## capacitor
data_type | static
owner_type | feeder
owner | 8101901
object | capacitor
name | groupid | parent | phases | nominal_voltage | pt_phase | phases_connected | switchA | switchB | switchC | control | voltage_set_high | voltage_set_low | VAr_set_high | VAr_set_low | current_set_high | current_set_low | capacitor_A | capacitor_B | capacitor_C | cap_nominal_voltage | time_delay | dwell_time | lockout_time | remote_sense | remote_sense_B | control_level | dcircuit | selected | monitored | monitored_fields | class_monitored_fields | played | played_fields | comments
cap_220369617 |  | node_1326376_179_15264973_257 | ABCN | 0 |  | ABCN | CLOSED | CLOSED | CLOSED | MANUAL | [6 empty] | 100000 | 100000 | 100000 | 4800 | [6 empty] | 8101901 | no | no |  |  | no
cap_220369620 |  | node_1330212_145_15258203_17 | ABCN | 0 |  | ABCN | CLOSED | CLOSED | CLOSED | MANUAL | [6 empty] | 50000 | 50000 | 50000 | 4800 | [6 empty] | 8101901 | no | no |  |  | no
cap_220369623 |  | node_1322873_934_15274883_376 | ABCN | 0 |  | ABCN | CLOSED | CLOSED | CLOSED | MANUAL | [6 empty] | 100000 | 100000 | 100000 | 4800 | [6 empty] | 8101901 | no | no |  |  | no
cap_220369634 |  | node_1328851_71_15276496_095 | AN | 0 |  | AN | CLOSED |  |  | MANUAL | [6 empty] | 50000 |  |  | 4800 | [6 empty] | 8101901 | no | no |  |  | no
cap_220369636 |  | node_1338560_164_15266240_873 | AN | 0 |  | AN | CLOSED |  |  | MANUAL | [6 empty] | 50000 |  |  | 4800 | [6 empty] | 8101901 | no | no |  |  | no
cap_220369648 |  | node_1312896_15258837_073 | AN | 0 |  | AN | CLOSED |  |  | MANUAL | [6 empty] | 100000 |  |  | 4800 | [6 empty] | 8101901 | no | no |  |  | no

## feeder
data_type | static
owner_type | feeder
owner | 8101901
object | feeder
name | transmission_bus | ARC | ADR | slack_bus | nom_voltages | num_nodes | num_ohlines | num_uglines | num_transformers | num_generators | num_pvs | num_storages | num_loads | miles | mw | mvar | losses_mw | losses_mvar | comments | use_feeder_load_shape | load_shape_scale | use_feeder_pv_shape | pv_shape_scale | description | restore_time | griddisconnect_scenario_probability | gridconnect_scenario_probability | use_energy_not_served | VOLL | discount_rate | yearly_load_growth_percent | planning_horizon | enable_traditional_project_deferral | lifetime_of_investment_years | start_year | base_year | year_the_investment_is_committed | revenue_requirement_scaling_factor | discount_rate | inflation_rate_for_investment | traditional_project_invested_capital | periodicity_of_investment_in_years | priority | maximum_total_investment_cost | DER_portfolio_NPV | DER_portfolio_BC_ratio | total_system_energy_avoided_cost_NPV | total_system_capacity_avoided_cost_NPV | total_system_ancillary_services_avoided_cost_NPV | total_system_CO2_avoided_cost_NPV | total_system_loss_of_load_avoided_cost_NPV | total_system_distribution_capacity_avoided_cost_NPV | total_system_investment_and_operational_cost_NPV | feeder_solar_pv_operating_cost_USdollarperkWh | feeder_energy_storage_operating_cost_USdollarperkWh | feeder_distributed_generator_operating_cost_USdollarperkWh | feeder_distributed_generator_CO2_cost_USdollarperkWh | feeder_demand_response_operating_cost_USdollarperkWh | feeder_solar_pv_investment_cost_USdollarperkW | feeder_energy_storage_investment_cost_USdollarperkW | feeder_distributed_generator_investment_cost_USdollarperkW | feeder_demand_response_investment_cost_USdollarperkW
8101901 |  | ts_slack | none | node_SOURCE_8101901 | 2771.281 | 1355 | 1269 | 22 | 0 | 0 | 0 | 0 | 442 | 40.691 | 5.989 | 2.551 | 0 | 0 |  | 0 | 0 | 1 | 0 |  | 0 | 0 | 0 | 0 | 0 | 0 | 0 | 0 | 0 | 0 | 0 | 0 | 0 | 0 | 0 | 0 | 0 | 0 | 0 | 999999999 | 0 | 0 | 0 | 0 | 0 | 0 | 0 | 0 | 0 | 0 | 0 | 0 | 0 | 0 | 0 | 0 | 0 | 0

## fuse
data_type | static
owner_type | feeder
owner | 8101901
object | fuse
name | groupid | phases | fr | to | phase_A_status | phase_B_status | phase_C_status | repair_dist_type | current_limit | mean_replacement_time | status | dcircuit | selected | monitored | monitored_fields | class_monitored_fields | played | played_fields | comments
fuse_220386312 |  | AN | node_intto1_8101901_200862111 | node_8101901_200862111 | GOOD | GOOD | GOOD |  | 40 |  |  | 8101901 | no | no |  |  | no
fuse_220386710 |  | AN | node_intto1_8101901_200863903 | node_8101901_200863903 | GOOD | GOOD | GOOD |  | 30 |  |  | 8101901 | no | no |  |  | no
fuse_220386811 |  | AD | node_intto1_8101901_200898726 | node_8101901_200898726 | GOOD | GOOD | GOOD |  | 65 |  |  | 8101901 | no | no |  |  | no
fuse_220386812 |  | AD | node_intto1_8101901_200898724 | node_8101901_200898724 | GOOD | GOOD | GOOD |  | 40 |  |  | 8101901 | no | no |  |  | no
fuse_220386813 |  | AD | node_intto1_8101901_200898720 | node_8101901_200898720 | GOOD | GOOD | GOOD |  | 65 |  |  | 8101901 | no | no |  |  | no
fuse_220386817 |  | AN | node_intto1_8101901_200898811 | node_8101901_200898811 | GOOD | GOOD | GOOD |  | 30 |  |  | 8101901 | no | no |  |  | no
fuse_220386860 |  | AD | node_intto1_8101901_200898112 | node_8101901_200898112 | GOOD | GOOD | GOOD |  | 40 |  |  | 8101901 | no | no |  |  | no
fuse_220386882 |  | AD | node_intto1_220386882 | node_220386882 | GOOD | GOOD | GOOD |  | 40 |  |  | 8101901 | no | no |  |  | no
fuse_220386883 |  | AD | node_intto1_8101901_200899856 | node_8101901_200899856 | GOOD | GOOD | GOOD |  | 60 |  |  | 8101901 | no | no |  |  | no
fuse_220386916 |  | AD | node_intto1_8101901_201017477 | node_8101901_201017477 | GOOD | GOOD | GOOD |  | 40 |  |  | 8101901 | no | no |  |  | no
fuse_220386917 |  | AD | node_intto1_8101901_200896270 | node_8101901_200896270 | GOOD | GOOD | GOOD |  | 40 |  |  | 8101901 | no | no |  |  | no
fuse_220386918 |  | AD | node_intto1_8101901_200899294 | node_8101901_200899294 | GOOD | GOOD | GOOD |  | 60 |  |  | 8101901 | no | no |  |  | no
fuse_220386925 |  | AN | node_intto1_8101901_201046383 | node_8101901_201046383 | GOOD | GOOD | GOOD |  | 25 |  |  | 8101901 | no | no |  |  | no
fuse_220386926 |  | AN | node_intto1_8101901_200899154 | node_8101901_200899154 | GOOD | GOOD | GOOD |  | 30 |  |  | 8101901 | no | no |  |  | no
fuse_220386927 |  | AD | node_intto1_8101901_200899047 | node_8101901_200899047 | GOOD | GOOD | GOOD |  | 75 |  |  | 8101901 | no | no |  |  | no
fuse_220386928 |  | AD | node_intto1_8101901_200899168 | node_8101901_200899168 | GOOD | GOOD | GOOD |  | 40 |  |  | 8101901 | no | no |  |  | no
fuse_220386929 |  | AD | node_intto1_8101901_200899108 | node_8101901_200899108 | GOOD | GOOD | GOOD |  | 75 |  |  | 8101901 | no | no |  |  | no
fuse_220386941 |  | AD | node_intto1_8101901_200899397 | node_8101901_200899397 | GOOD | GOOD | GOOD |  | 40 |  |  | 8101901 | no | no |  |  | no
fuse_220386968 |  | AD | node_intto1_8101901_200896002 | node_8101901_200896002 | GOOD | GOOD | GOOD |  | 40 |  |  | 8101901 | no | no |  |  | no
fuse_220386970 |  | AD | node_intto1_8101901_200896140 | node_8101901_200896140 | GOOD | GOOD | GOOD |  | 60 |  |  | 8101901 | no | no |  |  | no
fuse_220386971 |  | ABCD | node_intto1_8101901_200896103 | node_8101901_200896103 | GOOD | GOOD | GOOD |  | 85 |  |  | 8101901 | no | no |  |  | no
fuse_220386972 |  | AD | node_intto1_8101901_200898953 | node_8101901_200898953 | GOOD | GOOD | GOOD |  | 40 |  |  | 8101901 | no | no |  |  | no
fuse_220386973 |  | AD | node_intto1_8101901_200896039 | node_8101901_200896039 | GOOD | GOOD | GOOD |  | 65 |  |  | 8101901 | no | no |  |  | no
fuse_220386974 |  | AD | node_intto1_8101901_200896036 | node_8101901_200896036 | GOOD | GOOD | GOOD |  | 65 |  |  | 8101901 | no | no |  |  | no
fuse_220386978 |  | AN | node_intto1_8101901_200895954 | node_8101901_200895954 | GOOD | GOOD | GOOD |  | 40 |  |  | 8101901 | no | no |  |  | no
fuse_220386979 |  | AD | node_intto1_8101901_200895955 | node_8101901_200895955 | GOOD | GOOD | GOOD |  | 100 |  |  | 8101901 | no | no |  |  | no
fuse_220386985 |  | AD | node_intto1_8101901_200898812 | node_8101901_200898812 | GOOD | GOOD | GOOD |  | 40 |  |  | 8101901 | no | no |  |  | no
fuse_220387023 |  | AD | node_intto1_8101901_200897501 | node_8101901_200897501 | GOOD | GOOD | GOOD |  | 60 |  |  | 8101901 | no | no |  |  | no
fuse_220387031 |  | ABCD | node_intto1_8101901_200897572 | node_8101901_200897572 | GOOD | GOOD | GOOD |  | 100 |  |  | 8101901 | no | no |  |  | no
fuse_220387033 |  | AD | node_intto1_8101901_200897157 | node_8101901_200897157 | GOOD | GOOD | GOOD |  | 50 |  |  | 8101901 | no | no |  |  | no
fuse_220387034 |  | AN | node_intto1_8101901_200897109 | node_8101901_200897109 | GOOD | GOOD | GOOD |  | 25 |  |  | 8101901 | no | no |  |  | no
fuse_220387040 |  | AD | node_intto1_8101901_200897804 | node_8101901_200897804 | GOOD | GOOD | GOOD |  | 40 |  |  | 8101901 | no | no |  |  | no
fuse_220387041 |  | AD | node_intto1_8101901_200897786 | node_8101901_200897786 | GOOD | GOOD | GOOD |  | 60 |  |  | 8101901 | no | no |  |  | no
fuse_220387042 |  | AD | node_intto1_8101901_200897151 | node_8101901_200897151 | GOOD | GOOD | GOOD |  | 100 |  |  | 8101901 | no | no |  |  | no
fuse_220387043 |  | AD | node_intto1_8101901_200897762 | node_8101901_200897762 | GOOD | GOOD | GOOD |  | 30 |  |  | 8101901 | no | no |  |  | no
fuse_220387044 |  | AD | node_intto1_8101901_200897746 | node_8101901_200897746 | GOOD | GOOD | GOOD |  | 50 |  |  | 8101901 | no | no |  |  | no
fuse_220387045 |  | AD | node_intto1_8101901_200898003 | node_8101901_200898003 | GOOD | GOOD | GOOD |  | 100 |  |  | 8101901 | no | no |  |  | no
fuse_220387047 |  | ABCD | node_intto1_8101901_200899155 | node_8101901_200899155 | GOOD | GOOD | GOOD |  | 100 |  |  | 8101901 | no | no |  |  | no
fuse_220387049 |  | AD | node_intto1_8101901_200896327 | node_8101901_200896327 | GOOD | GOOD | GOOD |  | 60 |  |  | 8101901 | no | no |  |  | no
fuse_220387050 |  | ABCD | node_intto1_8101901_200897621 | node_8101901_200897621 | GOOD | GOOD | GOOD |  | 85 |  |  | 8101901 | no | no |  |  | no
fuse_220387051 |  | AD | node_intto1_8101901_200897111 | node_8101901_200897111 | GOOD | GOOD | GOOD |  | 60 |  |  | 8101901 | no | no |  |  | no
fuse_220387052 |  | AD | node_intto1_8101901_200896228 | node_8101901_200896228 | GOOD | GOOD | GOOD |  | 60 |  |  | 8101901 | no | no |  |  | no
fuse_220387055 |  | AD | node_intto1_8101901_200898615 | node_8101901_200898615 | GOOD | GOOD | GOOD |  | 150 |  |  | 8101901 | no | no |  |  | no
fuse_220387059 |  | AD | node_intto1_8101901_200896542 | node_8101901_200896542 | GOOD | GOOD | GOOD |  | 150 |  |  | 8101901 | no | no |  |  | no
fuse_220387069 |  | AD | node_intto1_8101901_200961717 | node_8101901_200961717 | GOOD | GOOD | GOOD |  | 40 |  |  | 8101901 | no | no |  |  | no
fuse_220469036 |  | ABCN | node_intto1_8101901_200897515 | node_8101901_200897515 | GOOD | GOOD | GOOD |  | 30 |  |  | 8101901 | no | no |  |  | no
fuse_220517047 |  | AD | node_intto1_8101901_200899271 | node_8101901_200899271 | GOOD | GOOD | GOOD |  | 80 |  |  | 8101901 | no | no |  |  | no
fuse_220543765 |  | AN | node_intto1_8101901_200986441 | node_8101901_200986441 | GOOD | GOOD | GOOD |  | 20 |  |  | 8101901 | no | no |  |  | no
fuse_220543981 |  | AN | node_intto1_8101901_200968791 | node_8101901_200968791 | GOOD | GOOD | GOOD |  | 25 |  |  | 8101901 | no | no |  |  | no
fuse_220577117 |  | AN | node_intto1_8101901_201010813 | node_8101901_201010813 | GOOD | GOOD | GOOD |  | 30 |  |  | 8101901 | no | no |  |  | no
fuse_220583668 |  | AN | node_intto1_8101901_201012651 | node_8101901_201012651 | GOOD | GOOD | GOOD |  | 25 |  |  | 8101901 | no | no |  |  | no
fuse_312114815 |  | AD | node_intto1_8101901_200896018 | node_8101901_200896018 | GOOD | GOOD | GOOD |  | 300 |  |  | 8101901 | no | no |  |  | no
fuse_312138894 |  | AD | node_intto1_8101901_200897783 | node_8101901_200897783 | GOOD | GOOD | GOOD |  | 300 |  |  | 8101901 | no | no |  |  | no

## line_configuration
data_type | static
owner_type | feeder
owner | 8101901
object | line_configuration
name | groupid | conductor_A | conductor_B | conductor_C | conductor_N | spacing | z11 | z12 | z13 | z21 | z22 | z23 | z31 | z32 | z33 | c11 | c12 | c13 | c21 | c22 | c23 | c31 | c32 | c33 | dcircuit | selected | comments
bal_1P_1/0AA |  | oh_cond_1/0_AAAC | oh_cond_1/0_AAAC | oh_cond_1/0_AAAC |  |  | 0.972+1.499j | 0.095+0.781j | 0.095+0.781j | 0.095+0.781j | 0.972+1.499j | 0.095+0.781j | 0.095+0.781j | 0.095+0.781j | 0.972+1.499j | 12.796 | -3.172 | -3.172 | -3.172 | 12.796 | -3.172 | -3.172 | -3.172 | 12.796 |  | no
bal_1P_1/0AC |  | oh_cond_1/0_ACSR | oh_cond_1/0_ACSR | oh_cond_1/0_ACSR |  |  | 0.983+1.218j | 0.095+0.781j | 0.095+0.781j | 0.095+0.781j | 0.983+1.218j | 0.095+0.781j | 0.095+0.781j | 0.095+0.781j | 0.983+1.218j | 12.796 | -3.172 | -3.172 | -3.172 | 12.796 | -3.172 | -3.172 | -3.172 | 12.796 |  | no
bal_1P_2AC |  | oh_cond_2_ACSR | oh_cond_2_ACSR | oh_cond_2_ACSR |  |  | 1.505+1.527j | 0.095+0.781j | 0.095+0.781j | 0.095+0.781j | 1.505+1.527j | 0.095+0.781j | 0.095+0.781j | 0.095+0.781j | 1.505+1.527j | 12.393 | -3.017 | -3.017 | -3.017 | 12.393 | -3.017 | -3.017 | -3.017 | 12.393 |  | no
bal_1P_4/0AC |  | oh_cond_4/0_ACSR | oh_cond_4/0_ACSR | oh_cond_4/0_ACSR |  |  | 0.54+1.457j | 0.095+0.781j | 0.095+0.781j | 0.095+0.781j | 0.54+1.457j | 0.095+0.781j | 0.095+0.781j | 0.095+0.781j | 0.54+1.457j | 13.554 | -3.469 | -3.469 | -3.469 | 13.554 | -3.469 | -3.469 | -3.469 | 13.554 |  | no
bal_1P_4/0AL |  | oh_cond_4/0_AL | oh_cond_4/0_AL | oh_cond_4/0_AL |  |  | 0.537+1.466j | 0.095+0.781j | 0.095+0.781j | 0.095+0.781j | 0.537+1.466j | 0.095+0.781j | 0.095+0.781j | 0.095+0.781j | 0.537+1.466j | 13.381 | -3.4 | -3.4 | -3.4 | 13.381 | -3.4 | -3.4 | -3.4 | 13.381 |  | no
bal_1P_4AC |  | oh_cond_4_ACSR | oh_cond_4_ACSR | oh_cond_4_ACSR |  |  | 2.335+1.555j | 0.095+0.781j | 0.095+0.781j | 0.095+0.781j | 2.335+1.555j | 0.095+0.781j | 0.095+0.781j | 0.095+0.781j | 2.335+1.555j | 11.91 | -2.834 | -2.834 | -2.834 | 11.91 | -2.834 | -2.834 | -2.834 | 11.91 |  | no
bal_1P_4ACW |  | oh_cond_4A_CWD | oh_cond_4A_CWD | oh_cond_4A_CWD |  |  | 1.49+1.583j | 0.095+0.781j | 0.095+0.781j | 0.095+0.781j | 1.49+1.583j | 0.095+0.781j | 0.095+0.781j | 0.095+0.781j | 1.49+1.583j | 12.178 | -2.935 | -2.935 | -2.935 | 12.178 | -2.935 | -2.935 | -2.935 | 12.178 |  | no
bal_1P_8DCW |  | oh_cond_8D_CWD | oh_cond_8D_CWD | oh_cond_8D_CWD |  |  | 3.605+1.647j | 0.095+0.781j | 0.095+0.781j | 0.095+0.781j | 3.605+1.647j | 0.095+0.781j | 0.095+0.781j | 0.095+0.781j | 3.605+1.647j | 11.681 | -2.748 | -2.748 | -2.748 | 11.681 | -2.748 | -2.748 | -2.748 | 11.681 |  | no
bal_1P_DELTACUST |  | oh_cond_2/0_CU | oh_cond_2/0_CU | oh_cond_2/0_CU | oh_cond_3_#7_CWD_30% |  | 0.66+1.378j | 0.22+0.666j | 0.22+0.666j | 0.22+0.666j | 0.66+1.378j | 0.22+0.666j | 0.22+0.666j | 0.22+0.666j | 0.66+1.378j | 13.24 | -2.712 | -2.712 | -2.712 | 13.24 | -2.712 | -2.712 | -2.712 | 13.24 |  | no
bal_3P_1/0AA |  | oh_cond_1/0_AAAC | oh_cond_1/0_AAAC | oh_cond_1/0_AAAC |  |  | 0.972+1.499j | 0.095+0.781j | 0.095+0.781j | 0.095+0.781j | 0.972+1.499j | 0.095+0.781j | 0.095+0.781j | 0.095+0.781j | 0.972+1.499j | 12.796 | -3.172 | -3.172 | -3.172 | 12.796 | -3.172 | -3.172 | -3.172 | 12.796 |  | no
bal_3P_1/0AC |  | oh_cond_1/0_ACSR | oh_cond_1/0_ACSR | oh_cond_1/0_ACSR |  |  | 0.983+1.497j | 0.095+0.781j | 0.095+0.781j | 0.095+0.781j | 0.983+1.497j | 0.095+0.781j | 0.095+0.781j | 0.095+0.781j | 0.983+1.497j | 12.796 | -3.172 | -3.172 | -3.172 | 12.796 | -3.172 | -3.172 | -3.172 | 12.796 |  | no
bal_3P_2AC |  | oh_cond_2_ACSR | oh_cond_2_ACSR | oh_cond_2_ACSR |  |  | 1.505+1.527j | 0.095+0.781j | 0.095+0.781j | 0.095+0.781j | 1.505+1.527j | 0.095+0.781j | 0.095+0.781j | 0.095+0.781j | 1.505+1.527j | 12.393 | -3.017 | -3.017 | -3.017 | 12.393 | -3.017 | -3.017 | -3.017 | 12.393 |  | no
bal_3P_4/0AC |  | oh_cond_4/0_ACSR | oh_cond_4/0_ACSR | oh_cond_4/0_ACSR |  |  | 0.54+1.457j | 0.095+0.781j | 0.095+0.781j | 0.095+0.781j | 0.54+1.457j | 0.095+0.781j | 0.095+0.781j | 0.095+0.781j | 0.54+1.457j | 13.554 | -3.469 | -3.469 | -3.469 | 13.554 | -3.469 | -3.469 | -3.469 | 13.554 |  | no
bal_3P_4CU |  | oh_cond_4_CU | oh_cond_4_CU | oh_cond_4_CU |  |  | 1.483+1.565j | 0.095+0.781j | 0.095+0.781j | 0.095+0.781j | 1.483+1.565j | 0.095+0.781j | 0.095+0.781j | 0.095+0.781j | 1.483+1.565j | 11.78 | -2.785 | -2.785 | -2.785 | 11.78 | -2.785 | -2.785 | -2.785 | 11.78 |  | no
bal_3P_336AC |  | oh_cond_336_5_ACSR | oh_cond_336_5_ACSR | oh_cond_336_5_ACSR |  |  | 0.373+1.413j | 0.095+0.781j | 0.095+0.781j | 0.095+0.781j | 0.373+1.413j | 0.095+0.781j | 0.095+0.781j | 0.095+0.781j | 0.373+1.413j | 14.023 | -3.655 | -3.655 | -3.655 | 14.023 | -3.655 | -3.655 | -3.655 | 14.023 |  | no
bal_3P_477AL |  | oh_cond_477_MCM_AL | oh_cond_477_MCM_AL | oh_cond_477_MCM_AL |  |  | 0.293+1.41j | 0.095+0.775j | 0.095+0.775j | 0.095+0.775j | 0.293+1.41j | 0.095+0.775j | 0.095+0.775j | 0.095+0.775j | 0.293+1.41j | 14.305 | -3.735 | -3.735 | -3.735 | 14.305 | -3.735 | -3.735 | -3.735 | 14.305 |  | no
bal_3P_DELTACUST |  | oh_cond_2/0_CU | oh_cond_2/0_CU | oh_cond_2/0_CU | oh_cond_3_#7_CWD_30% |  | 0.66+1.378j | 0.22+0.666j | 0.22+0.666j | 0.22+0.666j | 0.66+1.378j | 0.22+0.666j | 0.22+0.666j | 0.22+0.666j | 0.66+1.378j | 13.24 | -2.712 | -2.712 | -2.712 | 13.24 | -2.712 | -2.712 | -2.712 | 13.24 |  | no
unb_TAPWIRE_OH |  | oh_cond_WP-4/0-CU | oh_cond_WP-4/0-CU | oh_cond_WP-4/0-CU | oh_cond_WP-4/0-CU |  | 0.365+1.097j | 0.093+0.433j | 0.094+0.34j | 0.093+0.433j | 0.368+1.078j | 0.095+0.401j | 0.094+0.34j | 0.095+0.401j | 0.368+1.077j | 14.911 | -4.341 | -1.953 | -4.341 | 15.781 | -3.724 | -1.953 | -3.724 | 14.818 |  | no
und_1P_2ALURD |  | und_cond_1P_2ALURD | und_cond_1P_2ALURD | und_cond_1P_2ALURD |  |  | 2.379+0.823j | 0.0+0.0j | 0.0+0.0j | 0.0+0.0j | 2.379+0.823j | 0.0+0.0j | 0.0+0.0j | 0.0+0.0j | 2.379+0.823j | 401.497 | 0 | 0 | 0 | 401.497 | 0 | 0 | 0 | 401.497 |  | no
und_1P_DELTACUST |  | und_cond_1P_DELTACUST | und_cond_1P_DELTACUST | und_cond_1P_DELTACUST |  |  | 0.179+0.233j | 0.061-0.024j | 0.061-0.024j | 0.061-0.024j | 0.179+0.233j | 0.061-0.024j | 0.061-0.024j | 0.061-0.024j | 0.179+0.233j | 324.124 | 0 | 0 | 0 | 324.124 | 0 | 0 | 0 | 324.124 |  | no
und_TAPWIRE_UG |  | und_cond_TAPWIRE_UG | und_cond_TAPWIRE_UG | und_cond_TAPWIRE_UG |  |  | 0.001+0.001j | 0.0+0.0j | 0.0+0.0j | 0.0+0.0j | 0.001+0.001j | 0.0+0.0j | 0.0+0.0j | 0.0+0.0j | 0.001+0.001j | 0 | 0 | 0 | 0 | 0 | 0 | 0 | 0 | 0 |  | no

## load
data_type | static
owner_type | feeder
owner | 8101901
object | load
name | groupid | parent | bustype | phases | nominal_voltage | load_class | constant_power_A | constant_power_B | constant_power_C | constant_current_A | constant_current_B | constant_current_C | constant_impedance_A | constant_impedance_B | constant_impedance_C | base_power_A | base_power_B | base_power_C | power_pf_A | power_pf_B | power_pf_C | current_pf_A | current_pf_B | current_pf_C | impedance_pf_A | impedance_pf_B | impedance_pf_C | power_fraction_A | power_fraction_B | power_fraction_C | current_fraction_A | current_fraction_B | current_fraction_C | impedance_fraction_A | impedance_fraction_B | impedance_fraction_C | dcircuit | selected | monitored | monitored_fields | class_monitored_fields | played | played_fields | base_kw_A | base_kw_B | base_kw_C | kw_A | kw_B | kw_C | comments | critical_load | dem_resp_lb | dem_resp_ub | dem_resp_shortage_cost | dem_resp_surplus_cost | num_customers
load_220348393 |  | node_1340960_744_15268407_086 |  | AN | 0 | Residential | 13363.2+5692.699j | 0 | 0 | 0 | 0 | 0 | [24 empty] | 8101901 | no | no |  |  | no |  | 0 | 0 | 0 | 0 | 0 | 0 |  | 1 | 1 | 1 | 0 | 0 | 0
load_220348394 |  | node_1341103_115_15269407_094 |  | AN | 0 | Residential | 3844.8+1637.878j | 0 | 0 | 0 | 0 | 0 | [24 empty] | 8101901 | no | no |  |  | no |  | 0 | 0 | 0 | 0 | 0 | 0 |  | 1 | 1 | 1 | 0 | 0 | 0
load_220349065 |  | node_1342545_604_15262377_641 |  | AN | 0 | Residential | 4514.4+1923.126j | 0 | 0 | 0 | 0 | 0 | [24 empty] | 8101901 | no | no |  |  | no |  | 0 | 0 | 0 | 0 | 0 | 0 |  | 1 | 1 | 1 | 0 | 0 | 0
load_220349066 |  | node_1343822_386_15262091_769 |  | AN | 0 | Residential | 2131.2+907.887j | 0 | 0 | 0 | 0 | 0 | [24 empty] | 8101901 | no | no |  |  | no |  | 0 | 0 | 0 | 0 | 0 | 0 |  | 1 | 1 | 1 | 0 | 0 | 0
load_220349067 |  | node_1343636_716_15262408_962 |  | AN | 0 | Residential | 5608.8+2389.339j | 0 | 0 | 0 | 0 | 0 | [24 empty] | 8101901 | no | no |  |  | no |  | 0 | 0 | 0 | 0 | 0 | 0 |  | 1 | 1 | 1 | 0 | 0 | 0
load_220360387 |  | node_1323628_39_15272811_451 |  | AN | 0 | NonResidential | 30000+12779.946j | 0 | 0 | 0 | 0 | 0 | [24 empty] | 8101901 | no | no |  |  | no |  | 0 | 0 | 0 | 0 | 0 | 0 |  | 1 | 1 | 1 | 0 | 0 | 0
load_220360390 |  | node_1320581_914_15270696_583 |  | AN | 0 | Residential | 4600.8+1959.933j | 0 | 0 | 0 | 0 | 0 | [24 empty] | 8101901 | no | no |  |  | no |  | 0 | 0 | 0 | 0 | 0 | 0 |  | 1 | 1 | 1 | 0 | 0 | 0
load_220360393 |  | node_1319589_109_15269479_466 |  | AN | 0 | Residential | 13946.4+5941.142j | 0 | 0 | 0 | 0 | 0 | [24 empty] | 8101901 | no | no |  |  | no |  | 0 | 0 | 0 | 0 | 0 | 0 |  | 1 | 1 | 1 | 0 | 0 | 0
load_220360394 |  | node_1318572_349_15268666_492 |  | AN | 0 | Residential | 6933.6+2953.701j | 0 | 0 | 0 | 0 | 0 | [24 empty] | 8101901 | no | no |  |  | no |  | 0 | 0 | 0 | 0 | 0 | 0 |  | 1 | 1 | 1 | 0 | 0 | 0
load_220360395 |  | node_1318128_268_15268651_573 |  | AN | 0 | Residential | 7588.8+3232.815j | 0 | 0 | 0 | 0 | 0 | [24 empty] | 8101901 | no | no |  |  | no |  | 0 | 0 | 0 | 0 | 0 | 0 |  | 1 | 1 | 1 | 0 | 0 | 0
load_220360396 |  | node_1323095_474_15272440_136 |  | AN | 0 | Residential | 3506.4+1493.72j | 0 | 0 | 0 | 0 | 0 | [24 empty] | 8101901 | no | no |  |  | no |  | 0 | 0 | 0 | 0 | 0 | 0 |  | 1 | 1 | 1 | 0 | 0 | 0
load_220360397 |  | node_1322894_219_15272348_63 |  | AN | 0 | Residential | 9064.8+3861.589j | 0 | 0 | 0 | 0 | 0 | [24 empty] | 8101901 | no | no |  |  | no |  | 0 | 0 | 0 | 0 | 0 | 0 |  | 1 | 1 | 1 | 0 | 0 | 0
load_220360398 |  | node_1322744_021_15272205_27 |  | AN | 0 | Other | 0 | 0 | 0 | 0 | 0 | 0 | [24 empty] | 8101901 | no | no |  |  | no |  | 0 | 0 | 0 | 0 | 0 | 0 |  | 1 | 1 | 1 | 0 | 0 | 0
load_220360399 |  | node_1317741_008_15268709_985 |  | AN | 0 | Residential | 6148.8+2619.378j | 0 | 0 | 0 | 0 | 0 | [24 empty] | 8101901 | no | no |  |  | no |  | 0 | 0 | 0 | 0 | 0 | 0 |  | 1 | 1 | 1 | 0 | 0 | 0
load_220360400 |  | node_1317402_317_15268603_419 |  | AN | 0 | Residential | 0 | 0 | 0 | 0 | 0 | 0 | [24 empty] | 8101901 | no | no |  |  | no |  | 0 | 0 | 0 | 0 | 0 | 0 |  | 1 | 1 | 1 | 0 | 0 | 0
load_220360401 |  | node_1317159_336_15268282_508 |  | AN | 0 | Residential | 16596+7069.866j | 0 | 0 | 0 | 0 | 0 | [24 empty] | 8101901 | no | no |  |  | no |  | 0 | 0 | 0 | 0 | 0 | 0 |  | 1 | 1 | 1 | 0 | 0 | 0
load_220360402 |  | node_1316213_253_15267674_338 |  | AN | 0 | Residential | 6422.4+2735.931j | 0 | 0 | 0 | 0 | 0 | [24 empty] | 8101901 | no | no |  |  | no |  | 0 | 0 | 0 | 0 | 0 | 0 |  | 1 | 1 | 1 | 0 | 0 | 0
load_220360403 |  | node_1316499_139_15267909_691 |  | AN | 0 | Residential | 8647.2+3683.692j | 0 | 0 | 0 | 0 | 0 | [24 empty] | 8101901 | no | no |  |  | no |  | 0 | 0 | 0 | 0 | 0 | 0 |  | 1 | 1 | 1 | 0 | 0 | 0
load_220360404 |  | node_1315961_133_15267708_972 |  | AN | 0 | Residential | 17683.2+7533.012j | 0 | 0 | 0 | 0 | 0 | [24 empty] | 8101901 | no | no |  |  | no |  | 0 | 0 | 0 | 0 | 0 | 0 |  | 1 | 1 | 1 | 0 | 0 | 0
load_220360405 |  | node_1315669_155_15267640_159 |  | AN | 0 | Residential | 5277.6+2248.248j | 0 | 0 | 0 | 0 | 0 | [24 empty] | 8101901 | no | no |  |  | no |  | 0 | 0 | 0 | 0 | 0 | 0 |  | 1 | 1 | 1 | 0 | 0 | 0
load_220360406 |  | node_1315409_684_15267580_036 |  | AN | 0 | Residential | 15746.4+6707.938j | 0 | 0 | 0 | 0 | 0 | [24 empty] | 8101901 | no | no |  |  | no |  | 0 | 0 | 0 | 0 | 0 | 0 |  | 1 | 1 | 1 | 0 | 0 | 0
load_220360407 |  | node_1315519_92_15267667_827 |  | AN | 0 | Residential | 13471.2+5738.707j | 0 | 0 | 0 | 0 | 0 | [24 empty] | 8101901 | no | no |  |  | no |  | 0 | 0 | 0 | 0 | 0 | 0 |  | 1 | 1 | 1 | 0 | 0 | 0
load_220360408 |  | node_1315252_091_15267660_372 |  | AN | 0 | Residential | 5788.8+2466.018j | 0 | 0 | 0 | 0 | 0 | [24 empty] | 8101901 | no | no |  |  | no |  | 0 | 0 | 0 | 0 | 0 | 0 |  | 1 | 1 | 1 | 0 | 0 | 0
load_220360409 |  | node_1315076_145_15267641_02 |  | AN | 0 | Residential | 5191.2+2211.442j | 0 | 0 | 0 | 0 | 0 | [24 empty] | 8101901 | no | no |  |  | no |  | 0 | 0 | 0 | 0 | 0 | 0 |  | 1 | 1 | 1 | 0 | 0 | 0
load_220360410 |  | node_1314966_813_15267641_438 |  | AN | 0 | Residential | 17467.2+7440.996j | 0 | 0 | 0 | 0 | 0 | [24 empty] | 8101901 | no | no |  |  | no |  | 0 | 0 | 0 | 0 | 0 | 0 |  | 1 | 1 | 1 | 0 | 0 | 0
load_220360411 |  | node_1322696_916_15272084_187 |  | AN | 0 | Residential | 11325.6+4824.685j | 0 | 0 | 0 | 0 | 0 | [24 empty] | 8101901 | no | no |  |  | no |  | 0 | 0 | 0 | 0 | 0 | 0 |  | 1 | 1 | 1 | 0 | 0 | 0
load_220360412 |  | node_1314624_17_15267608_232 |  | AN | 0 | Residential | 2822.4+1202.337j | 0 | 0 | 0 | 0 | 0 | [24 empty] | 8101901 | no | no |  |  | no |  | 0 | 0 | 0 | 0 | 0 | 0 |  | 1 | 1 | 1 | 0 | 0 | 0
load_220360414 |  | node_1313625_61_15267301_164 |  | AN | 0 | Residential | 25617.6+10913.052j | 0 | 0 | 0 | 0 | 0 | [24 empty] | 8101901 | no | no |  |  | no |  | 0 | 0 | 0 | 0 | 0 | 0 |  | 1 | 1 | 1 | 0 | 0 | 0
load_220360415 |  | node_1313662_793_15267042_458 |  | AN | 0 | Residential | 1382.4+588.9j | 0 | 0 | 0 | 0 | 0 | [24 empty] | 8101901 | no | no |  |  | no |  | 0 | 0 | 0 | 0 | 0 | 0 |  | 1 | 1 | 1 | 0 | 0 | 0
load_220360416 |  | node_1313312_116_15266996_543 |  | AN | 0 | Residential | 16992+7238.562j | 0 | 0 | 0 | 0 | 0 | [24 empty] | 8101901 | no | no |  |  | no |  | 0 | 0 | 0 | 0 | 0 | 0 |  | 1 | 1 | 1 | 0 | 0 | 0
load_220360417 |  | node_1313056_472_15267045_894 |  | AN | 0 | Residential | 39844.8+16973.814j | 0 | 0 | 0 | 0 | 0 | [24 empty] | 8101901 | no | no |  |  | no |  | 0 | 0 | 0 | 0 | 0 | 0 |  | 1 | 1 | 1 | 0 | 0 | 0
load_220360418 |  | node_1312676_437_15266928_455 |  | AN | 0 | Residential | 5349.6+2278.92j | 0 | 0 | 0 | 0 | 0 | [24 empty] | 8101901 | no | no |  |  | no |  | 0 | 0 | 0 | 0 | 0 | 0 |  | 1 | 1 | 1 | 0 | 0 | 0
load_220360419 |  | node_1311833_039_15266721_943 |  | AN | 0 | Residential | 14428.8+6146.643j | 0 | 0 | 0 | 0 | 0 | [24 empty] | 8101901 | no | no |  |  | no |  | 0 | 0 | 0 | 0 | 0 | 0 |  | 1 | 1 | 1 | 0 | 0 | 0
load_220360420 |  | node_1322323_177_15271870_981 |  | AN | 0 | Residential | 3211.2+1367.965j | 0 | 0 | 0 | 0 | 0 | [24 empty] | 8101901 | no | no |  |  | no |  | 0 | 0 | 0 | 0 | 0 | 0 |  | 1 | 1 | 1 | 0 | 0 | 0
load_220360421 |  | node_1311205_428_15266662_705 |  | AN | 0 | Residential | 5119.2+2180.77j | 0 | 0 | 0 | 0 | 0 | [24 empty] | 8101901 | no | no |  |  | no |  | 0 | 0 | 0 | 0 | 0 | 0 |  | 1 | 1 | 1 | 0 | 0 | 0
load_220360422 |  | node_1321876_072_15271377_746 |  | AN | 0 | Residential | 93628.8+39885.702j | 0 | 0 | 0 | 0 | 0 | [24 empty] | 8101901 | no | no |  |  | no |  | 0 | 0 | 0 | 0 | 0 | 0 |  | 1 | 1 | 1 | 0 | 0 | 0
load_220360423 |  | node_1321269_539_15271864_272 |  | AN | 0 | Residential | 7502.4+3196.009j | 0 | 0 | 0 | 0 | 0 | [24 empty] | 8101901 | no | no |  |  | no |  | 0 | 0 | 0 | 0 | 0 | 0 |  | 1 | 1 | 1 | 0 | 0 | 0
load_220360425 |  | node_1334137_222_15267925_987 |  | AN | 0 | Residential | 8020.8+3416.846j | 0 | 0 | 0 | 0 | 0 | [24 empty] | 8101901 | no | no |  |  | no |  | 0 | 0 | 0 | 0 | 0 | 0 |  | 1 | 1 | 1 | 0 | 0 | 0
load_220360426 |  | node_1334541_719_15268361_75 |  | AN | 0 | Residential | 8028+3419.914j | 0 | 0 | 0 | 0 | 0 | [24 empty] | 8101901 | no | no |  |  | no |  | 0 | 0 | 0 | 0 | 0 | 0 |  | 1 | 1 | 1 | 0 | 0 | 0
load_220360427 |  | node_1335028_037_15268400_691 |  | AN | 0 | Residential | 3326.4+1417.04j | 0 | 0 | 0 | 0 | 0 | [24 empty] | 8101901 | no | no |  |  | no |  | 0 | 0 | 0 | 0 | 0 | 0 |  | 1 | 1 | 1 | 0 | 0 | 0
load_220360428 |  | node_1335469_167_15268561_043 |  | AN | 0 | Residential | 31910.4+13593.773j | 0 | 0 | 0 | 0 | 0 | [24 empty] | 8101901 | no | no |  |  | no |  | 0 | 0 | 0 | 0 | 0 | 0 |  | 1 | 1 | 1 | 0 | 0 | 0
load_220360429 |  | node_1335678_207_15268602_724 |  | AN | 0 | Residential | 11174.4+4760.274j | 0 | 0 | 0 | 0 | 0 | [24 empty] | 8101901 | no | no |  |  | no |  | 0 | 0 | 0 | 0 | 0 | 0 |  | 1 | 1 | 1 | 0 | 0 | 0
load_220360431 |  | node_1336173_452_15268649_36 |  | AN | 0 | Residential | 8107.2+3453.653j | 0 | 0 | 0 | 0 | 0 | [24 empty] | 8101901 | no | no |  |  | no |  | 0 | 0 | 0 | 0 | 0 | 0 |  | 1 | 1 | 1 | 0 | 0 | 0
load_220360432 |  | node_1336377_472_15268647_804 |  | AN | 0 | Residential | 4406.4+1877.119j | 0 | 0 | 0 | 0 | 0 | [24 empty] | 8101901 | no | no |  |  | no |  | 0 | 0 | 0 | 0 | 0 | 0 |  | 1 | 1 | 1 | 0 | 0 | 0
load_220360433 |  | node_1336816_186_15268646_596 |  | AN | 0 | Residential | 21448.8+9137.151j | 0 | 0 | 0 | 0 | 0 | [24 empty] | 8101901 | no | no |  |  | no |  | 0 | 0 | 0 | 0 | 0 | 0 |  | 1 | 1 | 1 | 0 | 0 | 0
load_220360435 |  | node_1338205_016_15268725_065 |  | AN | 0 | Residential | 7264.8+3094.792j | 0 | 0 | 0 | 0 | 0 | [24 empty] | 8101901 | no | no |  |  | no |  | 0 | 0 | 0 | 0 | 0 | 0 |  | 1 | 1 | 1 | 0 | 0 | 0
load_220360436 |  | node_1338850_991_15268213_598 |  | AN | 0 | Residential | 5731.2+2441.481j | 0 | 0 | 0 | 0 | 0 | [24 empty] | 8101901 | no | no |  |  | no |  | 0 | 0 | 0 | 0 | 0 | 0 |  | 1 | 1 | 1 | 0 | 0 | 0
load_220360437 |  | node_1319394_196_15273485_075 |  | AN | 0 | Residential | 9050.4+3855.454j | 0 | 0 | 0 | 0 | 0 | [24 empty] | 8101901 | no | no |  |  | no |  | 0 | 0 | 0 | 0 | 0 | 0 |  | 1 | 1 | 1 | 0 | 0 | 0
load_220360438 |  | node_1319357_638_15273957_461 |  | AN | 0 | Residential | 8661.6+3689.826j | 0 | 0 | 0 | 0 | 0 | [24 empty] | 8101901 | no | no |  |  | no |  | 0 | 0 | 0 | 0 | 0 | 0 |  | 1 | 1 | 1 | 0 | 0 | 0
load_220360440 |  | node_1318832_237_15273939_171 |  | AN | 0 | Residential | 4392+1870.984j | 0 | 0 | 0 | 0 | 0 | [24 empty] | 8101901 | no | no |  |  | no |  | 0 | 0 | 0 | 0 | 0 | 0 |  | 1 | 1 | 1 | 0 | 0 | 0
load_220360441 |  | node_1318691_973_15273503_038 |  | AN | 0 | Residential | 12715.2+5416.653j | 0 | 0 | 0 | 0 | 0 | [24 empty] | 8101901 | no | no |  |  | no |  | 0 | 0 | 0 | 0 | 0 | 0 |  | 1 | 1 | 1 | 0 | 0 | 0
load_220360442 |  | node_1318431_069_15273578_418 |  | AN | 0 | NonResidential | 4111.2+1751.364j | 0 | 0 | 0 | 0 | 0 | [24 empty] | 8101901 | no | no |  |  | no |  | 0 | 0 | 0 | 0 | 0 | 0 |  | 1 | 1 | 1 | 0 | 0 | 0
load_220360444 |  | node_1318092_58_15273395_534 |  | AN | 0 | Residential | 12434.4+5297.032j | 0 | 0 | 0 | 0 | 0 | [24 empty] | 8101901 | no | no |  |  | no |  | 0 | 0 | 0 | 0 | 0 | 0 |  | 1 | 1 | 1 | 0 | 0 | 0
load_220360445 |  | node_1317692_424_15273285_28 |  | AN | 0 | Residential | 25970.4+11063.344j | 0 | 0 | 0 | 0 | 0 | [24 empty] | 8101901 | no | no |  |  | no |  | 0 | 0 | 0 | 0 | 0 | 0 |  | 1 | 1 | 1 | 0 | 0 | 0
load_220360446 |  | node_1317488_074_15273252_217 |  | AN | 0 | Residential | 6897.6+2938.365j | 0 | 0 | 0 | 0 | 0 | [24 empty] | 8101901 | no | no |  |  | no |  | 0 | 0 | 0 | 0 | 0 | 0 |  | 1 | 1 | 1 | 0 | 0 | 0
load_220360447 |  | node_1317078_077_15273238_642 |  | AN | 0 | Residential | 16639.2+7088.27j | 0 | 0 | 0 | 0 | 0 | [24 empty] | 8101901 | no | no |  |  | no |  | 0 | 0 | 0 | 0 | 0 | 0 |  | 1 | 1 | 1 | 0 | 0 | 0
load_220360448 |  | node_1316710_235_15273113_4 |  | AN | 0 | Residential | 12715.2+5416.653j | 0 | 0 | 0 | 0 | 0 | [24 empty] | 8101901 | no | no |  |  | no |  | 0 | 0 | 0 | 0 | 0 | 0 |  | 1 | 1 | 1 | 0 | 0 | 0
load_220360449 |  | node_1316433_034_15272978_907 |  | AN | 0 | Residential | 17841.6+7600.49j | 0 | 0 | 0 | 0 | 0 | [24 empty] | 8101901 | no | no |  |  | no |  | 0 | 0 | 0 | 0 | 0 | 0 |  | 1 | 1 | 1 | 0 | 0 | 0
load_220360451 |  | node_1316362_313_15272629_388 |  | AN | 0 | Residential | 9000+3833.984j | 0 | 0 | 0 | 0 | 0 | [24 empty] | 8101901 | no | no |  |  | no |  | 0 | 0 | 0 | 0 | 0 | 0 |  | 1 | 1 | 1 | 0 | 0 | 0
load_220360453 |  | node_1314622_191_15271265_558 |  | AN | 0 | Residential | 16452+7008.523j | 0 | 0 | 0 | 0 | 0 | [24 empty] | 8101901 | no | no |  |  | no |  | 0 | 0 | 0 | 0 | 0 | 0 |  | 1 | 1 | 1 | 0 | 0 | 0
load_220360454 |  | node_1314288_042_15271334_819 |  | AN | 0 | Residential | 367.2+156.427j | 0 | 0 | 0 | 0 | 0 | [24 empty] | 8101901 | no | no |  |  | no |  | 0 | 0 | 0 | 0 | 0 | 0 |  | 1 | 1 | 1 | 0 | 0 | 0
load_220360455 |  | node_1314483_997_15271041_74 |  | AN | 0 | Residential | 403.2+171.762j | 0 | 0 | 0 | 0 | 0 | [24 empty] | 8101901 | no | no |  |  | no |  | 0 | 0 | 0 | 0 | 0 | 0 |  | 1 | 1 | 1 | 0 | 0 | 0
load_220360456 |  | node_1314441_123_15270888_482 |  | AN | 0 | NonResidential | 2764.8+1177.8j | 0 | 0 | 0 | 0 | 0 | [24 empty] | 8101901 | no | no |  |  | no |  | 0 | 0 | 0 | 0 | 0 | 0 |  | 1 | 1 | 1 | 0 | 0 | 0
load_220360457 |  | node_1314464_552_15270754_843 |  | AN | 0 | Residential | 29916+12744.163j | 0 | 0 | 0 | 0 | 0 | [24 empty] | 8101901 | no | no |  |  | no |  | 0 | 0 | 0 | 0 | 0 | 0 |  | 1 | 1 | 1 | 0 | 0 | 0
load_220360458 |  | node_1314175_07_15270469_735 |  | AN | 0 | Residential | 8388+3573.273j | 0 | 0 | 0 | 0 | 0 | [24 empty] | 8101901 | no | no |  |  | no |  | 0 | 0 | 0 | 0 | 0 | 0 |  | 1 | 1 | 1 | 0 | 0 | 0
load_220360459 |  | node_1313119_903_15269079_91 |  | AN | 0 | NonResidential | 6868.8+2926.097j | 0 | 0 | 0 | 0 | 0 | [24 empty] | 8101901 | no | no |  |  | no |  | 0 | 0 | 0 | 0 | 0 | 0 |  | 1 | 1 | 1 | 0 | 0 | 0
load_220360460 |  | node_1312689_214_15268484_514 |  | AN | 0 | Residential | 2088+889.484j | 0 | 0 | 0 | 0 | 0 | [24 empty] | 8101901 | no | no |  |  | no |  | 0 | 0 | 0 | 0 | 0 | 0 |  | 1 | 1 | 1 | 0 | 0 | 0
load_220360461 |  | node_1312185_469_15268453_536 |  | AN | 0 | NonResidential | 1000+425.998j | 0 | 0 | 0 | 0 | 0 | [24 empty] | 8101901 | no | no |  |  | no |  | 0 | 0 | 0 | 0 | 0 | 0 |  | 1 | 1 | 1 | 0 | 0 | 0
load_220360462 |  | node_1311966_344_15268107_741 |  | AN | 0 | NonResidential | 597.6+254.577j | 0 | 0 | 0 | 0 | 0 | [24 empty] | 8101901 | no | no |  |  | no |  | 0 | 0 | 0 | 0 | 0 | 0 |  | 1 | 1 | 1 | 0 | 0 | 0
load_220360465 |  | node_1311733_039_15268430_87 |  | AN | 0 | Residential | 33300+14185.741j | 0 | 0 | 0 | 0 | 0 | [24 empty] | 8101901 | no | no |  |  | no |  | 0 | 0 | 0 | 0 | 0 | 0 |  | 1 | 1 | 1 | 0 | 0 | 0
load_220360466 |  | node_1311470_351_15268416_089 |  | AN | 0 | Residential | 17395.2+7410.324j | 0 | 0 | 0 | 0 | 0 | [24 empty] | 8101901 | no | no |  |  | no |  | 0 | 0 | 0 | 0 | 0 | 0 |  | 1 | 1 | 1 | 0 | 0 | 0
load_220360467 |  | node_1311195_158_15268423_281 |  | AN | 0 | Residential | 22176+9446.936j | 0 | 0 | 0 | 0 | 0 | [24 empty] | 8101901 | no | no |  |  | no |  | 0 | 0 | 0 | 0 | 0 | 0 |  | 1 | 1 | 1 | 0 | 0 | 0
load_220360468 |  | node_1321405_983_15274573_269 |  | AN | 0 | Residential | 26035.2+11090.949j | 0 | 0 | 0 | 0 | 0 | [24 empty] | 8101901 | no | no |  |  | no |  | 0 | 0 | 0 | 0 | 0 | 0 |  | 1 | 1 | 1 | 0 | 0 | 0
load_220360469 |  | node_1321983_456_15274645_265 |  | AN | 0 | Residential | 662.4+282.181j | 0 | 0 | 0 | 0 | 0 | [24 empty] | 8101901 | no | no |  |  | no |  | 0 | 0 | 0 | 0 | 0 | 0 |  | 1 | 1 | 1 | 0 | 0 | 0
load_220360470 |  | node_1321294_699_15274312_482 |  | AN | 0 | NonResidential | 1202.4+512.22j | 0 | 0 | 0 | 0 | 0 | [24 empty] | 8101901 | no | no |  |  | no |  | 0 | 0 | 0 | 0 | 0 | 0 |  | 1 | 1 | 1 | 0 | 0 | 0
load_220360471 |  | node_1321045_479_15274150_557 |  | AN | 0 | Residential | 5263.2+2242.114j | 0 | 0 | 0 | 0 | 0 | [24 empty] | 8101901 | no | no |  |  | no |  | 0 | 0 | 0 | 0 | 0 | 0 |  | 1 | 1 | 1 | 0 | 0 | 0
load_220360472 |  | node_1310828_323_15268385_718 |  | AN | 0 | Residential | 4370.4+1861.783j | 0 | 0 | 0 | 0 | 0 | [24 empty] | 8101901 | no | no |  |  | no |  | 0 | 0 | 0 | 0 | 0 | 0 |  | 1 | 1 | 1 | 0 | 0 | 0
load_220360474 |  | node_1320672_805_15273599_637 |  | AN | 0 | Residential | 13032+5551.609j | 0 | 0 | 0 | 0 | 0 | [24 empty] | 8101901 | no | no |  |  | no |  | 0 | 0 | 0 | 0 | 0 | 0 |  | 1 | 1 | 1 | 0 | 0 | 0
load_220360513 |  | node_1328893_25_15259713_263 |  | AN | 0 | Residential | 223.2+95.083j | 0 | 0 | 0 | 0 | 0 | [24 empty] | 8101901 | no | no |  |  | no |  | 0 | 0 | 0 | 0 | 0 | 0 |  | 1 | 1 | 1 | 0 | 0 | 0
load_220360514 |  | node_1325941_997_15259815_481 |  | AN | 0 | Residential | 12873.6+5484.131j | 0 | 0 | 0 | 0 | 0 | [24 empty] | 8101901 | no | no |  |  | no |  | 0 | 0 | 0 | 0 | 0 | 0 |  | 1 | 1 | 1 | 0 | 0 | 0
load_220360515 |  | node_1328258_101_15259691_244 |  | AN | 0 | Residential | 5587.2+2380.137j | 0 | 0 | 0 | 0 | 0 | [24 empty] | 8101901 | no | no |  |  | no |  | 0 | 0 | 0 | 0 | 0 | 0 |  | 1 | 1 | 1 | 0 | 0 | 0
load_220360516 |  | node_1328346_058_15259300_337 |  | AN | 0 | Residential | 13046.4+5557.743j | 0 | 0 | 0 | 0 | 0 | [24 empty] | 8101901 | no | no |  |  | no |  | 0 | 0 | 0 | 0 | 0 | 0 |  | 1 | 1 | 1 | 0 | 0 | 0
load_220360517 |  | node_1328098_076_15259817_308 |  | AN | 0 | Residential | 3110.4+1325.025j | 0 | 0 | 0 | 0 | 0 | [24 empty] | 8101901 | no | no |  |  | no |  | 0 | 0 | 0 | 0 | 0 | 0 |  | 1 | 1 | 1 | 0 | 0 | 0
load_220360518 |  | node_1327820_336_15259816_692 |  | AN | 0 | Residential | 7473.6+3183.74j | 0 | 0 | 0 | 0 | 0 | [24 empty] | 8101901 | no | no |  |  | no |  | 0 | 0 | 0 | 0 | 0 | 0 |  | 1 | 1 | 1 | 0 | 0 | 0
load_220360519 |  | node_1327467_433_15259813_444 |  | AN | 0 | Residential | 9792+4171.375j | 0 | 0 | 0 | 0 | 0 | [24 empty] | 8101901 | no | no |  |  | no |  | 0 | 0 | 0 | 0 | 0 | 0 |  | 1 | 1 | 1 | 0 | 0 | 0
load_220360520 |  | node_1327122_703_15259822_315 |  | AN | 0 | Residential | 23594.4+10051.172j | 0 | 0 | 0 | 0 | 0 | [24 empty] | 8101901 | no | no |  |  | no |  | 0 | 0 | 0 | 0 | 0 | 0 |  | 1 | 1 | 1 | 0 | 0 | 0
load_220360521 |  | node_1326810_288_15259829_241 |  | AN | 0 | Residential | 4536+1932.328j | 0 | 0 | 0 | 0 | 0 | [24 empty] | 8101901 | no | no |  |  | no |  | 0 | 0 | 0 | 0 | 0 | 0 |  | 1 | 1 | 1 | 0 | 0 | 0
load_220360522 |  | node_1326494_424_15259848_202 |  | AN | 0 | Residential | 25012.8+10655.408j | 0 | 0 | 0 | 0 | 0 | [24 empty] | 8101901 | no | no |  |  | no |  | 0 | 0 | 0 | 0 | 0 | 0 |  | 1 | 1 | 1 | 0 | 0 | 0
load_220360523 |  | node_1326192_333_15259793_46 |  | AN | 0 | Residential | 7934.4+3380.04j | 0 | 0 | 0 | 0 | 0 | [24 empty] | 8101901 | no | no |  |  | no |  | 0 | 0 | 0 | 0 | 0 | 0 |  | 1 | 1 | 1 | 0 | 0 | 0
load_220360535 |  | node_1315497_67_15262503_747 |  | AN | 0 | Residential | 4399.2+1874.051j | 0 | 0 | 0 | 0 | 0 | [24 empty] | 8101901 | no | no |  |  | no |  | 0 | 0 | 0 | 0 | 0 | 0 |  | 1 | 1 | 1 | 0 | 0 | 0
load_220360536 |  | node_1315283_783_15262941_509 |  | AN | 0 | Residential | 7084.8+3018.112j | 0 | 0 | 0 | 0 | 0 | [24 empty] | 8101901 | no | no |  |  | no |  | 0 | 0 | 0 | 0 | 0 | 0 |  | 1 | 1 | 1 | 0 | 0 | 0
load_220360537 |  | node_1314793_875_15263720_088 |  | AN | 0 | Residential | 18352.8+7818.26j | 0 | 0 | 0 | 0 | 0 | [24 empty] | 8101901 | no | no |  |  | no |  | 0 | 0 | 0 | 0 | 0 | 0 |  | 1 | 1 | 1 | 0 | 0 | 0
load_220360538 |  | node_1314362_915_15264186_505 |  | AN | 0 | Residential | 4161.6+1772.834j | 0 | 0 | 0 | 0 | 0 | [24 empty] | 8101901 | no | no |  |  | no |  | 0 | 0 | 0 | 0 | 0 | 0 |  | 1 | 1 | 1 | 0 | 0 | 0
load_220360562 |  | node_1326429_402_15256863_118 |  | AN | 0 | Residential | 2570.4+1094.986j | 0 | 0 | 0 | 0 | 0 | [24 empty] | 8101901 | no | no |  |  | no |  | 0 | 0 | 0 | 0 | 0 | 0 |  | 1 | 1 | 1 | 0 | 0 | 0
load_220360563 |  | node_1329381_029_15258040_057 |  | AN | 0 | Residential | 5464.8+2327.995j | 0 | 0 | 0 | 0 | 0 | [24 empty] | 8101901 | no | no |  |  | no |  | 0 | 0 | 0 | 0 | 0 | 0 |  | 1 | 1 | 1 | 0 | 0 | 0
load_220360564 |  | node_1328430_481_15257907_768 |  | AN | 0 | Residential | 5047.2+2150.098j | 0 | 0 | 0 | 0 | 0 | [24 empty] | 8101901 | no | no |  |  | no |  | 0 | 0 | 0 | 0 | 0 | 0 |  | 1 | 1 | 1 | 0 | 0 | 0
load_220360565 |  | node_1328254_513_15257814_648 |  | AN | 0 | Residential | 31917.6+13596.841j | 0 | 0 | 0 | 0 | 0 | [24 empty] | 8101901 | no | no |  |  | no |  | 0 | 0 | 0 | 0 | 0 | 0 |  | 1 | 1 | 1 | 0 | 0 | 0
load_220360566 |  | node_1328127_473_15258137_131 |  | AN | 0 | Residential | 6552+2791.14j | 0 | 0 | 0 | 0 | 0 | [24 empty] | 8101901 | no | no |  |  | no |  | 0 | 0 | 0 | 0 | 0 | 0 |  | 1 | 1 | 1 | 0 | 0 | 0
load_220360567 |  | node_1327394_566_15257612_763 |  | AN | 0 | Residential | 6746.4+2873.954j | 0 | 0 | 0 | 0 | 0 | [24 empty] | 8101901 | no | no |  |  | no |  | 0 | 0 | 0 | 0 | 0 | 0 |  | 1 | 1 | 1 | 0 | 0 | 0
load_220360568 |  | node_1326630_579_15257049_994 |  | AN | 0 | Residential | 10360.8+4413.682j | 0 | 0 | 0 | 0 | 0 | [24 empty] | 8101901 | no | no |  |  | no |  | 0 | 0 | 0 | 0 | 0 | 0 |  | 1 | 1 | 1 | 0 | 0 | 0
load_220360582 |  | node_1323137_985_15277923_682 |  | AN | 0 | Residential | 101851.2+43388.43j | 0 | 0 | 0 | 0 | 0 | [24 empty] | 8101901 | no | no |  |  | no |  | 0 | 0 | 0 | 0 | 0 | 0 |  | 1 | 1 | 1 | 0 | 0 | 0
load_220360583 |  | node_1322610_098_15278012_194 |  | AN | 0 | Residential | 50580+21546.99j | 0 | 0 | 0 | 0 | 0 | [24 empty] | 8101901 | no | no |  |  | no |  | 0 | 0 | 0 | 0 | 0 | 0 |  | 1 | 1 | 1 | 0 | 0 | 0
load_220360643 |  | node_1322733_154_15277654_272 |  | AN | 0 | Residential | 107229.6+45679.618j | 0 | 0 | 0 | 0 | 0 | [24 empty] | 8101901 | no | no |  |  | no |  | 0 | 0 | 0 | 0 | 0 | 0 |  | 1 | 1 | 1 | 0 | 0 | 0
load_220360847 |  | node_1329785_82_15259177_808 |  | AN | 0 | NonResidential | 1562.4+665.58j | 0 | 0 | 0 | 0 | 0 | [24 empty] | 8101901 | no | no |  |  | no |  | 0 | 0 | 0 | 0 | 0 | 0 |  | 1 | 1 | 1 | 0 | 0 | 0
load_220360848 |  | node_1332296_509_15260275_021 |  | AN | 0 | Residential | 27806.4+11845.477j | 0 | 0 | 0 | 0 | 0 | [24 empty] | 8101901 | no | no |  |  | no |  | 0 | 0 | 0 | 0 | 0 | 0 |  | 1 | 1 | 1 | 0 | 0 | 0
load_220360849 |  | node_1332451_139_15260467_413 |  | AN | 0 | Residential | 14.4+6.134j | 0 | 0 | 0 | 0 | 0 | [24 empty] | 8101901 | no | no |  |  | no |  | 0 | 0 | 0 | 0 | 0 | 0 |  | 1 | 1 | 1 | 0 | 0 | 0
load_220360850 |  | node_1333136_435_15260832_639 |  | AN | 0 | Residential | 19058.4+8118.844j | 0 | 0 | 0 | 0 | 0 | [24 empty] | 8101901 | no | no |  |  | no |  | 0 | 0 | 0 | 0 | 0 | 0 |  | 1 | 1 | 1 | 0 | 0 | 0
load_220360851 |  | node_1333030_136_15261407_755 |  | AN | 0 | Residential | 2664+1134.859j | 0 | 0 | 0 | 0 | 0 | [24 empty] | 8101901 | no | no |  |  | no |  | 0 | 0 | 0 | 0 | 0 | 0 |  | 1 | 1 | 1 | 0 | 0 | 0
load_220360852 |  | node_1333834_211_15261416_719 |  | AN | 0 | Residential | 8020.8+3416.846j | 0 | 0 | 0 | 0 | 0 | [24 empty] | 8101901 | no | no |  |  | no |  | 0 | 0 | 0 | 0 | 0 | 0 |  | 1 | 1 | 1 | 0 | 0 | 0
load_220360853 |  | node_1334040_328_15261563_791 |  | AN | 0 | Residential | 5443.2+2318.793j | 0 | 0 | 0 | 0 | 0 | [24 empty] | 8101901 | no | no |  |  | no |  | 0 | 0 | 0 | 0 | 0 | 0 |  | 1 | 1 | 1 | 0 | 0 | 0
load_220360855 |  | node_1330235_587_15259178_527 |  | AN | 0 | NonResidential | 7.2+3.067j | 0 | 0 | 0 | 0 | 0 | [24 empty] | 8101901 | no | no |  |  | no |  | 0 | 0 | 0 | 0 | 0 | 0 |  | 1 | 1 | 1 | 0 | 0 | 0
load_220360856 |  | node_1330694_304_15259123_205 |  | AN | 0 | Residential | 4996.8+2128.628j | 0 | 0 | 0 | 0 | 0 | [24 empty] | 8101901 | no | no |  |  | no |  | 0 | 0 | 0 | 0 | 0 | 0 |  | 1 | 1 | 1 | 0 | 0 | 0
load_220360857 |  | node_1331123_132_15259047_168 |  | AN | 0 | Residential | 6710.4+2858.618j | 0 | 0 | 0 | 0 | 0 | [24 empty] | 8101901 | no | no |  |  | no |  | 0 | 0 | 0 | 0 | 0 | 0 |  | 1 | 1 | 1 | 0 | 0 | 0
load_220360858 |  | node_1331404_95_15259137_4 |  | AN | 0 | Residential | 6040.8+2573.37j | 0 | 0 | 0 | 0 | 0 | [24 empty] | 8101901 | no | no |  |  | no |  | 0 | 0 | 0 | 0 | 0 | 0 |  | 1 | 1 | 1 | 0 | 0 | 0
load_220360859 |  | node_1331700_191_15259190_449 |  | AN | 0 | Residential | 8150.4+3472.056j | 0 | 0 | 0 | 0 | 0 | [24 empty] | 8101901 | no | no |  |  | no |  | 0 | 0 | 0 | 0 | 0 | 0 |  | 1 | 1 | 1 | 0 | 0 | 0
load_220360863 |  | node_1325291_095_15270779_045 |  | AN | 0 | Residential | 20354.4+8670.938j | 0 | 0 | 0 | 0 | 0 | [24 empty] | 8101901 | no | no |  |  | no |  | 0 | 0 | 0 | 0 | 0 | 0 |  | 1 | 1 | 1 | 0 | 0 | 0
load_220360864 |  | node_1325326_524_15270619_195 |  | AN | 0 | Residential | 3672+1564.265j | 0 | 0 | 0 | 0 | 0 | [24 empty] | 8101901 | no | no |  |  | no |  | 0 | 0 | 0 | 0 | 0 | 0 |  | 1 | 1 | 1 | 0 | 0 | 0
load_220360865 |  | node_1325766_911_15270744_059 |  | AN | 0 | Residential | 12520.8+5333.838j | 0 | 0 | 0 | 0 | 0 | [24 empty] | 8101901 | no | no |  |  | no |  | 0 | 0 | 0 | 0 | 0 | 0 |  | 1 | 1 | 1 | 0 | 0 | 0
load_220360866 |  | node_1326063_983_15270363_882 |  | AN | 0 | Residential | 32558.4+13869.82j | 0 | 0 | 0 | 0 | 0 | [24 empty] | 8101901 | no | no |  |  | no |  | 0 | 0 | 0 | 0 | 0 | 0 |  | 1 | 1 | 1 | 0 | 0 | 0
load_220360986 |  | node_1334549_506_15259701_058 |  | AN | 0 | Residential | 3463.2+1475.317j | 0 | 0 | 0 | 0 | 0 | [24 empty] | 8101901 | no | no |  |  | no |  | 0 | 0 | 0 | 0 | 0 | 0 |  | 1 | 1 | 1 | 0 | 0 | 0
load_220360987 |  | node_1334840_53_15260042_827 |  | AN | 0 | Residential | 17661.6+7523.81j | 0 | 0 | 0 | 0 | 0 | [24 empty] | 8101901 | no | no |  |  | no |  | 0 | 0 | 0 | 0 | 0 | 0 |  | 1 | 1 | 1 | 0 | 0 | 0
load_220360988 |  | node_1333830_202_15257589_838 |  | AN | 0 | Residential | 19821.6+8443.966j | 0 | 0 | 0 | 0 | 0 | [24 empty] | 8101901 | no | no |  |  | no |  | 0 | 0 | 0 | 0 | 0 | 0 |  | 1 | 1 | 1 | 0 | 0 | 0
load_220360989 |  | node_1333931_45_15257822_42 |  | AN | 0 | Residential | 4572+1947.664j | 0 | 0 | 0 | 0 | 0 | [24 empty] | 8101901 | no | no |  |  | no |  | 0 | 0 | 0 | 0 | 0 | 0 |  | 1 | 1 | 1 | 0 | 0 | 0
load_220360990 |  | node_1334027_644_15258055_55 |  | AN | 0 | Residential | 9770.4+4162.173j | 0 | 0 | 0 | 0 | 0 | [24 empty] | 8101901 | no | no |  |  | no |  | 0 | 0 | 0 | 0 | 0 | 0 |  | 1 | 1 | 1 | 0 | 0 | 0
load_220360992 |  | node_1334293_682_15258867_519 |  | AN | 0 | Residential | 3967.2+1690.02j | 0 | 0 | 0 | 0 | 0 | [24 empty] | 8101901 | no | no |  |  | no |  | 0 | 0 | 0 | 0 | 0 | 0 |  | 1 | 1 | 1 | 0 | 0 | 0
load_220360993 |  | node_1334346_012_15259179_753 |  | AN | 0 | Residential | 7027.2+2993.575j | 0 | 0 | 0 | 0 | 0 | [24 empty] | 8101901 | no | no |  |  | no |  | 0 | 0 | 0 | 0 | 0 | 0 |  | 1 | 1 | 1 | 0 | 0 | 0
load_220360997 |  | node_1324024_745_15272929_24 |  | AN | 0 | Residential | 2728.8+1162.464j | 0 | 0 | 0 | 0 | 0 | [24 empty] | 8101901 | no | no |  |  | no |  | 0 | 0 | 0 | 0 | 0 | 0 |  | 1 | 1 | 1 | 0 | 0 | 0
load_220360999 |  | node_1323700_348_15271244_938 |  | AN | 0 | Residential | 4068+1732.961j | 0 | 0 | 0 | 0 | 0 | [24 empty] | 8101901 | no | no |  |  | no |  | 0 | 0 | 0 | 0 | 0 | 0 |  | 1 | 1 | 1 | 0 | 0 | 0
load_220361000 |  | node_1323901_292_15270996_412 |  | AN | 0 | Residential | 8395.2+3576.34j | 0 | 0 | 0 | 0 | 0 | [24 empty] | 8101901 | no | no |  |  | no |  | 0 | 0 | 0 | 0 | 0 | 0 |  | 1 | 1 | 1 | 0 | 0 | 0
load_220361005 |  | node_1325603_969_15269042_875 |  | AN | 0 | NonResidential | 0 | 0 | 0 | 0 | 0 | 0 | [24 empty] | 8101901 | no | no |  |  | no |  | 0 | 0 | 0 | 0 | 0 | 0 |  | 1 | 1 | 1 | 0 | 0 | 0
load_220361006 |  | node_1325222_443_15268862_989 |  | AN | 0 | Residential | 12052.8+5134.471j | 0 | 0 | 0 | 0 | 0 | [24 empty] | 8101901 | no | no |  |  | no |  | 0 | 0 | 0 | 0 | 0 | 0 |  | 1 | 1 | 1 | 0 | 0 | 0
load_220361007 |  | node_1326710_39_15269998_352 |  | AN | 0 | Residential | 6177.6+2631.647j | 0 | 0 | 0 | 0 | 0 | [24 empty] | 8101901 | no | no |  |  | no |  | 0 | 0 | 0 | 0 | 0 | 0 |  | 1 | 1 | 1 | 0 | 0 | 0
load_220361008 |  | node_1326045_458_15268255_478 |  | AN | 0 | Residential | 10677.6+4548.639j | 0 | 0 | 0 | 0 | 0 | [24 empty] | 8101901 | no | no |  |  | no |  | 0 | 0 | 0 | 0 | 0 | 0 |  | 1 | 1 | 1 | 0 | 0 | 0
load_220361009 |  | node_1326027_367_15267975_339 |  | AN | 0 | Residential | 8611.2+3668.356j | 0 | 0 | 0 | 0 | 0 | [24 empty] | 8101901 | no | no |  |  | no |  | 0 | 0 | 0 | 0 | 0 | 0 |  | 1 | 1 | 1 | 0 | 0 | 0
load_220361010 |  | node_1326006_069_15267741_065 |  | AN | 0 | Residential | 65692.8+27985.016j | 0 | 0 | 0 | 0 | 0 | [24 empty] | 8101901 | no | no |  |  | no |  | 0 | 0 | 0 | 0 | 0 | 0 |  | 1 | 1 | 1 | 0 | 0 | 0
load_220361011 |  | node_1325976_8_15267203_169 |  | AN | 0 | Residential | 18892.8+8048.299j | 0 | 0 | 0 | 0 | 0 | [24 empty] | 8101901 | no | no |  |  | no |  | 0 | 0 | 0 | 0 | 0 | 0 |  | 1 | 1 | 1 | 0 | 0 | 0
load_220361012 |  | node_1325963_596_15266991_261 |  | AN | 0 | Residential | 47642.4+20295.577j | 0 | 0 | 0 | 0 | 0 | [24 empty] | 8101901 | no | no |  |  | no |  | 0 | 0 | 0 | 0 | 0 | 0 |  | 1 | 1 | 1 | 0 | 0 | 0
load_220361013 |  | node_1325948_156_15266733_578 |  | AN | 0 | Residential | 33271.2+14173.472j | 0 | 0 | 0 | 0 | 0 | [24 empty] | 8101901 | no | no |  |  | no |  | 0 | 0 | 0 | 0 | 0 | 0 |  | 1 | 1 | 1 | 0 | 0 | 0
load_220361014 |  | node_1326006_758_15266169_995 |  | AN | 0 | Residential | 54583.2+23252.346j | 0 | 0 | 0 | 0 | 0 | [24 empty] | 8101901 | no | no |  |  | no |  | 0 | 0 | 0 | 0 | 0 | 0 |  | 1 | 1 | 1 | 0 | 0 | 0
load_220361015 |  | node_1326138_045_15265803_42 |  | AN | 0 | Residential | 30247.2+12885.253j | 0 | 0 | 0 | 0 | 0 | [24 empty] | 8101901 | no | no |  |  | no |  | 0 | 0 | 0 | 0 | 0 | 0 |  | 1 | 1 | 1 | 0 | 0 | 0
load_220361016 |  | node_1326225_047_15265576_449 |  | AN | 0 | Residential | 17640+7514.609j | 0 | 0 | 0 | 0 | 0 | [24 empty] | 8101901 | no | no |  |  | no |  | 0 | 0 | 0 | 0 | 0 | 0 |  | 1 | 1 | 1 | 0 | 0 | 0
load_220361017 |  | node_1326473_165_15264798_074 |  | AN | 0 | Other | 0 | 0 | 0 | 0 | 0 | 0 | [24 empty] | 8101901 | no | no |  |  | no |  | 0 | 0 | 0 | 0 | 0 | 0 |  | 1 | 1 | 1 | 0 | 0 | 0
load_220361018 |  | node_1326546_226_15264598_634 |  | AN | 0 | NonResidential | 16000+6815.971j | 0 | 0 | 0 | 0 | 0 | [24 empty] | 8101901 | no | no |  |  | no |  | 0 | 0 | 0 | 0 | 0 | 0 |  | 1 | 1 | 1 | 0 | 0 | 0
load_220361019 |  | node_1326670_191_15264337_414 |  | AN | 0 | NonResidential | 3060+1303.555j | 0 | 0 | 0 | 0 | 0 | [24 empty] | 8101901 | no | no |  |  | no |  | 0 | 0 | 0 | 0 | 0 | 0 |  | 1 | 1 | 1 | 0 | 0 | 0
load_220361020 |  | node_1326660_948_15263876_772 |  | AN | 0 | Residential | 14853.6+6327.607j | 0 | 0 | 0 | 0 | 0 | [24 empty] | 8101901 | no | no |  |  | no |  | 0 | 0 | 0 | 0 | 0 | 0 |  | 1 | 1 | 1 | 0 | 0 | 0
load_220361021 |  | node_1326980_235_15263485_891 |  | AN | 0 | NonResidential | 3000+1277.995j | 0 | 0 | 0 | 0 | 0 | [24 empty] | 8101901 | no | no |  |  | no |  | 0 | 0 | 0 | 0 | 0 | 0 |  | 1 | 1 | 1 | 0 | 0 | 0
load_220361022 |  | node_1327191_072_15263173_698 |  | AN | 0 | Residential | 35560.8+15148.837j | 0 | 0 | 0 | 0 | 0 | [24 empty] | 8101901 | no | no |  |  | no |  | 0 | 0 | 0 | 0 | 0 | 0 |  | 1 | 1 | 1 | 0 | 0 | 0
load_220361023 |  | node_1327384_894_15262862_941 |  | AN | 0 | Residential | 26668.8+11360.861j | 0 | 0 | 0 | 0 | 0 | [24 empty] | 8101901 | no | no |  |  | no |  | 0 | 0 | 0 | 0 | 0 | 0 |  | 1 | 1 | 1 | 0 | 0 | 0
load_220361024 |  | node_1327700_443_15262307_658 |  | AN | 0 | Residential | 45187.2+19249.667j | 0 | 0 | 0 | 0 | 0 | [24 empty] | 8101901 | no | no |  |  | no |  | 0 | 0 | 0 | 0 | 0 | 0 |  | 1 | 1 | 1 | 0 | 0 | 0
load_220361025 |  | node_1327920_662_15261866_052 |  | AN | 0 | Residential | 1130.4+481.548j | 0 | 0 | 0 | 0 | 0 | [24 empty] | 8101901 | no | no |  |  | no |  | 0 | 0 | 0 | 0 | 0 | 0 |  | 1 | 1 | 1 | 0 | 0 | 0
load_220361026 |  | node_1328262_919_15261181_461 |  | AN | 0 | Residential | 8568+3649.953j | 0 | 0 | 0 | 0 | 0 | [24 empty] | 8101901 | no | no |  |  | no |  | 0 | 0 | 0 | 0 | 0 | 0 |  | 1 | 1 | 1 | 0 | 0 | 0
load_220361027 |  | node_1328371_337_15260947_324 |  | AN | 0 | Other | 0 | 0 | 0 | 0 | 0 | 0 | [24 empty] | 8101901 | no | no |  |  | no |  | 0 | 0 | 0 | 0 | 0 | 0 |  | 1 | 1 | 1 | 0 | 0 | 0
load_220361028 |  | node_1328471_903_15260751_319 |  | AN | 0 | Residential | 4838.4+2061.15j | 0 | 0 | 0 | 0 | 0 | [24 empty] | 8101901 | no | no |  |  | no |  | 0 | 0 | 0 | 0 | 0 | 0 |  | 1 | 1 | 1 | 0 | 0 | 0
load_220361029 |  | node_1328791_143_15260804_453 |  | AN | 0 | Residential | 4773.6+2033.545j | 0 | 0 | 0 | 0 | 0 | [24 empty] | 8101901 | no | no |  |  | no |  | 0 | 0 | 0 | 0 | 0 | 0 |  | 1 | 1 | 1 | 0 | 0 | 0
load_220361030 |  | node_1328865_983_15260260_931 |  | AN | 0 | Residential | 24508.8+10440.705j | 0 | 0 | 0 | 0 | 0 | [24 empty] | 8101901 | no | no |  |  | no |  | 0 | 0 | 0 | 0 | 0 | 0 |  | 1 | 1 | 1 | 0 | 0 | 0
load_220361034 |  | node_1329523_837_15259370_414 |  | AN | 0 | Residential | 9158.4+3901.462j | 0 | 0 | 0 | 0 | 0 | [24 empty] | 8101901 | no | no |  |  | no |  | 0 | 0 | 0 | 0 | 0 | 0 |  | 1 | 1 | 1 | 0 | 0 | 0
load_220361035 |  | node_1329664_82_15259064_571 |  | AN | 0 | Residential | 8251.2+3514.996j | 0 | 0 | 0 | 0 | 0 | [24 empty] | 8101901 | no | no |  |  | no |  | 0 | 0 | 0 | 0 | 0 | 0 |  | 1 | 1 | 1 | 0 | 0 | 0
load_220361036 |  | node_1329849_805_15258861_71 |  | AN | 0 | Residential | 0 | 0 | 0 | 0 | 0 | 0 | [24 empty] | 8101901 | no | no |  |  | no |  | 0 | 0 | 0 | 0 | 0 | 0 |  | 1 | 1 | 1 | 0 | 0 | 0
load_220361036-L1-1 |  | node_1329849_805_15258861_71 |  | AN | 0 | Other | 0 | 0 | 0 | 0 | 0 | 0 | [24 empty] | 8101901 | no | no |  |  | no |  | 0 | 0 | 0 | 0 | 0 | 0 |  | 1 | 1 | 1 | 0 | 0 | 0
load_220361037 |  | node_1329982_852_15258611_366 |  | AN | 0 | NonResidential | 856.8+364.995j | 0 | 0 | 0 | 0 | 0 | [24 empty] | 8101901 | no | no |  |  | no |  | 0 | 0 | 0 | 0 | 0 | 0 |  | 1 | 1 | 1 | 0 | 0 | 0
load_220361038 |  | node_1330147_164_15258346_753 |  | AN | 0 | Residential | 7783.2+3315.629j | 0 | 0 | 0 | 0 | 0 | [24 empty] | 8101901 | no | no |  |  | no |  | 0 | 0 | 0 | 0 | 0 | 0 |  | 1 | 1 | 1 | 0 | 0 | 0
load_220361039 |  | node_1330436_99_15257900_046 |  | AN | 0 | Residential | 5436+2315.726j | 0 | 0 | 0 | 0 | 0 | [24 empty] | 8101901 | no | no |  |  | no |  | 0 | 0 | 0 | 0 | 0 | 0 |  | 1 | 1 | 1 | 0 | 0 | 0
load_220361040 |  | node_1330466_635_15257637_465 |  | AN | 0 | Residential | 22946.4+9775.125j | 0 | 0 | 0 | 0 | 0 | [24 empty] | 8101901 | no | no |  |  | no |  | 0 | 0 | 0 | 0 | 0 | 0 |  | 1 | 1 | 1 | 0 | 0 | 0
load_220361056 |  | node_1324370_488_15279417_293 |  | AN | 0 | Residential | 64080+27297.966j | 0 | 0 | 0 | 0 | 0 | [24 empty] | 8101901 | no | no |  |  | no |  | 0 | 0 | 0 | 0 | 0 | 0 |  | 1 | 1 | 1 | 0 | 0 | 0
load_220361057 |  | node_1323981_452_15279416_391 |  | AN | 0 | NonResidential | 7200+3067.187j | 0 | 0 | 0 | 0 | 0 | [24 empty] | 8101901 | no | no |  |  | no |  | 0 | 0 | 0 | 0 | 0 | 0 |  | 1 | 1 | 1 | 0 | 0 | 0
load_220361058 |  | node_1324120_625_15279137_515 |  | AN | 0 | Residential | 40154.4+17105.703j | 0 | 0 | 0 | 0 | 0 | [24 empty] | 8101901 | no | no |  |  | no |  | 0 | 0 | 0 | 0 | 0 | 0 |  | 1 | 1 | 1 | 0 | 0 | 0
load_220361059 |  | node_1323827_618_15278865_055 |  | AN | 0 | Residential | 36324+15473.959j | 0 | 0 | 0 | 0 | 0 | [24 empty] | 8101901 | no | no |  |  | no |  | 0 | 0 | 0 | 0 | 0 | 0 |  | 1 | 1 | 1 | 0 | 0 | 0
load_220361063 |  | node_1323613_734_15277783_274 |  | AN | 0 | Residential | 64836+27620.02j | 0 | 0 | 0 | 0 | 0 | [24 empty] | 8101901 | no | no |  |  | no |  | 0 | 0 | 0 | 0 | 0 | 0 |  | 1 | 1 | 1 | 0 | 0 | 0
load_220361064 |  | node_1323663_615_15277442_416 |  | AN | 0 | Residential | 13780.8+5870.596j | 0 | 0 | 0 | 0 | 0 | [24 empty] | 8101901 | no | no |  |  | no |  | 0 | 0 | 0 | 0 | 0 | 0 |  | 1 | 1 | 1 | 0 | 0 | 0
load_220361065 |  | node_1323622_306_15277079_339 |  | AN | 0 | Residential | 60163.2+25629.416j | 0 | 0 | 0 | 0 | 0 | [24 empty] | 8101901 | no | no |  |  | no |  | 0 | 0 | 0 | 0 | 0 | 0 |  | 1 | 1 | 1 | 0 | 0 | 0
load_220361066 |  | node_1323425_548_15276506_091 |  | AN | 0 | Residential | 53978.4+22994.702j | 0 | 0 | 0 | 0 | 0 | [24 empty] | 8101901 | no | no |  |  | no |  | 0 | 0 | 0 | 0 | 0 | 0 |  | 1 | 1 | 1 | 0 | 0 | 0
load_220361067 |  | node_1323316_274_15276330_935 |  | AN | 0 | Residential | 13183.2+5616.02j | 0 | 0 | 0 | 0 | 0 | [24 empty] | 8101901 | no | no |  |  | no |  | 0 | 0 | 0 | 0 | 0 | 0 |  | 1 | 1 | 1 | 0 | 0 | 0
load_220361068 |  | node_1323128_269_15275932_81 |  | AN | 0 | Residential | 26971.2+11489.683j | 0 | 0 | 0 | 0 | 0 | [24 empty] | 8101901 | no | no |  |  | no |  | 0 | 0 | 0 | 0 | 0 | 0 |  | 1 | 1 | 1 | 0 | 0 | 0
load_220361069 |  | node_1323033_737_15275679_208 |  | AN | 0 | Other | 0 | 0 | 0 | 0 | 0 | 0 | [24 empty] | 8101901 | no | no |  |  | no |  | 0 | 0 | 0 | 0 | 0 | 0 |  | 1 | 1 | 1 | 0 | 0 | 0
load_220361070 |  | node_1322936_764_15275233_605 |  | AN | 0 | Residential | 36295.2+15461.69j | 0 | 0 | 0 | 0 | 0 | [24 empty] | 8101901 | no | no |  |  | no |  | 0 | 0 | 0 | 0 | 0 | 0 |  | 1 | 1 | 1 | 0 | 0 | 0
load_220361071 |  | node_1322940_455_15274650_649 |  | AN | 0 | NonResidential | 0 | 0 | 0 | 0 | 0 | 0 | [24 empty] | 8101901 | no | no |  |  | no |  | 0 | 0 | 0 | 0 | 0 | 0 |  | 1 | 1 | 1 | 0 | 0 | 0
load_220361072 |  | node_1322937_411_15274676_928 |  | AN | 0 | Residential | 12146.4+5174.345j | 0 | 0 | 0 | 0 | 0 | [24 empty] | 8101901 | no | no |  |  | no |  | 0 | 0 | 0 | 0 | 0 | 0 |  | 1 | 1 | 1 | 0 | 0 | 0
load_220361073 |  | node_1322861_901_15274427_841 |  | AN | 0 | Residential | 11930.4+5082.329j | 0 | 0 | 0 | 0 | 0 | [24 empty] | 8101901 | no | no |  |  | no |  | 0 | 0 | 0 | 0 | 0 | 0 |  | 1 | 1 | 1 | 0 | 0 | 0
load_220361077 |  | node_1322874_426_15273980_269 |  | AN | 0 | NonResidential | 1728+736.125j | 0 | 0 | 0 | 0 | 0 | [24 empty] | 8101901 | no | no |  |  | no |  | 0 | 0 | 0 | 0 | 0 | 0 |  | 1 | 1 | 1 | 0 | 0 | 0
load_220361079 |  | node_1323134_486_15273365_417 |  | AN | 0 | Residential | 3369.6+1435.444j | 0 | 0 | 0 | 0 | 0 | [24 empty] | 8101901 | no | no |  |  | no |  | 0 | 0 | 0 | 0 | 0 | 0 |  | 1 | 1 | 1 | 0 | 0 | 0
load_220361080 |  | node_1323339_723_15273104_714 |  | AN | 0 | Residential | 4564.8+1944.597j | 0 | 0 | 0 | 0 | 0 | [24 empty] | 8101901 | no | no |  |  | no |  | 0 | 0 | 0 | 0 | 0 | 0 |  | 1 | 1 | 1 | 0 | 0 | 0
load_220361081 |  | node_1323567_011_15272890_861 |  | AN | 0 | Residential | 10641.6+4533.303j | 0 | 0 | 0 | 0 | 0 | [24 empty] | 8101901 | no | no |  |  | no |  | 0 | 0 | 0 | 0 | 0 | 0 |  | 1 | 1 | 1 | 0 | 0 | 0
load_220361083 |  | node_1323765_431_15272681_951 |  | AN | 0 | Residential | 28137.6+11986.567j | 0 | 0 | 0 | 0 | 0 | [24 empty] | 8101901 | no | no |  |  | no |  | 0 | 0 | 0 | 0 | 0 | 0 |  | 1 | 1 | 1 | 0 | 0 | 0
load_220361084 |  | node_1323983_259_15272354_052 |  | AN | 0 | Residential | 14709.6+6266.263j | 0 | 0 | 0 | 0 | 0 | [24 empty] | 8101901 | no | no |  |  | no |  | 0 | 0 | 0 | 0 | 0 | 0 |  | 1 | 1 | 1 | 0 | 0 | 0
load_220361085 |  | node_1324422_693_15271127_442 |  | AN | 0 | NonResidential | 22082.4+9407.063j | 0 | 0 | 0 | 0 | 0 | [24 empty] | 8101901 | no | no |  |  | no |  | 0 | 0 | 0 | 0 | 0 | 0 |  | 1 | 1 | 1 | 0 | 0 | 0
load_220361086 |  | node_1324198_642_15270767_989 |  | AN | 0 | NonResidential | 0 | 0 | 0 | 0 | 0 | 0 | [24 empty] | 8101901 | no | no |  |  | no |  | 0 | 0 | 0 | 0 | 0 | 0 |  | 1 | 1 | 1 | 0 | 0 | 0
load_220361089 |  | node_1324865_17_15270405_262 |  | AN | 0 | Residential | 34689.6+14777.708j | 0 | 0 | 0 | 0 | 0 | [24 empty] | 8101901 | no | no |  |  | no |  | 0 | 0 | 0 | 0 | 0 | 0 |  | 1 | 1 | 1 | 0 | 0 | 0
load_220361091 |  | node_1325260_85_15269381_327 |  | AN | 0 | Residential | 22888.8+9750.588j | 0 | 0 | 0 | 0 | 0 | [24 empty] | 8101901 | no | no |  |  | no |  | 0 | 0 | 0 | 0 | 0 | 0 |  | 1 | 1 | 1 | 0 | 0 | 0
load_220361092 |  | node_1325405_039_15269156_996 |  | AN | 0 | Residential | 3880.8+1653.214j | 0 | 0 | 0 | 0 | 0 | [24 empty] | 8101901 | no | no |  |  | no |  | 0 | 0 | 0 | 0 | 0 | 0 |  | 1 | 1 | 1 | 0 | 0 | 0
load_220361093 |  | node_1331366_837_15257077_858 |  | AN | 0 | NonResidential | 9000+3833.984j | 0 | 0 | 0 | 0 | 0 | [24 empty] | 8101901 | no | no |  |  | no |  | 0 | 0 | 0 | 0 | 0 | 0 |  | 1 | 1 | 1 | 0 | 0 | 0
load_220361094 |  | node_1334058_409_15256849_818 |  | AN | 0 | Residential | 12996+5536.273j | 0 | 0 | 0 | 0 | 0 | [24 empty] | 8101901 | no | no |  |  | no |  | 0 | 0 | 0 | 0 | 0 | 0 |  | 1 | 1 | 1 | 0 | 0 | 0
load_220361095 |  | node_1334361_082_15256581_654 |  | AN | 0 | Residential | 13644+5812.32j | 0 | 0 | 0 | 0 | 0 | [24 empty] | 8101901 | no | no |  |  | no |  | 0 | 0 | 0 | 0 | 0 | 0 |  | 1 | 1 | 1 | 0 | 0 | 0
load_220361096 |  | node_1336176_46_15257236_957 |  | AN | 0 | Residential | 14025.6+5974.881j | 0 | 0 | 0 | 0 | 0 | [24 empty] | 8101901 | no | no |  |  | no |  | 0 | 0 | 0 | 0 | 0 | 0 |  | 1 | 1 | 1 | 0 | 0 | 0
load_220361097 |  | node_1336347_776_15257406_52 |  | AN | 0 | Residential | 6415.2+2732.864j | 0 | 0 | 0 | 0 | 0 | [24 empty] | 8101901 | no | no |  |  | no |  | 0 | 0 | 0 | 0 | 0 | 0 |  | 1 | 1 | 1 | 0 | 0 | 0
load_220361098 |  | node_1336747_359_15257720_437 |  | AN | 0 | Residential | 12175.2+5186.613j | 0 | 0 | 0 | 0 | 0 | [24 empty] | 8101901 | no | no |  |  | no |  | 0 | 0 | 0 | 0 | 0 | 0 |  | 1 | 1 | 1 | 0 | 0 | 0
load_220361099 |  | node_1337732_394_15258899_035 |  | AN | 0 | Residential | 16826.4+7168.016j | 0 | 0 | 0 | 0 | 0 | [24 empty] | 8101901 | no | no |  |  | no |  | 0 | 0 | 0 | 0 | 0 | 0 |  | 1 | 1 | 1 | 0 | 0 | 0
load_220361100 |  | node_1338158_693_15258948_326 |  | AN | 0 | Residential | 5248.8+2235.979j | 0 | 0 | 0 | 0 | 0 | [24 empty] | 8101901 | no | no |  |  | no |  | 0 | 0 | 0 | 0 | 0 | 0 |  | 1 | 1 | 1 | 0 | 0 | 0
load_220361101 |  | node_1338609_499_15260007_334 |  | AN | 0 | Residential | 4903.2+2088.754j | 0 | 0 | 0 | 0 | 0 | [24 empty] | 8101901 | no | no |  |  | no |  | 0 | 0 | 0 | 0 | 0 | 0 |  | 1 | 1 | 1 | 0 | 0 | 0
load_220361102 |  | node_1339650_72_15260636_198 |  | AN | 0 | Residential | 1634.4+696.251j | 0 | 0 | 0 | 0 | 0 | [24 empty] | 8101901 | no | no |  |  | no |  | 0 | 0 | 0 | 0 | 0 | 0 |  | 1 | 1 | 1 | 0 | 0 | 0
load_220361103 |  | node_1339241_249_15260504_879 |  | AN | 0 | Residential | 11988+5106.867j | 0 | 0 | 0 | 0 | 0 | [24 empty] | 8101901 | no | no |  |  | no |  | 0 | 0 | 0 | 0 | 0 | 0 |  | 1 | 1 | 1 | 0 | 0 | 0
load_220361104 |  | node_1332886_572_15257035_123 |  | AN | 0 | Residential | 34790.4+14820.648j | 0 | 0 | 0 | 0 | 0 | [24 empty] | 8101901 | no | no |  |  | no |  | 0 | 0 | 0 | 0 | 0 | 0 |  | 1 | 1 | 1 | 0 | 0 | 0
load_220361105 |  | node_1333123_148_15257088_651 |  | AN | 0 | Other | 0 | 0 | 0 | 0 | 0 | 0 | [24 empty] | 8101901 | no | no |  |  | no |  | 0 | 0 | 0 | 0 | 0 | 0 |  | 1 | 1 | 1 | 0 | 0 | 0
load_220361106 |  | node_1333654_298_15257266_647 |  | AN | 0 | Residential | 3520.8+1499.855j | 0 | 0 | 0 | 0 | 0 | [24 empty] | 8101901 | no | no |  |  | no |  | 0 | 0 | 0 | 0 | 0 | 0 |  | 1 | 1 | 1 | 0 | 0 | 0
load_220361179 |  | node_1323403_407_15276878_291 |  | AN | 0 | Residential | 18460.8+7864.268j | 0 | 0 | 0 | 0 | 0 | [24 empty] | 8101901 | no | no |  |  | no |  | 0 | 0 | 0 | 0 | 0 | 0 |  | 1 | 1 | 1 | 0 | 0 | 0
load_220361181 |  | node_1323305_72_15276888_674 |  | AN | 0 | Residential | 55166.4+23500.788j | 0 | 0 | 0 | 0 | 0 | [24 empty] | 8101901 | no | no |  |  | no |  | 0 | 0 | 0 | 0 | 0 | 0 |  | 1 | 1 | 1 | 0 | 0 | 0
load_220361182 |  | node_1323116_152_15276921_206 |  | AN | 0 | Residential | 13788+5873.663j | 0 | 0 | 0 | 0 | 0 | [24 empty] | 8101901 | no | no |  |  | no |  | 0 | 0 | 0 | 0 | 0 | 0 |  | 1 | 1 | 1 | 0 | 0 | 0
load_220361183 |  | node_1322948_74_15276946_93 |  | AN | 0 | Residential | 37980+16179.412j | 0 | 0 | 0 | 0 | 0 | [24 empty] | 8101901 | no | no |  |  | no |  | 0 | 0 | 0 | 0 | 0 | 0 |  | 1 | 1 | 1 | 0 | 0 | 0
load_220361189 |  | node_1322644_569_15276993_484 |  | AN | 0 | Residential | 12916.8+5502.534j | 0 | 0 | 0 | 0 | 0 | [24 empty] | 8101901 | no | no |  |  | no |  | 0 | 0 | 0 | 0 | 0 | 0 |  | 1 | 1 | 1 | 0 | 0 | 0
load_220361190 |  | node_1322421_549_15277087_976 |  | AN | 0 | Residential | 23184+9876.343j | 0 | 0 | 0 | 0 | 0 | [24 empty] | 8101901 | no | no |  |  | no |  | 0 | 0 | 0 | 0 | 0 | 0 |  | 1 | 1 | 1 | 0 | 0 | 0
load_220361199 |  | node_1325538_09_15271371_922 |  | AN | 0 | Residential | 5162.4+2199.173j | 0 | 0 | 0 | 0 | 0 | [24 empty] | 8101901 | no | no |  |  | no |  | 0 | 0 | 0 | 0 | 0 | 0 |  | 1 | 1 | 1 | 0 | 0 | 0
load_220361200 |  | node_1325515_864_15271525_127 |  | AN | 0 | Residential | 8416.8+3585.542j | 0 | 0 | 0 | 0 | 0 | [24 empty] | 8101901 | no | no |  |  | no |  | 0 | 0 | 0 | 0 | 0 | 0 |  | 1 | 1 | 1 | 0 | 0 | 0
load_220361201 |  | node_1325428_98_15271762_581 |  | AN | 0 | Residential | 3902.4+1662.415j | 0 | 0 | 0 | 0 | 0 | [24 empty] | 8101901 | no | no |  |  | no |  | 0 | 0 | 0 | 0 | 0 | 0 |  | 1 | 1 | 1 | 0 | 0 | 0
load_220361202 |  | node_1325531_064_15271953_745 |  | AN | 0 | Residential | 7257.6+3091.725j | 0 | 0 | 0 | 0 | 0 | [24 empty] | 8101901 | no | no |  |  | no |  | 0 | 0 | 0 | 0 | 0 | 0 |  | 1 | 1 | 1 | 0 | 0 | 0
load_220361203 |  | node_1325576_672_15272172_649 |  | AN | 0 | Other | 0 | 0 | 0 | 0 | 0 | 0 | [24 empty] | 8101901 | no | no |  |  | no |  | 0 | 0 | 0 | 0 | 0 | 0 |  | 1 | 1 | 1 | 0 | 0 | 0
load_220361205 |  | node_1326112_008_15272504_891 |  | AN | 0 | NonResidential | 2354.4+1002.97j | 0 | 0 | 0 | 0 | 0 | [24 empty] | 8101901 | no | no |  |  | no |  | 0 | 0 | 0 | 0 | 0 | 0 |  | 1 | 1 | 1 | 0 | 0 | 0
load_220361206 |  | node_1326332_449_15272606_653 |  | AN | 0 | Residential | 19058.4+8118.844j | 0 | 0 | 0 | 0 | 0 | [24 empty] | 8101901 | no | no |  |  | no |  | 0 | 0 | 0 | 0 | 0 | 0 |  | 1 | 1 | 1 | 0 | 0 | 0
load_220361207 |  | node_1326518_864_15272758_667 |  | AN | 0 | Residential | 22478.4+9575.758j | 0 | 0 | 0 | 0 | 0 | [24 empty] | 8101901 | no | no |  |  | no |  | 0 | 0 | 0 | 0 | 0 | 0 |  | 1 | 1 | 1 | 0 | 0 | 0
load_220361208 |  | node_1326935_54_15273083_069 |  | AN | 0 | Residential | 30650.4+13057.016j | 0 | 0 | 0 | 0 | 0 | [24 empty] | 8101901 | no | no |  |  | no |  | 0 | 0 | 0 | 0 | 0 | 0 |  | 1 | 1 | 1 | 0 | 0 | 0
load_220361209 |  | node_1327333_28_15273389_778 |  | AN | 0 | Residential | 7113.6+3030.381j | 0 | 0 | 0 | 0 | 0 | [24 empty] | 8101901 | no | no |  |  | no |  | 0 | 0 | 0 | 0 | 0 | 0 |  | 1 | 1 | 1 | 0 | 0 | 0
load_220361210 |  | node_1328319_256_15273904_308 |  | AN | 0 | Residential | 23371.2+9956.09j | 0 | 0 | 0 | 0 | 0 | [24 empty] | 8101901 | no | no |  |  | no |  | 0 | 0 | 0 | 0 | 0 | 0 |  | 1 | 1 | 1 | 0 | 0 | 0
load_220361211 |  | node_1328543_105_15274015_877 |  | AN | 0 | Residential | 10036.8+4275.659j | 0 | 0 | 0 | 0 | 0 | [24 empty] | 8101901 | no | no |  |  | no |  | 0 | 0 | 0 | 0 | 0 | 0 |  | 1 | 1 | 1 | 0 | 0 | 0
load_220361220 |  | node_1329267_434_15272997_682 |  | AN | 0 | Residential | 27331.2+11643.042j | 0 | 0 | 0 | 0 | 0 | [24 empty] | 8101901 | no | no |  |  | no |  | 0 | 0 | 0 | 0 | 0 | 0 |  | 1 | 1 | 1 | 0 | 0 | 0
load_220361221 |  | node_1329029_561_15272591_959 |  | AN | 0 | Residential | 151.2+64.411j | 0 | 0 | 0 | 0 | 0 | [24 empty] | 8101901 | no | no |  |  | no |  | 0 | 0 | 0 | 0 | 0 | 0 |  | 1 | 1 | 1 | 0 | 0 | 0
load_220361222 |  | node_1328706_418_15272101_834 |  | AN | 0 | Residential | 8474.4+3610.079j | 0 | 0 | 0 | 0 | 0 | [24 empty] | 8101901 | no | no |  |  | no |  | 0 | 0 | 0 | 0 | 0 | 0 |  | 1 | 1 | 1 | 0 | 0 | 0
load_220361223 |  | node_1329518_577_15272637_028 |  | AN | 0 | Residential | 31291.2+13329.995j | 0 | 0 | 0 | 0 | 0 | [24 empty] | 8101901 | no | no |  |  | no |  | 0 | 0 | 0 | 0 | 0 | 0 |  | 1 | 1 | 1 | 0 | 0 | 0
load_220361224 |  | node_1329859_639_15272429_114 |  | AN | 0 | Other | 0 | 0 | 0 | 0 | 0 | 0 | [24 empty] | 8101901 | no | no |  |  | no |  | 0 | 0 | 0 | 0 | 0 | 0 |  | 1 | 1 | 1 | 0 | 0 | 0
load_220361226 |  | node_1330709_614_15272065_211 |  | AN | 0 | Residential | 27727.2+11811.738j | 0 | 0 | 0 | 0 | 0 | [24 empty] | 8101901 | no | no |  |  | no |  | 0 | 0 | 0 | 0 | 0 | 0 |  | 1 | 1 | 1 | 0 | 0 | 0
load_220361228 |  | node_1331765_992_15271201_975 |  | AN | 0 | NonResidential | 21.6+9.202j | 0 | 0 | 0 | 0 | 0 | [24 empty] | 8101901 | no | no |  |  | no |  | 0 | 0 | 0 | 0 | 0 | 0 |  | 1 | 1 | 1 | 0 | 0 | 0
load_220361421 |  | node_1323575_935_15277296_187 |  | AN | 0 | Residential | 31672.8+13492.556j | 0 | 0 | 0 | 0 | 0 | [24 empty] | 8101901 | no | no |  |  | no |  | 0 | 0 | 0 | 0 | 0 | 0 |  | 1 | 1 | 1 | 0 | 0 | 0
load_220361422 |  | node_1323377_765_15277357_2 |  | AN | 0 | Residential | 37303.2+15891.097j | 0 | 0 | 0 | 0 | 0 | [24 empty] | 8101901 | no | no |  |  | no |  | 0 | 0 | 0 | 0 | 0 | 0 |  | 1 | 1 | 1 | 0 | 0 | 0
load_220361423 |  | node_1323194_723_15277366_332 |  | AN | 0 | Residential | 31500+13418.944j | 0 | 0 | 0 | 0 | 0 | [24 empty] | 8101901 | no | no |  |  | no |  | 0 | 0 | 0 | 0 | 0 | 0 |  | 1 | 1 | 1 | 0 | 0 | 0
load_220361424 |  | node_1323019_337_15277375_936 |  | AN | 0 | Residential | 42969.6+18304.973j | 0 | 0 | 0 | 0 | 0 | [24 empty] | 8101901 | no | no |  |  | no |  | 0 | 0 | 0 | 0 | 0 | 0 |  | 1 | 1 | 1 | 0 | 0 | 0
load_220361425 |  | node_1322830_995_15277376_343 |  | AN | 0 | Residential | 50457.6+21494.848j | 0 | 0 | 0 | 0 | 0 | [24 empty] | 8101901 | no | no |  |  | no |  | 0 | 0 | 0 | 0 | 0 | 0 |  | 1 | 1 | 1 | 0 | 0 | 0
load_220361426 |  | node_1322762_946_15277244_114 |  | AN | 0 | Residential | 37936.8+16161.009j | 0 | 0 | 0 | 0 | 0 | [24 empty] | 8101901 | no | no |  |  | no |  | 0 | 0 | 0 | 0 | 0 | 0 |  | 1 | 1 | 1 | 0 | 0 | 0
load_220361427 |  | node_1322788_447_15277031_606 |  | AN | 0 | Residential | 22744.8+9689.244j | 0 | 0 | 0 | 0 | 0 | [24 empty] | 8101901 | no | no |  |  | no |  | 0 | 0 | 0 | 0 | 0 | 0 |  | 1 | 1 | 1 | 0 | 0 | 0
load_220361453 |  | node_1328340_323_15275382_742 |  | AN | 0 | Residential | 4471.2+1904.723j | 0 | 0 | 0 | 0 | 0 | [24 empty] | 8101901 | no | no |  |  | no |  | 0 | 0 | 0 | 0 | 0 | 0 |  | 1 | 1 | 1 | 0 | 0 | 0
load_220361454 |  | node_1328876_715_15275984_565 |  | AN | 0 | Residential | 42645.6+18166.95j | 0 | 0 | 0 | 0 | 0 | [24 empty] | 8101901 | no | no |  |  | no |  | 0 | 0 | 0 | 0 | 0 | 0 |  | 1 | 1 | 1 | 0 | 0 | 0
load_220361455 |  | node_1328937_431_15276343_344 |  | AN | 0 | Residential | 9144+3895.328j | 0 | 0 | 0 | 0 | 0 | [24 empty] | 8101901 | no | no |  |  | no |  | 0 | 0 | 0 | 0 | 0 | 0 |  | 1 | 1 | 1 | 0 | 0 | 0
load_220361456 |  | node_1328946_361_15276709_63 |  | AN | 0 | NonResidential | 3110.4+1325.025j | 0 | 0 | 0 | 0 | 0 | [24 empty] | 8101901 | no | no |  |  | no |  | 0 | 0 | 0 | 0 | 0 | 0 |  | 1 | 1 | 1 | 0 | 0 | 0
load_220361457 |  | node_1328949_853_15276968_065 |  | AN | 0 | Residential | 26107.2+11121.621j | 0 | 0 | 0 | 0 | 0 | [24 empty] | 8101901 | no | no |  |  | no |  | 0 | 0 | 0 | 0 | 0 | 0 |  | 1 | 1 | 1 | 0 | 0 | 0
load_220361458 |  | node_1329175_268_15277401_206 |  | AN | 0 | Residential | 10699.2+4557.84j | 0 | 0 | 0 | 0 | 0 | [24 empty] | 8101901 | no | no |  |  | no |  | 0 | 0 | 0 | 0 | 0 | 0 |  | 1 | 1 | 1 | 0 | 0 | 0
load_220361459 |  | node_1329286_895_15273346_284 |  | AN | 0 | NonResidential | 9158.4+3901.462j | 0 | 0 | 0 | 0 | 0 | [24 empty] | 8101901 | no | no |  |  | no |  | 0 | 0 | 0 | 0 | 0 | 0 |  | 1 | 1 | 1 | 0 | 0 | 0
load_220361460 |  | node_1329416_435_15277894_945 |  | AN | 0 | Residential | 29772+12682.819j | 0 | 0 | 0 | 0 | 0 | [24 empty] | 8101901 | no | no |  |  | no |  | 0 | 0 | 0 | 0 | 0 | 0 |  | 1 | 1 | 1 | 0 | 0 | 0
load_220361461 |  | node_1329164_424_15273650_307 |  | AN | 0 | Residential | 8128.8+3462.854j | 0 | 0 | 0 | 0 | 0 | [24 empty] | 8101901 | no | no |  |  | no |  | 0 | 0 | 0 | 0 | 0 | 0 |  | 1 | 1 | 1 | 0 | 0 | 0
load_220361462 |  | node_1329330_157_15274204_191 |  | AN | 0 | Residential | 5695.2+2426.145j | 0 | 0 | 0 | 0 | 0 | [24 empty] | 8101901 | no | no |  |  | no |  | 0 | 0 | 0 | 0 | 0 | 0 |  | 1 | 1 | 1 | 0 | 0 | 0
load_220361463 |  | node_1328913_339_15274394_357 |  | AN | 0 | Residential | 9475.2+4036.418j | 0 | 0 | 0 | 0 | 0 | [24 empty] | 8101901 | no | no |  |  | no |  | 0 | 0 | 0 | 0 | 0 | 0 |  | 1 | 1 | 1 | 0 | 0 | 0
load_220361464 |  | node_1328678_471_15274675_362 |  | AN | 0 | Residential | 14493.6+6174.248j | 0 | 0 | 0 | 0 | 0 | [24 empty] | 8101901 | no | no |  |  | no |  | 0 | 0 | 0 | 0 | 0 | 0 |  | 1 | 1 | 1 | 0 | 0 | 0
load_220361465 |  | node_1329198_683_15274668_85 |  | AN | 0 | Residential | 19713.6+8397.958j | 0 | 0 | 0 | 0 | 0 | [24 empty] | 8101901 | no | no |  |  | no |  | 0 | 0 | 0 | 0 | 0 | 0 |  | 1 | 1 | 1 | 0 | 0 | 0
load_220361466 |  | node_1328661_724_15274983_638 |  | AN | 0 | Residential | 11188.8+4766.409j | 0 | 0 | 0 | 0 | 0 | [24 empty] | 8101901 | no | no |  |  | no |  | 0 | 0 | 0 | 0 | 0 | 0 |  | 1 | 1 | 1 | 0 | 0 | 0
load_220361467 |  | node_1328956_448_15275125_405 |  | AN | 0 | Residential | 8654.4+3686.759j | 0 | 0 | 0 | 0 | 0 | [24 empty] | 8101901 | no | no |  |  | no |  | 0 | 0 | 0 | 0 | 0 | 0 |  | 1 | 1 | 1 | 0 | 0 | 0
load_220361478 |  | node_1333592_095_15258218_925 |  | AN | 0 | Residential | 8676+3695.961j | 0 | 0 | 0 | 0 | 0 | [24 empty] | 8101901 | no | no |  |  | no |  | 0 | 0 | 0 | 0 | 0 | 0 |  | 1 | 1 | 1 | 0 | 0 | 0
load_220361479 |  | node_1333370_206_15258020_413 |  | AN | 0 | Residential | 9561.6+4073.225j | 0 | 0 | 0 | 0 | 0 | [24 empty] | 8101901 | no | no |  |  | no |  | 0 | 0 | 0 | 0 | 0 | 0 |  | 1 | 1 | 1 | 0 | 0 | 0
load_220361480 |  | node_1333162_932_15257775_166 |  | AN | 0 | Residential | 51112.8+21773.962j | 0 | 0 | 0 | 0 | 0 | [24 empty] | 8101901 | no | no |  |  | no |  | 0 | 0 | 0 | 0 | 0 | 0 |  | 1 | 1 | 1 | 0 | 0 | 0
load_220361481 |  | node_1332859_163_15257806_34 |  | AN | 0 | Residential | 18482.4+7873.469j | 0 | 0 | 0 | 0 | 0 | [24 empty] | 8101901 | no | no |  |  | no |  | 0 | 0 | 0 | 0 | 0 | 0 |  | 1 | 1 | 1 | 0 | 0 | 0
load_220361498 |  | node_1334015_167_15266106_656 |  | AN | 0 | Residential | 21268.8+9060.471j | 0 | 0 | 0 | 0 | 0 | [24 empty] | 8101901 | no | no |  |  | no |  | 0 | 0 | 0 | 0 | 0 | 0 |  | 1 | 1 | 1 | 0 | 0 | 0
load_220361499 |  | node_1336018_462_15265081_098 |  | AN | 0 | Residential | 9280.8+3953.604j | 0 | 0 | 0 | 0 | 0 | [24 empty] | 8101901 | no | no |  |  | no |  | 0 | 0 | 0 | 0 | 0 | 0 |  | 1 | 1 | 1 | 0 | 0 | 0
load_220361500 |  | node_1336415_473_15265172_756 |  | AN | 0 | Residential | 1857.6+791.334j | 0 | 0 | 0 | 0 | 0 | [24 empty] | 8101901 | no | no |  |  | no |  | 0 | 0 | 0 | 0 | 0 | 0 |  | 1 | 1 | 1 | 0 | 0 | 0
load_220361501 |  | node_1336314_349_15264839_802 |  | AN | 0 | Residential | 6300+2683.789j | 0 | 0 | 0 | 0 | 0 | [24 empty] | 8101901 | no | no |  |  | no |  | 0 | 0 | 0 | 0 | 0 | 0 |  | 1 | 1 | 1 | 0 | 0 | 0
load_220361502 |  | node_1336412_33_15264530_341 |  | AN | 0 | Residential | 2844+1211.539j | 0 | 0 | 0 | 0 | 0 | [24 empty] | 8101901 | no | no |  |  | no |  | 0 | 0 | 0 | 0 | 0 | 0 |  | 1 | 1 | 1 | 0 | 0 | 0
load_220361503 |  | node_1336412_682_15263814_301 |  | AN | 0 | Residential | 8661.6+3689.826j | 0 | 0 | 0 | 0 | 0 | [24 empty] | 8101901 | no | no |  |  | no |  | 0 | 0 | 0 | 0 | 0 | 0 |  | 1 | 1 | 1 | 0 | 0 | 0
load_220361504 |  | node_1334592_168_15265669_217 |  | AN | 0 | Residential | 16444.8+7005.455j | 0 | 0 | 0 | 0 | 0 | [24 empty] | 8101901 | no | no |  |  | no |  | 0 | 0 | 0 | 0 | 0 | 0 |  | 1 | 1 | 1 | 0 | 0 | 0
load_220361505 |  | node_1334812_522_15265481_755 |  | AN | 0 | Residential | 13420.8+5717.237j | 0 | 0 | 0 | 0 | 0 | [24 empty] | 8101901 | no | no |  |  | no |  | 0 | 0 | 0 | 0 | 0 | 0 |  | 1 | 1 | 1 | 0 | 0 | 0
load_220361506 |  | node_1335592_082_15265113_382 |  | AN | 0 | Residential | 20080.8+8554.385j | 0 | 0 | 0 | 0 | 0 | [24 empty] | 8101901 | no | no |  |  | no |  | 0 | 0 | 0 | 0 | 0 | 0 |  | 1 | 1 | 1 | 0 | 0 | 0
load_220361549 |  | node_1339888_527_15268109_345 |  | AN | 0 | Residential | 39074.4+16645.625j | 0 | 0 | 0 | 0 | 0 | [24 empty] | 8101901 | no | no |  |  | no |  | 0 | 0 | 0 | 0 | 0 | 0 |  | 1 | 1 | 1 | 0 | 0 | 0
load_220361550 |  | node_1339890_079_15267713_685 |  | AN | 0 | Residential | 489.6+208.569j | 0 | 0 | 0 | 0 | 0 | [24 empty] | 8101901 | no | no |  |  | no |  | 0 | 0 | 0 | 0 | 0 | 0 |  | 1 | 1 | 1 | 0 | 0 | 0
load_220361551 |  | node_1339885_773_15267240_802 |  | AN | 0 | NonResidential | 201.6+85.881j | 0 | 0 | 0 | 0 | 0 | [24 empty] | 8101901 | no | no |  |  | no |  | 0 | 0 | 0 | 0 | 0 | 0 |  | 1 | 1 | 1 | 0 | 0 | 0
load_220361552 |  | node_1339704_708_15266779_886 |  | AN | 0 | Residential | 2030.4+864.947j | 0 | 0 | 0 | 0 | 0 | [24 empty] | 8101901 | no | no |  |  | no |  | 0 | 0 | 0 | 0 | 0 | 0 |  | 1 | 1 | 1 | 0 | 0 | 0
load_220361572 |  | node_1333526_287_15267340_355 |  | AN | 0 | Residential | 16149.6+6879.701j | 0 | 0 | 0 | 0 | 0 | [24 empty] | 8101901 | no | no |  |  | no |  | 0 | 0 | 0 | 0 | 0 | 0 |  | 1 | 1 | 1 | 0 | 0 | 0
load_220361573 |  | node_1333460_256_15268139_16 |  | AN | 0 | Residential | 6307.2+2686.856j | 0 | 0 | 0 | 0 | 0 | [24 empty] | 8101901 | no | no |  |  | no |  | 0 | 0 | 0 | 0 | 0 | 0 |  | 1 | 1 | 1 | 0 | 0 | 0
load_220361574 |  | node_1331735_135_15267260_53 |  | AN | 0 | Residential | 30088.8+12817.775j | 0 | 0 | 0 | 0 | 0 | [24 empty] | 8101901 | no | no |  |  | no |  | 0 | 0 | 0 | 0 | 0 | 0 |  | 1 | 1 | 1 | 0 | 0 | 0
load_220361576 |  | node_1332154_214_15267078_108 |  | AN | 0 | Residential | 35661.6+15191.778j | 0 | 0 | 0 | 0 | 0 | [24 empty] | 8101901 | no | no |  |  | no |  | 0 | 0 | 0 | 0 | 0 | 0 |  | 1 | 1 | 1 | 0 | 0 | 0
load_220361577 |  | node_1332563_608_15267324_191 |  | AN | 0 | Residential | 7531.2+3208.278j | 0 | 0 | 0 | 0 | 0 | [24 empty] | 8101901 | no | no |  |  | no |  | 0 | 0 | 0 | 0 | 0 | 0 |  | 1 | 1 | 1 | 0 | 0 | 0
load_220361579 |  | node_1333012_764_15267105_174 |  | AN | 0 | Residential | 24703.2+10523.519j | 0 | 0 | 0 | 0 | 0 | [24 empty] | 8101901 | no | no |  |  | no |  | 0 | 0 | 0 | 0 | 0 | 0 |  | 1 | 1 | 1 | 0 | 0 | 0
load_220361580 |  | node_1333255_007_15267333_149 |  | AN | 0 | Residential | 9367.2+3990.41j | 0 | 0 | 0 | 0 | 0 | [24 empty] | 8101901 | no | no |  |  | no |  | 0 | 0 | 0 | 0 | 0 | 0 |  | 1 | 1 | 1 | 0 | 0 | 0
load_220361581 |  | node_1323107_724_15278664_816 |  | AN | 0 | Residential | 18597.6+7922.544j | 0 | 0 | 0 | 0 | 0 | [24 empty] | 8101901 | no | no |  |  | no |  | 0 | 0 | 0 | 0 | 0 | 0 |  | 1 | 1 | 1 | 0 | 0 | 0
load_220361582 |  | node_1323091_64_15278680_24 |  | BN | 0 | Residential | 0 | 18597.6+7922.544j | 0 | 0 | 0 | 0 | [24 empty] | 8101901 | no | no |  |  | no |  | 0 | 0 | 0 | 0 | 0 | 0 |  | 1 | 1 | 1 | 0 | 0 | 0
load_220361583 |  | node_1323120_25_15278644_3 |  | CN | 0 | Residential | 0 | 0 | 18597.6+7922.544j | 0 | 0 | 0 | [24 empty] | 8101901 | no | no |  |  | no |  | 0 | 0 | 0 | 0 | 0 | 0 |  | 1 | 1 | 1 | 0 | 0 | 0
load_220361592 |  | node_1327442_339_15266708_152 |  | AN | 0 | Residential | 19411.2+8269.137j | 0 | 0 | 0 | 0 | 0 | [24 empty] | 8101901 | no | no |  |  | no |  | 0 | 0 | 0 | 0 | 0 | 0 |  | 1 | 1 | 1 | 0 | 0 | 0
load_220361593 |  | node_1327744_575_15266761_583 |  | AN | 0 | Residential | 2556+1088.851j | 0 | 0 | 0 | 0 | 0 | [24 empty] | 8101901 | no | no |  |  | no |  | 0 | 0 | 0 | 0 | 0 | 0 |  | 1 | 1 | 1 | 0 | 0 | 0
load_220361594 |  | node_1327947_735_15266751_196 |  | AN | 0 | Residential | 13824+5888.999j | 0 | 0 | 0 | 0 | 0 | [24 empty] | 8101901 | no | no |  |  | no |  | 0 | 0 | 0 | 0 | 0 | 0 |  | 1 | 1 | 1 | 0 | 0 | 0
load_220361595 |  | node_1328262_489_15266631_67 |  | AN | 0 | Residential | 10108.8+4306.331j | 0 | 0 | 0 | 0 | 0 | [24 empty] | 8101901 | no | no |  |  | no |  | 0 | 0 | 0 | 0 | 0 | 0 |  | 1 | 1 | 1 | 0 | 0 | 0
load_220361623 |  | node_1325809_414_15268429_046 |  | AN | 0 | NonResidential | 5652+2407.742j | 0 | 0 | 0 | 0 | 0 | [24 empty] | 8101901 | no | no |  |  | no |  | 0 | 0 | 0 | 0 | 0 | 0 |  | 1 | 1 | 1 | 0 | 0 | 0
load_220361625 |  | node_1325106_175_15268178_178 |  | AN | 0 | Residential | 1929.6+822.006j | 0 | 0 | 0 | 0 | 0 | [24 empty] | 8101901 | no | no |  |  | no |  | 0 | 0 | 0 | 0 | 0 | 0 |  | 1 | 1 | 1 | 0 | 0 | 0
load_220361626 |  | node_1325001_023_15267902_251 |  | AN | 0 | NonResidential | 0 | 0 | 0 | 0 | 0 | 0 | [24 empty] | 8101901 | no | no |  |  | no |  | 0 | 0 | 0 | 0 | 0 | 0 |  | 1 | 1 | 1 | 0 | 0 | 0
load_220361627 |  | node_1315240_939_15262365_849 |  | AN | 0 | Residential | 46828.8+19948.985j | 0 | 0 | 0 | 0 | 0 | [24 empty] | 8101901 | no | no |  |  | no |  | 0 | 0 | 0 | 0 | 0 | 0 |  | 1 | 1 | 1 | 0 | 0 | 0
load_220361628 |  | node_1314950_328_15262399_159 |  | AN | 0 | Residential | 20649.6+8796.693j | 0 | 0 | 0 | 0 | 0 | [24 empty] | 8101901 | no | no |  |  | no |  | 0 | 0 | 0 | 0 | 0 | 0 |  | 1 | 1 | 1 | 0 | 0 | 0
load_220361629 |  | node_1314655_781_15262298_7 |  | AN | 0 | Residential | 8589.6+3659.154j | 0 | 0 | 0 | 0 | 0 | [24 empty] | 8101901 | no | no |  |  | no |  | 0 | 0 | 0 | 0 | 0 | 0 |  | 1 | 1 | 1 | 0 | 0 | 0
load_220361630 |  | node_1314134_549_15261921_257 |  | AN | 0 | Residential | 6278.4+2674.587j | 0 | 0 | 0 | 0 | 0 | [24 empty] | 8101901 | no | no |  |  | no |  | 0 | 0 | 0 | 0 | 0 | 0 |  | 1 | 1 | 1 | 0 | 0 | 0
load_220361631 |  | node_1314375_157_15261852_064 |  | AN | 0 | Residential | 5644.8+2404.675j | 0 | 0 | 0 | 0 | 0 | [24 empty] | 8101901 | no | no |  |  | no |  | 0 | 0 | 0 | 0 | 0 | 0 |  | 1 | 1 | 1 | 0 | 0 | 0
load_220361632 |  | node_1314184_018_15261554_219 |  | AN | 0 | Residential | 28159.2+11995.769j | 0 | 0 | 0 | 0 | 0 | [24 empty] | 8101901 | no | no |  |  | no |  | 0 | 0 | 0 | 0 | 0 | 0 |  | 1 | 1 | 1 | 0 | 0 | 0
load_220361633 |  | node_1313996_468_15261405_077 |  | AN | 0 | Residential | 4507.2+1920.059j | 0 | 0 | 0 | 0 | 0 | [24 empty] | 8101901 | no | no |  |  | no |  | 0 | 0 | 0 | 0 | 0 | 0 |  | 1 | 1 | 1 | 0 | 0 | 0
load_220361650 |  | node_1326682_228_15267275_867 |  | AN | 0 | Residential | 7772.4+3311.029j | 0 | 0 | 0 | 0 | 0 | [24 empty] | 8101901 | no | no |  |  | no |  | 0 | 0 | 0 | 0 | 0 | 0 |  | 1 | 1 | 1 | 0 | 0 | 0
load_220361651 |  | node_1326669_429_15267284_805 |  | AN | 0 | Residential | 7772.4+3311.029j | 0 | 0 | 0 | 0 | 0 | [24 empty] | 8101901 | no | no |  |  | no |  | 0 | 0 | 0 | 0 | 0 | 0 |  | 1 | 1 | 1 | 0 | 0 | 0
load_220361652 |  | node_1326860_045_15267444_597 |  | AN | 0 | Residential | 7891.2+3361.637j | 0 | 0 | 0 | 0 | 0 | [24 empty] | 8101901 | no | no |  |  | no |  | 0 | 0 | 0 | 0 | 0 | 0 |  | 1 | 1 | 1 | 0 | 0 | 0
load_220361653 |  | node_1327125_162_15267143_948 |  | AN | 0 | Residential | 9540+4064.023j | 0 | 0 | 0 | 0 | 0 | [24 empty] | 8101901 | no | no |  |  | no |  | 0 | 0 | 0 | 0 | 0 | 0 |  | 1 | 1 | 1 | 0 | 0 | 0
load_220361654 |  | node_1331066_569_15267358_334 |  | AN | 0 | Residential | 25660.8+10931.455j | 0 | 0 | 0 | 0 | 0 | [24 empty] | 8101901 | no | no |  |  | no |  | 0 | 0 | 0 | 0 | 0 | 0 |  | 1 | 1 | 1 | 0 | 0 | 0
load_220361655 |  | node_1331316_639_15267315_24 |  | AN | 0 | Residential | 13687.2+5830.723j | 0 | 0 | 0 | 0 | 0 | [24 empty] | 8101901 | no | no |  |  | no |  | 0 | 0 | 0 | 0 | 0 | 0 |  | 1 | 1 | 1 | 0 | 0 | 0
load_220361657 |  | node_1327447_338_15267035_976 |  | AN | 0 | Residential | 21513.6+9164.755j | 0 | 0 | 0 | 0 | 0 | [24 empty] | 8101901 | no | no |  |  | no |  | 0 | 0 | 0 | 0 | 0 | 0 |  | 1 | 1 | 1 | 0 | 0 | 0
load_220361658 |  | node_1327847_097_15267105_784 |  | AN | 0 | NonResidential | 3000+1277.995j | 0 | 0 | 0 | 0 | 0 | [24 empty] | 8101901 | no | no |  |  | no |  | 0 | 0 | 0 | 0 | 0 | 0 |  | 1 | 1 | 1 | 0 | 0 | 0
load_220361659 |  | node_1327858_179_15267428_662 |  | AN | 0 | Residential | 8352+3557.937j | 0 | 0 | 0 | 0 | 0 | [24 empty] | 8101901 | no | no |  |  | no |  | 0 | 0 | 0 | 0 | 0 | 0 |  | 1 | 1 | 1 | 0 | 0 | 0
load_220361660 |  | node_1328092_685_15267100_417 |  | AN | 0 | Residential | 2858.4+1217.673j | 0 | 0 | 0 | 0 | 0 | [24 empty] | 8101901 | no | no |  |  | no |  | 0 | 0 | 0 | 0 | 0 | 0 |  | 1 | 1 | 1 | 0 | 0 | 0
load_220361661 |  | node_1328118_12_15267507_485 |  | AN | 0 | Other | 0 | 0 | 0 | 0 | 0 | 0 | [24 empty] | 8101901 | no | no |  |  | no |  | 0 | 0 | 0 | 0 | 0 | 0 |  | 1 | 1 | 1 | 0 | 0 | 0
load_220361662 |  | node_1328175_534_15267013_214 |  | AN | 0 | Residential | 18547.2+7901.074j | 0 | 0 | 0 | 0 | 0 | [24 empty] | 8101901 | no | no |  |  | no |  | 0 | 0 | 0 | 0 | 0 | 0 |  | 1 | 1 | 1 | 0 | 0 | 0
load_220361663 |  | node_1328430_239_15267066_851 |  | AN | 0 | Residential | 19000.8+8094.307j | 0 | 0 | 0 | 0 | 0 | [24 empty] | 8101901 | no | no |  |  | no |  | 0 | 0 | 0 | 0 | 0 | 0 |  | 1 | 1 | 1 | 0 | 0 | 0
load_220361664 |  | node_1328716_101_15267056_2 |  | AN | 0 | Residential | 3506.4+1493.72j | 0 | 0 | 0 | 0 | 0 | [24 empty] | 8101901 | no | no |  |  | no |  | 0 | 0 | 0 | 0 | 0 | 0 |  | 1 | 1 | 1 | 0 | 0 | 0
load_220361665 |  | node_1328922_817_15266947_571 |  | AN | 0 | Residential | 13622.4+5803.118j | 0 | 0 | 0 | 0 | 0 | [24 empty] | 8101901 | no | no |  |  | no |  | 0 | 0 | 0 | 0 | 0 | 0 |  | 1 | 1 | 1 | 0 | 0 | 0
load_220361666 |  | node_1329191_306_15267057_727 |  | AN | 0 | Residential | 4406.4+1877.119j | 0 | 0 | 0 | 0 | 0 | [24 empty] | 8101901 | no | no |  |  | no |  | 0 | 0 | 0 | 0 | 0 | 0 |  | 1 | 1 | 1 | 0 | 0 | 0
load_220361667 |  | node_1329280_754_15267245_712 |  | AN | 0 | Residential | 1497.6+637.975j | 0 | 0 | 0 | 0 | 0 | [24 empty] | 8101901 | no | no |  |  | no |  | 0 | 0 | 0 | 0 | 0 | 0 |  | 1 | 1 | 1 | 0 | 0 | 0
load_220361668 |  | node_1329446_956_15268062_839 |  | AN | 0 | Other | 0 | 0 | 0 | 0 | 0 | 0 | [24 empty] | 8101901 | no | no |  |  | no |  | 0 | 0 | 0 | 0 | 0 | 0 |  | 1 | 1 | 1 | 0 | 0 | 0
load_220361669 |  | node_1329617_594_15267353_922 |  | AN | 0 | Residential | 41450.4+17657.796j | 0 | 0 | 0 | 0 | 0 | [24 empty] | 8101901 | no | no |  |  | no |  | 0 | 0 | 0 | 0 | 0 | 0 |  | 1 | 1 | 1 | 0 | 0 | 0
load_220361670 |  | node_1329855_79_15267325_166 |  | AN | 0 | Residential | 31852.8+13569.236j | 0 | 0 | 0 | 0 | 0 | [24 empty] | 8101901 | no | no |  |  | no |  | 0 | 0 | 0 | 0 | 0 | 0 |  | 1 | 1 | 1 | 0 | 0 | 0
load_220361671 |  | node_1330279_428_15267278_434 |  | AN | 0 | Residential | 24328.8+10364.025j | 0 | 0 | 0 | 0 | 0 | [24 empty] | 8101901 | no | no |  |  | no |  | 0 | 0 | 0 | 0 | 0 | 0 |  | 1 | 1 | 1 | 0 | 0 | 0
load_220361672 |  | node_1312734_748_15261552_148 |  | AN | 0 | Residential | 14630.4+6232.524j | 0 | 0 | 0 | 0 | 0 | [24 empty] | 8101901 | no | no |  |  | no |  | 0 | 0 | 0 | 0 | 0 | 0 |  | 1 | 1 | 1 | 0 | 0 | 0
load_220361673 |  | node_1313083_008_15261679_677 |  | AN | 0 | Residential | 4622.4+1969.134j | 0 | 0 | 0 | 0 | 0 | [24 empty] | 8101901 | no | no |  |  | no |  | 0 | 0 | 0 | 0 | 0 | 0 |  | 1 | 1 | 1 | 0 | 0 | 0
load_220361674 |  | node_1313289_589_15261884_907 |  | AN | 0 | Residential | 28065.6+11955.896j | 0 | 0 | 0 | 0 | 0 | [24 empty] | 8101901 | no | no |  |  | no |  | 0 | 0 | 0 | 0 | 0 | 0 |  | 1 | 1 | 1 | 0 | 0 | 0
load_220361675 |  | node_1313126_445_15262162_213 |  | AN | 0 | Residential | 7876.8+3355.503j | 0 | 0 | 0 | 0 | 0 | [24 empty] | 8101901 | no | no |  |  | no |  | 0 | 0 | 0 | 0 | 0 | 0 |  | 1 | 1 | 1 | 0 | 0 | 0
load_220361677 |  | node_1314209_588_15266928_862 |  | AN | 0 | Residential | 13356+5689.632j | 0 | 0 | 0 | 0 | 0 | [24 empty] | 8101901 | no | no |  |  | no |  | 0 | 0 | 0 | 0 | 0 | 0 |  | 1 | 1 | 1 | 0 | 0 | 0
load_220361678 |  | node_1314313_688_15267273_19 |  | AN | 0 | Residential | 21636+9216.897j | 0 | 0 | 0 | 0 | 0 | [24 empty] | 8101901 | no | no |  |  | no |  | 0 | 0 | 0 | 0 | 0 | 0 |  | 1 | 1 | 1 | 0 | 0 | 0
load_220361697 |  | node_1317013_495_15256896_053 |  | AN | 0 | Residential | 6782.4+2889.29j | 0 | 0 | 0 | 0 | 0 | [24 empty] | 8101901 | no | no |  |  | no |  | 0 | 0 | 0 | 0 | 0 | 0 |  | 1 | 1 | 1 | 0 | 0 | 0
load_220361698 |  | node_1326613_436_15264136_478 |  | AN | 0 | Residential | 8323.2+3545.668j | 0 | 0 | 0 | 0 | 0 | [24 empty] | 8101901 | no | no |  |  | no |  | 0 | 0 | 0 | 0 | 0 | 0 |  | 1 | 1 | 1 | 0 | 0 | 0
load_220361699 |  | node_1326367_474_15264049_531 |  | AN | 0 | Residential | 6854.4+2919.962j | 0 | 0 | 0 | 0 | 0 | [24 empty] | 8101901 | no | no |  |  | no |  | 0 | 0 | 0 | 0 | 0 | 0 |  | 1 | 1 | 1 | 0 | 0 | 0
load_220361700 |  | node_1326256_294_15263968_663 |  | AN | 0 | Residential | 12607.2+5370.645j | 0 | 0 | 0 | 0 | 0 | [24 empty] | 8101901 | no | no |  |  | no |  | 0 | 0 | 0 | 0 | 0 | 0 |  | 1 | 1 | 1 | 0 | 0 | 0
load_220361701 |  | node_1326048_82_15263795_298 |  | AN | 0 | Residential | 12297.6+5238.756j | 0 | 0 | 0 | 0 | 0 | [24 empty] | 8101901 | no | no |  |  | no |  | 0 | 0 | 0 | 0 | 0 | 0 |  | 1 | 1 | 1 | 0 | 0 | 0
load_220361702 |  | node_1325999_824_15263605_013 |  | AN | 0 | Residential | 4327.2+1843.379j | 0 | 0 | 0 | 0 | 0 | [24 empty] | 8101901 | no | no |  |  | no |  | 0 | 0 | 0 | 0 | 0 | 0 |  | 1 | 1 | 1 | 0 | 0 | 0
load_220361703 |  | node_1325848_689_15263576_389 |  | AN | 0 | Residential | 3463.2+1475.317j | 0 | 0 | 0 | 0 | 0 | [24 empty] | 8101901 | no | no |  |  | no |  | 0 | 0 | 0 | 0 | 0 | 0 |  | 1 | 1 | 1 | 0 | 0 | 0
load_220361704 |  | node_1325809_868_15263935_326 |  | AN | 0 | Residential | 4816.8+2051.948j | 0 | 0 | 0 | 0 | 0 | [24 empty] | 8101901 | no | no |  |  | no |  | 0 | 0 | 0 | 0 | 0 | 0 |  | 1 | 1 | 1 | 0 | 0 | 0
load_220361705 |  | node_1325378_66_15263486_868 |  | AN | 0 | Residential | 8193.6+3490.459j | 0 | 0 | 0 | 0 | 0 | [24 empty] | 8101901 | no | no |  |  | no |  | 0 | 0 | 0 | 0 | 0 | 0 |  | 1 | 1 | 1 | 0 | 0 | 0
load_220361706 |  | node_1325208_805_15263639_556 |  | AN | 0 | Residential | 22399.2+9542.019j | 0 | 0 | 0 | 0 | 0 | [24 empty] | 8101901 | no | no |  |  | no |  | 0 | 0 | 0 | 0 | 0 | 0 |  | 1 | 1 | 1 | 0 | 0 | 0
load_220361707 |  | node_1324732_249_15263518_863 |  | AN | 0 | Residential | 5493.6+2340.264j | 0 | 0 | 0 | 0 | 0 | [24 empty] | 8101901 | no | no |  |  | no |  | 0 | 0 | 0 | 0 | 0 | 0 |  | 1 | 1 | 1 | 0 | 0 | 0
load_220361708 |  | node_1324723_728_15263486_464 |  | AN | 0 | Residential | 47656.8+20301.712j | 0 | 0 | 0 | 0 | 0 | [24 empty] | 8101901 | no | no |  |  | no |  | 0 | 0 | 0 | 0 | 0 | 0 |  | 1 | 1 | 1 | 0 | 0 | 0
load_220361709 |  | node_1324348_064_15262759_314 |  | AN | 0 | Residential | 10346.4+4407.548j | 0 | 0 | 0 | 0 | 0 | [24 empty] | 8101901 | no | no |  |  | no |  | 0 | 0 | 0 | 0 | 0 | 0 |  | 1 | 1 | 1 | 0 | 0 | 0
load_220361710 |  | node_1324391_115_15263504_411 |  | AN | 0 | Residential | 17992.8+7664.901j | 0 | 0 | 0 | 0 | 0 | [24 empty] | 8101901 | no | no |  |  | no |  | 0 | 0 | 0 | 0 | 0 | 0 |  | 1 | 1 | 1 | 0 | 0 | 0
load_220361711 |  | node_1324183_321_15263468_286 |  | AN | 0 | Residential | 3196.8+1361.831j | 0 | 0 | 0 | 0 | 0 | [24 empty] | 8101901 | no | no |  |  | no |  | 0 | 0 | 0 | 0 | 0 | 0 |  | 1 | 1 | 1 | 0 | 0 | 0
load_220361712 |  | node_1323940_429_15263500_8 |  | AN | 0 | Residential | 57088.8+24319.727j | 0 | 0 | 0 | 0 | 0 | [24 empty] | 8101901 | no | no |  |  | no |  | 0 | 0 | 0 | 0 | 0 | 0 |  | 1 | 1 | 1 | 0 | 0 | 0
load_220361713 |  | node_1322970_905_15263553_684 |  | AN | 0 | Residential | 12326.4+5251.024j | 0 | 0 | 0 | 0 | 0 | [24 empty] | 8101901 | no | no |  |  | no |  | 0 | 0 | 0 | 0 | 0 | 0 |  | 1 | 1 | 1 | 0 | 0 | 0
load_220361714 |  | node_1322735_395_15263348_396 |  | AN | 0 | Residential | 1519.2+647.176j | 0 | 0 | 0 | 0 | 0 | [24 empty] | 8101901 | no | no |  |  | no |  | 0 | 0 | 0 | 0 | 0 | 0 |  | 1 | 1 | 1 | 0 | 0 | 0
load_220361715 |  | node_1322721_603_15263179_734 |  | AN | 0 | NonResidential | 1000+425.998j | 0 | 0 | 0 | 0 | 0 | [24 empty] | 8101901 | no | no |  |  | no |  | 0 | 0 | 0 | 0 | 0 | 0 |  | 1 | 1 | 1 | 0 | 0 | 0
load_220361716 |  | node_1322552_745_15263401_962 |  | AN | 0 | Residential | 0 | 0 | 0 | 0 | 0 | 0 | [24 empty] | 8101901 | no | no |  |  | no |  | 0 | 0 | 0 | 0 | 0 | 0 |  | 1 | 1 | 1 | 0 | 0 | 0
load_220361718 |  | node_1321654_352_15263491_033 |  | AN | 0 | Residential | 8676+3695.961j | 0 | 0 | 0 | 0 | 0 | [24 empty] | 8101901 | no | no |  |  | no |  | 0 | 0 | 0 | 0 | 0 | 0 |  | 1 | 1 | 1 | 0 | 0 | 0
load_220361719 |  | node_1321012_347_15263582_56 |  | AN | 0 | Residential | 2764.8+1177.8j | 0 | 0 | 0 | 0 | 0 | [24 empty] | 8101901 | no | no |  |  | no |  | 0 | 0 | 0 | 0 | 0 | 0 |  | 1 | 1 | 1 | 0 | 0 | 0
load_220361720 |  | node_1320595_006_15263414_724 |  | AN | 0 | Other | 0 | 0 | 0 | 0 | 0 | 0 | [24 empty] | 8101901 | no | no |  |  | no |  | 0 | 0 | 0 | 0 | 0 | 0 |  | 1 | 1 | 1 | 0 | 0 | 0
load_220361721 |  | node_1318663_948_15263170_55 |  | AN | 0 | Residential | 2160+920.156j | 0 | 0 | 0 | 0 | 0 | [24 empty] | 8101901 | no | no |  |  | no |  | 0 | 0 | 0 | 0 | 0 | 0 |  | 1 | 1 | 1 | 0 | 0 | 0
load_220361722 |  | node_1317559_242_15263091_479 |  | AN | 0 | Residential | 1396.8+595.034j | 0 | 0 | 0 | 0 | 0 | [24 empty] | 8101901 | no | no |  |  | no |  | 0 | 0 | 0 | 0 | 0 | 0 |  | 1 | 1 | 1 | 0 | 0 | 0
load_220361723 |  | node_1317214_709_15263055_021 |  | AN | 0 | Residential | 7416+3159.203j | 0 | 0 | 0 | 0 | 0 | [24 empty] | 8101901 | no | no |  |  | no |  | 0 | 0 | 0 | 0 | 0 | 0 |  | 1 | 1 | 1 | 0 | 0 | 0
load_220361724 |  | node_1316876_449_15262969_984 |  | AN | 0 | NonResidential | 972+414.07j | 0 | 0 | 0 | 0 | 0 | [24 empty] | 8101901 | no | no |  |  | no |  | 0 | 0 | 0 | 0 | 0 | 0 |  | 1 | 1 | 1 | 0 | 0 | 0
load_220361725 |  | node_1316645_849_15262793_631 |  | AN | 0 | NonResidential | 0 | 0 | 0 | 0 | 0 | 0 | [24 empty] | 8101901 | no | no |  |  | no |  | 0 | 0 | 0 | 0 | 0 | 0 |  | 1 | 1 | 1 | 0 | 0 | 0
load_220361726 |  | node_1316060_737_15262605_285 |  | AN | 0 | Residential | 7344+3128.531j | 0 | 0 | 0 | 0 | 0 | [24 empty] | 8101901 | no | no |  |  | no |  | 0 | 0 | 0 | 0 | 0 | 0 |  | 1 | 1 | 1 | 0 | 0 | 0
load_220361727 |  | node_1315755_114_15262467_552 |  | AN | 0 | Residential | 4492.8+1913.925j | 0 | 0 | 0 | 0 | 0 | [24 empty] | 8101901 | no | no |  |  | no |  | 0 | 0 | 0 | 0 | 0 | 0 |  | 1 | 1 | 1 | 0 | 0 | 0
load_220361728 |  | node_1315637_2_15262082_829 |  | AN | 0 | Residential | 13341.6+5683.498j | 0 | 0 | 0 | 0 | 0 | [24 empty] | 8101901 | no | no |  |  | no |  | 0 | 0 | 0 | 0 | 0 | 0 |  | 1 | 1 | 1 | 0 | 0 | 0
load_220361729 |  | node_1315772_667_15261728_026 |  | AN | 0 | Residential | 18460.8+7864.268j | 0 | 0 | 0 | 0 | 0 | [24 empty] | 8101901 | no | no |  |  | no |  | 0 | 0 | 0 | 0 | 0 | 0 |  | 1 | 1 | 1 | 0 | 0 | 0
load_220361730 |  | node_1315973_977_15261368_535 |  | AN | 0 | Residential | 1663.2+708.52j | 0 | 0 | 0 | 0 | 0 | [24 empty] | 8101901 | no | no |  |  | no |  | 0 | 0 | 0 | 0 | 0 | 0 |  | 1 | 1 | 1 | 0 | 0 | 0
load_220361731 |  | node_1316058_338_15260953_424 |  | AN | 0 | Residential | 7819.2+3330.965j | 0 | 0 | 0 | 0 | 0 | [24 empty] | 8101901 | no | no |  |  | no |  | 0 | 0 | 0 | 0 | 0 | 0 |  | 1 | 1 | 1 | 0 | 0 | 0
load_220361732 |  | node_1316184_523_15260647_965 |  | AN | 0 | Residential | 8064+3435.25j | 0 | 0 | 0 | 0 | 0 | [24 empty] | 8101901 | no | no |  |  | no |  | 0 | 0 | 0 | 0 | 0 | 0 |  | 1 | 1 | 1 | 0 | 0 | 0
load_220361734 |  | node_1317021_684_15258743_832 |  | AN | 0 | Residential | 10533.6+4487.295j | 0 | 0 | 0 | 0 | 0 | [24 empty] | 8101901 | no | no |  |  | no |  | 0 | 0 | 0 | 0 | 0 | 0 |  | 1 | 1 | 1 | 0 | 0 | 0
load_220361751 |  | node_1311766_926_15265339_768 |  | AN | 0 | Residential | 6472.8+2757.401j | 0 | 0 | 0 | 0 | 0 | [24 empty] | 8101901 | no | no |  |  | no |  | 0 | 0 | 0 | 0 | 0 | 0 |  | 1 | 1 | 1 | 0 | 0 | 0
load_220361752 |  | node_1311902_032_15265586_801 |  | AN | 0 | Residential | 17841.6+7600.49j | 0 | 0 | 0 | 0 | 0 | [24 empty] | 8101901 | no | no |  |  | no |  | 0 | 0 | 0 | 0 | 0 | 0 |  | 1 | 1 | 1 | 0 | 0 | 0
load_220361753 |  | node_1311982_66_15265873_625 |  | AN | 0 | Residential | 7286.4+3103.993j | 0 | 0 | 0 | 0 | 0 | [24 empty] | 8101901 | no | no |  |  | no |  | 0 | 0 | 0 | 0 | 0 | 0 |  | 1 | 1 | 1 | 0 | 0 | 0
load_220361754 |  | node_1312209_239_15265127_029 |  | AN | 0 | Residential | 2397.6+1021.373j | 0 | 0 | 0 | 0 | 0 | [24 empty] | 8101901 | no | no |  |  | no |  | 0 | 0 | 0 | 0 | 0 | 0 |  | 1 | 1 | 1 | 0 | 0 | 0
load_220361947 |  | node_1310777_513_15266335_805 |  | AN | 0 | Residential | 26805.6+11419.138j | 0 | 0 | 0 | 0 | 0 | [24 empty] | 8101901 | no | no |  |  | no |  | 0 | 0 | 0 | 0 | 0 | 0 |  | 1 | 1 | 1 | 0 | 0 | 0
load_220361948 |  | node_1310854_071_15266144_605 |  | AN | 0 | Residential | 2908.8+1239.144j | 0 | 0 | 0 | 0 | 0 | [24 empty] | 8101901 | no | no |  |  | no |  | 0 | 0 | 0 | 0 | 0 | 0 |  | 1 | 1 | 1 | 0 | 0 | 0
load_220361949 |  | node_1310976_126_15265639_096 |  | AN | 0 | Residential | 20793.6+8858.037j | 0 | 0 | 0 | 0 | 0 | [24 empty] | 8101901 | no | no |  |  | no |  | 0 | 0 | 0 | 0 | 0 | 0 |  | 1 | 1 | 1 | 0 | 0 | 0
load_220361950 |  | node_1311229_063_15265316_341 |  | AN | 0 | Residential | 8121.6+3459.787j | 0 | 0 | 0 | 0 | 0 | [24 empty] | 8101901 | no | no |  |  | no |  | 0 | 0 | 0 | 0 | 0 | 0 |  | 1 | 1 | 1 | 0 | 0 | 0
load_220361951 |  | node_1311359_45_15264900_473 |  | AN | 0 | Residential | 6487.2+2763.536j | 0 | 0 | 0 | 0 | 0 | [24 empty] | 8101901 | no | no |  |  | no |  | 0 | 0 | 0 | 0 | 0 | 0 |  | 1 | 1 | 1 | 0 | 0 | 0
load_220361952 |  | node_1311273_801_15264072_236 |  | AN | 0 | Residential | 11678.4+4974.978j | 0 | 0 | 0 | 0 | 0 | [24 empty] | 8101901 | no | no |  |  | no |  | 0 | 0 | 0 | 0 | 0 | 0 |  | 1 | 1 | 1 | 0 | 0 | 0
load_220361953 |  | node_1311401_287_15263051_338 |  | AN | 0 | Residential | 5803.2+2472.153j | 0 | 0 | 0 | 0 | 0 | [24 empty] | 8101901 | no | no |  |  | no |  | 0 | 0 | 0 | 0 | 0 | 0 |  | 1 | 1 | 1 | 0 | 0 | 0
load_220361954 |  | node_1311490_617_15262423_1 |  | AN | 0 | Residential | 13104+5582.281j | 0 | 0 | 0 | 0 | 0 | [24 empty] | 8101901 | no | no |  |  | no |  | 0 | 0 | 0 | 0 | 0 | 0 |  | 1 | 1 | 1 | 0 | 0 | 0
load_220361955 |  | node_1311483_373_15262012_412 |  | AN | 0 | Residential | 10310.4+4392.212j | 0 | 0 | 0 | 0 | 0 | [24 empty] | 8101901 | no | no |  |  | no |  | 0 | 0 | 0 | 0 | 0 | 0 |  | 1 | 1 | 1 | 0 | 0 | 0
load_220361956 |  | node_1311797_507_15261744_551 |  | AN | 0 | Residential | 3751.2+1598.005j | 0 | 0 | 0 | 0 | 0 | [24 empty] | 8101901 | no | no |  |  | no |  | 0 | 0 | 0 | 0 | 0 | 0 |  | 1 | 1 | 1 | 0 | 0 | 0
load_220361957 |  | node_1312274_725_15261509_259 |  | AN | 0 | Residential | 4485.6+1910.858j | 0 | 0 | 0 | 0 | 0 | [24 empty] | 8101901 | no | no |  |  | no |  | 0 | 0 | 0 | 0 | 0 | 0 |  | 1 | 1 | 1 | 0 | 0 | 0
load_220361958 |  | node_1312429_612_15261152_083 |  | AN | 0 | Residential | 2988+1272.883j | 0 | 0 | 0 | 0 | 0 | [24 empty] | 8101901 | no | no |  |  | no |  | 0 | 0 | 0 | 0 | 0 | 0 |  | 1 | 1 | 1 | 0 | 0 | 0
load_220361959 |  | node_1312753_939_15260541_888 |  | AN | 0 | Residential | 11563.2+4925.903j | 0 | 0 | 0 | 0 | 0 | [24 empty] | 8101901 | no | no |  |  | no |  | 0 | 0 | 0 | 0 | 0 | 0 |  | 1 | 1 | 1 | 0 | 0 | 0
load_220361960 |  | node_1312996_547_15260856_124 |  | AN | 0 | Residential | 8193.6+3490.459j | 0 | 0 | 0 | 0 | 0 | [24 empty] | 8101901 | no | no |  |  | no |  | 0 | 0 | 0 | 0 | 0 | 0 |  | 1 | 1 | 1 | 0 | 0 | 0
load_220361962 |  | node_1313059_067_15259270_052 |  | AN | 0 | Residential | 410.4+174.83j | 0 | 0 | 0 | 0 | 0 | [24 empty] | 8101901 | no | no |  |  | no |  | 0 | 0 | 0 | 0 | 0 | 0 |  | 1 | 1 | 1 | 0 | 0 | 0
load_220361963 |  | node_1313249_579_15259246_718 |  | AN | 0 | NonResidential | 165.6+70.545j | 0 | 0 | 0 | 0 | 0 | [24 empty] | 8101901 | no | no |  |  | no |  | 0 | 0 | 0 | 0 | 0 | 0 |  | 1 | 1 | 1 | 0 | 0 | 0
load_220361964 |  | node_1312841_614_15258554_225 |  | AN | 0 | Residential | 5529.6+2355.6j | 0 | 0 | 0 | 0 | 0 | [24 empty] | 8101901 | no | no |  |  | no |  | 0 | 0 | 0 | 0 | 0 | 0 |  | 1 | 1 | 1 | 0 | 0 | 0
load_220361965 |  | node_1313003_365_15257882_994 |  | AN | 0 | NonResidential | 0 | 0 | 0 | 0 | 0 | 0 | [24 empty] | 8101901 | no | no |  |  | no |  | 0 | 0 | 0 | 0 | 0 | 0 |  | 1 | 1 | 1 | 0 | 0 | 0
load_220361966 |  | node_1313039_042_15256935_704 |  | AN | 0 | Residential | 4140+1763.633j | 0 | 0 | 0 | 0 | 0 | [24 empty] | 8101901 | no | no |  |  | no |  | 0 | 0 | 0 | 0 | 0 | 0 |  | 1 | 1 | 1 | 0 | 0 | 0
load_220428741 |  | node_1323340_071_15273335_105 |  | AN | 0 | NonResidential | 12666.667+5395.978j | 0 | 0 | 0 | 0 | 0 | [24 empty] | 8101901 | no | no |  |  | no |  | 0 | 0 | 0 | 0 | 0 | 0 |  | 1 | 1 | 1 | 0 | 0 | 0
load_220431104 |  | node_1323329_656_15273339_996 |  | BN | 0 | NonResidential | 0 | 12666.667+5395.978j | 0 | 0 | 0 | 0 | [24 empty] | 8101901 | no | no |  |  | no |  | 0 | 0 | 0 | 0 | 0 | 0 |  | 1 | 1 | 1 | 0 | 0 | 0
load_220431776 |  | node_1323348_894_15273324_527 |  | CN | 0 | NonResidential | 0 | 0 | 12666.667+5395.978j | 0 | 0 | 0 | [24 empty] | 8101901 | no | no |  |  | no |  | 0 | 0 | 0 | 0 | 0 | 0 |  | 1 | 1 | 1 | 0 | 0 | 0
load_220432058 |  | node_1334911_51_15260621_839 |  | AN | 0 | Residential | 21412.8+9121.815j | 0 | 0 | 0 | 0 | 0 | [24 empty] | 8101901 | no | no |  |  | no |  | 0 | 0 | 0 | 0 | 0 | 0 |  | 1 | 1 | 1 | 0 | 0 | 0
load_220432080 |  | node_1326235_198_15280871_989 |  | AN | 0 | NonResidential | 21333.333+9087.962j | 0 | 0 | 0 | 0 | 0 | [24 empty] | 8101901 | no | no |  |  | no |  | 0 | 0 | 0 | 0 | 0 | 0 |  | 1 | 1 | 1 | 0 | 0 | 0
load_220432081 |  | node_1326220_868_15280842_843 |  | BN | 0 | NonResidential | 0 | 21333.333+9087.962j | 0 | 0 | 0 | 0 | [24 empty] | 8101901 | no | no |  |  | no |  | 0 | 0 | 0 | 0 | 0 | 0 |  | 1 | 1 | 1 | 0 | 0 | 0
load_220432082 |  | node_1326268_349_15280868_539 |  | CN | 0 | NonResidential | 0 | 0 | 21333.333+9087.962j | 0 | 0 | 0 | [24 empty] | 8101901 | no | no |  |  | no |  | 0 | 0 | 0 | 0 | 0 | 0 |  | 1 | 1 | 1 | 0 | 0 | 0
load_220432120 |  | node_1330895_638_15259426_434 |  | AN | 0 | Residential | 3110.4+1325.025j | 0 | 0 | 0 | 0 | 0 | [24 empty] | 8101901 | no | no |  |  | no |  | 0 | 0 | 0 | 0 | 0 | 0 |  | 1 | 1 | 1 | 0 | 0 | 0
load_220432319 |  | node_1323777_818_15271963_861 |  | AN | 0 | Residential | 2462.4+1048.978j | 0 | 0 | 0 | 0 | 0 | [24 empty] | 8101901 | no | no |  |  | no |  | 0 | 0 | 0 | 0 | 0 | 0 |  | 1 | 1 | 1 | 0 | 0 | 0
load_220435728 |  | node_1334123_991_15258287_361 |  | AN | 0 | NonResidential | 1677.6+714.655j | 0 | 0 | 0 | 0 | 0 | [24 empty] | 8101901 | no | no |  |  | no |  | 0 | 0 | 0 | 0 | 0 | 0 |  | 1 | 1 | 1 | 0 | 0 | 0
load_220468990 |  | node_1323224_705_15273214_751 |  | AN | 0 | Other | 0 | 0 | 0 | 0 | 0 | 0 | [24 empty] | 8101901 | no | no |  |  | no |  | 0 | 0 | 0 | 0 | 0 | 0 |  | 1 | 1 | 1 | 0 | 0 | 0
load_220486446 |  | node_1329427_48_15260040_247 |  | AN | 0 | Residential | 11174.4+4760.274j | 0 | 0 | 0 | 0 | 0 | [24 empty] | 8101901 | no | no |  |  | no |  | 0 | 0 | 0 | 0 | 0 | 0 |  | 1 | 1 | 1 | 0 | 0 | 0
load_220488753 |  | node_1328466_379_15266661_401 |  | AN | 0 | Residential | 28.8+12.269j | 0 | 0 | 0 | 0 | 0 | [24 empty] | 8101901 | no | no |  |  | no |  | 0 | 0 | 0 | 0 | 0 | 0 |  | 1 | 1 | 1 | 0 | 0 | 0
load_220520471 |  | node_1321858_269_15263396_714 |  | AN | 0 | Residential | 22399.2+9542.019j | 0 | 0 | 0 | 0 | 0 | [24 empty] | 8101901 | no | no |  |  | no |  | 0 | 0 | 0 | 0 | 0 | 0 |  | 1 | 1 | 1 | 0 | 0 | 0
load_220521893 |  | node_1331657_529_15266140_128 |  | AN | 0 | Residential | 3175.2+1352.63j | 0 | 0 | 0 | 0 | 0 | [24 empty] | 8101901 | no | no |  |  | no |  | 0 | 0 | 0 | 0 | 0 | 0 |  | 1 | 1 | 1 | 0 | 0 | 0
load_220524400 |  | node_1342021_6_15261866_567 |  | AN | 0 | Residential | 7804.8+3324.831j | 0 | 0 | 0 | 0 | 0 | [24 empty] | 8101901 | no | no |  |  | no |  | 0 | 0 | 0 | 0 | 0 | 0 |  | 1 | 1 | 1 | 0 | 0 | 0
load_220530167 |  | node_1315710_718_15268257_154 |  | AN | 0 | Residential | 3924+1671.617j | 0 | 0 | 0 | 0 | 0 | [24 empty] | 8101901 | no | no |  |  | no |  | 0 | 0 | 0 | 0 | 0 | 0 |  | 1 | 1 | 1 | 0 | 0 | 0
load_220530210 |  | node_1337283_351_15263750_565 |  | AN | 0 | Residential | 6177.6+2631.647j | 0 | 0 | 0 | 0 | 0 | [24 empty] | 8101901 | no | no |  |  | no |  | 0 | 0 | 0 | 0 | 0 | 0 |  | 1 | 1 | 1 | 0 | 0 | 0
load_220530622 |  | node_1340276_516_15269213_686 |  | AN | 0 | Residential | 7833.6+3337.1j | 0 | 0 | 0 | 0 | 0 | [24 empty] | 8101901 | no | no |  |  | no |  | 0 | 0 | 0 | 0 | 0 | 0 |  | 1 | 1 | 1 | 0 | 0 | 0
load_220530956 |  | node_1331541_172_15260947_771 |  | AN | 0 | Residential | 9280.8+3953.604j | 0 | 0 | 0 | 0 | 0 | [24 empty] | 8101901 | no | no |  |  | no |  | 0 | 0 | 0 | 0 | 0 | 0 |  | 1 | 1 | 1 | 0 | 0 | 0
load_220531073 |  | node_1343190_831_15262506_623 |  | AN | 0 | NonResidential | 3182.4+1355.697j | 0 | 0 | 0 | 0 | 0 | [24 empty] | 8101901 | no | no |  |  | no |  | 0 | 0 | 0 | 0 | 0 | 0 |  | 1 | 1 | 1 | 0 | 0 | 0
load_220531158 |  | node_1313928_764_15266759_522 |  | AN | 0 | Residential | 1677.6+714.655j | 0 | 0 | 0 | 0 | 0 | [24 empty] | 8101901 | no | no |  |  | no |  | 0 | 0 | 0 | 0 | 0 | 0 |  | 1 | 1 | 1 | 0 | 0 | 0
load_220532174 |  | node_1330023_827_15268101_451 |  | AN | 0 | Residential | 22327.2+9511.347j | 0 | 0 | 0 | 0 | 0 | [24 empty] | 8101901 | no | no |  |  | no |  | 0 | 0 | 0 | 0 | 0 | 0 |  | 1 | 1 | 1 | 0 | 0 | 0
load_220532470 |  | node_1328121_469_15266108_948 |  | AN | 0 | Residential | 5601.6+2386.272j | 0 | 0 | 0 | 0 | 0 | [24 empty] | 8101901 | no | no |  |  | no |  | 0 | 0 | 0 | 0 | 0 | 0 |  | 1 | 1 | 1 | 0 | 0 | 0
load_220544003 |  | node_1321952_265_15264200_252 |  | AN | 0 | Residential | 32781.6+13964.903j | 0 | 0 | 0 | 0 | 0 | [24 empty] | 8101901 | no | no |  |  | no |  | 0 | 0 | 0 | 0 | 0 | 0 |  | 1 | 1 | 1 | 0 | 0 | 0
load_220544157 |  | node_1321530_618_15274830_971 |  | AN | 0 | Residential | 4435.2+1889.387j | 0 | 0 | 0 | 0 | 0 | [24 empty] | 8101901 | no | no |  |  | no |  | 0 | 0 | 0 | 0 | 0 | 0 |  | 1 | 1 | 1 | 0 | 0 | 0
load_220544631 |  | node_1325048_253_15269768_465 |  | AN | 0 | Residential | 68839.2+29325.376j | 0 | 0 | 0 | 0 | 0 | [24 empty] | 8101901 | no | no |  |  | no |  | 0 | 0 | 0 | 0 | 0 | 0 |  | 1 | 1 | 1 | 0 | 0 | 0
load_220545623 |  | node_1327867_105_15273637_797 |  | AN | 0 | Residential | 25171.2+10722.886j | 0 | 0 | 0 | 0 | 0 | [24 empty] | 8101901 | no | no |  |  | no |  | 0 | 0 | 0 | 0 | 0 | 0 |  | 1 | 1 | 1 | 0 | 0 | 0
load_220550895 |  | node_1311555_263_15266603_001 |  | AN | 0 | Residential | 813.6+346.592j | 0 | 0 | 0 | 0 | 0 | [24 empty] | 8101901 | no | no |  |  | no |  | 0 | 0 | 0 | 0 | 0 | 0 |  | 1 | 1 | 1 | 0 | 0 | 0
load_220556957 |  | node_1314742_37_15266778_483 |  | AN | 0 | Residential | 17020.8+7250.83j | 0 | 0 | 0 | 0 | 0 | [24 empty] | 8101901 | no | no |  |  | no |  | 0 | 0 | 0 | 0 | 0 | 0 |  | 1 | 1 | 1 | 0 | 0 | 0
load_220557077 |  | node_1316432_197_15263048_586 |  | AN | 0 | Other | 0 | 0 | 0 | 0 | 0 | 0 | [24 empty] | 8101901 | no | no |  |  | no |  | 0 | 0 | 0 | 0 | 0 | 0 |  | 1 | 1 | 1 | 0 | 0 | 0
load_220558850 |  | node_1315183_711_15272368_404 |  | AN | 0 | Residential | 17827.2+7594.355j | 0 | 0 | 0 | 0 | 0 | [24 empty] | 8101901 | no | no |  |  | no |  | 0 | 0 | 0 | 0 | 0 | 0 |  | 1 | 1 | 1 | 0 | 0 | 0
load_220570269 |  | node_1319100_543_15273489_078 |  | AN | 0 | Residential | 6019.2+2564.168j | 0 | 0 | 0 | 0 | 0 | [24 empty] | 8101901 | no | no |  |  | no |  | 0 | 0 | 0 | 0 | 0 | 0 |  | 1 | 1 | 1 | 0 | 0 | 0
load_220572675 |  | node_1318349_789_15273762_775 |  | AN | 0 | Residential | 6184.8+2634.714j | 0 | 0 | 0 | 0 | 0 | [24 empty] | 8101901 | no | no |  |  | no |  | 0 | 0 | 0 | 0 | 0 | 0 |  | 1 | 1 | 1 | 0 | 0 | 0
load_220573289 |  | node_1337412_795_15268634_143 |  | AN | 0 | Residential | 9144+3895.328j | 0 | 0 | 0 | 0 | 0 | [24 empty] | 8101901 | no | no |  |  | no |  | 0 | 0 | 0 | 0 | 0 | 0 |  | 1 | 1 | 1 | 0 | 0 | 0
load_220577098 |  | node_1321277_459_15264433_412 |  | AN | 0 | Other | 0 | 0 | 0 | 0 | 0 | 0 | [24 empty] | 8101901 | no | no |  |  | no |  | 0 | 0 | 0 | 0 | 0 | 0 |  | 1 | 1 | 1 | 0 | 0 | 0
load_220583638 |  | node_1318996_294_15263703_023 |  | AN | 0 | Residential | 11836.8+5042.456j | 0 | 0 | 0 | 0 | 0 | [24 empty] | 8101901 | no | no |  |  | no |  | 0 | 0 | 0 | 0 | 0 | 0 |  | 1 | 1 | 1 | 0 | 0 | 0
load_220598061 |  | node_1314948_522_15271967_811 |  | AN | 0 | Other | 0 | 0 | 0 | 0 | 0 | 0 | [24 empty] | 8101901 | no | no |  |  | no |  | 0 | 0 | 0 | 0 | 0 | 0 |  | 1 | 1 | 1 | 0 | 0 | 0
load_220598219 |  | node_1330297_257_15272025_208 |  | AN | 0 | Residential | 16106.4+6861.298j | 0 | 0 | 0 | 0 | 0 | [24 empty] | 8101901 | no | no |  |  | no |  | 0 | 0 | 0 | 0 | 0 | 0 |  | 1 | 1 | 1 | 0 | 0 | 0
load_220603464 |  | node_1323361_118_15272767_619 |  | AN | 0 | Residential | 0 | 0 | 0 | 0 | 0 | 0 | [24 empty] | 8101901 | no | no |  |  | no |  | 0 | 0 | 0 | 0 | 0 | 0 |  | 1 | 1 | 1 | 0 | 0 | 0
load_220609490 |  | node_1323610_283_15278274_323 |  | AN | 0 | Residential | 46562.4+19835.499j | 0 | 0 | 0 | 0 | 0 | [24 empty] | 8101901 | no | no |  |  | no |  | 0 | 0 | 0 | 0 | 0 | 0 |  | 1 | 1 | 1 | 0 | 0 | 0
load_220616814 |  | node_1325799_657_15272410_862 |  | AN | 0 | Residential | 37764+16087.397j | 0 | 0 | 0 | 0 | 0 | [24 empty] | 8101901 | no | no |  |  | no |  | 0 | 0 | 0 | 0 | 0 | 0 |  | 1 | 1 | 1 | 0 | 0 | 0
load_220624541 |  | node_1321267_104_15270984_208 |  | AN | 0 | Residential | 9288+3956.671j | 0 | 0 | 0 | 0 | 0 | [24 empty] | 8101901 | no | no |  |  | no |  | 0 | 0 | 0 | 0 | 0 | 0 |  | 1 | 1 | 1 | 0 | 0 | 0
load_220624542 |  | node_1320770_379_15270512_392 |  | AN | 0 | Other | 0 | 0 | 0 | 0 | 0 | 0 | [24 empty] | 8101901 | no | no |  |  | no |  | 0 | 0 | 0 | 0 | 0 | 0 |  | 1 | 1 | 1 | 0 | 0 | 0
load_220624544 |  | node_1320641_722_15270310_935 |  | AN | 0 | Residential | 5940+2530.429j | 0 | 0 | 0 | 0 | 0 | [24 empty] | 8101901 | no | no |  |  | no |  | 0 | 0 | 0 | 0 | 0 | 0 |  | 1 | 1 | 1 | 0 | 0 | 0
load_220627521 |  | node_1316082_808_15272819_859 |  | AN | 0 | Other | 0 | 0 | 0 | 0 | 0 | 0 | [24 empty] | 8101901 | no | no |  |  | no |  | 0 | 0 | 0 | 0 | 0 | 0 |  | 1 | 1 | 1 | 0 | 0 | 0
load_220645865 |  | node_1335941_271_15268653_165 |  | AN | 0 | Residential | 18237.6+7769.185j | 0 | 0 | 0 | 0 | 0 | [24 empty] | 8101901 | no | no |  |  | no |  | 0 | 0 | 0 | 0 | 0 | 0 |  | 1 | 1 | 1 | 0 | 0 | 0
load_220647062 |  | node_1317132_972_15257229_906 |  | AN | 0 | Residential | 7401.6+3153.068j | 0 | 0 | 0 | 0 | 0 | [24 empty] | 8101901 | no | no |  |  | no |  | 0 | 0 | 0 | 0 | 0 | 0 |  | 1 | 1 | 1 | 0 | 0 | 0
load_220648278 |  | node_1326288_081_15265390_545 |  | AN | 0 | Residential | 2620.8+1116.456j | 0 | 0 | 0 | 0 | 0 | [24 empty] | 8101901 | no | no |  |  | no |  | 0 | 0 | 0 | 0 | 0 | 0 |  | 1 | 1 | 1 | 0 | 0 | 0
load_220652738 |  | node_1323135_754_15273349_992 |  | AN | 0 | Residential | 3369.6+1435.444j | 0 | 0 | 0 | 0 | 0 | [24 empty] | 8101901 | no | no |  |  | no |  | 0 | 0 | 0 | 0 | 0 | 0 |  | 1 | 1 | 1 | 0 | 0 | 0
load_220653030 |  | node_1324700_206_15279511_976 |  | BN | 0 | NonResidential | 0 | 1591.2+677.848j | 0 | 0 | 0 | 0 | [24 empty] | 8101901 | no | no |  |  | no |  | 0 | 0 | 0 | 0 | 0 | 0 |  | 1 | 1 | 1 | 0 | 0 | 0
load_220653037 |  | node_1324706_985_15279515_05 |  | CN | 0 | NonResidential | 0 | 0 | 1591.2+677.848j | 0 | 0 | 0 | [24 empty] | 8101901 | no | no |  |  | no |  | 0 | 0 | 0 | 0 | 0 | 0 |  | 1 | 1 | 1 | 0 | 0 | 0
load_220653038 |  | node_1324694_414_15279516_955 |  | AN | 0 | NonResidential | 1591.2+677.848j | 0 | 0 | 0 | 0 | 0 | [24 empty] | 8101901 | no | no |  |  | no |  | 0 | 0 | 0 | 0 | 0 | 0 |  | 1 | 1 | 1 | 0 | 0 | 0
load_220653686 |  | node_1332699_16_15267060_764 |  | AN | 0 | Residential | 4356+1855.648j | 0 | 0 | 0 | 0 | 0 | [24 empty] | 8101901 | no | no |  |  | no |  | 0 | 0 | 0 | 0 | 0 | 0 |  | 1 | 1 | 1 | 0 | 0 | 0
load_220655692 |  | node_1328091_296_15273738_968 |  | AN | 0 | Residential | 34632+14753.17j | 0 | 0 | 0 | 0 | 0 | [24 empty] | 8101901 | no | no |  |  | no |  | 0 | 0 | 0 | 0 | 0 | 0 |  | 1 | 1 | 1 | 0 | 0 | 0
load_220658625 |  | node_1331929_382_15267112_923 |  | AN | 0 | Residential | 36460.8+15532.236j | 0 | 0 | 0 | 0 | 0 | [24 empty] | 8101901 | no | no |  |  | no |  | 0 | 0 | 0 | 0 | 0 | 0 |  | 1 | 1 | 1 | 0 | 0 | 0
load_220658871 |  | node_1316495_058_15259916_982 |  | AN | 0 | Residential | 12909.6+5499.467j | 0 | 0 | 0 | 0 | 0 | [24 empty] | 8101901 | no | no |  |  | no |  | 0 | 0 | 0 | 0 | 0 | 0 |  | 1 | 1 | 1 | 0 | 0 | 0
load_220658891 |  | node_1324750_755_15270820_748 |  | AN | 0 | Residential | 10641.6+4533.303j | 0 | 0 | 0 | 0 | 0 | [24 empty] | 8101901 | no | no |  |  | no |  | 0 | 0 | 0 | 0 | 0 | 0 |  | 1 | 1 | 1 | 0 | 0 | 0
load_220658895 |  | node_1316705_343_15262651_415 |  | AN | 0 | Residential | 23025.6+9808.865j | 0 | 0 | 0 | 0 | 0 | [24 empty] | 8101901 | no | no |  |  | no |  | 0 | 0 | 0 | 0 | 0 | 0 |  | 1 | 1 | 1 | 0 | 0 | 0
load_310042981 |  | node_1313846_734_15261071_442 |  | AN | 0 | Residential | 14781.6+6296.935j | 0 | 0 | 0 | 0 | 0 | [24 empty] | 8101901 | no | no |  |  | no |  | 0 | 0 | 0 | 0 | 0 | 0 |  | 1 | 1 | 1 | 0 | 0 | 0
load_310059960 |  | node_1329384_25_15258286_534 |  | AN | 0 | Residential | 8712+3711.296j | 0 | 0 | 0 | 0 | 0 | [24 empty] | 8101901 | no | no |  |  | no |  | 0 | 0 | 0 | 0 | 0 | 0 |  | 1 | 1 | 1 | 0 | 0 | 0
load_310060063 |  | node_1325420_227_15268120_943 |  | AN | 0 | Residential | 11556+4922.835j | 0 | 0 | 0 | 0 | 0 | [24 empty] | 8101901 | no | no |  |  | no |  | 0 | 0 | 0 | 0 | 0 | 0 |  | 1 | 1 | 1 | 0 | 0 | 0
load_311896710 |  | node_1319801_613_15269719_789 |  | AN | 0 | Residential | 15285.6+6511.638j | 0 | 0 | 0 | 0 | 0 | [24 empty] | 8101901 | no | no |  |  | no |  | 0 | 0 | 0 | 0 | 0 | 0 |  | 1 | 1 | 1 | 0 | 0 | 0
load_311897249 |  | node_1313905_732_15267226_755 |  | AN | 0 | Other | 0 | 0 | 0 | 0 | 0 | 0 | [24 empty] | 8101901 | no | no |  |  | no |  | 0 | 0 | 0 | 0 | 0 | 0 |  | 1 | 1 | 1 | 0 | 0 | 0
load_312044325 |  | node_1330961_067_15257257_172 |  | AN | 0 | Residential | 4226.4+1800.439j | 0 | 0 | 0 | 0 | 0 | [24 empty] | 8101901 | no | no |  |  | no |  | 0 | 0 | 0 | 0 | 0 | 0 |  | 1 | 1 | 1 | 0 | 0 | 0

## node
data_type | static
owner_type | feeder
owner | 8101901
object | node
name | groupid | parent | bustype | phases | nominal_voltage | dcircuit | selected | monitored | monitored_fields | class_monitored_fields | played | played_fields | subsystem | x | y | comments | dist_to_slack
node_1310777_513_15266335_805 |  |  | PQ | AN | 2771.281 | 8101901 | no | no |  |  | no |  |  | 1310777.513 | 15266335.805 |  | -1
node_1310828_323_15268385_718 |  |  | PQ | AN | 2771.281 | 8101901 | no | no |  |  | no |  |  | 1310828.323 | 15268385.718 |  | -1
node_1310854_071_15266144_605 |  |  | PQ | AN | 2771.281 | 8101901 | no | no |  |  | no |  |  | 1310854.071 | 15266144.605 |  | -1
node_1310976_126_15265639_096 |  |  | PQ | AN | 2771.281 | 8101901 | no | no |  |  | no |  |  | 1310976.126 | 15265639.096 |  | -1
node_1311195_158_15268423_281 |  |  | PQ | AN | 2771.281 | 8101901 | no | no |  |  | no |  |  | 1311195.158 | 15268423.281 |  | -1
node_1311205_428_15266662_705 |  |  | PQ | AN | 2771.281 | 8101901 | no | no |  |  | no |  |  | 1311205.428 | 15266662.705 |  | -1
node_1311229_063_15265316_341 |  |  | PQ | AN | 2771.281 | 8101901 | no | no |  |  | no |  |  | 1311229.063 | 15265316.341 |  | -1
node_1311273_801_15264072_236 |  |  | PQ | AN | 2771.281 | 8101901 | no | no |  |  | no |  |  | 1311273.801 | 15264072.236 |  | -1
node_1311359_45_15264900_473 |  |  | PQ | AN | 2771.281 | 8101901 | no | no |  |  | no |  |  | 1311359.45 | 15264900.473 |  | -1
node_1311401_287_15263051_338 |  |  | PQ | AN | 2771.281 | 8101901 | no | no |  |  | no |  |  | 1311401.287 | 15263051.338 |  | -1
node_1311470_351_15268416_089 |  |  | PQ | AN | 2771.281 | 8101901 | no | no |  |  | no |  |  | 1311470.351 | 15268416.089 |  | -1
node_1311483_373_15262012_412 |  |  | PQ | AN | 2771.281 | 8101901 | no | no |  |  | no |  |  | 1311483.373 | 15262012.412 |  | -1
node_1311490_617_15262423_1 |  |  | PQ | AN | 2771.281 | 8101901 | no | no |  |  | no |  |  | 1311490.617 | 15262423.1 |  | -1
node_1311555_263_15266603_001 |  |  | PQ | AN | 2771.281 | 8101901 | no | no |  |  | no |  |  | 1311555.263 | 15266603.001 |  | -1
node_1311733_039_15268430_87 |  |  | PQ | AN | 2771.281 | 8101901 | no | no |  |  | no |  |  | 1311733.039 | 15268430.87 |  | -1
node_1311766_926_15265339_768 |  |  | PQ | AN | 2771.281 | 8101901 | no | no |  |  | no |  |  | 1311766.926 | 15265339.768 |  | -1
node_1311797_507_15261744_551 |  |  | PQ | AN | 2771.281 | 8101901 | no | no |  |  | no |  |  | 1311797.507 | 15261744.551 |  | -1
node_1311833_039_15266721_943 |  |  | PQ | AN | 2771.281 | 8101901 | no | no |  |  | no |  |  | 1311833.039 | 15266721.943 |  | -1
node_1311902_032_15265586_801 |  |  | PQ | AN | 2771.281 | 8101901 | no | no |  |  | no |  |  | 1311902.032 | 15265586.801 |  | -1
node_1311966_344_15268107_741 |  |  | PQ | AN | 2771.281 | 8101901 | no | no |  |  | no |  |  | 1311966.344 | 15268107.741 |  | -1
node_1311982_66_15265873_625 |  |  | PQ | AN | 2771.281 | 8101901 | no | no |  |  | no |  |  | 1311982.66 | 15265873.625 |  | -1
node_1312185_469_15268453_536 |  |  | PQ | ABCN | 2771.281 | 8101901 | no | no |  |  | no |  |  | 1312185.469 | 15268453.536 |  | -1
node_1312209_239_15265127_029 |  |  | PQ | AN | 2771.281 | 8101901 | no | no |  |  | no |  |  | 1312209.239 | 15265127.029 |  | -1
node_1312274_725_15261509_259 |  |  | PQ | AN | 2771.281 | 8101901 | no | no |  |  | no |  |  | 1312274.725 | 15261509.259 |  | -1
node_1312429_612_15261152_083 |  |  | PQ | AN | 2771.281 | 8101901 | no | no |  |  | no |  |  | 1312429.612 | 15261152.083 |  | -1
node_1312676_437_15266928_455 |  |  | PQ | AN | 2771.281 | 8101901 | no | no |  |  | no |  |  | 1312676.437 | 15266928.455 |  | -1
node_1312689_214_15268484_514 |  |  | PQ | ABCN | 2771.281 | 8101901 | no | no |  |  | no |  |  | 1312689.214 | 15268484.514 |  | -1
node_1312734_748_15261552_148 |  |  | PQ | AN | 2771.281 | 8101901 | no | no |  |  | no |  |  | 1312734.748 | 15261552.148 |  | -1
node_1312753_939_15260541_888 |  |  | PQ | AN | 2771.281 | 8101901 | no | no |  |  | no |  |  | 1312753.939 | 15260541.888 |  | -1
node_1312841_614_15258554_225 |  |  | PQ | AN | 2771.281 | 8101901 | no | no |  |  | no |  |  | 1312841.614 | 15258554.225 |  | -1
node_1312896_15258837_073 |  |  | PQ | AD | 2771.281 | 8101901 | no | no |  |  | no |  |  | 1312896 | 15258837.073 |  | -1
node_1312996_547_15260856_124 |  |  | PQ | AN | 2771.281 | 8101901 | no | no |  |  | no |  |  | 1312996.547 | 15260856.124 |  | -1
node_1313003_365_15257882_994 |  |  | PQ | AN | 2771.281 | 8101901 | no | no |  |  | no |  |  | 1313003.365 | 15257882.994 |  | -1
node_1313039_042_15256935_704 |  |  | PQ | AN | 2771.281 | 8101901 | no | no |  |  | no |  |  | 1313039.042 | 15256935.704 |  | -1
node_1313056_472_15267045_894 |  |  | PQ | AN | 2771.281 | 8101901 | no | no |  |  | no |  |  | 1313056.472 | 15267045.894 |  | -1
node_1313059_067_15259270_052 |  |  | PQ | AN | 2771.281 | 8101901 | no | no |  |  | no |  |  | 1313059.067 | 15259270.052 |  | -1
node_1313083_008_15261679_677 |  |  | PQ | AN | 2771.281 | 8101901 | no | no |  |  | no |  |  | 1313083.008 | 15261679.677 |  | -1
node_1313119_903_15269079_91 |  |  | PQ | ABCN | 2771.281 | 8101901 | no | no |  |  | no |  |  | 1313119.903 | 15269079.91 |  | -1
node_1313126_445_15262162_213 |  |  | PQ | AN | 2771.281 | 8101901 | no | no |  |  | no |  |  | 1313126.445 | 15262162.213 |  | -1
node_1313249_579_15259246_718 |  |  | PQ | AN | 2771.281 | 8101901 | no | no |  |  | no |  |  | 1313249.579 | 15259246.718 |  | -1
node_1313289_589_15261884_907 |  |  | PQ | AN | 2771.281 | 8101901 | no | no |  |  | no |  |  | 1313289.589 | 15261884.907 |  | -1
node_1313312_116_15266996_543 |  |  | PQ | AN | 2771.281 | 8101901 | no | no |  |  | no |  |  | 1313312.116 | 15266996.543 |  | -1
node_1313625_61_15267301_164 |  |  | PQ | AN | 2771.281 | 8101901 | no | no |  |  | no |  |  | 1313625.61 | 15267301.164 |  | -1
node_1313662_793_15267042_458 |  |  | PQ | AN | 2771.281 | 8101901 | no | no |  |  | no |  |  | 1313662.793 | 15267042.458 |  | -1
node_1313846_734_15261071_442 |  |  | PQ | AN | 2771.281 | 8101901 | no | no |  |  | no |  |  | 1313846.734 | 15261071.442 |  | -1
node_1313905_732_15267226_755 |  |  | PQ | AN | 2771.281 | 8101901 | no | no |  |  | no |  |  | 1313905.732 | 15267226.755 |  | -1
node_1313928_764_15266759_522 |  |  | PQ | AN | 2771.281 | 8101901 | no | no |  |  | no |  |  | 1313928.764 | 15266759.522 |  | -1
node_1313996_468_15261405_077 |  |  | PQ | AN | 2771.281 | 8101901 | no | no |  |  | no |  |  | 1313996.468 | 15261405.077 |  | -1
node_1314134_549_15261921_257 |  |  | PQ | AN | 2771.281 | 8101901 | no | no |  |  | no |  |  | 1314134.549 | 15261921.257 |  | -1
node_1314175_07_15270469_735 |  |  | PQ | ABCN | 2771.281 | 8101901 | no | no |  |  | no |  |  | 1314175.07 | 15270469.735 |  | -1
node_1314184_018_15261554_219 |  |  | PQ | AN | 2771.281 | 8101901 | no | no |  |  | no |  |  | 1314184.018 | 15261554.219 |  | -1
node_1314209_588_15266928_862 |  |  | PQ | AN | 2771.281 | 8101901 | no | no |  |  | no |  |  | 1314209.588 | 15266928.862 |  | -1
node_1314288_042_15271334_819 |  |  | PQ | AN | 2771.281 | 8101901 | no | no |  |  | no |  |  | 1314288.042 | 15271334.819 |  | -1
node_1314313_688_15267273_19 |  |  | PQ | AN | 2771.281 | 8101901 | no | no |  |  | no |  |  | 1314313.688 | 15267273.19 |  | -1
node_1314362_915_15264186_505 |  |  | PQ | AN | 2771.281 | 8101901 | no | no |  |  | no |  |  | 1314362.915 | 15264186.505 |  | -1
node_1314375_157_15261852_064 |  |  | PQ | AN | 2771.281 | 8101901 | no | no |  |  | no |  |  | 1314375.157 | 15261852.064 |  | -1
node_1314441_123_15270888_482 |  |  | PQ | ABCN | 2771.281 | 8101901 | no | no |  |  | no |  |  | 1314441.123 | 15270888.482 |  | -1
node_1314464_552_15270754_843 |  |  | PQ | ABCN | 2771.281 | 8101901 | no | no |  |  | no |  |  | 1314464.552 | 15270754.843 |  | -1
node_1314483_997_15271041_74 |  |  | PQ | ABCN | 2771.281 | 8101901 | no | no |  |  | no |  |  | 1314483.997 | 15271041.74 |  | -1
node_1314622_191_15271265_558 |  |  | PQ | ABCN | 2771.281 | 8101901 | no | no |  |  | no |  |  | 1314622.191 | 15271265.558 |  | -1
node_1314624_17_15267608_232 |  |  | PQ | AN | 2771.281 | 8101901 | no | no |  |  | no |  |  | 1314624.17 | 15267608.232 |  | -1
node_1314655_781_15262298_7 |  |  | PQ | AN | 2771.281 | 8101901 | no | no |  |  | no |  |  | 1314655.781 | 15262298.7 |  | -1
node_1314742_37_15266778_483 |  |  | PQ | AN | 2771.281 | 8101901 | no | no |  |  | no |  |  | 1314742.37 | 15266778.483 |  | -1
node_1314793_875_15263720_088 |  |  | PQ | AN | 2771.281 | 8101901 | no | no |  |  | no |  |  | 1314793.875 | 15263720.088 |  | -1
node_1314948_522_15271967_811 |  |  | PQ | ABCN | 2771.281 | 8101901 | no | no |  |  | no |  |  | 1314948.522 | 15271967.811 |  | -1
node_1314950_328_15262399_159 |  |  | PQ | AN | 2771.281 | 8101901 | no | no |  |  | no |  |  | 1314950.328 | 15262399.159 |  | -1
node_1314966_813_15267641_438 |  |  | PQ | AN | 2771.281 | 8101901 | no | no |  |  | no |  |  | 1314966.813 | 15267641.438 |  | -1
node_1315076_145_15267641_02 |  |  | PQ | AN | 2771.281 | 8101901 | no | no |  |  | no |  |  | 1315076.145 | 15267641.02 |  | -1
node_1315183_711_15272368_404 |  |  | PQ | ABCN | 2771.281 | 8101901 | no | no |  |  | no |  |  | 1315183.711 | 15272368.404 |  | -1
node_1315240_939_15262365_849 |  |  | PQ | AN | 2771.281 | 8101901 | no | no |  |  | no |  |  | 1315240.939 | 15262365.849 |  | -1
node_1315252_091_15267660_372 |  |  | PQ | AN | 2771.281 | 8101901 | no | no |  |  | no |  |  | 1315252.091 | 15267660.372 |  | -1
node_1315283_783_15262941_509 |  |  | PQ | AN | 2771.281 | 8101901 | no | no |  |  | no |  |  | 1315283.783 | 15262941.509 |  | -1
node_1315409_684_15267580_036 |  |  | PQ | AN | 2771.281 | 8101901 | no | no |  |  | no |  |  | 1315409.684 | 15267580.036 |  | -1
node_1315497_67_15262503_747 |  |  | PQ | AN | 2771.281 | 8101901 | no | no |  |  | no |  |  | 1315497.67 | 15262503.747 |  | -1
node_1315519_92_15267667_827 |  |  | PQ | AN | 2771.281 | 8101901 | no | no |  |  | no |  |  | 1315519.92 | 15267667.827 |  | -1
node_1315637_2_15262082_829 |  |  | PQ | AN | 2771.281 | 8101901 | no | no |  |  | no |  |  | 1315637.2 | 15262082.829 |  | -1
node_1315669_155_15267640_159 |  |  | PQ | AN | 2771.281 | 8101901 | no | no |  |  | no |  |  | 1315669.155 | 15267640.159 |  | -1
node_1315710_718_15268257_154 |  |  | PQ | AN | 2771.281 | 8101901 | no | no |  |  | no |  |  | 1315710.718 | 15268257.154 |  | -1
node_1315755_114_15262467_552 |  |  | PQ | AN | 2771.281 | 8101901 | no | no |  |  | no |  |  | 1315755.114 | 15262467.552 |  | -1
node_1315772_667_15261728_026 |  |  | PQ | AN | 2771.281 | 8101901 | no | no |  |  | no |  |  | 1315772.667 | 15261728.026 |  | -1
node_1315961_133_15267708_972 |  |  | PQ | AN | 2771.281 | 8101901 | no | no |  |  | no |  |  | 1315961.133 | 15267708.972 |  | -1
node_1315973_977_15261368_535 |  |  | PQ | AN | 2771.281 | 8101901 | no | no |  |  | no |  |  | 1315973.977 | 15261368.535 |  | -1
node_1316058_338_15260953_424 |  |  | PQ | AN | 2771.281 | 8101901 | no | no |  |  | no |  |  | 1316058.338 | 15260953.424 |  | -1
node_1316060_737_15262605_285 |  |  | PQ | AN | 2771.281 | 8101901 | no | no |  |  | no |  |  | 1316060.737 | 15262605.285 |  | -1
node_1316082_808_15272819_859 |  |  | PQ | ABCN | 2771.281 | 8101901 | no | no |  |  | no |  |  | 1316082.808 | 15272819.859 |  | -1
node_1316184_523_15260647_965 |  |  | PQ | AN | 2771.281 | 8101901 | no | no |  |  | no |  |  | 1316184.523 | 15260647.965 |  | -1
node_1316213_253_15267674_338 |  |  | PQ | AN | 2771.281 | 8101901 | no | no |  |  | no |  |  | 1316213.253 | 15267674.338 |  | -1
node_1316362_313_15272629_388 |  |  | PQ | AN | 2771.281 | 8101901 | no | no |  |  | no |  |  | 1316362.313 | 15272629.388 |  | -1
node_1316432_197_15263048_586 |  |  | PQ | AN | 2771.281 | 8101901 | no | no |  |  | no |  |  | 1316432.197 | 15263048.586 |  | -1
node_1316433_034_15272978_907 |  |  | PQ | ABCN | 2771.281 | 8101901 | no | no |  |  | no |  |  | 1316433.034 | 15272978.907 |  | -1
node_1316495_058_15259916_982 |  |  | PQ | AN | 2771.281 | 8101901 | no | no |  |  | no |  |  | 1316495.058 | 15259916.982 |  | -1
node_1316499_139_15267909_691 |  |  | PQ | AN | 2771.281 | 8101901 | no | no |  |  | no |  |  | 1316499.139 | 15267909.691 |  | -1
node_1316645_849_15262793_631 |  |  | PQ | AN | 2771.281 | 8101901 | no | no |  |  | no |  |  | 1316645.849 | 15262793.631 |  | -1
node_1316705_343_15262651_415 |  |  | PQ | AN | 2771.281 | 8101901 | no | no |  |  | no |  |  | 1316705.343 | 15262651.415 |  | -1
node_1316710_235_15273113_4 |  |  | PQ | ABCN | 2771.281 | 8101901 | no | no |  |  | no |  |  | 1316710.235 | 15273113.4 |  | -1
node_1316876_449_15262969_984 |  |  | PQ | AN | 2771.281 | 8101901 | no | no |  |  | no |  |  | 1316876.449 | 15262969.984 |  | -1
node_1317013_495_15256896_053 |  |  | PQ | AN | 2771.281 | 8101901 | no | no |  |  | no |  |  | 1317013.495 | 15256896.053 |  | -1
node_1317021_684_15258743_832 |  |  | PQ | AN | 2771.281 | 8101901 | no | no |  |  | no |  |  | 1317021.684 | 15258743.832 |  | -1
node_1317078_077_15273238_642 |  |  | PQ | ABCN | 2771.281 | 8101901 | no | no |  |  | no |  |  | 1317078.077 | 15273238.642 |  | -1
node_1317132_972_15257229_906 |  |  | PQ | AN | 2771.281 | 8101901 | no | no |  |  | no |  |  | 1317132.972 | 15257229.906 |  | -1
node_1317159_336_15268282_508 |  |  | PQ | AN | 2771.281 | 8101901 | no | no |  |  | no |  |  | 1317159.336 | 15268282.508 |  | -1
node_1317214_709_15263055_021 |  |  | PQ | AN | 2771.281 | 8101901 | no | no |  |  | no |  |  | 1317214.709 | 15263055.021 |  | -1
node_1317402_317_15268603_419 |  |  | PQ | AN | 2771.281 | 8101901 | no | no |  |  | no |  |  | 1317402.317 | 15268603.419 |  | -1
node_1317488_074_15273252_217 |  |  | PQ | ABCN | 2771.281 | 8101901 | no | no |  |  | no |  |  | 1317488.074 | 15273252.217 |  | -1
node_1317559_242_15263091_479 |  |  | PQ | AN | 2771.281 | 8101901 | no | no |  |  | no |  |  | 1317559.242 | 15263091.479 |  | -1
node_1317692_424_15273285_28 |  |  | PQ | ABCN | 2771.281 | 8101901 | no | no |  |  | no |  |  | 1317692.424 | 15273285.28 |  | -1
node_1317741_008_15268709_985 |  |  | PQ | AN | 2771.281 | 8101901 | no | no |  |  | no |  |  | 1317741.008 | 15268709.985 |  | -1
node_1318092_58_15273395_534 |  |  | PQ | ABCN | 2771.281 | 8101901 | no | no |  |  | no |  |  | 1318092.58 | 15273395.534 |  | -1
node_1318128_268_15268651_573 |  |  | PQ | AN | 2771.281 | 8101901 | no | no |  |  | no |  |  | 1318128.268 | 15268651.573 |  | -1
node_1318349_789_15273762_775 |  |  | PQ | AN | 2771.281 | 8101901 | no | no |  |  | no |  |  | 1318349.789 | 15273762.775 |  | -1
node_1318431_069_15273578_418 |  |  | PQ | ABCN | 2771.281 | 8101901 | no | no |  |  | no |  |  | 1318431.069 | 15273578.418 |  | -1
node_1318572_349_15268666_492 |  |  | PQ | AN | 2771.281 | 8101901 | no | no |  |  | no |  |  | 1318572.349 | 15268666.492 |  | -1
node_1318663_948_15263170_55 |  |  | PQ | AN | 2771.281 | 8101901 | no | no |  |  | no |  |  | 1318663.948 | 15263170.55 |  | -1
node_1318691_973_15273503_038 |  |  | PQ | ABCN | 2771.281 | 8101901 | no | no |  |  | no |  |  | 1318691.973 | 15273503.038 |  | -1
node_1318832_237_15273939_171 |  |  | PQ | AN | 2771.281 | 8101901 | no | no |  |  | no |  |  | 1318832.237 | 15273939.171 |  | -1
node_1318996_294_15263703_023 |  |  | PQ | AN | 2771.281 | 8101901 | no | no |  |  | no |  |  | 1318996.294 | 15263703.023 |  | -1
node_1319100_543_15273489_078 |  |  | PQ | ABCN | 2771.281 | 8101901 | no | no |  |  | no |  |  | 1319100.543 | 15273489.078 |  | -1
node_1319357_638_15273957_461 |  |  | PQ | AN | 2771.281 | 8101901 | no | no |  |  | no |  |  | 1319357.638 | 15273957.461 |  | -1
node_1319394_196_15273485_075 |  |  | PQ | ABCN | 2771.281 | 8101901 | no | no |  |  | no |  |  | 1319394.196 | 15273485.075 |  | -1
node_1319589_109_15269479_466 |  |  | PQ | AN | 2771.281 | 8101901 | no | no |  |  | no |  |  | 1319589.109 | 15269479.466 |  | -1
node_1319801_613_15269719_789 |  |  | PQ | AN | 2771.281 | 8101901 | no | no |  |  | no |  |  | 1319801.613 | 15269719.789 |  | -1
node_1320581_914_15270696_583 |  |  | PQ | AN | 2771.281 | 8101901 | no | no |  |  | no |  |  | 1320581.914 | 15270696.583 |  | -1
node_1320595_006_15263414_724 |  |  | PQ | AN | 2771.281 | 8101901 | no | no |  |  | no |  |  | 1320595.006 | 15263414.724 |  | -1
node_1320641_722_15270310_935 |  |  | PQ | AN | 2771.281 | 8101901 | no | no |  |  | no |  |  | 1320641.722 | 15270310.935 |  | -1
node_1320672_805_15273599_637 |  |  | PQ | ABCN | 2771.281 | 8101901 | no | no |  |  | no |  |  | 1320672.805 | 15273599.637 |  | -1
node_1320770_379_15270512_392 |  |  | PQ | AN | 2771.281 | 8101901 | no | no |  |  | no |  |  | 1320770.379 | 15270512.392 |  | -1
node_1321012_347_15263582_56 |  |  | PQ | AN | 2771.281 | 8101901 | no | no |  |  | no |  |  | 1321012.347 | 15263582.56 |  | -1
node_1321045_479_15274150_557 |  |  | PQ | AN | 2771.281 | 8101901 | no | no |  |  | no |  |  | 1321045.479 | 15274150.557 |  | -1
node_1321267_104_15270984_208 |  |  | PQ | AN | 2771.281 | 8101901 | no | no |  |  | no |  |  | 1321267.104 | 15270984.208 |  | -1
node_1321269_539_15271864_272 |  |  | PQ | AN | 2771.281 | 8101901 | no | no |  |  | no |  |  | 1321269.539 | 15271864.272 |  | -1
node_1321277_459_15264433_412 |  |  | PQ | AN | 2771.281 | 8101901 | no | no |  |  | no |  |  | 1321277.459 | 15264433.412 |  | -1
node_1321294_699_15274312_482 |  |  | PQ | AN | 2771.281 | 8101901 | no | no |  |  | no |  |  | 1321294.699 | 15274312.482 |  | -1
node_1321405_983_15274573_269 |  |  | PQ | AN | 2771.281 | 8101901 | no | no |  |  | no |  |  | 1321405.983 | 15274573.269 |  | -1
node_1321530_618_15274830_971 |  |  | PQ | AN | 2771.281 | 8101901 | no | no |  |  | no |  |  | 1321530.618 | 15274830.971 |  | -1
node_1321654_352_15263491_033 |  |  | PQ | AN | 2771.281 | 8101901 | no | no |  |  | no |  |  | 1321654.352 | 15263491.033 |  | -1
node_1321858_269_15263396_714 |  |  | PQ | AN | 2771.281 | 8101901 | no | no |  |  | no |  |  | 1321858.269 | 15263396.714 |  | -1
node_1321876_072_15271377_746 |  |  | PQ | AN | 2771.281 | 8101901 | no | no |  |  | no |  |  | 1321876.072 | 15271377.746 |  | -1
node_1321952_265_15264200_252 |  |  | PQ | AN | 2771.281 | 8101901 | no | no |  |  | no |  |  | 1321952.265 | 15264200.252 |  | -1
node_1321983_456_15274645_265 |  |  | PQ | AN | 2771.281 | 8101901 | no | no |  |  | no |  |  | 1321983.456 | 15274645.265 |  | -1
node_1322018_872_15271480_11 |  |  | PQ | AD | 2771.281 | 8101901 | no | no |  |  | no |  |  | 1322018.872 | 15271480.11 |  | -1
node_1322323_177_15271870_981 |  |  | PQ | AN | 2771.281 | 8101901 | no | no |  |  | no |  |  | 1322323.177 | 15271870.981 |  | -1
node_1322421_549_15277087_976 |  |  | PQ | AN | 2771.281 | 8101901 | no | no |  |  | no |  |  | 1322421.549 | 15277087.976 |  | -1
node_1322552_745_15263401_962 |  |  | PQ | AN | 2771.281 | 8101901 | no | no |  |  | no |  |  | 1322552.745 | 15263401.962 |  | -1
node_1322610_098_15278012_194 |  |  | PQ | AN | 2771.281 | 8101901 | no | no |  |  | no |  |  | 1322610.098 | 15278012.194 |  | -1
node_1322644_569_15276993_484 |  |  | PQ | AN | 2771.281 | 8101901 | no | no |  |  | no |  |  | 1322644.569 | 15276993.484 |  | -1
node_1322696_916_15272084_187 |  |  | PQ | AN | 2771.281 | 8101901 | no | no |  |  | no |  |  | 1322696.916 | 15272084.187 |  | -1
node_1322721_603_15263179_734 |  |  | PQ | AN | 2771.281 | 8101901 | no | no |  |  | no |  |  | 1322721.603 | 15263179.734 |  | -1
node_1322733_154_15277654_272 |  |  | PQ | AN | 2771.281 | 8101901 | no | no |  |  | no |  |  | 1322733.154 | 15277654.272 |  | -1
node_1322735_395_15263348_396 |  |  | PQ | AN | 2771.281 | 8101901 | no | no |  |  | no |  |  | 1322735.395 | 15263348.396 |  | -1
node_1322744_021_15272205_27 |  |  | PQ | AN | 2771.281 | 8101901 | no | no |  |  | no |  |  | 1322744.021 | 15272205.27 |  | -1
node_1322762_946_15277244_114 |  |  | PQ | AN | 2771.281 | 8101901 | no | no |  |  | no |  |  | 1322762.946 | 15277244.114 |  | -1
node_1322788_447_15277031_606 |  |  | PQ | AN | 2771.281 | 8101901 | no | no |  |  | no |  |  | 1322788.447 | 15277031.606 |  | -1
node_1322830_995_15277376_343 |  |  | PQ | AN | 2771.281 | 8101901 | no | no |  |  | no |  |  | 1322830.995 | 15277376.343 |  | -1
node_1322861_901_15274427_841 |  |  | PQ | ABCN | 2771.281 | 8101901 | no | no |  |  | no |  |  | 1322861.901 | 15274427.841 |  | -1
node_1322873_934_15274883_376 |  |  | PQ | ABCD | 2771.281 | 8101901 | no | no |  |  | no |  |  | 1322873.934 | 15274883.376 |  | -1
node_1322874_426_15273980_269 |  |  | PQ | ABCN | 2771.281 | 8101901 | no | no |  |  | no |  |  | 1322874.426 | 15273980.269 |  | -1
node_1322894_219_15272348_63 |  |  | PQ | AN | 2771.281 | 8101901 | no | no |  |  | no |  |  | 1322894.219 | 15272348.63 |  | -1
node_1322936_764_15275233_605 |  |  | PQ | ABCN | 2771.281 | 8101901 | no | no |  |  | no |  |  | 1322936.764 | 15275233.605 |  | -1
node_1322937_411_15274676_928 |  |  | PQ | ABCN | 2771.281 | 8101901 | no | no |  |  | no |  |  | 1322937.411 | 15274676.928 |  | -1
node_1322940_455_15274650_649 |  |  | PQ | ABCN | 2771.281 | 8101901 | no | no |  |  | no |  |  | 1322940.455 | 15274650.649 |  | -1
node_1322948_74_15276946_93 |  |  | PQ | AN | 2771.281 | 8101901 | no | no |  |  | no |  |  | 1322948.74 | 15276946.93 |  | -1
node_1322970_905_15263553_684 |  |  | PQ | AN | 2771.281 | 8101901 | no | no |  |  | no |  |  | 1322970.905 | 15263553.684 |  | -1
node_1323019_337_15277375_936 |  |  | PQ | AN | 2771.281 | 8101901 | no | no |  |  | no |  |  | 1323019.337 | 15277375.936 |  | -1
node_1323033_737_15275679_208 |  |  | PQ | ABCN | 2771.281 | 8101901 | no | no |  |  | no |  |  | 1323033.737 | 15275679.208 |  | -1
node_1323091_64_15278680_24 |  |  | PQ | ABCN | 2771.281 | 8101901 | no | no |  |  | no |  |  | 1323091.64 | 15278680.24 |  | -1
node_1323095_474_15272440_136 |  |  | PQ | AN | 2771.281 | 8101901 | no | no |  |  | no |  |  | 1323095.474 | 15272440.136 |  | -1
node_1323107_724_15278664_816 |  |  | PQ | ABCN | 2771.281 | 8101901 | no | no |  |  | no |  |  | 1323107.724 | 15278664.816 |  | -1
node_1323116_152_15276921_206 |  |  | PQ | AN | 2771.281 | 8101901 | no | no |  |  | no |  |  | 1323116.152 | 15276921.206 |  | -1
node_1323120_25_15278644_3 |  |  | PQ | ABCN | 2771.281 | 8101901 | no | no |  |  | no |  |  | 1323120.25 | 15278644.3 |  | -1
node_1323128_269_15275932_81 |  |  | PQ | ABCN | 2771.281 | 8101901 | no | no |  |  | no |  |  | 1323128.269 | 15275932.81 |  | -1
node_1323134_486_15273365_417 |  |  | PQ | ABCN | 2771.281 | 8101901 | no | no |  |  | no |  |  | 1323134.486 | 15273365.417 |  | -1
node_1323135_754_15273349_992 |  |  | PQ | ABCN | 2771.281 | 8101901 | no | no |  |  | no |  |  | 1323135.754 | 15273349.992 |  | -1
node_1323137_985_15277923_682 |  |  | PQ | ABCN | 2771.281 | 8101901 | no | no |  |  | no |  |  | 1323137.985 | 15277923.682 |  | -1
node_1323194_723_15277366_332 |  |  | PQ | AN | 2771.281 | 8101901 | no | no |  |  | no |  |  | 1323194.723 | 15277366.332 |  | -1
node_1323224_705_15273214_751 |  |  | PQ | ABCN | 2771.281 | 8101901 | no | no |  |  | no |  |  | 1323224.705 | 15273214.751 |  | -1
node_1323305_72_15276888_674 |  |  | PQ | AN | 2771.281 | 8101901 | no | no |  |  | no |  |  | 1323305.72 | 15276888.674 |  | -1
node_1323316_274_15276330_935 |  |  | PQ | ABCN | 2771.281 | 8101901 | no | no |  |  | no |  |  | 1323316.274 | 15276330.935 |  | -1
node_1323329_656_15273339_996 |  |  | PQ | ABCN | 2771.281 | 8101901 | no | no |  |  | no |  |  | 1323329.656 | 15273339.996 |  | -1
node_1323339_723_15273104_714 |  |  | PQ | ABCN | 2771.281 | 8101901 | no | no |  |  | no |  |  | 1323339.723 | 15273104.714 |  | -1
node_1323340_071_15273335_105 |  |  | PQ | ABCN | 2771.281 | 8101901 | no | no |  |  | no |  |  | 1323340.071 | 15273335.105 |  | -1
node_1323348_894_15273324_527 |  |  | PQ | ABCN | 2771.281 | 8101901 | no | no |  |  | no |  |  | 1323348.894 | 15273324.527 |  | -1
node_1323361_118_15272767_619 |  |  | PQ | AN | 2771.281 | 8101901 | no | no |  |  | no |  |  | 1323361.118 | 15272767.619 |  | -1
node_1323377_765_15277357_2 |  |  | PQ | AN | 2771.281 | 8101901 | no | no |  |  | no |  |  | 1323377.765 | 15277357.2 |  | -1
node_1323403_407_15276878_291 |  |  | PQ | AN | 2771.281 | 8101901 | no | no |  |  | no |  |  | 1323403.407 | 15276878.291 |  | -1
node_1323425_548_15276506_091 |  |  | PQ | ABCN | 2771.281 | 8101901 | no | no |  |  | no |  |  | 1323425.548 | 15276506.091 |  | -1
node_1323567_011_15272890_861 |  |  | PQ | ABCN | 2771.281 | 8101901 | no | no |  |  | no |  |  | 1323567.011 | 15272890.861 |  | -1
node_1323575_935_15277296_187 |  |  | PQ | AN | 2771.281 | 8101901 | no | no |  |  | no |  |  | 1323575.935 | 15277296.187 |  | -1
node_1323610_283_15278274_323 |  |  | PQ | ABCN | 2771.281 | 8101901 | no | no |  |  | no |  |  | 1323610.283 | 15278274.323 |  | -1
node_1323613_734_15277783_274 |  |  | PQ | ABCN | 2771.281 | 8101901 | no | no |  |  | no |  |  | 1323613.734 | 15277783.274 |  | -1
node_1323622_306_15277079_339 |  |  | PQ | ABCN | 2771.281 | 8101901 | no | no |  |  | no |  |  | 1323622.306 | 15277079.339 |  | -1
node_1323628_39_15272811_451 |  |  | PQ | AN | 2771.281 | 8101901 | no | no |  |  | no |  |  | 1323628.39 | 15272811.451 |  | -1
node_1323663_615_15277442_416 |  |  | PQ | ABCN | 2771.281 | 8101901 | no | no |  |  | no |  |  | 1323663.615 | 15277442.416 |  | -1
node_1323700_348_15271244_938 |  |  | PQ | AN | 2771.281 | 8101901 | no | no |  |  | no |  |  | 1323700.348 | 15271244.938 |  | -1
node_1323765_431_15272681_951 |  |  | PQ | ABCN | 2771.281 | 8101901 | no | no |  |  | no |  |  | 1323765.431 | 15272681.951 |  | -1
node_1323777_818_15271963_861 |  |  | PQ | AN | 2771.281 | 8101901 | no | no |  |  | no |  |  | 1323777.818 | 15271963.861 |  | -1
node_1323827_618_15278865_055 |  |  | PQ | ABCN | 2771.281 | 8101901 | no | no |  |  | no |  |  | 1323827.618 | 15278865.055 |  | -1
node_1323901_292_15270996_412 |  |  | PQ | AN | 2771.281 | 8101901 | no | no |  |  | no |  |  | 1323901.292 | 15270996.412 |  | -1
node_1323940_429_15263500_8 |  |  | PQ | AN | 2771.281 | 8101901 | no | no |  |  | no |  |  | 1323940.429 | 15263500.8 |  | -1
node_1323981_452_15279416_391 |  |  | PQ | AN | 2771.281 | 8101901 | no | no |  |  | no |  |  | 1323981.452 | 15279416.391 |  | -1
node_1323983_259_15272354_052 |  |  | PQ | ABCN | 2771.281 | 8101901 | no | no |  |  | no |  |  | 1323983.259 | 15272354.052 |  | -1
node_1324024_745_15272929_24 |  |  | PQ | AN | 2771.281 | 8101901 | no | no |  |  | no |  |  | 1324024.745 | 15272929.24 |  | -1
node_1324120_625_15279137_515 |  |  | PQ | ABCN | 2771.281 | 8101901 | no | no |  |  | no |  |  | 1324120.625 | 15279137.515 |  | -1
node_1324183_321_15263468_286 |  |  | PQ | AN | 2771.281 | 8101901 | no | no |  |  | no |  |  | 1324183.321 | 15263468.286 |  | -1
node_1324198_642_15270767_989 |  |  | PQ | AN | 2771.281 | 8101901 | no | no |  |  | no |  |  | 1324198.642 | 15270767.989 |  | -1
node_1324348_064_15262759_314 |  |  | PQ | AN | 2771.281 | 8101901 | no | no |  |  | no |  |  | 1324348.064 | 15262759.314 |  | -1
node_1324370_488_15279417_293 |  |  | PQ | ABCN | 2771.281 | 8101901 | no | no |  |  | no |  |  | 1324370.488 | 15279417.293 |  | -1
node_1324391_115_15263504_411 |  |  | PQ | AN | 2771.281 | 8101901 | no | no |  |  | no |  |  | 1324391.115 | 15263504.411 |  | -1
node_1324422_693_15271127_442 |  |  | PQ | AN | 2771.281 | 8101901 | no | no |  |  | no |  |  | 1324422.693 | 15271127.442 |  | -1
node_1324694_414_15279516_955 |  |  | PQ | ABCN | 2771.281 | 8101901 | no | no |  |  | no |  |  | 1324694.414 | 15279516.955 |  | -1
node_1324700_206_15279511_976 |  |  | PQ | ABCN | 2771.281 | 8101901 | no | no |  |  | no |  |  | 1324700.206 | 15279511.976 |  | -1
node_1324706_985_15279515_05 |  |  | PQ | ABCN | 2771.281 | 8101901 | no | no |  |  | no |  |  | 1324706.985 | 15279515.05 |  | -1
node_1324723_728_15263486_464 |  |  | PQ | AN | 2771.281 | 8101901 | no | no |  |  | no |  |  | 1324723.728 | 15263486.464 |  | -1
node_1324732_249_15263518_863 |  |  | PQ | AN | 2771.281 | 8101901 | no | no |  |  | no |  |  | 1324732.249 | 15263518.863 |  | -1
node_1324750_755_15270820_748 |  |  | PQ | ABCN | 2771.281 | 8101901 | no | no |  |  | no |  |  | 1324750.755 | 15270820.748 |  | -1
node_1324865_17_15270405_262 |  |  | PQ | ABCN | 2771.281 | 8101901 | no | no |  |  | no |  |  | 1324865.17 | 15270405.262 |  | -1
node_1325001_023_15267902_251 |  |  | PQ | AN | 2771.281 | 8101901 | no | no |  |  | no |  |  | 1325001.023 | 15267902.251 |  | -1
node_1325048_253_15269768_465 |  |  | PQ | ABCN | 2771.281 | 8101901 | no | no |  |  | no |  |  | 1325048.253 | 15269768.465 |  | -1
node_1325106_175_15268178_178 |  |  | PQ | AN | 2771.281 | 8101901 | no | no |  |  | no |  |  | 1325106.175 | 15268178.178 |  | -1
node_1325208_805_15263639_556 |  |  | PQ | AN | 2771.281 | 8101901 | no | no |  |  | no |  |  | 1325208.805 | 15263639.556 |  | -1
node_1325222_443_15268862_989 |  |  | PQ | AN | 2771.281 | 8101901 | no | no |  |  | no |  |  | 1325222.443 | 15268862.989 |  | -1
node_1325260_85_15269381_327 |  |  | PQ | ABCN | 2771.281 | 8101901 | no | no |  |  | no |  |  | 1325260.85 | 15269381.327 |  | -1
node_1325291_095_15270779_045 |  |  | PQ | AN | 2771.281 | 8101901 | no | no |  |  | no |  |  | 1325291.095 | 15270779.045 |  | -1
node_1325326_524_15270619_195 |  |  | PQ | AN | 2771.281 | 8101901 | no | no |  |  | no |  |  | 1325326.524 | 15270619.195 |  | -1
node_1325378_66_15263486_868 |  |  | PQ | AN | 2771.281 | 8101901 | no | no |  |  | no |  |  | 1325378.66 | 15263486.868 |  | -1
node_1325405_039_15269156_996 |  |  | PQ | ABCN | 2771.281 | 8101901 | no | no |  |  | no |  |  | 1325405.039 | 15269156.996 |  | -1
node_1325420_227_15268120_943 |  |  | PQ | AN | 2771.281 | 8101901 | no | no |  |  | no |  |  | 1325420.227 | 15268120.943 |  | -1
node_1325428_98_15271762_581 |  |  | PQ | AN | 2771.281 | 8101901 | no | no |  |  | no |  |  | 1325428.98 | 15271762.581 |  | -1
node_1325515_864_15271525_127 |  |  | PQ | AN | 2771.281 | 8101901 | no | no |  |  | no |  |  | 1325515.864 | 15271525.127 |  | -1
node_1325531_064_15271953_745 |  |  | PQ | AN | 2771.281 | 8101901 | no | no |  |  | no |  |  | 1325531.064 | 15271953.745 |  | -1
node_1325538_09_15271371_922 |  |  | PQ | AN | 2771.281 | 8101901 | no | no |  |  | no |  |  | 1325538.09 | 15271371.922 |  | -1
node_1325576_672_15272172_649 |  |  | PQ | AN | 2771.281 | 8101901 | no | no |  |  | no |  |  | 1325576.672 | 15272172.649 |  | -1
node_1325603_969_15269042_875 |  |  | PQ | ABCN | 2771.281 | 8101901 | no | no |  |  | no |  |  | 1325603.969 | 15269042.875 |  | -1
node_1325766_911_15270744_059 |  |  | PQ | AN | 2771.281 | 8101901 | no | no |  |  | no |  |  | 1325766.911 | 15270744.059 |  | -1
node_1325799_657_15272410_862 |  |  | PQ | AN | 2771.281 | 8101901 | no | no |  |  | no |  |  | 1325799.657 | 15272410.862 |  | -1
node_1325809_414_15268429_046 |  |  | PQ | AN | 2771.281 | 8101901 | no | no |  |  | no |  |  | 1325809.414 | 15268429.046 |  | -1
node_1325809_868_15263935_326 |  |  | PQ | AN | 2771.281 | 8101901 | no | no |  |  | no |  |  | 1325809.868 | 15263935.326 |  | -1
node_1325848_689_15263576_389 |  |  | PQ | AN | 2771.281 | 8101901 | no | no |  |  | no |  |  | 1325848.689 | 15263576.389 |  | -1
node_1325941_997_15259815_481 |  |  | PQ | AN | 2771.281 | 8101901 | no | no |  |  | no |  |  | 1325941.997 | 15259815.481 |  | -1
node_1325948_156_15266733_578 |  |  | PQ | ABCN | 2771.281 | 8101901 | no | no |  |  | no |  |  | 1325948.156 | 15266733.578 |  | -1
node_1325963_596_15266991_261 |  |  | PQ | ABCN | 2771.281 | 8101901 | no | no |  |  | no |  |  | 1325963.596 | 15266991.261 |  | -1
node_1325976_8_15267203_169 |  |  | PQ | ABCN | 2771.281 | 8101901 | no | no |  |  | no |  |  | 1325976.8 | 15267203.169 |  | -1
node_1325999_824_15263605_013 |  |  | PQ | AN | 2771.281 | 8101901 | no | no |  |  | no |  |  | 1325999.824 | 15263605.013 |  | -1
node_1326006_069_15267741_065 |  |  | PQ | ABCN | 2771.281 | 8101901 | no | no |  |  | no |  |  | 1326006.069 | 15267741.065 |  | -1
node_1326006_758_15266169_995 |  |  | PQ | ABCN | 2771.281 | 8101901 | no | no |  |  | no |  |  | 1326006.758 | 15266169.995 |  | -1
node_1326027_367_15267975_339 |  |  | PQ | ABCN | 2771.281 | 8101901 | no | no |  |  | no |  |  | 1326027.367 | 15267975.339 |  | -1
node_1326045_458_15268255_478 |  |  | PQ | ABCN | 2771.281 | 8101901 | no | no |  |  | no |  |  | 1326045.458 | 15268255.478 |  | -1
node_1326048_82_15263795_298 |  |  | PQ | AN | 2771.281 | 8101901 | no | no |  |  | no |  |  | 1326048.82 | 15263795.298 |  | -1
node_1326063_983_15270363_882 |  |  | PQ | AN | 2771.281 | 8101901 | no | no |  |  | no |  |  | 1326063.983 | 15270363.882 |  | -1
node_1326112_008_15272504_891 |  |  | PQ | AN | 2771.281 | 8101901 | no | no |  |  | no |  |  | 1326112.008 | 15272504.891 |  | -1
node_1326138_045_15265803_42 |  |  | PQ | ABCN | 2771.281 | 8101901 | no | no |  |  | no |  |  | 1326138.045 | 15265803.42 |  | -1
node_1326192_333_15259793_46 |  |  | PQ | AN | 2771.281 | 8101901 | no | no |  |  | no |  |  | 1326192.333 | 15259793.46 |  | -1
node_1326220_868_15280842_843 |  |  | PQ | ABCN | 2771.281 | 8101901 | no | no |  |  | no |  |  | 1326220.868 | 15280842.843 |  | -1
node_1326225_047_15265576_449 |  |  | PQ | ABCN | 2771.281 | 8101901 | no | no |  |  | no |  |  | 1326225.047 | 15265576.449 |  | -1
node_1326235_198_15280871_989 |  |  | PQ | ABCN | 2771.281 | 8101901 | no | no |  |  | no |  |  | 1326235.198 | 15280871.989 |  | -1
node_1326256_294_15263968_663 |  |  | PQ | AN | 2771.281 | 8101901 | no | no |  |  | no |  |  | 1326256.294 | 15263968.663 |  | -1
node_1326268_349_15280868_539 |  |  | PQ | ABCN | 2771.281 | 8101901 | no | no |  |  | no |  |  | 1326268.349 | 15280868.539 |  | -1
node_1326288_081_15265390_545 |  |  | PQ | ABCN | 2771.281 | 8101901 | no | no |  |  | no |  |  | 1326288.081 | 15265390.545 |  | -1
node_1326332_449_15272606_653 |  |  | PQ | AN | 2771.281 | 8101901 | no | no |  |  | no |  |  | 1326332.449 | 15272606.653 |  | -1
node_1326367_474_15264049_531 |  |  | PQ | AN | 2771.281 | 8101901 | no | no |  |  | no |  |  | 1326367.474 | 15264049.531 |  | -1
node_1326376_179_15264973_257 |  |  | PQ | ABCD | 2771.281 | 8101901 | no | no |  |  | no |  |  | 1326376.179 | 15264973.257 |  | -1
node_1326429_402_15256863_118 |  |  | PQ | AN | 2771.281 | 8101901 | no | no |  |  | no |  |  | 1326429.402 | 15256863.118 |  | -1
node_1326473_165_15264798_074 |  |  | PQ | ABCN | 2771.281 | 8101901 | no | no |  |  | no |  |  | 1326473.165 | 15264798.074 |  | -1
node_1326494_424_15259848_202 |  |  | PQ | AN | 2771.281 | 8101901 | no | no |  |  | no |  |  | 1326494.424 | 15259848.202 |  | -1
node_1326518_864_15272758_667 |  |  | PQ | AN | 2771.281 | 8101901 | no | no |  |  | no |  |  | 1326518.864 | 15272758.667 |  | -1
node_1326546_226_15264598_634 |  |  | PQ | ABCN | 2771.281 | 8101901 | no | no |  |  | no |  |  | 1326546.226 | 15264598.634 |  | -1
node_1326613_436_15264136_478 |  |  | PQ | AN | 2771.281 | 8101901 | no | no |  |  | no |  |  | 1326613.436 | 15264136.478 |  | -1
node_1326630_579_15257049_994 |  |  | PQ | AN | 2771.281 | 8101901 | no | no |  |  | no |  |  | 1326630.579 | 15257049.994 |  | -1
node_1326660_948_15263876_772 |  |  | PQ | AN | 2771.281 | 8101901 | no | no |  |  | no |  |  | 1326660.948 | 15263876.772 |  | -1
node_1326669_429_15267284_805 |  |  | PQ | ABCN | 2771.281 | 8101901 | no | no |  |  | no |  |  | 1326669.429 | 15267284.805 |  | -1
node_1326670_191_15264337_414 |  |  | PQ | ABCN | 2771.281 | 8101901 | no | no |  |  | no |  |  | 1326670.191 | 15264337.414 |  | -1
node_1326682_228_15267275_867 |  |  | PQ | ABCN | 2771.281 | 8101901 | no | no |  |  | no |  |  | 1326682.228 | 15267275.867 |  | -1
node_1326710_39_15269998_352 |  |  | PQ | AN | 2771.281 | 8101901 | no | no |  |  | no |  |  | 1326710.39 | 15269998.352 |  | -1
node_1326810_288_15259829_241 |  |  | PQ | AN | 2771.281 | 8101901 | no | no |  |  | no |  |  | 1326810.288 | 15259829.241 |  | -1
node_1326860_045_15267444_597 |  |  | PQ | AN | 2771.281 | 8101901 | no | no |  |  | no |  |  | 1326860.045 | 15267444.597 |  | -1
node_1326935_54_15273083_069 |  |  | PQ | AN | 2771.281 | 8101901 | no | no |  |  | no |  |  | 1326935.54 | 15273083.069 |  | -1
node_1326980_235_15263485_891 |  |  | PQ | ABCN | 2771.281 | 8101901 | no | no |  |  | no |  |  | 1326980.235 | 15263485.891 |  | -1
node_1327122_703_15259822_315 |  |  | PQ | AN | 2771.281 | 8101901 | no | no |  |  | no |  |  | 1327122.703 | 15259822.315 |  | -1
node_1327125_162_15267143_948 |  |  | PQ | AN | 2771.281 | 8101901 | no | no |  |  | no |  |  | 1327125.162 | 15267143.948 |  | -1
node_1327191_072_15263173_698 |  |  | PQ | ABCN | 2771.281 | 8101901 | no | no |  |  | no |  |  | 1327191.072 | 15263173.698 |  | -1
node_1327333_28_15273389_778 |  |  | PQ | AN | 2771.281 | 8101901 | no | no |  |  | no |  |  | 1327333.28 | 15273389.778 |  | -1
node_1327384_894_15262862_941 |  |  | PQ | ABCN | 2771.281 | 8101901 | no | no |  |  | no |  |  | 1327384.894 | 15262862.941 |  | -1
node_1327394_566_15257612_763 |  |  | PQ | AN | 2771.281 | 8101901 | no | no |  |  | no |  |  | 1327394.566 | 15257612.763 |  | -1
node_1327442_339_15266708_152 |  |  | PQ | AN | 2771.281 | 8101901 | no | no |  |  | no |  |  | 1327442.339 | 15266708.152 |  | -1
node_1327447_338_15267035_976 |  |  | PQ | AN | 2771.281 | 8101901 | no | no |  |  | no |  |  | 1327447.338 | 15267035.976 |  | -1
node_1327467_433_15259813_444 |  |  | PQ | AN | 2771.281 | 8101901 | no | no |  |  | no |  |  | 1327467.433 | 15259813.444 |  | -1
node_1327700_443_15262307_658 |  |  | PQ | ABCN | 2771.281 | 8101901 | no | no |  |  | no |  |  | 1327700.443 | 15262307.658 |  | -1
node_1327744_575_15266761_583 |  |  | PQ | AN | 2771.281 | 8101901 | no | no |  |  | no |  |  | 1327744.575 | 15266761.583 |  | -1
node_1327820_336_15259816_692 |  |  | PQ | AN | 2771.281 | 8101901 | no | no |  |  | no |  |  | 1327820.336 | 15259816.692 |  | -1
node_1327847_097_15267105_784 |  |  | PQ | AN | 2771.281 | 8101901 | no | no |  |  | no |  |  | 1327847.097 | 15267105.784 |  | -1
node_1327858_179_15267428_662 |  |  | PQ | AN | 2771.281 | 8101901 | no | no |  |  | no |  |  | 1327858.179 | 15267428.662 |  | -1
node_1327867_105_15273637_797 |  |  | PQ | AN | 2771.281 | 8101901 | no | no |  |  | no |  |  | 1327867.105 | 15273637.797 |  | -1
node_1327920_662_15261866_052 |  |  | PQ | ABCN | 2771.281 | 8101901 | no | no |  |  | no |  |  | 1327920.662 | 15261866.052 |  | -1
node_1327947_735_15266751_196 |  |  | PQ | AN | 2771.281 | 8101901 | no | no |  |  | no |  |  | 1327947.735 | 15266751.196 |  | -1
node_1328091_296_15273738_968 |  |  | PQ | AN | 2771.281 | 8101901 | no | no |  |  | no |  |  | 1328091.296 | 15273738.968 |  | -1
node_1328092_685_15267100_417 |  |  | PQ | AN | 2771.281 | 8101901 | no | no |  |  | no |  |  | 1328092.685 | 15267100.417 |  | -1
node_1328098_076_15259817_308 |  |  | PQ | AN | 2771.281 | 8101901 | no | no |  |  | no |  |  | 1328098.076 | 15259817.308 |  | -1
node_1328118_12_15267507_485 |  |  | PQ | AN | 2771.281 | 8101901 | no | no |  |  | no |  |  | 1328118.12 | 15267507.485 |  | -1
node_1328121_469_15266108_948 |  |  | PQ | AN | 2771.281 | 8101901 | no | no |  |  | no |  |  | 1328121.469 | 15266108.948 |  | -1
node_1328127_473_15258137_131 |  |  | PQ | AN | 2771.281 | 8101901 | no | no |  |  | no |  |  | 1328127.473 | 15258137.131 |  | -1
node_1328175_534_15267013_214 |  |  | PQ | AN | 2771.281 | 8101901 | no | no |  |  | no |  |  | 1328175.534 | 15267013.214 |  | -1
node_1328254_513_15257814_648 |  |  | PQ | AN | 2771.281 | 8101901 | no | no |  |  | no |  |  | 1328254.513 | 15257814.648 |  | -1
node_1328258_101_15259691_244 |  |  | PQ | AN | 2771.281 | 8101901 | no | no |  |  | no |  |  | 1328258.101 | 15259691.244 |  | -1
node_1328262_489_15266631_67 |  |  | PQ | AN | 2771.281 | 8101901 | no | no |  |  | no |  |  | 1328262.489 | 15266631.67 |  | -1
node_1328262_919_15261181_461 |  |  | PQ | ABCN | 2771.281 | 8101901 | no | no |  |  | no |  |  | 1328262.919 | 15261181.461 |  | -1
node_1328319_256_15273904_308 |  |  | PQ | AN | 2771.281 | 8101901 | no | no |  |  | no |  |  | 1328319.256 | 15273904.308 |  | -1
node_1328340_323_15275382_742 |  |  | PQ | AN | 2771.281 | 8101901 | no | no |  |  | no |  |  | 1328340.323 | 15275382.742 |  | -1
node_1328346_058_15259300_337 |  |  | PQ | AN | 2771.281 | 8101901 | no | no |  |  | no |  |  | 1328346.058 | 15259300.337 |  | -1
node_1328371_337_15260947_324 |  |  | PQ | ABCN | 2771.281 | 8101901 | no | no |  |  | no |  |  | 1328371.337 | 15260947.324 |  | -1
node_1328430_239_15267066_851 |  |  | PQ | AN | 2771.281 | 8101901 | no | no |  |  | no |  |  | 1328430.239 | 15267066.851 |  | -1
node_1328430_481_15257907_768 |  |  | PQ | AN | 2771.281 | 8101901 | no | no |  |  | no |  |  | 1328430.481 | 15257907.768 |  | -1
node_1328466_379_15266661_401 |  |  | PQ | AN | 2771.281 | 8101901 | no | no |  |  | no |  |  | 1328466.379 | 15266661.401 |  | -1
node_1328471_903_15260751_319 |  |  | PQ | ABCN | 2771.281 | 8101901 | no | no |  |  | no |  |  | 1328471.903 | 15260751.319 |  | -1
node_1328543_105_15274015_877 |  |  | PQ | AN | 2771.281 | 8101901 | no | no |  |  | no |  |  | 1328543.105 | 15274015.877 |  | -1
node_1328661_724_15274983_638 |  |  | PQ | AN | 2771.281 | 8101901 | no | no |  |  | no |  |  | 1328661.724 | 15274983.638 |  | -1
node_1328678_471_15274675_362 |  |  | PQ | AN | 2771.281 | 8101901 | no | no |  |  | no |  |  | 1328678.471 | 15274675.362 |  | -1
node_1328706_418_15272101_834 |  |  | PQ | AN | 2771.281 | 8101901 | no | no |  |  | no |  |  | 1328706.418 | 15272101.834 |  | -1
node_1328716_101_15267056_2 |  |  | PQ | AN | 2771.281 | 8101901 | no | no |  |  | no |  |  | 1328716.101 | 15267056.2 |  | -1
node_1328791_143_15260804_453 |  |  | PQ | AN | 2771.281 | 8101901 | no | no |  |  | no |  |  | 1328791.143 | 15260804.453 |  | -1
node_1328851_71_15276496_095 |  |  | PQ | AD | 2771.281 | 8101901 | no | no |  |  | no |  |  | 1328851.71 | 15276496.095 |  | -1
node_1328865_983_15260260_931 |  |  | PQ | ABCN | 2771.281 | 8101901 | no | no |  |  | no |  |  | 1328865.983 | 15260260.931 |  | -1
node_1328876_715_15275984_565 |  |  | PQ | AN | 2771.281 | 8101901 | no | no |  |  | no |  |  | 1328876.715 | 15275984.565 |  | -1
node_1328893_25_15259713_263 |  |  | PQ | AN | 2771.281 | 8101901 | no | no |  |  | no |  |  | 1328893.25 | 15259713.263 |  | -1
node_1328913_339_15274394_357 |  |  | PQ | AN | 2771.281 | 8101901 | no | no |  |  | no |  |  | 1328913.339 | 15274394.357 |  | -1
node_1328922_817_15266947_571 |  |  | PQ | AN | 2771.281 | 8101901 | no | no |  |  | no |  |  | 1328922.817 | 15266947.571 |  | -1
node_1328937_431_15276343_344 |  |  | PQ | AN | 2771.281 | 8101901 | no | no |  |  | no |  |  | 1328937.431 | 15276343.344 |  | -1
node_1328946_361_15276709_63 |  |  | PQ | AN | 2771.281 | 8101901 | no | no |  |  | no |  |  | 1328946.361 | 15276709.63 |  | -1
node_1328949_853_15276968_065 |  |  | PQ | AN | 2771.281 | 8101901 | no | no |  |  | no |  |  | 1328949.853 | 15276968.065 |  | -1
node_1328956_448_15275125_405 |  |  | PQ | AN | 2771.281 | 8101901 | no | no |  |  | no |  |  | 1328956.448 | 15275125.405 |  | -1
node_1329029_561_15272591_959 |  |  | PQ | AN | 2771.281 | 8101901 | no | no |  |  | no |  |  | 1329029.561 | 15272591.959 |  | -1
node_1329164_424_15273650_307 |  |  | PQ | AN | 2771.281 | 8101901 | no | no |  |  | no |  |  | 1329164.424 | 15273650.307 |  | -1
node_1329175_268_15277401_206 |  |  | PQ | AN | 2771.281 | 8101901 | no | no |  |  | no |  |  | 1329175.268 | 15277401.206 |  | -1
node_1329191_306_15267057_727 |  |  | PQ | AN | 2771.281 | 8101901 | no | no |  |  | no |  |  | 1329191.306 | 15267057.727 |  | -1
node_1329198_683_15274668_85 |  |  | PQ | AN | 2771.281 | 8101901 | no | no |  |  | no |  |  | 1329198.683 | 15274668.85 |  | -1
node_1329267_434_15272997_682 |  |  | PQ | AN | 2771.281 | 8101901 | no | no |  |  | no |  |  | 1329267.434 | 15272997.682 |  | -1
node_1329280_754_15267245_712 |  |  | PQ | AN | 2771.281 | 8101901 | no | no |  |  | no |  |  | 1329280.754 | 15267245.712 |  | -1
node_1329286_895_15273346_284 |  |  | PQ | AN | 2771.281 | 8101901 | no | no |  |  | no |  |  | 1329286.895 | 15273346.284 |  | -1
node_1329330_157_15274204_191 |  |  | PQ | AN | 2771.281 | 8101901 | no | no |  |  | no |  |  | 1329330.157 | 15274204.191 |  | -1
node_1329381_029_15258040_057 |  |  | PQ | AN | 2771.281 | 8101901 | no | no |  |  | no |  |  | 1329381.029 | 15258040.057 |  | -1
node_1329384_25_15258286_534 |  |  | PQ | AN | 2771.281 | 8101901 | no | no |  |  | no |  |  | 1329384.25 | 15258286.534 |  | -1
node_1329416_435_15277894_945 |  |  | PQ | AN | 2771.281 | 8101901 | no | no |  |  | no |  |  | 1329416.435 | 15277894.945 |  | -1
node_1329427_48_15260040_247 |  |  | PQ | AN | 2771.281 | 8101901 | no | no |  |  | no |  |  | 1329427.48 | 15260040.247 |  | -1
node_1329446_956_15268062_839 |  |  | PQ | AN | 2771.281 | 8101901 | no | no |  |  | no |  |  | 1329446.956 | 15268062.839 |  | -1
node_1329518_577_15272637_028 |  |  | PQ | AN | 2771.281 | 8101901 | no | no |  |  | no |  |  | 1329518.577 | 15272637.028 |  | -1
node_1329523_837_15259370_414 |  |  | PQ | ABCN | 2771.281 | 8101901 | no | no |  |  | no |  |  | 1329523.837 | 15259370.414 |  | -1
node_1329617_594_15267353_922 |  |  | PQ | AN | 2771.281 | 8101901 | no | no |  |  | no |  |  | 1329617.594 | 15267353.922 |  | -1
node_1329664_82_15259064_571 |  |  | PQ | ABCN | 2771.281 | 8101901 | no | no |  |  | no |  |  | 1329664.82 | 15259064.571 |  | -1
node_1329785_82_15259177_808 |  |  | PQ | AN | 2771.281 | 8101901 | no | no |  |  | no |  |  | 1329785.82 | 15259177.808 |  | -1
node_1329849_805_15258861_71 |  |  | PQ | ABCN | 2771.281 | 8101901 | no | no |  |  | no |  |  | 1329849.805 | 15258861.71 |  | -1
node_1329855_79_15267325_166 |  |  | PQ | AN | 2771.281 | 8101901 | no | no |  |  | no |  |  | 1329855.79 | 15267325.166 |  | -1
node_1329859_639_15272429_114 |  |  | PQ | AN | 2771.281 | 8101901 | no | no |  |  | no |  |  | 1329859.639 | 15272429.114 |  | -1
node_1329982_852_15258611_366 |  |  | PQ | ABCN | 2771.281 | 8101901 | no | no |  |  | no |  |  | 1329982.852 | 15258611.366 |  | -1
node_1330023_827_15268101_451 |  |  | PQ | AN | 2771.281 | 8101901 | no | no |  |  | no |  |  | 1330023.827 | 15268101.451 |  | -1
node_1330147_164_15258346_753 |  |  | PQ | ABCN | 2771.281 | 8101901 | no | no |  |  | no |  |  | 1330147.164 | 15258346.753 |  | -1
node_1330212_145_15258203_17 |  |  | PQ | ABCD | 2771.281 | 8101901 | no | no |  |  | no |  |  | 1330212.145 | 15258203.17 |  | -1
node_1330235_587_15259178_527 |  |  | PQ | AN | 2771.281 | 8101901 | no | no |  |  | no |  |  | 1330235.587 | 15259178.527 |  | -1
node_1330279_428_15267278_434 |  |  | PQ | AN | 2771.281 | 8101901 | no | no |  |  | no |  |  | 1330279.428 | 15267278.434 |  | -1
node_1330297_257_15272025_208 |  |  | PQ | AN | 2771.281 | 8101901 | no | no |  |  | no |  |  | 1330297.257 | 15272025.208 |  | -1
node_1330436_99_15257900_046 |  |  | PQ | ABCN | 2771.281 | 8101901 | no | no |  |  | no |  |  | 1330436.99 | 15257900.046 |  | -1
node_1330466_635_15257637_465 |  |  | PQ | ABCN | 2771.281 | 8101901 | no | no |  |  | no |  |  | 1330466.635 | 15257637.465 |  | -1
node_1330694_304_15259123_205 |  |  | PQ | AN | 2771.281 | 8101901 | no | no |  |  | no |  |  | 1330694.304 | 15259123.205 |  | -1
node_1330709_614_15272065_211 |  |  | PQ | AN | 2771.281 | 8101901 | no | no |  |  | no |  |  | 1330709.614 | 15272065.211 |  | -1
node_1330895_638_15259426_434 |  |  | PQ | AN | 2771.281 | 8101901 | no | no |  |  | no |  |  | 1330895.638 | 15259426.434 |  | -1
node_1330961_067_15257257_172 |  |  | PQ | ABCN | 2771.281 | 8101901 | no | no |  |  | no |  |  | 1330961.067 | 15257257.172 |  | -1
node_1331066_569_15267358_334 |  |  | PQ | AN | 2771.281 | 8101901 | no | no |  |  | no |  |  | 1331066.569 | 15267358.334 |  | -1
node_1331123_132_15259047_168 |  |  | PQ | AN | 2771.281 | 8101901 | no | no |  |  | no |  |  | 1331123.132 | 15259047.168 |  | -1
node_1331316_639_15267315_24 |  |  | PQ | AN | 2771.281 | 8101901 | no | no |  |  | no |  |  | 1331316.639 | 15267315.24 |  | -1
node_1331366_837_15257077_858 |  |  | PQ | AN | 2771.281 | 8101901 | no | no |  |  | no |  |  | 1331366.837 | 15257077.858 |  | -1
node_1331404_95_15259137_4 |  |  | PQ | AN | 2771.281 | 8101901 | no | no |  |  | no |  |  | 1331404.95 | 15259137.4 |  | -1
node_1331541_172_15260947_771 |  |  | PQ | AN | 2771.281 | 8101901 | no | no |  |  | no |  |  | 1331541.172 | 15260947.771 |  | -1
node_1331657_529_15266140_128 |  |  | PQ | AN | 2771.281 | 8101901 | no | no |  |  | no |  |  | 1331657.529 | 15266140.128 |  | -1
node_1331700_191_15259190_449 |  |  | PQ | AN | 2771.281 | 8101901 | no | no |  |  | no |  |  | 1331700.191 | 15259190.449 |  | -1
node_1331735_135_15267260_53 |  |  | PQ | AN | 2771.281 | 8101901 | no | no |  |  | no |  |  | 1331735.135 | 15267260.53 |  | -1
node_1331765_992_15271201_975 |  |  | PQ | AN | 2771.281 | 8101901 | no | no |  |  | no |  |  | 1331765.992 | 15271201.975 |  | -1
node_1331929_382_15267112_923 |  |  | PQ | AN | 2771.281 | 8101901 | no | no |  |  | no |  |  | 1331929.382 | 15267112.923 |  | -1
node_1332154_214_15267078_108 |  |  | PQ | AN | 2771.281 | 8101901 | no | no |  |  | no |  |  | 1332154.214 | 15267078.108 |  | -1
node_1332296_509_15260275_021 |  |  | PQ | AN | 2771.281 | 8101901 | no | no |  |  | no |  |  | 1332296.509 | 15260275.021 |  | -1
node_1332451_139_15260467_413 |  |  | PQ | AN | 2771.281 | 8101901 | no | no |  |  | no |  |  | 1332451.139 | 15260467.413 |  | -1
node_1332563_608_15267324_191 |  |  | PQ | AN | 2771.281 | 8101901 | no | no |  |  | no |  |  | 1332563.608 | 15267324.191 |  | -1
node_1332699_16_15267060_764 |  |  | PQ | AN | 2771.281 | 8101901 | no | no |  |  | no |  |  | 1332699.16 | 15267060.764 |  | -1
node_1332859_163_15257806_34 |  |  | PQ | AN | 2771.281 | 8101901 | no | no |  |  | no |  |  | 1332859.163 | 15257806.34 |  | -1
node_1332886_572_15257035_123 |  |  | PQ | AN | 2771.281 | 8101901 | no | no |  |  | no |  |  | 1332886.572 | 15257035.123 |  | -1
node_1333012_764_15267105_174 |  |  | PQ | AN | 2771.281 | 8101901 | no | no |  |  | no |  |  | 1333012.764 | 15267105.174 |  | -1
node_1333030_136_15261407_755 |  |  | PQ | AN | 2771.281 | 8101901 | no | no |  |  | no |  |  | 1333030.136 | 15261407.755 |  | -1
node_1333123_148_15257088_651 |  |  | PQ | AN | 2771.281 | 8101901 | no | no |  |  | no |  |  | 1333123.148 | 15257088.651 |  | -1
node_1333136_435_15260832_639 |  |  | PQ | AN | 2771.281 | 8101901 | no | no |  |  | no |  |  | 1333136.435 | 15260832.639 |  | -1
node_1333162_932_15257775_166 |  |  | PQ | AN | 2771.281 | 8101901 | no | no |  |  | no |  |  | 1333162.932 | 15257775.166 |  | -1
node_1333255_007_15267333_149 |  |  | PQ | AN | 2771.281 | 8101901 | no | no |  |  | no |  |  | 1333255.007 | 15267333.149 |  | -1
node_1333370_206_15258020_413 |  |  | PQ | AN | 2771.281 | 8101901 | no | no |  |  | no |  |  | 1333370.206 | 15258020.413 |  | -1
node_1333460_256_15268139_16 |  |  | PQ | AN | 2771.281 | 8101901 | no | no |  |  | no |  |  | 1333460.256 | 15268139.16 |  | -1
node_1333526_287_15267340_355 |  |  | PQ | AN | 2771.281 | 8101901 | no | no |  |  | no |  |  | 1333526.287 | 15267340.355 |  | -1
node_1333592_095_15258218_925 |  |  | PQ | AN | 2771.281 | 8101901 | no | no |  |  | no |  |  | 1333592.095 | 15258218.925 |  | -1
node_1333654_298_15257266_647 |  |  | PQ | AN | 2771.281 | 8101901 | no | no |  |  | no |  |  | 1333654.298 | 15257266.647 |  | -1
node_1333830_202_15257589_838 |  |  | PQ | AN | 2771.281 | 8101901 | no | no |  |  | no |  |  | 1333830.202 | 15257589.838 |  | -1
node_1333834_211_15261416_719 |  |  | PQ | AN | 2771.281 | 8101901 | no | no |  |  | no |  |  | 1333834.211 | 15261416.719 |  | -1
node_1333931_45_15257822_42 |  |  | PQ | AN | 2771.281 | 8101901 | no | no |  |  | no |  |  | 1333931.45 | 15257822.42 |  | -1
node_1334015_167_15266106_656 |  |  | PQ | AN | 2771.281 | 8101901 | no | no |  |  | no |  |  | 1334015.167 | 15266106.656 |  | -1
node_1334027_644_15258055_55 |  |  | PQ | AN | 2771.281 | 8101901 | no | no |  |  | no |  |  | 1334027.644 | 15258055.55 |  | -1
node_1334040_328_15261563_791 |  |  | PQ | AN | 2771.281 | 8101901 | no | no |  |  | no |  |  | 1334040.328 | 15261563.791 |  | -1
node_1334058_409_15256849_818 |  |  | PQ | AN | 2771.281 | 8101901 | no | no |  |  | no |  |  | 1334058.409 | 15256849.818 |  | -1
node_1334123_991_15258287_361 |  |  | PQ | AN | 2771.281 | 8101901 | no | no |  |  | no |  |  | 1334123.991 | 15258287.361 |  | -1
node_1334137_222_15267925_987 |  |  | PQ | AN | 2771.281 | 8101901 | no | no |  |  | no |  |  | 1334137.222 | 15267925.987 |  | -1
node_1334293_682_15258867_519 |  |  | PQ | AN | 2771.281 | 8101901 | no | no |  |  | no |  |  | 1334293.682 | 15258867.519 |  | -1
node_1334346_012_15259179_753 |  |  | PQ | AN | 2771.281 | 8101901 | no | no |  |  | no |  |  | 1334346.012 | 15259179.753 |  | -1
node_1334361_082_15256581_654 |  |  | PQ | AN | 2771.281 | 8101901 | no | no |  |  | no |  |  | 1334361.082 | 15256581.654 |  | -1
node_1334541_719_15268361_75 |  |  | PQ | AN | 2771.281 | 8101901 | no | no |  |  | no |  |  | 1334541.719 | 15268361.75 |  | -1
node_1334549_506_15259701_058 |  |  | PQ | AN | 2771.281 | 8101901 | no | no |  |  | no |  |  | 1334549.506 | 15259701.058 |  | -1
node_1334592_168_15265669_217 |  |  | PQ | AN | 2771.281 | 8101901 | no | no |  |  | no |  |  | 1334592.168 | 15265669.217 |  | -1
node_1334812_522_15265481_755 |  |  | PQ | AN | 2771.281 | 8101901 | no | no |  |  | no |  |  | 1334812.522 | 15265481.755 |  | -1
node_1334840_53_15260042_827 |  |  | PQ | AN | 2771.281 | 8101901 | no | no |  |  | no |  |  | 1334840.53 | 15260042.827 |  | -1
node_1334911_51_15260621_839 |  |  | PQ | AN | 2771.281 | 8101901 | no | no |  |  | no |  |  | 1334911.51 | 15260621.839 |  | -1
node_1335028_037_15268400_691 |  |  | PQ | AN | 2771.281 | 8101901 | no | no |  |  | no |  |  | 1335028.037 | 15268400.691 |  | -1
node_1335469_167_15268561_043 |  |  | PQ | AN | 2771.281 | 8101901 | no | no |  |  | no |  |  | 1335469.167 | 15268561.043 |  | -1
node_1335592_082_15265113_382 |  |  | PQ | AN | 2771.281 | 8101901 | no | no |  |  | no |  |  | 1335592.082 | 15265113.382 |  | -1
node_1335678_207_15268602_724 |  |  | PQ | AN | 2771.281 | 8101901 | no | no |  |  | no |  |  | 1335678.207 | 15268602.724 |  | -1
node_1335941_271_15268653_165 |  |  | PQ | AN | 2771.281 | 8101901 | no | no |  |  | no |  |  | 1335941.271 | 15268653.165 |  | -1
node_1336018_462_15265081_098 |  |  | PQ | AN | 2771.281 | 8101901 | no | no |  |  | no |  |  | 1336018.462 | 15265081.098 |  | -1
node_1336173_452_15268649_36 |  |  | PQ | AN | 2771.281 | 8101901 | no | no |  |  | no |  |  | 1336173.452 | 15268649.36 |  | -1
node_1336176_46_15257236_957 |  |  | PQ | AN | 2771.281 | 8101901 | no | no |  |  | no |  |  | 1336176.46 | 15257236.957 |  | -1
node_1336314_349_15264839_802 |  |  | PQ | AN | 2771.281 | 8101901 | no | no |  |  | no |  |  | 1336314.349 | 15264839.802 |  | -1
node_1336347_776_15257406_52 |  |  | PQ | AN | 2771.281 | 8101901 | no | no |  |  | no |  |  | 1336347.776 | 15257406.52 |  | -1
node_1336377_472_15268647_804 |  |  | PQ | AN | 2771.281 | 8101901 | no | no |  |  | no |  |  | 1336377.472 | 15268647.804 |  | -1
node_1336412_33_15264530_341 |  |  | PQ | AN | 2771.281 | 8101901 | no | no |  |  | no |  |  | 1336412.33 | 15264530.341 |  | -1
node_1336412_682_15263814_301 |  |  | PQ | AN | 2771.281 | 8101901 | no | no |  |  | no |  |  | 1336412.682 | 15263814.301 |  | -1
node_1336415_473_15265172_756 |  |  | PQ | AN | 2771.281 | 8101901 | no | no |  |  | no |  |  | 1336415.473 | 15265172.756 |  | -1
node_1336747_359_15257720_437 |  |  | PQ | AN | 2771.281 | 8101901 | no | no |  |  | no |  |  | 1336747.359 | 15257720.437 |  | -1
node_1336816_186_15268646_596 |  |  | PQ | AN | 2771.281 | 8101901 | no | no |  |  | no |  |  | 1336816.186 | 15268646.596 |  | -1
node_1337283_351_15263750_565 |  |  | PQ | AN | 2771.281 | 8101901 | no | no |  |  | no |  |  | 1337283.351 | 15263750.565 |  | -1
node_1337412_795_15268634_143 |  |  | PQ | AN | 2771.281 | 8101901 | no | no |  |  | no |  |  | 1337412.795 | 15268634.143 |  | -1
node_1337732_394_15258899_035 |  |  | PQ | AN | 2771.281 | 8101901 | no | no |  |  | no |  |  | 1337732.394 | 15258899.035 |  | -1
node_1338158_693_15258948_326 |  |  | PQ | AN | 2771.281 | 8101901 | no | no |  |  | no |  |  | 1338158.693 | 15258948.326 |  | -1
node_1338205_016_15268725_065 |  |  | PQ | AN | 2771.281 | 8101901 | no | no |  |  | no |  |  | 1338205.016 | 15268725.065 |  | -1
node_1338560_164_15266240_873 |  |  | PQ | AD | 2771.281 | 8101901 | no | no |  |  | no |  |  | 1338560.164 | 15266240.873 |  | -1
node_1338609_499_15260007_334 |  |  | PQ | AN | 2771.281 | 8101901 | no | no |  |  | no |  |  | 1338609.499 | 15260007.334 |  | -1
node_1338850_991_15268213_598 |  |  | PQ | AN | 2771.281 | 8101901 | no | no |  |  | no |  |  | 1338850.991 | 15268213.598 |  | -1
node_1339241_249_15260504_879 |  |  | PQ | AN | 2771.281 | 8101901 | no | no |  |  | no |  |  | 1339241.249 | 15260504.879 |  | -1
node_1339650_72_15260636_198 |  |  | PQ | AN | 2771.281 | 8101901 | no | no |  |  | no |  |  | 1339650.72 | 15260636.198 |  | -1
node_1339704_708_15266779_886 |  |  | PQ | AN | 2771.281 | 8101901 | no | no |  |  | no |  |  | 1339704.708 | 15266779.886 |  | -1
node_1339885_773_15267240_802 |  |  | PQ | AN | 2771.281 | 8101901 | no | no |  |  | no |  |  | 1339885.773 | 15267240.802 |  | -1
node_1339888_527_15268109_345 |  |  | PQ | AN | 2771.281 | 8101901 | no | no |  |  | no |  |  | 1339888.527 | 15268109.345 |  | -1
node_1339890_079_15267713_685 |  |  | PQ | AN | 2771.281 | 8101901 | no | no |  |  | no |  |  | 1339890.079 | 15267713.685 |  | -1
node_1340276_516_15269213_686 |  |  | PQ | AN | 2771.281 | 8101901 | no | no |  |  | no |  |  | 1340276.516 | 15269213.686 |  | -1
node_1340960_744_15268407_086 |  |  | PQ | AN | 2771.281 | 8101901 | no | no |  |  | no |  |  | 1340960.744 | 15268407.086 |  | -1
node_1341103_115_15269407_094 |  |  | PQ | AN | 2771.281 | 8101901 | no | no |  |  | no |  |  | 1341103.115 | 15269407.094 |  | -1
node_1342021_6_15261866_567 |  |  | PQ | AN | 2771.281 | 8101901 | no | no |  |  | no |  |  | 1342021.6 | 15261866.567 |  | -1
node_1342545_604_15262377_641 |  |  | PQ | AN | 2771.281 | 8101901 | no | no |  |  | no |  |  | 1342545.604 | 15262377.641 |  | -1
node_1343190_831_15262506_623 |  |  | PQ | AN | 2771.281 | 8101901 | no | no |  |  | no |  |  | 1343190.831 | 15262506.623 |  | -1
node_1343636_716_15262408_962 |  |  | PQ | AN | 2771.281 | 8101901 | no | no |  |  | no |  |  | 1343636.716 | 15262408.962 |  | -1
node_1343822_386_15262091_769 |  |  | PQ | AN | 2771.281 | 8101901 | no | no |  |  | no |  |  | 1343822.386 | 15262091.769 |  | -1
node_8101901_200862111 |  |  | PQ | AN | 2771.281 | 8101901 | no | no |  |  | no |  |  | 1340283.784 | 15269186.659 |  | -1
node_8101901_200862112 |  |  | PQ | AD | 2771.281 | 8101901 | no | no |  |  | no |  |  | 1340242.037 | 15268494.073 |  | -1
node_8101901_200862113 |  |  | PQ | AN | 2771.281 | 8101901 | no | no |  |  | no |  |  | 1340201.87 | 15268537.037 |  | -1
node_8101901_200862114 |  |  | PQ | AD | 2771.281 | 8101901 | no | no |  |  | no |  |  | 1340561.533 | 15268610.745 |  | -1
node_8101901_200862115 |  |  | PQ | AD | 2771.281 | 8101901 | no | no |  |  | no |  |  | 1340879.464 | 15268723.836 |  | -1
node_8101901_200862116 |  |  | PQ | AN | 2771.281 | 8101901 | no | no |  |  | no |  |  | 1340950.814 | 15268437.56 |  | -1
node_8101901_200862117 |  |  | PQ | AD | 2771.281 | 8101901 | no | no |  |  | no |  |  | 1341033.789 | 15268874.76 |  | -1
node_8101901_200862118 |  |  | PQ | AD | 2771.281 | 8101901 | no | no |  |  | no |  |  | 1341067.065 | 15269127.225 |  | -1
node_8101901_200862119 |  |  | PQ | AN | 2771.281 | 8101901 | no | no |  |  | no |  |  | 1341094.9 | 15269376.323 |  | -1
node_8101901_200863903 |  |  | PQ | AN | 2771.281 | 8101901 | no | no |  |  | no |  |  | 1343192.474 | 15262444.645 |  | -1
node_8101901_200863904 |  |  | PQ | AD | 2771.281 | 8101901 | no | no |  |  | no |  |  | 1339931.152 | 15260193.913 |  | -1
node_8101901_200863905 |  |  | PQ | AD | 2771.281 | 8101901 | no | no |  |  | no |  |  | 1340268.97 | 15260473.634 |  | -1
node_8101901_200863906 |  |  | PQ | AD | 2771.281 | 8101901 | no | no |  |  | no |  |  | 1339895.041 | 15260521.856 |  | -1
node_8101901_200863907 |  |  | PQ | AD | 2771.281 | 8101901 | no | no |  |  | no |  |  | 1340548.242 | 15260748.869 |  | -1
node_8101901_200863908 |  |  | PQ | AD | 2771.281 | 8101901 | no | no |  |  | no |  |  | 1340867.973 | 15261077.18 |  | -1
node_8101901_200863909 |  |  | PQ | AD | 2771.281 | 8101901 | no | no |  |  | no |  |  | 1341159.729 | 15261172.544 |  | -1
node_8101901_200863910 |  |  | PQ | AD | 2771.281 | 8101901 | no | no |  |  | no |  |  | 1341395.587 | 15261360.162 |  | -1
node_8101901_200863911 |  |  | PQ | AD | 2771.281 | 8101901 | no | no |  |  | no |  |  | 1341696.807 | 15261556.228 |  | -1
node_8101901_200863912 |  |  | PQ | AN | 2771.281 | 8101901 | no | no |  |  | no |  |  | 1342002.485 | 15261887.066 |  | -1
node_8101901_200863913 |  |  | PQ | AD | 2771.281 | 8101901 | no | no |  |  | no |  |  | 1342145.014 | 15262120.952 |  | -1
node_8101901_200863914 |  |  | PQ | AD | 2771.281 | 8101901 | no | no |  |  | no |  |  | 1342546.211 | 15262124.37 |  | -1
node_8101901_200863915 |  |  | PQ | AN | 2771.281 | 8101901 | no | no |  |  | no |  |  | 1342537.945 | 15262347.57 |  | -1
node_8101901_200863916 |  |  | PQ | AD | 2771.281 | 8101901 | no | no |  |  | no |  |  | 1342960.376 | 15262112.531 |  | -1
node_8101901_200863917 |  |  | PQ | AD | 2771.281 | 8101901 | no | no |  |  | no |  |  | 1343385.003 | 15262111.052 |  | -1
node_8101901_200863918 |  |  | PQ | AN | 2771.281 | 8101901 | no | no |  |  | no |  |  | 1343211.657 | 15262195.347 |  | -1
node_8101901_200863919 |  |  | PQ | AN | 2771.281 | 8101901 | no | no |  |  | no |  |  | 1343792.982 | 15262107.516 |  | -1
node_8101901_200863920 |  |  | PQ | AD | 2771.281 | 8101901 | no | no |  |  | no |  |  | 1343752.339 | 15262195.389 |  | -1
node_8101901_200863921 |  |  | PQ | AN | 2771.281 | 8101901 | no | no |  |  | no |  |  | 1343659.295 | 15262413.512 |  | -1
node_8101901_200895954 |  |  | PQ | AN | 2771.281 | 8101901 | no | no |  |  | no |  |  | 1315719.115 | 15268239.641 |  | -1
node_8101901_200895955 |  |  | PQ | AN | 2771.281 | 8101901 | no | no |  |  | no |  |  | 1323603.767 | 15272828.932 |  | -1
node_8101901_200895956 |  |  | PQ | AN | 2771.281 | 8101901 | no | no |  |  | no |  |  | 1323377.094 | 15272744.769 |  | -1
node_8101901_200895958 |  |  | PQ | AN | 2771.281 | 8101901 | no | no |  |  | no |  |  | 1320591.039 | 15270630.536 |  | -1
node_8101901_200895965 |  |  | PQ | AN | 2771.281 | 8101901 | no | no |  |  | no |  |  | 1319611.423 | 15269446.155 |  | -1
node_8101901_200895966 |  |  | PQ | AD | 2771.281 | 8101901 | no | no |  |  | no |  |  | 1319452.011 | 15269004.124 |  | -1
node_8101901_200895967 |  |  | PQ | AD | 2771.281 | 8101901 | no | no |  |  | no |  |  | 1319163.152 | 15268871.87 |  | -1
node_8101901_200895968 |  |  | PQ | AD | 2771.281 | 8101901 | no | no |  |  | no |  |  | 1318883.06 | 15268703.699 |  | -1
node_8101901_200895969 |  |  | PQ | AN | 2771.281 | 8101901 | no | no |  |  | no |  |  | 1318571.247 | 15268694.105 |  | -1
node_8101901_200895971 |  |  | PQ | AN | 2771.281 | 8101901 | no | no |  |  | no |  |  | 1318124.083 | 15268693.158 |  | -1
node_8101901_200895973 |  |  | PQ | AN | 2771.281 | 8101901 | no | no |  |  | no |  |  | 1323068.622 | 15272462.982 |  | -1
node_8101901_200895974 |  |  | PQ | AN | 2771.281 | 8101901 | no | no |  |  | no |  |  | 1322919.955 | 15272329.023 |  | -1
node_8101901_200895975 |  |  | PQ | AN | 2771.281 | 8101901 | no | no |  |  | no |  |  | 1322765.649 | 15272187.277 |  | -1
node_8101901_200895976 |  |  | PQ | AN | 2771.281 | 8101901 | no | no |  |  | no |  |  | 1317746.251 | 15268677.608 |  | -1
node_8101901_200895977 |  |  | PQ | AN | 2771.281 | 8101901 | no | no |  |  | no |  |  | 1317415.048 | 15268577.4 |  | -1
node_8101901_200895978 |  |  | PQ | AN | 2771.281 | 8101901 | no | no |  |  | no |  |  | 1317136.498 | 15268307.293 |  | -1
node_8101901_200895980 |  |  | PQ | AD | 2771.281 | 8101901 | no | no |  |  | no |  |  | 1316919.461 | 15268081.482 |  | -1
node_8101901_200895981 |  |  | PQ | AD | 2771.281 | 8101901 | no | no |  |  | no |  |  | 1316771.903 | 15267971.755 |  | -1
node_8101901_200895983 |  |  | PQ | AN | 2771.281 | 8101901 | no | no |  |  | no |  |  | 1316211.939 | 15267688.228 |  | -1
node_8101901_200895985 |  |  | PQ | AN | 2771.281 | 8101901 | no | no |  |  | no |  |  | 1316499.538 | 15267870.276 |  | -1
node_8101901_200895986 |  |  | PQ | AN | 2771.281 | 8101901 | no | no |  |  | no |  |  | 1315964.095 | 15267680.183 |  | -1
node_8101901_200895987 |  |  | PQ | AN | 2771.281 | 8101901 | no | no |  |  | no |  |  | 1315669.19 | 15267621.512 |  | -1
node_8101901_200895989 |  |  | PQ | AN | 2771.281 | 8101901 | no | no |  |  | no |  |  | 1315435.569 | 15267574.839 |  | -1
node_8101901_200895992 |  |  | PQ | AN | 2771.281 | 8101901 | no | no |  |  | no |  |  | 1315764.294 | 15267674.424 |  | -1
node_8101901_200895993 |  |  | PQ | AN | 2771.281 | 8101901 | no | no |  |  | no |  |  | 1315538.131 | 15267654.986 |  | -1
node_8101901_200895994 |  |  | PQ | AN | 2771.281 | 8101901 | no | no |  |  | no |  |  | 1315240.062 | 15267627.574 |  | -1
node_8101901_200895995 |  |  | PQ | AN | 2771.281 | 8101901 | no | no |  |  | no |  |  | 1315082.937 | 15267611.595 |  | -1
node_8101901_200895996 |  |  | PQ | AN | 2771.281 | 8101901 | no | no |  |  | no |  |  | 1314964.095 | 15267600.914 |  | -1
node_8101901_200895997 |  |  | PQ | AN | 2771.281 | 8101901 | no | no |  |  | no |  |  | 1322671.42 | 15272116.167 |  | -1
node_8101901_200896001 |  |  | PQ | AN | 2771.281 | 8101901 | no | no |  |  | no |  |  | 1313627.706 | 15267279.487 |  | -1
node_8101901_200896002 |  |  | PQ | AN | 2771.281 | 8101901 | no | no |  |  | no |  |  | 1313651.242 | 15267082.84 |  | -1
node_8101901_200896003 |  |  | PQ | AN | 2771.281 | 8101901 | no | no |  |  | no |  |  | 1313295.958 | 15267014.722 |  | -1
node_8101901_200896004 |  |  | PQ | AN | 2771.281 | 8101901 | no | no |  |  | no |  |  | 1313061.977 | 15267019.631 |  | -1
node_8101901_200896006 |  |  | PQ | AN | 2771.281 | 8101901 | no | no |  |  | no |  |  | 1312688.413 | 15266894.769 |  | -1
node_8101901_200896007 |  |  | PQ | AD | 2771.281 | 8101901 | no | no |  |  | no |  |  | 1312479.348 | 15266804.795 |  | -1
node_8101901_200896008 |  |  | PQ | AD | 2771.281 | 8101901 | no | no |  |  | no |  |  | 1312207.34 | 15266651.809 |  | -1
node_8101901_200896009 |  |  | PQ | AD | 2771.281 | 8101901 | no | no |  |  | no |  |  | 1311876.022 | 15266647.486 |  | -1
node_8101901_200896010 |  |  | PQ | AN | 2771.281 | 8101901 | no | no |  |  | no |  |  | 1311824.321 | 15266699.81 |  | -1
node_8101901_200896011 |  |  | PQ | AN | 2771.281 | 8101901 | no | no |  |  | no |  |  | 1311553.971 | 15266633.957 |  | -1
node_8101901_200896012 |  |  | PQ | AN | 2771.281 | 8101901 | no | no |  |  | no |  |  | 1322345.285 | 15271850.396 |  | -1
node_8101901_200896015 |  |  | PQ | AN | 2771.281 | 8101901 | no | no |  |  | no |  |  | 1311201.203 | 15266626.342 |  | -1
node_8101901_200896016 |  |  | PQ | AD | 2771.281 | 8101901 | no | no |  |  | no |  |  | 1310895.119 | 15266612.734 |  | -1
node_8101901_200896018 |  |  | PQ | AN | 2771.281 | 8101901 | no | no |  |  | no |  |  | 1321899.718 | 15271358.412 |  | -1
node_8101901_200896019 |  |  | PQ | AD | 2771.281 | 8101901 | no | no |  |  | no |  |  | 1321776.17 | 15271236.241 |  | -1
node_8101901_200896020 |  |  | PQ | AD | 2771.281 | 8101901 | no | no |  |  | no |  |  | 1321653.049 | 15271103.93 |  | -1
node_8101901_200896023 |  |  | PQ | AD | 2771.281 | 8101901 | no | no |  |  | no |  |  | 1321404.27 | 15271077.938 |  | -1
node_8101901_200896024 |  |  | PQ | AD | 2771.281 | 8101901 | no | no |  |  | no |  |  | 1321367.403 | 15271331.494 |  | -1
node_8101901_200896025 |  |  | PQ | AD | 2771.281 | 8101901 | no | no |  |  | no |  |  | 1321321.862 | 15271595.24 |  | -1
node_8101901_200896026 |  |  | PQ | AN | 2771.281 | 8101901 | no | no |  |  | no |  |  | 1321277.006 | 15271835.426 |  | -1
node_8101901_200896030 |  |  | PQ | AD | 2771.281 | 8101901 | no | no |  |  | no |  |  | 1333142.248 | 15265772.601 |  | -1
node_8101901_200896031 |  |  | PQ | AD | 2771.281 | 8101901 | no | no |  |  | no |  |  | 1333482.01 | 15265928.742 |  | -1
node_8101901_200896032 |  |  | PQ | AD | 2771.281 | 8101901 | no | no |  |  | no |  |  | 1333807.764 | 15266062.54 |  | -1
node_8101901_200896033 |  |  | PQ | AD | 2771.281 | 8101901 | no | no |  |  | no |  |  | 1333838.309 | 15266263.53 |  | -1
node_8101901_200896034 |  |  | PQ | AD | 2771.281 | 8101901 | no | no |  |  | no |  |  | 1333910.868 | 15266747.726 |  | -1
node_8101901_200896035 |  |  | PQ | AD | 2771.281 | 8101901 | no | no |  |  | no |  |  | 1333971.534 | 15267133.765 |  | -1
node_8101901_200896036 |  |  | PQ | AD | 2771.281 | 8101901 | no | no |  |  | no |  |  | 1334041.78 | 15267572.098 |  | -1
node_8101901_200896037 |  |  | PQ | AN | 2771.281 | 8101901 | no | no |  |  | no |  |  | 1334103.153 | 15267944.249 |  | -1
node_8101901_200896038 |  |  | PQ | AD | 2771.281 | 8101901 | no | no |  |  | no |  |  | 1334314.316 | 15268133.796 |  | -1
node_8101901_200896039 |  |  | PQ | AN | 2771.281 | 8101901 | no | no |  |  | no |  |  | 1334552.08 | 15268345.949 |  | -1
node_8101901_200896040 |  |  | PQ | AN | 2771.281 | 8101901 | no | no |  |  | no |  |  | 1335017.541 | 15268435.024 |  | -1
node_8101901_200896042 |  |  | PQ | AN | 2771.281 | 8101901 | no | no |  |  | no |  |  | 1335463.923 | 15268521.038 |  | -1
node_8101901_200896044 |  |  | PQ | AN | 2771.281 | 8101901 | no | no |  |  | no |  |  | 1335678.358 | 15268569.849 |  | -1
node_8101901_200896048 |  |  | PQ | AN | 2771.281 | 8101901 | no | no |  |  | no |  |  | 1336173.872 | 15268618.168 |  | -1
node_8101901_200896050 |  |  | PQ | AN | 2771.281 | 8101901 | no | no |  |  | no |  |  | 1336374.891 | 15268611.452 |  | -1
node_8101901_200896052 |  |  | PQ | AN | 2771.281 | 8101901 | no | no |  |  | no |  |  | 1336823.124 | 15268603.539 |  | -1
node_8101901_200896053 |  |  | PQ | AD | 2771.281 | 8101901 | no | no |  |  | no |  |  | 1337114.285 | 15268597.426 |  | -1
node_8101901_200896054 |  |  | PQ | AN | 2771.281 | 8101901 | no | no |  |  | no |  |  | 1337403.283 | 15268596.521 |  | -1
node_8101901_200896056 |  |  | PQ | AD | 2771.281 | 8101901 | no | no |  |  | no |  |  | 1337776.277 | 15268457.717 |  | -1
node_8101901_200896057 |  |  | PQ | AD | 2771.281 | 8101901 | no | no |  |  | no |  |  | 1338063.233 | 15268407.622 |  | -1
node_8101901_200896058 |  |  | PQ | AD | 2771.281 | 8101901 | no | no |  |  | no |  |  | 1338187.651 | 15268456.936 |  | -1
node_8101901_200896059 |  |  | PQ | AN | 2771.281 | 8101901 | no | no |  |  | no |  |  | 1338199.479 | 15268686.457 |  | -1
node_8101901_200896060 |  |  | PQ | AD | 2771.281 | 8101901 | no | no |  |  | no |  |  | 1338327.414 | 15268346.954 |  | -1
node_8101901_200896061 |  |  | PQ | AN | 2771.281 | 8101901 | no | no |  |  | no |  |  | 1338854.343 | 15268246.781 |  | -1
node_8101901_200896062 |  |  | PQ | AD | 2771.281 | 8101901 | no | no |  |  | no |  |  | 1339221.76 | 15268254.221 |  | -1
node_8101901_200896063 |  |  | PQ | AD | 2771.281 | 8101901 | no | no |  |  | no |  |  | 1339564.867 | 15268283.31 |  | -1
node_8101901_200896064 |  |  | PQ | AD | 2771.281 | 8101901 | no | no |  |  | no |  |  | 1339926.16 | 15268370.418 |  | -1
node_8101901_200896066 |  |  | PQ | ABCD | 2771.281 | 8101901 | no | no |  |  | no |  |  | 1321320.776 | 15273968.505 |  | -1
node_8101901_200896067 |  |  | PQ | ABCD | 2771.281 | 8101901 | no | no |  |  | no |  |  | 1322506.345 | 15274609.624 |  | -1
node_8101901_200896068 |  |  | PQ | ABCN | 2771.281 | 8101901 | no | no |  |  | no |  |  | 1319398.191 | 15273506.504 |  | -1
node_8101901_200896069 |  |  | PQ | ABCD | 2771.281 | 8101901 | no | no |  |  | no |  |  | 1319226.025 | 15273517.993 |  | -1
node_8101901_200896070 |  |  | PQ | AD | 2771.281 | 8101901 | no | no |  |  | no |  |  | 1319252.615 | 15273625.391 |  | -1
node_8101901_200896071 |  |  | PQ | AN | 2771.281 | 8101901 | no | no |  |  | no |  |  | 1319336.423 | 15273924.763 |  | -1
node_8101901_200896072 |  |  | PQ | ABCN | 2771.281 | 8101901 | no | no |  |  | no |  |  | 1319099.258 | 15273520.405 |  | -1
node_8101901_200896074 |  |  | PQ | ABCD | 2771.281 | 8101901 | no | no |  |  | no |  |  | 1318861.562 | 15273528.249 |  | -1
node_8101901_200896075 |  |  | PQ | AD | 2771.281 | 8101901 | no | no |  |  | no |  |  | 1318851.696 | 15273629.205 |  | -1
node_8101901_200896076 |  |  | PQ | AN | 2771.281 | 8101901 | no | no |  |  | no |  |  | 1318832.036 | 15273905.287 |  | -1
node_8101901_200896077 |  |  | PQ | ABCN | 2771.281 | 8101901 | no | no |  |  | no |  |  | 1318687.32 | 15273541.105 |  | -1
node_8101901_200896079 |  |  | PQ | ABCN | 2771.281 | 8101901 | no | no |  |  | no |  |  | 1318426.817 | 15273544.853 |  | -1
node_8101901_200896080 |  |  | PQ | AD | 2771.281 | 8101901 | no | no |  |  | no |  |  | 1318370.466 | 15273557.809 |  | -1
node_8101901_200896081 |  |  | PQ | AN | 2771.281 | 8101901 | no | no |  |  | no |  |  | 1318351.51 | 15273727.005 |  | -1
node_8101901_200896083 |  |  | PQ | ABCN | 2771.281 | 8101901 | no | no |  |  | no |  |  | 1318077.102 | 15273416.117 |  | -1
node_8101901_200896086 |  |  | PQ | ABCN | 2771.281 | 8101901 | no | no |  |  | no |  |  | 1317682 | 15273328.727 |  | -1
node_8101901_200896089 |  |  | PQ | ABCN | 2771.281 | 8101901 | no | no |  |  | no |  |  | 1317487.733 | 15273278.692 |  | -1
node_8101901_200896090 |  |  | PQ | ABCN | 2771.281 | 8101901 | no | no |  |  | no |  |  | 1317094.205 | 15273215.251 |  | -1
node_8101901_200896093 |  |  | PQ | ABCD | 2771.281 | 8101901 | no | no |  |  | no |  |  | 1316922.139 | 15273156.219 |  | -1
node_8101901_200896094 |  |  | PQ | ABCN | 2771.281 | 8101901 | no | no |  |  | no |  |  | 1316711.317 | 15273075.43 |  | -1
node_8101901_200896097 |  |  | PQ | ABCN | 2771.281 | 8101901 | no | no |  |  | no |  |  | 1316446.689 | 15272948.58 |  | -1
node_8101901_200896099 |  |  | PQ | ABCD | 2771.281 | 8101901 | no | no |  |  | no |  |  | 1316255.441 | 15272864.587 |  | -1
node_8101901_200896100 |  |  | PQ | ABCD | 2771.281 | 8101901 | no | no |  |  | no |  |  | 1316086.895 | 15272679.789 |  | -1
node_8101901_200896101 |  |  | PQ | ABCN | 2771.281 | 8101901 | no | no |  |  | no |  |  | 1316083.101 | 15272785.232 |  | -1
node_8101901_200896102 |  |  | PQ | AN | 2771.281 | 8101901 | no | no |  |  | no |  |  | 1316329.814 | 15272647.703 |  | -1
node_8101901_200896103 |  |  | PQ | ABCD | 2771.281 | 8101901 | no | no |  |  | no |  |  | 1322166.695 | 15274583.302 |  | -1
node_8101901_200896104 |  |  | PQ | ABCD | 2771.281 | 8101901 | no | no |  |  | no |  |  | 1315688.07 | 15272536.561 |  | -1
node_8101901_200896105 |  |  | PQ | ABCD | 2771.281 | 8101901 | no | no |  |  | no |  |  | 1315311.609 | 15272389.19 |  | -1
node_8101901_200896108 |  |  | PQ | ABCD | 2771.281 | 8101901 | no | no |  |  | no |  |  | 1314729.807 | 15271711.892 |  | -1
node_8101901_200896109 |  |  | PQ | ABCD | 2771.281 | 8101901 | no | no |  |  | no |  |  | 1314667.46 | 15271531.149 |  | -1
node_8101901_200896110 |  |  | PQ | ABCN | 2771.281 | 8101901 | no | no |  |  | no |  |  | 1314595.519 | 15271288.934 |  | -1
node_8101901_200896111 |  |  | PQ | AN | 2771.281 | 8101901 | no | no |  |  | no |  |  | 1314305.604 | 15271366.491 |  | -1
node_8101901_200896114 |  |  | PQ | ABCN | 2771.281 | 8101901 | no | no |  |  | no |  |  | 1314518.508 | 15271030.459 |  | -1
node_8101901_200896115 |  |  | PQ | ABCN | 2771.281 | 8101901 | no | no |  |  | no |  |  | 1314463.332 | 15270891.995 |  | -1
node_8101901_200896116 |  |  | PQ | ABCN | 2771.281 | 8101901 | no | no |  |  | no |  |  | 1314432.913 | 15270760.051 |  | -1
node_8101901_200896118 |  |  | PQ | ABCN | 2771.281 | 8101901 | no | no |  |  | no |  |  | 1314198.999 | 15270452.319 |  | -1
node_8101901_200896119 |  |  | PQ | ABCD | 2771.281 | 8101901 | no | no |  |  | no |  |  | 1313997.487 | 15270181.39 |  | -1
node_8101901_200896121 |  |  | PQ | ABCD | 2771.281 | 8101901 | no | no |  |  | no |  |  | 1313749.075 | 15269854.129 |  | -1
node_8101901_200896122 |  |  | PQ | ABCD | 2771.281 | 8101901 | no | no |  |  | no |  |  | 1313480.174 | 15269493.204 |  | -1
node_8101901_200896123 |  |  | PQ | ABCD | 2771.281 | 8101901 | no | no |  |  | no |  |  | 1313302.524 | 15269262.041 |  | -1
node_8101901_200896124 |  |  | PQ | ABCN | 2771.281 | 8101901 | no | no |  |  | no |  |  | 1313151.697 | 15269052.216 |  | -1
node_8101901_200896125 |  |  | PQ | ABCD | 2771.281 | 8101901 | no | no |  |  | no |  |  | 1313000.973 | 15268736.571 |  | -1
node_8101901_200896126 |  |  | PQ | ABCD | 2771.281 | 8101901 | no | no |  |  | no |  |  | 1312871.457 | 15268450.984 |  | -1
node_8101901_200896127 |  |  | PQ | ABCN | 2771.281 | 8101901 | no | no |  |  | no |  |  | 1312695.393 | 15268446.544 |  | -1
node_8101901_200896128 |  |  | PQ | ABCD | 2771.281 | 8101901 | no | no |  |  | no |  |  | 1312524.345 | 15268444.664 |  | -1
node_8101901_200896129 |  |  | PQ | ABCN | 2771.281 | 8101901 | no | no |  |  | no |  |  | 1312186.812 | 15268427.725 |  | -1
node_8101901_200896130 |  |  | PQ | ABCD | 2771.281 | 8101901 | no | no |  |  | no |  |  | 1311831.104 | 15268414.562 |  | -1
node_8101901_200896131 |  |  | PQ | AN | 2771.281 | 8101901 | no | no |  |  | no |  |  | 1311919.952 | 15268204.79 |  | -1
node_8101901_200896132 |  |  | PQ | AN | 2771.281 | 8101901 | no | no |  |  | no |  |  | 1311735.014 | 15268407.546 |  | -1
node_8101901_200896133 |  |  | PQ | AN | 2771.281 | 8101901 | no | no |  |  | no |  |  | 1311473.147 | 15268392.33 |  | -1
node_8101901_200896134 |  |  | PQ | AN | 2771.281 | 8101901 | no | no |  |  | no |  |  | 1311197.263 | 15268388.045 |  | -1
node_8101901_200896135 |  |  | PQ | ABCD | 2771.281 | 8101901 | no | no |  |  | no |  |  | 1321588.98 | 15274166.925 |  | -1
node_8101901_200896136 |  |  | PQ | AN | 2771.281 | 8101901 | no | no |  |  | no |  |  | 1321419.696 | 15274550.534 |  | -1
node_8101901_200896138 |  |  | PQ | AD | 2771.281 | 8101901 | no | no |  |  | no |  |  | 1321825.907 | 15274612.744 |  | -1
node_8101901_200896139 |  |  | PQ | AN | 2771.281 | 8101901 | no | no |  |  | no |  |  | 1321944.88 | 15274657.234 |  | -1
node_8101901_200896140 |  |  | PQ | AN | 2771.281 | 8101901 | no | no |  |  | no |  |  | 1321269.039 | 15274334.699 |  | -1
node_8101901_200896141 |  |  | PQ | AN | 2771.281 | 8101901 | no | no |  |  | no |  |  | 1321063.462 | 15274165.606 |  | -1
node_8101901_200896142 |  |  | PQ | AN | 2771.281 | 8101901 | no | no |  |  | no |  |  | 1310831.026 | 15268358.933 |  | -1
node_8101901_200896146 |  |  | PQ | ABCD | 2771.281 | 8101901 | no | no |  |  | no |  |  | 1320989.637 | 15273774.951 |  | -1
node_8101901_200896147 |  |  | PQ | ABCN | 2771.281 | 8101901 | no | no |  |  | no |  |  | 1320657.57 | 15273638.933 |  | -1
node_8101901_200896148 |  |  | PQ | ABCD | 2771.281 | 8101901 | no | no |  |  | no |  |  | 1320320.828 | 15273616.394 |  | -1
node_8101901_200896149 |  |  | PQ | ABCD | 2771.281 | 8101901 | no | no |  |  | no |  |  | 1320003.585 | 15273604.087 |  | -1
node_8101901_200896150 |  |  | PQ | ABCD | 2771.281 | 8101901 | no | no |  |  | no |  |  | 1319657.32 | 15273590.139 |  | -1
node_8101901_200896228 |  |  | PQ | AN | 2771.281 | 8101901 | no | no |  |  | no |  |  | 1328894.194 | 15259734.196 |  | -1
node_8101901_200896229 |  |  | PQ | AN | 2771.281 | 8101901 | no | no |  |  | no |  |  | 1325984.033 | 15259817.254 |  | -1
node_8101901_200896230 |  |  | PQ | AD | 2771.281 | 8101901 | no | no |  |  | no |  |  | 1328680.541 | 15259753.434 |  | -1
node_8101901_200896231 |  |  | PQ | AD | 2771.281 | 8101901 | no | no |  |  | no |  |  | 1328288.857 | 15259773.987 |  | -1
node_8101901_200896232 |  |  | PQ | AN | 2771.281 | 8101901 | no | no |  |  | no |  |  | 1328284.154 | 15259692.781 |  | -1
node_8101901_200896233 |  |  | PQ | AN | 2771.281 | 8101901 | no | no |  |  | no |  |  | 1328334.93 | 15259352.896 |  | -1
node_8101901_200896234 |  |  | PQ | AN | 2771.281 | 8101901 | no | no |  |  | no |  |  | 1328092.483 | 15259789.456 |  | -1
node_8101901_200896235 |  |  | PQ | AN | 2771.281 | 8101901 | no | no |  |  | no |  |  | 1327816.363 | 15259786.135 |  | -1
node_8101901_200896237 |  |  | PQ | AN | 2771.281 | 8101901 | no | no |  |  | no |  |  | 1327457.472 | 15259793.726 |  | -1
node_8101901_200896238 |  |  | PQ | AN | 2771.281 | 8101901 | no | no |  |  | no |  |  | 1327117.843 | 15259794.517 |  | -1
node_8101901_200896240 |  |  | PQ | AN | 2771.281 | 8101901 | no | no |  |  | no |  |  | 1326812.481 | 15259796.8 |  | -1
node_8101901_200896241 |  |  | PQ | AN | 2771.281 | 8101901 | no | no |  |  | no |  |  | 1326491.958 | 15259807.602 |  | -1
node_8101901_200896242 |  |  | PQ | AN | 2771.281 | 8101901 | no | no |  |  | no |  |  | 1326187.898 | 15259821.724 |  | -1
node_8101901_200896270 |  |  | PQ | AN | 2771.281 | 8101901 | no | no |  |  | no |  |  | 1315508.613 | 15262507.555 |  | -1
node_8101901_200896271 |  |  | PQ | AD | 2771.281 | 8101901 | no | no |  |  | no |  |  | 1315419.37 | 15262758.765 |  | -1
node_8101901_200896273 |  |  | PQ | AN | 2771.281 | 8101901 | no | no |  |  | no |  |  | 1315318.389 | 15262953.868 |  | -1
node_8101901_200896275 |  |  | PQ | AD | 2771.281 | 8101901 | no | no |  |  | no |  |  | 1315243.343 | 15263095.426 |  | -1
node_8101901_200896276 |  |  | PQ | AD | 2771.281 | 8101901 | no | no |  |  | no |  |  | 1314994.436 | 15263410.346 |  | -1
node_8101901_200896277 |  |  | PQ | AN | 2771.281 | 8101901 | no | no |  |  | no |  |  | 1314758.993 | 15263702.55 |  | -1
node_8101901_200896278 |  |  | PQ | AD | 2771.281 | 8101901 | no | no |  |  | no |  |  | 1314557.575 | 15263930.095 |  | -1
node_8101901_200896279 |  |  | PQ | AN | 2771.281 | 8101901 | no | no |  |  | no |  |  | 1314357.889 | 15264145.342 |  | -1
node_8101901_200896327 |  |  | PQ | AD | 2771.281 | 8101901 | no | no |  |  | no |  |  | 1329589.913 | 15258329.519 |  | -1
node_8101901_200896328 |  |  | PQ | AN | 2771.281 | 8101901 | no | no |  |  | no |  |  | 1329394.955 | 15258259.32 |  | -1
node_8101901_200896329 |  |  | PQ | AN | 2771.281 | 8101901 | no | no |  |  | no |  |  | 1326422.786 | 15256894.95 |  | -1
node_8101901_200896330 |  |  | PQ | AD | 2771.281 | 8101901 | no | no |  |  | no |  |  | 1329239.656 | 15258203.319 |  | -1
node_8101901_200896331 |  |  | PQ | AN | 2771.281 | 8101901 | no | no |  |  | no |  |  | 1329358.863 | 15258072.171 |  | -1
node_8101901_200896332 |  |  | PQ | AD | 2771.281 | 8101901 | no | no |  |  | no |  |  | 1328835.071 | 15258077.639 |  | -1
node_8101901_200896333 |  |  | PQ | AD | 2771.281 | 8101901 | no | no |  |  | no |  |  | 1328662.825 | 15258016.652 |  | -1
node_8101901_200896334 |  |  | PQ | AN | 2771.281 | 8101901 | no | no |  |  | no |  |  | 1328421.204 | 15257939.965 |  | -1
node_8101901_200896335 |  |  | PQ | AN | 2771.281 | 8101901 | no | no |  |  | no |  |  | 1328283.677 | 15257855.614 |  | -1
node_8101901_200896336 |  |  | PQ | AD | 2771.281 | 8101901 | no | no |  |  | no |  |  | 1327941.003 | 15257997.198 |  | -1
node_8101901_200896337 |  |  | PQ | AN | 2771.281 | 8101901 | no | no |  |  | no |  |  | 1328098.949 | 15258117.754 |  | -1
node_8101901_200896338 |  |  | PQ | AD | 2771.281 | 8101901 | no | no |  |  | no |  |  | 1327625.789 | 15257757.569 |  | -1
node_8101901_200896339 |  |  | PQ | AN | 2771.281 | 8101901 | no | no |  |  | no |  |  | 1327409.339 | 15257593.46 |  | -1
node_8101901_200896340 |  |  | PQ | AD | 2771.281 | 8101901 | no | no |  |  | no |  |  | 1327213.691 | 15257446.711 |  | -1
node_8101901_200896341 |  |  | PQ | AD | 2771.281 | 8101901 | no | no |  |  | no |  |  | 1326935.335 | 15257238.865 |  | -1
node_8101901_200896342 |  |  | PQ | AN | 2771.281 | 8101901 | no | no |  |  | no |  |  | 1326644.775 | 15257018.509 |  | -1
node_8101901_200896390 |  |  | PQ | ABCD | 2771.281 | 8101901 | no | no |  |  | no |  |  | 1323524.921 | 15277944.303 |  | -1
node_8101901_200896391 |  |  | PQ | ABCD | 2771.281 | 8101901 | no | no |  |  | no |  |  | 1323294.19 | 15277944.176 |  | -1
node_8101901_200896392 |  |  | PQ | ABCN | 2771.281 | 8101901 | no | no |  |  | no |  |  | 1323150.205 | 15277950.112 |  | -1
node_8101901_200896393 |  |  | PQ | AD | 2771.281 | 8101901 | no | no |  |  | no |  |  | 1323010.082 | 15277959.146 |  | -1
node_8101901_200896394 |  |  | PQ | AD | 2771.281 | 8101901 | no | no |  |  | no |  |  | 1322808.423 | 15277974.752 |  | -1
node_8101901_200896395 |  |  | PQ | AN | 2771.281 | 8101901 | no | no |  |  | no |  |  | 1322609.185 | 15277981.827 |  | -1
node_8101901_200896540 |  |  | PQ | AD | 2771.281 | 8101901 | no | no |  |  | no |  |  | 1323199.952 | 15277789.742 |  | -1
node_8101901_200896541 |  |  | PQ | AD | 2771.281 | 8101901 | no | no |  |  | no |  |  | 1323171.106 | 15277675.378 |  | -1
node_8101901_200896542 |  |  | PQ | AD | 2771.281 | 8101901 | no | no |  |  | no |  |  | 1323053.131 | 15277667.422 |  | -1
node_8101901_200896543 |  |  | PQ | AD | 2771.281 | 8101901 | no | no |  |  | no |  |  | 1322904.64 | 15277673.975 |  | -1
node_8101901_200896545 |  |  | PQ | AD | 2771.281 | 8101901 | no | no |  |  | no |  |  | 1322565.777 | 15277704.477 |  | -1
node_8101901_200897109 |  |  | PQ | AN | 2771.281 | 8101901 | no | no |  |  | no |  |  | 1331573.89 | 15260945.47 |  | -1
node_8101901_200897110 |  |  | PQ | AN | 2771.281 | 8101901 | no | no |  |  | no |  |  | 1330881.195 | 15259394.379 |  | -1
node_8101901_200897111 |  |  | PQ | AN | 2771.281 | 8101901 | no | no |  |  | no |  |  | 1329794.901 | 15259144.964 |  | -1
node_8101901_200897112 |  |  | PQ | AD | 2771.281 | 8101901 | no | no |  |  | no |  |  | 1332130.643 | 15259739.489 |  | -1
node_8101901_200897113 |  |  | PQ | AD | 2771.281 | 8101901 | no | no |  |  | no |  |  | 1332201.937 | 15260030.16 |  | -1
node_8101901_200897114 |  |  | PQ | AN | 2771.281 | 8101901 | no | no |  |  | no |  |  | 1332309.764 | 15260265.202 |  | -1
node_8101901_200897115 |  |  | PQ | AN | 2771.281 | 8101901 | no | no |  |  | no |  |  | 1332466.46 | 15260459.636 |  | -1
node_8101901_200897117 |  |  | PQ | AD | 2771.281 | 8101901 | no | no |  |  | no |  |  | 1332615.043 | 15260645.93 |  | -1
node_8101901_200897118 |  |  | PQ | AD | 2771.281 | 8101901 | no | no |  |  | no |  |  | 1332778.584 | 15260838.797 |  | -1
node_8101901_200897119 |  |  | PQ | AN | 2771.281 | 8101901 | no | no |  |  | no |  |  | 1332715.261 | 15260871.08 |  | -1
node_8101901_200897120 |  |  | PQ | AD | 2771.281 | 8101901 | no | no |  |  | no |  |  | 1332824.848 | 15260903.753 |  | -1
node_8101901_200897121 |  |  | PQ | AN | 2771.281 | 8101901 | no | no |  |  | no |  |  | 1333103.075 | 15260840.046 |  | -1
node_8101901_200897122 |  |  | PQ | AD | 2771.281 | 8101901 | no | no |  |  | no |  |  | 1332965.027 | 15261109.124 |  | -1
node_8101901_200897123 |  |  | PQ | AN | 2771.281 | 8101901 | no | no |  |  | no |  |  | 1333025.501 | 15261382.077 |  | -1
node_8101901_200897124 |  |  | PQ | AD | 2771.281 | 8101901 | no | no |  |  | no |  |  | 1333269.61 | 15261178.865 |  | -1
node_8101901_200897125 |  |  | PQ | AD | 2771.281 | 8101901 | no | no |  |  | no |  |  | 1333517.396 | 15261331.465 |  | -1
node_8101901_200897126 |  |  | PQ | AN | 2771.281 | 8101901 | no | no |  |  | no |  |  | 1333817.719 | 15261439.408 |  | -1
node_8101901_200897128 |  |  | PQ | AD | 2771.281 | 8101901 | no | no |  |  | no |  |  | 1330086.206 | 15259147.376 |  | -1
node_8101901_200897130 |  |  | PQ | AN | 2771.281 | 8101901 | no | no |  |  | no |  |  | 1334019.514 | 15261597.294 |  | -1
node_8101901_200897132 |  |  | PQ | AD | 2771.281 | 8101901 | no | no |  |  | no |  |  | 1334198.059 | 15261720.298 |  | -1
node_8101901_200897133 |  |  | PQ | AD | 2771.281 | 8101901 | no | no |  |  | no |  |  | 1334373.445 | 15261877.177 |  | -1
node_8101901_200897134 |  |  | PQ | AN | 2771.281 | 8101901 | no | no |  |  | no |  |  | 1330237.811 | 15259145.792 |  | -1
node_8101901_200897135 |  |  | PQ | AD | 2771.281 | 8101901 | no | no |  |  | no |  |  | 1330500.713 | 15259149.009 |  | -1
node_8101901_200897136 |  |  | PQ | AN | 2771.281 | 8101901 | no | no |  |  | no |  |  | 1330708.656 | 15259144.528 |  | -1
node_8101901_200897137 |  |  | PQ | AN | 2771.281 | 8101901 | no | no |  |  | no |  |  | 1331132.013 | 15259078.701 |  | -1
node_8101901_200897138 |  |  | PQ | AN | 2771.281 | 8101901 | no | no |  |  | no |  |  | 1331388.22 | 15259174.17 |  | -1
node_8101901_200897139 |  |  | PQ | AN | 2771.281 | 8101901 | no | no |  |  | no |  |  | 1331682.202 | 15259235.047 |  | -1
node_8101901_200897140 |  |  | PQ | AD | 2771.281 | 8101901 | no | no |  |  | no |  |  | 1331820.68 | 15259495.52 |  | -1
node_8101901_200897151 |  |  | PQ | AD | 2771.281 | 8101901 | no | no |  |  | no |  |  | 1325025.299 | 15270606.28 |  | -1
node_8101901_200897152 |  |  | PQ | AN | 2771.281 | 8101901 | no | no |  |  | no |  |  | 1325255.922 | 15270777.56 |  | -1
node_8101901_200897155 |  |  | PQ | AN | 2771.281 | 8101901 | no | no |  |  | no |  |  | 1325358.669 | 15270632.433 |  | -1
node_8101901_200897156 |  |  | PQ | AD | 2771.281 | 8101901 | no | no |  |  | no |  |  | 1325627.575 | 15270692.29 |  | -1
node_8101901_200897157 |  |  | PQ | AN | 2771.281 | 8101901 | no | no |  |  | no |  |  | 1325749.97 | 15270713.535 |  | -1
node_8101901_200897159 |  |  | PQ | AD | 2771.281 | 8101901 | no | no |  |  | no |  |  | 1325882.437 | 15270510.67 |  | -1
node_8101901_200897160 |  |  | PQ | AN | 2771.281 | 8101901 | no | no |  |  | no |  |  | 1326070.115 | 15270395.37 |  | -1
node_8101901_200897492 |  |  | PQ | AN | 2771.281 | 8101901 | no | no |  |  | no |  |  | 1334940.531 | 15260624.446 |  | -1
node_8101901_200897493 |  |  | PQ | AD | 2771.281 | 8101901 | no | no |  |  | no |  |  | 1333584.132 | 15257368.657 |  | -1
node_8101901_200897494 |  |  | PQ | AD | 2771.281 | 8101901 | no | no |  |  | no |  |  | 1334564.32 | 15259360.182 |  | -1
node_8101901_200897495 |  |  | PQ | AN | 2771.281 | 8101901 | no | no |  |  | no |  |  | 1334573.826 | 15259687.77 |  | -1
node_8101901_200897496 |  |  | PQ | AD | 2771.281 | 8101901 | no | no |  |  | no |  |  | 1334743.216 | 15259890.553 |  | -1
node_8101901_200897497 |  |  | PQ | AN | 2771.281 | 8101901 | no | no |  |  | no |  |  | 1334864.758 | 15260012.068 |  | -1
node_8101901_200897498 |  |  | PQ | AD | 2771.281 | 8101901 | no | no |  |  | no |  |  | 1335107.341 | 15260296.489 |  | -1
node_8101901_200897499 |  |  | PQ | AD | 2771.281 | 8101901 | no | no |  |  | no |  |  | 1335304.942 | 15260591.653 |  | -1
node_8101901_200897500 |  |  | PQ | AD | 2771.281 | 8101901 | no | no |  |  | no |  |  | 1335293.362 | 15260652.911 |  | -1
node_8101901_200897501 |  |  | PQ | AN | 2771.281 | 8101901 | no | no |  |  | no |  |  | 1333794.827 | 15257617.996 |  | -1
node_8101901_200897502 |  |  | PQ | AN | 2771.281 | 8101901 | no | no |  |  | no |  |  | 1333903.996 | 15257836.294 |  | -1
node_8101901_200897504 |  |  | PQ | AN | 2771.281 | 8101901 | no | no |  |  | no |  |  | 1334002.155 | 15258067.826 |  | -1
node_8101901_200897505 |  |  | PQ | AN | 2771.281 | 8101901 | no | no |  |  | no |  |  | 1334099.141 | 15258285.266 |  | -1
node_8101901_200897507 |  |  | PQ | AD | 2771.281 | 8101901 | no | no |  |  | no |  |  | 1334191.156 | 15258532.697 |  | -1
node_8101901_200897508 |  |  | PQ | AD | 2771.281 | 8101901 | no | no |  |  | no |  |  | 1334192.557 | 15258677.469 |  | -1
node_8101901_200897509 |  |  | PQ | AN | 2771.281 | 8101901 | no | no |  |  | no |  |  | 1334272.246 | 15258886.129 |  | -1
node_8101901_200897512 |  |  | PQ | AN | 2771.281 | 8101901 | no | no |  |  | no |  |  | 1334369.925 | 15259162.742 |  | -1
node_8101901_200897515 |  |  | PQ | ABCN | 2771.281 | 8101901 | no | no |  |  | no |  |  | 1323321.321 | 15273294.619 |  | -1
node_8101901_200897516 |  |  | PQ | AN | 2771.281 | 8101901 | no | no |  |  | no |  |  | 1324012.729 | 15272966.37 |  | -1
node_8101901_200897518 |  |  | PQ | AN | 2771.281 | 8101901 | no | no |  |  | no |  |  | 1323808.26 | 15271981.829 |  | -1
node_8101901_200897519 |  |  | PQ | AN | 2771.281 | 8101901 | no | no |  |  | no |  |  | 1323730.259 | 15271234.475 |  | -1
node_8101901_200897520 |  |  | PQ | AN | 2771.281 | 8101901 | no | no |  |  | no |  |  | 1323875.793 | 15271023.678 |  | -1
node_8101901_200897521 |  |  | PQ | ABCD | 2771.281 | 8101901 | no | no |  |  | no |  |  | 1324477.555 | 15279500.586 |  | -1
node_8101901_200897525 |  |  | PQ | AD | 2771.281 | 8101901 | no | no |  |  | no |  |  | 1325470.899 | 15269041.82 |  | -1
node_8101901_200897526 |  |  | PQ | AN | 2771.281 | 8101901 | no | no |  |  | no |  |  | 1325243.717 | 15268882.15 |  | -1
node_8101901_200897527 |  |  | PQ | ABCD | 2771.281 | 8101901 | no | no |  |  | no |  |  | 1325750.303 | 15268839.816 |  | -1
node_8101901_200897532 |  |  | PQ | ABCD | 2771.281 | 8101901 | no | no |  |  | no |  |  | 1325881.019 | 15268538.765 |  | -1
node_8101901_200897533 |  |  | PQ | ABCN | 2771.281 | 8101901 | no | no |  |  | no |  |  | 1326019.014 | 15268243.866 |  | -1
node_8101901_200897534 |  |  | PQ | ABCN | 2771.281 | 8101901 | no | no |  |  | no |  |  | 1325991.722 | 15267968.287 |  | -1
node_8101901_200897536 |  |  | PQ | ABCN | 2771.281 | 8101901 | no | no |  |  | no |  |  | 1325976.31 | 15267749.22 |  | -1
node_8101901_200897537 |  |  | PQ | ABCD | 2771.281 | 8101901 | no | no |  |  | no |  |  | 1325963.675 | 15267551.656 |  | -1
node_8101901_200897538 |  |  | PQ | ABCN | 2771.281 | 8101901 | no | no |  |  | no |  |  | 1325944.278 | 15267205.111 |  | -1
node_8101901_200897541 |  |  | PQ | ABCN | 2771.281 | 8101901 | no | no |  |  | no |  |  | 1325920.233 | 15266992.122 |  | -1
node_8101901_200897543 |  |  | PQ | ABCN | 2771.281 | 8101901 | no | no |  |  | no |  |  | 1325911.275 | 15266732.612 |  | -1
node_8101901_200897545 |  |  | PQ | ABCD | 2771.281 | 8101901 | no | no |  |  | no |  |  | 1325924.149 | 15266525.554 |  | -1
node_8101901_200897546 |  |  | PQ | ABCD | 2771.281 | 8101901 | no | no |  |  | no |  |  | 1325935.409 | 15266341.478 |  | -1
node_8101901_200897548 |  |  | PQ | ABCN | 2771.281 | 8101901 | no | no |  |  | no |  |  | 1325972.694 | 15266160.1 |  | -1
node_8101901_200897551 |  |  | PQ | ABCD | 2771.281 | 8101901 | no | no |  |  | no |  |  | 1326033.676 | 15265992.967 |  | -1
node_8101901_200897552 |  |  | PQ | ABCN | 2771.281 | 8101901 | no | no |  |  | no |  |  | 1326104.48 | 15265793.115 |  | -1
node_8101901_200897554 |  |  | PQ | ABCN | 2771.281 | 8101901 | no | no |  |  | no |  |  | 1326193.337 | 15265565.642 |  | -1
node_8101901_200897556 |  |  | PQ | ABCN | 2771.281 | 8101901 | no | no |  |  | no |  |  | 1326254.298 | 15265377.099 |  | -1
node_8101901_200897559 |  |  | PQ | ABCD | 2771.281 | 8101901 | no | no |  |  | no |  |  | 1326314.03 | 15265187.214 |  | -1
node_8101901_200897564 |  |  | PQ | ABCD | 2771.281 | 8101901 | no | no |  |  | no |  |  | 1326377.894 | 15264966.571 |  | -1
node_8101901_200897565 |  |  | PQ | ABCN | 2771.281 | 8101901 | no | no |  |  | no |  |  | 1326436.448 | 15264789.716 |  | -1
node_8101901_200897567 |  |  | PQ | ABCN | 2771.281 | 8101901 | no | no |  |  | no |  |  | 1326526.171 | 15264593.391 |  | -1
node_8101901_200897568 |  |  | PQ | ABCD | 2771.281 | 8101901 | no | no |  |  | no |  |  | 1326588.064 | 15264442.702 |  | -1
node_8101901_200897569 |  |  | PQ | ABCN | 2771.281 | 8101901 | no | no |  |  | no |  |  | 1326645.855 | 15264319.869 |  | -1
node_8101901_200897571 |  |  | PQ | ABCD | 2771.281 | 8101901 | no | no |  |  | no |  |  | 1326797.252 | 15263995.296 |  | -1
node_8101901_200897572 |  |  | PQ | ABCD | 2771.281 | 8101901 | no | no |  |  | no |  |  | 1326840.208 | 15263916.603 |  | -1
node_8101901_200897573 |  |  | PQ | AD | 2771.281 | 8101901 | no | no |  |  | no |  |  | 1326779.252 | 15263900.113 |  | -1
node_8101901_200897574 |  |  | PQ | AN | 2771.281 | 8101901 | no | no |  |  | no |  |  | 1326676.806 | 15263843.898 |  | -1
node_8101901_200897576 |  |  | PQ | ABCD | 2771.281 | 8101901 | no | no |  |  | no |  |  | 1326885.796 | 15263824.686 |  | -1
node_8101901_200897577 |  |  | PQ | ABCD | 2771.281 | 8101901 | no | no |  |  | no |  |  | 1326972.842 | 15263649.832 |  | -1
node_8101901_200897578 |  |  | PQ | ABCN | 2771.281 | 8101901 | no | no |  |  | no |  |  | 1327009.883 | 15263505.121 |  | -1
node_8101901_200897581 |  |  | PQ | ABCD | 2771.281 | 8101901 | no | no |  |  | no |  |  | 1327092.251 | 15263371.757 |  | -1
node_8101901_200897582 |  |  | PQ | ABCN | 2771.281 | 8101901 | no | no |  |  | no |  |  | 1327193.657 | 15263212.014 |  | -1
node_8101901_200897584 |  |  | PQ | ABCD | 2771.281 | 8101901 | no | no |  |  | no |  |  | 1327299.708 | 15263041.547 |  | -1
node_8101901_200897585 |  |  | PQ | ABCN | 2771.281 | 8101901 | no | no |  |  | no |  |  | 1327406.177 | 15262877.2 |  | -1
node_8101901_200897588 |  |  | PQ | ABCD | 2771.281 | 8101901 | no | no |  |  | no |  |  | 1327621.935 | 15262508.943 |  | -1
node_8101901_200897589 |  |  | PQ | ABCN | 2771.281 | 8101901 | no | no |  |  | no |  |  | 1327723.549 | 15262321.157 |  | -1
node_8101901_200897591 |  |  | PQ | ABCD | 2771.281 | 8101901 | no | no |  |  | no |  |  | 1327825.97 | 15262102.123 |  | -1
node_8101901_200897592 |  |  | PQ | ABCN | 2771.281 | 8101901 | no | no |  |  | no |  |  | 1327947.399 | 15261878.175 |  | -1
node_8101901_200897593 |  |  | PQ | ABCD | 2771.281 | 8101901 | no | no |  |  | no |  |  | 1328058.33 | 15261650.481 |  | -1
node_8101901_200897595 |  |  | PQ | ABCD | 2771.281 | 8101901 | no | no |  |  | no |  |  | 1328177.064 | 15261426.391 |  | -1
node_8101901_200897596 |  |  | PQ | ABCN | 2771.281 | 8101901 | no | no |  |  | no |  |  | 1328293.536 | 15261199.112 |  | -1
node_8101901_200897598 |  |  | PQ | ABCN | 2771.281 | 8101901 | no | no |  |  | no |  |  | 1328398.471 | 15260966.874 |  | -1
node_8101901_200897599 |  |  | PQ | ABCN | 2771.281 | 8101901 | no | no |  |  | no |  |  | 1328499.693 | 15260764.765 |  | -1
node_8101901_200897600 |  |  | PQ | ABCD | 2771.281 | 8101901 | no | no |  |  | no |  |  | 1328606.473 | 15260550.597 |  | -1
node_8101901_200897601 |  |  | PQ | AN | 2771.281 | 8101901 | no | no |  |  | no |  |  | 1328766.518 | 15260775.013 |  | -1
node_8101901_200897602 |  |  | PQ | ABCD | 2771.281 | 8101901 | no | no |  |  | no |  |  | 1328727.144 | 15260418.218 |  | -1
node_8101901_200897603 |  |  | PQ | ABCN | 2771.281 | 8101901 | no | no |  |  | no |  |  | 1328849.89 | 15260253.889 |  | -1
node_8101901_200897604 |  |  | PQ | ABCD | 2771.281 | 8101901 | no | no |  |  | no |  |  | 1328976.134 | 15260092.802 |  | -1
node_8101901_200897605 |  |  | PQ | ABCD | 2771.281 | 8101901 | no | no |  |  | no |  |  | 1329094.49 | 15259935.67 |  | -1
node_8101901_200897606 |  |  | PQ | ABCD | 2771.281 | 8101901 | no | no |  |  | no |  |  | 1329181.248 | 15259821.645 |  | -1
node_8101901_200897607 |  |  | PQ | AD | 2771.281 | 8101901 | no | no |  |  | no |  |  | 1329288.245 | 15259918.955 |  | -1
node_8101901_200897608 |  |  | PQ | AN | 2771.281 | 8101901 | no | no |  |  | no |  |  | 1329396.099 | 15260014.622 |  | -1
node_8101901_200897611 |  |  | PQ | ABCD | 2771.281 | 8101901 | no | no |  |  | no |  |  | 1329261.278 | 15259706.392 |  | -1
node_8101901_200897613 |  |  | PQ | ABCD | 2771.281 | 8101901 | no | no |  |  | no |  |  | 1329390.49 | 15259511.618 |  | -1
node_8101901_200897614 |  |  | PQ | ABCN | 2771.281 | 8101901 | no | no |  |  | no |  |  | 1329492.095 | 15259362.164 |  | -1
node_8101901_200897616 |  |  | PQ | ABCD | 2771.281 | 8101901 | no | no |  |  | no |  |  | 1329598.336 | 15259200.12 |  | -1
node_8101901_200897618 |  |  | PQ | ABCN | 2771.281 | 8101901 | no | no |  |  | no |  |  | 1329685.009 | 15259059.921 |  | -1
node_8101901_200897619 |  |  | PQ | ABCN | 2771.281 | 8101901 | no | no |  |  | no |  |  | 1329821.568 | 15258840.564 |  | -1
node_8101901_200897621 |  |  | PQ | ABCN | 2771.281 | 8101901 | no | no |  |  | no |  |  | 1329969.183 | 15258606.104 |  | -1
node_8101901_200897622 |  |  | PQ | ABCD | 2771.281 | 8101901 | no | no |  |  | no |  |  | 1330048.091 | 15258481.668 |  | -1
node_8101901_200897624 |  |  | PQ | ABCN | 2771.281 | 8101901 | no | no |  |  | no |  |  | 1330129.378 | 15258339.441 |  | -1
node_8101901_200897625 |  |  | PQ | ABCD | 2771.281 | 8101901 | no | no |  |  | no |  |  | 1330219.073 | 15258190.144 |  | -1
node_8101901_200897627 |  |  | PQ | ABCD | 2771.281 | 8101901 | no | no |  |  | no |  |  | 1330290.845 | 15258078.853 |  | -1
node_8101901_200897628 |  |  | PQ | ABCN | 2771.281 | 8101901 | no | no |  |  | no |  |  | 1330399.246 | 15257889.039 |  | -1
node_8101901_200897629 |  |  | PQ | ABCN | 2771.281 | 8101901 | no | no |  |  | no |  |  | 1330492.688 | 15257653.822 |  | -1
node_8101901_200897630 |  |  | PQ | ABCD | 2771.281 | 8101901 | no | no |  |  | no |  |  | 1330647.345 | 15257491.72 |  | -1
node_8101901_200897633 |  |  | PQ | ABCD | 2771.281 | 8101901 | no | no |  |  | no |  |  | 1330772.158 | 15257329.083 |  | -1
node_8101901_200897634 |  |  | PQ | ABCN | 2771.281 | 8101901 | no | no |  |  | no |  |  | 1330898.814 | 15257179.293 |  | -1
node_8101901_200897635 |  |  | PQ | ABCD | 2771.281 | 8101901 | no | no |  |  | no |  |  | 1331050.33 | 15256996.689 |  | -1
node_8101901_200897674 |  |  | PQ | ABCN | 2771.281 | 8101901 | no | no |  |  | no |  |  | 1324703.709 | 15279531.827 |  | -1
node_8101901_200897675 |  |  | PQ | ABCN | 2771.281 | 8101901 | no | no |  |  | no |  |  | 1324391.748 | 15279402.597 |  | -1
node_8101901_200897677 |  |  | PQ | ABCD | 2771.281 | 8101901 | no | no |  |  | no |  |  | 1324343.794 | 15279340.843 |  | -1
node_8101901_200897678 |  |  | PQ | ABCD | 2771.281 | 8101901 | no | no |  |  | no |  |  | 1324279.199 | 15279254.316 |  | -1
node_8101901_200897680 |  |  | PQ | ABCD | 2771.281 | 8101901 | no | no |  |  | no |  |  | 1324199.828 | 15279167.113 |  | -1
node_8101901_200897681 |  |  | PQ | AD | 2771.281 | 8101901 | no | no |  |  | no |  |  | 1324105.338 | 15279296.946 |  | -1
node_8101901_200897682 |  |  | PQ | AN | 2771.281 | 8101901 | no | no |  |  | no |  |  | 1323958.726 | 15279405.058 |  | -1
node_8101901_200897685 |  |  | PQ | ABCN | 2771.281 | 8101901 | no | no |  |  | no |  |  | 1324142.621 | 15279108.633 |  | -1
node_8101901_200897687 |  |  | PQ | ABCD | 2771.281 | 8101901 | no | no |  |  | no |  |  | 1323964.202 | 15278950.716 |  | -1
node_8101901_200897689 |  |  | PQ | ABCN | 2771.281 | 8101901 | no | no |  |  | no |  |  | 1323850.09 | 15278842.363 |  | -1
node_8101901_200897690 |  |  | PQ | ABCD | 2771.281 | 8101901 | no | no |  |  | no |  |  | 1323716.583 | 15278720.065 |  | -1
node_8101901_200897691 |  |  | PQ | ABCD | 2771.281 | 8101901 | no | no |  |  | no |  |  | 1323628.75 | 15278606.649 |  | -1
node_8101901_200897692 |  |  | PQ | ABCD | 2771.281 | 8101901 | no | no |  |  | no |  |  | 1323570.771 | 15278485.276 |  | -1
node_8101901_200897695 |  |  | PQ | ABCD | 2771.281 | 8101901 | no | no |  |  | no |  |  | 1323575.344 | 15278095.284 |  | -1
node_8101901_200897697 |  |  | PQ | ABCD | 2771.281 | 8101901 | no | no |  |  | no |  |  | 1323576.129 | 15277934.985 |  | -1
node_8101901_200897698 |  |  | PQ | ABCN | 2771.281 | 8101901 | no | no |  |  | no |  |  | 1323589.572 | 15277776.177 |  | -1
node_8101901_200897699 |  |  | PQ | ABCD | 2771.281 | 8101901 | no | no |  |  | no |  |  | 1323602.486 | 15277733.762 |  | -1
node_8101901_200897701 |  |  | PQ | ABCN | 2771.281 | 8101901 | no | no |  |  | no |  |  | 1323640.189 | 15277439.316 |  | -1
node_8101901_200897702 |  |  | PQ | ABCD | 2771.281 | 8101901 | no | no |  |  | no |  |  | 1323645.289 | 15277348.436 |  | -1
node_8101901_200897703 |  |  | PQ | ABCD | 2771.281 | 8101901 | no | no |  |  | no |  |  | 1323667.468 | 15277160.582 |  | -1
node_8101901_200897704 |  |  | PQ | ABCN | 2771.281 | 8101901 | no | no |  |  | no |  |  | 1323657.992 | 15277077.446 |  | -1
node_8101901_200897705 |  |  | PQ | ABCD | 2771.281 | 8101901 | no | no |  |  | no |  |  | 1323647.673 | 15277001.24 |  | -1
node_8101901_200897706 |  |  | PQ | ABCD | 2771.281 | 8101901 | no | no |  |  | no |  |  | 1323559.341 | 15276834.921 |  | -1
node_8101901_200897707 |  |  | PQ | ABCD | 2771.281 | 8101901 | no | no |  |  | no |  |  | 1323452.396 | 15276658.311 |  | -1
node_8101901_200897708 |  |  | PQ | ABCN | 2771.281 | 8101901 | no | no |  |  | no |  |  | 1323390.995 | 15276521.136 |  | -1
node_8101901_200897710 |  |  | PQ | ABCN | 2771.281 | 8101901 | no | no |  |  | no |  |  | 1323282.946 | 15276350.597 |  | -1
node_8101901_200897712 |  |  | PQ | ABCD | 2771.281 | 8101901 | no | no |  |  | no |  |  | 1323181.01 | 15276153.813 |  | -1
node_8101901_200897714 |  |  | PQ | ABCN | 2771.281 | 8101901 | no | no |  |  | no |  |  | 1323093.412 | 15275952.25 |  | -1
node_8101901_200897717 |  |  | PQ | ABCD | 2771.281 | 8101901 | no | no |  |  | no |  |  | 1323041.787 | 15275813.295 |  | -1
node_8101901_200897719 |  |  | PQ | ABCN | 2771.281 | 8101901 | no | no |  |  | no |  |  | 1323003.005 | 15275693.651 |  | -1
node_8101901_200897721 |  |  | PQ | ABCD | 2771.281 | 8101901 | no | no |  |  | no |  |  | 1322965.306 | 15275538.053 |  | -1
node_8101901_200897722 |  |  | PQ | ABCD | 2771.281 | 8101901 | no | no |  |  | no |  |  | 1322938.446 | 15275422.843 |  | -1
node_8101901_200897724 |  |  | PQ | ABCN | 2771.281 | 8101901 | no | no |  |  | no |  |  | 1322904.246 | 15275249.053 |  | -1
node_8101901_200897726 |  |  | PQ | ABCD | 2771.281 | 8101901 | no | no |  |  | no |  |  | 1322882.145 | 15275065.083 |  | -1
node_8101901_200897728 |  |  | PQ | ABCD | 2771.281 | 8101901 | no | no |  |  | no |  |  | 1322873.515 | 15274871.283 |  | -1
node_8101901_200897730 |  |  | PQ | ABCN | 2771.281 | 8101901 | no | no |  |  | no |  |  | 1322869.052 | 15274662.029 |  | -1
node_8101901_200897732 |  |  | PQ | ABCN | 2771.281 | 8101901 | no | no |  |  | no |  |  | 1322894.387 | 15274432.364 |  | -1
node_8101901_200897734 |  |  | PQ | ABCD | 2771.281 | 8101901 | no | no |  |  | no |  |  | 1322917.156 | 15274200.202 |  | -1
node_8101901_200897735 |  |  | PQ | ABCN | 2771.281 | 8101901 | no | no |  |  | no |  |  | 1322911.248 | 15273984.837 |  | -1
node_8101901_200897736 |  |  | PQ | ABCD | 2771.281 | 8101901 | no | no |  |  | no |  |  | 1322947.79 | 15273853.888 |  | -1
node_8101901_200897737 |  |  | PQ | ABCD | 2771.281 | 8101901 | no | no |  |  | no |  |  | 1322984.886 | 15273714.953 |  | -1
node_8101901_200897739 |  |  | PQ | ABCD | 2771.281 | 8101901 | no | no |  |  | no |  |  | 1323054.315 | 15273528.243 |  | -1
node_8101901_200897740 |  |  | PQ | ABCN | 2771.281 | 8101901 | no | no |  |  | no |  |  | 1323163.846 | 15273346.415 |  | -1
node_8101901_200897743 |  |  | PQ | ABCN | 2771.281 | 8101901 | no | no |  |  | no |  |  | 1323362.912 | 15273131.643 |  | -1
node_8101901_200897744 |  |  | PQ | ABCD | 2771.281 | 8101901 | no | no |  |  | no |  |  | 1323488.652 | 15273015.598 |  | -1
node_8101901_200897745 |  |  | PQ | ABCN | 2771.281 | 8101901 | no | no |  |  | no |  |  | 1323595.43 | 15272905.216 |  | -1
node_8101901_200897746 |  |  | PQ | AN | 2771.281 | 8101901 | no | no |  |  | no |  |  | 1323949.017 | 15273072.443 |  | -1
node_8101901_200897747 |  |  | PQ | ABCD | 2771.281 | 8101901 | no | no |  |  | no |  |  | 1323697.286 | 15272810.189 |  | -1
node_8101901_200897751 |  |  | PQ | ABCN | 2771.281 | 8101901 | no | no |  |  | no |  |  | 1323789.622 | 15272704.747 |  | -1
node_8101901_200897752 |  |  | PQ | ABCD | 2771.281 | 8101901 | no | no |  |  | no |  |  | 1323868.425 | 15272588.736 |  | -1
node_8101901_200897753 |  |  | PQ | ABCN | 2771.281 | 8101901 | no | no |  |  | no |  |  | 1324003.932 | 15272372.93 |  | -1
node_8101901_200897757 |  |  | PQ | AN | 2771.281 | 8101901 | no | no |  |  | no |  |  | 1324152.443 | 15272057.164 |  | -1
node_8101901_200897759 |  |  | PQ | ABCD | 2771.281 | 8101901 | no | no |  |  | no |  |  | 1324345.148 | 15271667.845 |  | -1
node_8101901_200897760 |  |  | PQ | ABCD | 2771.281 | 8101901 | no | no |  |  | no |  |  | 1324471.757 | 15271397.875 |  | -1
node_8101901_200897761 |  |  | PQ | AN | 2771.281 | 8101901 | no | no |  |  | no |  |  | 1324407.508 | 15271158.613 |  | -1
node_8101901_200897762 |  |  | PQ | AD | 2771.281 | 8101901 | no | no |  |  | no |  |  | 1324291.817 | 15271369.109 |  | -1
node_8101901_200897763 |  |  | PQ | AN | 2771.281 | 8101901 | no | no |  |  | no |  |  | 1323988.715 | 15271226.649 |  | -1
node_8101901_200897764 |  |  | PQ | ABCD | 2771.281 | 8101901 | no | no |  |  | no |  |  | 1324601.662 | 15271107.12 |  | -1
node_8101901_200897765 |  |  | PQ | ABCD | 2771.281 | 8101901 | no | no |  |  | no |  |  | 1324608.59 | 15270999.753 |  | -1
node_8101901_200897766 |  |  | PQ | AD | 2771.281 | 8101901 | no | no |  |  | no |  |  | 1324519.982 | 15270959.566 |  | -1
node_8101901_200897767 |  |  | PQ | AN | 2771.281 | 8101901 | no | no |  |  | no |  |  | 1324237.515 | 15270786.426 |  | -1
node_8101901_200897770 |  |  | PQ | ABCD | 2771.281 | 8101901 | no | no |  |  | no |  |  | 1324809.269 | 15270617.602 |  | -1
node_8101901_200897772 |  |  | PQ | ABCN | 2771.281 | 8101901 | no | no |  |  | no |  |  | 1324886.591 | 15270431.756 |  | -1
node_8101901_200897775 |  |  | PQ | ABCD | 2771.281 | 8101901 | no | no |  |  | no |  |  | 1324940.402 | 15270252.388 |  | -1
node_8101901_200897777 |  |  | PQ | ABCD | 2771.281 | 8101901 | no | no |  |  | no |  |  | 1324974.476 | 15270111.205 |  | -1
node_8101901_200897779 |  |  | PQ | ABCN | 2771.281 | 8101901 | no | no |  |  | no |  |  | 1325072.592 | 15269775.484 |  | -1
node_8101901_200897780 |  |  | PQ | ABCD | 2771.281 | 8101901 | no | no |  |  | no |  |  | 1325156.733 | 15269594.331 |  | -1
node_8101901_200897781 |  |  | PQ | ABCN | 2771.281 | 8101901 | no | no |  |  | no |  |  | 1325289.208 | 15269397.091 |  | -1
node_8101901_200897782 |  |  | PQ | ABCN | 2771.281 | 8101901 | no | no |  |  | no |  |  | 1325429.729 | 15269171.962 |  | -1
node_8101901_200897783 |  |  | PQ | AN | 2771.281 | 8101901 | no | no |  |  | no |  |  | 1331368.521 | 15257040.233 |  | -1
node_8101901_200897785 |  |  | PQ | AN | 2771.281 | 8101901 | no | no |  |  | no |  |  | 1334076.781 | 15256882.81 |  | -1
node_8101901_200897786 |  |  | PQ | AD | 2771.281 | 8101901 | no | no |  |  | no |  |  | 1334237.831 | 15256744.845 |  | -1
node_8101901_200897787 |  |  | PQ | AN | 2771.281 | 8101901 | no | no |  |  | no |  |  | 1334335.091 | 15256617.11 |  | -1
node_8101901_200897788 |  |  | PQ | AD | 2771.281 | 8101901 | no | no |  |  | no |  |  | 1334485.17 | 15256797.723 |  | -1
node_8101901_200897789 |  |  | PQ | AD | 2771.281 | 8101901 | no | no |  |  | no |  |  | 1334825.628 | 15256730.123 |  | -1
node_8101901_200897790 |  |  | PQ | AD | 2771.281 | 8101901 | no | no |  |  | no |  |  | 1335140.986 | 15256814.625 |  | -1
node_8101901_200897791 |  |  | PQ | AD | 2771.281 | 8101901 | no | no |  |  | no |  |  | 1335407.881 | 15256885.559 |  | -1
node_8101901_200897792 |  |  | PQ | AD | 2771.281 | 8101901 | no | no |  |  | no |  |  | 1335560.31 | 15257140.241 |  | -1
node_8101901_200897793 |  |  | PQ | AD | 2771.281 | 8101901 | no | no |  |  | no |  |  | 1335815.869 | 15257186.68 |  | -1
node_8101901_200897794 |  |  | PQ | AN | 2771.281 | 8101901 | no | no |  |  | no |  |  | 1336151.424 | 15257270.189 |  | -1
node_8101901_200897795 |  |  | PQ | AN | 2771.281 | 8101901 | no | no |  |  | no |  |  | 1336319.601 | 15257456.636 |  | -1
node_8101901_200897796 |  |  | PQ | AD | 2771.281 | 8101901 | no | no |  |  | no |  |  | 1336581.582 | 15257712.056 |  | -1
node_8101901_200897797 |  |  | PQ | AN | 2771.281 | 8101901 | no | no |  |  | no |  |  | 1336718.563 | 15257750.145 |  | -1
node_8101901_200897798 |  |  | PQ | AD | 2771.281 | 8101901 | no | no |  |  | no |  |  | 1336875.764 | 15257976.438 |  | -1
node_8101901_200897799 |  |  | PQ | AD | 2771.281 | 8101901 | no | no |  |  | no |  |  | 1337062.539 | 15258235.853 |  | -1
node_8101901_200897800 |  |  | PQ | AD | 2771.281 | 8101901 | no | no |  |  | no |  |  | 1337210.99 | 15258441.561 |  | -1
node_8101901_200897801 |  |  | PQ | AD | 2771.281 | 8101901 | no | no |  |  | no |  |  | 1331724.371 | 15257094.205 |  | -1
node_8101901_200897802 |  |  | PQ | AD | 2771.281 | 8101901 | no | no |  |  | no |  |  | 1337458.546 | 15258614.716 |  | -1
node_8101901_200897803 |  |  | PQ | AN | 2771.281 | 8101901 | no | no |  |  | no |  |  | 1337748.702 | 15258823.725 |  | -1
node_8101901_200897804 |  |  | PQ | AN | 2771.281 | 8101901 | no | no |  |  | no |  |  | 1338122.366 | 15258985.085 |  | -1
node_8101901_200897805 |  |  | PQ | AD | 2771.281 | 8101901 | no | no |  |  | no |  |  | 1338555.152 | 15259088.155 |  | -1
node_8101901_200897806 |  |  | PQ | AD | 2771.281 | 8101901 | no | no |  |  | no |  |  | 1338828.793 | 15259304.487 |  | -1
node_8101901_200897807 |  |  | PQ | AD | 2771.281 | 8101901 | no | no |  |  | no |  |  | 1339178.472 | 15259578.037 |  | -1
node_8101901_200897808 |  |  | PQ | AD | 2771.281 | 8101901 | no | no |  |  | no |  |  | 1338974.577 | 15259725.22 |  | -1
node_8101901_200897809 |  |  | PQ | AD | 2771.281 | 8101901 | no | no |  |  | no |  |  | 1338775.579 | 15259888.011 |  | -1
node_8101901_200897810 |  |  | PQ | AN | 2771.281 | 8101901 | no | no |  |  | no |  |  | 1338638.844 | 15259990.059 |  | -1
node_8101901_200897811 |  |  | PQ | AD | 2771.281 | 8101901 | no | no |  |  | no |  |  | 1339558.554 | 15259883.976 |  | -1
node_8101901_200897812 |  |  | PQ | AN | 2771.281 | 8101901 | no | no |  |  | no |  |  | 1339636.96 | 15260576.85 |  | -1
node_8101901_200897813 |  |  | PQ | AD | 2771.281 | 8101901 | no | no |  |  | no |  |  | 1339430.352 | 15260558.924 |  | -1
node_8101901_200897814 |  |  | PQ | AN | 2771.281 | 8101901 | no | no |  |  | no |  |  | 1339284.137 | 15260500.912 |  | -1
node_8101901_200897815 |  |  | PQ | AD | 2771.281 | 8101901 | no | no |  |  | no |  |  | 1332178.473 | 15257155.58 |  | -1
node_8101901_200897816 |  |  | PQ | AD | 2771.281 | 8101901 | no | no |  |  | no |  |  | 1332484.328 | 15257117.175 |  | -1
node_8101901_200897817 |  |  | PQ | AN | 2771.281 | 8101901 | no | no |  |  | no |  |  | 1332903.182 | 15257064.34 |  | -1
node_8101901_200897818 |  |  | PQ | AN | 2771.281 | 8101901 | no | no |  |  | no |  |  | 1333115.064 | 15257122.856 |  | -1
node_8101901_200897819 |  |  | PQ | AD | 2771.281 | 8101901 | no | no |  |  | no |  |  | 1333493.086 | 15257226.707 |  | -1
node_8101901_200897820 |  |  | PQ | AN | 2771.281 | 8101901 | no | no |  |  | no |  |  | 1333622.941 | 15257247.957 |  | -1
node_8101901_200897821 |  |  | PQ | AD | 2771.281 | 8101901 | no | no |  |  | no |  |  | 1333819.761 | 15257103.519 |  | -1
node_8101901_200898003 |  |  | PQ | AN | 2771.281 | 8101901 | no | no |  |  | no |  |  | 1323394.055 | 15276848.364 |  | -1
node_8101901_200898006 |  |  | PQ | AN | 2771.281 | 8101901 | no | no |  |  | no |  |  | 1323297.461 | 15276861.995 |  | -1
node_8101901_200898007 |  |  | PQ | AN | 2771.281 | 8101901 | no | no |  |  | no |  |  | 1323115.952 | 15276892.988 |  | -1
node_8101901_200898008 |  |  | PQ | AN | 2771.281 | 8101901 | no | no |  |  | no |  |  | 1322945.933 | 15276913.807 |  | -1
node_8101901_200898021 |  |  | PQ | AN | 2771.281 | 8101901 | no | no |  |  | no |  |  | 1322633.221 | 15276968.321 |  | -1
node_8101901_200898023 |  |  | PQ | AN | 2771.281 | 8101901 | no | no |  |  | no |  |  | 1322414.973 | 15277069.663 |  | -1
node_8101901_200898048 |  |  | PQ | AD | 2771.281 | 8101901 | no | no |  |  | no |  |  | 1325363.833 | 15270991.41 |  | -1
node_8101901_200898049 |  |  | PQ | AD | 2771.281 | 8101901 | no | no |  |  | no |  |  | 1325467.826 | 15271219.99 |  | -1
node_8101901_200898050 |  |  | PQ | AN | 2771.281 | 8101901 | no | no |  |  | no |  |  | 1325507.278 | 15271372.713 |  | -1
node_8101901_200898051 |  |  | PQ | AN | 2771.281 | 8101901 | no | no |  |  | no |  |  | 1325491.417 | 15271539.444 |  | -1
node_8101901_200898052 |  |  | PQ | AN | 2771.281 | 8101901 | no | no |  |  | no |  |  | 1325451.413 | 15271764.614 |  | -1
node_8101901_200898053 |  |  | PQ | AN | 2771.281 | 8101901 | no | no |  |  | no |  |  | 1325493.948 | 15271971.795 |  | -1
node_8101901_200898054 |  |  | PQ | AN | 2771.281 | 8101901 | no | no |  |  | no |  |  | 1325549.252 | 15272190.647 |  | -1
node_8101901_200898056 |  |  | PQ | AN | 2771.281 | 8101901 | no | no |  |  | no |  |  | 1325810.279 | 15272384.311 |  | -1
node_8101901_200898057 |  |  | PQ | AN | 2771.281 | 8101901 | no | no |  |  | no |  |  | 1326122.453 | 15272476.032 |  | -1
node_8101901_200898058 |  |  | PQ | AN | 2771.281 | 8101901 | no | no |  |  | no |  |  | 1326309.228 | 15272629.754 |  | -1
node_8101901_200898060 |  |  | PQ | AN | 2771.281 | 8101901 | no | no |  |  | no |  |  | 1326484.342 | 15272783.362 |  | -1
node_8101901_200898061 |  |  | PQ | AD | 2771.281 | 8101901 | no | no |  |  | no |  |  | 1326656.358 | 15272906.64 |  | -1
node_8101901_200898062 |  |  | PQ | AN | 2771.281 | 8101901 | no | no |  |  | no |  |  | 1326915.649 | 15273098.026 |  | -1
node_8101901_200898064 |  |  | PQ | AD | 2771.281 | 8101901 | no | no |  |  | no |  |  | 1327140.547 | 15273330.096 |  | -1
node_8101901_200898066 |  |  | PQ | AN | 2771.281 | 8101901 | no | no |  |  | no |  |  | 1327317.329 | 15273407.889 |  | -1
node_8101901_200898067 |  |  | PQ | AD | 2771.281 | 8101901 | no | no |  |  | no |  |  | 1327627.522 | 15273555.848 |  | -1
node_8101901_200898068 |  |  | PQ | AN | 2771.281 | 8101901 | no | no |  |  | no |  |  | 1327851.651 | 15273660.784 |  | -1
node_8101901_200898069 |  |  | PQ | AN | 2771.281 | 8101901 | no | no |  |  | no |  |  | 1328077.956 | 15273765.43 |  | -1
node_8101901_200898070 |  |  | PQ | AN | 2771.281 | 8101901 | no | no |  |  | no |  |  | 1328337.617 | 15273886.676 |  | -1
node_8101901_200898071 |  |  | PQ | AN | 2771.281 | 8101901 | no | no |  |  | no |  |  | 1328557.274 | 15273977.238 |  | -1
node_8101901_200898074 |  |  | PQ | AD | 2771.281 | 8101901 | no | no |  |  | no |  |  | 1328813.114 | 15274084.42 |  | -1
node_8101901_200898100 |  |  | PQ | AN | 2771.281 | 8101901 | no | no |  |  | no |  |  | 1329222.147 | 15272985.236 |  | -1
node_8101901_200898101 |  |  | PQ | AN | 2771.281 | 8101901 | no | no |  |  | no |  |  | 1329052.582 | 15272578.352 |  | -1
node_8101901_200898102 |  |  | PQ | AD | 2771.281 | 8101901 | no | no |  |  | no |  |  | 1328901.728 | 15272296.553 |  | -1
node_8101901_200898103 |  |  | PQ | AN | 2771.281 | 8101901 | no | no |  |  | no |  |  | 1328725.509 | 15272117.254 |  | -1
node_8101901_200898104 |  |  | PQ | AD | 2771.281 | 8101901 | no | no |  |  | no |  |  | 1329188.293 | 15272865.386 |  | -1
node_8101901_200898106 |  |  | PQ | AN | 2771.281 | 8101901 | no | no |  |  | no |  |  | 1329532.198 | 15272664.47 |  | -1
node_8101901_200898108 |  |  | PQ | AN | 2771.281 | 8101901 | no | no |  |  | no |  |  | 1329864.486 | 15272439.221 |  | -1
node_8101901_200898109 |  |  | PQ | AD | 2771.281 | 8101901 | no | no |  |  | no |  |  | 1330142.242 | 15272288.255 |  | -1
node_8101901_200898110 |  |  | PQ | AN | 2771.281 | 8101901 | no | no |  |  | no |  |  | 1330340.595 | 15272035.966 |  | -1
node_8101901_200898112 |  |  | PQ | AD | 2771.281 | 8101901 | no | no |  |  | no |  |  | 1330209.192 | 15272400.113 |  | -1
node_8101901_200898113 |  |  | PQ | AD | 2771.281 | 8101901 | no | no |  |  | no |  |  | 1330513.611 | 15272311.684 |  | -1
node_8101901_200898114 |  |  | PQ | AN | 2771.281 | 8101901 | no | no |  |  | no |  |  | 1330731.224 | 15272088.035 |  | -1
node_8101901_200898115 |  |  | PQ | AD | 2771.281 | 8101901 | no | no |  |  | no |  |  | 1331057.886 | 15271745.807 |  | -1
node_8101901_200898116 |  |  | PQ | AD | 2771.281 | 8101901 | no | no |  |  | no |  |  | 1331305.043 | 15271482.548 |  | -1
node_8101901_200898117 |  |  | PQ | AD | 2771.281 | 8101901 | no | no |  |  | no |  |  | 1331370.879 | 15271249.245 |  | -1
node_8101901_200898118 |  |  | PQ | AN | 2771.281 | 8101901 | no | no |  |  | no |  |  | 1331730.867 | 15271227.914 |  | -1
node_8101901_200898457 |  |  | PQ | ABCN | 2771.281 | 8101901 | no | no |  |  | no |  |  | 1326247.795 | 15280838.393 |  | -1
node_8101901_200898540 |  |  | PQ | ABCD | 2771.281 | 8101901 | no | no |  |  | no |  |  | 1326243.63 | 15280646.782 |  | -1
node_8101901_200898541 |  |  | PQ | ABCD | 2771.281 | 8101901 | no | no |  |  | no |  |  | 1326058.241 | 15280562.217 |  | -1
node_8101901_200898542 |  |  | PQ | ABCD | 2771.281 | 8101901 | no | no |  |  | no |  |  | 1325882.84 | 15280422.211 |  | -1
node_8101901_200898543 |  |  | PQ | ABCD | 2771.281 | 8101901 | no | no |  |  | no |  |  | 1325718.812 | 15280278.343 |  | -1
node_8101901_200898544 |  |  | PQ | ABCD | 2771.281 | 8101901 | no | no |  |  | no |  |  | 1325551.326 | 15280135.262 |  | -1
node_8101901_200898545 |  |  | PQ | ABCD | 2771.281 | 8101901 | no | no |  |  | no |  |  | 1325386.392 | 15279994.365 |  | -1
node_8101901_200898546 |  |  | PQ | ABCD | 2771.281 | 8101901 | no | no |  |  | no |  |  | 1325222.189 | 15279855.02 |  | -1
node_8101901_200898547 |  |  | PQ | ABCD | 2771.281 | 8101901 | no | no |  |  | no |  |  | 1325059.21 | 15279718.301 |  | -1
node_8101901_200898548 |  |  | PQ | ABCD | 2771.281 | 8101901 | no | no |  |  | no |  |  | 1324946.406 | 15279636.998 |  | -1
node_8101901_200898549 |  |  | PQ | ABCD | 2771.281 | 8101901 | no | no |  |  | no |  |  | 1324812.704 | 15279545.38 |  | -1
node_8101901_200898550 |  |  | PQ | ABCD | 2771.281 | 8101901 | no | no |  |  | no |  |  | 1324743.765 | 15279536.439 |  | -1
node_8101901_200898551 |  |  | PQ | ABCD | 2771.281 | 8101901 | no | no |  |  | no |  |  | 1324784.454 | 15279538.454 |  | -1
node_8101901_200898615 |  |  | PQ | AN | 2771.281 | 8101901 | no | no |  |  | no |  |  | 1323576.489 | 15277326.29 |  | -1
node_8101901_200898616 |  |  | PQ | AN | 2771.281 | 8101901 | no | no |  |  | no |  |  | 1323373.882 | 15277326.215 |  | -1
node_8101901_200898617 |  |  | PQ | AN | 2771.281 | 8101901 | no | no |  |  | no |  |  | 1323190.532 | 15277333.987 |  | -1
node_8101901_200898618 |  |  | PQ | AN | 2771.281 | 8101901 | no | no |  |  | no |  |  | 1323023.691 | 15277341.3 |  | -1
node_8101901_200898619 |  |  | PQ | AN | 2771.281 | 8101901 | no | no |  |  | no |  |  | 1322850.803 | 15277355.712 |  | -1
node_8101901_200898620 |  |  | PQ | AN | 2771.281 | 8101901 | no | no |  |  | no |  |  | 1322790.096 | 15277246.221 |  | -1
node_8101901_200898621 |  |  | PQ | AN | 2771.281 | 8101901 | no | no |  |  | no |  |  | 1322795.549 | 15277068.668 |  | -1
node_8101901_200898694 |  |  | PQ | AD | 2771.281 | 8101901 | no | no |  |  | no |  |  | 1328915.569 | 15274130.34 |  | -1
node_8101901_200898695 |  |  | PQ | AD | 2771.281 | 8101901 | no | no |  |  | no |  |  | 1329296.228 | 15273181.111 |  | -1
node_8101901_200898696 |  |  | PQ | AD | 2771.281 | 8101901 | no | no |  |  | no |  |  | 1328646.881 | 15275334.547 |  | -1
node_8101901_200898697 |  |  | PQ | AD | 2771.281 | 8101901 | no | no |  |  | no |  |  | 1328608.738 | 15275350.093 |  | -1
node_8101901_200898698 |  |  | PQ | AN | 2771.281 | 8101901 | no | no |  |  | no |  |  | 1328370.048 | 15275393.901 |  | -1
node_8101901_200898699 |  |  | PQ | AD | 2771.281 | 8101901 | no | no |  |  | no |  |  | 1328670.09 | 15275611.122 |  | -1
node_8101901_200898700 |  |  | PQ | AN | 2771.281 | 8101901 | no | no |  |  | no |  |  | 1328850.087 | 15276039.824 |  | -1
node_8101901_200898702 |  |  | PQ | AN | 2771.281 | 8101901 | no | no |  |  | no |  |  | 1328912.162 | 15276347.143 |  | -1
node_8101901_200898703 |  |  | PQ | AD | 2771.281 | 8101901 | no | no |  |  | no |  |  | 1328846.53 | 15276507.748 |  | -1
node_8101901_200898706 |  |  | PQ | AN | 2771.281 | 8101901 | no | no |  |  | no |  |  | 1328913.545 | 15276724.222 |  | -1
node_8101901_200898707 |  |  | PQ | AN | 2771.281 | 8101901 | no | no |  |  | no |  |  | 1328977.037 | 15276960.49 |  | -1
node_8101901_200898709 |  |  | PQ | AD | 2771.281 | 8101901 | no | no |  |  | no |  |  | 1329032.985 | 15277125.812 |  | -1
node_8101901_200898710 |  |  | PQ | AD | 2771.281 | 8101901 | no | no |  |  | no |  |  | 1329154.366 | 15277223.794 |  | -1
node_8101901_200898712 |  |  | PQ | AN | 2771.281 | 8101901 | no | no |  |  | no |  |  | 1329216.826 | 15277411.773 |  | -1
node_8101901_200898714 |  |  | PQ | AN | 2771.281 | 8101901 | no | no |  |  | no |  |  | 1329263.377 | 15273363.632 |  | -1
node_8101901_200898716 |  |  | PQ | AD | 2771.281 | 8101901 | no | no |  |  | no |  |  | 1329281.524 | 15277574.851 |  | -1
node_8101901_200898717 |  |  | PQ | AD | 2771.281 | 8101901 | no | no |  |  | no |  |  | 1329319.53 | 15277704.229 |  | -1
node_8101901_200898718 |  |  | PQ | AN | 2771.281 | 8101901 | no | no |  |  | no |  |  | 1329386.125 | 15277881.879 |  | -1
node_8101901_200898720 |  |  | PQ | AN | 2771.281 | 8101901 | no | no |  |  | no |  |  | 1329138.555 | 15273647.415 |  | -1
node_8101901_200898721 |  |  | PQ | AD | 2771.281 | 8101901 | no | no |  |  | no |  |  | 1329067.412 | 15273836.287 |  | -1
node_8101901_200898722 |  |  | PQ | AD | 2771.281 | 8101901 | no | no |  |  | no |  |  | 1328912.31 | 15274090.795 |  | -1
node_8101901_200898723 |  |  | PQ | AD | 2771.281 | 8101901 | no | no |  |  | no |  |  | 1328916.201 | 15274176.511 |  | -1
node_8101901_200898724 |  |  | PQ | AD | 2771.281 | 8101901 | no | no |  |  | no |  |  | 1329096.499 | 15274186.913 |  | -1
node_8101901_200898725 |  |  | PQ | AN | 2771.281 | 8101901 | no | no |  |  | no |  |  | 1329288.492 | 15274198.753 |  | -1
node_8101901_200898726 |  |  | PQ | AN | 2771.281 | 8101901 | no | no |  |  | no |  |  | 1328879.647 | 15274386.119 |  | -1
node_8101901_200898728 |  |  | PQ | AN | 2771.281 | 8101901 | no | no |  |  | no |  |  | 1328707.008 | 15274684.79 |  | -1
node_8101901_200898730 |  |  | PQ | AN | 2771.281 | 8101901 | no | no |  |  | no |  |  | 1329161.941 | 15274675.669 |  | -1
node_8101901_200898731 |  |  | PQ | AN | 2771.281 | 8101901 | no | no |  |  | no |  |  | 1328696.66 | 15274988.699 |  | -1
node_8101901_200898732 |  |  | PQ | AD | 2771.281 | 8101901 | no | no |  |  | no |  |  | 1328707.365 | 15275103.22 |  | -1
node_8101901_200898733 |  |  | PQ | AN | 2771.281 | 8101901 | no | no |  |  | no |  |  | 1328918.993 | 15275130.957 |  | -1
node_8101901_200898760 |  |  | PQ | AD | 2771.281 | 8101901 | no | no |  |  | no |  |  | 1333852.305 | 15258399.798 |  | -1
node_8101901_200898761 |  |  | PQ | AN | 2771.281 | 8101901 | no | no |  |  | no |  |  | 1333610.984 | 15258194.794 |  | -1
node_8101901_200898762 |  |  | PQ | AN | 2771.281 | 8101901 | no | no |  |  | no |  |  | 1333389.131 | 15257997.884 |  | -1
node_8101901_200898763 |  |  | PQ | AN | 2771.281 | 8101901 | no | no |  |  | no |  |  | 1333147.201 | 15257799.076 |  | -1
node_8101901_200898765 |  |  | PQ | AN | 2771.281 | 8101901 | no | no |  |  | no |  |  | 1332879.674 | 15257796.799 |  | -1
node_8101901_200898811 |  |  | PQ | AN | 2771.281 | 8101901 | no | no |  |  | no |  |  | 1337251.632 | 15263753.565 |  | -1
node_8101901_200898812 |  |  | PQ | AN | 2771.281 | 8101901 | no | no |  |  | no |  |  | 1334020.34 | 15266067.643 |  | -1
node_8101901_200898814 |  |  | PQ | AN | 2771.281 | 8101901 | no | no |  |  | no |  |  | 1336009.801 | 15265108.562 |  | -1
node_8101901_200898815 |  |  | PQ | AD | 2771.281 | 8101901 | no | no |  |  | no |  |  | 1336215.125 | 15265217.77 |  | -1
node_8101901_200898816 |  |  | PQ | AN | 2771.281 | 8101901 | no | no |  |  | no |  |  | 1336400.864 | 15265141.487 |  | -1
node_8101901_200898818 |  |  | PQ | AN | 2771.281 | 8101901 | no | no |  |  | no |  |  | 1336346.189 | 15264830.749 |  | -1
node_8101901_200898820 |  |  | PQ | AN | 2771.281 | 8101901 | no | no |  |  | no |  |  | 1336379.459 | 15264535.674 |  | -1
node_8101901_200898821 |  |  | PQ | AD | 2771.281 | 8101901 | no | no |  |  | no |  |  | 1336374.807 | 15264168.863 |  | -1
node_8101901_200898822 |  |  | PQ | AN | 2771.281 | 8101901 | no | no |  |  | no |  |  | 1336378.778 | 15263817.475 |  | -1
node_8101901_200898823 |  |  | PQ | AN | 2771.281 | 8101901 | no | no |  |  | no |  |  | 1336374.521 | 15263621.688 |  | -1
node_8101901_200898824 |  |  | PQ | AD | 2771.281 | 8101901 | no | no |  |  | no |  |  | 1334150.977 | 15266076.353 |  | -1
node_8101901_200898825 |  |  | PQ | AD | 2771.281 | 8101901 | no | no |  |  | no |  |  | 1334360.417 | 15265860.506 |  | -1
node_8101901_200898826 |  |  | PQ | AN | 2771.281 | 8101901 | no | no |  |  | no |  |  | 1334614.029 | 15265672.969 |  | -1
node_8101901_200898828 |  |  | PQ | AN | 2771.281 | 8101901 | no | no |  |  | no |  |  | 1334831.333 | 15265506.029 |  | -1
node_8101901_200898829 |  |  | PQ | AD | 2771.281 | 8101901 | no | no |  |  | no |  |  | 1335074.486 | 15265324.279 |  | -1
node_8101901_200898830 |  |  | PQ | AD | 2771.281 | 8101901 | no | no |  |  | no |  |  | 1335317.927 | 15265239.573 |  | -1
node_8101901_200898831 |  |  | PQ | AN | 2771.281 | 8101901 | no | no |  |  | no |  |  | 1335590.702 | 15265136.634 |  | -1
node_8101901_200898833 |  |  | PQ | AD | 2771.281 | 8101901 | no | no |  |  | no |  |  | 1335793.778 | 15265122.712 |  | -1
node_8101901_200898953 |  |  | PQ | AN | 2771.281 | 8101901 | no | no |  |  | no |  |  | 1339922.78 | 15268108.959 |  | -1
node_8101901_200898954 |  |  | PQ | AD | 2771.281 | 8101901 | no | no |  |  | no |  |  | 1338541.329 | 15266230.627 |  | -1
node_8101901_200898955 |  |  | PQ | AD | 2771.281 | 8101901 | no | no |  |  | no |  |  | 1338246.953 | 15265987.718 |  | -1
node_8101901_200898956 |  |  | PQ | AD | 2771.281 | 8101901 | no | no |  |  | no |  |  | 1337985.62 | 15265982.334 |  | -1
node_8101901_200898957 |  |  | PQ | AN | 2771.281 | 8101901 | no | no |  |  | no |  |  | 1339920.304 | 15267712.294 |  | -1
node_8101901_200898958 |  |  | PQ | AD | 2771.281 | 8101901 | no | no |  |  | no |  |  | 1339926.858 | 15267487.805 |  | -1
node_8101901_200898959 |  |  | PQ | AN | 2771.281 | 8101901 | no | no |  |  | no |  |  | 1339925.218 | 15267243.131 |  | -1
node_8101901_200898960 |  |  | PQ | AD | 2771.281 | 8101901 | no | no |  |  | no |  |  | 1339916.718 | 15266957.913 |  | -1
node_8101901_200898961 |  |  | PQ | AN | 2771.281 | 8101901 | no | no |  |  | no |  |  | 1339730.537 | 15266757.113 |  | -1
node_8101901_200898962 |  |  | PQ | AD | 2771.281 | 8101901 | no | no |  |  | no |  |  | 1339573.223 | 15266585.967 |  | -1
node_8101901_200898963 |  |  | PQ | AD | 2771.281 | 8101901 | no | no |  |  | no |  |  | 1339207.094 | 15266536.459 |  | -1
node_8101901_200898964 |  |  | PQ | AD | 2771.281 | 8101901 | no | no |  |  | no |  |  | 1338893.079 | 15266430.737 |  | -1
node_8101901_200899009 |  |  | PQ | AD | 2771.281 | 8101901 | no | no |  |  | no |  |  | 1333448.838 | 15267624.055 |  | -1
node_8101901_200899010 |  |  | PQ | AN | 2771.281 | 8101901 | no | no |  |  | no |  |  | 1333518.537 | 15267378.551 |  | -1
node_8101901_200899011 |  |  | PQ | AD | 2771.281 | 8101901 | no | no |  |  | no |  |  | 1333591.894 | 15267724.271 |  | -1
node_8101901_200899012 |  |  | PQ | AD | 2771.281 | 8101901 | no | no |  |  | no |  |  | 1333577.9 | 15268027.82 |  | -1
node_8101901_200899013 |  |  | PQ | AN | 2771.281 | 8101901 | no | no |  |  | no |  |  | 1333486.376 | 15268129.248 |  | -1
node_8101901_200899014 |  |  | PQ | AD | 2771.281 | 8101901 | no | no |  |  | no |  |  | 1333767.208 | 15267836.347 |  | -1
node_8101901_200899015 |  |  | PQ | AD | 2771.281 | 8101901 | no | no |  |  | no |  |  | 1334010.859 | 15267963.162 |  | -1
node_8101901_200899016 |  |  | PQ | AN | 2771.281 | 8101901 | no | no |  |  | no |  |  | 1331728.919 | 15267228.755 |  | -1
node_8101901_200899019 |  |  | PQ | AN | 2771.281 | 8101901 | no | no |  |  | no |  |  | 1332156.484 | 15267111.244 |  | -1
node_8101901_200899021 |  |  | PQ | AD | 2771.281 | 8101901 | no | no |  |  | no |  |  | 1332422.488 | 15267150.846 |  | -1
node_8101901_200899022 |  |  | PQ | AN | 2771.281 | 8101901 | no | no |  |  | no |  |  | 1332543.115 | 15267291.604 |  | -1
node_8101901_200899023 |  |  | PQ | AN | 2771.281 | 8101901 | no | no |  |  | no |  |  | 1332700.262 | 15267022.487 |  | -1
node_8101901_200899025 |  |  | PQ | AN | 2771.281 | 8101901 | no | no |  |  | no |  |  | 1332995.554 | 15267134.364 |  | -1
node_8101901_200899028 |  |  | PQ | AN | 2771.281 | 8101901 | no | no |  |  | no |  |  | 1333236.497 | 15267347.24 |  | -1
node_8101901_200899029 |  |  | PQ | ABCD | 2771.281 | 8101901 | no | no |  |  | no |  |  | 1323196.684 | 15278140.083 |  | -1
node_8101901_200899030 |  |  | PQ | ABCD | 2771.281 | 8101901 | no | no |  |  | no |  |  | 1323189.091 | 15278297.405 |  | -1
node_8101901_200899031 |  |  | PQ | ABCD | 2771.281 | 8101901 | no | no |  |  | no |  |  | 1323129.96 | 15278382.143 |  | -1
node_8101901_200899032 |  |  | PQ | ABCD | 2771.281 | 8101901 | no | no |  |  | no |  |  | 1322957.174 | 15278449.269 |  | -1
node_8101901_200899033 |  |  | PQ | ABCN | 2771.281 | 8101901 | no | no |  |  | no |  |  | 1323059.388 | 15278586.023 |  | -1
node_8101901_200899046 |  |  | PQ | AN | 2771.281 | 8101901 | no | no |  |  | no |  |  | 1328099.183 | 15266115.096 |  | -1
node_8101901_200899047 |  |  | PQ | AN | 2771.281 | 8101901 | no | no |  |  | no |  |  | 1327461.705 | 15266727.787 |  | -1
node_8101901_200899048 |  |  | PQ | AN | 2771.281 | 8101901 | no | no |  |  | no |  |  | 1327741.652 | 15266727.016 |  | -1
node_8101901_200899049 |  |  | PQ | AD | 2771.281 | 8101901 | no | no |  |  | no |  |  | 1327756.788 | 15266644.294 |  | -1
node_8101901_200899050 |  |  | PQ | AN | 2771.281 | 8101901 | no | no |  |  | no |  |  | 1327767.449 | 15266342.462 |  | -1
node_8101901_200899051 |  |  | PQ | AN | 2771.281 | 8101901 | no | no |  |  | no |  |  | 1327955.104 | 15266716.38 |  | -1
node_8101901_200899053 |  |  | PQ | AN | 2771.281 | 8101901 | no | no |  |  | no |  |  | 1328264.521 | 15266658.76 |  | -1
node_8101901_200899054 |  |  | PQ | AN | 2771.281 | 8101901 | no | no |  |  | no |  |  | 1328433.97 | 15266662.117 |  | -1
node_8101901_200899106 |  |  | PQ | AD | 2771.281 | 8101901 | no | no |  |  | no |  |  | 1325900.741 | 15268208.444 |  | -1
node_8101901_200899108 |  |  | PQ | AD | 2771.281 | 8101901 | no | no |  |  | no |  |  | 1325661.669 | 15268156.45 |  | -1
node_8101901_200899109 |  |  | PQ | AN | 2771.281 | 8101901 | no | no |  |  | no |  |  | 1325414.206 | 15268152.664 |  | -1
node_8101901_200899111 |  |  | PQ | AN | 2771.281 | 8101901 | no | no |  |  | no |  |  | 1325126.258 | 15268155.094 |  | -1
node_8101901_200899112 |  |  | PQ | AN | 2771.281 | 8101901 | no | no |  |  | no |  |  | 1324987.514 | 15267942.192 |  | -1
node_8101901_200899113 |  |  | PQ | AN | 2771.281 | 8101901 | no | no |  |  | no |  |  | 1315244.934 | 15262337.57 |  | -1
node_8101901_200899114 |  |  | PQ | AN | 2771.281 | 8101901 | no | no |  |  | no |  |  | 1314948.835 | 15262367.525 |  | -1
node_8101901_200899116 |  |  | PQ | AN | 2771.281 | 8101901 | no | no |  |  | no |  |  | 1314617.304 | 15262316.055 |  | -1
node_8101901_200899118 |  |  | PQ | AD | 2771.281 | 8101901 | no | no |  |  | no |  |  | 1314310.563 | 15262344.132 |  | -1
node_8101901_200899119 |  |  | PQ | AD | 2771.281 | 8101901 | no | no |  |  | no |  |  | 1314052.92 | 15262208.46 |  | -1
node_8101901_200899120 |  |  | PQ | AN | 2771.281 | 8101901 | no | no |  |  | no |  |  | 1314161.382 | 15261943.333 |  | -1
node_8101901_200899121 |  |  | PQ | AN | 2771.281 | 8101901 | no | no |  |  | no |  |  | 1314339.998 | 15261834.606 |  | -1
node_8101901_200899122 |  |  | PQ | AN | 2771.281 | 8101901 | no | no |  |  | no |  |  | 1314167.235 | 15261572.393 |  | -1
node_8101901_200899123 |  |  | PQ | AN | 2771.281 | 8101901 | no | no |  |  | no |  |  | 1314024.794 | 15261391.496 |  | -1
node_8101901_200899124 |  |  | PQ | AN | 2771.281 | 8101901 | no | no |  |  | no |  |  | 1313863.723 | 15261095.691 |  | -1
node_8101901_200899154 |  |  | PQ | AN | 2771.281 | 8101901 | no | no |  |  | no |  |  | 1330016.919 | 15268069.387 |  | -1
node_8101901_200899155 |  |  | PQ | ABCD | 2771.281 | 8101901 | no | no |  |  | no |  |  | 1326073.287 | 15267513.824 |  | -1
node_8101901_200899156 |  |  | PQ | ABCD | 2771.281 | 8101901 | no | no |  |  | no |  |  | 1326293.394 | 15267448.775 |  | -1
node_8101901_200899157 |  |  | PQ | ABCN | 2771.281 | 8101901 | no | no |  |  | no |  |  | 1326697.346 | 15267308.076 |  | -1
node_8101901_200899158 |  |  | PQ | AD | 2771.281 | 8101901 | no | no |  |  | no |  |  | 1326837.757 | 15267256.98 |  | -1
node_8101901_200899159 |  |  | PQ | AN | 2771.281 | 8101901 | no | no |  |  | no |  |  | 1326841.418 | 15267415.045 |  | -1
node_8101901_200899162 |  |  | PQ | AN | 2771.281 | 8101901 | no | no |  |  | no |  |  | 1327131.887 | 15267183.325 |  | -1
node_8101901_200899163 |  |  | PQ | AN | 2771.281 | 8101901 | no | no |  |  | no |  |  | 1331057.861 | 15267319.751 |  | -1
node_8101901_200899165 |  |  | PQ | AN | 2771.281 | 8101901 | no | no |  |  | no |  |  | 1331306.632 | 15267284.559 |  | -1
node_8101901_200899167 |  |  | PQ | AD | 2771.281 | 8101901 | no | no |  |  | no |  |  | 1331512.793 | 15267185.947 |  | -1
node_8101901_200899168 |  |  | PQ | AD | 2771.281 | 8101901 | no | no |  |  | no |  |  | 1331305.322 | 15266899.481 |  | -1
node_8101901_200899169 |  |  | PQ | AD | 2771.281 | 8101901 | no | no |  |  | no |  |  | 1331251.739 | 15266787.17 |  | -1
node_8101901_200899172 |  |  | PQ | AN | 2771.281 | 8101901 | no | no |  |  | no |  |  | 1327469.007 | 15267055.13 |  | -1
node_8101901_200899174 |  |  | PQ | AD | 2771.281 | 8101901 | no | no |  |  | no |  |  | 1327471.51 | 15267181.938 |  | -1
node_8101901_200899175 |  |  | PQ | AN | 2771.281 | 8101901 | no | no |  |  | no |  |  | 1327817.374 | 15267097.725 |  | -1
node_8101901_200899176 |  |  | PQ | AN | 2771.281 | 8101901 | no | no |  |  | no |  |  | 1327844.295 | 15267389.438 |  | -1
node_8101901_200899177 |  |  | PQ | AD | 2771.281 | 8101901 | no | no |  |  | no |  |  | 1327840.926 | 15267028.916 |  | -1
node_8101901_200899179 |  |  | PQ | AD | 2771.281 | 8101901 | no | no |  |  | no |  |  | 1328000.649 | 15267055.327 |  | -1
node_8101901_200899180 |  |  | PQ | AN | 2771.281 | 8101901 | no | no |  |  | no |  |  | 1328042.69 | 15267081.212 |  | -1
node_8101901_200899181 |  |  | PQ | AN | 2771.281 | 8101901 | no | no |  |  | no |  |  | 1328073.021 | 15267479.299 |  | -1
node_8101901_200899182 |  |  | PQ | AN | 2771.281 | 8101901 | no | no |  |  | no |  |  | 1328169.418 | 15267039.738 |  | -1
node_8101901_200899183 |  |  | PQ | AN | 2771.281 | 8101901 | no | no |  |  | no |  |  | 1328426.035 | 15267033.15 |  | -1
node_8101901_200899185 |  |  | PQ | AN | 2771.281 | 8101901 | no | no |  |  | no |  |  | 1328731.025 | 15267019.312 |  | -1
node_8101901_200899186 |  |  | PQ | AN | 2771.281 | 8101901 | no | no |  |  | no |  |  | 1328947.001 | 15266976.32 |  | -1
node_8101901_200899188 |  |  | PQ | AN | 2771.281 | 8101901 | no | no |  |  | no |  |  | 1329170.835 | 15267083.21 |  | -1
node_8101901_200899189 |  |  | PQ | AN | 2771.281 | 8101901 | no | no |  |  | no |  |  | 1329296.266 | 15267219.533 |  | -1
node_8101901_200899191 |  |  | PQ | AD | 2771.281 | 8101901 | no | no |  |  | no |  |  | 1329420.146 | 15267247.705 |  | -1
node_8101901_200899192 |  |  | PQ | AD | 2771.281 | 8101901 | no | no |  |  | no |  |  | 1329431.23 | 15267509.626 |  | -1
node_8101901_200899193 |  |  | PQ | AD | 2771.281 | 8101901 | no | no |  |  | no |  |  | 1329431.577 | 15267798.498 |  | -1
node_8101901_200899194 |  |  | PQ | AN | 2771.281 | 8101901 | no | no |  |  | no |  |  | 1329432.31 | 15268023.73 |  | -1
node_8101901_200899195 |  |  | PQ | AN | 2771.281 | 8101901 | no | no |  |  | no |  |  | 1329626.075 | 15267325.54 |  | -1
node_8101901_200899196 |  |  | PQ | AN | 2771.281 | 8101901 | no | no |  |  | no |  |  | 1329863.449 | 15267357.059 |  | -1
node_8101901_200899199 |  |  | PQ | AD | 2771.281 | 8101901 | no | no |  |  | no |  |  | 1330056.373 | 15267308.593 |  | -1
node_8101901_200899200 |  |  | PQ | AN | 2771.281 | 8101901 | no | no |  |  | no |  |  | 1330277.471 | 15267306.829 |  | -1
node_8101901_200899202 |  |  | PQ | AD | 2771.281 | 8101901 | no | no |  |  | no |  |  | 1330535.802 | 15267300.582 |  | -1
node_8101901_200899203 |  |  | PQ | AD | 2771.281 | 8101901 | no | no |  |  | no |  |  | 1330806.04 | 15267305.414 |  | -1
node_8101901_200899205 |  |  | PQ | AD | 2771.281 | 8101901 | no | no |  |  | no |  |  | 1312494.247 | 15261493.865 |  | -1
node_8101901_200899206 |  |  | PQ | AN | 2771.281 | 8101901 | no | no |  |  | no |  |  | 1312722.278 | 15261580.282 |  | -1
node_8101901_200899207 |  |  | PQ | AN | 2771.281 | 8101901 | no | no |  |  | no |  |  | 1313063.738 | 15261708.228 |  | -1
node_8101901_200899208 |  |  | PQ | AN | 2771.281 | 8101901 | no | no |  |  | no |  |  | 1313269.031 | 15261861.042 |  | -1
node_8101901_200899210 |  |  | PQ | AD | 2771.281 | 8101901 | no | no |  |  | no |  |  | 1313254.968 | 15261873.865 |  | -1
node_8101901_200899211 |  |  | PQ | AN | 2771.281 | 8101901 | no | no |  |  | no |  |  | 1313139.337 | 15262128.76 |  | -1
node_8101901_200899213 |  |  | PQ | AN | 2771.281 | 8101901 | no | no |  |  | no |  |  | 1313908.379 | 15267185.104 |  | -1
node_8101901_200899214 |  |  | PQ | AD | 2771.281 | 8101901 | no | no |  |  | no |  |  | 1314183.71 | 15267299.17 |  | -1
node_8101901_200899215 |  |  | PQ | AN | 2771.281 | 8101901 | no | no |  |  | no |  |  | 1314215.174 | 15266969.875 |  | -1
node_8101901_200899216 |  |  | PQ | AN | 2771.281 | 8101901 | no | no |  |  | no |  |  | 1314352.619 | 15267354.561 |  | -1
node_8101901_200899269 |  |  | PQ | AN | 2771.281 | 8101901 | no | no |  |  | no |  |  | 1316988.633 | 15256911.411 |  | -1
node_8101901_200899270 |  |  | PQ | AN | 2771.281 | 8101901 | no | no |  |  | no |  |  | 1326587.487 | 15264159.515 |  | -1
node_8101901_200899271 |  |  | PQ | AN | 2771.281 | 8101901 | no | no |  |  | no |  |  | 1326387.022 | 15264020.728 |  | -1
node_8101901_200899272 |  |  | PQ | AN | 2771.281 | 8101901 | no | no |  |  | no |  |  | 1326266.942 | 15263944.699 |  | -1
node_8101901_200899273 |  |  | PQ | AN | 2771.281 | 8101901 | no | no |  |  | no |  |  | 1326072.22 | 15263772.794 |  | -1
node_8101901_200899274 |  |  | PQ | AN | 2771.281 | 8101901 | no | no |  |  | no |  |  | 1325984.984 | 15263638.674 |  | -1
node_8101901_200899275 |  |  | PQ | AN | 2771.281 | 8101901 | no | no |  |  | no |  |  | 1325844.049 | 15263614.139 |  | -1
node_8101901_200899276 |  |  | PQ | AN | 2771.281 | 8101901 | no | no |  |  | no |  |  | 1325816.516 | 15263901.357 |  | -1
node_8101901_200899277 |  |  | PQ | AD | 2771.281 | 8101901 | no | no |  |  | no |  |  | 1325633.913 | 15263518.613 |  | -1
node_8101901_200899278 |  |  | PQ | AN | 2771.281 | 8101901 | no | no |  |  | no |  |  | 1325378.38 | 15263515.469 |  | -1
node_8101901_200899279 |  |  | PQ | AN | 2771.281 | 8101901 | no | no |  |  | no |  |  | 1325187.793 | 15263577.97 |  | -1
node_8101901_200899280 |  |  | PQ | AN | 2771.281 | 8101901 | no | no |  |  | no |  |  | 1324747.314 | 15263543.671 |  | -1
node_8101901_200899283 |  |  | PQ | AN | 2771.281 | 8101901 | no | no |  |  | no |  |  | 1324729.392 | 15263455.155 |  | -1
node_8101901_200899284 |  |  | PQ | AD | 2771.281 | 8101901 | no | no |  |  | no |  |  | 1324466.708 | 15263388.987 |  | -1
node_8101901_200899285 |  |  | PQ | AD | 2771.281 | 8101901 | no | no |  |  | no |  |  | 1324502.932 | 15263261.533 |  | -1
node_8101901_200899286 |  |  | PQ | AD | 2771.281 | 8101901 | no | no |  |  | no |  |  | 1324430.069 | 15263043.549 |  | -1
node_8101901_200899287 |  |  | PQ | AN | 2771.281 | 8101901 | no | no |  |  | no |  |  | 1324350.134 | 15262793.036 |  | -1
node_8101901_200899288 |  |  | PQ | AN | 2771.281 | 8101901 | no | no |  |  | no |  |  | 1324371.917 | 15263479.605 |  | -1
node_8101901_200899289 |  |  | PQ | AN | 2771.281 | 8101901 | no | no |  |  | no |  |  | 1324182.816 | 15263498.914 |  | -1
node_8101901_200899291 |  |  | PQ | AN | 2771.281 | 8101901 | no | no |  |  | no |  |  | 1323940.97 | 15263470.325 |  | -1
node_8101901_200899293 |  |  | PQ | AD | 2771.281 | 8101901 | no | no |  |  | no |  |  | 1323670.116 | 15263377.688 |  | -1
node_8101901_200899294 |  |  | PQ | AD | 2771.281 | 8101901 | no | no |  |  | no |  |  | 1323311.108 | 15263362.623 |  | -1
node_8101901_200899295 |  |  | PQ | AD | 2771.281 | 8101901 | no | no |  |  | no |  |  | 1322965.504 | 15263357.19 |  | -1
node_8101901_200899296 |  |  | PQ | AN | 2771.281 | 8101901 | no | no |  |  | no |  |  | 1322961.5 | 15263520.593 |  | -1
node_8101901_200899297 |  |  | PQ | AN | 2771.281 | 8101901 | no | no |  |  | no |  |  | 1322766.534 | 15263377.136 |  | -1
node_8101901_200899298 |  |  | PQ | AN | 2771.281 | 8101901 | no | no |  |  | no |  |  | 1322754.334 | 15263177.614 |  | -1
node_8101901_200899300 |  |  | PQ | AD | 2771.281 | 8101901 | no | no |  |  | no |  |  | 1322920.172 | 15263136.044 |  | -1
node_8101901_200899301 |  |  | PQ | AN | 2771.281 | 8101901 | no | no |  |  | no |  |  | 1322553.38 | 15263378.213 |  | -1
node_8101901_200899302 |  |  | PQ | AD | 2771.281 | 8101901 | no | no |  |  | no |  |  | 1322313.03 | 15263382.464 |  | -1
node_8101901_200899303 |  |  | PQ | AD | 2771.281 | 8101901 | no | no |  |  | no |  |  | 1322085.144 | 15263403.035 |  | -1
node_8101901_200899305 |  |  | PQ | AN | 2771.281 | 8101901 | no | no |  |  | no |  |  | 1321652.226 | 15263461.273 |  | -1
node_8101901_200899306 |  |  | PQ | AN | 2771.281 | 8101901 | no | no |  |  | no |  |  | 1321291.129 | 15263522.072 |  | -1
node_8101901_200899307 |  |  | PQ | AN | 2771.281 | 8101901 | no | no |  |  | no |  |  | 1321016.327 | 15263554.303 |  | -1
node_8101901_200899308 |  |  | PQ | AD | 2771.281 | 8101901 | no | no |  |  | no |  |  | 1320815.488 | 15263514.043 |  | -1
node_8101901_200899309 |  |  | PQ | AN | 2771.281 | 8101901 | no | no |  |  | no |  |  | 1320593.181 | 15263456.848 |  | -1
node_8101901_200899310 |  |  | PQ | AD | 2771.281 | 8101901 | no | no |  |  | no |  |  | 1320288.815 | 15263446.631 |  | -1
node_8101901_200899311 |  |  | PQ | AD | 2771.281 | 8101901 | no | no |  |  | no |  |  | 1319982.892 | 15263449.872 |  | -1
node_8101901_200899312 |  |  | PQ | AD | 2771.281 | 8101901 | no | no |  |  | no |  |  | 1319786.405 | 15263424.989 |  | -1
node_8101901_200899313 |  |  | PQ | AD | 2771.281 | 8101901 | no | no |  |  | no |  |  | 1319481.086 | 15263351.854 |  | -1
node_8101901_200899314 |  |  | PQ | AD | 2771.281 | 8101901 | no | no |  |  | no |  |  | 1319202.432 | 15263299.16 |  | -1
node_8101901_200899315 |  |  | PQ | AD | 2771.281 | 8101901 | no | no |  |  | no |  |  | 1318929.033 | 15263250.565 |  | -1
node_8101901_200899316 |  |  | PQ | AN | 2771.281 | 8101901 | no | no |  |  | no |  |  | 1318660.252 | 15263191.734 |  | -1
node_8101901_200899317 |  |  | PQ | AD | 2771.281 | 8101901 | no | no |  |  | no |  |  | 1318262.188 | 15263134.685 |  | -1
node_8101901_200899318 |  |  | PQ | AD | 2771.281 | 8101901 | no | no |  |  | no |  |  | 1317900.555 | 15263141.151 |  | -1
node_8101901_200899319 |  |  | PQ | AN | 2771.281 | 8101901 | no | no |  |  | no |  |  | 1317556.954 | 15263118.575 |  | -1
node_8101901_200899320 |  |  | PQ | AN | 2771.281 | 8101901 | no | no |  |  | no |  |  | 1317206.53 | 15263094.748 |  | -1
node_8101901_200899322 |  |  | PQ | AN | 2771.281 | 8101901 | no | no |  |  | no |  |  | 1316891.656 | 15262949.102 |  | -1
node_8101901_200899324 |  |  | PQ | AN | 2771.281 | 8101901 | no | no |  |  | no |  |  | 1316627.102 | 15262829.395 |  | -1
node_8101901_200899325 |  |  | PQ | AD | 2771.281 | 8101901 | no | no |  |  | no |  |  | 1316377.525 | 15262716.07 |  | -1
node_8101901_200899326 |  |  | PQ | AN | 2771.281 | 8101901 | no | no |  |  | no |  |  | 1316066.659 | 15262576.846 |  | -1
node_8101901_200899327 |  |  | PQ | AN | 2771.281 | 8101901 | no | no |  |  | no |  |  | 1315766.359 | 15262437.022 |  | -1
node_8101901_200899328 |  |  | PQ | AD | 2771.281 | 8101901 | no | no |  |  | no |  |  | 1315569.742 | 15262347.819 |  | -1
node_8101901_200899329 |  |  | PQ | AN | 2771.281 | 8101901 | no | no |  |  | no |  |  | 1315663.018 | 15262098.096 |  | -1
node_8101901_200899332 |  |  | PQ | AN | 2771.281 | 8101901 | no | no |  |  | no |  |  | 1315943.135 | 15261365.625 |  | -1
node_8101901_200899334 |  |  | PQ | AN | 2771.281 | 8101901 | no | no |  |  | no |  |  | 1316092.462 | 15260971.649 |  | -1
node_8101901_200899336 |  |  | PQ | AN | 2771.281 | 8101901 | no | no |  |  | no |  |  | 1316215.445 | 15260661.231 |  | -1
node_8101901_200899337 |  |  | PQ | AD | 2771.281 | 8101901 | no | no |  |  | no |  |  | 1316370.648 | 15260295.888 |  | -1
node_8101901_200899339 |  |  | PQ | AD | 2771.281 | 8101901 | no | no |  |  | no |  |  | 1316678.019 | 15259580.581 |  | -1
node_8101901_200899340 |  |  | PQ | AD | 2771.281 | 8101901 | no | no |  |  | no |  |  | 1316858.327 | 15259135.58 |  | -1
node_8101901_200899341 |  |  | PQ | AN | 2771.281 | 8101901 | no | no |  |  | no |  |  | 1317002.321 | 15258743.182 |  | -1
node_8101901_200899342 |  |  | PQ | AD | 2771.281 | 8101901 | no | no |  |  | no |  |  | 1317021.513 | 15258496.596 |  | -1
node_8101901_200899343 |  |  | PQ | AD | 2771.281 | 8101901 | no | no |  |  | no |  |  | 1317025.193 | 15258373.633 |  | -1
node_8101901_200899344 |  |  | PQ | AD | 2771.281 | 8101901 | no | no |  |  | no |  |  | 1317044.063 | 15258064.219 |  | -1
node_8101901_200899345 |  |  | PQ | AD | 2771.281 | 8101901 | no | no |  |  | no |  |  | 1317080.849 | 15257541.842 |  | -1
node_8101901_200899346 |  |  | PQ | AN | 2771.281 | 8101901 | no | no |  |  | no |  |  | 1317102.374 | 15257237.23 |  | -1
node_8101901_200899347 |  |  | PQ | AD | 2771.281 | 8101901 | no | no |  |  | no |  |  | 1317001.568 | 15257161.689 |  | -1
node_8101901_200899396 |  |  | PQ | AD | 2771.281 | 8101901 | no | no |  |  | no |  |  | 1311002.926 | 15265855.669 |  | -1
node_8101901_200899397 |  |  | PQ | AD | 2771.281 | 8101901 | no | no |  |  | no |  |  | 1311125.183 | 15265792.076 |  | -1
node_8101901_200899398 |  |  | PQ | AD | 2771.281 | 8101901 | no | no |  |  | no |  |  | 1311309.134 | 15265673.031 |  | -1
node_8101901_200899399 |  |  | PQ | AD | 2771.281 | 8101901 | no | no |  |  | no |  |  | 1311610.756 | 15265502.249 |  | -1
node_8101901_200899400 |  |  | PQ | AN | 2771.281 | 8101901 | no | no |  |  | no |  |  | 1311768.878 | 15265366.002 |  | -1
node_8101901_200899401 |  |  | PQ | AD | 2771.281 | 8101901 | no | no |  |  | no |  |  | 1311983.752 | 15265360.897 |  | -1
node_8101901_200899402 |  |  | PQ | AN | 2771.281 | 8101901 | no | no |  |  | no |  |  | 1311931.625 | 15265578.135 |  | -1
node_8101901_200899403 |  |  | PQ | AN | 2771.281 | 8101901 | no | no |  |  | no |  |  | 1311962.676 | 15265833.93 |  | -1
node_8101901_200899404 |  |  | PQ | AN | 2771.281 | 8101901 | no | no |  |  | no |  |  | 1312190.646 | 15265153.196 |  | -1
node_8101901_200899854 |  |  | PQ | AD | 2771.281 | 8101901 | no | no |  |  | no |  |  | 1310720.661 | 15266610.963 |  | -1
node_8101901_200899856 |  |  | PQ | AD | 2771.281 | 8101901 | no | no |  |  | no |  |  | 1310751.102 | 15266522.443 |  | -1
node_8101901_200899857 |  |  | PQ | AN | 2771.281 | 8101901 | no | no |  |  | no |  |  | 1310810.518 | 15266338.136 |  | -1
node_8101901_200899858 |  |  | PQ | AN | 2771.281 | 8101901 | no | no |  |  | no |  |  | 1310883.165 | 15266154.394 |  | -1
node_8101901_200899859 |  |  | PQ | AD | 2771.281 | 8101901 | no | no |  |  | no |  |  | 1310959.599 | 15265968.518 |  | -1
node_8101901_200899860 |  |  | PQ | AN | 2771.281 | 8101901 | no | no |  |  | no |  |  | 1311008.628 | 15265638.297 |  | -1
node_8101901_200899863 |  |  | PQ | AN | 2771.281 | 8101901 | no | no |  |  | no |  |  | 1311207.063 | 15265313.218 |  | -1
node_8101901_200899864 |  |  | PQ | AN | 2771.281 | 8101901 | no | no |  |  | no |  |  | 1311323.404 | 15264897.579 |  | -1
node_8101901_200899865 |  |  | PQ | AD | 2771.281 | 8101901 | no | no |  |  | no |  |  | 1311263.26 | 15264589.859 |  | -1
node_8101901_200899866 |  |  | PQ | AD | 2771.281 | 8101901 | no | no |  |  | no |  |  | 1311224.017 | 15264313.612 |  | -1
node_8101901_200899867 |  |  | PQ | AN | 2771.281 | 8101901 | no | no |  |  | no |  |  | 1311230.888 | 15264072.939 |  | -1
node_8101901_200899868 |  |  | PQ | AD | 2771.281 | 8101901 | no | no |  |  | no |  |  | 1311267.375 | 15263727.783 |  | -1
node_8101901_200899869 |  |  | PQ | AD | 2771.281 | 8101901 | no | no |  |  | no |  |  | 1311315.716 | 15263420.89 |  | -1
node_8101901_200899870 |  |  | PQ | AN | 2771.281 | 8101901 | no | no |  |  | no |  |  | 1311359.527 | 15263042.522 |  | -1
node_8101901_200899873 |  |  | PQ | AD | 2771.281 | 8101901 | no | no |  |  | no |  |  | 1311391.473 | 15262671.243 |  | -1
node_8101901_200899874 |  |  | PQ | AN | 2771.281 | 8101901 | no | no |  |  | no |  |  | 1311455.668 | 15262415.632 |  | -1
node_8101901_200899876 |  |  | PQ | AN | 2771.281 | 8101901 | no | no |  |  | no |  |  | 1311513.289 | 15262022.645 |  | -1
node_8101901_200899877 |  |  | PQ | AN | 2771.281 | 8101901 | no | no |  |  | no |  |  | 1311778.44 | 15261717.858 |  | -1
node_8101901_200899880 |  |  | PQ | AD | 2771.281 | 8101901 | no | no |  |  | no |  |  | 1312061.086 | 15261574.186 |  | -1
node_8101901_200899881 |  |  | PQ | AN | 2771.281 | 8101901 | no | no |  |  | no |  |  | 1312240.049 | 15261479.841 |  | -1
node_8101901_200899882 |  |  | PQ | AD | 2771.281 | 8101901 | no | no |  |  | no |  |  | 1312259.392 | 15261462.679 |  | -1
node_8101901_200899883 |  |  | PQ | AD | 2771.281 | 8101901 | no | no |  |  | no |  |  | 1312417.89 | 15261242.071 |  | -1
node_8101901_200899884 |  |  | PQ | AN | 2771.281 | 8101901 | no | no |  |  | no |  |  | 1312453.642 | 15261165.397 |  | -1
node_8101901_200899885 |  |  | PQ | AD | 2771.281 | 8101901 | no | no |  |  | no |  |  | 1312573.342 | 15260933.757 |  | -1
node_8101901_200899886 |  |  | PQ | AN | 2771.281 | 8101901 | no | no |  |  | no |  |  | 1312758.842 | 15260591.961 |  | -1
node_8101901_200899887 |  |  | PQ | AN | 2771.281 | 8101901 | no | no |  |  | no |  |  | 1312972.066 | 15260837.642 |  | -1
node_8101901_200899888 |  |  | PQ | AD | 2771.281 | 8101901 | no | no |  |  | no |  |  | 1312924.285 | 15260275.238 |  | -1
node_8101901_200899889 |  |  | PQ | AD | 2771.281 | 8101901 | no | no |  |  | no |  |  | 1312876.62 | 15259934.838 |  | -1
node_8101901_200899891 |  |  | PQ | AD | 2771.281 | 8101901 | no | no |  |  | no |  |  | 1312903.57 | 15259524.077 |  | -1
node_8101901_200899892 |  |  | PQ | AD | 2771.281 | 8101901 | no | no |  |  | no |  |  | 1312898.138 | 15259230.962 |  | -1
node_8101901_200899893 |  |  | PQ | AN | 2771.281 | 8101901 | no | no |  |  | no |  |  | 1313063.13 | 15259237.427 |  | -1
node_8101901_200899894 |  |  | PQ | AN | 2771.281 | 8101901 | no | no |  |  | no |  |  | 1313229.327 | 15259235.624 |  | -1
node_8101901_200899896 |  |  | PQ | AD | 2771.281 | 8101901 | no | no |  |  | no |  |  | 1312895.941 | 15258818.616 |  | -1
node_8101901_200899897 |  |  | PQ | AN | 2771.281 | 8101901 | no | no |  |  | no |  |  | 1312878.725 | 15258557.258 |  | -1
node_8101901_200899900 |  |  | PQ | AD | 2771.281 | 8101901 | no | no |  |  | no |  |  | 1312904.246 | 15258143.297 |  | -1
node_8101901_200899901 |  |  | PQ | AN | 2771.281 | 8101901 | no | no |  |  | no |  |  | 1312973.512 | 15257872.205 |  | -1
node_8101901_200899903 |  |  | PQ | AD | 2771.281 | 8101901 | no | no |  |  | no |  |  | 1312988.692 | 15257567.353 |  | -1
node_8101901_200899904 |  |  | PQ | AD | 2771.281 | 8101901 | no | no |  |  | no |  |  | 1313047.5 | 15257256.304 |  | -1
node_8101901_200899905 |  |  | PQ | AN | 2771.281 | 8101901 | no | no |  |  | no |  |  | 1313040.019 | 15256968.488 |  | -1
node_8101901_200914943 |  |  | PQ | AD | 2771.281 | 8101901 | no | no |  |  | no |  |  | 1310561.427 | 15268328.442 |  | -1
node_8101901_200953471 |  |  | PQ | ABCN | 2771.281 | 8101901 | no | no |  |  | no |  |  | 1323245.423 | 15273238.284 |  | -1
node_8101901_200961717 |  |  | PQ | AD | 2771.281 | 8101901 | no | no |  |  | no |  |  | 1326089.309 | 15256851.52 |  | -1
node_8101901_200967606 |  |  | PQ | AD | 2771.281 | 8101901 | no | no |  |  | no |  |  | 1321585.976 | 15274579.085 |  | -1
node_8101901_200967950 |  |  | PQ | AN | 2771.281 | 8101901 | no | no |  |  | no |  |  | 1321538.716 | 15274821.793 |  | -1
node_8101901_200968789 |  |  | PQ | AN | 2771.281 | 8101901 | no | no |  |  | no |  |  | 1321863.431 | 15263427.467 |  | -1
node_8101901_200968790 |  |  | PQ | AN | 2771.281 | 8101901 | no | no |  |  | no |  |  | 1321868.483 | 15263474.214 |  | -1
node_8101901_200968791 |  |  | PQ | AN | 2771.281 | 8101901 | no | no |  |  | no |  |  | 1321926.558 | 15264199.52 |  | -1
node_8101901_200968962 |  |  | PQ | ABCD | 2771.281 | 8101901 | no | no |  |  | no |  |  | 1327507.307 | 15262712.88 |  | -1
node_8101901_200969332 |  |  | PQ | AN | 2771.281 | 8101901 | no | no |  |  | no |  |  | 1331644.865 | 15266170.93 |  | -1
node_8101901_200969333 |  |  | PQ | AD | 2771.281 | 8101901 | no | no |  |  | no |  |  | 1331578.926 | 15266616.751 |  | -1
node_8101901_200974361 |  |  | PQ | AN | 2771.281 | 8101901 | no | no |  |  | no |  |  | 1325821.351 | 15268397.125 |  | -1
node_8101901_200974754 |  |  | PQ | AN | 2771.281 | 8101901 | no | no |  |  | no |  |  | 1322731.818 | 15277678.419 |  | -1
node_8101901_200977837 |  |  | PQ | ABCD | 2771.281 | 8101901 | no | no |  |  | no |  |  | 1326736.87 | 15264129.218 |  | -1
node_8101901_200982943 |  |  | PQ | AD | 2771.281 | 8101901 | no | no |  |  | no |  |  | 1314581.747 | 15267432.108 |  | -1
node_8101901_200982944 |  |  | PQ | AD | 2771.281 | 8101901 | no | no |  |  | no |  |  | 1314707.334 | 15267264.258 |  | -1
node_8101901_200982945 |  |  | PQ | AD | 2771.281 | 8101901 | no | no |  |  | no |  |  | 1314830.823 | 15267082.938 |  | -1
node_8101901_200982946 |  |  | PQ | AN | 2771.281 | 8101901 | no | no |  |  | no |  |  | 1314770.823 | 15266870.24 |  | -1
node_8101901_200984879 |  |  | PQ | ABCN | 2771.281 | 8101901 | no | no |  |  | no |  |  | 1315203.207 | 15272342.028 |  | -1
node_8101901_200985188 |  |  | PQ | AN | 2771.281 | 8101901 | no | no |  |  | no |  |  | 1314665.189 | 15267578.35 |  | -1
node_8101901_200986441 |  |  | PQ | AN | 2771.281 | 8101901 | no | no |  |  | no |  |  | 1316430.839 | 15263018.531 |  | -1
node_8101901_201010813 |  |  | PQ | AN | 2771.281 | 8101901 | no | no |  |  | no |  |  | 1321277.949 | 15264400.617 |  | -1
node_8101901_201012650 |  |  | PQ | AN | 2771.281 | 8101901 | no | no |  |  | no |  |  | 1318957.305 | 15263308.32 |  | -1
node_8101901_201012651 |  |  | PQ | AN | 2771.281 | 8101901 | no | no |  |  | no |  |  | 1318970.452 | 15263696.815 |  | -1
node_8101901_201015034 |  |  | PQ | ABCN | 2771.281 | 8101901 | no | no |  |  | no |  |  | 1314896.809 | 15272002.899 |  | -1
node_8101901_201015035 |  |  | PQ | ABCD | 2771.281 | 8101901 | no | no |  |  | no |  |  | 1315074.606 | 15272296.371 |  | -1
node_8101901_201015280 |  |  | PQ | ABCD | 2771.281 | 8101901 | no | no |  |  | no |  |  | 1323623.014 | 15277532.962 |  | -1
node_8101901_201017477 |  |  | PQ | AN | 2771.281 | 8101901 | no | no |  |  | no |  |  | 1315795.774 | 15261749.226 |  | -1
node_8101901_201022546 |  |  | PQ | ABCN | 2771.281 | 8101901 | no | no |  |  | no |  |  | 1323576.222 | 15278275.507 |  | -1
node_8101901_201034937 |  |  | PQ | AD | 2771.281 | 8101901 | no | no |  |  | no |  |  | 1326317.392 | 15270303.913 |  | -1
node_8101901_201034938 |  |  | PQ | AD | 2771.281 | 8101901 | no | no |  |  | no |  |  | 1326552.866 | 15270171.197 |  | -1
node_8101901_201034939 |  |  | PQ | AN | 2771.281 | 8101901 | no | no |  |  | no |  |  | 1326752.415 | 15270006.086 |  | -1
node_8101901_201043504 |  |  | PQ | AD | 2771.281 | 8101901 | no | no |  |  | no |  |  | 1321503.809 | 15271015.894 |  | -1
node_8101901_201043505 |  |  | PQ | AN | 2771.281 | 8101901 | no | no |  |  | no |  |  | 1321290.676 | 15270960.334 |  | -1
node_8101901_201043507 |  |  | PQ | AD | 2771.281 | 8101901 | no | no |  |  | no |  |  | 1321091.578 | 15270750.711 |  | -1
node_8101901_201043508 |  |  | PQ | AD | 2771.281 | 8101901 | no | no |  |  | no |  |  | 1320968.192 | 15270683.754 |  | -1
node_8101901_201043509 |  |  | PQ | AN | 2771.281 | 8101901 | no | no |  |  | no |  |  | 1320772.471 | 15270478.645 |  | -1
node_8101901_201043510 |  |  | PQ | AN | 2771.281 | 8101901 | no | no |  |  | no |  |  | 1320612.525 | 15270329.957 |  | -1
node_8101901_201043511 |  |  | PQ | AD | 2771.281 | 8101901 | no | no |  |  | no |  |  | 1320409.554 | 15270158.734 |  | -1
node_8101901_201043703 |  |  | PQ | AD | 2771.281 | 8101901 | no | no |  |  | no |  |  | 1320230.079 | 15269990.923 |  | -1
node_8101901_201043704 |  |  | PQ | AD | 2771.281 | 8101901 | no | no |  |  | no |  |  | 1319978.084 | 15269800.006 |  | -1
node_8101901_201043705 |  |  | PQ | AN | 2771.281 | 8101901 | no | no |  |  | no |  |  | 1319826.685 | 15269700.717 |  | -1
node_8101901_201043707 |  |  | PQ | AD | 2771.281 | 8101901 | no | no |  |  | no |  |  | 1319727.014 | 15269292.911 |  | -1
node_8101901_201046383 |  |  | PQ | AN | 2771.281 | 8101901 | no | no |  |  | no |  |  | 1313937.404 | 15266801.392 |  | -1
node_8101901_201058256 |  |  | PQ | AN | 2771.281 | 8101901 | no | no |  |  | no |  |  | 1335944.921 | 15268612.154 |  | -1
node_8101901_201059672 |  |  | PQ | ABCD | 2771.281 | 8101901 | no | no |  |  | no |  |  | 1325015.488 | 15269970.08 |  | -1
node_8101901_201066866 |  |  | PQ | ABCN | 2771.281 | 8101901 | no | no |  |  | no |  |  | 1325582.203 | 15269014.882 |  | -1
node_8101901_201066898 |  |  | PQ | ABCD | 2771.281 | 8101901 | no | no |  |  | no |  |  | 1321891.361 | 15274374.069 |  | -1
node_8101901_201068840 |  |  | PQ | ABCN | 2771.281 | 8101901 | no | no |  |  | no |  |  | 1324721.356 | 15270799.384 |  | -1
node_8101901_201069804 |  |  | PQ | AN | 2771.281 | 8101901 | no | no |  |  | no |  |  | 1331940.301 | 15267144.467 |  | -1
node_8101901_201069871 |  |  | PQ | ABCD | 2771.281 | 8101901 | no | no |  |  | no |  |  | 1324122.111 | 15272195.898 |  | -1
node_8101901_201069872 |  |  | PQ | ABCD | 2771.281 | 8101901 | no | no |  |  | no |  |  | 1324268.482 | 15271851.412 |  | -1
node_8101901_201069882 |  |  | PQ | ABCD | 2771.281 | 8101901 | no | no |  |  | no |  |  | 1324197.94 | 15272020.793 |  | -1
node_8101901_201069973 |  |  | PQ | AN | 2771.281 | 8101901 | no | no |  |  | no |  |  | 1316517.364 | 15259935.757 |  | -1
node_8101901_201069974 |  |  | PQ | AD | 2771.281 | 8101901 | no | no |  |  | no |  |  | 1316268.764 | 15262661.553 |  | -1
node_8101901_201069975 |  |  | PQ | AD | 2771.281 | 8101901 | no | no |  |  | no |  |  | 1316351.476 | 15262488.349 |  | -1
node_8101901_201069976 |  |  | PQ | AN | 2771.281 | 8101901 | no | no |  |  | no |  |  | 1316675.555 | 15262637.688 |  | -1
node_8101901_311874335 |  |  | PQ | ABCD | 2771.281 | 8101901 | no | no |  |  | no |  |  | 1326284.673 | 15280696.205 |  | -1
node_8101901_311874341 |  |  | PQ | ABCD | 2771.281 | 8101901 | no | no |  |  | no |  |  | 1326051.473 | 15280556.815 |  | -1
node_8101901_312068437 |  |  | PQ | AD | 2771.281 | 8101901 | no | no |  |  | no |  |  | 1325347.979 | 15268955.427 |  | -1
node_8101901_312121563 |  |  | PQ | AD | 2771.281 | 8101901 | no | no |  |  | no |  |  | 1322156.264 | 15271622.132 |  | -1
node_8101901_312161924 |  |  | PQ | AD | 2771.281 | 8101901 | no | no |  |  | no |  |  | 1327607.808 | 15266727.384 |  | -1
node_220386882 |  |  | PQ | AD | 2771.281 | 8101901 | no | no |  |  | no |  |  | 1312897.881 | 15259214.608 |  | -1
node_SOURCE_8101901 |  |  | SWING | ABCN | 2771.281 | 8101901 | no | no |  |  | no |  |  | 1324768.101 | 15279506.611 |  | -1
node_intto1_8101901_200862111 |  |  | PQ | AN | 2771.281 | 8101901 | no | no |  |  | no |  |  | 1340283.784 | 15269186.659 |  | -1
node_intto1_8101901_200863903 |  |  | PQ | AN | 2771.281 | 8101901 | no | no |  |  | no |  |  | 1343192.474 | 15262444.645 |  | -1
node_intto1_8101901_200895954 |  |  | PQ | AN | 2771.281 | 8101901 | no | no |  |  | no |  |  | 1315719.115 | 15268239.641 |  | -1
node_intto1_8101901_200895955 |  |  | PQ | AD | 2771.281 | 8101901 | no | no |  |  | no |  |  | 1323603.767 | 15272828.932 |  | -1
node_intto1_8101901_200896002 |  |  | PQ | AD | 2771.281 | 8101901 | no | no |  |  | no |  |  | 1313651.242 | 15267082.84 |  | -1
node_intto1_8101901_200896018 |  |  | PQ | AD | 2771.281 | 8101901 | no | no |  |  | no |  |  | 1321899.718 | 15271358.412 |  | -1
node_intto1_8101901_200896036 |  |  | PQ | AD | 2771.281 | 8101901 | no | no |  |  | no |  |  | 1334041.78 | 15267572.098 |  | -1
node_intto1_8101901_200896037 |  |  | PQ | AD | 2771.281 | 8101901 | no | no |  |  | no |  |  | 1334103.153 | 15267944.249 |  | -1
node_intto1_8101901_200896039 |  |  | PQ | AD | 2771.281 | 8101901 | no | no |  |  | no |  |  | 1334552.08 | 15268345.949 |  | -1
node_intto1_8101901_200896103 |  |  | PQ | ABCD | 2771.281 | 8101901 | no | no |  |  | no |  |  | 1322166.695 | 15274583.302 |  | -1
node_intto1_8101901_200896140 |  |  | PQ | AD | 2771.281 | 8101901 | no | no |  |  | no |  |  | 1321269.039 | 15274334.699 |  | -1
node_intto1_8101901_200896228 |  |  | PQ | AD | 2771.281 | 8101901 | no | no |  |  | no |  |  | 1328894.194 | 15259734.196 |  | -1
node_intto1_8101901_200896270 |  |  | PQ | AD | 2771.281 | 8101901 | no | no |  |  | no |  |  | 1315508.613 | 15262507.555 |  | -1
node_intto1_8101901_200896327 |  |  | PQ | AD | 2771.281 | 8101901 | no | no |  |  | no |  |  | 1329589.913 | 15258329.519 |  | -1
node_intto1_8101901_200896542 |  |  | PQ | AD | 2771.281 | 8101901 | no | no |  |  | no |  |  | 1323053.131 | 15277667.422 |  | -1
node_intto1_8101901_200897109 |  |  | PQ | AN | 2771.281 | 8101901 | no | no |  |  | no |  |  | 1331573.89 | 15260945.47 |  | -1
node_intto1_8101901_200897111 |  |  | PQ | AD | 2771.281 | 8101901 | no | no |  |  | no |  |  | 1329794.901 | 15259144.964 |  | -1
node_intto1_8101901_200897151 |  |  | PQ | AD | 2771.281 | 8101901 | no | no |  |  | no |  |  | 1325025.299 | 15270606.28 |  | -1
node_intto1_8101901_200897157 |  |  | PQ | AD | 2771.281 | 8101901 | no | no |  |  | no |  |  | 1325749.97 | 15270713.535 |  | -1
node_intto1_8101901_200897501 |  |  | PQ | AD | 2771.281 | 8101901 | no | no |  |  | no |  |  | 1333794.827 | 15257617.996 |  | -1
node_intto1_8101901_200897515 |  |  | PQ | ABCN | 2771.281 | 8101901 | no | no |  |  | no |  |  | 1323321.321 | 15273294.619 |  | -1
node_intto1_8101901_200897521 |  |  | PQ | ABCD | 2771.281 | 8101901 | no | no |  |  | no |  |  | 1324477.555 | 15279500.586 |  | -1
node_intto1_8101901_200897572 |  |  | PQ | ABCD | 2771.281 | 8101901 | no | no |  |  | no |  |  | 1326840.208 | 15263916.603 |  | -1
node_intto1_8101901_200897595 |  |  | PQ | ABCD | 2771.281 | 8101901 | no | no |  |  | no |  |  | 1328177.064 | 15261426.391 |  | -1
node_intto1_8101901_200897621 |  |  | PQ | ABCD | 2771.281 | 8101901 | no | no |  |  | no |  |  | 1329969.183 | 15258606.104 |  | -1
node_intto1_8101901_200897627 |  |  | PQ | ABCD | 2771.281 | 8101901 | no | no |  |  | no |  |  | 1330290.845 | 15258078.853 |  | -1
node_intto1_8101901_200897691 |  |  | PQ | ABCD | 2771.281 | 8101901 | no | no |  |  | no |  |  | 1323628.75 | 15278606.649 |  | -1
node_intto1_8101901_200897736 |  |  | PQ | ABCD | 2771.281 | 8101901 | no | no |  |  | no |  |  | 1322947.79 | 15273853.888 |  | -1
node_intto1_8101901_200897737 |  |  | PQ | ABCD | 2771.281 | 8101901 | no | no |  |  | no |  |  | 1322984.886 | 15273714.953 |  | -1
node_intto1_8101901_200897746 |  |  | PQ | AD | 2771.281 | 8101901 | no | no |  |  | no |  |  | 1323949.017 | 15273072.443 |  | -1
node_intto1_8101901_200897762 |  |  | PQ | AD | 2771.281 | 8101901 | no | no |  |  | no |  |  | 1324291.817 | 15271369.109 |  | -1
node_intto1_8101901_200897777 |  |  | PQ | ABCD | 2771.281 | 8101901 | no | no |  |  | no |  |  | 1324974.476 | 15270111.205 |  | -1
node_intto1_8101901_200897783 |  |  | PQ | AD | 2771.281 | 8101901 | no | no |  |  | no |  |  | 1331368.521 | 15257040.233 |  | -1
node_intto1_8101901_200897786 |  |  | PQ | AD | 2771.281 | 8101901 | no | no |  |  | no |  |  | 1334237.831 | 15256744.845 |  | -1
node_intto1_8101901_200897804 |  |  | PQ | AD | 2771.281 | 8101901 | no | no |  |  | no |  |  | 1338122.366 | 15258985.085 |  | -1
node_intto1_8101901_200898003 |  |  | PQ | AD | 2771.281 | 8101901 | no | no |  |  | no |  |  | 1323394.055 | 15276848.364 |  | -1
node_intto1_8101901_200898068 |  |  | PQ | AD | 2771.281 | 8101901 | no | no |  |  | no |  |  | 1327851.651 | 15273660.784 |  | -1
node_intto1_8101901_200898112 |  |  | PQ | AD | 2771.281 | 8101901 | no | no |  |  | no |  |  | 1330209.192 | 15272400.113 |  | -1
node_intto1_8101901_200898615 |  |  | PQ | AD | 2771.281 | 8101901 | no | no |  |  | no |  |  | 1323576.489 | 15277326.29 |  | -1
node_intto1_8101901_200898720 |  |  | PQ | AD | 2771.281 | 8101901 | no | no |  |  | no |  |  | 1329138.555 | 15273647.415 |  | -1
node_intto1_8101901_200898724 |  |  | PQ | AD | 2771.281 | 8101901 | no | no |  |  | no |  |  | 1329096.499 | 15274186.913 |  | -1
node_intto1_8101901_200898726 |  |  | PQ | AD | 2771.281 | 8101901 | no | no |  |  | no |  |  | 1328879.647 | 15274386.119 |  | -1
node_intto1_8101901_200898811 |  |  | PQ | AN | 2771.281 | 8101901 | no | no |  |  | no |  |  | 1337251.632 | 15263753.565 |  | -1
node_intto1_8101901_200898812 |  |  | PQ | AD | 2771.281 | 8101901 | no | no |  |  | no |  |  | 1334020.34 | 15266067.643 |  | -1
node_intto1_8101901_200898825 |  |  | PQ | AD | 2771.281 | 8101901 | no | no |  |  | no |  |  | 1334360.417 | 15265860.506 |  | -1
node_intto1_8101901_200898953 |  |  | PQ | AD | 2771.281 | 8101901 | no | no |  |  | no |  |  | 1339922.78 | 15268108.959 |  | -1
node_intto1_8101901_200899047 |  |  | PQ | AD | 2771.281 | 8101901 | no | no |  |  | no |  |  | 1327461.705 | 15266727.787 |  | -1
node_intto1_8101901_200899108 |  |  | PQ | AD | 2771.281 | 8101901 | no | no |  |  | no |  |  | 1325661.669 | 15268156.45 |  | -1
node_intto1_8101901_200899154 |  |  | PQ | AN | 2771.281 | 8101901 | no | no |  |  | no |  |  | 1330016.919 | 15268069.387 |  | -1
node_intto1_8101901_200899155 |  |  | PQ | ABCD | 2771.281 | 8101901 | no | no |  |  | no |  |  | 1326073.287 | 15267513.824 |  | -1
node_intto1_8101901_200899168 |  |  | PQ | AD | 2771.281 | 8101901 | no | no |  |  | no |  |  | 1331305.322 | 15266899.481 |  | -1
node_intto1_8101901_200899271 |  |  | PQ | AD | 2771.281 | 8101901 | no | no |  |  | no |  |  | 1326387.022 | 15264020.728 |  | -1
node_intto1_8101901_200899294 |  |  | PQ | AD | 2771.281 | 8101901 | no | no |  |  | no |  |  | 1323311.108 | 15263362.623 |  | -1
node_intto1_8101901_200899397 |  |  | PQ | AD | 2771.281 | 8101901 | no | no |  |  | no |  |  | 1311125.183 | 15265792.076 |  | -1
node_intto1_8101901_200899856 |  |  | PQ | AD | 2771.281 | 8101901 | no | no |  |  | no |  |  | 1310751.102 | 15266522.443 |  | -1
node_intto1_8101901_200961717 |  |  | PQ | AD | 2771.281 | 8101901 | no | no |  |  | no |  |  | 1326089.309 | 15256851.52 |  | -1
node_intto1_8101901_200968791 |  |  | PQ | AN | 2771.281 | 8101901 | no | no |  |  | no |  |  | 1321926.558 | 15264199.52 |  | -1
node_intto1_8101901_200986441 |  |  | PQ | AN | 2771.281 | 8101901 | no | no |  |  | no |  |  | 1316430.839 | 15263018.531 |  | -1
node_intto1_8101901_201010813 |  |  | PQ | AN | 2771.281 | 8101901 | no | no |  |  | no |  |  | 1321277.949 | 15264400.617 |  | -1
node_intto1_8101901_201012651 |  |  | PQ | AN | 2771.281 | 8101901 | no | no |  |  | no |  |  | 1318970.452 | 15263696.815 |  | -1
node_intto1_8101901_201017477 |  |  | PQ | AD | 2771.281 | 8101901 | no | no |  |  | no |  |  | 1315795.774 | 15261749.226 |  | -1
node_intto1_8101901_201046383 |  |  | PQ | AN | 2771.281 | 8101901 | no | no |  |  | no |  |  | 1313937.404 | 15266801.392 |  | -1
node_intto1_220386882 |  |  | PQ | AD | 2771.281 | 8101901 | no | no |  |  | no |  |  | 1312897.881 | 15259214.608 |  | -1

## overhead_line
data_type | static
owner_type | feeder
owner | 8101901
object | overhead_line
name | groupid | phases | fr | to | length | configuration | dcircuit | selected | monitored | monitored_fields | class_monitored_fields | played | played_fields | comments | R | X | B | lim_kw
oh_line_8101901_200862112 |  | AD | node_8101901_200896064 | node_8101901_200862112 | 339.218 | bal_1P_1/0AA | 8101901 | no | no |  |  | no |  |  | 0 | 0 | 0 | 0
oh_line_8101901_200862113 |  | AD | node_8101901_200862112 | node_8101901_200862113 | 58.816 | bal_1P_1/0AA | 8101901 | no | no |  |  | no |  |  | 0 | 0 | 0 | 0
oh_line_8101901_200862114 |  | AD | node_8101901_200862112 | node_8101901_200862114 | 340.131 | bal_1P_1/0AA | 8101901 | no | no |  |  | no |  |  | 0 | 0 | 0 | 0
oh_line_8101901_200862115 |  | AD | node_8101901_200862114 | node_8101901_200862115 | 337.447 | bal_1P_1/0AA | 8101901 | no | no |  |  | no |  |  | 0 | 0 | 0 | 0
oh_line_8101901_200862116 |  | AD | node_8101901_200862115 | node_8101901_200862116 | 295.034 | bal_1P_1/0AA | 8101901 | no | no |  |  | no |  |  | 0 | 0 | 0 | 0
oh_line_8101901_200862117 |  | AD | node_8101901_200862115 | node_8101901_200862117 | 215.857 | bal_1P_1/0AA | 8101901 | no | no |  |  | no |  |  | 0 | 0 | 0 | 0
oh_line_8101901_200862118 |  | AD | node_8101901_200862117 | node_8101901_200862118 | 254.649 | bal_1P_1/0AA | 8101901 | no | no |  |  | no |  |  | 0 | 0 | 0 | 0
oh_line_8101901_200862119 |  | AD | node_8101901_200862118 | node_8101901_200862119 | 250.649 | bal_1P_1/0AA | 8101901 | no | no |  |  | no |  |  | 0 | 0 | 0 | 0
oh_line_8101901_200863904 |  | AD | node_8101901_200897811 | node_8101901_200863904 | 484.655 | bal_1P_2AC | 8101901 | no | no |  |  | no |  |  | 0 | 0 | 0 | 0
oh_line_8101901_200863905 |  | AD | node_8101901_200863904 | node_8101901_200863905 | 438.594 | bal_1P_2AC | 8101901 | no | no |  |  | no |  |  | 0 | 0 | 0 | 0
oh_line_8101901_200863906 |  | AD | node_8101901_200863905 | node_8101901_200863906 | 377.026 | bal_1P_1/0AC | 8101901 | no | no |  |  | no |  |  | 0 | 0 | 0 | 0
oh_line_8101901_200863907 |  | AD | node_8101901_200863905 | node_8101901_200863907 | 392.106 | bal_1P_2AC | 8101901 | no | no |  |  | no |  |  | 0 | 0 | 0 | 0
oh_line_8101901_200863908 |  | AD | node_8101901_200863907 | node_8101901_200863908 | 458.275 | bal_1P_2AC | 8101901 | no | no |  |  | no |  |  | 0 | 0 | 0 | 0
oh_line_8101901_200863909 |  | AD | node_8101901_200863908 | node_8101901_200863909 | 306.946 | bal_1P_2AC | 8101901 | no | no |  |  | no |  |  | 0 | 0 | 0 | 0
oh_line_8101901_200863910 |  | AD | node_8101901_200863909 | node_8101901_200863910 | 301.38 | bal_1P_2AC | 8101901 | no | no |  |  | no |  |  | 0 | 0 | 0 | 0
oh_line_8101901_200863911 |  | AD | node_8101901_200863910 | node_8101901_200863911 | 359.41 | bal_1P_2AC | 8101901 | no | no |  |  | no |  |  | 0 | 0 | 0 | 0
oh_line_8101901_200863912 |  | AD | node_8101901_200863911 | node_8101901_200863912 | 450.436 | bal_1P_2AC | 8101901 | no | no |  |  | no |  |  | 0 | 0 | 0 | 0
oh_line_8101901_200863913 |  | AD | node_8101901_200863912 | node_8101901_200863913 | 273.893 | bal_1P_2AC | 8101901 | no | no |  |  | no |  |  | 0 | 0 | 0 | 0
oh_line_8101901_200863914 |  | AD | node_8101901_200863913 | node_8101901_200863914 | 401.212 | bal_1P_2AC | 8101901 | no | no |  |  | no |  |  | 0 | 0 | 0 | 0
oh_line_8101901_200863915 |  | AD | node_8101901_200863914 | node_8101901_200863915 | 223.353 | bal_1P_1/0AA | 8101901 | no | no |  |  | no |  |  | 0 | 0 | 0 | 0
oh_line_8101901_200863916 |  | AD | node_8101901_200863914 | node_8101901_200863916 | 414.334 | bal_1P_2AC | 8101901 | no | no |  |  | no |  |  | 0 | 0 | 0 | 0
oh_line_8101901_200863917 |  | AD | node_8101901_200863916 | node_8101901_200863917 | 424.629 | bal_1P_2AC | 8101901 | no | no |  |  | no |  |  | 0 | 0 | 0 | 0
oh_line_8101901_200863918 |  | AD | node_8101901_200863917 | node_8101901_200863918 | 192.755 | bal_1P_1/0AA | 8101901 | no | no |  |  | no |  |  | 0 | 0 | 0 | 0
oh_line_8101901_200863919 |  | AD | node_8101901_200863917 | node_8101901_200863919 | 407.995 | bal_1P_2AC | 8101901 | no | no |  |  | no |  |  | 0 | 0 | 0 | 0
oh_line_8101901_200863920 |  | AD | node_8101901_200863919 | node_8101901_200863920 | 96.817 | bal_1P_1/0AA | 8101901 | no | no |  |  | no |  |  | 0 | 0 | 0 | 0
oh_line_8101901_200863921 |  | AD | node_8101901_200863920 | node_8101901_200863921 | 237.139 | bal_1P_1/0AA | 8101901 | no | no |  |  | no |  |  | 0 | 0 | 0 | 0
oh_line_8101901_200895955 |  | AD | node_8101901_200897745 | node_intto1_8101901_200895955 | 76.739 | bal_1P_4/0AL | 8101901 | no | no |  |  | no |  |  | 0 | 0 | 0 | 0
oh_line_8101901_200895956 |  | AD | node_8101901_200895955 | node_8101901_200895956 | 241.793 | bal_1P_4/0AL | 8101901 | no | no |  |  | no |  |  | 0 | 0 | 0 | 0
oh_line_8101901_200895958 |  | AD | node_8101901_201043511 | node_8101901_200895958 | 505.505 | bal_1P_2AC | 8101901 | no | no |  |  | no |  |  | 0 | 0 | 0 | 0
oh_line_8101901_200895965 |  | AD | node_8101901_201043707 | node_8101901_200895965 | 191.95 | bal_1P_1/0AA | 8101901 | no | no |  |  | no |  |  | 0 | 0 | 0 | 0
oh_line_8101901_200895966 |  | AD | node_8101901_201043707 | node_8101901_200895966 | 398.779 | bal_1P_4ACW | 8101901 | no | no |  |  | no |  |  | 0 | 0 | 0 | 0
oh_line_8101901_200895967 |  | AD | node_8101901_200895966 | node_8101901_200895967 | 317.696 | bal_1P_4ACW | 8101901 | no | no |  |  | no |  |  | 0 | 0 | 0 | 0
oh_line_8101901_200895968 |  | AD | node_8101901_200895967 | node_8101901_200895968 | 326.7 | bal_1P_4ACW | 8101901 | no | no |  |  | no |  |  | 0 | 0 | 0 | 0
oh_line_8101901_200895969 |  | AD | node_8101901_200895968 | node_8101901_200895969 | 311.961 | bal_1P_4ACW | 8101901 | no | no |  |  | no |  |  | 0 | 0 | 0 | 0
oh_line_8101901_200895971 |  | AD | node_8101901_200895969 | node_8101901_200895971 | 447.165 | bal_1P_4ACW | 8101901 | no | no |  |  | no |  |  | 0 | 0 | 0 | 0
oh_line_8101901_200895973 |  | AD | node_8101901_200895956 | node_8101901_200895973 | 417.803 | bal_1P_1/0AA | 8101901 | no | no |  |  | no |  |  | 0 | 0 | 0 | 0
oh_line_8101901_200895974 |  | AD | node_8101901_200895973 | node_8101901_200895974 | 200.117 | bal_1P_1/0AA | 8101901 | no | no |  |  | no |  |  | 0 | 0 | 0 | 0
oh_line_8101901_200895975 |  | AD | node_8101901_200895974 | node_8101901_200895975 | 209.529 | bal_1P_1/0AA | 8101901 | no | no |  |  | no |  |  | 0 | 0 | 0 | 0
oh_line_8101901_200895976 |  | AD | node_8101901_200895971 | node_8101901_200895976 | 378.151 | bal_1P_4ACW | 8101901 | no | no |  |  | no |  |  | 0 | 0 | 0 | 0
oh_line_8101901_200895977 |  | AD | node_8101901_200895976 | node_8101901_200895977 | 346.031 | bal_1P_4ACW | 8101901 | no | no |  |  | no |  |  | 0 | 0 | 0 | 0
oh_line_8101901_200895978 |  | AD | node_8101901_200895977 | node_8101901_200895978 | 388.005 | bal_1P_4ACW | 8101901 | no | no |  |  | no |  |  | 0 | 0 | 0 | 0
oh_line_8101901_200895980 |  | AD | node_8101901_200895978 | node_8101901_200895980 | 313.202 | bal_1P_4ACW | 8101901 | no | no |  |  | no |  |  | 0 | 0 | 0 | 0
oh_line_8101901_200895981 |  | AD | node_8101901_200895980 | node_8101901_200895981 | 183.885 | bal_1P_4ACW | 8101901 | no | no |  |  | no |  |  | 0 | 0 | 0 | 0
oh_line_8101901_200895985-1 |  | AD | node_8101901_200895981 | node_8101901_200895985 | 290.656 | bal_1P_4ACW | 8101901 | no | no |  |  | no |  |  | 0 | 0 | 0 | 0
oh_line_8101901_200895985-2 |  | AD | node_8101901_200895985 | node_8101901_200895983 | 340.374 | bal_1P_1/0AA | 8101901 | no | no |  |  | no |  |  | 0 | 0 | 0 | 0
oh_line_8101901_200895986 |  | AD | node_8101901_200895983 | node_8101901_200895986 | 247.974 | bal_1P_4ACW | 8101901 | no | no |  |  | no |  |  | 0 | 0 | 0 | 0
oh_line_8101901_200895987 |  | AD | node_8101901_200895986 | node_8101901_200895987 | 300.684 | bal_1P_1/0AC | 8101901 | no | no |  |  | no |  |  | 0 | 0 | 0 | 0
oh_line_8101901_200895989 |  | AD | node_8101901_200895987 | node_8101901_200895989 | 238.238 | bal_1P_1/0AC | 8101901 | no | no |  |  | no |  |  | 0 | 0 | 0 | 0
oh_line_8101901_200895992 |  | AD | node_8101901_200895986 | node_8101901_200895992 | 199.884 | bal_1P_4ACW | 8101901 | no | no |  |  | no |  |  | 0 | 0 | 0 | 0
oh_line_8101901_200895993 |  | AD | node_8101901_200895992 | node_8101901_200895993 | 226.997 | bal_1P_4ACW | 8101901 | no | no |  |  | no |  |  | 0 | 0 | 0 | 0
oh_line_8101901_200895994 |  | AD | node_8101901_200895993 | node_8101901_200895994 | 299.327 | bal_1P_4ACW | 8101901 | no | no |  |  | no |  |  | 0 | 0 | 0 | 0
oh_line_8101901_200895995 |  | AD | node_8101901_200895994 | node_8101901_200895995 | 157.935 | bal_1P_4ACW | 8101901 | no | no |  |  | no |  |  | 0 | 0 | 0 | 0
oh_line_8101901_200895996 |  | AD | node_8101901_200895995 | node_8101901_200895996 | 119.32 | bal_1P_4ACW | 8101901 | no | no |  |  | no |  |  | 0 | 0 | 0 | 0
oh_line_8101901_200895997 |  | AD | node_8101901_200895975 | node_8101901_200895997 | 118.049 | bal_1P_1/0AA | 8101901 | no | no |  |  | no |  |  | 0 | 0 | 0 | 0
oh_line_8101901_200896001 |  | AD | node_8101901_200896002 | node_8101901_200896001 | 198.051 | bal_1P_1/0AA | 8101901 | no | no |  |  | no |  |  | 0 | 0 | 0 | 0
oh_line_8101901_200896002 |  | AD | node_8101901_200899213 | node_intto1_8101901_200896002 | 276.731 | bal_1P_1/0AA | 8101901 | no | no |  |  | no |  |  | 0 | 0 | 0 | 0
oh_line_8101901_200896003 |  | AD | node_8101901_200896002 | node_8101901_200896003 | 361.755 | bal_1P_1/0AA | 8101901 | no | no |  |  | no |  |  | 0 | 0 | 0 | 0
oh_line_8101901_200896004 |  | AD | node_8101901_200896003 | node_8101901_200896004 | 234.033 | bal_1P_1/0AC | 8101901 | no | no |  |  | no |  |  | 0 | 0 | 0 | 0
oh_line_8101901_200896006 |  | AD | node_8101901_200896004 | node_8101901_200896006 | 393.878 | bal_1P_4ACW | 8101901 | no | no |  |  | no |  |  | 0 | 0 | 0 | 0
oh_line_8101901_200896007 |  | AD | node_8101901_200896006 | node_8101901_200896007 | 227.604 | bal_1P_4ACW | 8101901 | no | no |  |  | no |  |  | 0 | 0 | 0 | 0
oh_line_8101901_200896008 |  | AD | node_8101901_200896007 | node_8101901_200896008 | 312.079 | bal_1P_4ACW | 8101901 | no | no |  |  | no |  |  | 0 | 0 | 0 | 0
oh_line_8101901_200896009 |  | AD | node_8101901_200896008 | node_8101901_200896009 | 331.346 | bal_1P_4ACW | 8101901 | no | no |  |  | no |  |  | 0 | 0 | 0 | 0
oh_line_8101901_200896010 |  | AD | node_8101901_200896009 | node_8101901_200896010 | 73.558 | bal_1P_4ACW | 8101901 | no | no |  |  | no |  |  | 0 | 0 | 0 | 0
oh_line_8101901_200896011 |  | AD | node_8101901_200896010 | node_8101901_200896011 | 278.255 | bal_1P_4ACW | 8101901 | no | no |  |  | no |  |  | 0 | 0 | 0 | 0
oh_line_8101901_200896012 |  | AD | node_8101901_200895997 | node_8101901_200896012 | 420.711 | bal_1P_4ACW | 8101901 | no | no |  |  | no |  |  | 0 | 0 | 0 | 0
oh_line_8101901_200896014 |  | AD | node_8101901_312121563 | node_1322018_872_15271480_11 | 197.703 | bal_1P_4/0AC | 8101901 | no | no |  |  | no |  |  | 0 | 0 | 0 | 0
oh_line_8101901_200896015 |  | AD | node_8101901_200896011 | node_8101901_200896015 | 352.85 | bal_1P_4ACW | 8101901 | no | no |  |  | no |  |  | 0 | 0 | 0 | 0
oh_line_8101901_200896016 |  | AD | node_8101901_200896015 | node_8101901_200896016 | 306.386 | bal_1P_4ACW | 8101901 | no | no |  |  | no |  |  | 0 | 0 | 0 | 0
oh_line_8101901_200896018 |  | AD | node_1322018_872_15271480_11 | node_intto1_8101901_200896018 | 170.317 | bal_1P_4/0AC | 8101901 | no | no |  |  | no |  |  | 0 | 0 | 0 | 0
oh_line_8101901_200896019 |  | AD | node_8101901_200896018 | node_8101901_200896019 | 173.753 | bal_1P_4/0AC | 8101901 | no | no |  |  | no |  |  | 0 | 0 | 0 | 0
oh_line_8101901_200896020 |  | AD | node_8101901_200896019 | node_8101901_200896020 | 180.735 | bal_1P_4/0AC | 8101901 | no | no |  |  | no |  |  | 0 | 0 | 0 | 0
oh_line_8101901_200896023 |  | AD | node_8101901_201043504 | node_8101901_200896023 | 117.293 | bal_1P_1/0AA | 8101901 | no | no |  |  | no |  |  | 0 | 0 | 0 | 0
oh_line_8101901_200896024 |  | AD | node_8101901_200896023 | node_8101901_200896024 | 256.222 | bal_1P_1/0AA | 8101901 | no | no |  |  | no |  |  | 0 | 0 | 0 | 0
oh_line_8101901_200896025 |  | AD | node_8101901_200896024 | node_8101901_200896025 | 267.649 | bal_1P_1/0AA | 8101901 | no | no |  |  | no |  |  | 0 | 0 | 0 | 0
oh_line_8101901_200896026 |  | AD | node_8101901_200896025 | node_8101901_200896026 | 244.339 | bal_1P_1/0AA | 8101901 | no | no |  |  | no |  |  | 0 | 0 | 0 | 0
oh_line_8101901_200896030 |  | AD | node_8101901_200896031 | node_8101901_200896030 | 373.923 | bal_1P_2AC | 8101901 | no | no |  |  | no |  |  | 0 | 0 | 0 | 0
oh_line_8101901_200896031 |  | AD | node_8101901_200896032 | node_8101901_200896031 | 352.161 | bal_1P_2AC | 8101901 | no | no |  |  | no |  |  | 0 | 0 | 0 | 0
oh_line_8101901_200896032 |  | AD | node_8101901_200896033 | node_8101901_200896032 | 203.298 | bal_1P_2AC | 8101901 | no | no |  |  | no |  |  | 0 | 0 | 0 | 0
oh_line_8101901_200896033 |  | AD | node_8101901_200896034 | node_8101901_200896033 | 489.603 | bal_1P_2AC | 8101901 | no | no |  |  | no |  |  | 0 | 0 | 0 | 0
oh_line_8101901_200896034 |  | AD | node_8101901_200896035 | node_8101901_200896034 | 390.777 | bal_1P_2AC | 8101901 | no | no |  |  | no |  |  | 0 | 0 | 0 | 0
oh_line_8101901_200896035 |  | AD | node_8101901_200896036 | node_8101901_200896035 | 443.926 | bal_1P_2AC | 8101901 | no | no |  |  | no |  |  | 0 | 0 | 0 | 0
oh_line_8101901_200896036 |  | AD | node_8101901_200896037 | node_intto1_8101901_200896036 | 377.182 | bal_1P_2AC | 8101901 | no | no |  |  | no |  |  | 0 | 0 | 0 | 0
oh_line_8101901_200896037 |  | AD | node_8101901_200899015 | node_intto1_8101901_200896037 | 94.217 | bal_1P_1/0AC | 8101901 | no | no |  |  | no |  |  | 0 | 0 | 0 | 0
oh_line_8101901_200896038 |  | AD | node_8101901_200896037 | node_8101901_200896038 | 283.757 | bal_1P_2AC | 8101901 | no | no |  |  | no |  |  | 0 | 0 | 0 | 0
oh_line_8101901_200896039 |  | AD | node_8101901_200896038 | node_intto1_8101901_200896039 | 318.654 | bal_1P_2AC | 8101901 | no | no |  |  | no |  |  | 0 | 0 | 0 | 0
oh_line_8101901_200896040 |  | AD | node_8101901_200896039 | node_8101901_200896040 | 473.908 | bal_1P_2AC | 8101901 | no | no |  |  | no |  |  | 0 | 0 | 0 | 0
oh_line_8101901_200896042 |  | AD | node_8101901_200896040 | node_8101901_200896042 | 454.594 | bal_1P_2AC | 8101901 | no | no |  |  | no |  |  | 0 | 0 | 0 | 0
oh_line_8101901_200896044 |  | AD | node_8101901_200896042 | node_8101901_200896044 | 219.92 | bal_1P_2AC | 8101901 | no | no |  |  | no |  |  | 0 | 0 | 0 | 0
oh_line_8101901_200896048 |  | AD | node_8101901_201058256 | node_8101901_200896048 | 229.03 | bal_1P_2AC | 8101901 | no | no |  |  | no |  |  | 0 | 0 | 0 | 0
oh_line_8101901_200896050 |  | AD | node_8101901_200896048 | node_8101901_200896050 | 201.131 | bal_1P_2AC | 8101901 | no | no |  |  | no |  |  | 0 | 0 | 0 | 0
oh_line_8101901_200896052 |  | AD | node_8101901_200896050 | node_8101901_200896052 | 448.302 | bal_1P_2AC | 8101901 | no | no |  |  | no |  |  | 0 | 0 | 0 | 0
oh_line_8101901_200896053 |  | AD | node_8101901_200896052 | node_8101901_200896053 | 291.225 | bal_1P_2AC | 8101901 | no | no |  |  | no |  |  | 0 | 0 | 0 | 0
oh_line_8101901_200896054 |  | AD | node_8101901_200896053 | node_8101901_200896054 | 289 | bal_1P_2AC | 8101901 | no | no |  |  | no |  |  | 0 | 0 | 0 | 0
oh_line_8101901_200896056 |  | AD | node_8101901_200896054 | node_8101901_200896056 | 397.984 | bal_1P_2AC | 8101901 | no | no |  |  | no |  |  | 0 | 0 | 0 | 0
oh_line_8101901_200896057 |  | AD | node_8101901_200896056 | node_8101901_200896057 | 291.295 | bal_1P_2AC | 8101901 | no | no |  |  | no |  |  | 0 | 0 | 0 | 0
oh_line_8101901_200896058 |  | AD | node_8101901_200896057 | node_8101901_200896058 | 133.835 | bal_1P_1/0AA | 8101901 | no | no |  |  | no |  |  | 0 | 0 | 0 | 0
oh_line_8101901_200896059 |  | AD | node_8101901_200896058 | node_8101901_200896059 | 229.826 | bal_1P_1/0AA | 8101901 | no | no |  |  | no |  |  | 0 | 0 | 0 | 0
oh_line_8101901_200896060 |  | AD | node_8101901_200896057 | node_8101901_200896060 | 271.058 | bal_1P_2AC | 8101901 | no | no |  |  | no |  |  | 0 | 0 | 0 | 0
oh_line_8101901_200896061 |  | AD | node_8101901_200896060 | node_8101901_200896061 | 536.366 | bal_1P_2AC | 8101901 | no | no |  |  | no |  |  | 0 | 0 | 0 | 0
oh_line_8101901_200896062 |  | AD | node_8101901_200896061 | node_8101901_200896062 | 367.492 | bal_1P_2AC | 8101901 | no | no |  |  | no |  |  | 0 | 0 | 0 | 0
oh_line_8101901_200896063 |  | AD | node_8101901_200896062 | node_8101901_200896063 | 344.339 | bal_1P_2AC | 8101901 | no | no |  |  | no |  |  | 0 | 0 | 0 | 0
oh_line_8101901_200896064 |  | AD | node_8101901_200896063 | node_8101901_200896064 | 371.645 | bal_1P_2AC | 8101901 | no | no |  |  | no |  |  | 0 | 0 | 0 | 0
oh_line_8101901_200896066 |  | ABCD | node_8101901_200896135 | node_8101901_200896066 | 333.622 | bal_3P_2AC | 8101901 | no | no |  |  | no |  |  | 0 | 0 | 0 | 0
oh_line_8101901_200896067 |  | ABCD | node_8101901_200897730 | node_8101901_200896067 | 366.473 | bal_3P_2AC | 8101901 | no | no |  |  | no |  |  | 0 | 0 | 0 | 0
oh_line_8101901_200896068 |  | ABCD | node_8101901_200896150 | node_8101901_200896068 | 272.292 | bal_3P_2AC | 8101901 | no | no |  |  | no |  |  | 0 | 0 | 0 | 0
oh_line_8101901_200896069 |  | ABCD | node_8101901_200896068 | node_8101901_200896069 | 172.549 | bal_3P_2AC | 8101901 | no | no |  |  | no |  |  | 0 | 0 | 0 | 0
oh_line_8101901_200896070 |  | AD | node_8101901_200896069 | node_8101901_200896070 | 110.64 | bal_1P_1/0AA | 8101901 | no | no |  |  | no |  |  | 0 | 0 | 0 | 0
oh_line_8101901_200896071 |  | AD | node_8101901_200896070 | node_8101901_200896071 | 310.882 | bal_1P_1/0AA | 8101901 | no | no |  |  | no |  |  | 0 | 0 | 0 | 0
oh_line_8101901_200896072 |  | ABCD | node_8101901_200896069 | node_8101901_200896072 | 126.79 | bal_3P_2AC | 8101901 | no | no |  |  | no |  |  | 0 | 0 | 0 | 0
oh_line_8101901_200896074 |  | ABCD | node_8101901_200896072 | node_8101901_200896074 | 237.825 | bal_3P_2AC | 8101901 | no | no |  |  | no |  |  | 0 | 0 | 0 | 0
oh_line_8101901_200896075 |  | AD | node_8101901_200896074 | node_8101901_200896075 | 101.437 | bal_1P_1/0AA | 8101901 | no | no |  |  | no |  |  | 0 | 0 | 0 | 0
oh_line_8101901_200896076 |  | AD | node_8101901_200896075 | node_8101901_200896076 | 276.782 | bal_1P_1/0AA | 8101901 | no | no |  |  | no |  |  | 0 | 0 | 0 | 0
oh_line_8101901_200896077 |  | ABCD | node_8101901_200896074 | node_8101901_200896077 | 174.717 | bal_3P_2AC | 8101901 | no | no |  |  | no |  |  | 0 | 0 | 0 | 0
oh_line_8101901_200896079 |  | ABCD | node_8101901_200896077 | node_8101901_200896079 | 260.529 | bal_3P_2AC | 8101901 | no | no |  |  | no |  |  | 0 | 0 | 0 | 0
oh_line_8101901_200896080 |  | AD | node_8101901_200896079 | node_8101901_200896080 | 57.821 | bal_1P_1/0AA | 8101901 | no | no |  |  | no |  |  | 0 | 0 | 0 | 0
oh_line_8101901_200896081 |  | AD | node_8101901_200896080 | node_8101901_200896081 | 170.254 | bal_1P_1/0AA | 8101901 | no | no |  |  | no |  |  | 0 | 0 | 0 | 0
oh_line_8101901_200896083 |  | ABCD | node_8101901_200896079 | node_8101901_200896083 | 372.658 | bal_3P_2AC | 8101901 | no | no |  |  | no |  |  | 0 | 0 | 0 | 0
oh_line_8101901_200896086 |  | ABCD | node_8101901_200896083 | node_8101901_200896086 | 404.651 | bal_3P_2AC | 8101901 | no | no |  |  | no |  |  | 0 | 0 | 0 | 0
oh_line_8101901_200896089 |  | ABCD | node_8101901_200896086 | node_8101901_200896089 | 200.606 | bal_3P_2AC | 8101901 | no | no |  |  | no |  |  | 0 | 0 | 0 | 0
oh_line_8101901_200896090 |  | ABCD | node_8101901_200896089 | node_8101901_200896090 | 398.609 | bal_3P_2AC | 8101901 | no | no |  |  | no |  |  | 0 | 0 | 0 | 0
oh_line_8101901_200896093 |  | ABCD | node_8101901_200896090 | node_8101901_200896093 | 181.91 | bal_3P_2AC | 8101901 | no | no |  |  | no |  |  | 0 | 0 | 0 | 0
oh_line_8101901_200896094 |  | ABCD | node_8101901_200896093 | node_8101901_200896094 | 225.772 | bal_3P_2AC | 8101901 | no | no |  |  | no |  |  | 0 | 0 | 0 | 0
oh_line_8101901_200896097 |  | ABCD | node_8101901_200896094 | node_8101901_200896097 | 293.46 | bal_3P_2AC | 8101901 | no | no |  |  | no |  |  | 0 | 0 | 0 | 0
oh_line_8101901_200896099 |  | ABCD | node_8101901_200896097 | node_8101901_200896099 | 208.88 | bal_3P_2AC | 8101901 | no | no |  |  | no |  |  | 0 | 0 | 0 | 0
oh_line_8101901_200896100 |  | ABCD | node_8101901_200896099 | node_8101901_200896100 | 250.116 | bal_3P_2AC | 8101901 | no | no |  |  | no |  |  | 0 | 0 | 0 | 0
oh_line_8101901_200896101 |  | ABCD | node_8101901_200896100 | node_8101901_200896101 | 105.511 | bal_3P_2AC | 8101901 | no | no |  |  | no |  |  | 0 | 0 | 0 | 0
oh_line_8101901_200896102 |  | AD | node_8101901_200896101 | node_8101901_200896102 | 282.457 | bal_1P_1/0AA | 8101901 | no | no |  |  | no |  |  | 0 | 0 | 0 | 0
oh_line_8101901_200896103 |  | ABCD | node_8101901_200896067 | node_intto1_8101901_200896103 | 340.671 | bal_3P_2AC | 8101901 | no | no |  |  | no |  |  | 0 | 0 | 0 | 0
oh_line_8101901_200896104 |  | ABCD | node_8101901_200896101 | node_8101901_200896104 | 466.784 | bal_3P_2AC | 8101901 | no | no |  |  | no |  |  | 0 | 0 | 0 | 0
oh_line_8101901_200896105 |  | ABCD | node_8101901_200896104 | node_8101901_200896105 | 404.278 | bal_3P_2AC | 8101901 | no | no |  |  | no |  |  | 0 | 0 | 0 | 0
oh_line_8101901_200896108 |  | ABCD | node_8101901_201015034 | node_8101901_200896108 | 335.521 | bal_3P_1/0AA | 8101901 | no | no |  |  | no |  |  | 0 | 0 | 0 | 0
oh_line_8101901_200896109 |  | ABCD | node_8101901_200896108 | node_8101901_200896109 | 191.194 | bal_3P_2AC | 8101901 | no | no |  |  | no |  |  | 0 | 0 | 0 | 0
oh_line_8101901_200896110 |  | ABCD | node_8101901_200896109 | node_8101901_200896110 | 252.673 | bal_3P_2AC | 8101901 | no | no |  |  | no |  |  | 0 | 0 | 0 | 0
oh_line_8101901_200896111 |  | AD | node_8101901_200896110 | node_8101901_200896111 | 300.11 | bal_1P_1/0AA | 8101901 | no | no |  |  | no |  |  | 0 | 0 | 0 | 0
oh_line_8101901_200896114 |  | ABCD | node_8101901_200896110 | node_8101901_200896114 | 269.703 | bal_3P_2AC | 8101901 | no | no |  |  | no |  |  | 0 | 0 | 0 | 0
oh_line_8101901_200896115 |  | ABCD | node_8101901_200896114 | node_8101901_200896115 | 149.053 | bal_3P_2AC | 8101901 | no | no |  |  | no |  |  | 0 | 0 | 0 | 0
oh_line_8101901_200896116 |  | ABCD | node_8101901_200896115 | node_8101901_200896116 | 135.405 | bal_3P_2AC | 8101901 | no | no |  |  | no |  |  | 0 | 0 | 0 | 0
oh_line_8101901_200896118 |  | ABCD | node_8101901_200896116 | node_8101901_200896118 | 386.542 | bal_3P_2AC | 8101901 | no | no |  |  | no |  |  | 0 | 0 | 0 | 0
oh_line_8101901_200896119 |  | ABCD | node_8101901_200896118 | node_8101901_200896119 | 337.653 | bal_3P_2AC | 8101901 | no | no |  |  | no |  |  | 0 | 0 | 0 | 0
oh_line_8101901_200896121 |  | ABCD | node_8101901_200896119 | node_8101901_200896121 | 410.862 | bal_3P_2AC | 8101901 | no | no |  |  | no |  |  | 0 | 0 | 0 | 0
oh_line_8101901_200896122 |  | ABCD | node_8101901_200896121 | node_8101901_200896122 | 450.083 | bal_3P_2AC | 8101901 | no | no |  |  | no |  |  | 0 | 0 | 0 | 0
oh_line_8101901_200896123 |  | ABCD | node_8101901_200896122 | node_8101901_200896123 | 291.54 | bal_3P_2AC | 8101901 | no | no |  |  | no |  |  | 0 | 0 | 0 | 0
oh_line_8101901_200896124 |  | ABCD | node_8101901_200896123 | node_8101901_200896124 | 258.41 | bal_3P_2AC | 8101901 | no | no |  |  | no |  |  | 0 | 0 | 0 | 0
oh_line_8101901_200896125 |  | ABCD | node_8101901_200896124 | node_8101901_200896125 | 349.785 | bal_3P_2AC | 8101901 | no | no |  |  | no |  |  | 0 | 0 | 0 | 0
oh_line_8101901_200896126 |  | ABCD | node_8101901_200896125 | node_8101901_200896126 | 313.582 | bal_3P_2AC | 8101901 | no | no |  |  | no |  |  | 0 | 0 | 0 | 0
oh_line_8101901_200896127 |  | ABCD | node_8101901_200896126 | node_8101901_200896127 | 176.12 | bal_3P_2AC | 8101901 | no | no |  |  | no |  |  | 0 | 0 | 0 | 0
oh_line_8101901_200896128 |  | ABCD | node_8101901_200896127 | node_8101901_200896128 | 171.058 | bal_3P_2AC | 8101901 | no | no |  |  | no |  |  | 0 | 0 | 0 | 0
oh_line_8101901_200896129 |  | ABCD | node_8101901_200896128 | node_8101901_200896129 | 337.958 | bal_3P_2AC | 8101901 | no | no |  |  | no |  |  | 0 | 0 | 0 | 0
oh_line_8101901_200896130 |  | ABCD | node_8101901_200896129 | node_8101901_200896130 | 355.952 | bal_3P_2AC | 8101901 | no | no |  |  | no |  |  | 0 | 0 | 0 | 0
oh_line_8101901_200896131 |  | AD | node_8101901_200896130 | node_8101901_200896131 | 227.811 | bal_1P_2AC | 8101901 | no | no |  |  | no |  |  | 0 | 0 | 0 | 0
oh_line_8101901_200896132 |  | AD | node_8101901_200896130 | node_8101901_200896132 | 96.346 | bal_1P_2AC | 8101901 | no | no |  |  | no |  |  | 0 | 0 | 0 | 0
oh_line_8101901_200896133 |  | AD | node_8101901_200896132 | node_8101901_200896133 | 262.308 | bal_1P_2AC | 8101901 | no | no |  |  | no |  |  | 0 | 0 | 0 | 0
oh_line_8101901_200896134 |  | AD | node_8101901_200896133 | node_8101901_200896134 | 275.917 | bal_1P_2AC | 8101901 | no | no |  |  | no |  |  | 0 | 0 | 0 | 0
oh_line_8101901_200896135 |  | ABCD | node_8101901_201066898 | node_8101901_200896135 | 366.528 | bal_3P_2AC | 8101901 | no | no |  |  | no |  |  | 0 | 0 | 0 | 0
oh_line_8101901_200896136 |  | AD | node_8101901_200896135 | node_8101901_200896136 | 419.301 | bal_1P_2AC | 8101901 | no | no |  |  | no |  |  | 0 | 0 | 0 | 0
oh_line_8101901_200896138 |  | AD | node_8101901_200967606 | node_8101901_200896138 | 242.281 | bal_1P_2AC | 8101901 | no | no |  |  | no |  |  | 0 | 0 | 0 | 0
oh_line_8101901_200896139 |  | AD | node_8101901_200896138 | node_8101901_200896139 | 127.019 | bal_1P_2AC | 8101901 | no | no |  |  | no |  |  | 0 | 0 | 0 | 0
oh_line_8101901_200896140 |  | AD | node_8101901_200896136 | node_intto1_8101901_200896140 | 263.222 | bal_1P_1/0AC | 8101901 | no | no |  |  | no |  |  | 0 | 0 | 0 | 0
oh_line_8101901_200896141 |  | AD | node_8101901_200896140 | node_8101901_200896141 | 266.184 | bal_1P_1/0AA | 8101901 | no | no |  |  | no |  |  | 0 | 0 | 0 | 0
oh_line_8101901_200896142 |  | AD | node_8101901_200896134 | node_8101901_200896142 | 367.393 | bal_1P_2AC | 8101901 | no | no |  |  | no |  |  | 0 | 0 | 0 | 0
oh_line_8101901_200896146 |  | ABCD | node_8101901_200896066 | node_8101901_200896146 | 383.558 | bal_3P_2AC | 8101901 | no | no |  |  | no |  |  | 0 | 0 | 0 | 0
oh_line_8101901_200896147 |  | ABCD | node_8101901_200896146 | node_8101901_200896147 | 358.844 | bal_3P_2AC | 8101901 | no | no |  |  | no |  |  | 0 | 0 | 0 | 0
oh_line_8101901_200896148 |  | ABCD | node_8101901_200896147 | node_8101901_200896148 | 337.496 | bal_3P_2AC | 8101901 | no | no |  |  | no |  |  | 0 | 0 | 0 | 0
oh_line_8101901_200896149 |  | ABCD | node_8101901_200896148 | node_8101901_200896149 | 317.482 | bal_3P_2AC | 8101901 | no | no |  |  | no |  |  | 0 | 0 | 0 | 0
oh_line_8101901_200896150 |  | ABCD | node_8101901_200896149 | node_8101901_200896150 | 346.545 | bal_3P_2AC | 8101901 | no | no |  |  | no |  |  | 0 | 0 | 0 | 0
oh_line_8101901_200896228 |  | AD | node_8101901_200897611 | node_intto1_8101901_200896228 | 368.14 | bal_1P_2AC | 8101901 | no | no |  |  | no |  |  | 0 | 0 | 0 | 0
oh_line_8101901_200896229 |  | AD | node_8101901_200896242 | node_8101901_200896229 | 203.914 | bal_1P_1/0AA | 8101901 | no | no |  |  | no |  |  | 0 | 0 | 0 | 0
oh_line_8101901_200896230 |  | AD | node_8101901_200896228 | node_8101901_200896230 | 214.518 | bal_1P_2AC | 8101901 | no | no |  |  | no |  |  | 0 | 0 | 0 | 0
oh_line_8101901_200896231 |  | AD | node_8101901_200896230 | node_8101901_200896231 | 392.223 | bal_1P_2AC | 8101901 | no | no |  |  | no |  |  | 0 | 0 | 0 | 0
oh_line_8101901_200896232 |  | AD | node_8101901_200896231 | node_8101901_200896232 | 81.342 | bal_1P_2AC | 8101901 | no | no |  |  | no |  |  | 0 | 0 | 0 | 0
oh_line_8101901_200896233 |  | AD | node_8101901_200896232 | node_8101901_200896233 | 343.657 | bal_1P_2AC | 8101901 | no | no |  |  | no |  |  | 0 | 0 | 0 | 0
oh_line_8101901_200896234 |  | AD | node_8101901_200896231 | node_8101901_200896234 | 196.982 | bal_1P_1/0AA | 8101901 | no | no |  |  | no |  |  | 0 | 0 | 0 | 0
oh_line_8101901_200896235 |  | AD | node_8101901_200896234 | node_8101901_200896235 | 276.141 | bal_1P_1/0AA | 8101901 | no | no |  |  | no |  |  | 0 | 0 | 0 | 0
oh_line_8101901_200896237 |  | AD | node_8101901_200896235 | node_8101901_200896237 | 358.971 | bal_1P_2AC | 8101901 | no | no |  |  | no |  |  | 0 | 0 | 0 | 0
oh_line_8101901_200896238 |  | AD | node_8101901_200896237 | node_8101901_200896238 | 339.63 | bal_1P_2AC | 8101901 | no | no |  |  | no |  |  | 0 | 0 | 0 | 0
oh_line_8101901_200896240 |  | AD | node_8101901_200896238 | node_8101901_200896240 | 305.371 | bal_1P_2AC | 8101901 | no | no |  |  | no |  |  | 0 | 0 | 0 | 0
oh_line_8101901_200896241 |  | AD | node_8101901_200896240 | node_8101901_200896241 | 320.705 | bal_1P_1/0AC | 8101901 | no | no |  |  | no |  |  | 0 | 0 | 0 | 0
oh_line_8101901_200896242 |  | AD | node_8101901_200896241 | node_8101901_200896242 | 304.387 | bal_1P_1/0AC | 8101901 | no | no |  |  | no |  |  | 0 | 0 | 0 | 0
oh_line_8101901_200896270 |  | AD | node_8101901_200899328 | node_intto1_8101901_200896270 | 171.033 | bal_1P_2AC | 8101901 | no | no |  |  | no |  |  | 0 | 0 | 0 | 0
oh_line_8101901_200896271 |  | AD | node_8101901_200896270 | node_8101901_200896271 | 266.591 | bal_1P_2AC | 8101901 | no | no |  |  | no |  |  | 0 | 0 | 0 | 0
oh_line_8101901_200896273 |  | AD | node_8101901_200896271 | node_8101901_200896273 | 219.686 | bal_1P_2AC | 8101901 | no | no |  |  | no |  |  | 0 | 0 | 0 | 0
oh_line_8101901_200896275 |  | AD | node_8101901_200896273 | node_8101901_200896275 | 160.221 | bal_1P_2AC | 8101901 | no | no |  |  | no |  |  | 0 | 0 | 0 | 0
oh_line_8101901_200896276 |  | AD | node_8101901_200896275 | node_8101901_200896276 | 401.409 | bal_1P_2AC | 8101901 | no | no |  |  | no |  |  | 0 | 0 | 0 | 0
oh_line_8101901_200896277 |  | AD | node_8101901_200896276 | node_8101901_200896277 | 375.255 | bal_1P_2AC | 8101901 | no | no |  |  | no |  |  | 0 | 0 | 0 | 0
oh_line_8101901_200896278 |  | AD | node_8101901_200896277 | node_8101901_200896278 | 303.885 | bal_1P_2AC | 8101901 | no | no |  |  | no |  |  | 0 | 0 | 0 | 0
oh_line_8101901_200896279 |  | AD | node_8101901_200896278 | node_8101901_200896279 | 293.607 | bal_1P_2AC | 8101901 | no | no |  |  | no |  |  | 0 | 0 | 0 | 0
oh_line_8101901_200896327 |  | AD | node_8101901_200897622 | node_intto1_8101901_200896327 | 482.789 | bal_1P_2AC | 8101901 | no | no |  |  | no |  |  | 0 | 0 | 0 | 0
oh_line_8101901_200896328 |  | AD | node_8101901_200896327 | node_8101901_200896328 | 207.212 | bal_1P_2AC | 8101901 | no | no |  |  | no |  |  | 0 | 0 | 0 | 0
oh_line_8101901_200896329 |  | AD | node_8101901_200896342 | node_8101901_200896329 | 254.059 | bal_1P_1/0AA | 8101901 | no | no |  |  | no |  |  | 0 | 0 | 0 | 0
oh_line_8101901_200896330 |  | AD | node_8101901_200896328 | node_8101901_200896330 | 165.088 | bal_1P_2AC | 8101901 | no | no |  |  | no |  |  | 0 | 0 | 0 | 0
oh_line_8101901_200896331 |  | AD | node_8101901_200896330 | node_8101901_200896331 | 177.229 | bal_1P_1/0AA | 8101901 | no | no |  |  | no |  |  | 0 | 0 | 0 | 0
oh_line_8101901_200896332 |  | AD | node_8101901_200896330 | node_8101901_200896332 | 423.656 | bal_1P_2AC | 8101901 | no | no |  |  | no |  |  | 0 | 0 | 0 | 0
oh_line_8101901_200896333 |  | AD | node_8101901_200896332 | node_8101901_200896333 | 182.724 | bal_1P_2AC | 8101901 | no | no |  |  | no |  |  | 0 | 0 | 0 | 0
oh_line_8101901_200896334 |  | AD | node_8101901_200896333 | node_8101901_200896334 | 253.498 | bal_1P_2AC | 8101901 | no | no |  |  | no |  |  | 0 | 0 | 0 | 0
oh_line_8101901_200896335 |  | AD | node_8101901_200896334 | node_8101901_200896335 | 161.334 | bal_1P_1/0AA | 8101901 | no | no |  |  | no |  |  | 0 | 0 | 0 | 0
oh_line_8101901_200896336 |  | AD | node_8101901_200896334 | node_8101901_200896336 | 483.6 | bal_1P_2AC | 8101901 | no | no |  |  | no |  |  | 0 | 0 | 0 | 0
oh_line_8101901_200896337 |  | AD | node_8101901_200896336 | node_8101901_200896337 | 198.698 | bal_1P_1/0AA | 8101901 | no | no |  |  | no |  |  | 0 | 0 | 0 | 0
oh_line_8101901_200896338 |  | AD | node_8101901_200896336 | node_8101901_200896338 | 395.956 | bal_1P_2AC | 8101901 | no | no |  |  | no |  |  | 0 | 0 | 0 | 0
oh_line_8101901_200896339 |  | AD | node_8101901_200896338 | node_8101901_200896339 | 271.629 | bal_1P_2AC | 8101901 | no | no |  |  | no |  |  | 0 | 0 | 0 | 0
oh_line_8101901_200896340 |  | AD | node_8101901_200896339 | node_8101901_200896340 | 244.568 | bal_1P_2AC | 8101901 | no | no |  |  | no |  |  | 0 | 0 | 0 | 0
oh_line_8101901_200896341 |  | AD | node_8101901_200896340 | node_8101901_200896341 | 347.393 | bal_1P_2AC | 8101901 | no | no |  |  | no |  |  | 0 | 0 | 0 | 0
oh_line_8101901_200896342 |  | AD | node_8101901_200896341 | node_8101901_200896342 | 364.668 | bal_1P_2AC | 8101901 | no | no |  |  | no |  |  | 0 | 0 | 0 | 0
oh_line_8101901_200896390 |  | ABCD | node_8101901_200897697 | node_8101901_200896390 | 52.049 | bal_3P_2AC | 8101901 | no | no |  |  | no |  |  | 0 | 0 | 0 | 0
oh_line_8101901_200896391 |  | ABCD | node_8101901_200896390 | node_8101901_200896391 | 230.731 | bal_3P_2AC | 8101901 | no | no |  |  | no |  |  | 0 | 0 | 0 | 0
oh_line_8101901_200896392 |  | ABCD | node_8101901_200896391 | node_8101901_200896392 | 144.107 | bal_3P_2AC | 8101901 | no | no |  |  | no |  |  | 0 | 0 | 0 | 0
oh_line_8101901_200896393 |  | AD | node_8101901_200896392 | node_8101901_200896393 | 140.414 | bal_1P_1/0AC | 8101901 | no | no |  |  | no |  |  | 0 | 0 | 0 | 0
oh_line_8101901_200896394 |  | AD | node_8101901_200896393 | node_8101901_200896394 | 202.262 | bal_1P_1/0AC | 8101901 | no | no |  |  | no |  |  | 0 | 0 | 0 | 0
oh_line_8101901_200896395 |  | AD | node_8101901_200896394 | node_8101901_200896395 | 199.363 | bal_1P_1/0AC | 8101901 | no | no |  |  | no |  |  | 0 | 0 | 0 | 0
oh_line_8101901_200896540 |  | AD | node_8101901_200896392 | node_8101901_200896540 | 167.909 | bal_1P_1/0AC | 8101901 | no | no |  |  | no |  |  | 0 | 0 | 0 | 0
oh_line_8101901_200896541 |  | AD | node_8101901_200896540 | node_8101901_200896541 | 117.945 | bal_1P_1/0AC | 8101901 | no | no |  |  | no |  |  | 0 | 0 | 0 | 0
oh_line_8101901_200896542 |  | AD | node_8101901_200896541 | node_intto1_8101901_200896542 | 118.247 | bal_1P_1/0AC | 8101901 | no | no |  |  | no |  |  | 0 | 0 | 0 | 0
oh_line_8101901_200896543 |  | AD | node_8101901_200896542 | node_8101901_200896543 | 148.636 | bal_1P_1/0AC | 8101901 | no | no |  |  | no |  |  | 0 | 0 | 0 | 0
oh_line_8101901_200896545 |  | AD | node_8101901_200974754 | node_8101901_200896545 | 168.073 | bal_1P_1/0AC | 8101901 | no | no |  |  | no |  |  | 0 | 0 | 0 | 0
oh_line_8101901_200897110 |  | AD | node_8101901_200897136 | node_8101901_200897110 | 303.637 | bal_1P_1/0AA | 8101901 | no | no |  |  | no |  |  | 0 | 0 | 0 | 0
oh_line_8101901_200897111 |  | AD | node_8101901_200897618 | node_intto1_8101901_200897111 | 138.998 | bal_1P_2AC | 8101901 | no | no |  |  | no |  |  | 0 | 0 | 0 | 0
oh_line_8101901_200897112 |  | AD | node_8101901_200897140 | node_8101901_200897112 | 394.46 | bal_1P_2AC | 8101901 | no | no |  |  | no |  |  | 0 | 0 | 0 | 0
oh_line_8101901_200897113 |  | AD | node_8101901_200897112 | node_8101901_200897113 | 299.287 | bal_1P_2AC | 8101901 | no | no |  |  | no |  |  | 0 | 0 | 0 | 0
oh_line_8101901_200897114 |  | AD | node_8101901_200897113 | node_8101901_200897114 | 258.595 | bal_1P_2AC | 8101901 | no | no |  |  | no |  |  | 0 | 0 | 0 | 0
oh_line_8101901_200897115 |  | AD | node_8101901_200897114 | node_8101901_200897115 | 249.717 | bal_1P_2AC | 8101901 | no | no |  |  | no |  |  | 0 | 0 | 0 | 0
oh_line_8101901_200897117 |  | AD | node_8101901_200897115 | node_8101901_200897117 | 238.29 | bal_1P_2AC | 8101901 | no | no |  |  | no |  |  | 0 | 0 | 0 | 0
oh_line_8101901_200897118 |  | AD | node_8101901_200897117 | node_8101901_200897118 | 252.87 | bal_1P_2AC | 8101901 | no | no |  |  | no |  |  | 0 | 0 | 0 | 0
oh_line_8101901_200897119 |  | AD | node_8101901_200897118 | node_8101901_200897119 | 71.078 | bal_1P_1/0AA | 8101901 | no | no |  |  | no |  |  | 0 | 0 | 0 | 0
oh_line_8101901_200897120 |  | AD | node_8101901_200897118 | node_8101901_200897120 | 79.748 | bal_1P_2AC | 8101901 | no | no |  |  | no |  |  | 0 | 0 | 0 | 0
oh_line_8101901_200897121 |  | AD | node_8101901_200897120 | node_8101901_200897121 | 285.427 | bal_1P_1/0AA | 8101901 | no | no |  |  | no |  |  | 0 | 0 | 0 | 0
oh_line_8101901_200897122 |  | AD | node_8101901_200897120 | node_8101901_200897122 | 248.652 | bal_1P_2AC | 8101901 | no | no |  |  | no |  |  | 0 | 0 | 0 | 0
oh_line_8101901_200897123 |  | AD | node_8101901_200897122 | node_8101901_200897123 | 279.571 | bal_1P_2AC | 8101901 | no | no |  |  | no |  |  | 0 | 0 | 0 | 0
oh_line_8101901_200897124 |  | AD | node_8101901_200897122 | node_8101901_200897124 | 312.465 | bal_1P_2AC | 8101901 | no | no |  |  | no |  |  | 0 | 0 | 0 | 0
oh_line_8101901_200897125 |  | AD | node_8101901_200897124 | node_8101901_200897125 | 291.006 | bal_1P_2AC | 8101901 | no | no |  |  | no |  |  | 0 | 0 | 0 | 0
oh_line_8101901_200897126 |  | AD | node_8101901_200897125 | node_8101901_200897126 | 319.134 | bal_1P_2AC | 8101901 | no | no |  |  | no |  |  | 0 | 0 | 0 | 0
oh_line_8101901_200897128 |  | AD | node_8101901_200897111 | node_8101901_200897128 | 291.316 | bal_1P_2AC | 8101901 | no | no |  |  | no |  |  | 0 | 0 | 0 | 0
oh_line_8101901_200897130 |  | AD | node_8101901_200897126 | node_8101901_200897130 | 256.22 | bal_1P_2AC | 8101901 | no | no |  |  | no |  |  | 0 | 0 | 0 | 0
oh_line_8101901_200897132 |  | AD | node_8101901_200897130 | node_8101901_200897132 | 216.814 | bal_1P_2AC | 8101901 | no | no |  |  | no |  |  | 0 | 0 | 0 | 0
oh_line_8101901_200897133 |  | AD | node_8101901_200897132 | node_8101901_200897133 | 235.311 | bal_1P_2AC | 8101901 | no | no |  |  | no |  |  | 0 | 0 | 0 | 0
oh_line_8101901_200897134 |  | AD | node_8101901_200897128 | node_8101901_200897134 | 151.613 | bal_1P_2AC | 8101901 | no | no |  |  | no |  |  | 0 | 0 | 0 | 0
oh_line_8101901_200897135 |  | AD | node_8101901_200897134 | node_8101901_200897135 | 262.921 | bal_1P_1/0AC | 8101901 | no | no |  |  | no |  |  | 0 | 0 | 0 | 0
oh_line_8101901_200897136 |  | AD | node_8101901_200897135 | node_8101901_200897136 | 207.991 | bal_1P_1/0AC | 8101901 | no | no |  |  | no |  |  | 0 | 0 | 0 | 0
oh_line_8101901_200897137 |  | AD | node_8101901_200897136 | node_8101901_200897137 | 428.445 | bal_1P_2AC | 8101901 | no | no |  |  | no |  |  | 0 | 0 | 0 | 0
oh_line_8101901_200897138 |  | AD | node_8101901_200897137 | node_8101901_200897138 | 273.416 | bal_1P_2AC | 8101901 | no | no |  |  | no |  |  | 0 | 0 | 0 | 0
oh_line_8101901_200897139 |  | AD | node_8101901_200897138 | node_8101901_200897139 | 300.219 | bal_1P_2AC | 8101901 | no | no |  |  | no |  |  | 0 | 0 | 0 | 0
oh_line_8101901_200897140 |  | AD | node_8101901_200897139 | node_8101901_200897140 | 294.995 | bal_1P_2AC | 8101901 | no | no |  |  | no |  |  | 0 | 0 | 0 | 0
oh_line_8101901_200897151 |  | AD | node_8101901_200897770 | node_intto1_8101901_200897151 | 216.327 | bal_1P_1/0AC | 8101901 | no | no |  |  | no |  |  | 0 | 0 | 0 | 0
oh_line_8101901_200897152 |  | AD | node_8101901_200897151 | node_8101901_200897152 | 287.269 | bal_1P_1/0AC | 8101901 | no | no |  |  | no |  |  | 0 | 0 | 0 | 0
oh_line_8101901_200897155 |  | AD | node_8101901_200897152 | node_8101901_200897155 | 177.816 | bal_1P_1/0AC | 8101901 | no | no |  |  | no |  |  | 0 | 0 | 0 | 0
oh_line_8101901_200897156 |  | AD | node_8101901_200897155 | node_8101901_200897156 | 275.487 | bal_1P_1/0AC | 8101901 | no | no |  |  | no |  |  | 0 | 0 | 0 | 0
oh_line_8101901_200897157 |  | AD | node_8101901_200897156 | node_intto1_8101901_200897157 | 124.225 | bal_1P_1/0AA | 8101901 | no | no |  |  | no |  |  | 0 | 0 | 0 | 0
oh_line_8101901_200897159 |  | AD | node_8101901_200897157 | node_8101901_200897159 | 242.284 | bal_1P_1/0AA | 8101901 | no | no |  |  | no |  |  | 0 | 0 | 0 | 0
oh_line_8101901_200897160 |  | AD | node_8101901_200897159 | node_8101901_200897160 | 220.266 | bal_1P_1/0AA | 8101901 | no | no |  |  | no |  |  | 0 | 0 | 0 | 0
oh_line_8101901_200897492 |  | AD | node_8101901_200897500 | node_8101901_200897492 | 353.977 | bal_1P_1/0AA | 8101901 | no | no |  |  | no |  |  | 0 | 0 | 0 | 0
oh_line_8101901_200897493 |  | AD | node_8101901_200897820 | node_8101901_200897493 | 126.786 | bal_1P_1/0AC | 8101901 | no | no |  |  | no |  |  | 0 | 0 | 0 | 0
oh_line_8101901_200897494 |  | AD | node_8101901_200897512 | node_8101901_200897494 | 277.078 | bal_1P_1/0AC | 8101901 | no | no |  |  | no |  |  | 0 | 0 | 0 | 0
oh_line_8101901_200897495 |  | AD | node_8101901_200897494 | node_8101901_200897495 | 327.726 | bal_1P_1/0AC | 8101901 | no | no |  |  | no |  |  | 0 | 0 | 0 | 0
oh_line_8101901_200897496 |  | AD | node_8101901_200897495 | node_8101901_200897496 | 264.224 | bal_1P_1/0AA | 8101901 | no | no |  |  | no |  |  | 0 | 0 | 0 | 0
oh_line_8101901_200897497 |  | AD | node_8101901_200897496 | node_8101901_200897497 | 171.868 | bal_1P_1/0AA | 8101901 | no | no |  |  | no |  |  | 0 | 0 | 0 | 0
oh_line_8101901_200897498 |  | AD | node_8101901_200897497 | node_8101901_200897498 | 373.82 | bal_1P_1/0AA | 8101901 | no | no |  |  | no |  |  | 0 | 0 | 0 | 0
oh_line_8101901_200897499 |  | AD | node_8101901_200897498 | node_8101901_200897499 | 355.201 | bal_1P_1/0AA | 8101901 | no | no |  |  | no |  |  | 0 | 0 | 0 | 0
oh_line_8101901_200897500 |  | AD | node_8101901_200897499 | node_8101901_200897500 | 62.343 | bal_1P_1/0AA | 8101901 | no | no |  |  | no |  |  | 0 | 0 | 0 | 0
oh_line_8101901_200897501 |  | AD | node_8101901_200897493 | node_intto1_8101901_200897501 | 326.448 | bal_1P_1/0AC | 8101901 | no | no |  |  | no |  |  | 0 | 0 | 0 | 0
oh_line_8101901_200897502 |  | AD | node_8101901_200897501 | node_8101901_200897502 | 244.073 | bal_1P_1/0AC | 8101901 | no | no |  |  | no |  |  | 0 | 0 | 0 | 0
oh_line_8101901_200897504 |  | AD | node_8101901_200897502 | node_8101901_200897504 | 251.481 | bal_1P_1/0AC | 8101901 | no | no |  |  | no |  |  | 0 | 0 | 0 | 0
oh_line_8101901_200897505 |  | AD | node_8101901_200897504 | node_8101901_200897505 | 238.089 | bal_1P_1/0AC | 8101901 | no | no |  |  | no |  |  | 0 | 0 | 0 | 0
oh_line_8101901_200897507 |  | AD | node_8101901_200897505 | node_8101901_200897507 | 263.986 | bal_1P_1/0AC | 8101901 | no | no |  |  | no |  |  | 0 | 0 | 0 | 0
oh_line_8101901_200897508 |  | AD | node_8101901_200897507 | node_8101901_200897508 | 144.779 | bal_1P_1/0AC | 8101901 | no | no |  |  | no |  |  | 0 | 0 | 0 | 0
oh_line_8101901_200897509 |  | AD | node_8101901_200897508 | node_8101901_200897509 | 223.36 | bal_1P_1/0AC | 8101901 | no | no |  |  | no |  |  | 0 | 0 | 0 | 0
oh_line_8101901_200897512 |  | AD | node_8101901_200897509 | node_8101901_200897512 | 293.353 | bal_1P_1/0AC | 8101901 | no | no |  |  | no |  |  | 0 | 0 | 0 | 0
oh_line_8101901_200897515 |  | ABCN | node_8101901_200953471 | node_intto1_8101901_200897515 | 94.531 | bal_3P_DELTACUST | 8101901 | no | no |  |  | no |  |  | 0 | 0 | 0 | 0
oh_line_8101901_200897516 |  | AN | node_8101901_200897746 | node_8101901_200897516 | 123.737 | bal_1P_DELTACUST | 8101901 | no | no |  |  | no |  |  | 0 | 0 | 0 | 0
oh_line_8101901_200897518 |  | AN | node_8101901_200897757 | node_8101901_200897518 | 352.332 | bal_1P_DELTACUST | 8101901 | no | no |  |  | no |  |  | 0 | 0 | 0 | 0
oh_line_8101901_200897519 |  | AN | node_8101901_200897763 | node_8101901_200897519 | 258.575 | bal_1P_DELTACUST | 8101901 | no | no |  |  | no |  |  | 0 | 0 | 0 | 0
oh_line_8101901_200897520 |  | AN | node_8101901_200897519 | node_8101901_200897520 | 256.155 | bal_1P_DELTACUST | 8101901 | no | no |  |  | no |  |  | 0 | 0 | 0 | 0
oh_line_8101901_200897521 |  | ABCD | node_8101901_200897674 | node_intto1_8101901_200897521 | 228.301 | bal_3P_477AL | 8101901 | no | no |  |  | no |  |  | 0 | 0 | 0 | 0
oh_line_8101901_200897525 |  | AD | node_8101901_201066866 | node_8101901_200897525 | 114.517 | bal_1P_1/0AA | 8101901 | no | no |  |  | no |  |  | 0 | 0 | 0 | 0
oh_line_8101901_200897526 |  | AD | node_8101901_312068437 | node_8101901_200897526 | 127.437 | bal_1P_1/0AA | 8101901 | no | no |  |  | no |  |  | 0 | 0 | 0 | 0
oh_line_8101901_200897527 |  | ABCD | node_8101901_201066866 | node_8101901_200897527 | 242.706 | bal_3P_477AL | 8101901 | no | no |  |  | no |  |  | 0 | 0 | 0 | 0
oh_line_8101901_200897532 |  | ABCD | node_8101901_200897527 | node_8101901_200897532 | 328.205 | bal_3P_477AL | 8101901 | no | no |  |  | no |  |  | 0 | 0 | 0 | 0
oh_line_8101901_200897533 |  | ABCD | node_8101901_200897532 | node_8101901_200897533 | 325.588 | bal_3P_477AL | 8101901 | no | no |  |  | no |  |  | 0 | 0 | 0 | 0
oh_line_8101901_200897534 |  | ABCD | node_8101901_200897533 | node_8101901_200897534 | 276.927 | bal_3P_477AL | 8101901 | no | no |  |  | no |  |  | 0 | 0 | 0 | 0
oh_line_8101901_200897536 |  | ABCD | node_8101901_200897534 | node_8101901_200897536 | 219.609 | bal_3P_477AL | 8101901 | no | no |  |  | no |  |  | 0 | 0 | 0 | 0
oh_line_8101901_200897537 |  | ABCD | node_8101901_200897536 | node_8101901_200897537 | 197.967 | bal_3P_477AL | 8101901 | no | no |  |  | no |  |  | 0 | 0 | 0 | 0
oh_line_8101901_200897538 |  | ABCD | node_8101901_200897537 | node_8101901_200897538 | 347.088 | bal_3P_477AL | 8101901 | no | no |  |  | no |  |  | 0 | 0 | 0 | 0
oh_line_8101901_200897541 |  | ABCD | node_8101901_200897538 | node_8101901_200897541 | 214.342 | bal_3P_4/0AC | 8101901 | no | no |  |  | no |  |  | 0 | 0 | 0 | 0
oh_line_8101901_200897543 |  | ABCD | node_8101901_200897541 | node_8101901_200897543 | 259.665 | bal_3P_4/0AC | 8101901 | no | no |  |  | no |  |  | 0 | 0 | 0 | 0
oh_line_8101901_200897545 |  | ABCD | node_8101901_200897543 | node_8101901_200897545 | 207.458 | bal_3P_4/0AC | 8101901 | no | no |  |  | no |  |  | 0 | 0 | 0 | 0
oh_line_8101901_200897546 |  | ABCD | node_8101901_200897545 | node_8101901_200897546 | 184.421 | bal_3P_4/0AC | 8101901 | no | no |  |  | no |  |  | 0 | 0 | 0 | 0
oh_line_8101901_200897548 |  | ABCD | node_8101901_200897546 | node_8101901_200897548 | 185.171 | bal_3P_4/0AC | 8101901 | no | no |  |  | no |  |  | 0 | 0 | 0 | 0
oh_line_8101901_200897551 |  | ABCD | node_8101901_200897548 | node_8101901_200897551 | 177.91 | bal_3P_4/0AC | 8101901 | no | no |  |  | no |  |  | 0 | 0 | 0 | 0
oh_line_8101901_200897552 |  | ABCD | node_8101901_200897551 | node_8101901_200897552 | 212.025 | bal_3P_4/0AC | 8101901 | no | no |  |  | no |  |  | 0 | 0 | 0 | 0
oh_line_8101901_200897554 |  | ABCD | node_8101901_200897552 | node_8101901_200897554 | 244.211 | bal_3P_4/0AC | 8101901 | no | no |  |  | no |  |  | 0 | 0 | 0 | 0
oh_line_8101901_200897556 |  | ABCD | node_8101901_200897554 | node_8101901_200897556 | 198.153 | bal_3P_4/0AC | 8101901 | no | no |  |  | no |  |  | 0 | 0 | 0 | 0
oh_line_8101901_200897559 |  | ABCD | node_8101901_200897556 | node_8101901_200897559 | 199.059 | bal_3P_4/0AC | 8101901 | no | no |  |  | no |  |  | 0 | 0 | 0 | 0
oh_line_8101901_200897564-1 |  | ABCD | node_1326376_179_15264973_257 | node_8101901_200897564 | 6.902 | bal_3P_4/0AC | 8101901 | no | no |  |  | no |  |  | 0 | 0 | 0 | 0
oh_line_8101901_200897564-2 |  | ABCD | node_8101901_200897559 | node_1326376_179_15264973_257 | 222.801 | bal_3P_4/0AC | 8101901 | no | no |  |  | no |  |  | 0 | 0 | 0 | 0
oh_line_8101901_200897565 |  | ABCD | node_8101901_200897564 | node_8101901_200897565 | 186.295 | bal_3P_4/0AC | 8101901 | no | no |  |  | no |  |  | 0 | 0 | 0 | 0
oh_line_8101901_200897567 |  | ABCD | node_8101901_200897565 | node_8101901_200897567 | 215.856 | bal_3P_4/0AC | 8101901 | no | no |  |  | no |  |  | 0 | 0 | 0 | 0
oh_line_8101901_200897568 |  | ABCD | node_8101901_200897567 | node_8101901_200897568 | 162.905 | bal_3P_4/0AC | 8101901 | no | no |  |  | no |  |  | 0 | 0 | 0 | 0
oh_line_8101901_200897569 |  | ABCD | node_8101901_200897568 | node_8101901_200897569 | 135.748 | bal_3P_4/0AC | 8101901 | no | no |  |  | no |  |  | 0 | 0 | 0 | 0
oh_line_8101901_200897571 |  | ABCD | node_8101901_200977837 | node_8101901_200897571 | 146.905 | bal_3P_1/0AA | 8101901 | no | no |  |  | no |  |  | 0 | 0 | 0 | 0
oh_line_8101901_200897572 |  | ABCD | node_8101901_200897571 | node_intto1_8101901_200897572 | 89.654 | bal_3P_4CU | 8101901 | no | no |  |  | no |  |  | 0 | 0 | 0 | 0
oh_line_8101901_200897573 |  | AD | node_8101901_200897572 | node_8101901_200897573 | 63.147 | bal_1P_1/0AC | 8101901 | no | no |  |  | no |  |  | 0 | 0 | 0 | 0
oh_line_8101901_200897574 |  | AD | node_8101901_200897573 | node_8101901_200897574 | 116.856 | bal_1P_1/0AC | 8101901 | no | no |  |  | no |  |  | 0 | 0 | 0 | 0
oh_line_8101901_200897576 |  | ABCD | node_8101901_200897572 | node_8101901_200897576 | 102.601 | bal_3P_4CU | 8101901 | no | no |  |  | no |  |  | 0 | 0 | 0 | 0
oh_line_8101901_200897577 |  | ABCD | node_8101901_200897576 | node_8101901_200897577 | 195.323 | bal_3P_4CU | 8101901 | no | no |  |  | no |  |  | 0 | 0 | 0 | 0
oh_line_8101901_200897578 |  | ABCD | node_8101901_200897577 | node_8101901_200897578 | 149.377 | bal_3P_4CU | 8101901 | no | no |  |  | no |  |  | 0 | 0 | 0 | 0
oh_line_8101901_200897581 |  | ABCD | node_8101901_200897578 | node_8101901_200897581 | 156.75 | bal_3P_4CU | 8101901 | no | no |  |  | no |  |  | 0 | 0 | 0 | 0
oh_line_8101901_200897582 |  | ABCD | node_8101901_200897581 | node_8101901_200897582 | 189.211 | bal_3P_4CU | 8101901 | no | no |  |  | no |  |  | 0 | 0 | 0 | 0
oh_line_8101901_200897584 |  | ABCD | node_8101901_200897582 | node_8101901_200897584 | 200.763 | bal_3P_4CU | 8101901 | no | no |  |  | no |  |  | 0 | 0 | 0 | 0
oh_line_8101901_200897585 |  | ABCD | node_8101901_200897584 | node_8101901_200897585 | 195.821 | bal_3P_4CU | 8101901 | no | no |  |  | no |  |  | 0 | 0 | 0 | 0
oh_line_8101901_200897588 |  | ABCD | node_8101901_200968962 | node_8101901_200897588 | 233.944 | bal_3P_4CU | 8101901 | no | no |  |  | no |  |  | 0 | 0 | 0 | 0
oh_line_8101901_200897589 |  | ABCD | node_8101901_200897588 | node_8101901_200897589 | 213.516 | bal_3P_4CU | 8101901 | no | no |  |  | no |  |  | 0 | 0 | 0 | 0
oh_line_8101901_200897591 |  | ABCD | node_8101901_200897589 | node_8101901_200897591 | 241.797 | bal_3P_4CU | 8101901 | no | no |  |  | no |  |  | 0 | 0 | 0 | 0
oh_line_8101901_200897592 |  | ABCD | node_8101901_200897591 | node_8101901_200897592 | 254.75 | bal_3P_4CU | 8101901 | no | no |  |  | no |  |  | 0 | 0 | 0 | 0
oh_line_8101901_200897593 |  | ABCD | node_8101901_200897592 | node_8101901_200897593 | 253.279 | bal_3P_4CU | 8101901 | no | no |  |  | no |  |  | 0 | 0 | 0 | 0
oh_line_8101901_200897595 |  | ABCD | node_8101901_200897593 | node_intto1_8101901_200897595 | 253.603 | bal_3P_4CU | 8101901 | no | no |  |  | no |  |  | 0 | 0 | 0 | 0
oh_line_8101901_200897596 |  | ABCD | node_8101901_200897595 | node_8101901_200897596 | 255.385 | bal_3P_4CU | 8101901 | no | no |  |  | no |  |  | 0 | 0 | 0 | 0
oh_line_8101901_200897598 |  | ABCD | node_8101901_200897596 | node_8101901_200897598 | 254.845 | bal_3P_4CU | 8101901 | no | no |  |  | no |  |  | 0 | 0 | 0 | 0
oh_line_8101901_200897599 |  | ABCD | node_8101901_200897598 | node_8101901_200897599 | 226.041 | bal_3P_4CU | 8101901 | no | no |  |  | no |  |  | 0 | 0 | 0 | 0
oh_line_8101901_200897600 |  | ABCD | node_8101901_200897599 | node_8101901_200897600 | 239.311 | bal_3P_4CU | 8101901 | no | no |  |  | no |  |  | 0 | 0 | 0 | 0
oh_line_8101901_200897601 |  | AD | node_8101901_200897600 | node_8101901_200897601 | 275.639 | bal_1P_2AC | 8101901 | no | no |  |  | no |  |  | 0 | 0 | 0 | 0
oh_line_8101901_200897602 |  | ABCD | node_8101901_200897600 | node_8101901_200897602 | 179.125 | bal_3P_4CU | 8101901 | no | no |  |  | no |  |  | 0 | 0 | 0 | 0
oh_line_8101901_200897603 |  | ABCD | node_8101901_200897602 | node_8101901_200897603 | 205.112 | bal_3P_4CU | 8101901 | no | no |  |  | no |  |  | 0 | 0 | 0 | 0
oh_line_8101901_200897604 |  | ABCD | node_8101901_200897603 | node_8101901_200897604 | 204.662 | bal_3P_4CU | 8101901 | no | no |  |  | no |  |  | 0 | 0 | 0 | 0
oh_line_8101901_200897605 |  | ABCD | node_8101901_200897604 | node_8101901_200897605 | 196.719 | bal_3P_4CU | 8101901 | no | no |  |  | no |  |  | 0 | 0 | 0 | 0
oh_line_8101901_200897606 |  | ABCD | node_8101901_200897605 | node_8101901_200897606 | 143.278 | bal_3P_4CU | 8101901 | no | no |  |  | no |  |  | 0 | 0 | 0 | 0
oh_line_8101901_200897607 |  | AD | node_8101901_200897606 | node_8101901_200897607 | 144.629 | bal_1P_1/0AC | 8101901 | no | no |  |  | no |  |  | 0 | 0 | 0 | 0
oh_line_8101901_200897608 |  | AD | node_8101901_200897607 | node_8101901_200897608 | 144.169 | bal_1P_1/0AC | 8101901 | no | no |  |  | no |  |  | 0 | 0 | 0 | 0
oh_line_8101901_200897611 |  | ABCD | node_8101901_200897606 | node_8101901_200897611 | 140.314 | bal_3P_4CU | 8101901 | no | no |  |  | no |  |  | 0 | 0 | 0 | 0
oh_line_8101901_200897613 |  | ABCD | node_8101901_200897611 | node_8101901_200897613 | 233.736 | bal_3P_4CU | 8101901 | no | no |  |  | no |  |  | 0 | 0 | 0 | 0
oh_line_8101901_200897614 |  | ABCD | node_8101901_200897613 | node_8101901_200897614 | 180.721 | bal_3P_4CU | 8101901 | no | no |  |  | no |  |  | 0 | 0 | 0 | 0
oh_line_8101901_200897616 |  | ABCD | node_8101901_200897614 | node_8101901_200897616 | 193.766 | bal_3P_4CU | 8101901 | no | no |  |  | no |  |  | 0 | 0 | 0 | 0
oh_line_8101901_200897618 |  | ABCD | node_8101901_200897616 | node_8101901_200897618 | 164.827 | bal_3P_4CU | 8101901 | no | no |  |  | no |  |  | 0 | 0 | 0 | 0
oh_line_8101901_200897619 |  | ABCD | node_8101901_200897618 | node_8101901_200897619 | 258.391 | bal_3P_4CU | 8101901 | no | no |  |  | no |  |  | 0 | 0 | 0 | 0
oh_line_8101901_200897621 |  | ABCD | node_8101901_200897619 | node_intto1_8101901_200897621 | 277.061 | bal_3P_4CU | 8101901 | no | no |  |  | no |  |  | 0 | 0 | 0 | 0
oh_line_8101901_200897622 |  | ABCD | node_8101901_200897621 | node_8101901_200897622 | 147.346 | bal_3P_4CU | 8101901 | no | no |  |  | no |  |  | 0 | 0 | 0 | 0
oh_line_8101901_200897624 |  | ABCD | node_8101901_200897622 | node_8101901_200897624 | 163.817 | bal_3P_4CU | 8101901 | no | no |  |  | no |  |  | 0 | 0 | 0 | 0
oh_line_8101901_200897625-1 |  | ABCD | node_1330212_145_15258203_17 | node_8101901_200897625 | 14.754 | bal_3P_4CU | 8101901 | no | no |  |  | no |  |  | 0 | 0 | 0 | 0
oh_line_8101901_200897625-2 |  | ABCD | node_8101901_200897624 | node_1330212_145_15258203_17 | 159.437 | bal_3P_4CU | 8101901 | no | no |  |  | no |  |  | 0 | 0 | 0 | 0
oh_line_8101901_200897627 |  | ABCD | node_8101901_200897625 | node_intto1_8101901_200897627 | 132.428 | bal_3P_4CU | 8101901 | no | no |  |  | no |  |  | 0 | 0 | 0 | 0
oh_line_8101901_200897628 |  | ABCD | node_8101901_200897627 | node_8101901_200897628 | 218.587 | bal_3P_4CU | 8101901 | no | no |  |  | no |  |  | 0 | 0 | 0 | 0
oh_line_8101901_200897629 |  | ABCD | node_8101901_200897628 | node_8101901_200897629 | 253.098 | bal_3P_4CU | 8101901 | no | no |  |  | no |  |  | 0 | 0 | 0 | 0
oh_line_8101901_200897630 |  | ABCD | node_8101901_200897629 | node_8101901_200897630 | 224.044 | bal_3P_4CU | 8101901 | no | no |  |  | no |  |  | 0 | 0 | 0 | 0
oh_line_8101901_200897633 |  | ABCD | node_8101901_200897630 | node_8101901_200897633 | 205.01 | bal_3P_4CU | 8101901 | no | no |  |  | no |  |  | 0 | 0 | 0 | 0
oh_line_8101901_200897634 |  | ABCD | node_8101901_200897633 | node_8101901_200897634 | 196.16 | bal_3P_4CU | 8101901 | no | no |  |  | no |  |  | 0 | 0 | 0 | 0
oh_line_8101901_200897635 |  | ABCD | node_8101901_200897634 | node_8101901_200897635 | 237.279 | bal_3P_4CU | 8101901 | no | no |  |  | no |  |  | 0 | 0 | 0 | 0
oh_line_8101901_200897674 |  | ABCD | node_8101901_200898550 | node_8101901_200897674 | 40.321 | bal_3P_477AL | 8101901 | no | no |  |  | no |  |  | 0 | 0 | 0 | 0
oh_line_8101901_200897675 |  | ABCD | node_8101901_200897521 | node_8101901_200897675 | 130.249 | bal_3P_477AL | 8101901 | no | no |  |  | no |  |  | 0 | 0 | 0 | 0
oh_line_8101901_200897677 |  | ABCD | node_8101901_200897675 | node_8101901_200897677 | 78.186 | bal_3P_477AL | 8101901 | no | no |  |  | no |  |  | 0 | 0 | 0 | 0
oh_line_8101901_200897678 |  | ABCD | node_8101901_200897677 | node_8101901_200897678 | 107.979 | bal_3P_477AL | 8101901 | no | no |  |  | no |  |  | 0 | 0 | 0 | 0
oh_line_8101901_200897680 |  | ABCD | node_8101901_200897678 | node_8101901_200897680 | 117.916 | bal_3P_477AL | 8101901 | no | no |  |  | no |  |  | 0 | 0 | 0 | 0
oh_line_8101901_200897681 |  | AD | node_8101901_200897680 | node_8101901_200897681 | 160.578 | bal_1P_1/0AC | 8101901 | no | no |  |  | no |  |  | 0 | 0 | 0 | 0
oh_line_8101901_200897682 |  | AD | node_8101901_200897681 | node_8101901_200897682 | 182.162 | bal_1P_1/0AC | 8101901 | no | no |  |  | no |  |  | 0 | 0 | 0 | 0
oh_line_8101901_200897685 |  | ABCD | node_8101901_200897680 | node_8101901_200897685 | 81.807 | bal_3P_477AL | 8101901 | no | no |  |  | no |  |  | 0 | 0 | 0 | 0
oh_line_8101901_200897687 |  | ABCD | node_8101901_200897685 | node_8101901_200897687 | 238.268 | bal_3P_477AL | 8101901 | no | no |  |  | no |  |  | 0 | 0 | 0 | 0
oh_line_8101901_200897689 |  | ABCD | node_8101901_200897687 | node_8101901_200897689 | 157.359 | bal_3P_477AL | 8101901 | no | no |  |  | no |  |  | 0 | 0 | 0 | 0
oh_line_8101901_200897690 |  | ABCD | node_8101901_200897689 | node_8101901_200897690 | 181.055 | bal_3P_477AL | 8101901 | no | no |  |  | no |  |  | 0 | 0 | 0 | 0
oh_line_8101901_200897691 |  | ABCD | node_8101901_200897690 | node_intto1_8101901_200897691 | 143.451 | bal_3P_477AL | 8101901 | no | no |  |  | no |  |  | 0 | 0 | 0 | 0
oh_line_8101901_200897692 |  | ABCD | node_8101901_200897691 | node_8101901_200897692 | 134.51 | bal_3P_477AL | 8101901 | no | no |  |  | no |  |  | 0 | 0 | 0 | 0
oh_line_8101901_200897695 |  | ABCD | node_8101901_201022546 | node_8101901_200897695 | 180.225 | bal_3P_477AL | 8101901 | no | no |  |  | no |  |  | 0 | 0 | 0 | 0
oh_line_8101901_200897697 |  | ABCD | node_8101901_200897695 | node_8101901_200897697 | 160.301 | bal_3P_477AL | 8101901 | no | no |  |  | no |  |  | 0 | 0 | 0 | 0
oh_line_8101901_200897698 |  | ABCD | node_8101901_200897697 | node_8101901_200897698 | 159.376 | bal_3P_477AL | 8101901 | no | no |  |  | no |  |  | 0 | 0 | 0 | 0
oh_line_8101901_200897699 |  | ABCD | node_8101901_200897698 | node_8101901_200897699 | 44.337 | bal_3P_477AL | 8101901 | no | no |  |  | no |  |  | 0 | 0 | 0 | 0
oh_line_8101901_200897701 |  | ABCD | node_8101901_201015280 | node_8101901_200897701 | 95.209 | bal_3P_477AL | 8101901 | no | no |  |  | no |  |  | 0 | 0 | 0 | 0
oh_line_8101901_200897702 |  | ABCD | node_8101901_200897701 | node_8101901_200897702 | 91.023 | bal_3P_477AL | 8101901 | no | no |  |  | no |  |  | 0 | 0 | 0 | 0
oh_line_8101901_200897703 |  | ABCD | node_8101901_200897702 | node_8101901_200897703 | 189.159 | bal_3P_477AL | 8101901 | no | no |  |  | no |  |  | 0 | 0 | 0 | 0
oh_line_8101901_200897704 |  | ABCD | node_8101901_200897703 | node_8101901_200897704 | 83.674 | bal_3P_477AL | 8101901 | no | no |  |  | no |  |  | 0 | 0 | 0 | 0
oh_line_8101901_200897705 |  | ABCD | node_8101901_200897704 | node_8101901_200897705 | 76.902 | bal_3P_477AL | 8101901 | no | no |  |  | no |  |  | 0 | 0 | 0 | 0
oh_line_8101901_200897706 |  | ABCD | node_8101901_200897705 | node_8101901_200897706 | 188.32 | bal_3P_477AL | 8101901 | no | no |  |  | no |  |  | 0 | 0 | 0 | 0
oh_line_8101901_200897707 |  | ABCD | node_8101901_200897706 | node_8101901_200897707 | 206.466 | bal_3P_477AL | 8101901 | no | no |  |  | no |  |  | 0 | 0 | 0 | 0
oh_line_8101901_200897708 |  | ABCD | node_8101901_200897707 | node_8101901_200897708 | 150.29 | bal_3P_477AL | 8101901 | no | no |  |  | no |  |  | 0 | 0 | 0 | 0
oh_line_8101901_200897710 |  | ABCD | node_8101901_200897708 | node_8101901_200897710 | 201.887 | bal_3P_477AL | 8101901 | no | no |  |  | no |  |  | 0 | 0 | 0 | 0
oh_line_8101901_200897712 |  | ABCD | node_8101901_200897710 | node_8101901_200897712 | 221.618 | bal_3P_477AL | 8101901 | no | no |  |  | no |  |  | 0 | 0 | 0 | 0
oh_line_8101901_200897714 |  | ABCD | node_8101901_200897712 | node_8101901_200897714 | 219.775 | bal_3P_477AL | 8101901 | no | no |  |  | no |  |  | 0 | 0 | 0 | 0
oh_line_8101901_200897717 |  | ABCD | node_8101901_200897714 | node_8101901_200897717 | 148.235 | bal_3P_477AL | 8101901 | no | no |  |  | no |  |  | 0 | 0 | 0 | 0
oh_line_8101901_200897719 |  | ABCD | node_8101901_200897717 | node_8101901_200897719 | 125.773 | bal_3P_477AL | 8101901 | no | no |  |  | no |  |  | 0 | 0 | 0 | 0
oh_line_8101901_200897721 |  | ABCD | node_8101901_200897719 | node_8101901_200897721 | 160.1 | bal_3P_477AL | 8101901 | no | no |  |  | no |  |  | 0 | 0 | 0 | 0
oh_line_8101901_200897722 |  | ABCD | node_8101901_200897721 | node_8101901_200897722 | 118.3 | bal_3P_477AL | 8101901 | no | no |  |  | no |  |  | 0 | 0 | 0 | 0
oh_line_8101901_200897724 |  | ABCD | node_8101901_200897722 | node_8101901_200897724 | 177.123 | bal_3P_477AL | 8101901 | no | no |  |  | no |  |  | 0 | 0 | 0 | 0
oh_line_8101901_200897726 |  | ABCD | node_8101901_200897724 | node_8101901_200897726 | 185.293 | bal_3P_477AL | 8101901 | no | no |  |  | no |  |  | 0 | 0 | 0 | 0
oh_line_8101901_200897728-1 |  | ABCD | node_8101901_200897726 | node_1322873_934_15274883_376 | 181.893 | bal_3P_477AL | 8101901 | no | no |  |  | no |  |  | 0 | 0 | 0 | 0
oh_line_8101901_200897728-2 |  | ABCD | node_1322873_934_15274883_376 | node_8101901_200897728 | 12.1 | bal_3P_477AL | 8101901 | no | no |  |  | no |  |  | 0 | 0 | 0 | 0
oh_line_8101901_200897730 |  | ABCD | node_8101901_200897728 | node_8101901_200897730 | 209.302 | bal_3P_477AL | 8101901 | no | no |  |  | no |  |  | 0 | 0 | 0 | 0
oh_line_8101901_200897732 |  | ABCD | node_8101901_200897730 | node_8101901_200897732 | 231.058 | bal_3P_477AL | 8101901 | no | no |  |  | no |  |  | 0 | 0 | 0 | 0
oh_line_8101901_200897734 |  | ABCD | node_8101901_200897732 | node_8101901_200897734 | 233.276 | bal_3P_477AL | 8101901 | no | no |  |  | no |  |  | 0 | 0 | 0 | 0
oh_line_8101901_200897735 |  | ABCD | node_8101901_200897734 | node_8101901_200897735 | 215.446 | bal_3P_477AL | 8101901 | no | no |  |  | no |  |  | 0 | 0 | 0 | 0
oh_line_8101901_200897736 |  | ABCD | node_8101901_200897735 | node_intto1_8101901_200897736 | 135.952 | bal_3P_477AL | 8101901 | no | no |  |  | no |  |  | 0 | 0 | 0 | 0
oh_line_8101901_200897737 |  | ABCD | node_8101901_200897736 | node_intto1_8101901_200897737 | 143.802 | bal_3P_477AL | 8101901 | no | no |  |  | no |  |  | 0 | 0 | 0 | 0
oh_line_8101901_200897739 |  | ABCD | node_8101901_200897737 | node_8101901_200897739 | 199.2 | bal_3P_477AL | 8101901 | no | no |  |  | no |  |  | 0 | 0 | 0 | 0
oh_line_8101901_200897740 |  | ABCD | node_8101901_200897739 | node_8101901_200897740 | 212.27 | bal_3P_477AL | 8101901 | no | no |  |  | no |  |  | 0 | 0 | 0 | 0
oh_line_8101901_200897743 |  | ABCD | node_8101901_200953471 | node_8101901_200897743 | 158.669 | bal_3P_477AL | 8101901 | no | no |  |  | no |  |  | 0 | 0 | 0 | 0
oh_line_8101901_200897744 |  | ABCD | node_8101901_200897743 | node_8101901_200897744 | 171.106 | bal_3P_477AL | 8101901 | no | no |  |  | no |  |  | 0 | 0 | 0 | 0
oh_line_8101901_200897745 |  | ABCD | node_8101901_200897744 | node_8101901_200897745 | 153.576 | bal_3P_477AL | 8101901 | no | no |  |  | no |  |  | 0 | 0 | 0 | 0
oh_line_8101901_200897746 |  | AD | node_8101901_200897745 | node_intto1_8101901_200897746 | 391.137 | bal_1P_1/0AA | 8101901 | no | no |  |  | no |  |  | 0 | 0 | 0 | 0
oh_line_8101901_200897747 |  | ABCD | node_8101901_200897745 | node_8101901_200897747 | 139.301 | bal_3P_477AL | 8101901 | no | no |  |  | no |  |  | 0 | 0 | 0 | 0
oh_line_8101901_200897751 |  | ABCD | node_8101901_200897747 | node_8101901_200897751 | 140.157 | bal_3P_477AL | 8101901 | no | no |  |  | no |  |  | 0 | 0 | 0 | 0
oh_line_8101901_200897752 |  | ABCD | node_8101901_200897751 | node_8101901_200897752 | 140.244 | bal_3P_477AL | 8101901 | no | no |  |  | no |  |  | 0 | 0 | 0 | 0
oh_line_8101901_200897753 |  | ABCD | node_8101901_200897752 | node_8101901_200897753 | 254.822 | bal_3P_477AL | 8101901 | no | no |  |  | no |  |  | 0 | 0 | 0 | 0
oh_line_8101901_200897757 |  | AD | node_8101901_201069882 | node_8101901_200897757 | 58.248 | bal_1P_1/0AA | 8101901 | no | no |  |  | no |  |  | 0 | 0 | 0 | 0
oh_line_8101901_200897759 |  | ABCD | node_8101901_201069872 | node_8101901_200897759 | 198.934 | bal_3P_477AL | 8101901 | no | no |  |  | no |  |  | 0 | 0 | 0 | 0
oh_line_8101901_200897760 |  | ABCD | node_8101901_200897759 | node_8101901_200897760 | 298.183 | bal_3P_477AL | 8101901 | no | no |  |  | no |  |  | 0 | 0 | 0 | 0
oh_line_8101901_200897761 |  | AD | node_8101901_200897760 | node_8101901_200897761 | 247.738 | bal_1P_1/0AA | 8101901 | no | no |  |  | no |  |  | 0 | 0 | 0 | 0
oh_line_8101901_200897762 |  | AD | node_8101901_200897761 | node_intto1_8101901_200897762 | 240.196 | bal_1P_1/0AA | 8101901 | no | no |  |  | no |  |  | 0 | 0 | 0 | 0
oh_line_8101901_200897763 |  | AD | node_8101901_200897762 | node_8101901_200897763 | 334.911 | bal_1P_1/0AA | 8101901 | no | no |  |  | no |  |  | 0 | 0 | 0 | 0
oh_line_8101901_200897764 |  | ABCD | node_8101901_200897760 | node_8101901_200897764 | 318.456 | bal_3P_477AL | 8101901 | no | no |  |  | no |  |  | 0 | 0 | 0 | 0
oh_line_8101901_200897765 |  | ABCD | node_8101901_200897764 | node_8101901_200897765 | 107.59 | bal_3P_477AL | 8101901 | no | no |  |  | no |  |  | 0 | 0 | 0 | 0
oh_line_8101901_200897766 |  | AD | node_8101901_200897765 | node_8101901_200897766 | 97.296 | bal_1P_1/0AA | 8101901 | no | no |  |  | no |  |  | 0 | 0 | 0 | 0
oh_line_8101901_200897767 |  | AD | node_8101901_200897766 | node_8101901_200897767 | 331.307 | bal_1P_1/0AA | 8101901 | no | no |  |  | no |  |  | 0 | 0 | 0 | 0
oh_line_8101901_200897770 |  | ABCD | node_8101901_201068840 | node_8101901_200897770 | 201.924 | bal_3P_477AL | 8101901 | no | no |  |  | no |  |  | 0 | 0 | 0 | 0
oh_line_8101901_200897772 |  | ABCD | node_8101901_200897770 | node_8101901_200897772 | 201.29 | bal_3P_477AL | 8101901 | no | no |  |  | no |  |  | 0 | 0 | 0 | 0
oh_line_8101901_200897775 |  | ABCD | node_8101901_200897772 | node_8101901_200897775 | 187.266 | bal_3P_477AL | 8101901 | no | no |  |  | no |  |  | 0 | 0 | 0 | 0
oh_line_8101901_200897777 |  | ABCD | node_8101901_200897775 | node_intto1_8101901_200897777 | 145.239 | bal_3P_477AL | 8101901 | no | no |  |  | no |  |  | 0 | 0 | 0 | 0
oh_line_8101901_200897779 |  | ABCD | node_8101901_201059672 | node_8101901_200897779 | 202.801 | bal_3P_477AL | 8101901 | no | no |  |  | no |  |  | 0 | 0 | 0 | 0
oh_line_8101901_200897780 |  | ABCD | node_8101901_200897779 | node_8101901_200897780 | 199.74 | bal_3P_477AL | 8101901 | no | no |  |  | no |  |  | 0 | 0 | 0 | 0
oh_line_8101901_200897781 |  | ABCD | node_8101901_200897780 | node_8101901_200897781 | 237.6 | bal_3P_477AL | 8101901 | no | no |  |  | no |  |  | 0 | 0 | 0 | 0
oh_line_8101901_200897782 |  | ABCD | node_8101901_200897781 | node_8101901_200897782 | 265.384 | bal_3P_477AL | 8101901 | no | no |  |  | no |  |  | 0 | 0 | 0 | 0
oh_line_8101901_200897783 |  | AD | node_8101901_200897635 | node_intto1_8101901_200897783 | 321.157 | bal_1P_2AC | 8101901 | no | no |  |  | no |  |  | 0 | 0 | 0 | 0
oh_line_8101901_200897785 |  | AD | node_8101901_200897821 | node_8101901_200897785 | 338.779 | bal_1P_2AC | 8101901 | no | no |  |  | no |  |  | 0 | 0 | 0 | 0
oh_line_8101901_200897786 |  | AD | node_8101901_200897785 | node_intto1_8101901_200897786 | 212.065 | bal_1P_2AC | 8101901 | no | no |  |  | no |  |  | 0 | 0 | 0 | 0
oh_line_8101901_200897787 |  | AD | node_8101901_200897786 | node_8101901_200897787 | 160.549 | bal_1P_1/0AA | 8101901 | no | no |  |  | no |  |  | 0 | 0 | 0 | 0
oh_line_8101901_200897788 |  | AD | node_8101901_200897786 | node_8101901_200897788 | 252.928 | bal_1P_1/0AC | 8101901 | no | no |  |  | no |  |  | 0 | 0 | 0 | 0
oh_line_8101901_200897789 |  | AD | node_8101901_200897788 | node_8101901_200897789 | 347.105 | bal_1P_1/0AC | 8101901 | no | no |  |  | no |  |  | 0 | 0 | 0 | 0
oh_line_8101901_200897790 |  | AD | node_8101901_200897789 | node_8101901_200897790 | 326.483 | bal_1P_1/0AC | 8101901 | no | no |  |  | no |  |  | 0 | 0 | 0 | 0
oh_line_8101901_200897791 |  | AD | node_8101901_200897790 | node_8101901_200897791 | 276.16 | bal_1P_1/0AC | 8101901 | no | no |  |  | no |  |  | 0 | 0 | 0 | 0
oh_line_8101901_200897792 |  | AD | node_8101901_200897791 | node_8101901_200897792 | 296.812 | bal_1P_1/0AC | 8101901 | no | no |  |  | no |  |  | 0 | 0 | 0 | 0
oh_line_8101901_200897793 |  | AD | node_8101901_200897792 | node_8101901_200897793 | 259.744 | bal_1P_1/0AC | 8101901 | no | no |  |  | no |  |  | 0 | 0 | 0 | 0
oh_line_8101901_200897794 |  | AD | node_8101901_200897793 | node_8101901_200897794 | 345.791 | bal_1P_1/0AC | 8101901 | no | no |  |  | no |  |  | 0 | 0 | 0 | 0
oh_line_8101901_200897795 |  | AD | node_8101901_200897794 | node_8101901_200897795 | 251.089 | bal_1P_2AC | 8101901 | no | no |  |  | no |  |  | 0 | 0 | 0 | 0
oh_line_8101901_200897796 |  | AD | node_8101901_200897795 | node_8101901_200897796 | 365.887 | bal_1P_2AC | 8101901 | no | no |  |  | no |  |  | 0 | 0 | 0 | 0
oh_line_8101901_200897797 |  | AD | node_8101901_200897796 | node_8101901_200897797 | 142.178 | bal_1P_2AC | 8101901 | no | no |  |  | no |  |  | 0 | 0 | 0 | 0
oh_line_8101901_200897798 |  | AD | node_8101901_200897797 | node_8101901_200897798 | 275.537 | bal_1P_1/0AC | 8101901 | no | no |  |  | no |  |  | 0 | 0 | 0 | 0
oh_line_8101901_200897799 |  | AD | node_8101901_200897798 | node_8101901_200897799 | 319.657 | bal_1P_1/0AC | 8101901 | no | no |  |  | no |  |  | 0 | 0 | 0 | 0
oh_line_8101901_200897800 |  | AD | node_8101901_200897799 | node_8101901_200897800 | 253.68 | bal_1P_1/0AC | 8101901 | no | no |  |  | no |  |  | 0 | 0 | 0 | 0
oh_line_8101901_200897801 |  | AD | node_8101901_200897783 | node_8101901_200897801 | 359.919 | bal_1P_2AC | 8101901 | no | no |  |  | no |  |  | 0 | 0 | 0 | 0
oh_line_8101901_200897802 |  | AD | node_8101901_200897800 | node_8101901_200897802 | 302.103 | bal_1P_1/0AC | 8101901 | no | no |  |  | no |  |  | 0 | 0 | 0 | 0
oh_line_8101901_200897803 |  | AD | node_8101901_200897802 | node_8101901_200897803 | 357.596 | bal_1P_1/0AC | 8101901 | no | no |  |  | no |  |  | 0 | 0 | 0 | 0
oh_line_8101901_200897804 |  | AD | node_8101901_200897803 | node_intto1_8101901_200897804 | 407.023 | bal_1P_2AC | 8101901 | no | no |  |  | no |  |  | 0 | 0 | 0 | 0
oh_line_8101901_200897805 |  | AD | node_8101901_200897804 | node_8101901_200897805 | 444.89 | bal_1P_2AC | 8101901 | no | no |  |  | no |  |  | 0 | 0 | 0 | 0
oh_line_8101901_200897806 |  | AD | node_8101901_200897805 | node_8101901_200897806 | 348.826 | bal_1P_2AC | 8101901 | no | no |  |  | no |  |  | 0 | 0 | 0 | 0
oh_line_8101901_200897807 |  | AD | node_8101901_200897806 | node_8101901_200897807 | 443.964 | bal_1P_2AC | 8101901 | no | no |  |  | no |  |  | 0 | 0 | 0 | 0
oh_line_8101901_200897808 |  | AD | node_8101901_200897807 | node_8101901_200897808 | 251.468 | bal_1P_1/0AC | 8101901 | no | no |  |  | no |  |  | 0 | 0 | 0 | 0
oh_line_8101901_200897809 |  | AD | node_8101901_200897808 | node_8101901_200897809 | 257.101 | bal_1P_1/0AC | 8101901 | no | no |  |  | no |  |  | 0 | 0 | 0 | 0
oh_line_8101901_200897810 |  | AD | node_8101901_200897809 | node_8101901_200897810 | 170.617 | bal_1P_1/0AC | 8101901 | no | no |  |  | no |  |  | 0 | 0 | 0 | 0
oh_line_8101901_200897811 |  | AD | node_8101901_200897807 | node_8101901_200897811 | 487.915 | bal_1P_2AC | 8101901 | no | no |  |  | no |  |  | 0 | 0 | 0 | 0
oh_line_8101901_200897812 |  | AD | node_8101901_200863906 | node_8101901_200897812 | 263.875 | bal_1P_1/0AC | 8101901 | no | no |  |  | no |  |  | 0 | 0 | 0 | 0
oh_line_8101901_200897813 |  | AD | node_8101901_200897812 | node_8101901_200897813 | 207.385 | bal_1P_1/0AA | 8101901 | no | no |  |  | no |  |  | 0 | 0 | 0 | 0
oh_line_8101901_200897814 |  | AD | node_8101901_200897813 | node_8101901_200897814 | 157.303 | bal_1P_1/0AA | 8101901 | no | no |  |  | no |  |  | 0 | 0 | 0 | 0
oh_line_8101901_200897815 |  | AD | node_8101901_200897801 | node_8101901_200897815 | 458.231 | bal_1P_2AC | 8101901 | no | no |  |  | no |  |  | 0 | 0 | 0 | 0
oh_line_8101901_200897816 |  | AD | node_8101901_200897815 | node_8101901_200897816 | 308.257 | bal_1P_2AC | 8101901 | no | no |  |  | no |  |  | 0 | 0 | 0 | 0
oh_line_8101901_200897817 |  | AD | node_8101901_200897816 | node_8101901_200897817 | 422.173 | bal_1P_2AC | 8101901 | no | no |  |  | no |  |  | 0 | 0 | 0 | 0
oh_line_8101901_200897818 |  | AD | node_8101901_200897817 | node_8101901_200897818 | 219.814 | bal_1P_2AC | 8101901 | no | no |  |  | no |  |  | 0 | 0 | 0 | 0
oh_line_8101901_200897819 |  | AD | node_8101901_200897818 | node_8101901_200897819 | 392.027 | bal_1P_2AC | 8101901 | no | no |  |  | no |  |  | 0 | 0 | 0 | 0
oh_line_8101901_200897820 |  | AD | node_8101901_200897819 | node_8101901_200897820 | 131.583 | bal_1P_2AC | 8101901 | no | no |  |  | no |  |  | 0 | 0 | 0 | 0
oh_line_8101901_200897821 |  | AD | node_8101901_200897820 | node_8101901_200897821 | 244.132 | bal_1P_2AC | 8101901 | no | no |  |  | no |  |  | 0 | 0 | 0 | 0
oh_line_8101901_200898003 |  | AD | node_8101901_200897706 | node_intto1_8101901_200898003 | 165.834 | bal_1P_1/0AC | 8101901 | no | no |  |  | no |  |  | 0 | 0 | 0 | 0
oh_line_8101901_200898006 |  | AD | node_8101901_200898003 | node_8101901_200898006 | 97.551 | bal_1P_1/0AC | 8101901 | no | no |  |  | no |  |  | 0 | 0 | 0 | 0
oh_line_8101901_200898007 |  | AD | node_8101901_200898006 | node_8101901_200898007 | 184.136 | bal_1P_1/0AC | 8101901 | no | no |  |  | no |  |  | 0 | 0 | 0 | 0
oh_line_8101901_200898008 |  | AD | node_8101901_200898007 | node_8101901_200898008 | 171.289 | bal_1P_1/0AC | 8101901 | no | no |  |  | no |  |  | 0 | 0 | 0 | 0
oh_line_8101901_200898021 |  | AD | node_8101901_200898008 | node_8101901_200898021 | 317.428 | bal_1P_1/0AC | 8101901 | no | no |  |  | no |  |  | 0 | 0 | 0 | 0
oh_line_8101901_200898023 |  | AD | node_8101901_200898021 | node_8101901_200898023 | 240.628 | bal_1P_2AC | 8101901 | no | no |  |  | no |  |  | 0 | 0 | 0 | 0
oh_line_8101901_200898048 |  | AD | node_8101901_200897152 | node_8101901_200898048 | 239.534 | bal_1P_1/0AC | 8101901 | no | no |  |  | no |  |  | 0 | 0 | 0 | 0
oh_line_8101901_200898049 |  | AD | node_8101901_200898048 | node_8101901_200898049 | 251.124 | bal_1P_1/0AC | 8101901 | no | no |  |  | no |  |  | 0 | 0 | 0 | 0
oh_line_8101901_200898050 |  | AD | node_8101901_200898049 | node_8101901_200898050 | 157.737 | bal_1P_1/0AC | 8101901 | no | no |  |  | no |  |  | 0 | 0 | 0 | 0
oh_line_8101901_200898051 |  | AD | node_8101901_200898050 | node_8101901_200898051 | 167.484 | bal_1P_2AC | 8101901 | no | no |  |  | no |  |  | 0 | 0 | 0 | 0
oh_line_8101901_200898052 |  | AD | node_8101901_200898051 | node_8101901_200898052 | 228.695 | bal_1P_2AC | 8101901 | no | no |  |  | no |  |  | 0 | 0 | 0 | 0
oh_line_8101901_200898053 |  | AD | node_8101901_200898052 | node_8101901_200898053 | 211.503 | bal_1P_2AC | 8101901 | no | no |  |  | no |  |  | 0 | 0 | 0 | 0
oh_line_8101901_200898054 |  | AD | node_8101901_200898053 | node_8101901_200898054 | 225.731 | bal_1P_2AC | 8101901 | no | no |  |  | no |  |  | 0 | 0 | 0 | 0
oh_line_8101901_200898056 |  | AD | node_8101901_200898054 | node_8101901_200898056 | 325.024 | bal_1P_4ACW | 8101901 | no | no |  |  | no |  |  | 0 | 0 | 0 | 0
oh_line_8101901_200898057 |  | AD | node_8101901_200898056 | node_8101901_200898057 | 325.369 | bal_1P_1/0AC | 8101901 | no | no |  |  | no |  |  | 0 | 0 | 0 | 0
oh_line_8101901_200898058 |  | AD | node_8101901_200898057 | node_8101901_200898058 | 241.9 | bal_1P_1/0AC | 8101901 | no | no |  |  | no |  |  | 0 | 0 | 0 | 0
oh_line_8101901_200898060 |  | AD | node_8101901_200898058 | node_8101901_200898060 | 232.938 | bal_1P_1/0AC | 8101901 | no | no |  |  | no |  |  | 0 | 0 | 0 | 0
oh_line_8101901_200898061 |  | AD | node_8101901_200898060 | node_8101901_200898061 | 211.629 | bal_1P_1/0AC | 8101901 | no | no |  |  | no |  |  | 0 | 0 | 0 | 0
oh_line_8101901_200898062 |  | AD | node_8101901_200898061 | node_8101901_200898062 | 322.274 | bal_1P_1/0AC | 8101901 | no | no |  |  | no |  |  | 0 | 0 | 0 | 0
oh_line_8101901_200898064 |  | AD | node_8101901_200898062 | node_8101901_200898064 | 323.164 | bal_1P_2AC | 8101901 | no | no |  |  | no |  |  | 0 | 0 | 0 | 0
oh_line_8101901_200898066 |  | AD | node_8101901_200898064 | node_8101901_200898066 | 193.142 | bal_1P_2AC | 8101901 | no | no |  |  | no |  |  | 0 | 0 | 0 | 0
oh_line_8101901_200898067 |  | AD | node_8101901_200898066 | node_8101901_200898067 | 343.673 | bal_1P_2AC | 8101901 | no | no |  |  | no |  |  | 0 | 0 | 0 | 0
oh_line_8101901_200898068 |  | AD | node_8101901_200898067 | node_intto1_8101901_200898068 | 247.497 | bal_1P_4ACW | 8101901 | no | no |  |  | no |  |  | 0 | 0 | 0 | 0
oh_line_8101901_200898069 |  | AD | node_8101901_200898068 | node_8101901_200898069 | 249.329 | bal_1P_4ACW | 8101901 | no | no |  |  | no |  |  | 0 | 0 | 0 | 0
oh_line_8101901_200898070 |  | AD | node_8101901_200898069 | node_8101901_200898070 | 286.574 | bal_1P_1/0AA | 8101901 | no | no |  |  | no |  |  | 0 | 0 | 0 | 0
oh_line_8101901_200898071 |  | AD | node_8101901_200898070 | node_8101901_200898071 | 237.593 | bal_1P_1/0AA | 8101901 | no | no |  |  | no |  |  | 0 | 0 | 0 | 0
oh_line_8101901_200898074 |  | AD | node_8101901_200898071 | node_8101901_200898074 | 277.385 | bal_1P_1/0AA | 8101901 | no | no |  |  | no |  |  | 0 | 0 | 0 | 0
oh_line_8101901_200898100 |  | AD | node_8101901_200898695 | node_8101901_200898100 | 209.416 | bal_1P_2AC | 8101901 | no | no |  |  | no |  |  | 0 | 0 | 0 | 0
oh_line_8101901_200898101 |  | AD | node_8101901_200898100 | node_8101901_200898101 | 440.803 | bal_1P_1/0AA | 8101901 | no | no |  |  | no |  |  | 0 | 0 | 0 | 0
oh_line_8101901_200898102 |  | AD | node_8101901_200898101 | node_8101901_200898102 | 319.636 | bal_1P_1/0AA | 8101901 | no | no |  |  | no |  |  | 0 | 0 | 0 | 0
oh_line_8101901_200898103 |  | AD | node_8101901_200898102 | node_8101901_200898103 | 251.399 | bal_1P_1/0AA | 8101901 | no | no |  |  | no |  |  | 0 | 0 | 0 | 0
oh_line_8101901_200898104 |  | AD | node_8101901_200898100 | node_8101901_200898104 | 124.539 | bal_1P_2AC | 8101901 | no | no |  |  | no |  |  | 0 | 0 | 0 | 0
oh_line_8101901_200898106 |  | AD | node_8101901_200898104 | node_8101901_200898106 | 398.293 | bal_1P_2AC | 8101901 | no | no |  |  | no |  |  | 0 | 0 | 0 | 0
oh_line_8101901_200898108 |  | AD | node_8101901_200898106 | node_8101901_200898108 | 401.439 | bal_1P_2AC | 8101901 | no | no |  |  | no |  |  | 0 | 0 | 0 | 0
oh_line_8101901_200898109 |  | AD | node_8101901_200898108 | node_8101901_200898109 | 316.131 | bal_1P_2AC | 8101901 | no | no |  |  | no |  |  | 0 | 0 | 0 | 0
oh_line_8101901_200898110 |  | AD | node_8101901_200898109 | node_8101901_200898110 | 320.926 | bal_1P_2AC | 8101901 | no | no |  |  | no |  |  | 0 | 0 | 0 | 0
oh_line_8101901_200898112 |  | AD | node_8101901_200898108 | node_intto1_8101901_200898112 | 346.917 | bal_1P_2AC | 8101901 | no | no |  |  | no |  |  | 0 | 0 | 0 | 0
oh_line_8101901_200898113 |  | AD | node_8101901_200898112 | node_8101901_200898113 | 317.003 | bal_1P_2AC | 8101901 | no | no |  |  | no |  |  | 0 | 0 | 0 | 0
oh_line_8101901_200898114 |  | AD | node_8101901_200898113 | node_8101901_200898114 | 312.048 | bal_1P_2AC | 8101901 | no | no |  |  | no |  |  | 0 | 0 | 0 | 0
oh_line_8101901_200898115 |  | AD | node_8101901_200898114 | node_8101901_200898115 | 473.105 | bal_1P_2AC | 8101901 | no | no |  |  | no |  |  | 0 | 0 | 0 | 0
oh_line_8101901_200898116 |  | AD | node_8101901_200898115 | node_8101901_200898116 | 361.099 | bal_1P_2AC | 8101901 | no | no |  |  | no |  |  | 0 | 0 | 0 | 0
oh_line_8101901_200898117 |  | AD | node_8101901_200898116 | node_8101901_200898117 | 242.413 | bal_1P_2AC | 8101901 | no | no |  |  | no |  |  | 0 | 0 | 0 | 0
oh_line_8101901_200898118 |  | AD | node_8101901_200898117 | node_8101901_200898118 | 360.62 | bal_1P_2AC | 8101901 | no | no |  |  | no |  |  | 0 | 0 | 0 | 0
oh_line_8101901_200898457 |  | ABCD | node_8101901_311874335 | node_8101901_200898457 | 146.893 | bal_3P_477AL | 8101901 | no | no |  |  | no |  |  | 0 | 0 | 0 | 0
oh_line_8101901_200898540 |  | ABCD | node_8101901_200898541 | node_8101901_200898540 | 203.765 | bal_3P_336AC | 8101901 | no | no |  |  | no |  |  | 0 | 0 | 0 | 0
oh_line_8101901_200898541 |  | ABCD | node_8101901_311874341 | node_8101901_200898541 | 8.659 | bal_3P_336AC | 8101901 | no | no |  |  | no |  |  | 0 | 0 | 0 | 0
oh_line_8101901_200898542 |  | ABCD | node_8101901_200898543 | node_8101901_200898542 | 218.181 | bal_3P_336AC | 8101901 | no | no |  |  | no |  |  | 0 | 0 | 0 | 0
oh_line_8101901_200898543 |  | ABCD | node_8101901_200898544 | node_8101901_200898543 | 220.282 | bal_3P_336AC | 8101901 | no | no |  |  | no |  |  | 0 | 0 | 0 | 0
oh_line_8101901_200898544 |  | ABCD | node_8101901_200898545 | node_8101901_200898544 | 216.921 | bal_3P_336AC | 8101901 | no | no |  |  | no |  |  | 0 | 0 | 0 | 0
oh_line_8101901_200898545 |  | ABCD | node_8101901_200898546 | node_8101901_200898545 | 215.36 | bal_3P_336AC | 8101901 | no | no |  |  | no |  |  | 0 | 0 | 0 | 0
oh_line_8101901_200898546 |  | ABCD | node_8101901_200898547 | node_8101901_200898546 | 212.73 | bal_3P_336AC | 8101901 | no | no |  |  | no |  |  | 0 | 0 | 0 | 0
oh_line_8101901_200898547 |  | ABCD | node_8101901_200898548 | node_8101901_200898547 | 139.05 | bal_3P_336AC | 8101901 | no | no |  |  | no |  |  | 0 | 0 | 0 | 0
oh_line_8101901_200898548 |  | ABCD | node_8101901_200898549 | node_8101901_200898548 | 162.08 | bal_3P_336AC | 8101901 | no | no |  |  | no |  |  | 0 | 0 | 0 | 0
oh_line_8101901_200898549 |  | ABCD | node_8101901_200898551 | node_8101901_200898549 | 29.087 | bal_3P_477AL | 8101901 | no | no |  |  | no |  |  | 0 | 0 | 0 | 0
oh_line_8101901_200898550 |  | ABCD | node_SOURCE_8101901 | node_8101901_200898550 | 38.496 | bal_3P_477AL | 8101901 | no | no |  |  | no |  |  | 0 | 0 | 0 | 0
oh_line_8101901_200898551 |  | ABCD | node_8101901_200898550 | node_8101901_200898551 | 40.739 | bal_3P_477AL | 8101901 | no | no |  |  | no |  |  | 0 | 0 | 0 | 0
oh_line_8101901_200898615 |  | AD | node_8101901_200897702 | node_intto1_8101901_200898615 | 72.277 | bal_1P_1/0AC | 8101901 | no | no |  |  | no |  |  | 0 | 0 | 0 | 0
oh_line_8101901_200898616 |  | AD | node_8101901_200898615 | node_8101901_200898616 | 202.606 | bal_1P_1/0AC | 8101901 | no | no |  |  | no |  |  | 0 | 0 | 0 | 0
oh_line_8101901_200898617 |  | AD | node_8101901_200898616 | node_8101901_200898617 | 183.515 | bal_1P_1/0AC | 8101901 | no | no |  |  | no |  |  | 0 | 0 | 0 | 0
oh_line_8101901_200898618 |  | AD | node_8101901_200898617 | node_8101901_200898618 | 167 | bal_1P_1/0AC | 8101901 | no | no |  |  | no |  |  | 0 | 0 | 0 | 0
oh_line_8101901_200898619 |  | AD | node_8101901_200898618 | node_8101901_200898619 | 173.488 | bal_1P_1/0AC | 8101901 | no | no |  |  | no |  |  | 0 | 0 | 0 | 0
oh_line_8101901_200898620 |  | AD | node_8101901_200898619 | node_8101901_200898620 | 125.195 | bal_1P_1/0AC | 8101901 | no | no |  |  | no |  |  | 0 | 0 | 0 | 0
oh_line_8101901_200898621 |  | AD | node_8101901_200898620 | node_8101901_200898621 | 177.636 | bal_1P_1/0AC | 8101901 | no | no |  |  | no |  |  | 0 | 0 | 0 | 0
oh_line_8101901_200898694 |  | AD | node_8101901_200898722 | node_8101901_200898694 | 39.679 | bal_1P_1/0AA | 8101901 | no | no |  |  | no |  |  | 0 | 0 | 0 | 0
oh_line_8101901_200898695 |  | AD | node_8101901_200898714 | node_8101901_200898695 | 185.454 | bal_1P_2AC | 8101901 | no | no |  |  | no |  |  | 0 | 0 | 0 | 0
oh_line_8101901_200898696 |  | AD | node_8101901_200898731 | node_8101901_200898696 | 349.412 | bal_1P_8DCW | 8101901 | no | no |  |  | no |  |  | 0 | 0 | 0 | 0
oh_line_8101901_200898697 |  | AD | node_8101901_200898696 | node_8101901_200898697 | 41.189 | bal_1P_2AC | 8101901 | no | no |  |  | no |  |  | 0 | 0 | 0 | 0
oh_line_8101901_200898698 |  | AD | node_8101901_200898697 | node_8101901_200898698 | 242.677 | bal_1P_2AC | 8101901 | no | no |  |  | no |  |  | 0 | 0 | 0 | 0
oh_line_8101901_200898699 |  | AD | node_8101901_200898696 | node_8101901_200898699 | 277.547 | bal_1P_8DCW | 8101901 | no | no |  |  | no |  |  | 0 | 0 | 0 | 0
oh_line_8101901_200898700 |  | AD | node_8101901_200898699 | node_8101901_200898700 | 464.956 | bal_1P_8DCW | 8101901 | no | no |  |  | no |  |  | 0 | 0 | 0 | 0
oh_line_8101901_200898702 |  | AD | node_8101901_200898700 | node_8101901_200898702 | 313.526 | bal_1P_8DCW | 8101901 | no | no |  |  | no |  |  | 0 | 0 | 0 | 0
oh_line_8101901_200898703-1 |  | AD | node_8101901_200898702 | node_1328851_71_15276496_095 | 160.751 | bal_1P_1/0AC | 8101901 | no | no |  |  | no |  |  | 0 | 0 | 0 | 0
oh_line_8101901_200898703-2 |  | AD | node_1328851_71_15276496_095 | node_8101901_200898703 | 12.752 | bal_1P_1/0AC | 8101901 | no | no |  |  | no |  |  | 0 | 0 | 0 | 0
oh_line_8101901_200898706 |  | AD | node_8101901_200898703 | node_8101901_200898706 | 226.61 | bal_1P_1/0AC | 8101901 | no | no |  |  | no |  |  | 0 | 0 | 0 | 0
oh_line_8101901_200898707 |  | AD | node_8101901_200898706 | node_8101901_200898707 | 244.65 | bal_1P_1/0AC | 8101901 | no | no |  |  | no |  |  | 0 | 0 | 0 | 0
oh_line_8101901_200898709 |  | AD | node_8101901_200898707 | node_8101901_200898709 | 174.532 | bal_1P_1/0AC | 8101901 | no | no |  |  | no |  |  | 0 | 0 | 0 | 0
oh_line_8101901_200898710 |  | AD | node_8101901_200898709 | node_8101901_200898710 | 155.993 | bal_1P_1/0AC | 8101901 | no | no |  |  | no |  |  | 0 | 0 | 0 | 0
oh_line_8101901_200898712 |  | AD | node_8101901_200898710 | node_8101901_200898712 | 198.084 | bal_1P_1/0AA | 8101901 | no | no |  |  | no |  |  | 0 | 0 | 0 | 0
oh_line_8101901_200898714 |  | AD | node_8101901_200898720 | node_8101901_200898714 | 310.021 | bal_1P_2AC | 8101901 | no | no |  |  | no |  |  | 0 | 0 | 0 | 0
oh_line_8101901_200898716 |  | AD | node_8101901_200898712 | node_8101901_200898716 | 175.443 | bal_1P_1/0AA | 8101901 | no | no |  |  | no |  |  | 0 | 0 | 0 | 0
oh_line_8101901_200898717 |  | AD | node_8101901_200898716 | node_8101901_200898717 | 134.845 | bal_1P_1/0AA | 8101901 | no | no |  |  | no |  |  | 0 | 0 | 0 | 0
oh_line_8101901_200898718 |  | AD | node_8101901_200898717 | node_8101901_200898718 | 189.722 | bal_1P_1/0AA | 8101901 | no | no |  |  | no |  |  | 0 | 0 | 0 | 0
oh_line_8101901_200898720 |  | AD | node_8101901_200898721 | node_intto1_8101901_200898720 | 201.839 | bal_1P_1/0AA | 8101901 | no | no |  |  | no |  |  | 0 | 0 | 0 | 0
oh_line_8101901_200898721 |  | AD | node_8101901_200898722 | node_8101901_200898721 | 298.045 | bal_1P_1/0AA | 8101901 | no | no |  |  | no |  |  | 0 | 0 | 0 | 0
oh_line_8101901_200898722 |  | AD | node_8101901_200898074 | node_8101901_200898722 | 99.4 | bal_1P_1/0AA | 8101901 | no | no |  |  | no |  |  | 0 | 0 | 0 | 0
oh_line_8101901_200898723 |  | AD | node_8101901_200898694 | node_8101901_200898723 | 46.175 | bal_1P_1/0AA | 8101901 | no | no |  |  | no |  |  | 0 | 0 | 0 | 0
oh_line_8101901_200898724 |  | AD | node_8101901_200898723 | node_intto1_8101901_200898724 | 180.599 | bal_1P_1/0AC | 8101901 | no | no |  |  | no |  |  | 0 | 0 | 0 | 0
oh_line_8101901_200898725 |  | AD | node_8101901_200898724 | node_8101901_200898725 | 192.357 | bal_1P_1/0AC | 8101901 | no | no |  |  | no |  |  | 0 | 0 | 0 | 0
oh_line_8101901_200898726 |  | AD | node_8101901_200898723 | node_intto1_8101901_200898726 | 212.771 | bal_1P_1/0AC | 8101901 | no | no |  |  | no |  |  | 0 | 0 | 0 | 0
oh_line_8101901_200898728 |  | AD | node_8101901_200898726 | node_8101901_200898728 | 344.976 | bal_1P_1/0AC | 8101901 | no | no |  |  | no |  |  | 0 | 0 | 0 | 0
oh_line_8101901_200898730 |  | AD | node_8101901_200898728 | node_8101901_200898730 | 455.024 | bal_1P_1/0AA | 8101901 | no | no |  |  | no |  |  | 0 | 0 | 0 | 0
oh_line_8101901_200898731 |  | AD | node_8101901_200898728 | node_8101901_200898731 | 304.085 | bal_1P_8DCW | 8101901 | no | no |  |  | no |  |  | 0 | 0 | 0 | 0
oh_line_8101901_200898732 |  | AD | node_8101901_200898731 | node_8101901_200898732 | 115.02 | bal_1P_1/0AA | 8101901 | no | no |  |  | no |  |  | 0 | 0 | 0 | 0
oh_line_8101901_200898733 |  | AD | node_8101901_200898732 | node_8101901_200898733 | 213.439 | bal_1P_1/0AA | 8101901 | no | no |  |  | no |  |  | 0 | 0 | 0 | 0
oh_line_8101901_200898760 |  | AD | node_8101901_200897505 | node_8101901_200898760 | 272.113 | bal_1P_2AC | 8101901 | no | no |  |  | no |  |  | 0 | 0 | 0 | 0
oh_line_8101901_200898761 |  | AD | node_8101901_200898760 | node_8101901_200898761 | 316.642 | bal_1P_2AC | 8101901 | no | no |  |  | no |  |  | 0 | 0 | 0 | 0
oh_line_8101901_200898762 |  | AD | node_8101901_200898761 | node_8101901_200898762 | 296.635 | bal_1P_2AC | 8101901 | no | no |  |  | no |  |  | 0 | 0 | 0 | 0
oh_line_8101901_200898763 |  | AD | node_8101901_200898762 | node_8101901_200898763 | 313.137 | bal_1P_2AC | 8101901 | no | no |  |  | no |  |  | 0 | 0 | 0 | 0
oh_line_8101901_200898765 |  | AD | node_8101901_200898763 | node_8101901_200898765 | 267.537 | bal_1P_2AC | 8101901 | no | no |  |  | no |  |  | 0 | 0 | 0 | 0
oh_line_8101901_200898812 |  | AD | node_8101901_200896032 | node_intto1_8101901_200898812 | 212.666 | bal_1P_2AC | 8101901 | no | no |  |  | no |  |  | 0 | 0 | 0 | 0
oh_line_8101901_200898814 |  | AD | node_8101901_200898833 | node_8101901_200898814 | 216.486 | bal_1P_2AC | 8101901 | no | no |  |  | no |  |  | 0 | 0 | 0 | 0
oh_line_8101901_200898815 |  | AD | node_8101901_200898814 | node_8101901_200898815 | 232.56 | bal_1P_1/0AC | 8101901 | no | no |  |  | no |  |  | 0 | 0 | 0 | 0
oh_line_8101901_200898816 |  | AD | node_8101901_200898815 | node_8101901_200898816 | 200.794 | bal_1P_1/0AC | 8101901 | no | no |  |  | no |  |  | 0 | 0 | 0 | 0
oh_line_8101901_200898818 |  | AD | node_8101901_200898816 | node_8101901_200898818 | 315.511 | bal_1P_1/0AA | 8101901 | no | no |  |  | no |  |  | 0 | 0 | 0 | 0
oh_line_8101901_200898820 |  | AD | node_8101901_200898818 | node_8101901_200898820 | 296.945 | bal_1P_1/0AA | 8101901 | no | no |  |  | no |  |  | 0 | 0 | 0 | 0
oh_line_8101901_200898821 |  | AD | node_8101901_200898820 | node_8101901_200898821 | 366.84 | bal_1P_1/0AA | 8101901 | no | no |  |  | no |  |  | 0 | 0 | 0 | 0
oh_line_8101901_200898822 |  | AD | node_8101901_200898821 | node_8101901_200898822 | 351.41 | bal_1P_1/0AA | 8101901 | no | no |  |  | no |  |  | 0 | 0 | 0 | 0
oh_line_8101901_200898823 |  | AD | node_8101901_200898822 | node_8101901_200898823 | 195.834 | bal_1P_1/0AA | 8101901 | no | no |  |  | no |  |  | 0 | 0 | 0 | 0
oh_line_8101901_200898824 |  | AD | node_8101901_200898812 | node_8101901_200898824 | 130.927 | bal_1P_2AC | 8101901 | no | no |  |  | no |  |  | 0 | 0 | 0 | 0
oh_line_8101901_200898825 |  | AD | node_8101901_200898824 | node_intto1_8101901_200898825 | 300.788 | bal_1P_2AC | 8101901 | no | no |  |  | no |  |  | 0 | 0 | 0 | 0
oh_line_8101901_200898826 |  | AD | node_8101901_200898825 | node_8101901_200898826 | 315.419 | bal_1P_2AC | 8101901 | no | no |  |  | no |  |  | 0 | 0 | 0 | 0
oh_line_8101901_200898828 |  | AD | node_8101901_200898826 | node_8101901_200898828 | 274.025 | bal_1P_2AC | 8101901 | no | no |  |  | no |  |  | 0 | 0 | 0 | 0
oh_line_8101901_200898829 |  | AD | node_8101901_200898828 | node_8101901_200898829 | 303.573 | bal_1P_2AC | 8101901 | no | no |  |  | no |  |  | 0 | 0 | 0 | 0
oh_line_8101901_200898830 |  | AD | node_8101901_200898829 | node_8101901_200898830 | 257.757 | bal_1P_2AC | 8101901 | no | no |  |  | no |  |  | 0 | 0 | 0 | 0
oh_line_8101901_200898831 |  | AD | node_8101901_200898830 | node_8101901_200898831 | 291.552 | bal_1P_2AC | 8101901 | no | no |  |  | no |  |  | 0 | 0 | 0 | 0
oh_line_8101901_200898833 |  | AD | node_8101901_200898831 | node_8101901_200898833 | 203.553 | bal_1P_2AC | 8101901 | no | no |  |  | no |  |  | 0 | 0 | 0 | 0
oh_line_8101901_200898953 |  | AD | node_8101901_200896064 | node_intto1_8101901_200898953 | 261.481 | bal_1P_2AC | 8101901 | no | no |  |  | no |  |  | 0 | 0 | 0 | 0
oh_line_8101901_200898954-1 |  | AD | node_8101901_200898964 | node_1338560_164_15266240_873 | 383.25 | bal_1P_2AC | 8101901 | no | no |  |  | no |  |  | 0 | 0 | 0 | 0
oh_line_8101901_200898954-2 |  | AD | node_1338560_164_15266240_873 | node_8101901_200898954 | 21.442 | bal_1P_2AC | 8101901 | no | no |  |  | no |  |  | 0 | 0 | 0 | 0
oh_line_8101901_200898955 |  | AD | node_8101901_200898954 | node_8101901_200898955 | 381.657 | bal_1P_2AC | 8101901 | no | no |  |  | no |  |  | 0 | 0 | 0 | 0
oh_line_8101901_200898956 |  | AD | node_8101901_200898955 | node_8101901_200898956 | 261.388 | bal_1P_2AC | 8101901 | no | no |  |  | no |  |  | 0 | 0 | 0 | 0
oh_line_8101901_200898957 |  | AD | node_8101901_200898953 | node_8101901_200898957 | 396.673 | bal_1P_2AC | 8101901 | no | no |  |  | no |  |  | 0 | 0 | 0 | 0
oh_line_8101901_200898958 |  | AD | node_8101901_200898957 | node_8101901_200898958 | 224.585 | bal_1P_2AC | 8101901 | no | no |  |  | no |  |  | 0 | 0 | 0 | 0
oh_line_8101901_200898959 |  | AD | node_8101901_200898958 | node_8101901_200898959 | 244.679 | bal_1P_2AC | 8101901 | no | no |  |  | no |  |  | 0 | 0 | 0 | 0
oh_line_8101901_200898960 |  | AD | node_8101901_200898959 | node_8101901_200898960 | 285.344 | bal_1P_2AC | 8101901 | no | no |  |  | no |  |  | 0 | 0 | 0 | 0
oh_line_8101901_200898961 |  | AD | node_8101901_200898960 | node_8101901_200898961 | 273.832 | bal_1P_2AC | 8101901 | no | no |  |  | no |  |  | 0 | 0 | 0 | 0
oh_line_8101901_200898962 |  | AD | node_8101901_200898961 | node_8101901_200898962 | 232.462 | bal_1P_2AC | 8101901 | no | no |  |  | no |  |  | 0 | 0 | 0 | 0
oh_line_8101901_200898963 |  | AD | node_8101901_200898962 | node_8101901_200898963 | 369.461 | bal_1P_2AC | 8101901 | no | no |  |  | no |  |  | 0 | 0 | 0 | 0
oh_line_8101901_200898964 |  | AD | node_8101901_200898963 | node_8101901_200898964 | 331.334 | bal_1P_2AC | 8101901 | no | no |  |  | no |  |  | 0 | 0 | 0 | 0
oh_line_8101901_200899009 |  | AD | node_8101901_200899028 | node_8101901_200899009 | 348.877 | bal_1P_1/0AC | 8101901 | no | no |  |  | no |  |  | 0 | 0 | 0 | 0
oh_line_8101901_200899010 |  | AD | node_8101901_200899009 | node_8101901_200899010 | 255.206 | bal_1P_1/0AC | 8101901 | no | no |  |  | no |  |  | 0 | 0 | 0 | 0
oh_line_8101901_200899011 |  | AD | node_8101901_200899009 | node_8101901_200899011 | 174.666 | bal_1P_1/0AC | 8101901 | no | no |  |  | no |  |  | 0 | 0 | 0 | 0
oh_line_8101901_200899012 |  | AD | node_8101901_200899011 | node_8101901_200899012 | 303.871 | bal_1P_1/0AA | 8101901 | no | no |  |  | no |  |  | 0 | 0 | 0 | 0
oh_line_8101901_200899013 |  | AD | node_8101901_200899012 | node_8101901_200899013 | 136.617 | bal_1P_1/0AA | 8101901 | no | no |  |  | no |  |  | 0 | 0 | 0 | 0
oh_line_8101901_200899014 |  | AD | node_8101901_200899011 | node_8101901_200899014 | 208.077 | bal_1P_1/0AC | 8101901 | no | no |  |  | no |  |  | 0 | 0 | 0 | 0
oh_line_8101901_200899015 |  | AD | node_8101901_200899014 | node_8101901_200899015 | 274.678 | bal_1P_1/0AC | 8101901 | no | no |  |  | no |  |  | 0 | 0 | 0 | 0
oh_line_8101901_200899016 |  | AD | node_8101901_200899167 | node_8101901_200899016 | 220.325 | bal_1P_2AC | 8101901 | no | no |  |  | no |  |  | 0 | 0 | 0 | 0
oh_line_8101901_200899019 |  | AD | node_8101901_201069804 | node_8101901_200899019 | 218.721 | bal_1P_1/0AC | 8101901 | no | no |  |  | no |  |  | 0 | 0 | 0 | 0
oh_line_8101901_200899021 |  | AD | node_8101901_200899019 | node_8101901_200899021 | 268.935 | bal_1P_1/0AC | 8101901 | no | no |  |  | no |  |  | 0 | 0 | 0 | 0
oh_line_8101901_200899022 |  | AD | node_8101901_200899021 | node_8101901_200899022 | 185.375 | bal_1P_1/0AC | 8101901 | no | no |  |  | no |  |  | 0 | 0 | 0 | 0
oh_line_8101901_200899023 |  | AD | node_8101901_200899021 | node_8101901_200899023 | 305.998 | bal_1P_1/0AA | 8101901 | no | no |  |  | no |  |  | 0 | 0 | 0 | 0
oh_line_8101901_200899025 |  | AD | node_8101901_200899023 | node_8101901_200899025 | 315.775 | bal_1P_1/0AC | 8101901 | no | no |  |  | no |  |  | 0 | 0 | 0 | 0
oh_line_8101901_200899028 |  | AD | node_8101901_200899025 | node_8101901_200899028 | 321.512 | bal_1P_1/0AC | 8101901 | no | no |  |  | no |  |  | 0 | 0 | 0 | 0
oh_line_8101901_200899029 |  | ABCD | node_8101901_200896392 | node_8101901_200899029 | 195.573 | bal_3P_1/0AC | 8101901 | no | no |  |  | no |  |  | 0 | 0 | 0 | 0
oh_line_8101901_200899030 |  | ABCD | node_8101901_200899029 | node_8101901_200899030 | 157.505 | bal_3P_1/0AC | 8101901 | no | no |  |  | no |  |  | 0 | 0 | 0 | 0
oh_line_8101901_200899031 |  | ABCD | node_8101901_200899030 | node_8101901_200899031 | 103.329 | bal_3P_1/0AC | 8101901 | no | no |  |  | no |  |  | 0 | 0 | 0 | 0
oh_line_8101901_200899032 |  | ABCD | node_8101901_200899031 | node_8101901_200899032 | 185.367 | bal_3P_1/0AC | 8101901 | no | no |  |  | no |  |  | 0 | 0 | 0 | 0
oh_line_8101901_200899033 |  | ABCD | node_8101901_200899032 | node_8101901_200899033 | 170.732 | bal_3P_1/0AC | 8101901 | no | no |  |  | no |  |  | 0 | 0 | 0 | 0
oh_line_8101901_200899047 |  | AD | node_8101901_200899172 | node_intto1_8101901_200899047 | 327.425 | bal_1P_2AC | 8101901 | no | no |  |  | no |  |  | 0 | 0 | 0 | 0
oh_line_8101901_200899048 |  | AD | node_8101901_312161924 | node_8101901_200899048 | 133.844 | bal_1P_2AC | 8101901 | no | no |  |  | no |  |  | 0 | 0 | 0 | 0
oh_line_8101901_200899049 |  | AD | node_8101901_200899048 | node_8101901_200899049 | 84.095 | bal_1P_1/0AA | 8101901 | no | no |  |  | no |  |  | 0 | 0 | 0 | 0
oh_line_8101901_200899050 |  | AD | node_8101901_200899049 | node_8101901_200899050 | 302.02 | bal_1P_1/0AA | 8101901 | no | no |  |  | no |  |  | 0 | 0 | 0 | 0
oh_line_8101901_200899051 |  | AD | node_8101901_200899048 | node_8101901_200899051 | 213.718 | bal_1P_2AC | 8101901 | no | no |  |  | no |  |  | 0 | 0 | 0 | 0
oh_line_8101901_200899053 |  | AD | node_8101901_200899051 | node_8101901_200899053 | 314.736 | bal_1P_1/0AC | 8101901 | no | no |  |  | no |  |  | 0 | 0 | 0 | 0
oh_line_8101901_200899054 |  | AD | node_8101901_200899053 | node_8101901_200899054 | 169.482 | bal_1P_1/0AC | 8101901 | no | no |  |  | no |  |  | 0 | 0 | 0 | 0
oh_line_8101901_200899106 |  | AD | node_8101901_200897533 | node_8101901_200899106 | 123.464 | bal_1P_2AC | 8101901 | no | no |  |  | no |  |  | 0 | 0 | 0 | 0
oh_line_8101901_200899108 |  | AD | node_8101901_200899106 | node_intto1_8101901_200899108 | 244.661 | bal_1P_2AC | 8101901 | no | no |  |  | no |  |  | 0 | 0 | 0 | 0
oh_line_8101901_200899109 |  | AD | node_8101901_200899108 | node_8101901_200899109 | 247.492 | bal_1P_2AC | 8101901 | no | no |  |  | no |  |  | 0 | 0 | 0 | 0
oh_line_8101901_200899111 |  | AD | node_8101901_200899109 | node_8101901_200899111 | 287.958 | bal_1P_2AC | 8101901 | no | no |  |  | no |  |  | 0 | 0 | 0 | 0
oh_line_8101901_200899112 |  | AD | node_8101901_200899111 | node_8101901_200899112 | 254.12 | bal_1P_2AC | 8101901 | no | no |  |  | no |  |  | 0 | 0 | 0 | 0
oh_line_8101901_200899113 |  | AD | node_8101901_200899328 | node_8101901_200899113 | 324.97 | bal_1P_1/0AA | 8101901 | no | no |  |  | no |  |  | 0 | 0 | 0 | 0
oh_line_8101901_200899114 |  | AD | node_8101901_200899113 | node_8101901_200899114 | 297.61 | bal_1P_1/0AA | 8101901 | no | no |  |  | no |  |  | 0 | 0 | 0 | 0
oh_line_8101901_200899116 |  | AD | node_8101901_200899114 | node_8101901_200899116 | 335.503 | bal_1P_1/0AA | 8101901 | no | no |  |  | no |  |  | 0 | 0 | 0 | 0
oh_line_8101901_200899118 |  | AD | node_8101901_200899116 | node_8101901_200899118 | 308.023 | bal_1P_1/0AA | 8101901 | no | no |  |  | no |  |  | 0 | 0 | 0 | 0
oh_line_8101901_200899119 |  | AD | node_8101901_200899118 | node_8101901_200899119 | 291.182 | bal_1P_1/0AA | 8101901 | no | no |  |  | no |  |  | 0 | 0 | 0 | 0
oh_line_8101901_200899120 |  | AD | node_8101901_200899119 | node_8101901_200899120 | 286.454 | bal_1P_1/0AA | 8101901 | no | no |  |  | no |  |  | 0 | 0 | 0 | 0
oh_line_8101901_200899121 |  | AD | node_8101901_200899120 | node_8101901_200899121 | 209.106 | bal_1P_1/0AA | 8101901 | no | no |  |  | no |  |  | 0 | 0 | 0 | 0
oh_line_8101901_200899122 |  | AD | node_8101901_200899121 | node_8101901_200899122 | 314.01 | bal_1P_1/0AA | 8101901 | no | no |  |  | no |  |  | 0 | 0 | 0 | 0
oh_line_8101901_200899123 |  | AD | node_8101901_200899122 | node_8101901_200899123 | 230.247 | bal_1P_1/0AA | 8101901 | no | no |  |  | no |  |  | 0 | 0 | 0 | 0
oh_line_8101901_200899124 |  | AD | node_8101901_200899123 | node_8101901_200899124 | 336.815 | bal_1P_1/0AA | 8101901 | no | no |  |  | no |  |  | 0 | 0 | 0 | 0
oh_line_8101901_200899155 |  | ABCD | node_8101901_200897537 | node_intto1_8101901_200899155 | 115.967 | bal_3P_2AC | 8101901 | no | no |  |  | no |  |  | 0 | 0 | 0 | 0
oh_line_8101901_200899156 |  | ABCD | node_8101901_200899155 | node_8101901_200899156 | 229.517 | bal_3P_2AC | 8101901 | no | no |  |  | no |  |  | 0 | 0 | 0 | 0
oh_line_8101901_200899157 |  | ABCD | node_8101901_200899156 | node_8101901_200899157 | 427.754 | bal_3P_2AC | 8101901 | no | no |  |  | no |  |  | 0 | 0 | 0 | 0
oh_line_8101901_200899158 |  | AD | node_8101901_200899157 | node_8101901_200899158 | 149.419 | bal_1P_2AC | 8101901 | no | no |  |  | no |  |  | 0 | 0 | 0 | 0
oh_line_8101901_200899159 |  | AD | node_8101901_200899158 | node_8101901_200899159 | 158.107 | bal_1P_2AC | 8101901 | no | no |  |  | no |  |  | 0 | 0 | 0 | 0
oh_line_8101901_200899162 |  | AD | node_8101901_200899158 | node_8101901_200899162 | 303.213 | bal_1P_2AC | 8101901 | no | no |  |  | no |  |  | 0 | 0 | 0 | 0
oh_line_8101901_200899163 |  | AD | node_8101901_200899203 | node_8101901_200899163 | 252.229 | bal_1P_1/0AC | 8101901 | no | no |  |  | no |  |  | 0 | 0 | 0 | 0
oh_line_8101901_200899165 |  | AD | node_8101901_200899163 | node_8101901_200899165 | 251.247 | bal_1P_2AC | 8101901 | no | no |  |  | no |  |  | 0 | 0 | 0 | 0
oh_line_8101901_200899167 |  | AD | node_8101901_200899165 | node_8101901_200899167 | 228.532 | bal_1P_2AC | 8101901 | no | no |  |  | no |  |  | 0 | 0 | 0 | 0
oh_line_8101901_200899168 |  | AD | node_8101901_200899167 | node_intto1_8101901_200899168 | 353.706 | bal_1P_2AC | 8101901 | no | no |  |  | no |  |  | 0 | 0 | 0 | 0
oh_line_8101901_200899169 |  | AD | node_8101901_200899168 | node_8101901_200899169 | 124.439 | bal_1P_2AC | 8101901 | no | no |  |  | no |  |  | 0 | 0 | 0 | 0
oh_line_8101901_200899172 |  | AD | node_8101901_200899162 | node_8101901_200899172 | 360.672 | bal_1P_2AC | 8101901 | no | no |  |  | no |  |  | 0 | 0 | 0 | 0
oh_line_8101901_200899174 |  | AD | node_8101901_200899172 | node_8101901_200899174 | 126.833 | bal_1P_2AC | 8101901 | no | no |  |  | no |  |  | 0 | 0 | 0 | 0
oh_line_8101901_200899175 |  | AD | node_8101901_200899174 | node_8101901_200899175 | 355.969 | bal_1P_2AC | 8101901 | no | no |  |  | no |  |  | 0 | 0 | 0 | 0
oh_line_8101901_200899176 |  | AD | node_8101901_200899175 | node_8101901_200899176 | 292.953 | bal_1P_1/0AA | 8101901 | no | no |  |  | no |  |  | 0 | 0 | 0 | 0
oh_line_8101901_200899177 |  | AD | node_8101901_200899175 | node_8101901_200899177 | 72.728 | bal_1P_1/0AC | 8101901 | no | no |  |  | no |  |  | 0 | 0 | 0 | 0
oh_line_8101901_200899179 |  | AD | node_8101901_200899177 | node_8101901_200899179 | 161.891 | bal_1P_1/0AC | 8101901 | no | no |  |  | no |  |  | 0 | 0 | 0 | 0
oh_line_8101901_200899180 |  | AD | node_8101901_200899179 | node_8101901_200899180 | 49.371 | bal_1P_2AC | 8101901 | no | no |  |  | no |  |  | 0 | 0 | 0 | 0
oh_line_8101901_200899181 |  | AD | node_8101901_200899180 | node_8101901_200899181 | 399.241 | bal_1P_2AC | 8101901 | no | no |  |  | no |  |  | 0 | 0 | 0 | 0
oh_line_8101901_200899182 |  | AD | node_8101901_200899179 | node_8101901_200899182 | 169.488 | bal_1P_1/0AC | 8101901 | no | no |  |  | no |  |  | 0 | 0 | 0 | 0
oh_line_8101901_200899183 |  | AD | node_8101901_200899182 | node_8101901_200899183 | 256.701 | bal_1P_1/0AC | 8101901 | no | no |  |  | no |  |  | 0 | 0 | 0 | 0
oh_line_8101901_200899185 |  | AD | node_8101901_200899183 | node_8101901_200899185 | 305.304 | bal_1P_1/0AC | 8101901 | no | no |  |  | no |  |  | 0 | 0 | 0 | 0
oh_line_8101901_200899186 |  | AD | node_8101901_200899185 | node_8101901_200899186 | 220.213 | bal_1P_1/0AC | 8101901 | no | no |  |  | no |  |  | 0 | 0 | 0 | 0
oh_line_8101901_200899188 |  | AD | node_8101901_200899186 | node_8101901_200899188 | 248.047 | bal_1P_1/0AC | 8101901 | no | no |  |  | no |  |  | 0 | 0 | 0 | 0
oh_line_8101901_200899189 |  | AD | node_8101901_200899188 | node_8101901_200899189 | 185.248 | bal_1P_1/0AC | 8101901 | no | no |  |  | no |  |  | 0 | 0 | 0 | 0
oh_line_8101901_200899191 |  | AD | node_8101901_200899189 | node_8101901_200899191 | 127.043 | bal_1P_2AC | 8101901 | no | no |  |  | no |  |  | 0 | 0 | 0 | 0
oh_line_8101901_200899192 |  | AD | node_8101901_200899191 | node_8101901_200899192 | 262.155 | bal_1P_2AC | 8101901 | no | no |  |  | no |  |  | 0 | 0 | 0 | 0
oh_line_8101901_200899193 |  | AD | node_8101901_200899192 | node_8101901_200899193 | 288.872 | bal_1P_1/0AA | 8101901 | no | no |  |  | no |  |  | 0 | 0 | 0 | 0
oh_line_8101901_200899194 |  | AD | node_8101901_200899193 | node_8101901_200899194 | 225.234 | bal_1P_1/0AA | 8101901 | no | no |  |  | no |  |  | 0 | 0 | 0 | 0
oh_line_8101901_200899195 |  | AD | node_8101901_200899191 | node_8101901_200899195 | 220.147 | bal_1P_2AC | 8101901 | no | no |  |  | no |  |  | 0 | 0 | 0 | 0
oh_line_8101901_200899196 |  | AD | node_8101901_200899195 | node_8101901_200899196 | 239.458 | bal_1P_2AC | 8101901 | no | no |  |  | no |  |  | 0 | 0 | 0 | 0
oh_line_8101901_200899199 |  | AD | node_8101901_200899196 | node_8101901_200899199 | 198.918 | bal_1P_1/0AC | 8101901 | no | no |  |  | no |  |  | 0 | 0 | 0 | 0
oh_line_8101901_200899200 |  | AD | node_8101901_200899199 | node_8101901_200899200 | 221.105 | bal_1P_1/0AC | 8101901 | no | no |  |  | no |  |  | 0 | 0 | 0 | 0
oh_line_8101901_200899202 |  | AD | node_8101901_200899200 | node_8101901_200899202 | 258.406 | bal_1P_1/0AC | 8101901 | no | no |  |  | no |  |  | 0 | 0 | 0 | 0
oh_line_8101901_200899203 |  | AD | node_8101901_200899202 | node_8101901_200899203 | 270.282 | bal_1P_1/0AC | 8101901 | no | no |  |  | no |  |  | 0 | 0 | 0 | 0
oh_line_8101901_200899205 |  | AD | node_8101901_200899882 | node_8101901_200899205 | 236.917 | bal_1P_1/0AA | 8101901 | no | no |  |  | no |  |  | 0 | 0 | 0 | 0
oh_line_8101901_200899206 |  | AD | node_8101901_200899205 | node_8101901_200899206 | 243.856 | bal_1P_1/0AA | 8101901 | no | no |  |  | no |  |  | 0 | 0 | 0 | 0
oh_line_8101901_200899207 |  | AD | node_8101901_200899206 | node_8101901_200899207 | 364.644 | bal_1P_1/0AA | 8101901 | no | no |  |  | no |  |  | 0 | 0 | 0 | 0
oh_line_8101901_200899208 |  | AD | node_8101901_200899207 | node_8101901_200899208 | 255.924 | bal_1P_1/0AA | 8101901 | no | no |  |  | no |  |  | 0 | 0 | 0 | 0
oh_line_8101901_200899210 |  | AD | node_8101901_200899208 | node_8101901_200899210 | 19.031 | bal_1P_1/0AA | 8101901 | no | no |  |  | no |  |  | 0 | 0 | 0 | 0
oh_line_8101901_200899211 |  | AD | node_8101901_200899210 | node_8101901_200899211 | 279.896 | bal_1P_1/0AA | 8101901 | no | no |  |  | no |  |  | 0 | 0 | 0 | 0
oh_line_8101901_200899213 |  | AD | node_8101901_200899214 | node_8101901_200899213 | 298.024 | bal_1P_1/0AA | 8101901 | no | no |  |  | no |  |  | 0 | 0 | 0 | 0
oh_line_8101901_200899214 |  | AD | node_8101901_200899216 | node_8101901_200899214 | 177.759 | bal_1P_1/0AA | 8101901 | no | no |  |  | no |  |  | 0 | 0 | 0 | 0
oh_line_8101901_200899215 |  | AD | node_8101901_200899214 | node_8101901_200899215 | 330.795 | bal_1P_1/0AA | 8101901 | no | no |  |  | no |  |  | 0 | 0 | 0 | 0
oh_line_8101901_200899216 |  | AD | node_8101901_200982943 | node_8101901_200899216 | 241.895 | bal_1P_1/0AA | 8101901 | no | no |  |  | no |  |  | 0 | 0 | 0 | 0
oh_line_8101901_200899269 |  | AD | node_8101901_200899347 | node_8101901_200899269 | 250.613 | bal_1P_1/0AA | 8101901 | no | no |  |  | no |  |  | 0 | 0 | 0 | 0
oh_line_8101901_200899270 |  | AD | node_8101901_200897569 | node_8101901_200899270 | 170.647 | bal_1P_1/0AA | 8101901 | no | no |  |  | no |  |  | 0 | 0 | 0 | 0
oh_line_8101901_200899271 |  | AD | node_8101901_200899270 | node_intto1_8101901_200899271 | 243.86 | bal_1P_1/0AA | 8101901 | no | no |  |  | no |  |  | 0 | 0 | 0 | 0
oh_line_8101901_200899272 |  | AD | node_8101901_200899271 | node_8101901_200899272 | 142.125 | bal_1P_1/0AA | 8101901 | no | no |  |  | no |  |  | 0 | 0 | 0 | 0
oh_line_8101901_200899273 |  | AD | node_8101901_200899272 | node_8101901_200899273 | 259.746 | bal_1P_1/0AA | 8101901 | no | no |  |  | no |  |  | 0 | 0 | 0 | 0
oh_line_8101901_200899274 |  | AD | node_8101901_200899273 | node_8101901_200899274 | 159.995 | bal_1P_1/0AA | 8101901 | no | no |  |  | no |  |  | 0 | 0 | 0 | 0
oh_line_8101901_200899275 |  | AD | node_8101901_200899274 | node_8101901_200899275 | 143.054 | bal_1P_1/0AA | 8101901 | no | no |  |  | no |  |  | 0 | 0 | 0 | 0
oh_line_8101901_200899276 |  | AD | node_8101901_200899275 | node_8101901_200899276 | 288.535 | bal_1P_1/0AA | 8101901 | no | no |  |  | no |  |  | 0 | 0 | 0 | 0
oh_line_8101901_200899277 |  | AD | node_8101901_200899275 | node_8101901_200899277 | 230.83 | bal_1P_1/0AA | 8101901 | no | no |  |  | no |  |  | 0 | 0 | 0 | 0
oh_line_8101901_200899278 |  | AD | node_8101901_200899277 | node_8101901_200899278 | 255.553 | bal_1P_1/0AA | 8101901 | no | no |  |  | no |  |  | 0 | 0 | 0 | 0
oh_line_8101901_200899279 |  | AD | node_8101901_200899278 | node_8101901_200899279 | 200.574 | bal_1P_1/0AA | 8101901 | no | no |  |  | no |  |  | 0 | 0 | 0 | 0
oh_line_8101901_200899280 |  | AD | node_8101901_200899279 | node_8101901_200899280 | 441.812 | bal_1P_2AC | 8101901 | no | no |  |  | no |  |  | 0 | 0 | 0 | 0
oh_line_8101901_200899283 |  | AD | node_8101901_200899279 | node_8101901_200899283 | 474.568 | bal_1P_1/0AA | 8101901 | no | no |  |  | no |  |  | 0 | 0 | 0 | 0
oh_line_8101901_200899284 |  | AD | node_8101901_200899283 | node_8101901_200899284 | 270.889 | bal_1P_1/0AA | 8101901 | no | no |  |  | no |  |  | 0 | 0 | 0 | 0
oh_line_8101901_200899285 |  | AD | node_8101901_200899284 | node_8101901_200899285 | 132.502 | bal_1P_1/0AC | 8101901 | no | no |  |  | no |  |  | 0 | 0 | 0 | 0
oh_line_8101901_200899286 |  | AD | node_8101901_200899285 | node_8101901_200899286 | 229.838 | bal_1P_1/0AC | 8101901 | no | no |  |  | no |  |  | 0 | 0 | 0 | 0
oh_line_8101901_200899287 |  | AD | node_8101901_200899286 | node_8101901_200899287 | 262.957 | bal_1P_1/0AC | 8101901 | no | no |  |  | no |  |  | 0 | 0 | 0 | 0
oh_line_8101901_200899288 |  | AD | node_8101901_200899284 | node_8101901_200899288 | 131.137 | bal_1P_1/0AC | 8101901 | no | no |  |  | no |  |  | 0 | 0 | 0 | 0
oh_line_8101901_200899289 |  | AD | node_8101901_200899288 | node_8101901_200899289 | 190.084 | bal_1P_1/0AA | 8101901 | no | no |  |  | no |  |  | 0 | 0 | 0 | 0
oh_line_8101901_200899291 |  | AD | node_8101901_200899289 | node_8101901_200899291 | 243.53 | bal_1P_1/0AA | 8101901 | no | no |  |  | no |  |  | 0 | 0 | 0 | 0
oh_line_8101901_200899293 |  | AD | node_8101901_200899291 | node_8101901_200899293 | 286.258 | bal_1P_1/0AC | 8101901 | no | no |  |  | no |  |  | 0 | 0 | 0 | 0
oh_line_8101901_200899294 |  | AD | node_8101901_200899293 | node_intto1_8101901_200899294 | 359.366 | bal_1P_1/0AA | 8101901 | no | no |  |  | no |  |  | 0 | 0 | 0 | 0
oh_line_8101901_200899295 |  | AD | node_8101901_200899294 | node_8101901_200899295 | 345.646 | bal_1P_1/0AA | 8101901 | no | no |  |  | no |  |  | 0 | 0 | 0 | 0
oh_line_8101901_200899296 |  | AD | node_8101901_200899295 | node_8101901_200899296 | 163.452 | bal_1P_1/0AA | 8101901 | no | no |  |  | no |  |  | 0 | 0 | 0 | 0
oh_line_8101901_200899297 |  | AD | node_8101901_200899295 | node_8101901_200899297 | 199.968 | bal_1P_1/0AC | 8101901 | no | no |  |  | no |  |  | 0 | 0 | 0 | 0
oh_line_8101901_200899298 |  | AD | node_8101901_200899297 | node_8101901_200899298 | 199.895 | bal_1P_1/0AC | 8101901 | no | no |  |  | no |  |  | 0 | 0 | 0 | 0
oh_line_8101901_200899300 |  | AD | node_8101901_200899295 | node_8101901_200899300 | 225.744 | bal_1P_1/0AA | 8101901 | no | no |  |  | no |  |  | 0 | 0 | 0 | 0
oh_line_8101901_200899301 |  | AD | node_8101901_200899297 | node_8101901_200899301 | 213.156 | bal_1P_1/0AC | 8101901 | no | no |  |  | no |  |  | 0 | 0 | 0 | 0
oh_line_8101901_200899302 |  | AD | node_8101901_200899301 | node_8101901_200899302 | 240.388 | bal_1P_1/0AA | 8101901 | no | no |  |  | no |  |  | 0 | 0 | 0 | 0
oh_line_8101901_200899303 |  | AD | node_8101901_200899302 | node_8101901_200899303 | 228.813 | bal_1P_1/0AA | 8101901 | no | no |  |  | no |  |  | 0 | 0 | 0 | 0
oh_line_8101901_200899305 |  | AD | node_8101901_200968789 | node_8101901_200899305 | 213.894 | bal_1P_1/0AA | 8101901 | no | no |  |  | no |  |  | 0 | 0 | 0 | 0
oh_line_8101901_200899306 |  | AD | node_8101901_200899305 | node_8101901_200899306 | 366.179 | bal_1P_1/0AA | 8101901 | no | no |  |  | no |  |  | 0 | 0 | 0 | 0
oh_line_8101901_200899307 |  | AD | node_8101901_200899306 | node_8101901_200899307 | 276.686 | bal_1P_1/0AA | 8101901 | no | no |  |  | no |  |  | 0 | 0 | 0 | 0
oh_line_8101901_200899308 |  | AD | node_8101901_200899307 | node_8101901_200899308 | 204.834 | bal_1P_1/0AA | 8101901 | no | no |  |  | no |  |  | 0 | 0 | 0 | 0
oh_line_8101901_200899309 |  | AD | node_8101901_200899308 | node_8101901_200899309 | 229.547 | bal_1P_1/0AA | 8101901 | no | no |  |  | no |  |  | 0 | 0 | 0 | 0
oh_line_8101901_200899310 |  | AD | node_8101901_200899309 | node_8101901_200899310 | 304.538 | bal_1P_1/0AA | 8101901 | no | no |  |  | no |  |  | 0 | 0 | 0 | 0
oh_line_8101901_200899311 |  | AD | node_8101901_200899310 | node_8101901_200899311 | 305.94 | bal_1P_1/0AA | 8101901 | no | no |  |  | no |  |  | 0 | 0 | 0 | 0
oh_line_8101901_200899312 |  | AD | node_8101901_200899311 | node_8101901_200899312 | 198.056 | bal_1P_1/0AA | 8101901 | no | no |  |  | no |  |  | 0 | 0 | 0 | 0
oh_line_8101901_200899313 |  | AD | node_8101901_200899312 | node_8101901_200899313 | 313.956 | bal_1P_1/0AA | 8101901 | no | no |  |  | no |  |  | 0 | 0 | 0 | 0
oh_line_8101901_200899314 |  | AD | node_8101901_200899313 | node_8101901_200899314 | 283.593 | bal_1P_1/0AA | 8101901 | no | no |  |  | no |  |  | 0 | 0 | 0 | 0
oh_line_8101901_200899315 |  | AD | node_8101901_200899314 | node_8101901_200899315 | 277.684 | bal_1P_1/0AA | 8101901 | no | no |  |  | no |  |  | 0 | 0 | 0 | 0
oh_line_8101901_200899316 |  | AD | node_8101901_200899315 | node_8101901_200899316 | 275.144 | bal_1P_1/0AA | 8101901 | no | no |  |  | no |  |  | 0 | 0 | 0 | 0
oh_line_8101901_200899317 |  | AD | node_8101901_200899316 | node_8101901_200899317 | 402.132 | bal_1P_1/0AA | 8101901 | no | no |  |  | no |  |  | 0 | 0 | 0 | 0
oh_line_8101901_200899318 |  | AD | node_8101901_200899317 | node_8101901_200899318 | 361.691 | bal_1P_1/0AA | 8101901 | no | no |  |  | no |  |  | 0 | 0 | 0 | 0
oh_line_8101901_200899319 |  | AD | node_8101901_200899318 | node_8101901_200899319 | 344.342 | bal_1P_1/0AA | 8101901 | no | no |  |  | no |  |  | 0 | 0 | 0 | 0
oh_line_8101901_200899320 |  | AD | node_8101901_200899319 | node_8101901_200899320 | 351.233 | bal_1P_1/0AA | 8101901 | no | no |  |  | no |  |  | 0 | 0 | 0 | 0
oh_line_8101901_200899322 |  | AD | node_8101901_200899320 | node_8101901_200899322 | 346.927 | bal_1P_1/0AA | 8101901 | no | no |  |  | no |  |  | 0 | 0 | 0 | 0
oh_line_8101901_200899324 |  | AD | node_8101901_200899322 | node_8101901_200899324 | 290.376 | bal_1P_1/0AA | 8101901 | no | no |  |  | no |  |  | 0 | 0 | 0 | 0
oh_line_8101901_200899325 |  | AD | node_8101901_200899324 | node_8101901_200899325 | 274.101 | bal_1P_1/0AA | 8101901 | no | no |  |  | no |  |  | 0 | 0 | 0 | 0
oh_line_8101901_200899326 |  | AD | node_8101901_201069974 | node_8101901_200899326 | 219.139 | bal_1P_1/0AA | 8101901 | no | no |  |  | no |  |  | 0 | 0 | 0 | 0
oh_line_8101901_200899327 |  | AD | node_8101901_200899326 | node_8101901_200899327 | 331.257 | bal_1P_1/0AA | 8101901 | no | no |  |  | no |  |  | 0 | 0 | 0 | 0
oh_line_8101901_200899328 |  | AD | node_8101901_200899327 | node_8101901_200899328 | 215.905 | bal_1P_1/0AA | 8101901 | no | no |  |  | no |  |  | 0 | 0 | 0 | 0
oh_line_8101901_200899329 |  | AD | node_8101901_200899328 | node_8101901_200899329 | 266.575 | bal_1P_4AC | 8101901 | no | no |  |  | no |  |  | 0 | 0 | 0 | 0
oh_line_8101901_200899332 |  | AD | node_8101901_201017477 | node_8101901_200899332 | 410.931 | bal_1P_4AC | 8101901 | no | no |  |  | no |  |  | 0 | 0 | 0 | 0
oh_line_8101901_200899334 |  | AD | node_8101901_200899332 | node_8101901_200899334 | 421.326 | bal_1P_4AC | 8101901 | no | no |  |  | no |  |  | 0 | 0 | 0 | 0
oh_line_8101901_200899336 |  | AD | node_8101901_200899334 | node_8101901_200899336 | 333.893 | bal_1P_4AC | 8101901 | no | no |  |  | no |  |  | 0 | 0 | 0 | 0
oh_line_8101901_200899337 |  | AD | node_8101901_200899336 | node_8101901_200899337 | 396.942 | bal_1P_4AC | 8101901 | no | no |  |  | no |  |  | 0 | 0 | 0 | 0
oh_line_8101901_200899339 |  | AD | node_8101901_201069973 | node_8101901_200899339 | 389.82 | bal_1P_4AC | 8101901 | no | no |  |  | no |  |  | 0 | 0 | 0 | 0
oh_line_8101901_200899340 |  | AD | node_8101901_200899339 | node_8101901_200899340 | 480.143 | bal_1P_8DCW | 8101901 | no | no |  |  | no |  |  | 0 | 0 | 0 | 0
oh_line_8101901_200899341 |  | AD | node_8101901_200899340 | node_8101901_200899341 | 417.984 | bal_1P_8DCW | 8101901 | no | no |  |  | no |  |  | 0 | 0 | 0 | 0
oh_line_8101901_200899342 |  | AD | node_8101901_200899341 | node_8101901_200899342 | 247.331 | bal_1P_8DCW | 8101901 | no | no |  |  | no |  |  | 0 | 0 | 0 | 0
oh_line_8101901_200899343 |  | AD | node_8101901_200899342 | node_8101901_200899343 | 123.018 | bal_1P_8DCW | 8101901 | no | no |  |  | no |  |  | 0 | 0 | 0 | 0
oh_line_8101901_200899344 |  | AD | node_8101901_200899343 | node_8101901_200899344 | 309.989 | bal_1P_8DCW | 8101901 | no | no |  |  | no |  |  | 0 | 0 | 0 | 0
oh_line_8101901_200899345 |  | AD | node_8101901_200899344 | node_8101901_200899345 | 523.671 | bal_1P_8DCW | 8101901 | no | no |  |  | no |  |  | 0 | 0 | 0 | 0
oh_line_8101901_200899346 |  | AD | node_8101901_200899345 | node_8101901_200899346 | 305.372 | bal_1P_8DCW | 8101901 | no | no |  |  | no |  |  | 0 | 0 | 0 | 0
oh_line_8101901_200899347 |  | AD | node_8101901_200899346 | node_8101901_200899347 | 125.97 | bal_1P_1/0AA | 8101901 | no | no |  |  | no |  |  | 0 | 0 | 0 | 0
oh_line_8101901_200899396 |  | AD | node_8101901_200899859 | node_8101901_200899396 | 120.88 | bal_1P_1/0AA | 8101901 | no | no |  |  | no |  |  | 0 | 0 | 0 | 0
oh_line_8101901_200899397 |  | AD | node_8101901_200899396 | node_intto1_8101901_200899397 | 137.809 | bal_1P_1/0AA | 8101901 | no | no |  |  | no |  |  | 0 | 0 | 0 | 0
oh_line_8101901_200899398 |  | AD | node_8101901_200899397 | node_8101901_200899398 | 219.111 | bal_1P_1/0AA | 8101901 | no | no |  |  | no |  |  | 0 | 0 | 0 | 0
oh_line_8101901_200899399 |  | AD | node_8101901_200899398 | node_8101901_200899399 | 346.615 | bal_1P_1/0AA | 8101901 | no | no |  |  | no |  |  | 0 | 0 | 0 | 0
oh_line_8101901_200899400 |  | AD | node_8101901_200899399 | node_8101901_200899400 | 208.725 | bal_1P_1/0AA | 8101901 | no | no |  |  | no |  |  | 0 | 0 | 0 | 0
oh_line_8101901_200899401 |  | AD | node_8101901_200899400 | node_8101901_200899401 | 214.935 | bal_1P_1/0AA | 8101901 | no | no |  |  | no |  |  | 0 | 0 | 0 | 0
oh_line_8101901_200899402 |  | AD | node_8101901_200899401 | node_8101901_200899402 | 223.404 | bal_1P_1/0AA | 8101901 | no | no |  |  | no |  |  | 0 | 0 | 0 | 0
oh_line_8101901_200899403 |  | AD | node_8101901_200899402 | node_8101901_200899403 | 257.673 | bal_1P_1/0AA | 8101901 | no | no |  |  | no |  |  | 0 | 0 | 0 | 0
oh_line_8101901_200899404 |  | AD | node_8101901_200899401 | node_8101901_200899404 | 293.164 | bal_1P_1/0AA | 8101901 | no | no |  |  | no |  |  | 0 | 0 | 0 | 0
oh_line_8101901_200899854 |  | AD | node_8101901_200896016 | node_8101901_200899854 | 174.467 | bal_1P_1/0AC | 8101901 | no | no |  |  | no |  |  | 0 | 0 | 0 | 0
oh_line_8101901_200899856 |  | AD | node_8101901_200899854 | node_intto1_8101901_200899856 | 93.608 | bal_1P_1/0AC | 8101901 | no | no |  |  | no |  |  | 0 | 0 | 0 | 0
oh_line_8101901_200899857 |  | AD | node_8101901_200899856 | node_8101901_200899857 | 193.648 | bal_1P_1/0AC | 8101901 | no | no |  |  | no |  |  | 0 | 0 | 0 | 0
oh_line_8101901_200899858 |  | AD | node_8101901_200899857 | node_8101901_200899858 | 197.582 | bal_1P_4AC | 8101901 | no | no |  |  | no |  |  | 0 | 0 | 0 | 0
oh_line_8101901_200899859 |  | AD | node_8101901_200899858 | node_8101901_200899859 | 200.978 | bal_1P_4AC | 8101901 | no | no |  |  | no |  |  | 0 | 0 | 0 | 0
oh_line_8101901_200899860 |  | AD | node_8101901_200899859 | node_8101901_200899860 | 333.841 | bal_1P_4AC | 8101901 | no | no |  |  | no |  |  | 0 | 0 | 0 | 0
oh_line_8101901_200899863 |  | AD | node_8101901_200899860 | node_8101901_200899863 | 380.858 | bal_1P_4AC | 8101901 | no | no |  |  | no |  |  | 0 | 0 | 0 | 0
oh_line_8101901_200899864 |  | AD | node_8101901_200899863 | node_8101901_200899864 | 431.614 | bal_1P_4AC | 8101901 | no | no |  |  | no |  |  | 0 | 0 | 0 | 0
oh_line_8101901_200899865 |  | AD | node_8101901_200899864 | node_8101901_200899865 | 313.543 | bal_1P_4AC | 8101901 | no | no |  |  | no |  |  | 0 | 0 | 0 | 0
oh_line_8101901_200899866 |  | AD | node_8101901_200899865 | node_8101901_200899866 | 279.021 | bal_1P_4AC | 8101901 | no | no |  |  | no |  |  | 0 | 0 | 0 | 0
oh_line_8101901_200899867 |  | AD | node_8101901_200899866 | node_8101901_200899867 | 240.771 | bal_1P_4AC | 8101901 | no | no |  |  | no |  |  | 0 | 0 | 0 | 0
oh_line_8101901_200899868 |  | AD | node_8101901_200899867 | node_8101901_200899868 | 347.079 | bal_1P_4AC | 8101901 | no | no |  |  | no |  |  | 0 | 0 | 0 | 0
oh_line_8101901_200899869 |  | AD | node_8101901_200899868 | node_8101901_200899869 | 310.677 | bal_1P_4AC | 8101901 | no | no |  |  | no |  |  | 0 | 0 | 0 | 0
oh_line_8101901_200899870 |  | AD | node_8101901_200899869 | node_8101901_200899870 | 380.897 | bal_1P_4AC | 8101901 | no | no |  |  | no |  |  | 0 | 0 | 0 | 0
oh_line_8101901_200899873 |  | AD | node_8101901_200899870 | node_8101901_200899873 | 372.651 | bal_1P_4AC | 8101901 | no | no |  |  | no |  |  | 0 | 0 | 0 | 0
oh_line_8101901_200899874 |  | AD | node_8101901_200899873 | node_8101901_200899874 | 263.549 | bal_1P_4AC | 8101901 | no | no |  |  | no |  |  | 0 | 0 | 0 | 0
oh_line_8101901_200899876 |  | AD | node_8101901_200899874 | node_8101901_200899876 | 397.189 | bal_1P_4AC | 8101901 | no | no |  |  | no |  |  | 0 | 0 | 0 | 0
oh_line_8101901_200899877 |  | AD | node_8101901_200899876 | node_8101901_200899877 | 403.981 | bal_1P_4AC | 8101901 | no | no |  |  | no |  |  | 0 | 0 | 0 | 0
oh_line_8101901_200899880 |  | AD | node_8101901_200899877 | node_8101901_200899880 | 317.065 | bal_1P_4AC | 8101901 | no | no |  |  | no |  |  | 0 | 0 | 0 | 0
oh_line_8101901_200899881 |  | AD | node_8101901_200899880 | node_8101901_200899881 | 202.308 | bal_1P_4AC | 8101901 | no | no |  |  | no |  |  | 0 | 0 | 0 | 0
oh_line_8101901_200899882 |  | AD | node_8101901_200899881 | node_8101901_200899882 | 25.859 | bal_1P_4AC | 8101901 | no | no |  |  | no |  |  | 0 | 0 | 0 | 0
oh_line_8101901_200899883 |  | AD | node_8101901_200899882 | node_8101901_200899883 | 271.642 | bal_1P_4AC | 8101901 | no | no |  |  | no |  |  | 0 | 0 | 0 | 0
oh_line_8101901_200899884 |  | AD | node_8101901_200899883 | node_8101901_200899884 | 84.6 | bal_1P_4AC | 8101901 | no | no |  |  | no |  |  | 0 | 0 | 0 | 0
oh_line_8101901_200899885 |  | AD | node_8101901_200899884 | node_8101901_200899885 | 260.74 | bal_1P_4AC | 8101901 | no | no |  |  | no |  |  | 0 | 0 | 0 | 0
oh_line_8101901_200899886 |  | AD | node_8101901_200899885 | node_8101901_200899886 | 388.89 | bal_1P_4AC | 8101901 | no | no |  |  | no |  |  | 0 | 0 | 0 | 0
oh_line_8101901_200899887 |  | AD | node_8101901_200899886 | node_8101901_200899887 | 325.306 | bal_1P_1/0AA | 8101901 | no | no |  |  | no |  |  | 0 | 0 | 0 | 0
oh_line_8101901_200899888 |  | AD | node_8101901_200899886 | node_8101901_200899888 | 357.329 | bal_1P_4AC | 8101901 | no | no |  |  | no |  |  | 0 | 0 | 0 | 0
oh_line_8101901_200899889 |  | AD | node_8101901_200899888 | node_8101901_200899889 | 343.721 | bal_1P_4AC | 8101901 | no | no |  |  | no |  |  | 0 | 0 | 0 | 0
oh_line_8101901_200899891 |  | AD | node_8101901_200899889 | node_8101901_200899891 | 411.644 | bal_1P_4AC | 8101901 | no | no |  |  | no |  |  | 0 | 0 | 0 | 0
oh_line_8101901_200899892 |  | AD | node_8101901_200899891 | node_8101901_200899892 | 293.165 | bal_1P_4AC | 8101901 | no | no |  |  | no |  |  | 0 | 0 | 0 | 0
oh_line_8101901_200899893 |  | AD | node_8101901_200899892 | node_8101901_200899893 | 165.119 | bal_1P_2AC | 8101901 | no | no |  |  | no |  |  | 0 | 0 | 0 | 0
oh_line_8101901_200899894 |  | AD | node_8101901_200899893 | node_8101901_200899894 | 166.207 | bal_1P_2AC | 8101901 | no | no |  |  | no |  |  | 0 | 0 | 0 | 0
oh_line_8101901_200899896-1 |  | AD | node_8101901_200899892 | node_intto1_220386882 | 16.356 | bal_1P_8DCW | 8101901 | no | no |  |  | no |  |  | 0 | 0 | 0 | 0
oh_line_8101901_200899896-2 |  | AD | node_220386882 | node_1312896_15258837_073 | 377.54 | bal_1P_8DCW | 8101901 | no | no |  |  | no |  |  | 0 | 0 | 0 | 0
oh_line_8101901_200899896-3 |  | AD | node_1312896_15258837_073 | node_8101901_200899896 | 18.457 | bal_1P_8DCW | 8101901 | no | no |  |  | no |  |  | 0 | 0 | 0 | 0
oh_line_8101901_200899897 |  | AD | node_8101901_200899896 | node_8101901_200899897 | 261.924 | bal_1P_8DCW | 8101901 | no | no |  |  | no |  |  | 0 | 0 | 0 | 0
oh_line_8101901_200899900 |  | AD | node_8101901_200899897 | node_8101901_200899900 | 414.747 | bal_1P_8DCW | 8101901 | no | no |  |  | no |  |  | 0 | 0 | 0 | 0
oh_line_8101901_200899901 |  | AD | node_8101901_200899900 | node_8101901_200899901 | 279.801 | bal_1P_8DCW | 8101901 | no | no |  |  | no |  |  | 0 | 0 | 0 | 0
oh_line_8101901_200899903 |  | AD | node_8101901_200899901 | node_8101901_200899903 | 305.23 | bal_1P_8DCW | 8101901 | no | no |  |  | no |  |  | 0 | 0 | 0 | 0
oh_line_8101901_200899904 |  | AD | node_8101901_200899903 | node_8101901_200899904 | 316.56 | bal_1P_8DCW | 8101901 | no | no |  |  | no |  |  | 0 | 0 | 0 | 0
oh_line_8101901_200899905 |  | AD | node_8101901_200899904 | node_8101901_200899905 | 287.913 | bal_1P_8DCW | 8101901 | no | no |  |  | no |  |  | 0 | 0 | 0 | 0
oh_line_8101901_200914943 |  | AD | node_8101901_200896142 | node_8101901_200914943 | 271.317 | bal_1P_2AC | 8101901 | no | no |  |  | no |  |  | 0 | 0 | 0 | 0
oh_line_8101901_200953471 |  | ABCD | node_8101901_200897740 | node_8101901_200953471 | 135.452 | bal_3P_477AL | 8101901 | no | no |  |  | no |  |  | 0 | 0 | 0 | 0
oh_line_8101901_200961717 |  | AD | node_8101901_200896329 | node_intto1_8101901_200961717 | 336.293 | bal_1P_1/0AA | 8101901 | no | no |  |  | no |  |  | 0 | 0 | 0 | 0
oh_line_8101901_200967606 |  | AD | node_8101901_200896136 | node_8101901_200967606 | 168.714 | bal_1P_2AC | 8101901 | no | no |  |  | no |  |  | 0 | 0 | 0 | 0
oh_line_8101901_200967950 |  | AD | node_8101901_200967606 | node_8101901_200967950 | 247.266 | bal_1P_1/0AA | 8101901 | no | no |  |  | no |  |  | 0 | 0 | 0 | 0
oh_line_8101901_200968789 |  | AD | node_8101901_200899303 | node_8101901_200968789 | 223.055 | bal_1P_1/0AA | 8101901 | no | no |  |  | no |  |  | 0 | 0 | 0 | 0
oh_line_8101901_200968790 |  | AD | node_8101901_200968789 | node_8101901_200968790 | 47.019 | bal_1P_1/0AA | 8101901 | no | no |  |  | no |  |  | 0 | 0 | 0 | 0
oh_line_8101901_200968962 |  | ABCD | node_8101901_200897585 | node_8101901_200968962 | 192.946 | bal_3P_4CU | 8101901 | no | no |  |  | no |  |  | 0 | 0 | 0 | 0
oh_line_8101901_200969332 |  | AD | node_8101901_200969333 | node_8101901_200969332 | 450.671 | bal_1P_4AC | 8101901 | no | no |  |  | no |  |  | 0 | 0 | 0 | 0
oh_line_8101901_200969333 |  | AD | node_8101901_200899169 | node_8101901_200969333 | 368.909 | bal_1P_2AC | 8101901 | no | no |  |  | no |  |  | 0 | 0 | 0 | 0
oh_line_8101901_200974361 |  | AD | node_8101901_200899106 | node_8101901_200974361 | 204.703 | bal_1P_1/0AA | 8101901 | no | no |  |  | no |  |  | 0 | 0 | 0 | 0
oh_line_8101901_200974754 |  | AD | node_8101901_200896543 | node_8101901_200974754 | 172.879 | bal_1P_1/0AC | 8101901 | no | no |  |  | no |  |  | 0 | 0 | 0 | 0
oh_line_8101901_200977837 |  | ABCD | node_8101901_200897569 | node_8101901_200977837 | 211.262 | bal_3P_1/0AA | 8101901 | no | no |  |  | no |  |  | 0 | 0 | 0 | 0
oh_line_8101901_200982943 |  | AD | node_8101901_200985188 | node_8101901_200982943 | 168.372 | bal_1P_1/0AA | 8101901 | no | no |  |  | no |  |  | 0 | 0 | 0 | 0
oh_line_8101901_200982944 |  | AD | node_8101901_200982943 | node_8101901_200982944 | 209.632 | bal_1P_1/0AA | 8101901 | no | no |  |  | no |  |  | 0 | 0 | 0 | 0
oh_line_8101901_200982945 |  | AD | node_8101901_200982944 | node_8101901_200982945 | 219.378 | bal_1P_1/0AA | 8101901 | no | no |  |  | no |  |  | 0 | 0 | 0 | 0
oh_line_8101901_200982946 |  | AD | node_8101901_200982945 | node_8101901_200982946 | 220.998 | bal_1P_1/0AA | 8101901 | no | no |  |  | no |  |  | 0 | 0 | 0 | 0
oh_line_8101901_200984879 |  | ABCD | node_8101901_200896105 | node_8101901_200984879 | 118.218 | bal_3P_2AC | 8101901 | no | no |  |  | no |  |  | 0 | 0 | 0 | 0
oh_line_8101901_200985188 |  | AD | node_8101901_200895996 | node_8101901_200985188 | 299.757 | bal_1P_1/0AA | 8101901 | no | no |  |  | no |  |  | 0 | 0 | 0 | 0
oh_line_8101901_201010813 |  | AN | node_8101901_200899306 | node_intto1_8101901_201010813 | 878.644 | bal_1P_DELTACUST | 8101901 | no | no |  |  | no |  |  | 0 | 0 | 0 | 0
oh_line_8101901_201012650 |  | AD | node_8101901_200899315 | node_8101901_201012650 | 64.304 | bal_1P_1/0AA | 8101901 | no | no |  |  | no |  |  | 0 | 0 | 0 | 0
oh_line_8101901_201015034 |  | ABCD | node_8101901_201015035 | node_8101901_201015034 | 343.129 | bal_3P_1/0AA | 8101901 | no | no |  |  | no |  |  | 0 | 0 | 0 | 0
oh_line_8101901_201015035 |  | ABCD | node_8101901_200984879 | node_8101901_201015035 | 136.465 | bal_3P_1/0AA | 8101901 | no | no |  |  | no |  |  | 0 | 0 | 0 | 0
oh_line_8101901_201015280 |  | ABCD | node_8101901_200897699 | node_8101901_201015280 | 201.847 | bal_3P_477AL | 8101901 | no | no |  |  | no |  |  | 0 | 0 | 0 | 0
oh_line_8101901_201017477 |  | AD | node_8101901_200899329 | node_intto1_8101901_201017477 | 373.276 | bal_1P_4AC | 8101901 | no | no |  |  | no |  |  | 0 | 0 | 0 | 0
oh_line_8101901_201022546 |  | ABCD | node_8101901_200897692 | node_8101901_201022546 | 209.84 | bal_3P_477AL | 8101901 | no | no |  |  | no |  |  | 0 | 0 | 0 | 0
oh_line_8101901_201034937 |  | AD | node_8101901_200897160 | node_8101901_201034937 | 263.648 | bal_1P_1/0AA | 8101901 | no | no |  |  | no |  |  | 0 | 0 | 0 | 0
oh_line_8101901_201034938 |  | AD | node_8101901_201034937 | node_8101901_201034938 | 270.3 | bal_1P_1/0AA | 8101901 | no | no |  |  | no |  |  | 0 | 0 | 0 | 0
oh_line_8101901_201034939 |  | AD | node_8101901_201034938 | node_8101901_201034939 | 259.001 | bal_1P_1/0AA | 8101901 | no | no |  |  | no |  |  | 0 | 0 | 0 | 0
oh_line_8101901_201043504 |  | AD | node_8101901_200896020 | node_8101901_201043504 | 173.271 | bal_1P_1/0AA | 8101901 | no | no |  |  | no |  |  | 0 | 0 | 0 | 0
oh_line_8101901_201043505 |  | AD | node_8101901_201043504 | node_8101901_201043505 | 220.256 | bal_1P_1/0AA | 8101901 | no | no |  |  | no |  |  | 0 | 0 | 0 | 0
oh_line_8101901_201043507 |  | AD | node_8101901_201043505 | node_8101901_201043507 | 289.106 | bal_1P_1/0AA | 8101901 | no | no |  |  | no |  |  | 0 | 0 | 0 | 0
oh_line_8101901_201043508 |  | AD | node_8101901_201043507 | node_8101901_201043508 | 140.383 | bal_1P_1/0AA | 8101901 | no | no |  |  | no |  |  | 0 | 0 | 0 | 0
oh_line_8101901_201043509 |  | AD | node_8101901_201043508 | node_8101901_201043509 | 283.507 | bal_1P_1/0AA | 8101901 | no | no |  |  | no |  |  | 0 | 0 | 0 | 0
oh_line_8101901_201043510 |  | AD | node_8101901_201043509 | node_8101901_201043510 | 218.383 | bal_1P_1/0AA | 8101901 | no | no |  |  | no |  |  | 0 | 0 | 0 | 0
oh_line_8101901_201043511 |  | AD | node_8101901_201043510 | node_8101901_201043511 | 265.546 | bal_1P_1/0AA | 8101901 | no | no |  |  | no |  |  | 0 | 0 | 0 | 0
oh_line_8101901_201043703 |  | AD | node_8101901_201043511 | node_8101901_201043703 | 245.706 | bal_1P_1/0AA | 8101901 | no | no |  |  | no |  |  | 0 | 0 | 0 | 0
oh_line_8101901_201043704 |  | AD | node_8101901_201043703 | node_8101901_201043704 | 316.15 | bal_1P_1/0AA | 8101901 | no | no |  |  | no |  |  | 0 | 0 | 0 | 0
oh_line_8101901_201043705 |  | AD | node_8101901_201043704 | node_8101901_201043705 | 181.052 | bal_1P_1/0AA | 8101901 | no | no |  |  | no |  |  | 0 | 0 | 0 | 0
oh_line_8101901_201043707 |  | AD | node_8101901_201043705 | node_8101901_201043707 | 419.81 | bal_1P_1/0AA | 8101901 | no | no |  |  | no |  |  | 0 | 0 | 0 | 0
oh_line_8101901_201058256 |  | AD | node_8101901_200896044 | node_8101901_201058256 | 269.898 | bal_1P_2AC | 8101901 | no | no |  |  | no |  |  | 0 | 0 | 0 | 0
oh_line_8101901_201059672 |  | ABCD | node_8101901_200897777 | node_8101901_201059672 | 146.963 | bal_3P_477AL | 8101901 | no | no |  |  | no |  |  | 0 | 0 | 0 | 0
oh_line_8101901_201066866 |  | ABCD | node_8101901_200897782 | node_8101901_201066866 | 218.912 | bal_3P_477AL | 8101901 | no | no |  |  | no |  |  | 0 | 0 | 0 | 0
oh_line_8101901_201066898 |  | ABCD | node_8101901_200896103 | node_8101901_201066898 | 345.814 | bal_3P_2AC | 8101901 | no | no |  |  | no |  |  | 0 | 0 | 0 | 0
oh_line_8101901_201068840 |  | ABCD | node_8101901_200897765 | node_8101901_201068840 | 229.922 | bal_3P_477AL | 8101901 | no | no |  |  | no |  |  | 0 | 0 | 0 | 0
oh_line_8101901_201069804 |  | AD | node_8101901_200899016 | node_8101901_201069804 | 227.568 | bal_1P_1/0AC | 8101901 | no | no |  |  | no |  |  | 0 | 0 | 0 | 0
oh_line_8101901_201069871 |  | ABCD | node_8101901_200897753 | node_8101901_201069871 | 212.853 | bal_3P_477AL | 8101901 | no | no |  |  | no |  |  | 0 | 0 | 0 | 0
oh_line_8101901_201069872 |  | ABCD | node_8101901_201069882 | node_8101901_201069872 | 183.483 | bal_3P_477AL | 8101901 | no | no |  |  | no |  |  | 0 | 0 | 0 | 0
oh_line_8101901_201069882 |  | ABCD | node_8101901_201069871 | node_8101901_201069882 | 190.819 | bal_3P_477AL | 8101901 | no | no |  |  | no |  |  | 0 | 0 | 0 | 0
oh_line_8101901_201069973 |  | AD | node_8101901_200899337 | node_8101901_201069973 | 388.871 | bal_1P_4AC | 8101901 | no | no |  |  | no |  |  | 0 | 0 | 0 | 0
oh_line_8101901_201069974 |  | AD | node_8101901_200899325 | node_8101901_201069974 | 121.659 | bal_1P_1/0AA | 8101901 | no | no |  |  | no |  |  | 0 | 0 | 0 | 0
oh_line_8101901_201069975 |  | AD | node_8101901_201069974 | node_8101901_201069975 | 191.94 | bal_1P_1/0AA | 8101901 | no | no |  |  | no |  |  | 0 | 0 | 0 | 0
oh_line_8101901_201069976 |  | AD | node_8101901_201069975 | node_8101901_201069976 | 356.832 | bal_1P_1/0AA | 8101901 | no | no |  |  | no |  |  | 0 | 0 | 0 | 0
oh_line_8101901_311874335 |  | ABCD | node_8101901_200898540 | node_8101901_311874335 | 64.243 | bal_3P_336AC | 8101901 | no | no |  |  | no |  |  | 0 | 0 | 0 | 0
oh_line_8101901_311874341 |  | ABCD | node_8101901_200898542 | node_8101901_311874341 | 215.768 | bal_3P_336AC | 8101901 | no | no |  |  | no |  |  | 0 | 0 | 0 | 0
oh_line_8101901_312068437 |  | AD | node_8101901_200897525 | node_8101901_312068437 | 150.243 | bal_1P_1/0AA | 8101901 | no | no |  |  | no |  |  | 0 | 0 | 0 | 0
oh_line_8101901_312121563 |  | AD | node_8101901_200896012 | node_8101901_312121563 | 296.367 | bal_1P_4/0AC | 8101901 | no | no |  |  | no |  |  | 0 | 0 | 0 | 0
oh_line_8101901_312161924 |  | AD | node_8101901_200899047 | node_8101901_312161924 | 146.103 | bal_1P_2AC | 8101901 | no | no |  |  | no |  |  | 0 | 0 | 0 | 0
oh_line_TAP_OH_905265 |  | AN | node_8101901_200862116 | node_1340960_744_15268407_086 | 0.033 | unb_TAPWIRE_OH | 8101901 | no | no |  |  | no |  |  | 0 | 0 | 0 | 0
oh_line_TAP_OH_905266 |  | AN | node_8101901_200862119 | node_1341103_115_15269407_094 | 0.033 | unb_TAPWIRE_OH | 8101901 | no | no |  |  | no |  |  | 0 | 0 | 0 | 0
oh_line_TAP_OH_905769 |  | AN | node_8101901_200863912 | node_1342021_6_15261866_567 | 0.033 | unb_TAPWIRE_OH | 8101901 | no | no |  |  | no |  |  | 0 | 0 | 0 | 0
oh_line_TAP_OH_905770 |  | AN | node_8101901_200863915 | node_1342545_604_15262377_641 | 0.033 | unb_TAPWIRE_OH | 8101901 | no | no |  |  | no |  |  | 0 | 0 | 0 | 0
oh_line_TAP_OH_905771 |  | AN | node_8101901_200863919 | node_1343822_386_15262091_769 | 0.033 | unb_TAPWIRE_OH | 8101901 | no | no |  |  | no |  |  | 0 | 0 | 0 | 0
oh_line_TAP_OH_905772 |  | AN | node_8101901_200863921 | node_1343636_716_15262408_962 | 0.033 | unb_TAPWIRE_OH | 8101901 | no | no |  |  | no |  |  | 0 | 0 | 0 | 0
oh_line_TAP_OH_915887 |  | AN | node_8101901_200895955 | node_1323628_39_15272811_451 | 0.033 | unb_TAPWIRE_OH | 8101901 | no | no |  |  | no |  |  | 0 | 0 | 0 | 0
oh_line_TAP_OH_915888 |  | AN | node_8101901_200895956 | node_1323361_118_15272767_619 | 0.033 | unb_TAPWIRE_OH | 8101901 | no | no |  |  | no |  |  | 0 | 0 | 0 | 0
oh_line_TAP_OH_915889 |  | AN | node_8101901_200895958 | node_1320581_914_15270696_583 | 0.033 | unb_TAPWIRE_OH | 8101901 | no | no |  |  | no |  |  | 0 | 0 | 0 | 0
oh_line_TAP_OH_915890 |  | AN | node_8101901_200895965 | node_1319589_109_15269479_466 | 0.033 | unb_TAPWIRE_OH | 8101901 | no | no |  |  | no |  |  | 0 | 0 | 0 | 0
oh_line_TAP_OH_915891 |  | AN | node_8101901_200895969 | node_1318572_349_15268666_492 | 0.033 | unb_TAPWIRE_OH | 8101901 | no | no |  |  | no |  |  | 0 | 0 | 0 | 0
oh_line_TAP_OH_915892 |  | AN | node_8101901_200895971 | node_1318128_268_15268651_573 | 0.033 | unb_TAPWIRE_OH | 8101901 | no | no |  |  | no |  |  | 0 | 0 | 0 | 0
oh_line_TAP_OH_915893 |  | AN | node_8101901_200895973 | node_1323095_474_15272440_136 | 0.033 | unb_TAPWIRE_OH | 8101901 | no | no |  |  | no |  |  | 0 | 0 | 0 | 0
oh_line_TAP_OH_915894 |  | AN | node_8101901_200895974 | node_1322894_219_15272348_63 | 0.033 | unb_TAPWIRE_OH | 8101901 | no | no |  |  | no |  |  | 0 | 0 | 0 | 0
oh_line_TAP_OH_915895 |  | AN | node_8101901_200895975 | node_1322744_021_15272205_27 | 0.033 | unb_TAPWIRE_OH | 8101901 | no | no |  |  | no |  |  | 0 | 0 | 0 | 0
oh_line_TAP_OH_915896 |  | AN | node_8101901_200895976 | node_1317741_008_15268709_985 | 0.033 | unb_TAPWIRE_OH | 8101901 | no | no |  |  | no |  |  | 0 | 0 | 0 | 0
oh_line_TAP_OH_915897 |  | AN | node_8101901_200895977 | node_1317402_317_15268603_419 | 0.033 | unb_TAPWIRE_OH | 8101901 | no | no |  |  | no |  |  | 0 | 0 | 0 | 0
oh_line_TAP_OH_915898 |  | AN | node_8101901_200895978 | node_1317159_336_15268282_508 | 0.033 | unb_TAPWIRE_OH | 8101901 | no | no |  |  | no |  |  | 0 | 0 | 0 | 0
oh_line_TAP_OH_915899 |  | AN | node_8101901_200895983 | node_1316213_253_15267674_338 | 0.033 | unb_TAPWIRE_OH | 8101901 | no | no |  |  | no |  |  | 0 | 0 | 0 | 0
oh_line_TAP_OH_915900 |  | AN | node_8101901_200895985 | node_1316499_139_15267909_691 | 0.033 | unb_TAPWIRE_OH | 8101901 | no | no |  |  | no |  |  | 0 | 0 | 0 | 0
oh_line_TAP_OH_915901 |  | AN | node_8101901_200895986 | node_1315961_133_15267708_972 | 0.033 | unb_TAPWIRE_OH | 8101901 | no | no |  |  | no |  |  | 0 | 0 | 0 | 0
oh_line_TAP_OH_915902 |  | AN | node_8101901_200895987 | node_1315669_155_15267640_159 | 0.033 | unb_TAPWIRE_OH | 8101901 | no | no |  |  | no |  |  | 0 | 0 | 0 | 0
oh_line_TAP_OH_915903 |  | AN | node_8101901_200895989 | node_1315409_684_15267580_036 | 0.033 | unb_TAPWIRE_OH | 8101901 | no | no |  |  | no |  |  | 0 | 0 | 0 | 0
oh_line_TAP_OH_915904 |  | AN | node_8101901_200895993 | node_1315519_92_15267667_827 | 0.033 | unb_TAPWIRE_OH | 8101901 | no | no |  |  | no |  |  | 0 | 0 | 0 | 0
oh_line_TAP_OH_915905 |  | AN | node_8101901_200895994 | node_1315252_091_15267660_372 | 0.033 | unb_TAPWIRE_OH | 8101901 | no | no |  |  | no |  |  | 0 | 0 | 0 | 0
oh_line_TAP_OH_915906 |  | AN | node_8101901_200895995 | node_1315076_145_15267641_02 | 0.033 | unb_TAPWIRE_OH | 8101901 | no | no |  |  | no |  |  | 0 | 0 | 0 | 0
oh_line_TAP_OH_915907 |  | AN | node_8101901_200895996 | node_1314966_813_15267641_438 | 0.033 | unb_TAPWIRE_OH | 8101901 | no | no |  |  | no |  |  | 0 | 0 | 0 | 0
oh_line_TAP_OH_915908 |  | AN | node_8101901_200895997 | node_1322696_916_15272084_187 | 0.033 | unb_TAPWIRE_OH | 8101901 | no | no |  |  | no |  |  | 0 | 0 | 0 | 0
oh_line_TAP_OH_915909 |  | AN | node_8101901_200896001 | node_1313625_61_15267301_164 | 0.033 | unb_TAPWIRE_OH | 8101901 | no | no |  |  | no |  |  | 0 | 0 | 0 | 0
oh_line_TAP_OH_915910 |  | AN | node_8101901_200896002 | node_1313662_793_15267042_458 | 0.033 | unb_TAPWIRE_OH | 8101901 | no | no |  |  | no |  |  | 0 | 0 | 0 | 0
oh_line_TAP_OH_915911 |  | AN | node_8101901_200896003 | node_1313312_116_15266996_543 | 0.033 | unb_TAPWIRE_OH | 8101901 | no | no |  |  | no |  |  | 0 | 0 | 0 | 0
oh_line_TAP_OH_915912 |  | AN | node_8101901_200896004 | node_1313056_472_15267045_894 | 0.033 | unb_TAPWIRE_OH | 8101901 | no | no |  |  | no |  |  | 0 | 0 | 0 | 0
oh_line_TAP_OH_915913 |  | AN | node_8101901_200896006 | node_1312676_437_15266928_455 | 0.033 | unb_TAPWIRE_OH | 8101901 | no | no |  |  | no |  |  | 0 | 0 | 0 | 0
oh_line_TAP_OH_915914 |  | AN | node_8101901_200896010 | node_1311833_039_15266721_943 | 0.033 | unb_TAPWIRE_OH | 8101901 | no | no |  |  | no |  |  | 0 | 0 | 0 | 0
oh_line_TAP_OH_915915 |  | AN | node_8101901_200896011 | node_1311555_263_15266603_001 | 0.033 | unb_TAPWIRE_OH | 8101901 | no | no |  |  | no |  |  | 0 | 0 | 0 | 0
oh_line_TAP_OH_915916 |  | AN | node_8101901_200896012 | node_1322323_177_15271870_981 | 0.033 | unb_TAPWIRE_OH | 8101901 | no | no |  |  | no |  |  | 0 | 0 | 0 | 0
oh_line_TAP_OH_915917 |  | AN | node_8101901_200896015 | node_1311205_428_15266662_705 | 0.033 | unb_TAPWIRE_OH | 8101901 | no | no |  |  | no |  |  | 0 | 0 | 0 | 0
oh_line_TAP_OH_915918 |  | AN | node_8101901_200896018 | node_1321876_072_15271377_746 | 0.033 | unb_TAPWIRE_OH | 8101901 | no | no |  |  | no |  |  | 0 | 0 | 0 | 0
oh_line_TAP_OH_915919 |  | AN | node_8101901_200896026 | node_1321269_539_15271864_272 | 0.033 | unb_TAPWIRE_OH | 8101901 | no | no |  |  | no |  |  | 0 | 0 | 0 | 0
oh_line_TAP_OH_915920 |  | AN | node_8101901_200896037 | node_1334137_222_15267925_987 | 0.033 | unb_TAPWIRE_OH | 8101901 | no | no |  |  | no |  |  | 0 | 0 | 0 | 0
oh_line_TAP_OH_915921 |  | AN | node_8101901_200896039 | node_1334541_719_15268361_75 | 0.033 | unb_TAPWIRE_OH | 8101901 | no | no |  |  | no |  |  | 0 | 0 | 0 | 0
oh_line_TAP_OH_915922 |  | AN | node_8101901_200896040 | node_1335028_037_15268400_691 | 0.033 | unb_TAPWIRE_OH | 8101901 | no | no |  |  | no |  |  | 0 | 0 | 0 | 0
oh_line_TAP_OH_915923 |  | AN | node_8101901_200896042 | node_1335469_167_15268561_043 | 0.033 | unb_TAPWIRE_OH | 8101901 | no | no |  |  | no |  |  | 0 | 0 | 0 | 0
oh_line_TAP_OH_915924 |  | AN | node_8101901_200896044 | node_1335678_207_15268602_724 | 0.033 | unb_TAPWIRE_OH | 8101901 | no | no |  |  | no |  |  | 0 | 0 | 0 | 0
oh_line_TAP_OH_915925 |  | AN | node_8101901_200896048 | node_1336173_452_15268649_36 | 0.033 | unb_TAPWIRE_OH | 8101901 | no | no |  |  | no |  |  | 0 | 0 | 0 | 0
oh_line_TAP_OH_915926 |  | AN | node_8101901_200896050 | node_1336377_472_15268647_804 | 0.033 | unb_TAPWIRE_OH | 8101901 | no | no |  |  | no |  |  | 0 | 0 | 0 | 0
oh_line_TAP_OH_915927 |  | AN | node_8101901_200896052 | node_1336816_186_15268646_596 | 0.033 | unb_TAPWIRE_OH | 8101901 | no | no |  |  | no |  |  | 0 | 0 | 0 | 0
oh_line_TAP_OH_915928 |  | AN | node_8101901_200896054 | node_1337412_795_15268634_143 | 0.033 | unb_TAPWIRE_OH | 8101901 | no | no |  |  | no |  |  | 0 | 0 | 0 | 0
oh_line_TAP_OH_915929 |  | AN | node_8101901_200896059 | node_1338205_016_15268725_065 | 0.033 | unb_TAPWIRE_OH | 8101901 | no | no |  |  | no |  |  | 0 | 0 | 0 | 0
oh_line_TAP_OH_915930 |  | AN | node_8101901_200896061 | node_1338850_991_15268213_598 | 0.033 | unb_TAPWIRE_OH | 8101901 | no | no |  |  | no |  |  | 0 | 0 | 0 | 0
oh_line_TAP_OH_915931 |  | ABCN | node_8101901_200896068 | node_1319394_196_15273485_075 | 0.033 | unb_TAPWIRE_OH | 8101901 | no | no |  |  | no |  |  | 0 | 0 | 0 | 0
oh_line_TAP_OH_915932 |  | AN | node_8101901_200896071 | node_1319357_638_15273957_461 | 0.033 | unb_TAPWIRE_OH | 8101901 | no | no |  |  | no |  |  | 0 | 0 | 0 | 0
oh_line_TAP_OH_915933 |  | ABCN | node_8101901_200896072 | node_1319100_543_15273489_078 | 0.033 | unb_TAPWIRE_OH | 8101901 | no | no |  |  | no |  |  | 0 | 0 | 0 | 0
oh_line_TAP_OH_915934 |  | AN | node_8101901_200896076 | node_1318832_237_15273939_171 | 0.033 | unb_TAPWIRE_OH | 8101901 | no | no |  |  | no |  |  | 0 | 0 | 0 | 0
oh_line_TAP_OH_915935 |  | ABCN | node_8101901_200896077 | node_1318691_973_15273503_038 | 0.033 | unb_TAPWIRE_OH | 8101901 | no | no |  |  | no |  |  | 0 | 0 | 0 | 0
oh_line_TAP_OH_915936 |  | ABCN | node_8101901_200896079 | node_1318431_069_15273578_418 | 0.033 | unb_TAPWIRE_OH | 8101901 | no | no |  |  | no |  |  | 0 | 0 | 0 | 0
oh_line_TAP_OH_915937 |  | AN | node_8101901_200896081 | node_1318349_789_15273762_775 | 0.033 | unb_TAPWIRE_OH | 8101901 | no | no |  |  | no |  |  | 0 | 0 | 0 | 0
oh_line_TAP_OH_915938 |  | ABCN | node_8101901_200896083 | node_1318092_58_15273395_534 | 0.033 | unb_TAPWIRE_OH | 8101901 | no | no |  |  | no |  |  | 0 | 0 | 0 | 0
oh_line_TAP_OH_915939 |  | ABCN | node_8101901_200896086 | node_1317692_424_15273285_28 | 0.033 | unb_TAPWIRE_OH | 8101901 | no | no |  |  | no |  |  | 0 | 0 | 0 | 0
oh_line_TAP_OH_915940 |  | ABCN | node_8101901_200896089 | node_1317488_074_15273252_217 | 0.033 | unb_TAPWIRE_OH | 8101901 | no | no |  |  | no |  |  | 0 | 0 | 0 | 0
oh_line_TAP_OH_915941 |  | ABCN | node_8101901_200896090 | node_1317078_077_15273238_642 | 0.033 | unb_TAPWIRE_OH | 8101901 | no | no |  |  | no |  |  | 0 | 0 | 0 | 0
oh_line_TAP_OH_915942 |  | ABCN | node_8101901_200896094 | node_1316710_235_15273113_4 | 0.033 | unb_TAPWIRE_OH | 8101901 | no | no |  |  | no |  |  | 0 | 0 | 0 | 0
oh_line_TAP_OH_915943 |  | ABCN | node_8101901_200896097 | node_1316433_034_15272978_907 | 0.033 | unb_TAPWIRE_OH | 8101901 | no | no |  |  | no |  |  | 0 | 0 | 0 | 0
oh_line_TAP_OH_915944 |  | ABCN | node_8101901_200896101 | node_1316082_808_15272819_859 | 0.033 | unb_TAPWIRE_OH | 8101901 | no | no |  |  | no |  |  | 0 | 0 | 0 | 0
oh_line_TAP_OH_915945 |  | AN | node_8101901_200896102 | node_1316362_313_15272629_388 | 0.033 | unb_TAPWIRE_OH | 8101901 | no | no |  |  | no |  |  | 0 | 0 | 0 | 0
oh_line_TAP_OH_915946 |  | ABCN | node_8101901_200896110 | node_1314622_191_15271265_558 | 0.033 | unb_TAPWIRE_OH | 8101901 | no | no |  |  | no |  |  | 0 | 0 | 0 | 0
oh_line_TAP_OH_915947 |  | AN | node_8101901_200896111 | node_1314288_042_15271334_819 | 0.033 | unb_TAPWIRE_OH | 8101901 | no | no |  |  | no |  |  | 0 | 0 | 0 | 0
oh_line_TAP_OH_915948 |  | ABCN | node_8101901_200896114 | node_1314483_997_15271041_74 | 0.033 | unb_TAPWIRE_OH | 8101901 | no | no |  |  | no |  |  | 0 | 0 | 0 | 0
oh_line_TAP_OH_915949 |  | ABCN | node_8101901_200896115 | node_1314441_123_15270888_482 | 0.033 | unb_TAPWIRE_OH | 8101901 | no | no |  |  | no |  |  | 0 | 0 | 0 | 0
oh_line_TAP_OH_915950 |  | ABCN | node_8101901_200896116 | node_1314464_552_15270754_843 | 0.033 | unb_TAPWIRE_OH | 8101901 | no | no |  |  | no |  |  | 0 | 0 | 0 | 0
oh_line_TAP_OH_915951 |  | ABCN | node_8101901_200896118 | node_1314175_07_15270469_735 | 0.033 | unb_TAPWIRE_OH | 8101901 | no | no |  |  | no |  |  | 0 | 0 | 0 | 0
oh_line_TAP_OH_915952 |  | ABCN | node_8101901_200896124 | node_1313119_903_15269079_91 | 0.033 | unb_TAPWIRE_OH | 8101901 | no | no |  |  | no |  |  | 0 | 0 | 0 | 0
oh_line_TAP_OH_915953 |  | ABCN | node_8101901_200896127 | node_1312689_214_15268484_514 | 0.033 | unb_TAPWIRE_OH | 8101901 | no | no |  |  | no |  |  | 0 | 0 | 0 | 0
oh_line_TAP_OH_915954 |  | ABCN | node_8101901_200896129 | node_1312185_469_15268453_536 | 0.033 | unb_TAPWIRE_OH | 8101901 | no | no |  |  | no |  |  | 0 | 0 | 0 | 0
oh_line_TAP_OH_915956 |  | AN | node_8101901_200896132 | node_1311733_039_15268430_87 | 0.033 | unb_TAPWIRE_OH | 8101901 | no | no |  |  | no |  |  | 0 | 0 | 0 | 0
oh_line_TAP_OH_915957 |  | AN | node_8101901_200896133 | node_1311470_351_15268416_089 | 0.033 | unb_TAPWIRE_OH | 8101901 | no | no |  |  | no |  |  | 0 | 0 | 0 | 0
oh_line_TAP_OH_915958 |  | AN | node_8101901_200896134 | node_1311195_158_15268423_281 | 0.033 | unb_TAPWIRE_OH | 8101901 | no | no |  |  | no |  |  | 0 | 0 | 0 | 0
oh_line_TAP_OH_915959 |  | AN | node_8101901_200896136 | node_1321405_983_15274573_269 | 0.033 | unb_TAPWIRE_OH | 8101901 | no | no |  |  | no |  |  | 0 | 0 | 0 | 0
oh_line_TAP_OH_915960 |  | AN | node_8101901_200896139 | node_1321983_456_15274645_265 | 0.033 | unb_TAPWIRE_OH | 8101901 | no | no |  |  | no |  |  | 0 | 0 | 0 | 0
oh_line_TAP_OH_915961 |  | AN | node_8101901_200896140 | node_1321294_699_15274312_482 | 0.033 | unb_TAPWIRE_OH | 8101901 | no | no |  |  | no |  |  | 0 | 0 | 0 | 0
oh_line_TAP_OH_915962 |  | AN | node_8101901_200896141 | node_1321045_479_15274150_557 | 0.033 | unb_TAPWIRE_OH | 8101901 | no | no |  |  | no |  |  | 0 | 0 | 0 | 0
oh_line_TAP_OH_915963 |  | AN | node_8101901_200896142 | node_1310828_323_15268385_718 | 0.033 | unb_TAPWIRE_OH | 8101901 | no | no |  |  | no |  |  | 0 | 0 | 0 | 0
oh_line_TAP_OH_915965 |  | ABCN | node_8101901_200896147 | node_1320672_805_15273599_637 | 0.033 | unb_TAPWIRE_OH | 8101901 | no | no |  |  | no |  |  | 0 | 0 | 0 | 0
oh_line_TAP_OH_916007 |  | AN | node_8101901_200896228 | node_1328893_25_15259713_263 | 0.033 | unb_TAPWIRE_OH | 8101901 | no | no |  |  | no |  |  | 0 | 0 | 0 | 0
oh_line_TAP_OH_916008 |  | AN | node_8101901_200896229 | node_1325941_997_15259815_481 | 0.033 | unb_TAPWIRE_OH | 8101901 | no | no |  |  | no |  |  | 0 | 0 | 0 | 0
oh_line_TAP_OH_916009 |  | AN | node_8101901_200896232 | node_1328258_101_15259691_244 | 0.033 | unb_TAPWIRE_OH | 8101901 | no | no |  |  | no |  |  | 0 | 0 | 0 | 0
oh_line_TAP_OH_916010 |  | AN | node_8101901_200896233 | node_1328346_058_15259300_337 | 0.033 | unb_TAPWIRE_OH | 8101901 | no | no |  |  | no |  |  | 0 | 0 | 0 | 0
oh_line_TAP_OH_916011 |  | AN | node_8101901_200896234 | node_1328098_076_15259817_308 | 0.033 | unb_TAPWIRE_OH | 8101901 | no | no |  |  | no |  |  | 0 | 0 | 0 | 0
oh_line_TAP_OH_916012 |  | AN | node_8101901_200896235 | node_1327820_336_15259816_692 | 0.033 | unb_TAPWIRE_OH | 8101901 | no | no |  |  | no |  |  | 0 | 0 | 0 | 0
oh_line_TAP_OH_916013 |  | AN | node_8101901_200896237 | node_1327467_433_15259813_444 | 0.033 | unb_TAPWIRE_OH | 8101901 | no | no |  |  | no |  |  | 0 | 0 | 0 | 0
oh_line_TAP_OH_916014 |  | AN | node_8101901_200896238 | node_1327122_703_15259822_315 | 0.033 | unb_TAPWIRE_OH | 8101901 | no | no |  |  | no |  |  | 0 | 0 | 0 | 0
oh_line_TAP_OH_916015 |  | AN | node_8101901_200896240 | node_1326810_288_15259829_241 | 0.033 | unb_TAPWIRE_OH | 8101901 | no | no |  |  | no |  |  | 0 | 0 | 0 | 0
oh_line_TAP_OH_916016 |  | AN | node_8101901_200896241 | node_1326494_424_15259848_202 | 0.033 | unb_TAPWIRE_OH | 8101901 | no | no |  |  | no |  |  | 0 | 0 | 0 | 0
oh_line_TAP_OH_916017 |  | AN | node_8101901_200896242 | node_1326192_333_15259793_46 | 0.033 | unb_TAPWIRE_OH | 8101901 | no | no |  |  | no |  |  | 0 | 0 | 0 | 0
oh_line_TAP_OH_916027 |  | AN | node_8101901_200896270 | node_1315497_67_15262503_747 | 0.033 | unb_TAPWIRE_OH | 8101901 | no | no |  |  | no |  |  | 0 | 0 | 0 | 0
oh_line_TAP_OH_916028 |  | AN | node_8101901_200896273 | node_1315283_783_15262941_509 | 0.033 | unb_TAPWIRE_OH | 8101901 | no | no |  |  | no |  |  | 0 | 0 | 0 | 0
oh_line_TAP_OH_916029 |  | AN | node_8101901_200896277 | node_1314793_875_15263720_088 | 0.033 | unb_TAPWIRE_OH | 8101901 | no | no |  |  | no |  |  | 0 | 0 | 0 | 0
oh_line_TAP_OH_916030 |  | AN | node_8101901_200896279 | node_1314362_915_15264186_505 | 0.033 | unb_TAPWIRE_OH | 8101901 | no | no |  |  | no |  |  | 0 | 0 | 0 | 0
oh_line_TAP_OH_916052 |  | AN | node_8101901_200896328 | node_1329384_25_15258286_534 | 0.033 | unb_TAPWIRE_OH | 8101901 | no | no |  |  | no |  |  | 0 | 0 | 0 | 0
oh_line_TAP_OH_916053 |  | AN | node_8101901_200896329 | node_1326429_402_15256863_118 | 0.033 | unb_TAPWIRE_OH | 8101901 | no | no |  |  | no |  |  | 0 | 0 | 0 | 0
oh_line_TAP_OH_916054 |  | AN | node_8101901_200896331 | node_1329381_029_15258040_057 | 0.033 | unb_TAPWIRE_OH | 8101901 | no | no |  |  | no |  |  | 0 | 0 | 0 | 0
oh_line_TAP_OH_916055 |  | AN | node_8101901_200896334 | node_1328430_481_15257907_768 | 0.033 | unb_TAPWIRE_OH | 8101901 | no | no |  |  | no |  |  | 0 | 0 | 0 | 0
oh_line_TAP_OH_916056 |  | AN | node_8101901_200896335 | node_1328254_513_15257814_648 | 0.033 | unb_TAPWIRE_OH | 8101901 | no | no |  |  | no |  |  | 0 | 0 | 0 | 0
oh_line_TAP_OH_916057 |  | AN | node_8101901_200896337 | node_1328127_473_15258137_131 | 0.033 | unb_TAPWIRE_OH | 8101901 | no | no |  |  | no |  |  | 0 | 0 | 0 | 0
oh_line_TAP_OH_916058 |  | AN | node_8101901_200896339 | node_1327394_566_15257612_763 | 0.033 | unb_TAPWIRE_OH | 8101901 | no | no |  |  | no |  |  | 0 | 0 | 0 | 0
oh_line_TAP_OH_916059 |  | AN | node_8101901_200896342 | node_1326630_579_15257049_994 | 0.033 | unb_TAPWIRE_OH | 8101901 | no | no |  |  | no |  |  | 0 | 0 | 0 | 0
oh_line_TAP_OH_916073 |  | ABCN | node_8101901_200896392 | node_1323137_985_15277923_682 | 0.033 | unb_TAPWIRE_OH | 8101901 | no | no |  |  | no |  |  | 0 | 0 | 0 | 0
oh_line_TAP_OH_916074 |  | AN | node_8101901_200896395 | node_1322610_098_15278012_194 | 0.033 | unb_TAPWIRE_OH | 8101901 | no | no |  |  | no |  |  | 0 | 0 | 0 | 0
oh_line_TAP_OH_916318 |  | AN | node_8101901_200897110 | node_1330895_638_15259426_434 | 0.033 | unb_TAPWIRE_OH | 8101901 | no | no |  |  | no |  |  | 0 | 0 | 0 | 0
oh_line_TAP_OH_916319 |  | AN | node_8101901_200897111 | node_1329785_82_15259177_808 | 0.033 | unb_TAPWIRE_OH | 8101901 | no | no |  |  | no |  |  | 0 | 0 | 0 | 0
oh_line_TAP_OH_916320 |  | AN | node_8101901_200897114 | node_1332296_509_15260275_021 | 0.033 | unb_TAPWIRE_OH | 8101901 | no | no |  |  | no |  |  | 0 | 0 | 0 | 0
oh_line_TAP_OH_916321 |  | AN | node_8101901_200897115 | node_1332451_139_15260467_413 | 0.033 | unb_TAPWIRE_OH | 8101901 | no | no |  |  | no |  |  | 0 | 0 | 0 | 0
oh_line_TAP_OH_916322 |  | AN | node_8101901_200897121 | node_1333136_435_15260832_639 | 0.033 | unb_TAPWIRE_OH | 8101901 | no | no |  |  | no |  |  | 0 | 0 | 0 | 0
oh_line_TAP_OH_916323 |  | AN | node_8101901_200897123 | node_1333030_136_15261407_755 | 0.033 | unb_TAPWIRE_OH | 8101901 | no | no |  |  | no |  |  | 0 | 0 | 0 | 0
oh_line_TAP_OH_916324 |  | AN | node_8101901_200897126 | node_1333834_211_15261416_719 | 0.033 | unb_TAPWIRE_OH | 8101901 | no | no |  |  | no |  |  | 0 | 0 | 0 | 0
oh_line_TAP_OH_916325 |  | AN | node_8101901_200897130 | node_1334040_328_15261563_791 | 0.033 | unb_TAPWIRE_OH | 8101901 | no | no |  |  | no |  |  | 0 | 0 | 0 | 0
oh_line_TAP_OH_916327 |  | AN | node_8101901_200897134 | node_1330235_587_15259178_527 | 0.033 | unb_TAPWIRE_OH | 8101901 | no | no |  |  | no |  |  | 0 | 0 | 0 | 0
oh_line_TAP_OH_916328 |  | AN | node_8101901_200897136 | node_1330694_304_15259123_205 | 0.033 | unb_TAPWIRE_OH | 8101901 | no | no |  |  | no |  |  | 0 | 0 | 0 | 0
oh_line_TAP_OH_916329 |  | AN | node_8101901_200897137 | node_1331123_132_15259047_168 | 0.033 | unb_TAPWIRE_OH | 8101901 | no | no |  |  | no |  |  | 0 | 0 | 0 | 0
oh_line_TAP_OH_916330 |  | AN | node_8101901_200897138 | node_1331404_95_15259137_4 | 0.033 | unb_TAPWIRE_OH | 8101901 | no | no |  |  | no |  |  | 0 | 0 | 0 | 0
oh_line_TAP_OH_916331 |  | AN | node_8101901_200897139 | node_1331700_191_15259190_449 | 0.033 | unb_TAPWIRE_OH | 8101901 | no | no |  |  | no |  |  | 0 | 0 | 0 | 0
oh_line_TAP_OH_916335 |  | AN | node_8101901_200897152 | node_1325291_095_15270779_045 | 0.033 | unb_TAPWIRE_OH | 8101901 | no | no |  |  | no |  |  | 0 | 0 | 0 | 0
oh_line_TAP_OH_916336 |  | AN | node_8101901_200897155 | node_1325326_524_15270619_195 | 0.033 | unb_TAPWIRE_OH | 8101901 | no | no |  |  | no |  |  | 0 | 0 | 0 | 0
oh_line_TAP_OH_916337 |  | AN | node_8101901_200897157 | node_1325766_911_15270744_059 | 0.033 | unb_TAPWIRE_OH | 8101901 | no | no |  |  | no |  |  | 0 | 0 | 0 | 0
oh_line_TAP_OH_916338 |  | AN | node_8101901_200897160 | node_1326063_983_15270363_882 | 0.033 | unb_TAPWIRE_OH | 8101901 | no | no |  |  | no |  |  | 0 | 0 | 0 | 0
oh_line_TAP_OH_916441 |  | AN | node_8101901_200897492 | node_1334911_51_15260621_839 | 0.033 | unb_TAPWIRE_OH | 8101901 | no | no |  |  | no |  |  | 0 | 0 | 0 | 0
oh_line_TAP_OH_916442 |  | AN | node_8101901_200897495 | node_1334549_506_15259701_058 | 0.033 | unb_TAPWIRE_OH | 8101901 | no | no |  |  | no |  |  | 0 | 0 | 0 | 0
oh_line_TAP_OH_916443 |  | AN | node_8101901_200897497 | node_1334840_53_15260042_827 | 0.033 | unb_TAPWIRE_OH | 8101901 | no | no |  |  | no |  |  | 0 | 0 | 0 | 0
oh_line_TAP_OH_916444 |  | AN | node_8101901_200897501 | node_1333830_202_15257589_838 | 0.033 | unb_TAPWIRE_OH | 8101901 | no | no |  |  | no |  |  | 0 | 0 | 0 | 0
oh_line_TAP_OH_916445 |  | AN | node_8101901_200897502 | node_1333931_45_15257822_42 | 0.033 | unb_TAPWIRE_OH | 8101901 | no | no |  |  | no |  |  | 0 | 0 | 0 | 0
oh_line_TAP_OH_916446 |  | AN | node_8101901_200897504 | node_1334027_644_15258055_55 | 0.033 | unb_TAPWIRE_OH | 8101901 | no | no |  |  | no |  |  | 0 | 0 | 0 | 0
oh_line_TAP_OH_916447 |  | AN | node_8101901_200897505 | node_1334123_991_15258287_361 | 0.033 | unb_TAPWIRE_OH | 8101901 | no | no |  |  | no |  |  | 0 | 0 | 0 | 0
oh_line_TAP_OH_916448 |  | AN | node_8101901_200897509 | node_1334293_682_15258867_519 | 0.033 | unb_TAPWIRE_OH | 8101901 | no | no |  |  | no |  |  | 0 | 0 | 0 | 0
oh_line_TAP_OH_916449 |  | AN | node_8101901_200897512 | node_1334346_012_15259179_753 | 0.033 | unb_TAPWIRE_OH | 8101901 | no | no |  |  | no |  |  | 0 | 0 | 0 | 0
oh_line_TAP_OH_916451 |  | AN | node_8101901_200897516 | node_1324024_745_15272929_24 | 0.033 | unb_TAPWIRE_OH | 8101901 | no | no |  |  | no |  |  | 0 | 0 | 0 | 0
oh_line_TAP_OH_916452 |  | AN | node_8101901_200897518 | node_1323777_818_15271963_861 | 0.033 | unb_TAPWIRE_OH | 8101901 | no | no |  |  | no |  |  | 0 | 0 | 0 | 0
oh_line_TAP_OH_916453 |  | AN | node_8101901_200897519 | node_1323700_348_15271244_938 | 0.033 | unb_TAPWIRE_OH | 8101901 | no | no |  |  | no |  |  | 0 | 0 | 0 | 0
oh_line_TAP_OH_916454 |  | AN | node_8101901_200897520 | node_1323901_292_15270996_412 | 0.033 | unb_TAPWIRE_OH | 8101901 | no | no |  |  | no |  |  | 0 | 0 | 0 | 0
oh_line_TAP_OH_916457 |  | AN | node_8101901_200897526 | node_1325222_443_15268862_989 | 0.033 | unb_TAPWIRE_OH | 8101901 | no | no |  |  | no |  |  | 0 | 0 | 0 | 0
oh_line_TAP_OH_916458 |  | ABCN | node_8101901_200897533 | node_1326045_458_15268255_478 | 0.033 | unb_TAPWIRE_OH | 8101901 | no | no |  |  | no |  |  | 0 | 0 | 0 | 0
oh_line_TAP_OH_916459 |  | ABCN | node_8101901_200897534 | node_1326027_367_15267975_339 | 0.033 | unb_TAPWIRE_OH | 8101901 | no | no |  |  | no |  |  | 0 | 0 | 0 | 0
oh_line_TAP_OH_916460 |  | ABCN | node_8101901_200897536 | node_1326006_069_15267741_065 | 0.033 | unb_TAPWIRE_OH | 8101901 | no | no |  |  | no |  |  | 0 | 0 | 0 | 0
oh_line_TAP_OH_916461 |  | ABCN | node_8101901_200897538 | node_1325976_8_15267203_169 | 0.033 | unb_TAPWIRE_OH | 8101901 | no | no |  |  | no |  |  | 0 | 0 | 0 | 0
oh_line_TAP_OH_916462 |  | ABCN | node_8101901_200897541 | node_1325963_596_15266991_261 | 0.033 | unb_TAPWIRE_OH | 8101901 | no | no |  |  | no |  |  | 0 | 0 | 0 | 0
oh_line_TAP_OH_916463 |  | ABCN | node_8101901_200897543 | node_1325948_156_15266733_578 | 0.033 | unb_TAPWIRE_OH | 8101901 | no | no |  |  | no |  |  | 0 | 0 | 0 | 0
oh_line_TAP_OH_916464 |  | ABCN | node_8101901_200897548 | node_1326006_758_15266169_995 | 0.033 | unb_TAPWIRE_OH | 8101901 | no | no |  |  | no |  |  | 0 | 0 | 0 | 0
oh_line_TAP_OH_916465 |  | ABCN | node_8101901_200897552 | node_1326138_045_15265803_42 | 0.033 | unb_TAPWIRE_OH | 8101901 | no | no |  |  | no |  |  | 0 | 0 | 0 | 0
oh_line_TAP_OH_916466 |  | ABCN | node_8101901_200897554 | node_1326225_047_15265576_449 | 0.033 | unb_TAPWIRE_OH | 8101901 | no | no |  |  | no |  |  | 0 | 0 | 0 | 0
oh_line_TAP_OH_916467 |  | ABCN | node_8101901_200897556 | node_1326288_081_15265390_545 | 0.033 | unb_TAPWIRE_OH | 8101901 | no | no |  |  | no |  |  | 0 | 0 | 0 | 0
oh_line_TAP_OH_916468 |  | ABCN | node_8101901_200897565 | node_1326473_165_15264798_074 | 0.033 | unb_TAPWIRE_OH | 8101901 | no | no |  |  | no |  |  | 0 | 0 | 0 | 0
oh_line_TAP_OH_916469 |  | ABCN | node_8101901_200897567 | node_1326546_226_15264598_634 | 0.033 | unb_TAPWIRE_OH | 8101901 | no | no |  |  | no |  |  | 0 | 0 | 0 | 0
oh_line_TAP_OH_916470 |  | ABCN | node_8101901_200897569 | node_1326670_191_15264337_414 | 0.033 | unb_TAPWIRE_OH | 8101901 | no | no |  |  | no |  |  | 0 | 0 | 0 | 0
oh_line_TAP_OH_916471 |  | AN | node_8101901_200897574 | node_1326660_948_15263876_772 | 0.033 | unb_TAPWIRE_OH | 8101901 | no | no |  |  | no |  |  | 0 | 0 | 0 | 0
oh_line_TAP_OH_916472 |  | ABCN | node_8101901_200897578 | node_1326980_235_15263485_891 | 0.033 | unb_TAPWIRE_OH | 8101901 | no | no |  |  | no |  |  | 0 | 0 | 0 | 0
oh_line_TAP_OH_916473 |  | ABCN | node_8101901_200897582 | node_1327191_072_15263173_698 | 0.033 | unb_TAPWIRE_OH | 8101901 | no | no |  |  | no |  |  | 0 | 0 | 0 | 0
oh_line_TAP_OH_916474 |  | ABCN | node_8101901_200897585 | node_1327384_894_15262862_941 | 0.033 | unb_TAPWIRE_OH | 8101901 | no | no |  |  | no |  |  | 0 | 0 | 0 | 0
oh_line_TAP_OH_916475 |  | ABCN | node_8101901_200897589 | node_1327700_443_15262307_658 | 0.033 | unb_TAPWIRE_OH | 8101901 | no | no |  |  | no |  |  | 0 | 0 | 0 | 0
oh_line_TAP_OH_916476 |  | ABCN | node_8101901_200897592 | node_1327920_662_15261866_052 | 0.033 | unb_TAPWIRE_OH | 8101901 | no | no |  |  | no |  |  | 0 | 0 | 0 | 0
oh_line_TAP_OH_916477 |  | ABCN | node_8101901_200897596 | node_1328262_919_15261181_461 | 0.033 | unb_TAPWIRE_OH | 8101901 | no | no |  |  | no |  |  | 0 | 0 | 0 | 0
oh_line_TAP_OH_916478 |  | ABCN | node_8101901_200897598 | node_1328371_337_15260947_324 | 0.033 | unb_TAPWIRE_OH | 8101901 | no | no |  |  | no |  |  | 0 | 0 | 0 | 0
oh_line_TAP_OH_916479 |  | ABCN | node_8101901_200897599 | node_1328471_903_15260751_319 | 0.033 | unb_TAPWIRE_OH | 8101901 | no | no |  |  | no |  |  | 0 | 0 | 0 | 0
oh_line_TAP_OH_916480 |  | AN | node_8101901_200897601 | node_1328791_143_15260804_453 | 0.033 | unb_TAPWIRE_OH | 8101901 | no | no |  |  | no |  |  | 0 | 0 | 0 | 0
oh_line_TAP_OH_916481 |  | ABCN | node_8101901_200897603 | node_1328865_983_15260260_931 | 0.033 | unb_TAPWIRE_OH | 8101901 | no | no |  |  | no |  |  | 0 | 0 | 0 | 0
oh_line_TAP_OH_916482 |  | AN | node_8101901_200897608 | node_1329427_48_15260040_247 | 0.033 | unb_TAPWIRE_OH | 8101901 | no | no |  |  | no |  |  | 0 | 0 | 0 | 0
oh_line_TAP_OH_916484 |  | ABCN | node_8101901_200897614 | node_1329523_837_15259370_414 | 0.033 | unb_TAPWIRE_OH | 8101901 | no | no |  |  | no |  |  | 0 | 0 | 0 | 0
oh_line_TAP_OH_916485 |  | ABCN | node_8101901_200897618 | node_1329664_82_15259064_571 | 0.033 | unb_TAPWIRE_OH | 8101901 | no | no |  |  | no |  |  | 0 | 0 | 0 | 0
oh_line_TAP_OH_916486 |  | ABCN | node_8101901_200897619 | node_1329849_805_15258861_71 | 0.033 | unb_TAPWIRE_OH | 8101901 | no | no |  |  | no |  |  | 0 | 0 | 0 | 0
oh_line_TAP_OH_916487 |  | ABCN | node_8101901_200897621 | node_1329982_852_15258611_366 | 0.033 | unb_TAPWIRE_OH | 8101901 | no | no |  |  | no |  |  | 0 | 0 | 0 | 0
oh_line_TAP_OH_916488 |  | ABCN | node_8101901_200897624 | node_1330147_164_15258346_753 | 0.033 | unb_TAPWIRE_OH | 8101901 | no | no |  |  | no |  |  | 0 | 0 | 0 | 0
oh_line_TAP_OH_916489 |  | ABCN | node_8101901_200897628 | node_1330436_99_15257900_046 | 0.033 | unb_TAPWIRE_OH | 8101901 | no | no |  |  | no |  |  | 0 | 0 | 0 | 0
oh_line_TAP_OH_916490 |  | ABCN | node_8101901_200897629 | node_1330466_635_15257637_465 | 0.033 | unb_TAPWIRE_OH | 8101901 | no | no |  |  | no |  |  | 0 | 0 | 0 | 0
oh_line_TAP_OH_916500 |  | ABCN | node_8101901_200897675 | node_1324370_488_15279417_293 | 0.033 | unb_TAPWIRE_OH | 8101901 | no | no |  |  | no |  |  | 0 | 0 | 0 | 0
oh_line_TAP_OH_916501 |  | AN | node_8101901_200897682 | node_1323981_452_15279416_391 | 0.033 | unb_TAPWIRE_OH | 8101901 | no | no |  |  | no |  |  | 0 | 0 | 0 | 0
oh_line_TAP_OH_916502 |  | ABCN | node_8101901_200897685 | node_1324120_625_15279137_515 | 0.033 | unb_TAPWIRE_OH | 8101901 | no | no |  |  | no |  |  | 0 | 0 | 0 | 0
oh_line_TAP_OH_916503 |  | ABCN | node_8101901_200897689 | node_1323827_618_15278865_055 | 0.033 | unb_TAPWIRE_OH | 8101901 | no | no |  |  | no |  |  | 0 | 0 | 0 | 0
oh_line_TAP_OH_916505 |  | ABCN | node_8101901_200897698 | node_1323613_734_15277783_274 | 0.033 | unb_TAPWIRE_OH | 8101901 | no | no |  |  | no |  |  | 0 | 0 | 0 | 0
oh_line_TAP_OH_916506 |  | ABCN | node_8101901_200897701 | node_1323663_615_15277442_416 | 0.033 | unb_TAPWIRE_OH | 8101901 | no | no |  |  | no |  |  | 0 | 0 | 0 | 0
oh_line_TAP_OH_916507 |  | ABCN | node_8101901_200897704 | node_1323622_306_15277079_339 | 0.033 | unb_TAPWIRE_OH | 8101901 | no | no |  |  | no |  |  | 0 | 0 | 0 | 0
oh_line_TAP_OH_916508 |  | ABCN | node_8101901_200897708 | node_1323425_548_15276506_091 | 0.033 | unb_TAPWIRE_OH | 8101901 | no | no |  |  | no |  |  | 0 | 0 | 0 | 0
oh_line_TAP_OH_916509 |  | ABCN | node_8101901_200897710 | node_1323316_274_15276330_935 | 0.033 | unb_TAPWIRE_OH | 8101901 | no | no |  |  | no |  |  | 0 | 0 | 0 | 0
oh_line_TAP_OH_916510 |  | ABCN | node_8101901_200897714 | node_1323128_269_15275932_81 | 0.033 | unb_TAPWIRE_OH | 8101901 | no | no |  |  | no |  |  | 0 | 0 | 0 | 0
oh_line_TAP_OH_916511 |  | ABCN | node_8101901_200897719 | node_1323033_737_15275679_208 | 0.033 | unb_TAPWIRE_OH | 8101901 | no | no |  |  | no |  |  | 0 | 0 | 0 | 0
oh_line_TAP_OH_916512 |  | ABCN | node_8101901_200897724 | node_1322936_764_15275233_605 | 0.033 | unb_TAPWIRE_OH | 8101901 | no | no |  |  | no |  |  | 0 | 0 | 0 | 0
oh_line_TAP_OH_916514 |  | ABCN | node_8101901_200897732 | node_1322861_901_15274427_841 | 0.033 | unb_TAPWIRE_OH | 8101901 | no | no |  |  | no |  |  | 0 | 0 | 0 | 0
oh_line_TAP_OH_916516 |  | ABCN | node_8101901_200897735 | node_1322874_426_15273980_269 | 0.033 | unb_TAPWIRE_OH | 8101901 | no | no |  |  | no |  |  | 0 | 0 | 0 | 0
oh_line_TAP_OH_916518 |  | ABCN | node_8101901_200897743 | node_1323339_723_15273104_714 | 0.033 | unb_TAPWIRE_OH | 8101901 | no | no |  |  | no |  |  | 0 | 0 | 0 | 0
oh_line_TAP_OH_916519 |  | ABCN | node_8101901_200897745 | node_1323567_011_15272890_861 | 0.033 | unb_TAPWIRE_OH | 8101901 | no | no |  |  | no |  |  | 0 | 0 | 0 | 0
oh_line_TAP_OH_916521 |  | ABCN | node_8101901_200897751 | node_1323765_431_15272681_951 | 0.033 | unb_TAPWIRE_OH | 8101901 | no | no |  |  | no |  |  | 0 | 0 | 0 | 0
oh_line_TAP_OH_916522 |  | ABCN | node_8101901_200897753 | node_1323983_259_15272354_052 | 0.033 | unb_TAPWIRE_OH | 8101901 | no | no |  |  | no |  |  | 0 | 0 | 0 | 0
oh_line_TAP_OH_916523 |  | AN | node_8101901_200897761 | node_1324422_693_15271127_442 | 0.033 | unb_TAPWIRE_OH | 8101901 | no | no |  |  | no |  |  | 0 | 0 | 0 | 0
oh_line_TAP_OH_916524 |  | AN | node_8101901_200897767 | node_1324198_642_15270767_989 | 0.033 | unb_TAPWIRE_OH | 8101901 | no | no |  |  | no |  |  | 0 | 0 | 0 | 0
oh_line_TAP_OH_916525 |  | ABCN | node_8101901_200897772 | node_1324865_17_15270405_262 | 0.033 | unb_TAPWIRE_OH | 8101901 | no | no |  |  | no |  |  | 0 | 0 | 0 | 0
oh_line_TAP_OH_916526 |  | ABCN | node_8101901_200897779 | node_1325048_253_15269768_465 | 0.033 | unb_TAPWIRE_OH | 8101901 | no | no |  |  | no |  |  | 0 | 0 | 0 | 0
oh_line_TAP_OH_916527 |  | ABCN | node_8101901_200897781 | node_1325260_85_15269381_327 | 0.033 | unb_TAPWIRE_OH | 8101901 | no | no |  |  | no |  |  | 0 | 0 | 0 | 0
oh_line_TAP_OH_916528 |  | ABCN | node_8101901_200897782 | node_1325405_039_15269156_996 | 0.033 | unb_TAPWIRE_OH | 8101901 | no | no |  |  | no |  |  | 0 | 0 | 0 | 0
oh_line_TAP_OH_916529 |  | AN | node_8101901_200897783 | node_1331366_837_15257077_858 | 0.033 | unb_TAPWIRE_OH | 8101901 | no | no |  |  | no |  |  | 0 | 0 | 0 | 0
oh_line_TAP_OH_916530 |  | AN | node_8101901_200897785 | node_1334058_409_15256849_818 | 0.033 | unb_TAPWIRE_OH | 8101901 | no | no |  |  | no |  |  | 0 | 0 | 0 | 0
oh_line_TAP_OH_916531 |  | AN | node_8101901_200897787 | node_1334361_082_15256581_654 | 0.033 | unb_TAPWIRE_OH | 8101901 | no | no |  |  | no |  |  | 0 | 0 | 0 | 0
oh_line_TAP_OH_916532 |  | AN | node_8101901_200897794 | node_1336176_46_15257236_957 | 0.033 | unb_TAPWIRE_OH | 8101901 | no | no |  |  | no |  |  | 0 | 0 | 0 | 0
oh_line_TAP_OH_916533 |  | AN | node_8101901_200897795 | node_1336347_776_15257406_52 | 0.033 | unb_TAPWIRE_OH | 8101901 | no | no |  |  | no |  |  | 0 | 0 | 0 | 0
oh_line_TAP_OH_916534 |  | AN | node_8101901_200897797 | node_1336747_359_15257720_437 | 0.033 | unb_TAPWIRE_OH | 8101901 | no | no |  |  | no |  |  | 0 | 0 | 0 | 0
oh_line_TAP_OH_916535 |  | AN | node_8101901_200897803 | node_1337732_394_15258899_035 | 0.033 | unb_TAPWIRE_OH | 8101901 | no | no |  |  | no |  |  | 0 | 0 | 0 | 0
oh_line_TAP_OH_916536 |  | AN | node_8101901_200897804 | node_1338158_693_15258948_326 | 0.033 | unb_TAPWIRE_OH | 8101901 | no | no |  |  | no |  |  | 0 | 0 | 0 | 0
oh_line_TAP_OH_916537 |  | AN | node_8101901_200897810 | node_1338609_499_15260007_334 | 0.033 | unb_TAPWIRE_OH | 8101901 | no | no |  |  | no |  |  | 0 | 0 | 0 | 0
oh_line_TAP_OH_916538 |  | AN | node_8101901_200897812 | node_1339650_72_15260636_198 | 0.033 | unb_TAPWIRE_OH | 8101901 | no | no |  |  | no |  |  | 0 | 0 | 0 | 0
oh_line_TAP_OH_916539 |  | AN | node_8101901_200897814 | node_1339241_249_15260504_879 | 0.033 | unb_TAPWIRE_OH | 8101901 | no | no |  |  | no |  |  | 0 | 0 | 0 | 0
oh_line_TAP_OH_916540 |  | AN | node_8101901_200897817 | node_1332886_572_15257035_123 | 0.033 | unb_TAPWIRE_OH | 8101901 | no | no |  |  | no |  |  | 0 | 0 | 0 | 0
oh_line_TAP_OH_916541 |  | AN | node_8101901_200897818 | node_1333123_148_15257088_651 | 0.033 | unb_TAPWIRE_OH | 8101901 | no | no |  |  | no |  |  | 0 | 0 | 0 | 0
oh_line_TAP_OH_916542 |  | AN | node_8101901_200897820 | node_1333654_298_15257266_647 | 0.033 | unb_TAPWIRE_OH | 8101901 | no | no |  |  | no |  |  | 0 | 0 | 0 | 0
oh_line_TAP_OH_916613 |  | AN | node_8101901_200898003 | node_1323403_407_15276878_291 | 0.033 | unb_TAPWIRE_OH | 8101901 | no | no |  |  | no |  |  | 0 | 0 | 0 | 0
oh_line_TAP_OH_916614 |  | AN | node_8101901_200898006 | node_1323305_72_15276888_674 | 0.033 | unb_TAPWIRE_OH | 8101901 | no | no |  |  | no |  |  | 0 | 0 | 0 | 0
oh_line_TAP_OH_916615 |  | AN | node_8101901_200898007 | node_1323116_152_15276921_206 | 0.033 | unb_TAPWIRE_OH | 8101901 | no | no |  |  | no |  |  | 0 | 0 | 0 | 0
oh_line_TAP_OH_916616 |  | AN | node_8101901_200898008 | node_1322948_74_15276946_93 | 0.033 | unb_TAPWIRE_OH | 8101901 | no | no |  |  | no |  |  | 0 | 0 | 0 | 0
oh_line_TAP_OH_916622 |  | AN | node_8101901_200898021 | node_1322644_569_15276993_484 | 0.033 | unb_TAPWIRE_OH | 8101901 | no | no |  |  | no |  |  | 0 | 0 | 0 | 0
oh_line_TAP_OH_916623 |  | AN | node_8101901_200898023 | node_1322421_549_15277087_976 | 0.033 | unb_TAPWIRE_OH | 8101901 | no | no |  |  | no |  |  | 0 | 0 | 0 | 0
oh_line_TAP_OH_916632 |  | AN | node_8101901_200898050 | node_1325538_09_15271371_922 | 0.033 | unb_TAPWIRE_OH | 8101901 | no | no |  |  | no |  |  | 0 | 0 | 0 | 0
oh_line_TAP_OH_916633 |  | AN | node_8101901_200898051 | node_1325515_864_15271525_127 | 0.033 | unb_TAPWIRE_OH | 8101901 | no | no |  |  | no |  |  | 0 | 0 | 0 | 0
oh_line_TAP_OH_916634 |  | AN | node_8101901_200898052 | node_1325428_98_15271762_581 | 0.033 | unb_TAPWIRE_OH | 8101901 | no | no |  |  | no |  |  | 0 | 0 | 0 | 0
oh_line_TAP_OH_916635 |  | AN | node_8101901_200898053 | node_1325531_064_15271953_745 | 0.033 | unb_TAPWIRE_OH | 8101901 | no | no |  |  | no |  |  | 0 | 0 | 0 | 0
oh_line_TAP_OH_916636 |  | AN | node_8101901_200898054 | node_1325576_672_15272172_649 | 0.033 | unb_TAPWIRE_OH | 8101901 | no | no |  |  | no |  |  | 0 | 0 | 0 | 0
oh_line_TAP_OH_916637 |  | AN | node_8101901_200898056 | node_1325799_657_15272410_862 | 0.033 | unb_TAPWIRE_OH | 8101901 | no | no |  |  | no |  |  | 0 | 0 | 0 | 0
oh_line_TAP_OH_916638 |  | AN | node_8101901_200898057 | node_1326112_008_15272504_891 | 0.033 | unb_TAPWIRE_OH | 8101901 | no | no |  |  | no |  |  | 0 | 0 | 0 | 0
oh_line_TAP_OH_916639 |  | AN | node_8101901_200898058 | node_1326332_449_15272606_653 | 0.033 | unb_TAPWIRE_OH | 8101901 | no | no |  |  | no |  |  | 0 | 0 | 0 | 0
oh_line_TAP_OH_916640 |  | AN | node_8101901_200898060 | node_1326518_864_15272758_667 | 0.033 | unb_TAPWIRE_OH | 8101901 | no | no |  |  | no |  |  | 0 | 0 | 0 | 0
oh_line_TAP_OH_916641 |  | AN | node_8101901_200898062 | node_1326935_54_15273083_069 | 0.033 | unb_TAPWIRE_OH | 8101901 | no | no |  |  | no |  |  | 0 | 0 | 0 | 0
oh_line_TAP_OH_916642 |  | AN | node_8101901_200898066 | node_1327333_28_15273389_778 | 0.033 | unb_TAPWIRE_OH | 8101901 | no | no |  |  | no |  |  | 0 | 0 | 0 | 0
oh_line_TAP_OH_916643 |  | AN | node_8101901_200898068 | node_1327867_105_15273637_797 | 0.033 | unb_TAPWIRE_OH | 8101901 | no | no |  |  | no |  |  | 0 | 0 | 0 | 0
oh_line_TAP_OH_916644 |  | AN | node_8101901_200898069 | node_1328091_296_15273738_968 | 0.033 | unb_TAPWIRE_OH | 8101901 | no | no |  |  | no |  |  | 0 | 0 | 0 | 0
oh_line_TAP_OH_916645 |  | AN | node_8101901_200898070 | node_1328319_256_15273904_308 | 0.033 | unb_TAPWIRE_OH | 8101901 | no | no |  |  | no |  |  | 0 | 0 | 0 | 0
oh_line_TAP_OH_916646 |  | AN | node_8101901_200898071 | node_1328543_105_15274015_877 | 0.033 | unb_TAPWIRE_OH | 8101901 | no | no |  |  | no |  |  | 0 | 0 | 0 | 0
oh_line_TAP_OH_916655 |  | AN | node_8101901_200898100 | node_1329267_434_15272997_682 | 0.033 | unb_TAPWIRE_OH | 8101901 | no | no |  |  | no |  |  | 0 | 0 | 0 | 0
oh_line_TAP_OH_916656 |  | AN | node_8101901_200898101 | node_1329029_561_15272591_959 | 0.033 | unb_TAPWIRE_OH | 8101901 | no | no |  |  | no |  |  | 0 | 0 | 0 | 0
oh_line_TAP_OH_916657 |  | AN | node_8101901_200898103 | node_1328706_418_15272101_834 | 0.033 | unb_TAPWIRE_OH | 8101901 | no | no |  |  | no |  |  | 0 | 0 | 0 | 0
oh_line_TAP_OH_916658 |  | AN | node_8101901_200898106 | node_1329518_577_15272637_028 | 0.033 | unb_TAPWIRE_OH | 8101901 | no | no |  |  | no |  |  | 0 | 0 | 0 | 0
oh_line_TAP_OH_916659 |  | AN | node_8101901_200898108 | node_1329859_639_15272429_114 | 0.033 | unb_TAPWIRE_OH | 8101901 | no | no |  |  | no |  |  | 0 | 0 | 0 | 0
oh_line_TAP_OH_916660 |  | AN | node_8101901_200898110 | node_1330297_257_15272025_208 | 0.033 | unb_TAPWIRE_OH | 8101901 | no | no |  |  | no |  |  | 0 | 0 | 0 | 0
oh_line_TAP_OH_916661 |  | AN | node_8101901_200898114 | node_1330709_614_15272065_211 | 0.033 | unb_TAPWIRE_OH | 8101901 | no | no |  |  | no |  |  | 0 | 0 | 0 | 0
oh_line_TAP_OH_916662 |  | AN | node_8101901_200898118 | node_1331765_992_15271201_975 | 0.033 | unb_TAPWIRE_OH | 8101901 | no | no |  |  | no |  |  | 0 | 0 | 0 | 0
oh_line_TAP_OH_916813 |  | AN | node_8101901_200898615 | node_1323575_935_15277296_187 | 0.033 | unb_TAPWIRE_OH | 8101901 | no | no |  |  | no |  |  | 0 | 0 | 0 | 0
oh_line_TAP_OH_916814 |  | AN | node_8101901_200898616 | node_1323377_765_15277357_2 | 0.033 | unb_TAPWIRE_OH | 8101901 | no | no |  |  | no |  |  | 0 | 0 | 0 | 0
oh_line_TAP_OH_916815 |  | AN | node_8101901_200898617 | node_1323194_723_15277366_332 | 0.033 | unb_TAPWIRE_OH | 8101901 | no | no |  |  | no |  |  | 0 | 0 | 0 | 0
oh_line_TAP_OH_916816 |  | AN | node_8101901_200898618 | node_1323019_337_15277375_936 | 0.033 | unb_TAPWIRE_OH | 8101901 | no | no |  |  | no |  |  | 0 | 0 | 0 | 0
oh_line_TAP_OH_916817 |  | AN | node_8101901_200898619 | node_1322830_995_15277376_343 | 0.033 | unb_TAPWIRE_OH | 8101901 | no | no |  |  | no |  |  | 0 | 0 | 0 | 0
oh_line_TAP_OH_916818 |  | AN | node_8101901_200898620 | node_1322762_946_15277244_114 | 0.033 | unb_TAPWIRE_OH | 8101901 | no | no |  |  | no |  |  | 0 | 0 | 0 | 0
oh_line_TAP_OH_916819 |  | AN | node_8101901_200898621 | node_1322788_447_15277031_606 | 0.033 | unb_TAPWIRE_OH | 8101901 | no | no |  |  | no |  |  | 0 | 0 | 0 | 0
oh_line_TAP_OH_916842 |  | AN | node_8101901_200898698 | node_1328340_323_15275382_742 | 0.033 | unb_TAPWIRE_OH | 8101901 | no | no |  |  | no |  |  | 0 | 0 | 0 | 0
oh_line_TAP_OH_916843 |  | AN | node_8101901_200898700 | node_1328876_715_15275984_565 | 0.033 | unb_TAPWIRE_OH | 8101901 | no | no |  |  | no |  |  | 0 | 0 | 0 | 0
oh_line_TAP_OH_916844 |  | AN | node_8101901_200898702 | node_1328937_431_15276343_344 | 0.033 | unb_TAPWIRE_OH | 8101901 | no | no |  |  | no |  |  | 0 | 0 | 0 | 0
oh_line_TAP_OH_916845 |  | AN | node_8101901_200898706 | node_1328946_361_15276709_63 | 0.033 | unb_TAPWIRE_OH | 8101901 | no | no |  |  | no |  |  | 0 | 0 | 0 | 0
oh_line_TAP_OH_916846 |  | AN | node_8101901_200898707 | node_1328949_853_15276968_065 | 0.033 | unb_TAPWIRE_OH | 8101901 | no | no |  |  | no |  |  | 0 | 0 | 0 | 0
oh_line_TAP_OH_916847 |  | AN | node_8101901_200898712 | node_1329175_268_15277401_206 | 0.033 | unb_TAPWIRE_OH | 8101901 | no | no |  |  | no |  |  | 0 | 0 | 0 | 0
oh_line_TAP_OH_916848 |  | AN | node_8101901_200898714 | node_1329286_895_15273346_284 | 0.033 | unb_TAPWIRE_OH | 8101901 | no | no |  |  | no |  |  | 0 | 0 | 0 | 0
oh_line_TAP_OH_916849 |  | AN | node_8101901_200898718 | node_1329416_435_15277894_945 | 0.033 | unb_TAPWIRE_OH | 8101901 | no | no |  |  | no |  |  | 0 | 0 | 0 | 0
oh_line_TAP_OH_916850 |  | AN | node_8101901_200898720 | node_1329164_424_15273650_307 | 0.033 | unb_TAPWIRE_OH | 8101901 | no | no |  |  | no |  |  | 0 | 0 | 0 | 0
oh_line_TAP_OH_916851 |  | AN | node_8101901_200898725 | node_1329330_157_15274204_191 | 0.033 | unb_TAPWIRE_OH | 8101901 | no | no |  |  | no |  |  | 0 | 0 | 0 | 0
oh_line_TAP_OH_916852 |  | AN | node_8101901_200898726 | node_1328913_339_15274394_357 | 0.033 | unb_TAPWIRE_OH | 8101901 | no | no |  |  | no |  |  | 0 | 0 | 0 | 0
oh_line_TAP_OH_916853 |  | AN | node_8101901_200898728 | node_1328678_471_15274675_362 | 0.033 | unb_TAPWIRE_OH | 8101901 | no | no |  |  | no |  |  | 0 | 0 | 0 | 0
oh_line_TAP_OH_916854 |  | AN | node_8101901_200898730 | node_1329198_683_15274668_85 | 0.033 | unb_TAPWIRE_OH | 8101901 | no | no |  |  | no |  |  | 0 | 0 | 0 | 0
oh_line_TAP_OH_916855 |  | AN | node_8101901_200898731 | node_1328661_724_15274983_638 | 0.033 | unb_TAPWIRE_OH | 8101901 | no | no |  |  | no |  |  | 0 | 0 | 0 | 0
oh_line_TAP_OH_916856 |  | AN | node_8101901_200898733 | node_1328956_448_15275125_405 | 0.033 | unb_TAPWIRE_OH | 8101901 | no | no |  |  | no |  |  | 0 | 0 | 0 | 0
oh_line_TAP_OH_916867 |  | AN | node_8101901_200898761 | node_1333592_095_15258218_925 | 0.033 | unb_TAPWIRE_OH | 8101901 | no | no |  |  | no |  |  | 0 | 0 | 0 | 0
oh_line_TAP_OH_916868 |  | AN | node_8101901_200898762 | node_1333370_206_15258020_413 | 0.033 | unb_TAPWIRE_OH | 8101901 | no | no |  |  | no |  |  | 0 | 0 | 0 | 0
oh_line_TAP_OH_916869 |  | AN | node_8101901_200898763 | node_1333162_932_15257775_166 | 0.033 | unb_TAPWIRE_OH | 8101901 | no | no |  |  | no |  |  | 0 | 0 | 0 | 0
oh_line_TAP_OH_916870 |  | AN | node_8101901_200898765 | node_1332859_163_15257806_34 | 0.033 | unb_TAPWIRE_OH | 8101901 | no | no |  |  | no |  |  | 0 | 0 | 0 | 0
oh_line_TAP_OH_916886 |  | AN | node_8101901_200898812 | node_1334015_167_15266106_656 | 0.033 | unb_TAPWIRE_OH | 8101901 | no | no |  |  | no |  |  | 0 | 0 | 0 | 0
oh_line_TAP_OH_916887 |  | AN | node_8101901_200898814 | node_1336018_462_15265081_098 | 0.033 | unb_TAPWIRE_OH | 8101901 | no | no |  |  | no |  |  | 0 | 0 | 0 | 0
oh_line_TAP_OH_916888 |  | AN | node_8101901_200898816 | node_1336415_473_15265172_756 | 0.033 | unb_TAPWIRE_OH | 8101901 | no | no |  |  | no |  |  | 0 | 0 | 0 | 0
oh_line_TAP_OH_916889 |  | AN | node_8101901_200898818 | node_1336314_349_15264839_802 | 0.033 | unb_TAPWIRE_OH | 8101901 | no | no |  |  | no |  |  | 0 | 0 | 0 | 0
oh_line_TAP_OH_916890 |  | AN | node_8101901_200898820 | node_1336412_33_15264530_341 | 0.033 | unb_TAPWIRE_OH | 8101901 | no | no |  |  | no |  |  | 0 | 0 | 0 | 0
oh_line_TAP_OH_916891 |  | AN | node_8101901_200898822 | node_1336412_682_15263814_301 | 0.033 | unb_TAPWIRE_OH | 8101901 | no | no |  |  | no |  |  | 0 | 0 | 0 | 0
oh_line_TAP_OH_916892 |  | AN | node_8101901_200898826 | node_1334592_168_15265669_217 | 0.033 | unb_TAPWIRE_OH | 8101901 | no | no |  |  | no |  |  | 0 | 0 | 0 | 0
oh_line_TAP_OH_916893 |  | AN | node_8101901_200898828 | node_1334812_522_15265481_755 | 0.033 | unb_TAPWIRE_OH | 8101901 | no | no |  |  | no |  |  | 0 | 0 | 0 | 0
oh_line_TAP_OH_916894 |  | AN | node_8101901_200898831 | node_1335592_082_15265113_382 | 0.033 | unb_TAPWIRE_OH | 8101901 | no | no |  |  | no |  |  | 0 | 0 | 0 | 0
oh_line_TAP_OH_916934 |  | AN | node_8101901_200898953 | node_1339888_527_15268109_345 | 0.033 | unb_TAPWIRE_OH | 8101901 | no | no |  |  | no |  |  | 0 | 0 | 0 | 0
oh_line_TAP_OH_916935 |  | AN | node_8101901_200898957 | node_1339890_079_15267713_685 | 0.033 | unb_TAPWIRE_OH | 8101901 | no | no |  |  | no |  |  | 0 | 0 | 0 | 0
oh_line_TAP_OH_916936 |  | AN | node_8101901_200898959 | node_1339885_773_15267240_802 | 0.033 | unb_TAPWIRE_OH | 8101901 | no | no |  |  | no |  |  | 0 | 0 | 0 | 0
oh_line_TAP_OH_916937 |  | AN | node_8101901_200898961 | node_1339704_708_15266779_886 | 0.033 | unb_TAPWIRE_OH | 8101901 | no | no |  |  | no |  |  | 0 | 0 | 0 | 0
oh_line_TAP_OH_916955 |  | AN | node_8101901_200899010 | node_1333526_287_15267340_355 | 0.033 | unb_TAPWIRE_OH | 8101901 | no | no |  |  | no |  |  | 0 | 0 | 0 | 0
oh_line_TAP_OH_916956 |  | AN | node_8101901_200899013 | node_1333460_256_15268139_16 | 0.033 | unb_TAPWIRE_OH | 8101901 | no | no |  |  | no |  |  | 0 | 0 | 0 | 0
oh_line_TAP_OH_916957 |  | AN | node_8101901_200899016 | node_1331735_135_15267260_53 | 0.033 | unb_TAPWIRE_OH | 8101901 | no | no |  |  | no |  |  | 0 | 0 | 0 | 0
oh_line_TAP_OH_916958 |  | AN | node_8101901_200899019 | node_1332154_214_15267078_108 | 0.033 | unb_TAPWIRE_OH | 8101901 | no | no |  |  | no |  |  | 0 | 0 | 0 | 0
oh_line_TAP_OH_916959 |  | AN | node_8101901_200899022 | node_1332563_608_15267324_191 | 0.033 | unb_TAPWIRE_OH | 8101901 | no | no |  |  | no |  |  | 0 | 0 | 0 | 0
oh_line_TAP_OH_916960 |  | AN | node_8101901_200899023 | node_1332699_16_15267060_764 | 0.033 | unb_TAPWIRE_OH | 8101901 | no | no |  |  | no |  |  | 0 | 0 | 0 | 0
oh_line_TAP_OH_916961 |  | AN | node_8101901_200899025 | node_1333012_764_15267105_174 | 0.033 | unb_TAPWIRE_OH | 8101901 | no | no |  |  | no |  |  | 0 | 0 | 0 | 0
oh_line_TAP_OH_916962 |  | AN | node_8101901_200899028 | node_1333255_007_15267333_149 | 0.033 | unb_TAPWIRE_OH | 8101901 | no | no |  |  | no |  |  | 0 | 0 | 0 | 0
oh_line_TAP_OH_916970 |  | AN | node_8101901_200899047 | node_1327442_339_15266708_152 | 0.033 | unb_TAPWIRE_OH | 8101901 | no | no |  |  | no |  |  | 0 | 0 | 0 | 0
oh_line_TAP_OH_916971 |  | AN | node_8101901_200899048 | node_1327744_575_15266761_583 | 0.033 | unb_TAPWIRE_OH | 8101901 | no | no |  |  | no |  |  | 0 | 0 | 0 | 0
oh_line_TAP_OH_916972 |  | AN | node_8101901_200899051 | node_1327947_735_15266751_196 | 0.033 | unb_TAPWIRE_OH | 8101901 | no | no |  |  | no |  |  | 0 | 0 | 0 | 0
oh_line_TAP_OH_916973 |  | AN | node_8101901_200899053 | node_1328262_489_15266631_67 | 0.033 | unb_TAPWIRE_OH | 8101901 | no | no |  |  | no |  |  | 0 | 0 | 0 | 0
oh_line_TAP_OH_916974 |  | AN | node_8101901_200899054 | node_1328466_379_15266661_401 | 0.033 | unb_TAPWIRE_OH | 8101901 | no | no |  |  | no |  |  | 0 | 0 | 0 | 0
oh_line_TAP_OH_916996 |  | AN | node_8101901_200899109 | node_1325420_227_15268120_943 | 0.033 | unb_TAPWIRE_OH | 8101901 | no | no |  |  | no |  |  | 0 | 0 | 0 | 0
oh_line_TAP_OH_916997 |  | AN | node_8101901_200899111 | node_1325106_175_15268178_178 | 0.033 | unb_TAPWIRE_OH | 8101901 | no | no |  |  | no |  |  | 0 | 0 | 0 | 0
oh_line_TAP_OH_916998 |  | AN | node_8101901_200899112 | node_1325001_023_15267902_251 | 0.033 | unb_TAPWIRE_OH | 8101901 | no | no |  |  | no |  |  | 0 | 0 | 0 | 0
oh_line_TAP_OH_916999 |  | AN | node_8101901_200899113 | node_1315240_939_15262365_849 | 0.033 | unb_TAPWIRE_OH | 8101901 | no | no |  |  | no |  |  | 0 | 0 | 0 | 0
oh_line_TAP_OH_917000 |  | AN | node_8101901_200899114 | node_1314950_328_15262399_159 | 0.033 | unb_TAPWIRE_OH | 8101901 | no | no |  |  | no |  |  | 0 | 0 | 0 | 0
oh_line_TAP_OH_917001 |  | AN | node_8101901_200899116 | node_1314655_781_15262298_7 | 0.033 | unb_TAPWIRE_OH | 8101901 | no | no |  |  | no |  |  | 0 | 0 | 0 | 0
oh_line_TAP_OH_917002 |  | AN | node_8101901_200899120 | node_1314134_549_15261921_257 | 0.033 | unb_TAPWIRE_OH | 8101901 | no | no |  |  | no |  |  | 0 | 0 | 0 | 0
oh_line_TAP_OH_917003 |  | AN | node_8101901_200899121 | node_1314375_157_15261852_064 | 0.033 | unb_TAPWIRE_OH | 8101901 | no | no |  |  | no |  |  | 0 | 0 | 0 | 0
oh_line_TAP_OH_917004 |  | AN | node_8101901_200899122 | node_1314184_018_15261554_219 | 0.033 | unb_TAPWIRE_OH | 8101901 | no | no |  |  | no |  |  | 0 | 0 | 0 | 0
oh_line_TAP_OH_917005 |  | AN | node_8101901_200899123 | node_1313996_468_15261405_077 | 0.033 | unb_TAPWIRE_OH | 8101901 | no | no |  |  | no |  |  | 0 | 0 | 0 | 0
oh_line_TAP_OH_917006 |  | AN | node_8101901_200899124 | node_1313846_734_15261071_442 | 0.033 | unb_TAPWIRE_OH | 8101901 | no | no |  |  | no |  |  | 0 | 0 | 0 | 0
oh_line_TAP_OH_917022 |  | AN | node_8101901_200899159 | node_1326860_045_15267444_597 | 0.033 | unb_TAPWIRE_OH | 8101901 | no | no |  |  | no |  |  | 0 | 0 | 0 | 0
oh_line_TAP_OH_917023 |  | AN | node_8101901_200899162 | node_1327125_162_15267143_948 | 0.033 | unb_TAPWIRE_OH | 8101901 | no | no |  |  | no |  |  | 0 | 0 | 0 | 0
oh_line_TAP_OH_917024 |  | AN | node_8101901_200899163 | node_1331066_569_15267358_334 | 0.033 | unb_TAPWIRE_OH | 8101901 | no | no |  |  | no |  |  | 0 | 0 | 0 | 0
oh_line_TAP_OH_917025 |  | AN | node_8101901_200899165 | node_1331316_639_15267315_24 | 0.033 | unb_TAPWIRE_OH | 8101901 | no | no |  |  | no |  |  | 0 | 0 | 0 | 0
oh_line_TAP_OH_917026 |  | AN | node_8101901_200899172 | node_1327447_338_15267035_976 | 0.033 | unb_TAPWIRE_OH | 8101901 | no | no |  |  | no |  |  | 0 | 0 | 0 | 0
oh_line_TAP_OH_917027 |  | AN | node_8101901_200899175 | node_1327847_097_15267105_784 | 0.033 | unb_TAPWIRE_OH | 8101901 | no | no |  |  | no |  |  | 0 | 0 | 0 | 0
oh_line_TAP_OH_917028 |  | AN | node_8101901_200899176 | node_1327858_179_15267428_662 | 0.033 | unb_TAPWIRE_OH | 8101901 | no | no |  |  | no |  |  | 0 | 0 | 0 | 0
oh_line_TAP_OH_917029 |  | AN | node_8101901_200899180 | node_1328092_685_15267100_417 | 0.033 | unb_TAPWIRE_OH | 8101901 | no | no |  |  | no |  |  | 0 | 0 | 0 | 0
oh_line_TAP_OH_917030 |  | AN | node_8101901_200899181 | node_1328118_12_15267507_485 | 0.033 | unb_TAPWIRE_OH | 8101901 | no | no |  |  | no |  |  | 0 | 0 | 0 | 0
oh_line_TAP_OH_917031 |  | AN | node_8101901_200899182 | node_1328175_534_15267013_214 | 0.033 | unb_TAPWIRE_OH | 8101901 | no | no |  |  | no |  |  | 0 | 0 | 0 | 0
oh_line_TAP_OH_917032 |  | AN | node_8101901_200899183 | node_1328430_239_15267066_851 | 0.033 | unb_TAPWIRE_OH | 8101901 | no | no |  |  | no |  |  | 0 | 0 | 0 | 0
oh_line_TAP_OH_917033 |  | AN | node_8101901_200899185 | node_1328716_101_15267056_2 | 0.033 | unb_TAPWIRE_OH | 8101901 | no | no |  |  | no |  |  | 0 | 0 | 0 | 0
oh_line_TAP_OH_917034 |  | AN | node_8101901_200899186 | node_1328922_817_15266947_571 | 0.033 | unb_TAPWIRE_OH | 8101901 | no | no |  |  | no |  |  | 0 | 0 | 0 | 0
oh_line_TAP_OH_917035 |  | AN | node_8101901_200899188 | node_1329191_306_15267057_727 | 0.033 | unb_TAPWIRE_OH | 8101901 | no | no |  |  | no |  |  | 0 | 0 | 0 | 0
oh_line_TAP_OH_917036 |  | AN | node_8101901_200899189 | node_1329280_754_15267245_712 | 0.033 | unb_TAPWIRE_OH | 8101901 | no | no |  |  | no |  |  | 0 | 0 | 0 | 0
oh_line_TAP_OH_917037 |  | AN | node_8101901_200899194 | node_1329446_956_15268062_839 | 0.033 | unb_TAPWIRE_OH | 8101901 | no | no |  |  | no |  |  | 0 | 0 | 0 | 0
oh_line_TAP_OH_917038 |  | AN | node_8101901_200899195 | node_1329617_594_15267353_922 | 0.033 | unb_TAPWIRE_OH | 8101901 | no | no |  |  | no |  |  | 0 | 0 | 0 | 0
oh_line_TAP_OH_917039 |  | AN | node_8101901_200899196 | node_1329855_79_15267325_166 | 0.033 | unb_TAPWIRE_OH | 8101901 | no | no |  |  | no |  |  | 0 | 0 | 0 | 0
oh_line_TAP_OH_917040 |  | AN | node_8101901_200899200 | node_1330279_428_15267278_434 | 0.033 | unb_TAPWIRE_OH | 8101901 | no | no |  |  | no |  |  | 0 | 0 | 0 | 0
oh_line_TAP_OH_917041 |  | AN | node_8101901_200899206 | node_1312734_748_15261552_148 | 0.033 | unb_TAPWIRE_OH | 8101901 | no | no |  |  | no |  |  | 0 | 0 | 0 | 0
oh_line_TAP_OH_917042 |  | AN | node_8101901_200899207 | node_1313083_008_15261679_677 | 0.033 | unb_TAPWIRE_OH | 8101901 | no | no |  |  | no |  |  | 0 | 0 | 0 | 0
oh_line_TAP_OH_917043 |  | AN | node_8101901_200899208 | node_1313289_589_15261884_907 | 0.033 | unb_TAPWIRE_OH | 8101901 | no | no |  |  | no |  |  | 0 | 0 | 0 | 0
oh_line_TAP_OH_917044 |  | AN | node_8101901_200899211 | node_1313126_445_15262162_213 | 0.033 | unb_TAPWIRE_OH | 8101901 | no | no |  |  | no |  |  | 0 | 0 | 0 | 0
oh_line_TAP_OH_917045 |  | AN | node_8101901_200899215 | node_1314209_588_15266928_862 | 0.033 | unb_TAPWIRE_OH | 8101901 | no | no |  |  | no |  |  | 0 | 0 | 0 | 0
oh_line_TAP_OH_917046 |  | AN | node_8101901_200899216 | node_1314313_688_15267273_19 | 0.033 | unb_TAPWIRE_OH | 8101901 | no | no |  |  | no |  |  | 0 | 0 | 0 | 0
oh_line_TAP_OH_917063 |  | AN | node_8101901_200899269 | node_1317013_495_15256896_053 | 0.033 | unb_TAPWIRE_OH | 8101901 | no | no |  |  | no |  |  | 0 | 0 | 0 | 0
oh_line_TAP_OH_917064 |  | AN | node_8101901_200899270 | node_1326613_436_15264136_478 | 0.033 | unb_TAPWIRE_OH | 8101901 | no | no |  |  | no |  |  | 0 | 0 | 0 | 0
oh_line_TAP_OH_917065 |  | AN | node_8101901_200899271 | node_1326367_474_15264049_531 | 0.033 | unb_TAPWIRE_OH | 8101901 | no | no |  |  | no |  |  | 0 | 0 | 0 | 0
oh_line_TAP_OH_917066 |  | AN | node_8101901_200899272 | node_1326256_294_15263968_663 | 0.033 | unb_TAPWIRE_OH | 8101901 | no | no |  |  | no |  |  | 0 | 0 | 0 | 0
oh_line_TAP_OH_917067 |  | AN | node_8101901_200899273 | node_1326048_82_15263795_298 | 0.033 | unb_TAPWIRE_OH | 8101901 | no | no |  |  | no |  |  | 0 | 0 | 0 | 0
oh_line_TAP_OH_917068 |  | AN | node_8101901_200899274 | node_1325999_824_15263605_013 | 0.033 | unb_TAPWIRE_OH | 8101901 | no | no |  |  | no |  |  | 0 | 0 | 0 | 0
oh_line_TAP_OH_917069 |  | AN | node_8101901_200899275 | node_1325848_689_15263576_389 | 0.033 | unb_TAPWIRE_OH | 8101901 | no | no |  |  | no |  |  | 0 | 0 | 0 | 0
oh_line_TAP_OH_917070 |  | AN | node_8101901_200899276 | node_1325809_868_15263935_326 | 0.033 | unb_TAPWIRE_OH | 8101901 | no | no |  |  | no |  |  | 0 | 0 | 0 | 0
oh_line_TAP_OH_917071 |  | AN | node_8101901_200899278 | node_1325378_66_15263486_868 | 0.033 | unb_TAPWIRE_OH | 8101901 | no | no |  |  | no |  |  | 0 | 0 | 0 | 0
oh_line_TAP_OH_917072 |  | AN | node_8101901_200899279 | node_1325208_805_15263639_556 | 0.033 | unb_TAPWIRE_OH | 8101901 | no | no |  |  | no |  |  | 0 | 0 | 0 | 0
oh_line_TAP_OH_917073 |  | AN | node_8101901_200899280 | node_1324732_249_15263518_863 | 0.033 | unb_TAPWIRE_OH | 8101901 | no | no |  |  | no |  |  | 0 | 0 | 0 | 0
oh_line_TAP_OH_917074 |  | AN | node_8101901_200899283 | node_1324723_728_15263486_464 | 0.033 | unb_TAPWIRE_OH | 8101901 | no | no |  |  | no |  |  | 0 | 0 | 0 | 0
oh_line_TAP_OH_917075 |  | AN | node_8101901_200899287 | node_1324348_064_15262759_314 | 0.033 | unb_TAPWIRE_OH | 8101901 | no | no |  |  | no |  |  | 0 | 0 | 0 | 0
oh_line_TAP_OH_917076 |  | AN | node_8101901_200899288 | node_1324391_115_15263504_411 | 0.033 | unb_TAPWIRE_OH | 8101901 | no | no |  |  | no |  |  | 0 | 0 | 0 | 0
oh_line_TAP_OH_917077 |  | AN | node_8101901_200899289 | node_1324183_321_15263468_286 | 0.033 | unb_TAPWIRE_OH | 8101901 | no | no |  |  | no |  |  | 0 | 0 | 0 | 0
oh_line_TAP_OH_917078 |  | AN | node_8101901_200899291 | node_1323940_429_15263500_8 | 0.033 | unb_TAPWIRE_OH | 8101901 | no | no |  |  | no |  |  | 0 | 0 | 0 | 0
oh_line_TAP_OH_917079 |  | AN | node_8101901_200899296 | node_1322970_905_15263553_684 | 0.033 | unb_TAPWIRE_OH | 8101901 | no | no |  |  | no |  |  | 0 | 0 | 0 | 0
oh_line_TAP_OH_917080 |  | AN | node_8101901_200899297 | node_1322735_395_15263348_396 | 0.033 | unb_TAPWIRE_OH | 8101901 | no | no |  |  | no |  |  | 0 | 0 | 0 | 0
oh_line_TAP_OH_917081 |  | AN | node_8101901_200899298 | node_1322721_603_15263179_734 | 0.033 | unb_TAPWIRE_OH | 8101901 | no | no |  |  | no |  |  | 0 | 0 | 0 | 0
oh_line_TAP_OH_917082 |  | AN | node_8101901_200899301 | node_1322552_745_15263401_962 | 0.033 | unb_TAPWIRE_OH | 8101901 | no | no |  |  | no |  |  | 0 | 0 | 0 | 0
oh_line_TAP_OH_917083 |  | AN | node_8101901_200899305 | node_1321654_352_15263491_033 | 0.033 | unb_TAPWIRE_OH | 8101901 | no | no |  |  | no |  |  | 0 | 0 | 0 | 0
oh_line_TAP_OH_917084 |  | AN | node_8101901_200899307 | node_1321012_347_15263582_56 | 0.033 | unb_TAPWIRE_OH | 8101901 | no | no |  |  | no |  |  | 0 | 0 | 0 | 0
oh_line_TAP_OH_917085 |  | AN | node_8101901_200899309 | node_1320595_006_15263414_724 | 0.033 | unb_TAPWIRE_OH | 8101901 | no | no |  |  | no |  |  | 0 | 0 | 0 | 0
oh_line_TAP_OH_917086 |  | AN | node_8101901_200899316 | node_1318663_948_15263170_55 | 0.033 | unb_TAPWIRE_OH | 8101901 | no | no |  |  | no |  |  | 0 | 0 | 0 | 0
oh_line_TAP_OH_917087 |  | AN | node_8101901_200899319 | node_1317559_242_15263091_479 | 0.033 | unb_TAPWIRE_OH | 8101901 | no | no |  |  | no |  |  | 0 | 0 | 0 | 0
oh_line_TAP_OH_917088 |  | AN | node_8101901_200899320 | node_1317214_709_15263055_021 | 0.033 | unb_TAPWIRE_OH | 8101901 | no | no |  |  | no |  |  | 0 | 0 | 0 | 0
oh_line_TAP_OH_917089 |  | AN | node_8101901_200899322 | node_1316876_449_15262969_984 | 0.033 | unb_TAPWIRE_OH | 8101901 | no | no |  |  | no |  |  | 0 | 0 | 0 | 0
oh_line_TAP_OH_917090 |  | AN | node_8101901_200899324 | node_1316645_849_15262793_631 | 0.033 | unb_TAPWIRE_OH | 8101901 | no | no |  |  | no |  |  | 0 | 0 | 0 | 0
oh_line_TAP_OH_917091 |  | AN | node_8101901_200899326 | node_1316060_737_15262605_285 | 0.033 | unb_TAPWIRE_OH | 8101901 | no | no |  |  | no |  |  | 0 | 0 | 0 | 0
oh_line_TAP_OH_917092 |  | AN | node_8101901_200899327 | node_1315755_114_15262467_552 | 0.033 | unb_TAPWIRE_OH | 8101901 | no | no |  |  | no |  |  | 0 | 0 | 0 | 0
oh_line_TAP_OH_917093 |  | AN | node_8101901_200899329 | node_1315637_2_15262082_829 | 0.033 | unb_TAPWIRE_OH | 8101901 | no | no |  |  | no |  |  | 0 | 0 | 0 | 0
oh_line_TAP_OH_917094 |  | AN | node_8101901_200899332 | node_1315973_977_15261368_535 | 0.033 | unb_TAPWIRE_OH | 8101901 | no | no |  |  | no |  |  | 0 | 0 | 0 | 0
oh_line_TAP_OH_917095 |  | AN | node_8101901_200899334 | node_1316058_338_15260953_424 | 0.033 | unb_TAPWIRE_OH | 8101901 | no | no |  |  | no |  |  | 0 | 0 | 0 | 0
oh_line_TAP_OH_917096 |  | AN | node_8101901_200899336 | node_1316184_523_15260647_965 | 0.033 | unb_TAPWIRE_OH | 8101901 | no | no |  |  | no |  |  | 0 | 0 | 0 | 0
oh_line_TAP_OH_917097 |  | AN | node_8101901_200899341 | node_1317021_684_15258743_832 | 0.033 | unb_TAPWIRE_OH | 8101901 | no | no |  |  | no |  |  | 0 | 0 | 0 | 0
oh_line_TAP_OH_917098 |  | AN | node_8101901_200899346 | node_1317132_972_15257229_906 | 0.033 | unb_TAPWIRE_OH | 8101901 | no | no |  |  | no |  |  | 0 | 0 | 0 | 0
oh_line_TAP_OH_917112 |  | AN | node_8101901_200899400 | node_1311766_926_15265339_768 | 0.033 | unb_TAPWIRE_OH | 8101901 | no | no |  |  | no |  |  | 0 | 0 | 0 | 0
oh_line_TAP_OH_917113 |  | AN | node_8101901_200899402 | node_1311902_032_15265586_801 | 0.033 | unb_TAPWIRE_OH | 8101901 | no | no |  |  | no |  |  | 0 | 0 | 0 | 0
oh_line_TAP_OH_917114 |  | AN | node_8101901_200899403 | node_1311982_66_15265873_625 | 0.033 | unb_TAPWIRE_OH | 8101901 | no | no |  |  | no |  |  | 0 | 0 | 0 | 0
oh_line_TAP_OH_917115 |  | AN | node_8101901_200899404 | node_1312209_239_15265127_029 | 0.033 | unb_TAPWIRE_OH | 8101901 | no | no |  |  | no |  |  | 0 | 0 | 0 | 0
oh_line_TAP_OH_917261 |  | AN | node_8101901_200899857 | node_1310777_513_15266335_805 | 0.033 | unb_TAPWIRE_OH | 8101901 | no | no |  |  | no |  |  | 0 | 0 | 0 | 0
oh_line_TAP_OH_917262 |  | AN | node_8101901_200899858 | node_1310854_071_15266144_605 | 0.033 | unb_TAPWIRE_OH | 8101901 | no | no |  |  | no |  |  | 0 | 0 | 0 | 0
oh_line_TAP_OH_917263 |  | AN | node_8101901_200899860 | node_1310976_126_15265639_096 | 0.033 | unb_TAPWIRE_OH | 8101901 | no | no |  |  | no |  |  | 0 | 0 | 0 | 0
oh_line_TAP_OH_917264 |  | AN | node_8101901_200899863 | node_1311229_063_15265316_341 | 0.033 | unb_TAPWIRE_OH | 8101901 | no | no |  |  | no |  |  | 0 | 0 | 0 | 0
oh_line_TAP_OH_917265 |  | AN | node_8101901_200899864 | node_1311359_45_15264900_473 | 0.033 | unb_TAPWIRE_OH | 8101901 | no | no |  |  | no |  |  | 0 | 0 | 0 | 0
oh_line_TAP_OH_917266 |  | AN | node_8101901_200899867 | node_1311273_801_15264072_236 | 0.033 | unb_TAPWIRE_OH | 8101901 | no | no |  |  | no |  |  | 0 | 0 | 0 | 0
oh_line_TAP_OH_917267 |  | AN | node_8101901_200899870 | node_1311401_287_15263051_338 | 0.033 | unb_TAPWIRE_OH | 8101901 | no | no |  |  | no |  |  | 0 | 0 | 0 | 0
oh_line_TAP_OH_917268 |  | AN | node_8101901_200899874 | node_1311490_617_15262423_1 | 0.033 | unb_TAPWIRE_OH | 8101901 | no | no |  |  | no |  |  | 0 | 0 | 0 | 0
oh_line_TAP_OH_917269 |  | AN | node_8101901_200899876 | node_1311483_373_15262012_412 | 0.033 | unb_TAPWIRE_OH | 8101901 | no | no |  |  | no |  |  | 0 | 0 | 0 | 0
oh_line_TAP_OH_917270 |  | AN | node_8101901_200899877 | node_1311797_507_15261744_551 | 0.033 | unb_TAPWIRE_OH | 8101901 | no | no |  |  | no |  |  | 0 | 0 | 0 | 0
oh_line_TAP_OH_917271 |  | AN | node_8101901_200899881 | node_1312274_725_15261509_259 | 0.033 | unb_TAPWIRE_OH | 8101901 | no | no |  |  | no |  |  | 0 | 0 | 0 | 0
oh_line_TAP_OH_917272 |  | AN | node_8101901_200899884 | node_1312429_612_15261152_083 | 0.033 | unb_TAPWIRE_OH | 8101901 | no | no |  |  | no |  |  | 0 | 0 | 0 | 0
oh_line_TAP_OH_917273 |  | AN | node_8101901_200899886 | node_1312753_939_15260541_888 | 0.033 | unb_TAPWIRE_OH | 8101901 | no | no |  |  | no |  |  | 0 | 0 | 0 | 0
oh_line_TAP_OH_917274 |  | AN | node_8101901_200899887 | node_1312996_547_15260856_124 | 0.033 | unb_TAPWIRE_OH | 8101901 | no | no |  |  | no |  |  | 0 | 0 | 0 | 0
oh_line_TAP_OH_917276 |  | AN | node_8101901_200899893 | node_1313059_067_15259270_052 | 0.033 | unb_TAPWIRE_OH | 8101901 | no | no |  |  | no |  |  | 0 | 0 | 0 | 0
oh_line_TAP_OH_917277 |  | AN | node_8101901_200899894 | node_1313249_579_15259246_718 | 0.033 | unb_TAPWIRE_OH | 8101901 | no | no |  |  | no |  |  | 0 | 0 | 0 | 0
oh_line_TAP_OH_917278 |  | AN | node_8101901_200899897 | node_1312841_614_15258554_225 | 0.033 | unb_TAPWIRE_OH | 8101901 | no | no |  |  | no |  |  | 0 | 0 | 0 | 0
oh_line_TAP_OH_917279 |  | AN | node_8101901_200899901 | node_1313003_365_15257882_994 | 0.033 | unb_TAPWIRE_OH | 8101901 | no | no |  |  | no |  |  | 0 | 0 | 0 | 0
oh_line_TAP_OH_917280 |  | AN | node_8101901_200899905 | node_1313039_042_15256935_704 | 0.033 | unb_TAPWIRE_OH | 8101901 | no | no |  |  | no |  |  | 0 | 0 | 0 | 0
oh_line_TAP_OH_921268 |  | ABCN | node_8101901_200953471 | node_1323224_705_15273214_751 | 0.033 | unb_TAPWIRE_OH | 8101901 | no | no |  |  | no |  |  | 0 | 0 | 0 | 0
oh_line_TAP_OH_923746 |  | AN | node_8101901_200967950 | node_1321530_618_15274830_971 | 0.033 | unb_TAPWIRE_OH | 8101901 | no | no |  |  | no |  |  | 0 | 0 | 0 | 0
oh_line_TAP_OH_923927 |  | AN | node_8101901_200968789 | node_1321858_269_15263396_714 | 0.033 | unb_TAPWIRE_OH | 8101901 | no | no |  |  | no |  |  | 0 | 0 | 0 | 0
oh_line_TAP_OH_924020 |  | AN | node_8101901_200969332 | node_1331657_529_15266140_128 | 0.033 | unb_TAPWIRE_OH | 8101901 | no | no |  |  | no |  |  | 0 | 0 | 0 | 0
oh_line_TAP_OH_924806 |  | AN | node_8101901_200974361 | node_1325809_414_15268429_046 | 0.033 | unb_TAPWIRE_OH | 8101901 | no | no |  |  | no |  |  | 0 | 0 | 0 | 0
oh_line_TAP_OH_924879 |  | AN | node_8101901_200974754 | node_1322733_154_15277654_272 | 0.033 | unb_TAPWIRE_OH | 8101901 | no | no |  |  | no |  |  | 0 | 0 | 0 | 0
oh_line_TAP_OH_926488 |  | AN | node_8101901_200982946 | node_1314742_37_15266778_483 | 0.033 | unb_TAPWIRE_OH | 8101901 | no | no |  |  | no |  |  | 0 | 0 | 0 | 0
oh_line_TAP_OH_926900 |  | ABCN | node_8101901_200984879 | node_1315183_711_15272368_404 | 0.033 | unb_TAPWIRE_OH | 8101901 | no | no |  |  | no |  |  | 0 | 0 | 0 | 0
oh_line_TAP_OH_926981 |  | AN | node_8101901_200985188 | node_1314624_17_15267608_232 | 0.033 | unb_TAPWIRE_OH | 8101901 | no | no |  |  | no |  |  | 0 | 0 | 0 | 0
oh_line_TAP_OH_928728 |  | AN | node_8101901_201010813 | node_1321277_459_15264433_412 | 0.033 | unb_TAPWIRE_OH | 8101901 | no | no |  |  | no |  |  | 0 | 0 | 0 | 0
oh_line_TAP_OH_929674 |  | ABCN | node_8101901_201015034 | node_1314948_522_15271967_811 | 0.033 | unb_TAPWIRE_OH | 8101901 | no | no |  |  | no |  |  | 0 | 0 | 0 | 0
oh_line_TAP_OH_930225 |  | AN | node_8101901_201017477 | node_1315772_667_15261728_026 | 0.033 | unb_TAPWIRE_OH | 8101901 | no | no |  |  | no |  |  | 0 | 0 | 0 | 0
oh_line_TAP_OH_931313 |  | ABCN | node_8101901_201022546 | node_1323610_283_15278274_323 | 0.033 | unb_TAPWIRE_OH | 8101901 | no | no |  |  | no |  |  | 0 | 0 | 0 | 0
oh_line_TAP_OH_933255 |  | AN | node_8101901_201034939 | node_1326710_39_15269998_352 | 0.033 | unb_TAPWIRE_OH | 8101901 | no | no |  |  | no |  |  | 0 | 0 | 0 | 0
oh_line_TAP_OH_934503 |  | AN | node_8101901_201043505 | node_1321267_104_15270984_208 | 0.033 | unb_TAPWIRE_OH | 8101901 | no | no |  |  | no |  |  | 0 | 0 | 0 | 0
oh_line_TAP_OH_934504 |  | AN | node_8101901_201043509 | node_1320770_379_15270512_392 | 0.033 | unb_TAPWIRE_OH | 8101901 | no | no |  |  | no |  |  | 0 | 0 | 0 | 0
oh_line_TAP_OH_934505 |  | AN | node_8101901_201043510 | node_1320641_722_15270310_935 | 0.033 | unb_TAPWIRE_OH | 8101901 | no | no |  |  | no |  |  | 0 | 0 | 0 | 0
oh_line_TAP_OH_936447 |  | AN | node_8101901_201058256 | node_1335941_271_15268653_165 | 0.033 | unb_TAPWIRE_OH | 8101901 | no | no |  |  | no |  |  | 0 | 0 | 0 | 0
oh_line_TAP_OH_937881 |  | ABCN | node_8101901_201066866 | node_1325603_969_15269042_875 | 0.033 | unb_TAPWIRE_OH | 8101901 | no | no |  |  | no |  |  | 0 | 0 | 0 | 0
oh_line_TAP_OH_938284 |  | ABCN | node_8101901_201068840 | node_1324750_755_15270820_748 | 0.033 | unb_TAPWIRE_OH | 8101901 | no | no |  |  | no |  |  | 0 | 0 | 0 | 0
oh_line_TAP_OH_938419 |  | AN | node_8101901_201069804 | node_1331929_382_15267112_923 | 0.033 | unb_TAPWIRE_OH | 8101901 | no | no |  |  | no |  |  | 0 | 0 | 0 | 0
oh_line_TAP_OH_938447 |  | AN | node_8101901_201069973 | node_1316495_058_15259916_982 | 0.033 | unb_TAPWIRE_OH | 8101901 | no | no |  |  | no |  |  | 0 | 0 | 0 | 0
oh_line_TAP_OH_938448 |  | AN | node_8101901_201069976 | node_1316705_343_15262651_415 | 0.033 | unb_TAPWIRE_OH | 8101901 | no | no |  |  | no |  |  | 0 | 0 | 0 | 0
oh_line_TAP_OH_2138120 |  | ABCN | node_8101901_200897730 | node_1322940_455_15274650_649 | 0.033 | unb_TAPWIRE_OH | 8101901 | no | no |  |  | no |  |  | 0 | 0 | 0 | 0
oh_line_TAP_OH_2138121 |  | ABCN | node_8101901_200897730 | node_1322937_411_15274676_928 | 0.033 | unb_TAPWIRE_OH | 8101901 | no | no |  |  | no |  |  | 0 | 0 | 0 | 0
oh_line_TAP_OH_2138221 |  | ABCN | node_8101901_200897515 | node_1323340_071_15273335_105 | 0.033 | unb_TAPWIRE_OH | 8101901 | no | no |  |  | no |  |  | 0 | 0 | 0 | 0
oh_line_TAP_OH_2138222 |  | ABCN | node_8101901_200897515 | node_1323329_656_15273339_996 | 0.033 | unb_TAPWIRE_OH | 8101901 | no | no |  |  | no |  |  | 0 | 0 | 0 | 0
oh_line_TAP_OH_2138223 |  | ABCN | node_8101901_200897515 | node_1323348_894_15273324_527 | 0.033 | unb_TAPWIRE_OH | 8101901 | no | no |  |  | no |  |  | 0 | 0 | 0 | 0
oh_line_TAP_OH_2141746 |  | ABCN | node_8101901_200899157 | node_1326682_228_15267275_867 | 0.033 | unb_TAPWIRE_OH | 8101901 | no | no |  |  | no |  |  | 0 | 0 | 0 | 0
oh_line_TAP_OH_2141747 |  | ABCN | node_8101901_200899157 | node_1326669_429_15267284_805 | 0.033 | unb_TAPWIRE_OH | 8101901 | no | no |  |  | no |  |  | 0 | 0 | 0 | 0
oh_line_TAP_OH_2202164 |  | ABCN | node_8101901_200897740 | node_1323135_754_15273349_992 | 0.033 | unb_TAPWIRE_OH | 8101901 | no | no |  |  | no |  |  | 0 | 0 | 0 | 0
oh_line_TAP_OH_2202165 |  | ABCN | node_8101901_200897740 | node_1323134_486_15273365_417 | 0.033 | unb_TAPWIRE_OH | 8101901 | no | no |  |  | no |  |  | 0 | 0 | 0 | 0
oh_line_TAP_OH_2213720 |  | ABCN | node_8101901_200897674 | node_1324700_206_15279511_976 | 0.033 | unb_TAPWIRE_OH | 8101901 | no | no |  |  | no |  |  | 0 | 0 | 0 | 0
oh_line_TAP_OH_2213721 |  | ABCN | node_8101901_200897674 | node_1324706_985_15279515_05 | 0.033 | unb_TAPWIRE_OH | 8101901 | no | no |  |  | no |  |  | 0 | 0 | 0 | 0
oh_line_TAP_OH_2213722 |  | ABCN | node_8101901_200897674 | node_1324694_414_15279516_955 | 0.033 | unb_TAPWIRE_OH | 8101901 | no | no |  |  | no |  |  | 0 | 0 | 0 | 0
oh_line_TAP_OH_2213734 |  | AN | node_8101901_200896131 | node_1311966_344_15268107_741 | 0.033 | unb_TAPWIRE_OH | 8101901 | no | no |  |  | no |  |  | 0 | 0 | 0 | 0
oh_line_TAP_OH_2213737 |  | ABCN | node_8101901_200899033 | node_1323107_724_15278664_816 | 0.033 | unb_TAPWIRE_OH | 8101901 | no | no |  |  | no |  |  | 0 | 0 | 0 | 0
oh_line_TAP_OH_2213738 |  | ABCN | node_8101901_200899033 | node_1323091_64_15278680_24 | 0.033 | unb_TAPWIRE_OH | 8101901 | no | no |  |  | no |  |  | 0 | 0 | 0 | 0
oh_line_TAP_OH_2213739 |  | ABCN | node_8101901_200899033 | node_1323120_25_15278644_3 | 0.033 | unb_TAPWIRE_OH | 8101901 | no | no |  |  | no |  |  | 0 | 0 | 0 | 0
oh_line_TAP_OH_2828272 |  | ABCN | node_8101901_200898457 | node_1326268_349_15280868_539 | 0.033 | unb_TAPWIRE_OH | 8101901 | no | no |  |  | no |  |  | 0 | 0 | 0 | 0
oh_line_TAP_OH_2828273 |  | ABCN | node_8101901_200898457 | node_1326235_198_15280871_989 | 0.033 | unb_TAPWIRE_OH | 8101901 | no | no |  |  | no |  |  | 0 | 0 | 0 | 0
oh_line_TAP_OH_2828274 |  | ABCN | node_8101901_200898457 | node_1326220_868_15280842_843 | 0.033 | unb_TAPWIRE_OH | 8101901 | no | no |  |  | no |  |  | 0 | 0 | 0 | 0
oh_line_TAP_OH_3053730 |  | AN | node_8101901_201043705 | node_1319801_613_15269719_789 | 0.033 | unb_TAPWIRE_OH | 8101901 | no | no |  |  | no |  |  | 0 | 0 | 0 | 0
oh_line_TAP_OH_3053746 |  | AN | node_8101901_200899213 | node_1313905_732_15267226_755 | 0.033 | unb_TAPWIRE_OH | 8101901 | no | no |  |  | no |  |  | 0 | 0 | 0 | 0
oh_line_TAP_OH_4263924 |  | ABCN | node_8101901_200897634 | node_1330961_067_15257257_172 | 0.033 | unb_TAPWIRE_OH | 8101901 | no | no |  |  | no |  |  | 0 | 0 | 0 | 0

## overhead_line_conductor
data_type | static
owner_type | feeder
owner | 8101901
object | overhead_line_conductor
name | groupid | geometric_mean_radius | resistance | diameter | rating_summer_continuous | rating_summer_emergency | rating_winter_continuous | rating_winter_emergency | dcircuit | selected | comments
oh_cond_1/0_AAAC |  | 0.012 | 0.876 | 0.398 | 235 | 235 | 310 | 310 |  | no
oh_cond_1/0_ACSR |  | 0.012 | 0.888 | 0.398 | 265 | 265 | 330 | 330 |  | no
oh_cond_2/0_CU |  | 0.013 | 0.44 | 0.414 | 295 | 295 | 425 | 425 |  | no
oh_cond_2_ACSR |  | 0.01 | 1.41 | 0.325 | 195 | 195 | 245 | 245 |  | no
oh_cond_3_#7_CWD_30% |  | 0.005 | 3.07 | 0.311 | 125 | 125 | 195 | 195 |  | no
oh_cond_4/0_ACSR |  | 0.017 | 0.445 | 0.563 | 410 | 410 | 515 | 515 |  | no
oh_cond_4/0_AL |  | 0.016 | 0.442 | 0.522 | 365 | 365 | 480 | 480 |  | no
oh_cond_4A_CWD |  | 0.006 | 1.395 | 0.29 | 150 | 150 | 220 | 220 |  | no
oh_cond_4_ACSR |  | 0.008 | 2.24 | 0.25 | 145 | 145 | 185 | 185 |  | no
oh_cond_4_CU |  | 0.007 | 1.388 | 0.232 | 140 | 140 | 200 | 200 |  | no
oh_cond_8D_CWD |  | 0.004 | 3.51 | 0.219 | 85 | 85 | 135 | 135 |  | no
oh_cond_336_5_ACSR |  | 0.024 | 0.278 | 0.684 | 555 | 555 | 705 | 705 |  | no
oh_cond_477_MCM_AL |  | 0.025 | 0.198 | 0.792 | 605 | 605 | 810 | 810 |  | no
oh_cond_WP-4/0-CU |  | 0.015 | 0.273 | 0.81 | 340 | 340 | 390 | 390 |  | no

## recloser
data_type | static
owner_type | feeder
owner | 8101901
object | recloser
name | groupid | phases | fr | to | phase_A_state | phase_B_state | phase_C_state | operating_mode | retry_time | max_number_of_tries | status | dcircuit | selected | monitored | monitored_fields | class_monitored_fields | played | played_fields | comments
recloser_176R1-220411247 |  | ABCD | node_intto1_8101901_200897737 | node_8101901_200897737 | CLOSED | CLOSED | CLOSED | INDIVIDUAL |  |  |  | 8101901 | no | no |  |  | no

## regulator
data_type | static
owner_type | feeder
owner | 8101901
object | regulator
name | groupid | phases | fr | to | configuration | sense_node | dcircuit | selected | monitored | monitored_fields | class_monitored_fields | played | played_fields | comments
regulator_220546568 |  | ABCD | node_intto1_8101901_200897627 | node_8101901_200897627 | config_regulator_220546568 |  | 8101901 | no | no |  |  | no

## regulator_configuration
data_type | static
owner_type | feeder
owner | 8101901
object | regulator_configuration
name | groupid | connect_type | band_center | band_width | time_delay | dwell_time | raise_taps | lower_taps | current_transducer_ratio | power_transducer_ratio | compensator_r_setting_A | compensator_x_setting_A | compensator_r_setting_B | compensator_x_setting_B | compensator_r_setting_C | compensator_x_setting_C | CT_phase | PT_phase | regulation | control_level | Control | Type | tap_pos_A | tap_pos_B | tap_pos_C | dcircuit | selected | comments
config_regulator_220546568 |  | WYE_WYE | 123 | 3 |  |  | 16 | 16 | 100 | 40 | 0 | 0 | 0 | 0 | 0 | 0 | A | A | 0.1 | INDIVIDUAL | OUTPUT_VOLTAGE | A | 5 | 5 | 5 |  | no

## switch
data_type | static
owner_type | feeder
owner | 8101901
object | switch
name | groupid | phases | fr | to | phase_A_state | phase_B_state | phase_C_state | operating_mode | status | dcircuit | selected | monitored | monitored_fields | class_monitored_fields | played | played_fields | comments
switch_51516_NO-220415684 |  | ABCD | node_intto1_8101901_200897521 | node_8101901_200897521 | CLOSED | CLOSED | CLOSED | INDIVIDUAL |  | 8101901 | no | no |  |  | no
switch_220415647 |  | ABCD | node_intto1_8101901_200897595 | node_8101901_200897595 | CLOSED | CLOSED | CLOSED | INDIVIDUAL |  | 8101901 | no | no |  |  | no
switch_220415661 |  | ABCD | node_intto1_8101901_200897691 | node_8101901_200897691 | CLOSED | CLOSED | CLOSED | INDIVIDUAL |  | 8101901 | no | no |  |  | no
switch_220415668 |  | ABCD | node_intto1_8101901_200897777 | node_8101901_200897777 | CLOSED | CLOSED | CLOSED | INDIVIDUAL |  | 8101901 | no | no |  |  | no
switch_220415675 |  | ABCD | node_intto1_8101901_200897736 | node_8101901_200897736 | CLOSED | CLOSED | CLOSED | INDIVIDUAL |  | 8101901 | no | no |  |  | no
switch_220415770 |  | AD | node_intto1_8101901_200898825 | node_8101901_200898825 | CLOSED | CLOSED | CLOSED | INDIVIDUAL |  | 8101901 | no | no |  |  | no
switch_220415802 |  | AD | node_intto1_8101901_200896037 | node_8101901_200896037 | CLOSED | CLOSED | CLOSED | INDIVIDUAL |  | 8101901 | no | no |  |  | no
switch_220415860 |  | AD | node_intto1_8101901_200898068 | node_8101901_200898068 | CLOSED | CLOSED | CLOSED | INDIVIDUAL |  | 8101901 | no | no |  |  | no

## underground_line
data_type | static
owner_type | feeder
owner | 8101901
object | underground_line
name | groupid | phases | fr | to | length | configuration | dcircuit | selected | monitored | monitored_fields | class_monitored_fields | played | played_fields | comments
und_line_8101901_200862111 |  | AN | node_8101901_200862113 | node_intto1_8101901_200862111 | 654.766 | und_1P_2ALURD | 8101901 | no | no |  |  | no
und_line_8101901_200863903 |  | AN | node_8101901_200863918 | node_intto1_8101901_200863903 | 250.042 | und_1P_2ALURD | 8101901 | no | no |  |  | no
und_line_8101901_200895954 |  | AN | node_8101901_200895992 | node_intto1_8101901_200895954 | 567.021 | und_1P_2ALURD | 8101901 | no | no |  |  | no
und_line_8101901_200897109 |  | AN | node_8101901_200897119 | node_intto1_8101901_200897109 | 1143.793 | und_1P_2ALURD | 8101901 | no | no |  |  | no
und_line_8101901_200898811 |  | AN | node_8101901_200898823 | node_intto1_8101901_200898811 | 886.971 | und_1P_2ALURD | 8101901 | no | no |  |  | no
und_line_8101901_200899046 |  | AN | node_8101901_200899050 | node_8101901_200899046 | 402.173 | und_1P_2ALURD | 8101901 | no | no |  |  | no
und_line_8101901_200899154 |  | AN | node_8101901_200899196 | node_intto1_8101901_200899154 | 728.674 | und_1P_2ALURD | 8101901 | no | no |  |  | no
und_line_8101901_200968791 |  | AN | node_8101901_200968790 | node_intto1_8101901_200968791 | 727.627 | und_1P_DELTACUST | 8101901 | no | no |  |  | no
und_line_8101901_200986441 |  | AN | node_8101901_200899324 | node_intto1_8101901_200986441 | 272.565 | und_1P_DELTACUST | 8101901 | no | no |  |  | no
und_line_8101901_201012651 |  | AN | node_8101901_201012650 | node_intto1_8101901_201012651 | 388.719 | und_1P_DELTACUST | 8101901 | no | no |  |  | no
und_line_8101901_201046383 |  | AN | node_8101901_200899213 | node_intto1_8101901_201046383 | 384.811 | und_1P_2ALURD | 8101901 | no | no |  |  | no
und_line_TAP_UG_59659 |  | AN | node_8101901_200862111 | node_1340276_516_15269213_686 | 0.033 | und_TAPWIRE_UG | 8101901 | no | no |  |  | no
und_line_TAP_UG_59668 |  | AN | node_8101901_200863903 | node_1343190_831_15262506_623 | 0.033 | und_TAPWIRE_UG | 8101901 | no | no |  |  | no
und_line_TAP_UG_59874 |  | AN | node_8101901_200895954 | node_1315710_718_15268257_154 | 0.033 | und_TAPWIRE_UG | 8101901 | no | no |  |  | no
und_line_TAP_UG_59877 |  | AN | node_8101901_200897109 | node_1331541_172_15260947_771 | 0.033 | und_TAPWIRE_UG | 8101901 | no | no |  |  | no
und_line_TAP_UG_59884 |  | AN | node_8101901_200898811 | node_1337283_351_15263750_565 | 0.033 | und_TAPWIRE_UG | 8101901 | no | no |  |  | no
und_line_TAP_UG_59886 |  | AN | node_8101901_200899046 | node_1328121_469_15266108_948 | 0.033 | und_TAPWIRE_UG | 8101901 | no | no |  |  | no
und_line_TAP_UG_59887 |  | AN | node_8101901_200899154 | node_1330023_827_15268101_451 | 0.033 | und_TAPWIRE_UG | 8101901 | no | no |  |  | no
und_line_TAP_UG_60656 |  | AN | node_8101901_200968791 | node_1321952_265_15264200_252 | 0.033 | und_TAPWIRE_UG | 8101901 | no | no |  |  | no
und_line_TAP_UG_63138 |  | AN | node_8101901_200986441 | node_1316432_197_15263048_586 | 0.033 | und_TAPWIRE_UG | 8101901 | no | no |  |  | no
und_line_TAP_UG_64285 |  | AN | node_8101901_201012651 | node_1318996_294_15263703_023 | 0.033 | und_TAPWIRE_UG | 8101901 | no | no |  |  | no
und_line_TAP_UG_68435 |  | AN | node_8101901_201046383 | node_1313928_764_15266759_522 | 0.033 | und_TAPWIRE_UG | 8101901 | no | no |  |  | no

## underground_line_conductor
data_type | static
owner_type | feeder
owner | 8101901
object | underground_line_conductor
name | groupid | outer_diameter | conductor_gmr | conductor_diameter | conductor_resistance | neutral_gmr | neutral_diameter | neutral_resistance | neutral_strands | insulation_relative_permitivitty | shield_gmr | shield_resistance | rating_summer_continuous | rating_summer_emergency | rating_winter_continuous | rating_winter_emergency | dcircuit | selected | comments
und_cond_1P_2ALURD | [12 empty] | 125 | 125 | 140 | 140 |  | no
und_cond_1P_DELTACUST | [12 empty] | 685 | 685 | 685 | 685 |  | no
und_cond_TAPWIRE_UG | [12 empty] | 99999999 | 99999999 | 99999999 | 99999999 |  | no