## capacitor
data_type | static
owner_type | feeder
owner | 8103901
object | capacitor
name | groupid | parent | phases | nominal_voltage | pt_phase | phases_connected | switchA | switchB | switchC | control | voltage_set_high | voltage_set_low | VAr_set_high | VAr_set_low | current_set_high | current_set_low | capacitor_A | capacitor_B | capacitor_C | cap_nominal_voltage | time_delay | dwell_time | lockout_time | remote_sense | remote_sense_B | control_level | dcircuit | selected | monitored | monitored_fields | class_monitored_fields | played | played_fields | comments
cap_220369540 |  | node_1332639_241_15378417_092 | AN | 0 |  | AN | CLOSED |  |  | MANUAL | [6 empty] | 50000 |  |  | 4800 | [6 empty] | 8103901 | no | no |  |  | no
cap_220369542 |  | node_1311730_854_15377079_478 | AN | 0 |  | AN | CLOSED |  |  | MANUAL | [6 empty] | 50000 |  |  | 4800 | [6 empty] | 8103901 | no | no |  |  | no
cap_220369549 |  | node_1337361_878_15356184_201 | AN | 0 |  | AN | CLOSED |  |  | MANUAL | [6 empty] | 50000 |  |  | 4800 | [6 empty] | 8103901 | no | no |  |  | no
cap_220369685 |  | node_1315701_961_15385468_24 | ABCN | 0 |  | ABCN | CLOSED | CLOSED | CLOSED | MANUAL | [6 empty] | 100000 | 100000 | 100000 | 4800 | [6 empty] | 8103901 | no | no |  |  | no
cap_220435413 |  | node_1337764_762_15363994_863 | AN | 0 |  | AN | CLOSED |  |  | MANUAL | [6 empty] | 50000 |  |  | 4800 | [6 empty] | 8103901 | no | no |  |  | no
cap_312128838 |  | node_1331270_001_15366052_387 | AN | 0 |  | AN | CLOSED |  |  | MANUAL | [6 empty] | 50000 |  |  | 4800 | [6 empty] | 8103901 | no | no |  |  | no

## feeder
data_type | static
owner_type | feeder
owner | 8103901
object | feeder
name | transmission_bus | ARC | ADR | slack_bus | nom_voltages | num_nodes | num_ohlines | num_uglines | num_transformers | num_generators | num_pvs | num_storages | num_loads | miles | mw | mvar | losses_mw | losses_mvar | comments | use_feeder_load_shape | load_shape_scale | use_feeder_pv_shape | pv_shape_scale | description | restore_time | griddisconnect_scenario_probability | gridconnect_scenario_probability | use_energy_not_served | VOLL | discount_rate | yearly_load_growth_percent | planning_horizon | enable_traditional_project_deferral | lifetime_of_investment_years | start_year | base_year | year_the_investment_is_committed | revenue_requirement_scaling_factor | discount_rate | inflation_rate_for_investment | traditional_project_invested_capital | periodicity_of_investment_in_years | priority | maximum_total_investment_cost | DER_portfolio_NPV | DER_portfolio_BC_ratio | total_system_energy_avoided_cost_NPV | total_system_capacity_avoided_cost_NPV | total_system_ancillary_services_avoided_cost_NPV | total_system_CO2_avoided_cost_NPV | total_system_loss_of_load_avoided_cost_NPV | total_system_distribution_capacity_avoided_cost_NPV | total_system_investment_and_operational_cost_NPV | feeder_solar_pv_operating_cost_USdollarperkWh | feeder_energy_storage_operating_cost_USdollarperkWh | feeder_distributed_generator_operating_cost_USdollarperkWh | feeder_distributed_generator_CO2_cost_USdollarperkWh | feeder_demand_response_operating_cost_USdollarperkWh | feeder_solar_pv_investment_cost_USdollarperkW | feeder_energy_storage_investment_cost_USdollarperkW | feeder_distributed_generator_investment_cost_USdollarperkW | feeder_demand_response_investment_cost_USdollarperkW
8103901 |  | ts_slack | none | node_SOURCE_8103901 | 2771.281 | 1886 | 1777 | 32 | 0 | 0 | 0 | 0 | 524 | 68.723 | 6.239 | 2.658 | 0 | 0 |  | 0 | 0 | 1 | 0 |  | 0 | 0 | 0 | 0 | 0 | 0 | 0 | 0 | 0 | 0 | 0 | 0 | 0 | 0 | 0 | 0 | 0 | 0 | 0 | 999999999 | 0 | 0 | 0 | 0 | 0 | 0 | 0 | 0 | 0 | 0 | 0 | 0 | 0 | 0 | 0 | 0 | 0 | 0

## fuse
data_type | static
owner_type | feeder
owner | 8103901
object | fuse
name | groupid | phases | fr | to | phase_A_status | phase_B_status | phase_C_status | repair_dist_type | current_limit | mean_replacement_time | status | dcircuit | selected | monitored | monitored_fields | class_monitored_fields | played | played_fields | comments
fuse_220387142 |  | AD | node_intto1_8103901_200903294 | node_8103901_200903294 | GOOD | GOOD | GOOD |  | 60 |  |  | 8103901 | no | no |  |  | no
fuse_220387217 |  | AD | node_intto1_8103901_200903261 | node_8103901_200903261 | GOOD | GOOD | GOOD |  | 30 |  |  | 8103901 | no | no |  |  | no
fuse_220387236 |  | ABCD | node_intto1_8103901_200903216 | node_8103901_200903216 | GOOD | GOOD | GOOD |  | 40 |  |  | 8103901 | no | no |  |  | no
fuse_220387322 |  | AD | node_intto1_8103901_200903233 | node_8103901_200903233 | GOOD | GOOD | GOOD |  | 85 |  |  | 8103901 | no | no |  |  | no
fuse_220387323 |  | AD | node_intto1_8103901_200903177 | node_8103901_200903177 | GOOD | GOOD | GOOD |  | 60 |  |  | 8103901 | no | no |  |  | no
fuse_220387324 |  | ABCD | node_intto1_8103901_200903133 | node_8103901_200903133 | GOOD | GOOD | GOOD |  | 60 |  |  | 8103901 | no | no |  |  | no
fuse_220387325 |  | AD | node_intto1_8103901_200903123 | node_8103901_200903123 | GOOD | GOOD | GOOD |  | 60 |  |  | 8103901 | no | no |  |  | no
fuse_220387326 |  | AD | node_intto1_8103901_200903381 | node_8103901_200903381 | GOOD | GOOD | GOOD |  | 30 |  |  | 8103901 | no | no |  |  | no
fuse_220387337 |  | AD | node_intto1_8103901_200903101 | node_8103901_200903101 | GOOD | GOOD | GOOD |  | 30 |  |  | 8103901 | no | no |  |  | no
fuse_220387351 |  | AD | node_intto1_8103901_200903260 | node_8103901_200903260 | GOOD | GOOD | GOOD |  | 60 |  |  | 8103901 | no | no |  |  | no
fuse_220387800 |  | AD | node_intto1_8103901_200888665 | node_8103901_200888665 | GOOD | GOOD | GOOD |  | 75 |  |  | 8103901 | no | no |  |  | no
fuse_220387805 |  | AN | node_intto1_8103901_200972383 | node_8103901_200972383 | GOOD | GOOD | GOOD |  | 40 |  |  | 8103901 | no | no |  |  | no
fuse_220387807 |  | AD | node_intto1_8103901_200888683 | node_8103901_200888683 | GOOD | GOOD | GOOD |  | 40 |  |  | 8103901 | no | no |  |  | no
fuse_220387809 |  | AD | node_intto1_8103901_200888650 | node_8103901_200888650 | GOOD | GOOD | GOOD |  | 30 |  |  | 8103901 | no | no |  |  | no
fuse_220387810 |  | AD | node_intto1_8103901_201047578 | node_8103901_201047578 | GOOD | GOOD | GOOD |  | 40 |  |  | 8103901 | no | no |  |  | no
fuse_220387811 |  | AD | node_intto1_8103901_200888636 | node_8103901_200888636 | GOOD | GOOD | GOOD |  | 30 |  |  | 8103901 | no | no |  |  | no
fuse_220387812 |  | AD | node_intto1_8103901_200888618 | node_8103901_200888618 | GOOD | GOOD | GOOD |  | 75 |  |  | 8103901 | no | no |  |  | no
fuse_220387813 |  | AD | node_intto1_8103901_200888586 | node_8103901_200888586 | GOOD | GOOD | GOOD |  | 30 |  |  | 8103901 | no | no |  |  | no
fuse_220387814 |  | AD | node_intto1_8103901_200888575 | node_8103901_200888575 | GOOD | GOOD | GOOD |  | 60 |  |  | 8103901 | no | no |  |  | no
fuse_220387815 |  | AN | node_intto1_8103901_200972525 | node_8103901_200972525 | GOOD | GOOD | GOOD |  | 25 |  |  | 8103901 | no | no |  |  | no
fuse_220387826 |  | ABCN | node_intto1_8103901_200972512 | node_8103901_200972512 | GOOD | GOOD | GOOD |  | 100 |  |  | 8103901 | no | no |  |  | no
fuse_220387835 |  | AD | node_intto1_8103901_200887821 | node_8103901_200887821 | GOOD | GOOD | GOOD |  | 60 |  |  | 8103901 | no | no |  |  | no
fuse_220387836 |  | AN | node_intto1_8103901_200972939 | node_8103901_200972939 | GOOD | GOOD | GOOD |  | 25 |  |  | 8103901 | no | no |  |  | no
fuse_220387837 |  | AD | node_intto1_8103901_200887974 | node_8103901_200887974 | GOOD | GOOD | GOOD |  | 30 |  |  | 8103901 | no | no |  |  | no
fuse_220387838 |  | AD | node_intto1_8103901_200888628 | node_8103901_200888628 | GOOD | GOOD | GOOD |  | 50 |  |  | 8103901 | no | no |  |  | no
fuse_220387839 |  | AD | node_intto1_8103901_200887925 | node_8103901_200887925 | GOOD | GOOD | GOOD |  | 40 |  |  | 8103901 | no | no |  |  | no
fuse_220387840 |  | AD | node_intto1_8103901_200887898 | node_8103901_200887898 | GOOD | GOOD | GOOD |  | 30 |  |  | 8103901 | no | no |  |  | no
fuse_220387841 |  | AD | node_intto1_8103901_200887883 | node_8103901_200887883 | GOOD | GOOD | GOOD |  | 40 |  |  | 8103901 | no | no |  |  | no
fuse_220387842 |  | AD | node_intto1_8103901_200888494 | node_8103901_200888494 | GOOD | GOOD | GOOD |  | 75 |  |  | 8103901 | no | no |  |  | no
fuse_220387843 |  | AD | node_intto1_8103901_200887866 | node_8103901_200887866 | GOOD | GOOD | GOOD |  | 40 |  |  | 8103901 | no | no |  |  | no
fuse_220387844 |  | AD | node_intto1_8103901_200888555 | node_8103901_200888555 | GOOD | GOOD | GOOD |  | 100 |  |  | 8103901 | no | no |  |  | no
fuse_220387845 |  | AD | node_intto1_8103901_200887791 | node_8103901_200887791 | GOOD | GOOD | GOOD |  | 85 |  |  | 8103901 | no | no |  |  | no
fuse_220387846 |  | AD | node_intto1_8103901_200888015 | node_8103901_200888015 | GOOD | GOOD | GOOD |  | 40 |  |  | 8103901 | no | no |  |  | no
fuse_220387847 |  | AD | node_intto1_8103901_200887779 | node_8103901_200887779 | GOOD | GOOD | GOOD |  | 50 |  |  | 8103901 | no | no |  |  | no
fuse_220387852 |  | AD | node_intto1_8103901_200887886 | node_8103901_200887886 | GOOD | GOOD | GOOD |  | 50 |  |  | 8103901 | no | no |  |  | no
fuse_220387853 |  | AD | node_intto1_8103901_200888690 | node_8103901_200888690 | GOOD | GOOD | GOOD |  | 85 |  |  | 8103901 | no | no |  |  | no
fuse_220387855 |  | ABCD | node_intto1_8103901_200888411 | node_8103901_200888411 | GOOD | GOOD | GOOD |  | 100 |  |  | 8103901 | no | no |  |  | no
fuse_220387856 |  | AD | node_intto1_8103901_200888375 | node_8103901_200888375 | GOOD | GOOD | GOOD |  | 50 |  |  | 8103901 | no | no |  |  | no
fuse_220387857 |  | AD | node_intto1_8103901_200888577 | node_8103901_200888577 | GOOD | GOOD | GOOD |  | 20 |  |  | 8103901 | no | no |  |  | no
fuse_220387858 |  | AN | node_intto1_8103901_200972513 | node_8103901_200972513 | GOOD | GOOD | GOOD |  | 40 |  |  | 8103901 | no | no |  |  | no
fuse_220387859 |  | AN | node_intto1_8103901_200972526 | node_8103901_200972526 | GOOD | GOOD | GOOD |  | 25 |  |  | 8103901 | no | no |  |  | no
fuse_220387860 |  | AD | node_intto1_8103901_200888318 | node_8103901_200888318 | GOOD | GOOD | GOOD |  | 60 |  |  | 8103901 | no | no |  |  | no
fuse_220387861 |  | AD | node_intto1_8103901_200888052 | node_8103901_200888052 | GOOD | GOOD | GOOD |  | 85 |  |  | 8103901 | no | no |  |  | no
fuse_220387862 |  | AD | node_intto1_8103901_200888270 | node_8103901_200888270 | GOOD | GOOD | GOOD |  | 85 |  |  | 8103901 | no | no |  |  | no
fuse_220387863 |  | AN | node_intto1_8103901_200972594 | node_8103901_200972594 | GOOD | GOOD | GOOD |  | 40 |  |  | 8103901 | no | no |  |  | no
fuse_220387864 |  | ABCD | node_intto1_8103901_200888217 | node_8103901_200888217 | GOOD | GOOD | GOOD |  | 125 |  |  | 8103901 | no | no |  |  | no
fuse_220387867 |  | AD | node_intto1_8103901_200888141 | node_8103901_200888141 | GOOD | GOOD | GOOD |  | 75 |  |  | 8103901 | no | no |  |  | no
fuse_220387868 |  | AD | node_intto1_8103901_200888115 | node_8103901_200888115 | GOOD | GOOD | GOOD |  | 125 |  |  | 8103901 | no | no |  |  | no
fuse_220387869 |  | AD | node_intto1_8103901_200888041 | node_8103901_200888041 | GOOD | GOOD | GOOD |  | 100 |  |  | 8103901 | no | no |  |  | no
fuse_220387870 |  | AD | node_intto1_8103901_200887939 | node_8103901_200887939 | GOOD | GOOD | GOOD |  | 60 |  |  | 8103901 | no | no |  |  | no
fuse_220387871 |  | AD | node_intto1_8103901_200888079 | node_8103901_200888079 | GOOD | GOOD | GOOD |  | 50 |  |  | 8103901 | no | no |  |  | no
fuse_220387872 |  | AD | node_intto1_8103901_200891584 | node_8103901_200891584 | GOOD | GOOD | GOOD |  | 30 |  |  | 8103901 | no | no |  |  | no
fuse_220387879 |  | AD | node_intto1_8103901_200890369 | node_8103901_200890369 | GOOD | GOOD | GOOD |  | 30 |  |  | 8103901 | no | no |  |  | no
fuse_220387884 |  | AD | node_intto1_8103901_200890168 | node_8103901_200890168 | GOOD | GOOD | GOOD |  | 40 |  |  | 8103901 | no | no |  |  | no
fuse_220387885 |  | AN | node_intto1_8103901_200890149 | node_8103901_200890149 | GOOD | GOOD | GOOD |  | 100 |  |  | 8103901 | no | no |  |  | no
fuse_220387886 |  | AN | node_intto1_8103901_200890095 | node_8103901_200890095 | GOOD | GOOD | GOOD |  | 20 |  |  | 8103901 | no | no |  |  | no
fuse_220388025 |  | AD | node_intto1_8103901_200844581 | node_8103901_200844581 | GOOD | GOOD | GOOD |  | 85 |  |  | 8103901 | no | no |  |  | no
fuse_220565116 |  | AD | node_intto1_8103901_201003966 | node_8103901_201003966 | GOOD | GOOD | GOOD |  | 12 |  |  | 8103901 | no | no |  |  | no
fuse_310017259 |  | AN | node_intto1_8103901_310017257 | node_8103901_310017257 | GOOD | GOOD | GOOD |  | 30 |  |  | 8103901 | no | no |  |  | no
fuse_310019286 |  | AN | node_intto1_8103901_310019284 | node_8103901_310019284 | GOOD | GOOD | GOOD |  | 10 |  |  | 8103901 | no | no |  |  | no
fuse_311895571 |  | AD | node_intto1_8103901_200888635 | node_8103901_200888635 | GOOD | GOOD | GOOD |  | 100 |  |  | 8103901 | no | no |  |  | no
fuse_311998128 |  | AN | node_intto1_8103901_311998127 | node_8103901_311998127 | GOOD | GOOD | GOOD |  | 8 |  |  | 8103901 | no | no |  |  | no
fuse_312053312 |  | AD | node_intto1_8103901_200888630 | node_8103901_200888630 | GOOD | GOOD | GOOD |  | 3 |  |  | 8103901 | no | no |  |  | no
fuse_312066086 |  | AD | node_intto1_8103901_200891587 | node_8103901_200891587 | GOOD | GOOD | GOOD |  | 20 |  |  | 8103901 | no | no |  |  | no
fuse_312080149 |  | AD | node_intto1_8103901_200888438 | node_8103901_200888438 | GOOD | GOOD | GOOD |  | 50 |  |  | 8103901 | no | no |  |  | no
fuse_312120765 |  | AD | node_intto1_8103901_312120750 | node_8103901_312120750 | GOOD | GOOD | GOOD |  | 12 |  |  | 8103901 | no | no |  |  | no
fuse_312139463 |  | AN | node_intto1_8103901_312139460 | node_8103901_312139460 | GOOD | GOOD | GOOD |  | 300 |  |  | 8103901 | no | no |  |  | no
fuse_312139466 |  | AD | node_intto1_8103901_200903234 | node_8103901_200903234 | GOOD | GOOD | GOOD |  | 15 |  |  | 8103901 | no | no |  |  | no

## line_configuration
data_type | static
owner_type | feeder
owner | 8103901
object | line_configuration
name | groupid | conductor_A | conductor_B | conductor_C | conductor_N | spacing | z11 | z12 | z13 | z21 | z22 | z23 | z31 | z32 | z33 | c11 | c12 | c13 | c21 | c22 | c23 | c31 | c32 | c33 | dcircuit | selected | comments
bal_1P_1/0AA |  | oh_cond_1/0_AAAC | oh_cond_1/0_AAAC | oh_cond_1/0_AAAC |  |  | 0.972+1.499j | 0.095+0.781j | 0.095+0.781j | 0.095+0.781j | 0.972+1.499j | 0.095+0.781j | 0.095+0.781j | 0.095+0.781j | 0.972+1.499j | 12.796 | -3.172 | -3.172 | -3.172 | 12.796 | -3.172 | -3.172 | -3.172 | 12.796 |  | no
bal_1P_1/0AC |  | oh_cond_1/0_ACSR | oh_cond_1/0_ACSR | oh_cond_1/0_ACSR |  |  | 0.983+1.218j | 0.095+0.781j | 0.095+0.781j | 0.095+0.781j | 0.983+1.218j | 0.095+0.781j | 0.095+0.781j | 0.095+0.781j | 0.983+1.218j | 12.796 | -3.172 | -3.172 | -3.172 | 12.796 | -3.172 | -3.172 | -3.172 | 12.796 |  | no
bal_1P_2AC |  | oh_cond_2_ACSR | oh_cond_2_ACSR | oh_cond_2_ACSR |  |  | 1.505+1.527j | 0.095+0.781j | 0.095+0.781j | 0.095+0.781j | 1.505+1.527j | 0.095+0.781j | 0.095+0.781j | 0.095+0.781j | 1.505+1.527j | 12.393 | -3.017 | -3.017 | -3.017 | 12.393 | -3.017 | -3.017 | -3.017 | 12.393 |  | no
bal_1P_3-104CW |  | oh_cond_3_#104_CWD | oh_cond_3_#104_CWD | oh_cond_3_#104_CWD |  |  | 6.041+1.65j | 0.095+0.781j | 0.095+0.781j | 0.095+0.781j | 6.041+1.65j | 0.095+0.781j | 0.095+0.781j | 0.095+0.781j | 6.041+1.65j | 11.719 | -2.762 | -2.762 | -2.762 | 11.719 | -2.762 | -2.762 | -2.762 | 11.719 |  | no
bal_1P_3-128CW |  | oh_cond_3_#128_CWD | oh_cond_3_#128_CWD | oh_cond_3_#128_CWD |  |  | 3.968+1.621j | 0.095+0.781j | 0.095+0.781j | 0.095+0.781j | 3.968+1.621j | 0.095+0.781j | 0.095+0.781j | 0.095+0.781j | 3.968+1.621j | 12.087 | -2.901 | -2.901 | -2.901 | 12.087 | -2.901 | -2.901 | -2.901 | 12.087 |  | no
bal_1P_4/0AA |  | oh_cond_4/0_AAAC | oh_cond_4/0_AAAC | oh_cond_4/0_AAAC |  |  | 0.534+1.457j | 0.095+0.781j | 0.095+0.781j | 0.095+0.781j | 0.534+1.457j | 0.095+0.781j | 0.095+0.781j | 0.095+0.781j | 0.534+1.457j | 13.554 | -3.469 | -3.469 | -3.469 | 13.554 | -3.469 | -3.469 | -3.469 | 13.554 |  | no
bal_1P_4/0AC |  | oh_cond_4/0_ACSR | oh_cond_4/0_ACSR | oh_cond_4/0_ACSR |  |  | 0.54+1.457j | 0.095+0.781j | 0.095+0.781j | 0.095+0.781j | 0.54+1.457j | 0.095+0.781j | 0.095+0.781j | 0.095+0.781j | 0.54+1.457j | 13.554 | -3.469 | -3.469 | -3.469 | 13.554 | -3.469 | -3.469 | -3.469 | 13.554 |  | no
bal_1P_4/0AL |  | oh_cond_4/0_AL | oh_cond_4/0_AL | oh_cond_4/0_AL |  |  | 0.537+1.466j | 0.095+0.781j | 0.095+0.781j | 0.095+0.781j | 0.537+1.466j | 0.095+0.781j | 0.095+0.781j | 0.095+0.781j | 0.537+1.466j | 13.381 | -3.4 | -3.4 | -3.4 | 13.381 | -3.4 | -3.4 | -3.4 | 13.381 |  | no
bal_1P_4AC |  | oh_cond_4_ACSR | oh_cond_4_ACSR | oh_cond_4_ACSR |  |  | 2.335+1.555j | 0.095+0.781j | 0.095+0.781j | 0.095+0.781j | 2.335+1.555j | 0.095+0.781j | 0.095+0.781j | 0.095+0.781j | 2.335+1.555j | 11.91 | -2.834 | -2.834 | -2.834 | 11.91 | -2.834 | -2.834 | -2.834 | 11.91 |  | no
bal_1P_4ACW |  | oh_cond_4A_CWD | oh_cond_4A_CWD | oh_cond_4A_CWD |  |  | 1.49+1.583j | 0.095+0.781j | 0.095+0.781j | 0.095+0.781j | 1.49+1.583j | 0.095+0.781j | 0.095+0.781j | 0.095+0.781j | 1.49+1.583j | 12.178 | -2.935 | -2.935 | -2.935 | 12.178 | -2.935 | -2.935 | -2.935 | 12.178 |  | no
bal_1P_4CU |  | oh_cond_4_CU | oh_cond_4_CU | oh_cond_4_CU |  |  | 1.483+1.565j | 0.095+0.781j | 0.095+0.781j | 0.095+0.781j | 1.483+1.565j | 0.095+0.781j | 0.095+0.781j | 0.095+0.781j | 1.483+1.565j | 11.78 | -2.785 | -2.785 | -2.785 | 11.78 | -2.785 | -2.785 | -2.785 | 11.78 |  | no
bal_1P_6ACW |  | oh_cond_6A_CWD | oh_cond_6A_CWD | oh_cond_6A_CWD |  |  | 2.305+1.611j | 0.095+0.781j | 0.095+0.781j | 0.095+0.781j | 2.305+1.611j | 0.095+0.781j | 0.095+0.781j | 0.095+0.781j | 2.305+1.611j | 11.765 | -2.779 | -2.779 | -2.779 | 11.765 | -2.779 | -2.779 | -2.779 | 11.765 |  | no
bal_1P_8DCW |  | oh_cond_8D_CWD | oh_cond_8D_CWD | oh_cond_8D_CWD |  |  | 3.605+1.647j | 0.095+0.781j | 0.095+0.781j | 0.095+0.781j | 3.605+1.647j | 0.095+0.781j | 0.095+0.781j | 0.095+0.781j | 3.605+1.647j | 11.681 | -2.748 | -2.748 | -2.748 | 11.681 | -2.748 | -2.748 | -2.748 | 11.681 |  | no
bal_1P_DELTACUST |  | oh_cond_2/0_CU | oh_cond_2/0_CU | oh_cond_2/0_CU | oh_cond_3_#7_CWD_30% |  | 0.66+1.378j | 0.22+0.666j | 0.22+0.666j | 0.22+0.666j | 0.66+1.378j | 0.22+0.666j | 0.22+0.666j | 0.22+0.666j | 0.66+1.378j | 13.24 | -2.712 | -2.712 | -2.712 | 13.24 | -2.712 | -2.712 | -2.712 | 13.24 |  | no
bal_3P_1/0AA |  | oh_cond_1/0_AAAC | oh_cond_1/0_AAAC | oh_cond_1/0_AAAC |  |  | 0.972+1.499j | 0.095+0.781j | 0.095+0.781j | 0.095+0.781j | 0.972+1.499j | 0.095+0.781j | 0.095+0.781j | 0.095+0.781j | 0.972+1.499j | 12.796 | -3.172 | -3.172 | -3.172 | 12.796 | -3.172 | -3.172 | -3.172 | 12.796 |  | no
bal_3P_1/0AL |  | oh_cond_1/0_AL | oh_cond_1/0_AL | oh_cond_1/0_AL |  |  | 0.98+1.509j | 0.095+0.781j | 0.095+0.781j | 0.095+0.781j | 0.98+1.509j | 0.095+0.781j | 0.095+0.781j | 0.095+0.781j | 0.98+1.509j | 12.637 | -3.111 | -3.111 | -3.111 | 12.637 | -3.111 | -3.111 | -3.111 | 12.637 |  | no
bal_3P_4/0AA |  | oh_cond_4/0_AAAC | oh_cond_4/0_AAAC | oh_cond_4/0_AAAC |  |  | 0.534+1.457j | 0.095+0.781j | 0.095+0.781j | 0.095+0.781j | 0.534+1.457j | 0.095+0.781j | 0.095+0.781j | 0.095+0.781j | 0.534+1.457j | 13.554 | -3.469 | -3.469 | -3.469 | 13.554 | -3.469 | -3.469 | -3.469 | 13.554 |  | no
bal_3P_4/0AC |  | oh_cond_4/0_ACSR | oh_cond_4/0_ACSR | oh_cond_4/0_ACSR |  |  | 0.54+1.457j | 0.095+0.781j | 0.095+0.781j | 0.095+0.781j | 0.54+1.457j | 0.095+0.781j | 0.095+0.781j | 0.095+0.781j | 0.54+1.457j | 13.554 | -3.469 | -3.469 | -3.469 | 13.554 | -3.469 | -3.469 | -3.469 | 13.554 |  | no
bal_3P_4/0AL |  | oh_cond_4/0_AL | oh_cond_4/0_AL | oh_cond_4/0_AL |  |  | 0.537+1.466j | 0.095+0.781j | 0.095+0.781j | 0.095+0.781j | 0.537+1.466j | 0.095+0.781j | 0.095+0.781j | 0.095+0.781j | 0.537+1.466j | 13.381 | -3.4 | -3.4 | -3.4 | 13.381 | -3.4 | -3.4 | -3.4 | 13.381 |  | no
bal_3P_4CU |  | oh_cond_4_CU | oh_cond_4_CU | oh_cond_4_CU |  |  | 1.483+1.565j | 0.095+0.781j | 0.095+0.781j | 0.095+0.781j | 1.483+1.565j | 0.095+0.781j | 0.095+0.781j | 0.095+0.781j | 1.483+1.565j | 11.78 | -2.785 | -2.785 | -2.785 | 11.78 | -2.785 | -2.785 | -2.785 | 11.78 |  | no
bal_3P_477AL |  | oh_cond_477_MCM_AL | oh_cond_477_MCM_AL | oh_cond_477_MCM_AL |  |  | 0.293+1.41j | 0.095+0.775j | 0.095+0.775j | 0.095+0.775j | 0.293+1.41j | 0.095+0.775j | 0.095+0.775j | 0.095+0.775j | 0.293+1.41j | 14.305 | -3.735 | -3.735 | -3.735 | 14.305 | -3.735 | -3.735 | -3.735 | 14.305 |  | no
unb_TAPWIRE_OH |  | oh_cond_WP-4/0-CU | oh_cond_WP-4/0-CU | oh_cond_WP-4/0-CU | oh_cond_WP-4/0-CU |  | 0.365+1.097j | 0.093+0.433j | 0.094+0.34j | 0.093+0.433j | 0.368+1.078j | 0.095+0.401j | 0.094+0.34j | 0.095+0.401j | 0.368+1.077j | 14.911 | -4.341 | -1.953 | -4.341 | 15.781 | -3.724 | -1.953 | -3.724 | 14.818 |  | no
und_1P_2ALURD |  | und_cond_1P_2ALURD | und_cond_1P_2ALURD | und_cond_1P_2ALURD |  |  | 2.379+0.823j | 0.0+0.0j | 0.0+0.0j | 0.0+0.0j | 2.379+0.823j | 0.0+0.0j | 0.0+0.0j | 0.0+0.0j | 2.379+0.823j | 401.497 | 0 | 0 | 0 | 401.497 | 0 | 0 | 0 | 401.497 |  | no
und_1P_DELTACUST |  | und_cond_1P_DELTACUST | und_cond_1P_DELTACUST | und_cond_1P_DELTACUST |  |  | 0.179+0.233j | 0.061-0.024j | 0.061-0.024j | 0.061-0.024j | 0.179+0.233j | 0.061-0.024j | 0.061-0.024j | 0.061-0.024j | 0.179+0.233j | 324.124 | 0 | 0 | 0 | 324.124 | 0 | 0 | 0 | 324.124 |  | no
und_3P_DELTACUST |  | und_cond_3P_DELTACUST | und_cond_3P_DELTACUST | und_cond_3P_DELTACUST |  |  | 0.179+0.233j | 0.061-0.024j | 0.061-0.024j | 0.061-0.024j | 0.179+0.233j | 0.061-0.024j | 0.061-0.024j | 0.061-0.024j | 0.179+0.233j | 324.124 | 0 | 0 | 0 | 324.124 | 0 | 0 | 0 | 324.124 |  | no
und_TAPWIRE_UG |  | und_cond_TAPWIRE_UG | und_cond_TAPWIRE_UG | und_cond_TAPWIRE_UG |  |  | 0.001+0.001j | 0.0+0.0j | 0.0+0.0j | 0.0+0.0j | 0.001+0.001j | 0.0+0.0j | 0.0+0.0j | 0.0+0.0j | 0.001+0.001j | 0 | 0 | 0 | 0 | 0 | 0 | 0 | 0 | 0 |  | no

## load
data_type | static
owner_type | feeder
owner | 8103901
object | load
name | groupid | parent | bustype | phases | nominal_voltage | load_class | constant_power_A | constant_power_B | constant_power_C | constant_current_A | constant_current_B | constant_current_C | constant_impedance_A | constant_impedance_B | constant_impedance_C | base_power_A | base_power_B | base_power_C | power_pf_A | power_pf_B | power_pf_C | current_pf_A | current_pf_B | current_pf_C | impedance_pf_A | impedance_pf_B | impedance_pf_C | power_fraction_A | power_fraction_B | power_fraction_C | current_fraction_A | current_fraction_B | current_fraction_C | impedance_fraction_A | impedance_fraction_B | impedance_fraction_C | dcircuit | selected | monitored | monitored_fields | class_monitored_fields | played | played_fields | base_kw_A | base_kw_B | base_kw_C | kw_A | kw_B | kw_C | comments | critical_load | dem_resp_lb | dem_resp_ub | dem_resp_shortage_cost | dem_resp_surplus_cost | num_customers
load_220343364 |  | node_1345184_704_15358785_146 |  | AN | 0 | Residential | 25696.8+10946.791j | 0 | 0 | 0 | 0 | 0 | [24 empty] | 8103901 | no | no |  |  | no |  | 0 | 0 | 0 | 0 | 0 | 0 |  | 1 | 1 | 1 | 0 | 0 | 0
load_220343365 |  | node_1345324_944_15359332_334 |  | AN | 0 | Residential | 14860.8+6330.674j | 0 | 0 | 0 | 0 | 0 | [24 empty] | 8103901 | no | no |  |  | no |  | 0 | 0 | 0 | 0 | 0 | 0 |  | 1 | 1 | 1 | 0 | 0 | 0
load_220343366 |  | node_1345002_069_15359753_064 |  | AN | 0 | Residential | 9129.6+3889.193j | 0 | 0 | 0 | 0 | 0 | [24 empty] | 8103901 | no | no |  |  | no |  | 0 | 0 | 0 | 0 | 0 | 0 |  | 1 | 1 | 1 | 0 | 0 | 0
load_220357470 |  | node_1329028_236_15358352_744 |  | AN | 0 | Residential | 8071.2+3438.317j | 0 | 0 | 0 | 0 | 0 | [24 empty] | 8103901 | no | no |  |  | no |  | 0 | 0 | 0 | 0 | 0 | 0 |  | 1 | 1 | 1 | 0 | 0 | 0
load_220357471 |  | node_1329449_396_15358530_001 |  | AN | 0 | Residential | 12852+5474.929j | 0 | 0 | 0 | 0 | 0 | [24 empty] | 8103901 | no | no |  |  | no |  | 0 | 0 | 0 | 0 | 0 | 0 |  | 1 | 1 | 1 | 0 | 0 | 0
load_220357472 |  | node_1329467_808_15359025_997 |  | AN | 0 | Residential | 7617.6+3245.084j | 0 | 0 | 0 | 0 | 0 | [24 empty] | 8103901 | no | no |  |  | no |  | 0 | 0 | 0 | 0 | 0 | 0 |  | 1 | 1 | 1 | 0 | 0 | 0
load_220357475 |  | node_1330403_033_15360348_045 |  | AN | 0 | Residential | 4507.2+1920.059j | 0 | 0 | 0 | 0 | 0 | [24 empty] | 8103901 | no | no |  |  | no |  | 0 | 0 | 0 | 0 | 0 | 0 |  | 1 | 1 | 1 | 0 | 0 | 0
load_220357476 |  | node_1330695_323_15362248_742 |  | AN | 0 | Residential | 12283.2+5232.621j | 0 | 0 | 0 | 0 | 0 | [24 empty] | 8103901 | no | no |  |  | no |  | 0 | 0 | 0 | 0 | 0 | 0 |  | 1 | 1 | 1 | 0 | 0 | 0
load_220357477 |  | node_1330998_692_15362690_204 |  | AN | 0 | Residential | 18064.8+7695.573j | 0 | 0 | 0 | 0 | 0 | [24 empty] | 8103901 | no | no |  |  | no |  | 0 | 0 | 0 | 0 | 0 | 0 |  | 1 | 1 | 1 | 0 | 0 | 0
load_220357478 |  | node_1330915_149_15363378_257 |  | AN | 0 | Residential | 7012.8+2987.44j | 0 | 0 | 0 | 0 | 0 | [24 empty] | 8103901 | no | no |  |  | no |  | 0 | 0 | 0 | 0 | 0 | 0 |  | 1 | 1 | 1 | 0 | 0 | 0
load_220357479 |  | node_1331016_322_15363560_809 |  | AN | 0 | Residential | 12211.2+5201.949j | 0 | 0 | 0 | 0 | 0 | [24 empty] | 8103901 | no | no |  |  | no |  | 0 | 0 | 0 | 0 | 0 | 0 |  | 1 | 1 | 1 | 0 | 0 | 0
load_220357480 |  | node_1331057_442_15363776_629 |  | AN | 0 | Residential | 13629.6+5806.185j | 0 | 0 | 0 | 0 | 0 | [24 empty] | 8103901 | no | no |  |  | no |  | 0 | 0 | 0 | 0 | 0 | 0 |  | 1 | 1 | 1 | 0 | 0 | 0
load_220357482 |  | node_1330236_841_15364578_543 |  | AN | 0 | Residential | 12664.8+5395.182j | 0 | 0 | 0 | 0 | 0 | [24 empty] | 8103901 | no | no |  |  | no |  | 0 | 0 | 0 | 0 | 0 | 0 |  | 1 | 1 | 1 | 0 | 0 | 0
load_220357483 |  | node_1331207_539_15364792_548 |  | AN | 0 | Residential | 9964.8+4244.987j | 0 | 0 | 0 | 0 | 0 | [24 empty] | 8103901 | no | no |  |  | no |  | 0 | 0 | 0 | 0 | 0 | 0 |  | 1 | 1 | 1 | 0 | 0 | 0
load_220357484 |  | node_1331329_788_15366499_455 |  | AN | 0 | Residential | 13932+5935.007j | 0 | 0 | 0 | 0 | 0 | [24 empty] | 8103901 | no | no |  |  | no |  | 0 | 0 | 0 | 0 | 0 | 0 |  | 1 | 1 | 1 | 0 | 0 | 0
load_220357485 |  | node_1331374_57_15367206_242 |  | AN | 0 | Residential | 15660+6671.132j | 0 | 0 | 0 | 0 | 0 | [24 empty] | 8103901 | no | no |  |  | no |  | 0 | 0 | 0 | 0 | 0 | 0 |  | 1 | 1 | 1 | 0 | 0 | 0
load_220357486 |  | node_1331334_084_15367646_279 |  | AN | 0 | Residential | 16869.6+7186.42j | 0 | 0 | 0 | 0 | 0 | [24 empty] | 8103901 | no | no |  |  | no |  | 0 | 0 | 0 | 0 | 0 | 0 |  | 1 | 1 | 1 | 0 | 0 | 0
load_220357487 |  | node_1331313_87_15367907_528 |  | AN | 0 | Residential | 10360.8+4413.682j | 0 | 0 | 0 | 0 | 0 | [24 empty] | 8103901 | no | no |  |  | no |  | 0 | 0 | 0 | 0 | 0 | 0 |  | 1 | 1 | 1 | 0 | 0 | 0
load_220357488 |  | node_1331287_892_15368187_178 |  | AN | 0 | Residential | 9007.2+3837.051j | 0 | 0 | 0 | 0 | 0 | [24 empty] | 8103901 | no | no |  |  | no |  | 0 | 0 | 0 | 0 | 0 | 0 |  | 1 | 1 | 1 | 0 | 0 | 0
load_220357489 |  | node_1331254_562_15368535_029 |  | AN | 0 | Residential | 17229.6+7339.779j | 0 | 0 | 0 | 0 | 0 | [24 empty] | 8103901 | no | no |  |  | no |  | 0 | 0 | 0 | 0 | 0 | 0 |  | 1 | 1 | 1 | 0 | 0 | 0
load_220357490 |  | node_1331131_279_15368688_566 |  | AN | 0 | Residential | 33667.2+14342.167j | 0 | 0 | 0 | 0 | 0 | [24 empty] | 8103901 | no | no |  |  | no |  | 0 | 0 | 0 | 0 | 0 | 0 |  | 1 | 1 | 1 | 0 | 0 | 0
load_220357491 |  | node_1331132_159_15368907_48 |  | AN | 0 | Residential | 67730.4+28853.03j | 0 | 0 | 0 | 0 | 0 | [24 empty] | 8103901 | no | no |  |  | no |  | 0 | 0 | 0 | 0 | 0 | 0 |  | 1 | 1 | 1 | 0 | 0 | 0
load_220357493 |  | node_1331091_563_15370806_106 |  | AN | 0 | Residential | 7912.8+3370.839j | 0 | 0 | 0 | 0 | 0 | [24 empty] | 8103901 | no | no |  |  | no |  | 0 | 0 | 0 | 0 | 0 | 0 |  | 1 | 1 | 1 | 0 | 0 | 0
load_220357495 |  | node_1330760_859_15371751_671 |  | AN | 0 | Residential | 13449.6+5729.506j | 0 | 0 | 0 | 0 | 0 | [24 empty] | 8103901 | no | no |  |  | no |  | 0 | 0 | 0 | 0 | 0 | 0 |  | 1 | 1 | 1 | 0 | 0 | 0
load_220357496 |  | node_1330797_489_15372088_608 |  | AN | 0 | Residential | 2584.8+1101.12j | 0 | 0 | 0 | 0 | 0 | [24 empty] | 8103901 | no | no |  |  | no |  | 0 | 0 | 0 | 0 | 0 | 0 |  | 1 | 1 | 1 | 0 | 0 | 0
load_220357497 |  | node_1330904_336_15372502_808 |  | AN | 0 | Residential | 8798.4+3748.103j | 0 | 0 | 0 | 0 | 0 | [24 empty] | 8103901 | no | no |  |  | no |  | 0 | 0 | 0 | 0 | 0 | 0 |  | 1 | 1 | 1 | 0 | 0 | 0
load_220357498 |  | node_1331018_813_15373469_899 |  | AN | 0 | Residential | 5961.6+2539.631j | 0 | 0 | 0 | 0 | 0 | [24 empty] | 8103901 | no | no |  |  | no |  | 0 | 0 | 0 | 0 | 0 | 0 |  | 1 | 1 | 1 | 0 | 0 | 0
load_220357499 |  | node_1331045_94_15373973_889 |  | AN | 0 | Residential | 10584+4508.765j | 0 | 0 | 0 | 0 | 0 | [24 empty] | 8103901 | no | no |  |  | no |  | 0 | 0 | 0 | 0 | 0 | 0 |  | 1 | 1 | 1 | 0 | 0 | 0
load_220357500 |  | node_1331060_2_15374212_171 |  | AN | 0 | Residential | 9511.2+4051.754j | 0 | 0 | 0 | 0 | 0 | [24 empty] | 8103901 | no | no |  |  | no |  | 0 | 0 | 0 | 0 | 0 | 0 |  | 1 | 1 | 1 | 0 | 0 | 0
load_220357501 |  | node_1331009_367_15374381_125 |  | AN | 0 | Residential | 15141.6+6450.295j | 0 | 0 | 0 | 0 | 0 | [24 empty] | 8103901 | no | no |  |  | no |  | 0 | 0 | 0 | 0 | 0 | 0 |  | 1 | 1 | 1 | 0 | 0 | 0
load_220357502 |  | node_1331152_118_15375000_329 |  | AN | 0 | Residential | 2721.6+1159.397j | 0 | 0 | 0 | 0 | 0 | [24 empty] | 8103901 | no | no |  |  | no |  | 0 | 0 | 0 | 0 | 0 | 0 |  | 1 | 1 | 1 | 0 | 0 | 0
load_220357503 |  | node_1331196_726_15375345_106 |  | AN | 0 | Residential | 16790.4+7152.68j | 0 | 0 | 0 | 0 | 0 | [24 empty] | 8103901 | no | no |  |  | no |  | 0 | 0 | 0 | 0 | 0 | 0 |  | 1 | 1 | 1 | 0 | 0 | 0
load_220357504 |  | node_1331180_195_15375710_624 |  | AN | 0 | Residential | 11016+4692.796j | 0 | 0 | 0 | 0 | 0 | [24 empty] | 8103901 | no | no |  |  | no |  | 0 | 0 | 0 | 0 | 0 | 0 |  | 1 | 1 | 1 | 0 | 0 | 0
load_220357505 |  | node_1331014_439_15375566_269 |  | AN | 0 | Residential | 288+122.687j | 0 | 0 | 0 | 0 | 0 | [24 empty] | 8103901 | no | no |  |  | no |  | 0 | 0 | 0 | 0 | 0 | 0 |  | 1 | 1 | 1 | 0 | 0 | 0
load_220357506 |  | node_1331228_077_15376159_733 |  | AN | 0 | Residential | 6811.2+2901.559j | 0 | 0 | 0 | 0 | 0 | [24 empty] | 8103901 | no | no |  |  | no |  | 0 | 0 | 0 | 0 | 0 | 0 |  | 1 | 1 | 1 | 0 | 0 | 0
load_220357507 |  | node_1331437_521_15376501_153 |  | AN | 0 | Residential | 13500+5750.976j | 0 | 0 | 0 | 0 | 0 | [24 empty] | 8103901 | no | no |  |  | no |  | 0 | 0 | 0 | 0 | 0 | 0 |  | 1 | 1 | 1 | 0 | 0 | 0
load_220357508 |  | node_1331612_505_15377272_393 |  | AN | 0 | Other | 0 | 0 | 0 | 0 | 0 | 0 | [24 empty] | 8103901 | no | no |  |  | no |  | 0 | 0 | 0 | 0 | 0 | 0 |  | 1 | 1 | 1 | 0 | 0 | 0
load_220357509 |  | node_1331024_017_15377331_986 |  | AN | 0 | Residential | 20836.8+8876.44j | 0 | 0 | 0 | 0 | 0 | [24 empty] | 8103901 | no | no |  |  | no |  | 0 | 0 | 0 | 0 | 0 | 0 |  | 1 | 1 | 1 | 0 | 0 | 0
load_220357510 |  | node_1330961_49_15377588_044 |  | AN | 0 | Residential | 5284.8+2251.315j | 0 | 0 | 0 | 0 | 0 | [24 empty] | 8103901 | no | no |  |  | no |  | 0 | 0 | 0 | 0 | 0 | 0 |  | 1 | 1 | 1 | 0 | 0 | 0
load_220357511 |  | node_1332099_948_15377464_746 |  | AN | 0 | Residential | 4860+2070.351j | 0 | 0 | 0 | 0 | 0 | [24 empty] | 8103901 | no | no |  |  | no |  | 0 | 0 | 0 | 0 | 0 | 0 |  | 1 | 1 | 1 | 0 | 0 | 0
load_220357512 |  | node_1332350_973_15377874_708 |  | AN | 0 | Residential | 13334.4+5680.431j | 0 | 0 | 0 | 0 | 0 | [24 empty] | 8103901 | no | no |  |  | no |  | 0 | 0 | 0 | 0 | 0 | 0 |  | 1 | 1 | 1 | 0 | 0 | 0
load_220357513 |  | node_1332553_055_15378202_751 |  | AN | 0 | Residential | 10828.8+4613.049j | 0 | 0 | 0 | 0 | 0 | [24 empty] | 8103901 | no | no |  |  | no |  | 0 | 0 | 0 | 0 | 0 | 0 |  | 1 | 1 | 1 | 0 | 0 | 0
load_220357514 |  | node_1332873_461_15378734_093 |  | AN | 0 | Residential | 4831.2+2058.083j | 0 | 0 | 0 | 0 | 0 | [24 empty] | 8103901 | no | no |  |  | no |  | 0 | 0 | 0 | 0 | 0 | 0 |  | 1 | 1 | 1 | 0 | 0 | 0
load_220357515 |  | node_1333450_166_15379010_298 |  | AN | 0 | Residential | 3362.4+1432.376j | 0 | 0 | 0 | 0 | 0 | [24 empty] | 8103901 | no | no |  |  | no |  | 0 | 0 | 0 | 0 | 0 | 0 |  | 1 | 1 | 1 | 0 | 0 | 0
load_220357516 |  | node_1333167_095_15379212_415 |  | AN | 0 | Residential | 4442.4+1892.454j | 0 | 0 | 0 | 0 | 0 | [24 empty] | 8103901 | no | no |  |  | no |  | 0 | 0 | 0 | 0 | 0 | 0 |  | 1 | 1 | 1 | 0 | 0 | 0
load_220357517 |  | node_1333594_93_15379943_248 |  | AN | 0 | Residential | 9554.4+4070.157j | 0 | 0 | 0 | 0 | 0 | [24 empty] | 8103901 | no | no |  |  | no |  | 0 | 0 | 0 | 0 | 0 | 0 |  | 1 | 1 | 1 | 0 | 0 | 0
load_220357518 |  | node_1334967_538_15371390_815 |  | AN | 0 | Residential | 44532+18970.553j | 0 | 0 | 0 | 0 | 0 | [24 empty] | 8103901 | no | no |  |  | no |  | 0 | 0 | 0 | 0 | 0 | 0 |  | 1 | 1 | 1 | 0 | 0 | 0
load_220357520 |  | node_1335849_713_15371440_545 |  | AN | 0 | Residential | 22644+9646.304j | 0 | 0 | 0 | 0 | 0 | [24 empty] | 8103901 | no | no |  |  | no |  | 0 | 0 | 0 | 0 | 0 | 0 |  | 1 | 1 | 1 | 0 | 0 | 0
load_220357521 |  | node_1336282_42_15371438_291 |  | AN | 0 | Residential | 4874.4+2076.486j | 0 | 0 | 0 | 0 | 0 | [24 empty] | 8103901 | no | no |  |  | no |  | 0 | 0 | 0 | 0 | 0 | 0 |  | 1 | 1 | 1 | 0 | 0 | 0
load_220357522 |  | node_1336714_145_15371363_132 |  | AN | 0 | Residential | 4204.8+1791.237j | 0 | 0 | 0 | 0 | 0 | [24 empty] | 8103901 | no | no |  |  | no |  | 0 | 0 | 0 | 0 | 0 | 0 |  | 1 | 1 | 1 | 0 | 0 | 0
load_220357523 |  | node_1337361_102_15371454_668 |  | AN | 0 | Residential | 3880.8+1653.214j | 0 | 0 | 0 | 0 | 0 | [24 empty] | 8103901 | no | no |  |  | no |  | 0 | 0 | 0 | 0 | 0 | 0 |  | 1 | 1 | 1 | 0 | 0 | 0
load_220357524 |  | node_1337784_981_15371638_973 |  | AN | 0 | Residential | 8877.6+3781.842j | 0 | 0 | 0 | 0 | 0 | [24 empty] | 8103901 | no | no |  |  | no |  | 0 | 0 | 0 | 0 | 0 | 0 |  | 1 | 1 | 1 | 0 | 0 | 0
load_220357525 |  | node_1338155_408_15371798_1 |  | AN | 0 | Residential | 10742.4+4576.243j | 0 | 0 | 0 | 0 | 0 | [24 empty] | 8103901 | no | no |  |  | no |  | 0 | 0 | 0 | 0 | 0 | 0 |  | 1 | 1 | 1 | 0 | 0 | 0
load_220357526 |  | node_1331857_268_15369821_94 |  | AN | 0 | Residential | 18583.2+7916.41j | 0 | 0 | 0 | 0 | 0 | [24 empty] | 8103901 | no | no |  |  | no |  | 0 | 0 | 0 | 0 | 0 | 0 |  | 1 | 1 | 1 | 0 | 0 | 0
load_220357527 |  | node_1339404_931_15372362_636 |  | AN | 0 | Residential | 7120.8+3033.448j | 0 | 0 | 0 | 0 | 0 | [24 empty] | 8103901 | no | no |  |  | no |  | 0 | 0 | 0 | 0 | 0 | 0 |  | 1 | 1 | 1 | 0 | 0 | 0
load_220357528 |  | node_1339164_552_15372454_043 |  | AN | 0 | Residential | 7560+3220.547j | 0 | 0 | 0 | 0 | 0 | [24 empty] | 8103901 | no | no |  |  | no |  | 0 | 0 | 0 | 0 | 0 | 0 |  | 1 | 1 | 1 | 0 | 0 | 0
load_220357529 |  | node_1339642_805_15372609_125 |  | AN | 0 | Residential | 1332+567.43j | 0 | 0 | 0 | 0 | 0 | [24 empty] | 8103901 | no | no |  |  | no |  | 0 | 0 | 0 | 0 | 0 | 0 |  | 1 | 1 | 1 | 0 | 0 | 0
load_220357530 |  | node_1339841_049_15373226_144 |  | AN | 0 | NonResidential | 6465.6+2754.334j | 0 | 0 | 0 | 0 | 0 | [24 empty] | 8103901 | no | no |  |  | no |  | 0 | 0 | 0 | 0 | 0 | 0 |  | 1 | 1 | 1 | 0 | 0 | 0
load_220357531 |  | node_1340019_61_15373755_936 |  | AN | 0 | Residential | 14040+5981.015j | 0 | 0 | 0 | 0 | 0 | [24 empty] | 8103901 | no | no |  |  | no |  | 0 | 0 | 0 | 0 | 0 | 0 |  | 1 | 1 | 1 | 0 | 0 | 0
load_220357532 |  | node_1332041_15370093_5 |  | AN | 0 | Residential | 21938.4+9345.719j | 0 | 0 | 0 | 0 | 0 | [24 empty] | 8103901 | no | no |  |  | no |  | 0 | 0 | 0 | 0 | 0 | 0 |  | 1 | 1 | 1 | 0 | 0 | 0
load_220357533 |  | node_1341254_835_15374629_637 |  | AN | 0 | Residential | 2354.4+1002.97j | 0 | 0 | 0 | 0 | 0 | [24 empty] | 8103901 | no | no |  |  | no |  | 0 | 0 | 0 | 0 | 0 | 0 |  | 1 | 1 | 1 | 0 | 0 | 0
load_220357534 |  | node_1342246_747_15375116_117 |  | AN | 0 | Residential | 8330.4+3548.736j | 0 | 0 | 0 | 0 | 0 | [24 empty] | 8103901 | no | no |  |  | no |  | 0 | 0 | 0 | 0 | 0 | 0 |  | 1 | 1 | 1 | 0 | 0 | 0
load_220357535 |  | node_1332424_516_15370388_168 |  | AN | 0 | Residential | 12672+5398.249j | 0 | 0 | 0 | 0 | 0 | [24 empty] | 8103901 | no | no |  |  | no |  | 0 | 0 | 0 | 0 | 0 | 0 |  | 1 | 1 | 1 | 0 | 0 | 0
load_220357536 |  | node_1332872_439_15370795_677 |  | AN | 0 | NonResidential | 15552+6625.124j | 0 | 0 | 0 | 0 | 0 | [24 empty] | 8103901 | no | no |  |  | no |  | 0 | 0 | 0 | 0 | 0 | 0 |  | 1 | 1 | 1 | 0 | 0 | 0
load_220357537 |  | node_1332911_437_15371107_564 |  | AN | 0 | Residential | 5076+2162.367j | 0 | 0 | 0 | 0 | 0 | [24 empty] | 8103901 | no | no |  |  | no |  | 0 | 0 | 0 | 0 | 0 | 0 |  | 1 | 1 | 1 | 0 | 0 | 0
load_220357538 |  | node_1333703_71_15371342_332 |  | AN | 0 | Residential | 3981.6+1696.154j | 0 | 0 | 0 | 0 | 0 | [24 empty] | 8103901 | no | no |  |  | no |  | 0 | 0 | 0 | 0 | 0 | 0 |  | 1 | 1 | 1 | 0 | 0 | 0
load_220357539 |  | node_1334637_131_15371390_599 |  | AN | 0 | Residential | 7531.2+3208.278j | 0 | 0 | 0 | 0 | 0 | [24 empty] | 8103901 | no | no |  |  | no |  | 0 | 0 | 0 | 0 | 0 | 0 |  | 1 | 1 | 1 | 0 | 0 | 0
load_220357540 |  | node_1330903_45_15368919_276 |  | AN | 0 | Residential | 7567.2+3223.614j | 0 | 0 | 0 | 0 | 0 | [24 empty] | 8103901 | no | no |  |  | no |  | 0 | 0 | 0 | 0 | 0 | 0 |  | 1 | 1 | 1 | 0 | 0 | 0
load_220357541 |  | node_1329973_12_15369316_155 |  | AN | 0 | Residential | 3009.6+1282.084j | 0 | 0 | 0 | 0 | 0 | [24 empty] | 8103901 | no | no |  |  | no |  | 0 | 0 | 0 | 0 | 0 | 0 |  | 1 | 1 | 1 | 0 | 0 | 0
load_220357542 |  | node_1329104_708_15368587_822 |  | AN | 0 | Residential | 446.4+190.166j | 0 | 0 | 0 | 0 | 0 | [24 empty] | 8103901 | no | no |  |  | no |  | 0 | 0 | 0 | 0 | 0 | 0 |  | 1 | 1 | 1 | 0 | 0 | 0
load_220357543 |  | node_1329227_983_15367193_086 |  | AN | 0 | Residential | 46944+19998.06j | 0 | 0 | 0 | 0 | 0 | [24 empty] | 8103901 | no | no |  |  | no |  | 0 | 0 | 0 | 0 | 0 | 0 |  | 1 | 1 | 1 | 0 | 0 | 0
load_220357548 |  | node_1323395_713_15378649_519 |  | AN | 0 | Residential | 10252.8+4367.675j | 0 | 0 | 0 | 0 | 0 | [24 empty] | 8103901 | no | no |  |  | no |  | 0 | 0 | 0 | 0 | 0 | 0 |  | 1 | 1 | 1 | 0 | 0 | 0
load_220357550 |  | node_1323554_708_15379780_864 |  | AN | 0 | Residential | 4255.2+1812.708j | 0 | 0 | 0 | 0 | 0 | [24 empty] | 8103901 | no | no |  |  | no |  | 0 | 0 | 0 | 0 | 0 | 0 |  | 1 | 1 | 1 | 0 | 0 | 0
load_220357551 |  | node_1322935_431_15377777_837 |  | AN | 0 | Residential | 12808.8+5456.526j | 0 | 0 | 0 | 0 | 0 | [24 empty] | 8103901 | no | no |  |  | no |  | 0 | 0 | 0 | 0 | 0 | 0 |  | 1 | 1 | 1 | 0 | 0 | 0
load_220357553 |  | node_1337003_74_15371077_232 |  | AN | 0 | Residential | 4204.8+1791.237j | 0 | 0 | 0 | 0 | 0 | [24 empty] | 8103901 | no | no |  |  | no |  | 0 | 0 | 0 | 0 | 0 | 0 |  | 1 | 1 | 1 | 0 | 0 | 0
load_220357555 |  | node_1336486_257_15367254_023 |  | AN | 0 | Residential | 1180.8+503.019j | 0 | 0 | 0 | 0 | 0 | [24 empty] | 8103901 | no | no |  |  | no |  | 0 | 0 | 0 | 0 | 0 | 0 |  | 1 | 1 | 1 | 0 | 0 | 0
load_220357556 |  | node_1336947_347_15366046_806 |  | AN | 0 | Other | 0 | 0 | 0 | 0 | 0 | 0 | [24 empty] | 8103901 | no | no |  |  | no |  | 0 | 0 | 0 | 0 | 0 | 0 |  | 1 | 1 | 1 | 0 | 0 | 0
load_220357557 |  | node_1337726_12_15366002_829 |  | AN | 0 | Residential | 3146.4+1340.361j | 0 | 0 | 0 | 0 | 0 | [24 empty] | 8103901 | no | no |  |  | no |  | 0 | 0 | 0 | 0 | 0 | 0 |  | 1 | 1 | 1 | 0 | 0 | 0
load_220357558 |  | node_1337423_992_15364788_258 |  | AN | 0 | Residential | 3420+1456.914j | 0 | 0 | 0 | 0 | 0 | [24 empty] | 8103901 | no | no |  |  | no |  | 0 | 0 | 0 | 0 | 0 | 0 |  | 1 | 1 | 1 | 0 | 0 | 0
load_220357559 |  | node_1336951_312_15370670_394 |  | AN | 0 | Residential | 18086.4+7704.774j | 0 | 0 | 0 | 0 | 0 | [24 empty] | 8103901 | no | no |  |  | no |  | 0 | 0 | 0 | 0 | 0 | 0 |  | 1 | 1 | 1 | 0 | 0 | 0
load_220357560 |  | node_1337820_924_15363732_941 |  | AN | 0 | Residential | 4795.2+2042.747j | 0 | 0 | 0 | 0 | 0 | [24 empty] | 8103901 | no | no |  |  | no |  | 0 | 0 | 0 | 0 | 0 | 0 |  | 1 | 1 | 1 | 0 | 0 | 0
load_220357561 |  | node_1338095_885_15363186_327 |  | AN | 0 | Residential | 15415.2+6566.848j | 0 | 0 | 0 | 0 | 0 | [24 empty] | 8103901 | no | no |  |  | no |  | 0 | 0 | 0 | 0 | 0 | 0 |  | 1 | 1 | 1 | 0 | 0 | 0
load_220357562 |  | node_1338203_793_15362488_903 |  | AN | 0 | Residential | 5068.8+2159.3j | 0 | 0 | 0 | 0 | 0 | [24 empty] | 8103901 | no | no |  |  | no |  | 0 | 0 | 0 | 0 | 0 | 0 |  | 1 | 1 | 1 | 0 | 0 | 0
load_220357563 |  | node_1338550_609_15362276_281 |  | AN | 0 | Residential | 0 | 0 | 0 | 0 | 0 | 0 | [24 empty] | 8103901 | no | no |  |  | no |  | 0 | 0 | 0 | 0 | 0 | 0 |  | 1 | 1 | 1 | 0 | 0 | 0
load_220357564 |  | node_1338970_532_15361866_947 |  | AN | 0 | Residential | 3636+1548.93j | 0 | 0 | 0 | 0 | 0 | [24 empty] | 8103901 | no | no |  |  | no |  | 0 | 0 | 0 | 0 | 0 | 0 |  | 1 | 1 | 1 | 0 | 0 | 0
load_220357565 |  | node_1336861_739_15370395_042 |  | AN | 0 | Residential | 2592+1104.187j | 0 | 0 | 0 | 0 | 0 | [24 empty] | 8103901 | no | no |  |  | no |  | 0 | 0 | 0 | 0 | 0 | 0 |  | 1 | 1 | 1 | 0 | 0 | 0
load_220357566 |  | node_1339160_746_15361528_532 |  | AN | 0 | Residential | 18007.2+7671.035j | 0 | 0 | 0 | 0 | 0 | [24 empty] | 8103901 | no | no |  |  | no |  | 0 | 0 | 0 | 0 | 0 | 0 |  | 1 | 1 | 1 | 0 | 0 | 0
load_220357567 |  | node_1339426_642_15361204_225 |  | AN | 0 | Residential | 4118.4+1754.431j | 0 | 0 | 0 | 0 | 0 | [24 empty] | 8103901 | no | no |  |  | no |  | 0 | 0 | 0 | 0 | 0 | 0 |  | 1 | 1 | 1 | 0 | 0 | 0
load_220357568 |  | node_1339664_816_15360909_276 |  | AN | 0 | Residential | 2700+1150.195j | 0 | 0 | 0 | 0 | 0 | [24 empty] | 8103901 | no | no |  |  | no |  | 0 | 0 | 0 | 0 | 0 | 0 |  | 1 | 1 | 1 | 0 | 0 | 0
load_220357569 |  | node_1340850_614_15359014_649 |  | AN | 0 | Residential | 11196+4769.476j | 0 | 0 | 0 | 0 | 0 | [24 empty] | 8103901 | no | no |  |  | no |  | 0 | 0 | 0 | 0 | 0 | 0 |  | 1 | 1 | 1 | 0 | 0 | 0
load_220357570 |  | node_1341038_152_15358915_456 |  | AN | 0 | Residential | 22291.2+9496.011j | 0 | 0 | 0 | 0 | 0 | [24 empty] | 8103901 | no | no |  |  | no |  | 0 | 0 | 0 | 0 | 0 | 0 |  | 1 | 1 | 1 | 0 | 0 | 0
load_220357572 |  | node_1336716_787_15369893_893 |  | AN | 0 | Residential | 16380+6977.851j | 0 | 0 | 0 | 0 | 0 | [24 empty] | 8103901 | no | no |  |  | no |  | 0 | 0 | 0 | 0 | 0 | 0 |  | 1 | 1 | 1 | 0 | 0 | 0
load_220357573 |  | node_1336429_536_15369747_379 |  | AN | 0 | NonResidential | 12492+5321.57j | 0 | 0 | 0 | 0 | 0 | [24 empty] | 8103901 | no | no |  |  | no |  | 0 | 0 | 0 | 0 | 0 | 0 |  | 1 | 1 | 1 | 0 | 0 | 0
load_220357574 |  | node_1341197_896_15358741_122 |  | AN | 0 | Residential | 676.8+288.316j | 0 | 0 | 0 | 0 | 0 | [24 empty] | 8103901 | no | no |  |  | no |  | 0 | 0 | 0 | 0 | 0 | 0 |  | 1 | 1 | 1 | 0 | 0 | 0
load_220357576 |  | node_1330678_37_15361542_749 |  | AN | 0 | Residential | 14148+6027.023j | 0 | 0 | 0 | 0 | 0 | [24 empty] | 8103901 | no | no |  |  | no |  | 0 | 0 | 0 | 0 | 0 | 0 |  | 1 | 1 | 1 | 0 | 0 | 0
load_220357577 |  | node_1330851_707_15361904_668 |  | AN | 0 | Residential | 7351.2+3131.598j | 0 | 0 | 0 | 0 | 0 | [24 empty] | 8103901 | no | no |  |  | no |  | 0 | 0 | 0 | 0 | 0 | 0 |  | 1 | 1 | 1 | 0 | 0 | 0
load_220357578 |  | node_1334673_274_15361536_759 |  | AN | 0 | Residential | 3448.8+1469.183j | 0 | 0 | 0 | 0 | 0 | [24 empty] | 8103901 | no | no |  |  | no |  | 0 | 0 | 0 | 0 | 0 | 0 |  | 1 | 1 | 1 | 0 | 0 | 0
load_220357579 |  | node_1335407_774_15361605_482 |  | AN | 0 | Residential | 21355.2+9097.277j | 0 | 0 | 0 | 0 | 0 | [24 empty] | 8103901 | no | no |  |  | no |  | 0 | 0 | 0 | 0 | 0 | 0 |  | 1 | 1 | 1 | 0 | 0 | 0
load_220357580 |  | node_1331678_985_15361502_734 |  | AN | 0 | Residential | 6840+2913.828j | 0 | 0 | 0 | 0 | 0 | [24 empty] | 8103901 | no | no |  |  | no |  | 0 | 0 | 0 | 0 | 0 | 0 |  | 1 | 1 | 1 | 0 | 0 | 0
load_220357581 |  | node_1334214_632_15361602_636 |  | AN | 0 | Residential | 4168.8+1775.901j | 0 | 0 | 0 | 0 | 0 | [24 empty] | 8103901 | no | no |  |  | no |  | 0 | 0 | 0 | 0 | 0 | 0 |  | 1 | 1 | 1 | 0 | 0 | 0
load_220357588 |  | node_1316458_962_15372275_731 |  | AN | 0 | Residential | 3866.4+1647.08j | 0 | 0 | 0 | 0 | 0 | [24 empty] | 8103901 | no | no |  |  | no |  | 0 | 0 | 0 | 0 | 0 | 0 |  | 1 | 1 | 1 | 0 | 0 | 0
load_220357589 |  | node_1317615_709_15372820_123 |  | AN | 0 | Residential | 4442.4+1892.454j | 0 | 0 | 0 | 0 | 0 | [24 empty] | 8103901 | no | no |  |  | no |  | 0 | 0 | 0 | 0 | 0 | 0 |  | 1 | 1 | 1 | 0 | 0 | 0
load_220357590 |  | node_1317323_069_15373302_262 |  | AN | 0 | Residential | 11361.6+4840.021j | 0 | 0 | 0 | 0 | 0 | [24 empty] | 8103901 | no | no |  |  | no |  | 0 | 0 | 0 | 0 | 0 | 0 |  | 1 | 1 | 1 | 0 | 0 | 0
load_220357592 |  | node_1317630_044_15367451_615 |  | AN | 0 | Residential | 6249.6+2662.318j | 0 | 0 | 0 | 0 | 0 | [24 empty] | 8103901 | no | no |  |  | no |  | 0 | 0 | 0 | 0 | 0 | 0 |  | 1 | 1 | 1 | 0 | 0 | 0
load_220357593 |  | node_1318827_429_15367328_37 |  | AN | 0 | Residential | 63331.2+26978.978j | 0 | 0 | 0 | 0 | 0 | [24 empty] | 8103901 | no | no |  |  | no |  | 0 | 0 | 0 | 0 | 0 | 0 |  | 1 | 1 | 1 | 0 | 0 | 0
load_220357594 |  | node_1318403_793_15367339_4 |  | AN | 0 | Residential | 42609.6+18151.614j | 0 | 0 | 0 | 0 | 0 | [24 empty] | 8103901 | no | no |  |  | no |  | 0 | 0 | 0 | 0 | 0 | 0 |  | 1 | 1 | 1 | 0 | 0 | 0
load_220357596 |  | node_1319373_795_15367704_501 |  | AN | 0 | NonResidential | 15976.8+6806.088j | 0 | 0 | 0 | 0 | 0 | [24 empty] | 8103901 | no | no |  |  | no |  | 0 | 0 | 0 | 0 | 0 | 0 |  | 1 | 1 | 1 | 0 | 0 | 0
load_220357597 |  | node_1319236_537_15366966_107 |  | AN | 0 | Residential | 41940+17866.365j | 0 | 0 | 0 | 0 | 0 | [24 empty] | 8103901 | no | no |  |  | no |  | 0 | 0 | 0 | 0 | 0 | 0 |  | 1 | 1 | 1 | 0 | 0 | 0
load_220357599 |  | node_1319291_728_15366521_6 |  | AN | 0 | Residential | 61142.4+26046.553j | 0 | 0 | 0 | 0 | 0 | [24 empty] | 8103901 | no | no |  |  | no |  | 0 | 0 | 0 | 0 | 0 | 0 |  | 1 | 1 | 1 | 0 | 0 | 0
load_220357600 |  | node_1319357_959_15365936_453 |  | AN | 0 | Residential | 9691.2+4128.434j | 0 | 0 | 0 | 0 | 0 | [24 empty] | 8103901 | no | no |  |  | no |  | 0 | 0 | 0 | 0 | 0 | 0 |  | 1 | 1 | 1 | 0 | 0 | 0
load_220357601 |  | node_1319430_671_15365573_085 |  | AN | 0 | Residential | 11937.6+5085.396j | 0 | 0 | 0 | 0 | 0 | [24 empty] | 8103901 | no | no |  |  | no |  | 0 | 0 | 0 | 0 | 0 | 0 |  | 1 | 1 | 1 | 0 | 0 | 0
load_220357602 |  | node_1319401_108_15365402_77 |  | AN | 0 | Residential | 15192+6471.765j | 0 | 0 | 0 | 0 | 0 | [24 empty] | 8103901 | no | no |  |  | no |  | 0 | 0 | 0 | 0 | 0 | 0 |  | 1 | 1 | 1 | 0 | 0 | 0
load_220357603 |  | node_1319450_91_15365182_574 |  | AN | 0 | Residential | 14990.4+6385.884j | 0 | 0 | 0 | 0 | 0 | [24 empty] | 8103901 | no | no |  |  | no |  | 0 | 0 | 0 | 0 | 0 | 0 |  | 1 | 1 | 1 | 0 | 0 | 0
load_220357604 |  | node_1319539_864_15364785_359 |  | AN | 0 | Other | 0 | 0 | 0 | 0 | 0 | 0 | [24 empty] | 8103901 | no | no |  |  | no |  | 0 | 0 | 0 | 0 | 0 | 0 |  | 1 | 1 | 1 | 0 | 0 | 0
load_220357605 |  | node_1319576_074_15364595_135 |  | AN | 0 | Residential | 49125.6+20927.418j | 0 | 0 | 0 | 0 | 0 | [24 empty] | 8103901 | no | no |  |  | no |  | 0 | 0 | 0 | 0 | 0 | 0 |  | 1 | 1 | 1 | 0 | 0 | 0
load_220357606 |  | node_1319625_181_15364349_675 |  | AN | 0 | NonResidential | 10000+4259.982j | 0 | 0 | 0 | 0 | 0 | [24 empty] | 8103901 | no | no |  |  | no |  | 0 | 0 | 0 | 0 | 0 | 0 |  | 1 | 1 | 1 | 0 | 0 | 0
load_220357607 |  | node_1320002_383_15363407_528 |  | AN | 0 | Residential | 21276+9063.538j | 0 | 0 | 0 | 0 | 0 | [24 empty] | 8103901 | no | no |  |  | no |  | 0 | 0 | 0 | 0 | 0 | 0 |  | 1 | 1 | 1 | 0 | 0 | 0
load_220357609 |  | node_1319900_496_15362477_212 |  | AN | 0 | Residential | 9813.6+4180.576j | 0 | 0 | 0 | 0 | 0 | [24 empty] | 8103901 | no | no |  |  | no |  | 0 | 0 | 0 | 0 | 0 | 0 |  | 1 | 1 | 1 | 0 | 0 | 0
load_220357610 |  | node_1320161_252_15361181_648 |  | AN | 0 | Residential | 28080+11962.03j | 0 | 0 | 0 | 0 | 0 | [24 empty] | 8103901 | no | no |  |  | no |  | 0 | 0 | 0 | 0 | 0 | 0 |  | 1 | 1 | 1 | 0 | 0 | 0
load_220357611 |  | node_1320643_875_15359322_881 |  | AN | 0 | Residential | 0 | 0 | 0 | 0 | 0 | 0 | [24 empty] | 8103901 | no | no |  |  | no |  | 0 | 0 | 0 | 0 | 0 | 0 |  | 1 | 1 | 1 | 0 | 0 | 0
load_220357612 |  | node_1320833_911_15358986_469 |  | AN | 0 | Residential | 5184+2208.375j | 0 | 0 | 0 | 0 | 0 | [24 empty] | 8103901 | no | no |  |  | no |  | 0 | 0 | 0 | 0 | 0 | 0 |  | 1 | 1 | 1 | 0 | 0 | 0
load_220357613 |  | node_1319470_12_15368275_476 |  | AN | 0 | Residential | 137145.6+58423.781j | 0 | 0 | 0 | 0 | 0 | [24 empty] | 8103901 | no | no |  |  | no |  | 0 | 0 | 0 | 0 | 0 | 0 |  | 1 | 1 | 1 | 0 | 0 | 0
load_220357614 |  | node_1319457_108_15368035_407 |  | AN | 0 | Residential | 8892+3787.976j | 0 | 0 | 0 | 0 | 0 | [24 empty] | 8103901 | no | no |  |  | no |  | 0 | 0 | 0 | 0 | 0 | 0 |  | 1 | 1 | 1 | 0 | 0 | 0
load_220357615 |  | node_1320792_985_15362324_111 |  | AN | 0 | Residential | 34797.6+14823.716j | 0 | 0 | 0 | 0 | 0 | [24 empty] | 8103901 | no | no |  |  | no |  | 0 | 0 | 0 | 0 | 0 | 0 |  | 1 | 1 | 1 | 0 | 0 | 0
load_220357616 |  | node_1321389_268_15361452_103 |  | AN | 0 | Residential | 26690.4+11370.063j | 0 | 0 | 0 | 0 | 0 | [24 empty] | 8103901 | no | no |  |  | no |  | 0 | 0 | 0 | 0 | 0 | 0 |  | 1 | 1 | 1 | 0 | 0 | 0
load_220357617 |  | node_1321870_898_15360862_192 |  | AN | 0 | Residential | 9691.2+4128.434j | 0 | 0 | 0 | 0 | 0 | [24 empty] | 8103901 | no | no |  |  | no |  | 0 | 0 | 0 | 0 | 0 | 0 |  | 1 | 1 | 1 | 0 | 0 | 0
load_220357618 |  | node_1320126_439_15363062_923 |  | AN | 0 | Residential | 15832.8+6744.745j | 0 | 0 | 0 | 0 | 0 | [24 empty] | 8103901 | no | no |  |  | no |  | 0 | 0 | 0 | 0 | 0 | 0 |  | 1 | 1 | 1 | 0 | 0 | 0
load_220357619 |  | node_1322037_753_15360534_95 |  | AN | 0 | Residential | 26604+11333.257j | 0 | 0 | 0 | 0 | 0 | [24 empty] | 8103901 | no | no |  |  | no |  | 0 | 0 | 0 | 0 | 0 | 0 |  | 1 | 1 | 1 | 0 | 0 | 0
load_220357620 |  | node_1322215_23_15360183_077 |  | AN | 0 | NonResidential | 676.8+288.316j | 0 | 0 | 0 | 0 | 0 | [24 empty] | 8103901 | no | no |  |  | no |  | 0 | 0 | 0 | 0 | 0 | 0 |  | 1 | 1 | 1 | 0 | 0 | 0
load_220357621 |  | node_1322379_907_15359846_064 |  | AN | 0 | Residential | 16495.2+7026.926j | 0 | 0 | 0 | 0 | 0 | [24 empty] | 8103901 | no | no |  |  | no |  | 0 | 0 | 0 | 0 | 0 | 0 |  | 1 | 1 | 1 | 0 | 0 | 0
load_220357622 |  | node_1320680_664_15362797_472 |  | AN | 0 | Residential | 87760.8+37385.944j | 0 | 0 | 0 | 0 | 0 | [24 empty] | 8103901 | no | no |  |  | no |  | 0 | 0 | 0 | 0 | 0 | 0 |  | 1 | 1 | 1 | 0 | 0 | 0
load_220357626 |  | node_1319829_103_15367762_208 |  | AN | 0 | Residential | 11779.2+5017.918j | 0 | 0 | 0 | 0 | 0 | [24 empty] | 8103901 | no | no |  |  | no |  | 0 | 0 | 0 | 0 | 0 | 0 |  | 1 | 1 | 1 | 0 | 0 | 0
load_220357634 |  | node_1320772_117_15368890_127 |  | AN | 0 | Residential | 2412+1027.508j | 0 | 0 | 0 | 0 | 0 | [24 empty] | 8103901 | no | no |  |  | no |  | 0 | 0 | 0 | 0 | 0 | 0 |  | 1 | 1 | 1 | 0 | 0 | 0
load_220357635 |  | node_1321569_171_15369442_404 |  | AN | 0 | Residential | 0 | 0 | 0 | 0 | 0 | 0 | [24 empty] | 8103901 | no | no |  |  | no |  | 0 | 0 | 0 | 0 | 0 | 0 |  | 1 | 1 | 1 | 0 | 0 | 0
load_220357636 |  | node_1322220_18_15370176_299 |  | AN | 0 | Residential | 44467.2+18942.948j | 0 | 0 | 0 | 0 | 0 | [24 empty] | 8103901 | no | no |  |  | no |  | 0 | 0 | 0 | 0 | 0 | 0 |  | 1 | 1 | 1 | 0 | 0 | 0
load_220357637 |  | node_1323648_83_15369676_524 |  | AN | 0 | Residential | 6652.8+2834.081j | 0 | 0 | 0 | 0 | 0 | [24 empty] | 8103901 | no | no |  |  | no |  | 0 | 0 | 0 | 0 | 0 | 0 |  | 1 | 1 | 1 | 0 | 0 | 0
load_220357638 |  | node_1323913_283_15369513_743 |  | AN | 0 | Residential | 14752.8+6284.666j | 0 | 0 | 0 | 0 | 0 | [24 empty] | 8103901 | no | no |  |  | no |  | 0 | 0 | 0 | 0 | 0 | 0 |  | 1 | 1 | 1 | 0 | 0 | 0
load_220357639 |  | node_1324281_281_15369413_392 |  | AN | 0 | Residential | 280.8+119.62j | 0 | 0 | 0 | 0 | 0 | [24 empty] | 8103901 | no | no |  |  | no |  | 0 | 0 | 0 | 0 | 0 | 0 |  | 1 | 1 | 1 | 0 | 0 | 0
load_220357640 |  | node_1325003_939_15369357_652 |  | AN | 0 | Other | 0 | 0 | 0 | 0 | 0 | 0 | [24 empty] | 8103901 | no | no |  |  | no |  | 0 | 0 | 0 | 0 | 0 | 0 |  | 1 | 1 | 1 | 0 | 0 | 0
load_220357641 |  | node_1325360_658_15369433_319 |  | AN | 0 | Residential | 0 | 0 | 0 | 0 | 0 | 0 | [24 empty] | 8103901 | no | no |  |  | no |  | 0 | 0 | 0 | 0 | 0 | 0 |  | 1 | 1 | 1 | 0 | 0 | 0
load_220357642 |  | node_1326532_563_15370390_015 |  | AN | 0 | Residential | 20361.6+8674.005j | 0 | 0 | 0 | 0 | 0 | [24 empty] | 8103901 | no | no |  |  | no |  | 0 | 0 | 0 | 0 | 0 | 0 |  | 1 | 1 | 1 | 0 | 0 | 0
load_220357647 |  | node_1318454_894_15369540_741 |  | AN | 0 | Residential | 8157.6+3475.123j | 0 | 0 | 0 | 0 | 0 | [24 empty] | 8103901 | no | no |  |  | no |  | 0 | 0 | 0 | 0 | 0 | 0 |  | 1 | 1 | 1 | 0 | 0 | 0
load_220357648 |  | node_1318182_362_15370074_013 |  | AN | 0 | Residential | 26258.4+11186.032j | 0 | 0 | 0 | 0 | 0 | [24 empty] | 8103901 | no | no |  |  | no |  | 0 | 0 | 0 | 0 | 0 | 0 |  | 1 | 1 | 1 | 0 | 0 | 0
load_220357649 |  | node_1318050_819_15370241_374 |  | AN | 0 | Residential | 13492.8+5747.909j | 0 | 0 | 0 | 0 | 0 | [24 empty] | 8103901 | no | no |  |  | no |  | 0 | 0 | 0 | 0 | 0 | 0 |  | 1 | 1 | 1 | 0 | 0 | 0
load_220357650 |  | node_1317758_914_15370520_892 |  | AN | 0 | NonResidential | 151.2+64.411j | 0 | 0 | 0 | 0 | 0 | [24 empty] | 8103901 | no | no |  |  | no |  | 0 | 0 | 0 | 0 | 0 | 0 |  | 1 | 1 | 1 | 0 | 0 | 0
load_220357651 |  | node_1317396_999_15370934_908 |  | AN | 0 | Residential | 11851.2+5048.59j | 0 | 0 | 0 | 0 | 0 | [24 empty] | 8103901 | no | no |  |  | no |  | 0 | 0 | 0 | 0 | 0 | 0 |  | 1 | 1 | 1 | 0 | 0 | 0
load_220357652 |  | node_1317029_997_15371217_398 |  | AN | 0 | Residential | 10778.4+4591.579j | 0 | 0 | 0 | 0 | 0 | [24 empty] | 8103901 | no | no |  |  | no |  | 0 | 0 | 0 | 0 | 0 | 0 |  | 1 | 1 | 1 | 0 | 0 | 0
load_220357653 |  | node_1316805_082_15371315_753 |  | AN | 0 | Residential | 5824.8+2481.354j | 0 | 0 | 0 | 0 | 0 | [24 empty] | 8103901 | no | no |  |  | no |  | 0 | 0 | 0 | 0 | 0 | 0 |  | 1 | 1 | 1 | 0 | 0 | 0
load_220357654 |  | node_1316750_925_15371524_153 |  | AN | 0 | Residential | 2001.6+852.678j | 0 | 0 | 0 | 0 | 0 | [24 empty] | 8103901 | no | no |  |  | no |  | 0 | 0 | 0 | 0 | 0 | 0 |  | 1 | 1 | 1 | 0 | 0 | 0
load_220357655 |  | node_1316601_611_15371660_863 |  | AN | 0 | Residential | 4788+2039.679j | 0 | 0 | 0 | 0 | 0 | [24 empty] | 8103901 | no | no |  |  | no |  | 0 | 0 | 0 | 0 | 0 | 0 |  | 1 | 1 | 1 | 0 | 0 | 0
load_220357656 |  | node_1316514_272_15371872_561 |  | AN | 0 | Residential | 7293.6+3107.061j | 0 | 0 | 0 | 0 | 0 | [24 empty] | 8103901 | no | no |  |  | no |  | 0 | 0 | 0 | 0 | 0 | 0 |  | 1 | 1 | 1 | 0 | 0 | 0
load_220357658 |  | node_1316184_855_15372462_737 |  | AN | 0 | Residential | 7452+3174.539j | 0 | 0 | 0 | 0 | 0 | [24 empty] | 8103901 | no | no |  |  | no |  | 0 | 0 | 0 | 0 | 0 | 0 |  | 1 | 1 | 1 | 0 | 0 | 0
load_220357659 |  | node_1315842_105_15372618_185 |  | AN | 0 | Residential | 24487.2+10431.504j | 0 | 0 | 0 | 0 | 0 | [24 empty] | 8103901 | no | no |  |  | no |  | 0 | 0 | 0 | 0 | 0 | 0 |  | 1 | 1 | 1 | 0 | 0 | 0
load_220357660 |  | node_1315140_131_15373210_405 |  | AN | 0 | Residential | 4024.8+1714.558j | 0 | 0 | 0 | 0 | 0 | [24 empty] | 8103901 | no | no |  |  | no |  | 0 | 0 | 0 | 0 | 0 | 0 |  | 1 | 1 | 1 | 0 | 0 | 0
load_220357661 |  | node_1314766_574_15373562_681 |  | AN | 0 | Residential | 2829.6+1205.405j | 0 | 0 | 0 | 0 | 0 | [24 empty] | 8103901 | no | no |  |  | no |  | 0 | 0 | 0 | 0 | 0 | 0 |  | 1 | 1 | 1 | 0 | 0 | 0
load_220357662 |  | node_1314511_682_15374060_363 |  | AN | 0 | Residential | 8121.6+3459.787j | 0 | 0 | 0 | 0 | 0 | [24 empty] | 8103901 | no | no |  |  | no |  | 0 | 0 | 0 | 0 | 0 | 0 |  | 1 | 1 | 1 | 0 | 0 | 0
load_220357663 |  | node_1314208_189_15373748_536 |  | AN | 0 | Residential | 2772+1180.867j | 0 | 0 | 0 | 0 | 0 | [24 empty] | 8103901 | no | no |  |  | no |  | 0 | 0 | 0 | 0 | 0 | 0 |  | 1 | 1 | 1 | 0 | 0 | 0
load_220357664 |  | node_1314349_611_15374270_643 |  | AN | 0 | Residential | 5176.8+2205.308j | 0 | 0 | 0 | 0 | 0 | [24 empty] | 8103901 | no | no |  |  | no |  | 0 | 0 | 0 | 0 | 0 | 0 |  | 1 | 1 | 1 | 0 | 0 | 0
load_220357665 |  | node_1319291_645_15369323_426 |  | AN | 0 | Residential | 142934.4+60889.799j | 0 | 0 | 0 | 0 | 0 | [24 empty] | 8103901 | no | no |  |  | no |  | 0 | 0 | 0 | 0 | 0 | 0 |  | 1 | 1 | 1 | 0 | 0 | 0
load_220357666 |  | node_1313537_24_15375259_359 |  | AN | 0 | Residential | 9864+4202.046j | 0 | 0 | 0 | 0 | 0 | [24 empty] | 8103901 | no | no |  |  | no |  | 0 | 0 | 0 | 0 | 0 | 0 |  | 1 | 1 | 1 | 0 | 0 | 0
load_220357667 |  | node_1312584_978_15376334_64 |  | AN | 0 | Residential | 5508+2346.398j | 0 | 0 | 0 | 0 | 0 | [24 empty] | 8103901 | no | no |  |  | no |  | 0 | 0 | 0 | 0 | 0 | 0 |  | 1 | 1 | 1 | 0 | 0 | 0
load_220357668 |  | node_1310939_835_15378148_145 |  | AN | 0 | Residential | 24235.2+10324.152j | 0 | 0 | 0 | 0 | 0 | [24 empty] | 8103901 | no | no |  |  | no |  | 0 | 0 | 0 | 0 | 0 | 0 |  | 1 | 1 | 1 | 0 | 0 | 0
load_220357669 |  | node_1310244_616_15378454_044 |  | AN | 0 | Residential | 8078.4+3441.384j | 0 | 0 | 0 | 0 | 0 | [24 empty] | 8103901 | no | no |  |  | no |  | 0 | 0 | 0 | 0 | 0 | 0 |  | 1 | 1 | 1 | 0 | 0 | 0
load_220357670 |  | node_1310026_814_15378556_576 |  | AN | 0 | Residential | 3391.2+1444.645j | 0 | 0 | 0 | 0 | 0 | [24 empty] | 8103901 | no | no |  |  | no |  | 0 | 0 | 0 | 0 | 0 | 0 |  | 1 | 1 | 1 | 0 | 0 | 0
load_220357671 |  | node_1308510_836_15378532_344 |  | AN | 0 | Residential | 7653.6+3260.42j | 0 | 0 | 0 | 0 | 0 | [24 empty] | 8103901 | no | no |  |  | no |  | 0 | 0 | 0 | 0 | 0 | 0 |  | 1 | 1 | 1 | 0 | 0 | 0
load_220357672 |  | node_1307684_408_15378515_536 |  | AN | 0 | Residential | 9331.2+3975.075j | 0 | 0 | 0 | 0 | 0 | [24 empty] | 8103901 | no | no |  |  | no |  | 0 | 0 | 0 | 0 | 0 | 0 |  | 1 | 1 | 1 | 0 | 0 | 0
load_220357674 |  | node_1306176_614_15378043_003 |  | AN | 0 | Residential | 16581.6+7063.732j | 0 | 0 | 0 | 0 | 0 | [24 empty] | 8103901 | no | no |  |  | no |  | 0 | 0 | 0 | 0 | 0 | 0 |  | 1 | 1 | 1 | 0 | 0 | 0
load_220357675 |  | node_1305335_911_15377844_551 |  | AN | 0 | Residential | 17330.4+7382.719j | 0 | 0 | 0 | 0 | 0 | [24 empty] | 8103901 | no | no |  |  | no |  | 0 | 0 | 0 | 0 | 0 | 0 |  | 1 | 1 | 1 | 0 | 0 | 0
load_220357676 |  | node_1318918_797_15369459_312 |  | AN | 0 | Residential | 9770.4+4162.173j | 0 | 0 | 0 | 0 | 0 | [24 empty] | 8103901 | no | no |  |  | no |  | 0 | 0 | 0 | 0 | 0 | 0 |  | 1 | 1 | 1 | 0 | 0 | 0
load_220357677 |  | node_1304540_03_15377611_175 |  | AN | 0 | Residential | 27504+11716.655j | 0 | 0 | 0 | 0 | 0 | [24 empty] | 8103901 | no | no |  |  | no |  | 0 | 0 | 0 | 0 | 0 | 0 |  | 1 | 1 | 1 | 0 | 0 | 0
load_220357678 |  | node_1303826_38_15377993_595 |  | AN | 0 | Other | 0 | 0 | 0 | 0 | 0 | 0 | [24 empty] | 8103901 | no | no |  |  | no |  | 0 | 0 | 0 | 0 | 0 | 0 |  | 1 | 1 | 1 | 0 | 0 | 0
load_220357679 |  | node_1320188_568_15368616_625 |  | AN | 0 | Residential | 44078.4+18777.32j | 0 | 0 | 0 | 0 | 0 | [24 empty] | 8103901 | no | no |  |  | no |  | 0 | 0 | 0 | 0 | 0 | 0 |  | 1 | 1 | 1 | 0 | 0 | 0
load_220357680 |  | node_1320268_567_15368450_742 |  | AN | 0 | Residential | 26755.2+11397.667j | 0 | 0 | 0 | 0 | 0 | [24 empty] | 8103901 | no | no |  |  | no |  | 0 | 0 | 0 | 0 | 0 | 0 |  | 1 | 1 | 1 | 0 | 0 | 0
load_220357681 |  | node_1320311_921_15368282_563 |  | AN | 0 | Residential | 101952+43431.37j | 0 | 0 | 0 | 0 | 0 | [24 empty] | 8103901 | no | no |  |  | no |  | 0 | 0 | 0 | 0 | 0 | 0 |  | 1 | 1 | 1 | 0 | 0 | 0
load_220357682 |  | node_1313244_306_15377872_413 |  | AN | 0 | Residential | 12412.8+5287.831j | 0 | 0 | 0 | 0 | 0 | [24 empty] | 8103901 | no | no |  |  | no |  | 0 | 0 | 0 | 0 | 0 | 0 |  | 1 | 1 | 1 | 0 | 0 | 0
load_220357687 |  | node_1319610_002_15378119_814 |  | AN | 0 | NonResidential | 11000+4685.98j | 0 | 0 | 0 | 0 | 0 | [24 empty] | 8103901 | no | no |  |  | no |  | 0 | 0 | 0 | 0 | 0 | 0 |  | 1 | 1 | 1 | 0 | 0 | 0
load_220357688 |  | node_1320140_313_15370930_234 |  | AN | 0 | Residential | 86.4+36.806j | 0 | 0 | 0 | 0 | 0 | [24 empty] | 8103901 | no | no |  |  | no |  | 0 | 0 | 0 | 0 | 0 | 0 |  | 1 | 1 | 1 | 0 | 0 | 0
load_220357689 |  | node_1320194_628_15371161_714 |  | AN | 0 | Residential | 13327.2+5677.363j | 0 | 0 | 0 | 0 | 0 | [24 empty] | 8103901 | no | no |  |  | no |  | 0 | 0 | 0 | 0 | 0 | 0 |  | 1 | 1 | 1 | 0 | 0 | 0
load_220357690 |  | node_1320239_896_15371394_404 |  | AN | 0 | Residential | 17071.2+7272.301j | 0 | 0 | 0 | 0 | 0 | [24 empty] | 8103901 | no | no |  |  | no |  | 0 | 0 | 0 | 0 | 0 | 0 |  | 1 | 1 | 1 | 0 | 0 | 0
load_220357691 |  | node_1320705_394_15371316_542 |  | AN | 0 | Residential | 4024.8+1714.558j | 0 | 0 | 0 | 0 | 0 | [24 empty] | 8103901 | no | no |  |  | no |  | 0 | 0 | 0 | 0 | 0 | 0 |  | 1 | 1 | 1 | 0 | 0 | 0
load_220357692 |  | node_1320139_412_15371949_192 |  | AN | 0 | NonResidential | 10000+4259.982j | 0 | 0 | 0 | 0 | 0 | [24 empty] | 8103901 | no | no |  |  | no |  | 0 | 0 | 0 | 0 | 0 | 0 |  | 1 | 1 | 1 | 0 | 0 | 0
load_220357693 |  | node_1320518_182_15372278_173 |  | AN | 0 | Residential | 7149.6+3045.717j | 0 | 0 | 0 | 0 | 0 | [24 empty] | 8103901 | no | no |  |  | no |  | 0 | 0 | 0 | 0 | 0 | 0 |  | 1 | 1 | 1 | 0 | 0 | 0
load_220357694 |  | node_1320774_061_15373174_922 |  | AN | 0 | Residential | 3880.8+1653.214j | 0 | 0 | 0 | 0 | 0 | [24 empty] | 8103901 | no | no |  |  | no |  | 0 | 0 | 0 | 0 | 0 | 0 |  | 1 | 1 | 1 | 0 | 0 | 0
load_220357695 |  | node_1320785_712_15373951_606 |  | AN | 0 | Residential | 14220+6057.695j | 0 | 0 | 0 | 0 | 0 | [24 empty] | 8103901 | no | no |  |  | no |  | 0 | 0 | 0 | 0 | 0 | 0 |  | 1 | 1 | 1 | 0 | 0 | 0
load_220357696 |  | node_1321383_618_15374575_329 |  | AN | 0 | Residential | 2412+1027.508j | 0 | 0 | 0 | 0 | 0 | [24 empty] | 8103901 | no | no |  |  | no |  | 0 | 0 | 0 | 0 | 0 | 0 |  | 1 | 1 | 1 | 0 | 0 | 0
load_220357697 |  | node_1320293_649_15374532_863 |  | AN | 0 | Residential | 19396.8+8263.002j | 0 | 0 | 0 | 0 | 0 | [24 empty] | 8103901 | no | no |  |  | no |  | 0 | 0 | 0 | 0 | 0 | 0 |  | 1 | 1 | 1 | 0 | 0 | 0
load_220357698 |  | node_1320494_163_15374837_995 |  | AN | 0 | Residential | 10267.2+4373.809j | 0 | 0 | 0 | 0 | 0 | [24 empty] | 8103901 | no | no |  |  | no |  | 0 | 0 | 0 | 0 | 0 | 0 |  | 1 | 1 | 1 | 0 | 0 | 0
load_220357699 |  | node_1320637_148_15374963_398 |  | AN | 0 | Other | 0 | 0 | 0 | 0 | 0 | 0 | [24 empty] | 8103901 | no | no |  |  | no |  | 0 | 0 | 0 | 0 | 0 | 0 |  | 1 | 1 | 1 | 0 | 0 | 0
load_220357700 |  | node_1320563_809_15375274_901 |  | AN | 0 | Other | 0 | 0 | 0 | 0 | 0 | 0 | [24 empty] | 8103901 | no | no |  |  | no |  | 0 | 0 | 0 | 0 | 0 | 0 |  | 1 | 1 | 1 | 0 | 0 | 0
load_220357701 |  | node_1320464_114_15375139_13 |  | AN | 0 | Residential | 10720.8+4567.042j | 0 | 0 | 0 | 0 | 0 | [24 empty] | 8103901 | no | no |  |  | no |  | 0 | 0 | 0 | 0 | 0 | 0 |  | 1 | 1 | 1 | 0 | 0 | 0
load_220357702 |  | node_1320485_767_15375517_273 |  | AN | 0 | Residential | 5659.2+2410.809j | 0 | 0 | 0 | 0 | 0 | [24 empty] | 8103901 | no | no |  |  | no |  | 0 | 0 | 0 | 0 | 0 | 0 |  | 1 | 1 | 1 | 0 | 0 | 0
load_220357703 |  | node_1320089_457_15375486_615 |  | AN | 0 | Residential | 6602.4+2812.611j | 0 | 0 | 0 | 0 | 0 | [24 empty] | 8103901 | no | no |  |  | no |  | 0 | 0 | 0 | 0 | 0 | 0 |  | 1 | 1 | 1 | 0 | 0 | 0
load_220357704 |  | node_1320350_116_15375925 |  | AN | 0 | Residential | 35006.4+14912.664j | 0 | 0 | 0 | 0 | 0 | [24 empty] | 8103901 | no | no |  |  | no |  | 0 | 0 | 0 | 0 | 0 | 0 |  | 1 | 1 | 1 | 0 | 0 | 0
load_220357705 |  | node_1320038_958_15376449_237 |  | AN | 0 | Residential | 3434.4+1463.048j | 0 | 0 | 0 | 0 | 0 | [24 empty] | 8103901 | no | no |  |  | no |  | 0 | 0 | 0 | 0 | 0 | 0 |  | 1 | 1 | 1 | 0 | 0 | 0
load_220357706 |  | node_1319900_067_15377056_597 |  | AN | 0 | Residential | 18201.6+7753.849j | 0 | 0 | 0 | 0 | 0 | [24 empty] | 8103901 | no | no |  |  | no |  | 0 | 0 | 0 | 0 | 0 | 0 |  | 1 | 1 | 1 | 0 | 0 | 0
load_220357707 |  | node_1319933_431_15369600_197 |  | AN | 0 | Residential | 71510.4+30463.303j | 0 | 0 | 0 | 0 | 0 | [24 empty] | 8103901 | no | no |  |  | no |  | 0 | 0 | 0 | 0 | 0 | 0 |  | 1 | 1 | 1 | 0 | 0 | 0
load_220357708 |  | node_1319534_692_15378347_071 |  | AN | 0 | Residential | 3189.6+1358.764j | 0 | 0 | 0 | 0 | 0 | [24 empty] | 8103901 | no | no |  |  | no |  | 0 | 0 | 0 | 0 | 0 | 0 |  | 1 | 1 | 1 | 0 | 0 | 0
load_220357709 |  | node_1319456_644_15378570_54 |  | AN | 0 | Other | 0 | 0 | 0 | 0 | 0 | 0 | [24 empty] | 8103901 | no | no |  |  | no |  | 0 | 0 | 0 | 0 | 0 | 0 |  | 1 | 1 | 1 | 0 | 0 | 0
load_220357710 |  | node_1318645_062_15379468_778 |  | AN | 0 | Residential | 6444+2745.133j | 0 | 0 | 0 | 0 | 0 | [24 empty] | 8103901 | no | no |  |  | no |  | 0 | 0 | 0 | 0 | 0 | 0 |  | 1 | 1 | 1 | 0 | 0 | 0
load_220357711 |  | node_1320094_766_15370715_267 |  | AN | 0 | Residential | 12045.6+5131.404j | 0 | 0 | 0 | 0 | 0 | [24 empty] | 8103901 | no | no |  |  | no |  | 0 | 0 | 0 | 0 | 0 | 0 |  | 1 | 1 | 1 | 0 | 0 | 0
load_220357713 |  | node_1324633_312_15361319_447 |  | AN | 0 | Residential | 2829.6+1205.405j | 0 | 0 | 0 | 0 | 0 | [24 empty] | 8103901 | no | no |  |  | no |  | 0 | 0 | 0 | 0 | 0 | 0 |  | 1 | 1 | 1 | 0 | 0 | 0
load_220357714 |  | node_1324924_642_15361434_588 |  | AN | 0 | Residential | 5162.4+2199.173j | 0 | 0 | 0 | 0 | 0 | [24 empty] | 8103901 | no | no |  |  | no |  | 0 | 0 | 0 | 0 | 0 | 0 |  | 1 | 1 | 1 | 0 | 0 | 0
load_220357715 |  | node_1325220_563_15361557_267 |  | AN | 0 | Residential | 0 | 0 | 0 | 0 | 0 | 0 | [24 empty] | 8103901 | no | no |  |  | no |  | 0 | 0 | 0 | 0 | 0 | 0 |  | 1 | 1 | 1 | 0 | 0 | 0
load_220357717 |  | node_1325931_763_15361849_496 |  | AN | 0 | Residential | 5263.2+2242.114j | 0 | 0 | 0 | 0 | 0 | [24 empty] | 8103901 | no | no |  |  | no |  | 0 | 0 | 0 | 0 | 0 | 0 |  | 1 | 1 | 1 | 0 | 0 | 0
load_220357718 |  | node_1325670_923_15361168_869 |  | AN | 0 | Residential | 11008.8+4689.729j | 0 | 0 | 0 | 0 | 0 | [24 empty] | 8103901 | no | no |  |  | no |  | 0 | 0 | 0 | 0 | 0 | 0 |  | 1 | 1 | 1 | 0 | 0 | 0
load_220357719 |  | node_1326317_885_15361777_878 |  | AN | 0 | Residential | 2253.6+960.03j | 0 | 0 | 0 | 0 | 0 | [24 empty] | 8103901 | no | no |  |  | no |  | 0 | 0 | 0 | 0 | 0 | 0 |  | 1 | 1 | 1 | 0 | 0 | 0
load_220357720 |  | node_1326156_481_15362287_234 |  | AN | 0 | Residential | 6537.6+2785.006j | 0 | 0 | 0 | 0 | 0 | [24 empty] | 8103901 | no | no |  |  | no |  | 0 | 0 | 0 | 0 | 0 | 0 |  | 1 | 1 | 1 | 0 | 0 | 0
load_220357721 |  | node_1326633_48_15362570_914 |  | AN | 0 | Residential | 9568.8+4076.292j | 0 | 0 | 0 | 0 | 0 | [24 empty] | 8103901 | no | no |  |  | no |  | 0 | 0 | 0 | 0 | 0 | 0 |  | 1 | 1 | 1 | 0 | 0 | 0
load_220357722 |  | node_1326866_315_15362432_183 |  | AN | 0 | Other | 0 | 0 | 0 | 0 | 0 | 0 | [24 empty] | 8103901 | no | no |  |  | no |  | 0 | 0 | 0 | 0 | 0 | 0 |  | 1 | 1 | 1 | 0 | 0 | 0
load_220357723 |  | node_1322438_849_15360839_73 |  | AN | 0 | Residential | 18014.4+7674.102j | 0 | 0 | 0 | 0 | 0 | [24 empty] | 8103901 | no | no |  |  | no |  | 0 | 0 | 0 | 0 | 0 | 0 |  | 1 | 1 | 1 | 0 | 0 | 0
load_220357724 |  | node_1327890_544_15363388_752 |  | AN | 0 | Residential | 35006.4+14912.664j | 0 | 0 | 0 | 0 | 0 | [24 empty] | 8103901 | no | no |  |  | no |  | 0 | 0 | 0 | 0 | 0 | 0 |  | 1 | 1 | 1 | 0 | 0 | 0
load_220357725 |  | node_1328426_882_15362288_632 |  | AN | 0 | Residential | 763.2+325.122j | 0 | 0 | 0 | 0 | 0 | [24 empty] | 8103901 | no | no |  |  | no |  | 0 | 0 | 0 | 0 | 0 | 0 |  | 1 | 1 | 1 | 0 | 0 | 0
load_220357726 |  | node_1329686_219_15362481_294 |  | AN | 0 | Residential | 4564.8+1944.597j | 0 | 0 | 0 | 0 | 0 | [24 empty] | 8103901 | no | no |  |  | no |  | 0 | 0 | 0 | 0 | 0 | 0 |  | 1 | 1 | 1 | 0 | 0 | 0
load_220357727 |  | node_1322677_745_15360843_026 |  | AN | 0 | Residential | 3686.4+1570.4j | 0 | 0 | 0 | 0 | 0 | [24 empty] | 8103901 | no | no |  |  | no |  | 0 | 0 | 0 | 0 | 0 | 0 |  | 1 | 1 | 1 | 0 | 0 | 0
load_220357728 |  | node_1322928_191_15360846_596 |  | AN | 0 | Residential | 7106.4+3027.314j | 0 | 0 | 0 | 0 | 0 | [24 empty] | 8103901 | no | no |  |  | no |  | 0 | 0 | 0 | 0 | 0 | 0 |  | 1 | 1 | 1 | 0 | 0 | 0
load_220357729 |  | node_1323228_039_15360909_756 |  | AN | 0 | Residential | 1476+628.773j | 0 | 0 | 0 | 0 | 0 | [24 empty] | 8103901 | no | no |  |  | no |  | 0 | 0 | 0 | 0 | 0 | 0 |  | 1 | 1 | 1 | 0 | 0 | 0
load_220357730 |  | node_1324052_856_15361079_843 |  | AN | 0 | Residential | 5328+2269.718j | 0 | 0 | 0 | 0 | 0 | [24 empty] | 8103901 | no | no |  |  | no |  | 0 | 0 | 0 | 0 | 0 | 0 |  | 1 | 1 | 1 | 0 | 0 | 0
load_220357731 |  | node_1324341_041_15361200_053 |  | AN | 0 | Residential | 3542.4+1509.056j | 0 | 0 | 0 | 0 | 0 | [24 empty] | 8103901 | no | no |  |  | no |  | 0 | 0 | 0 | 0 | 0 | 0 |  | 1 | 1 | 1 | 0 | 0 | 0
load_220357744 |  | node_1318136_027_15364767_769 |  | AN | 0 | Residential | 432+184.031j | 0 | 0 | 0 | 0 | 0 | [24 empty] | 8103901 | no | no |  |  | no |  | 0 | 0 | 0 | 0 | 0 | 0 |  | 1 | 1 | 1 | 0 | 0 | 0
load_220357745 |  | node_1317864_815_15366884_374 |  | AN | 0 | Residential | 8366.4+3564.071j | 0 | 0 | 0 | 0 | 0 | [24 empty] | 8103901 | no | no |  |  | no |  | 0 | 0 | 0 | 0 | 0 | 0 |  | 1 | 1 | 1 | 0 | 0 | 0
load_220357746 |  | node_1318284_91_15366158_442 |  | AN | 0 | Residential | 3340.8+1423.175j | 0 | 0 | 0 | 0 | 0 | [24 empty] | 8103901 | no | no |  |  | no |  | 0 | 0 | 0 | 0 | 0 | 0 |  | 1 | 1 | 1 | 0 | 0 | 0
load_220357747 |  | node_1318300_175_15366507_523 |  | AN | 0 | Other | 0 | 0 | 0 | 0 | 0 | 0 | [24 empty] | 8103901 | no | no |  |  | no |  | 0 | 0 | 0 | 0 | 0 | 0 |  | 1 | 1 | 1 | 0 | 0 | 0
load_220357748 |  | node_1318278_953_15366821_515 |  | AN | 0 | Residential | 8244+3511.929j | 0 | 0 | 0 | 0 | 0 | [24 empty] | 8103901 | no | no |  |  | no |  | 0 | 0 | 0 | 0 | 0 | 0 |  | 1 | 1 | 1 | 0 | 0 | 0
load_220357749 |  | node_1317888_385_15365408_986 |  | AN | 0 | Residential | 11260.8+4797.081j | 0 | 0 | 0 | 0 | 0 | [24 empty] | 8103901 | no | no |  |  | no |  | 0 | 0 | 0 | 0 | 0 | 0 |  | 1 | 1 | 1 | 0 | 0 | 0
load_220357750 |  | node_1318422_403_15367081_332 |  | AN | 0 | Residential | 17683.2+7533.012j | 0 | 0 | 0 | 0 | 0 | [24 empty] | 8103901 | no | no |  |  | no |  | 0 | 0 | 0 | 0 | 0 | 0 |  | 1 | 1 | 1 | 0 | 0 | 0
load_220357751 |  | node_1317665_111_15363642_153 |  | AN | 0 | Residential | 36216+15427.951j | 0 | 0 | 0 | 0 | 0 | [24 empty] | 8103901 | no | no |  |  | no |  | 0 | 0 | 0 | 0 | 0 | 0 |  | 1 | 1 | 1 | 0 | 0 | 0
load_220357752 |  | node_1317382_959_15363752_105 |  | AN | 0 | Residential | 32436+13817.678j | 0 | 0 | 0 | 0 | 0 | [24 empty] | 8103901 | no | no |  |  | no |  | 0 | 0 | 0 | 0 | 0 | 0 |  | 1 | 1 | 1 | 0 | 0 | 0
load_220357753 |  | node_1317026_239_15363830_658 |  | AN | 0 | Residential | 15480+6594.452j | 0 | 0 | 0 | 0 | 0 | [24 empty] | 8103901 | no | no |  |  | no |  | 0 | 0 | 0 | 0 | 0 | 0 |  | 1 | 1 | 1 | 0 | 0 | 0
load_220357754 |  | node_1337082_502_15363050_379 |  | AN | 0 | Other | 0 | 0 | 0 | 0 | 0 | 0 | [24 empty] | 8103901 | no | no |  |  | no |  | 0 | 0 | 0 | 0 | 0 | 0 |  | 1 | 1 | 1 | 0 | 0 | 0
load_220357755 |  | node_1337488_856_15363452_848 |  | AN | 0 | Other | 0 | 0 | 0 | 0 | 0 | 0 | [24 empty] | 8103901 | no | no |  |  | no |  | 0 | 0 | 0 | 0 | 0 | 0 |  | 1 | 1 | 1 | 0 | 0 | 0
load_220357756 |  | node_1303325_815_15368693_875 |  | AN | 0 | Residential | 19922.4+8486.907j | 0 | 0 | 0 | 0 | 0 | [24 empty] | 8103901 | no | no |  |  | no |  | 0 | 0 | 0 | 0 | 0 | 0 |  | 1 | 1 | 1 | 0 | 0 | 0
load_220357757 |  | node_1303565_785_15369055_904 |  | AN | 0 | Residential | 10972.8+4674.393j | 0 | 0 | 0 | 0 | 0 | [24 empty] | 8103901 | no | no |  |  | no |  | 0 | 0 | 0 | 0 | 0 | 0 |  | 1 | 1 | 1 | 0 | 0 | 0
load_220357758 |  | node_1303950_361_15368637_59 |  | AN | 0 | Residential | 4420.8+1883.253j | 0 | 0 | 0 | 0 | 0 | [24 empty] | 8103901 | no | no |  |  | no |  | 0 | 0 | 0 | 0 | 0 | 0 |  | 1 | 1 | 1 | 0 | 0 | 0
load_220357759 |  | node_1304251_611_15368658_563 |  | AN | 0 | Residential | 3024+1288.219j | 0 | 0 | 0 | 0 | 0 | [24 empty] | 8103901 | no | no |  |  | no |  | 0 | 0 | 0 | 0 | 0 | 0 |  | 1 | 1 | 1 | 0 | 0 | 0
load_220357761 |  | node_1307785_288_15369777_249 |  | AN | 0 | Other | 0 | 0 | 0 | 0 | 0 | 0 | [24 empty] | 8103901 | no | no |  |  | no |  | 0 | 0 | 0 | 0 | 0 | 0 |  | 1 | 1 | 1 | 0 | 0 | 0
load_220357762 |  | node_1309035_389_15370155_897 |  | AN | 0 | Residential | 6631.2+2824.879j | 0 | 0 | 0 | 0 | 0 | [24 empty] | 8103901 | no | no |  |  | no |  | 0 | 0 | 0 | 0 | 0 | 0 |  | 1 | 1 | 1 | 0 | 0 | 0
load_220357763 |  | node_1309286_592_15370209_672 |  | AN | 0 | Residential | 5515.2+2349.465j | 0 | 0 | 0 | 0 | 0 | [24 empty] | 8103901 | no | no |  |  | no |  | 0 | 0 | 0 | 0 | 0 | 0 |  | 1 | 1 | 1 | 0 | 0 | 0
load_220357764 |  | node_1309967_789_15370356_915 |  | AN | 0 | Residential | 2577.6+1098.053j | 0 | 0 | 0 | 0 | 0 | [24 empty] | 8103901 | no | no |  |  | no |  | 0 | 0 | 0 | 0 | 0 | 0 |  | 1 | 1 | 1 | 0 | 0 | 0
load_220357765 |  | node_1327556_317_15370276_319 |  | AN | 0 | Residential | 468+199.367j | 0 | 0 | 0 | 0 | 0 | [24 empty] | 8103901 | no | no |  |  | no |  | 0 | 0 | 0 | 0 | 0 | 0 |  | 1 | 1 | 1 | 0 | 0 | 0
load_220357766 |  | node_1328095_334_15370120_213 |  | AN | 0 | Residential | 6897.6+2938.365j | 0 | 0 | 0 | 0 | 0 | [24 empty] | 8103901 | no | no |  |  | no |  | 0 | 0 | 0 | 0 | 0 | 0 |  | 1 | 1 | 1 | 0 | 0 | 0
load_220357767 |  | node_1328308_456_15369877_558 |  | AN | 0 | Residential | 22118.4+9422.399j | 0 | 0 | 0 | 0 | 0 | [24 empty] | 8103901 | no | no |  |  | no |  | 0 | 0 | 0 | 0 | 0 | 0 |  | 1 | 1 | 1 | 0 | 0 | 0
load_220357768 |  | node_1336968_511_15361606_484 |  | AN | 0 | Residential | 25797.6+10989.732j | 0 | 0 | 0 | 0 | 0 | [24 empty] | 8103901 | no | no |  |  | no |  | 0 | 0 | 0 | 0 | 0 | 0 |  | 1 | 1 | 1 | 0 | 0 | 0
load_220357770 |  | node_1335772_747_15369013_226 |  | AN | 0 | Residential | 9367.2+3990.41j | 0 | 0 | 0 | 0 | 0 | [24 empty] | 8103901 | no | no |  |  | no |  | 0 | 0 | 0 | 0 | 0 | 0 |  | 1 | 1 | 1 | 0 | 0 | 0
load_220357771 |  | node_1335920_775_15369316_57 |  | AN | 0 | Residential | 6804+2898.492j | 0 | 0 | 0 | 0 | 0 | [24 empty] | 8103901 | no | no |  |  | no |  | 0 | 0 | 0 | 0 | 0 | 0 |  | 1 | 1 | 1 | 0 | 0 | 0
load_220357773 |  | node_1335041_216_15369287_405 |  | AN | 0 | Residential | 31456.8+13400.541j | 0 | 0 | 0 | 0 | 0 | [24 empty] | 8103901 | no | no |  |  | no |  | 0 | 0 | 0 | 0 | 0 | 0 |  | 1 | 1 | 1 | 0 | 0 | 0
load_220357774 |  | node_1312782_779_15364031_774 |  | AN | 0 | Residential | 345.6+147.225j | 0 | 0 | 0 | 0 | 0 | [24 empty] | 8103901 | no | no |  |  | no |  | 0 | 0 | 0 | 0 | 0 | 0 |  | 1 | 1 | 1 | 0 | 0 | 0
load_220357775 |  | node_1315511_736_15364091_022 |  | AN | 0 | Residential | 11592+4938.171j | 0 | 0 | 0 | 0 | 0 | [24 empty] | 8103901 | no | no |  |  | no |  | 0 | 0 | 0 | 0 | 0 | 0 |  | 1 | 1 | 1 | 0 | 0 | 0
load_220357776 |  | node_1325364_75_15358798_95 |  | AN | 0 | Residential | 5522.4+2352.533j | 0 | 0 | 0 | 0 | 0 | [24 empty] | 8103901 | no | no |  |  | no |  | 0 | 0 | 0 | 0 | 0 | 0 |  | 1 | 1 | 1 | 0 | 0 | 0
load_220357777 |  | node_1325562_856_15358457_593 |  | AN | 0 | Residential | 0 | 0 | 0 | 0 | 0 | 0 | [24 empty] | 8103901 | no | no |  |  | no |  | 0 | 0 | 0 | 0 | 0 | 0 |  | 1 | 1 | 1 | 0 | 0 | 0
load_220357778 |  | node_1324315_931_15360306_824 |  | AN | 0 | Residential | 2721.6+1159.397j | 0 | 0 | 0 | 0 | 0 | [24 empty] | 8103901 | no | no |  |  | no |  | 0 | 0 | 0 | 0 | 0 | 0 |  | 1 | 1 | 1 | 0 | 0 | 0
load_220357779 |  | node_1324678_203_15359637_178 |  | AN | 0 | Residential | 1764+751.461j | 0 | 0 | 0 | 0 | 0 | [24 empty] | 8103901 | no | no |  |  | no |  | 0 | 0 | 0 | 0 | 0 | 0 |  | 1 | 1 | 1 | 0 | 0 | 0
load_220357780 |  | node_1317642_718_15372137_951 |  | AN | 0 | Residential | 3412.8+1453.847j | 0 | 0 | 0 | 0 | 0 | [24 empty] | 8103901 | no | no |  |  | no |  | 0 | 0 | 0 | 0 | 0 | 0 |  | 1 | 1 | 1 | 0 | 0 | 0
load_220357781 |  | node_1317724_486_15371917_629 |  | AN | 0 | Residential | 1504.8+641.042j | 0 | 0 | 0 | 0 | 0 | [24 empty] | 8103901 | no | no |  |  | no |  | 0 | 0 | 0 | 0 | 0 | 0 |  | 1 | 1 | 1 | 0 | 0 | 0
load_220357782 |  | node_1317896_816_15371203_831 |  | AN | 0 | Residential | 16718.4+7122.009j | 0 | 0 | 0 | 0 | 0 | [24 empty] | 8103901 | no | no |  |  | no |  | 0 | 0 | 0 | 0 | 0 | 0 |  | 1 | 1 | 1 | 0 | 0 | 0
load_220357783 |  | node_1319550_423_15379629_058 |  | AN | 0 | Other | 0 | 0 | 0 | 0 | 0 | 0 | [24 empty] | 8103901 | no | no |  |  | no |  | 0 | 0 | 0 | 0 | 0 | 0 |  | 1 | 1 | 1 | 0 | 0 | 0
load_220357784 |  | node_1320257_594_15379451_659 |  | AN | 0 | Residential | 4312.8+1837.245j | 0 | 0 | 0 | 0 | 0 | [24 empty] | 8103901 | no | no |  |  | no |  | 0 | 0 | 0 | 0 | 0 | 0 |  | 1 | 1 | 1 | 0 | 0 | 0
load_220357786 |  | node_1328600_302_15367665_646 |  | AN | 0 | Residential | 27129.6+11557.161j | 0 | 0 | 0 | 0 | 0 | [24 empty] | 8103901 | no | no |  |  | no |  | 0 | 0 | 0 | 0 | 0 | 0 |  | 1 | 1 | 1 | 0 | 0 | 0
load_220357787 |  | node_1328764_134_15367533_108 |  | AN | 0 | Residential | 0 | 0 | 0 | 0 | 0 | 0 | [24 empty] | 8103901 | no | no |  |  | no |  | 0 | 0 | 0 | 0 | 0 | 0 |  | 1 | 1 | 1 | 0 | 0 | 0
load_220357788 |  | node_1326969_687_15368724_609 |  | AN | 0 | Residential | 2232+950.828j | 0 | 0 | 0 | 0 | 0 | [24 empty] | 8103901 | no | no |  |  | no |  | 0 | 0 | 0 | 0 | 0 | 0 |  | 1 | 1 | 1 | 0 | 0 | 0
load_220357789 |  | node_1327409_535_15368717_007 |  | AN | 0 | Residential | 2232+950.828j | 0 | 0 | 0 | 0 | 0 | [24 empty] | 8103901 | no | no |  |  | no |  | 0 | 0 | 0 | 0 | 0 | 0 |  | 1 | 1 | 1 | 0 | 0 | 0
load_220357790 |  | node_1327244_802_15367964_991 |  | AN | 0 | Residential | 11174.4+4760.274j | 0 | 0 | 0 | 0 | 0 | [24 empty] | 8103901 | no | no |  |  | no |  | 0 | 0 | 0 | 0 | 0 | 0 |  | 1 | 1 | 1 | 0 | 0 | 0
load_220357791 |  | node_1309570_937_15364420_049 |  | AN | 0 | Residential | 10267.2+4373.809j | 0 | 0 | 0 | 0 | 0 | [24 empty] | 8103901 | no | no |  |  | no |  | 0 | 0 | 0 | 0 | 0 | 0 |  | 1 | 1 | 1 | 0 | 0 | 0
load_220357793 |  | node_1335787_35_15372871_182 |  | AN | 0 | Residential | 13946.4+5941.142j | 0 | 0 | 0 | 0 | 0 | [24 empty] | 8103901 | no | no |  |  | no |  | 0 | 0 | 0 | 0 | 0 | 0 |  | 1 | 1 | 1 | 0 | 0 | 0
load_220357794 |  | node_1310381_235_15362029_914 |  | AN | 0 | Residential | 15948+6793.82j | 0 | 0 | 0 | 0 | 0 | [24 empty] | 8103901 | no | no |  |  | no |  | 0 | 0 | 0 | 0 | 0 | 0 |  | 1 | 1 | 1 | 0 | 0 | 0
load_220357795 |  | node_1311124_689_15361976_634 |  | AN | 0 | Other | 0 | 0 | 0 | 0 | 0 | 0 | [24 empty] | 8103901 | no | no |  |  | no |  | 0 | 0 | 0 | 0 | 0 | 0 |  | 1 | 1 | 1 | 0 | 0 | 0
load_220357796 |  | node_1311866_197_15361489_587 |  | AN | 0 | Residential | 3110.4+1325.025j | 0 | 0 | 0 | 0 | 0 | [24 empty] | 8103901 | no | no |  |  | no |  | 0 | 0 | 0 | 0 | 0 | 0 |  | 1 | 1 | 1 | 0 | 0 | 0
load_220357798 |  | node_1309578_885_15369924_373 |  | AN | 0 | Residential | 2822.4+1202.337j | 0 | 0 | 0 | 0 | 0 | [24 empty] | 8103901 | no | no |  |  | no |  | 0 | 0 | 0 | 0 | 0 | 0 |  | 1 | 1 | 1 | 0 | 0 | 0
load_220357799 |  | node_1309132_571_15369666_627 |  | AN | 0 | Residential | 6969.6+2969.037j | 0 | 0 | 0 | 0 | 0 | [24 empty] | 8103901 | no | no |  |  | no |  | 0 | 0 | 0 | 0 | 0 | 0 |  | 1 | 1 | 1 | 0 | 0 | 0
load_220357800 |  | node_1310402_968_15368325_605 |  | AN | 0 | Residential | 11721.6+4993.381j | 0 | 0 | 0 | 0 | 0 | [24 empty] | 8103901 | no | no |  |  | no |  | 0 | 0 | 0 | 0 | 0 | 0 |  | 1 | 1 | 1 | 0 | 0 | 0
load_220357801 |  | node_1309578_192_15367079_104 |  | AN | 0 | Residential | 23464.8+9995.963j | 0 | 0 | 0 | 0 | 0 | [24 empty] | 8103901 | no | no |  |  | no |  | 0 | 0 | 0 | 0 | 0 | 0 |  | 1 | 1 | 1 | 0 | 0 | 0
load_220357802 |  | node_1309939_883_15365900_084 |  | AN | 0 | Residential | 11448+4876.828j | 0 | 0 | 0 | 0 | 0 | [24 empty] | 8103901 | no | no |  |  | no |  | 0 | 0 | 0 | 0 | 0 | 0 |  | 1 | 1 | 1 | 0 | 0 | 0
load_220357803 |  | node_1310314_942_15362962_549 |  | AN | 0 | Residential | 15876+6763.148j | 0 | 0 | 0 | 0 | 0 | [24 empty] | 8103901 | no | no |  |  | no |  | 0 | 0 | 0 | 0 | 0 | 0 |  | 1 | 1 | 1 | 0 | 0 | 0
load_220357804 |  | node_1309593_185_15362049_65 |  | AN | 0 | Residential | 4334.4+1846.447j | 0 | 0 | 0 | 0 | 0 | [24 empty] | 8103901 | no | no |  |  | no |  | 0 | 0 | 0 | 0 | 0 | 0 |  | 1 | 1 | 1 | 0 | 0 | 0
load_220357805 |  | node_1309456_15361744_58 |  | AN | 0 | Residential | 4629.6+1972.201j | 0 | 0 | 0 | 0 | 0 | [24 empty] | 8103901 | no | no |  |  | no |  | 0 | 0 | 0 | 0 | 0 | 0 |  | 1 | 1 | 1 | 0 | 0 | 0
load_220357806 |  | node_1307503_018_15360359_892 |  | AN | 0 | Residential | 6105.6+2600.975j | 0 | 0 | 0 | 0 | 0 | [24 empty] | 8103901 | no | no |  |  | no |  | 0 | 0 | 0 | 0 | 0 | 0 |  | 1 | 1 | 1 | 0 | 0 | 0
load_220358275 |  | node_1327014_319_15351661_265 |  | AN | 0 | Residential | 11095.2+4726.535j | 0 | 0 | 0 | 0 | 0 | [24 empty] | 8103901 | no | no |  |  | no |  | 0 | 0 | 0 | 0 | 0 | 0 |  | 1 | 1 | 1 | 0 | 0 | 0
load_220358276 |  | node_1327362_649_15352495_16 |  | AN | 0 | Residential | 26438.4+11262.711j | 0 | 0 | 0 | 0 | 0 | [24 empty] | 8103901 | no | no |  |  | no |  | 0 | 0 | 0 | 0 | 0 | 0 |  | 1 | 1 | 1 | 0 | 0 | 0
load_220358277 |  | node_1327375_867_15352831_781 |  | AN | 0 | Residential | 63072+26868.559j | 0 | 0 | 0 | 0 | 0 | [24 empty] | 8103901 | no | no |  |  | no |  | 0 | 0 | 0 | 0 | 0 | 0 |  | 1 | 1 | 1 | 0 | 0 | 0
load_220358279 |  | node_1327454_462_15353638_342 |  | AN | 0 | Residential | 3751.2+1598.005j | 0 | 0 | 0 | 0 | 0 | [24 empty] | 8103901 | no | no |  |  | no |  | 0 | 0 | 0 | 0 | 0 | 0 |  | 1 | 1 | 1 | 0 | 0 | 0
load_220358280 |  | node_1327931_832_15354948_923 |  | AN | 0 | Residential | 21254.4+9054.336j | 0 | 0 | 0 | 0 | 0 | [24 empty] | 8103901 | no | no |  |  | no |  | 0 | 0 | 0 | 0 | 0 | 0 |  | 1 | 1 | 1 | 0 | 0 | 0
load_220358281 |  | node_1328073_075_15355072_602 |  | AN | 0 | Residential | 18777.6+7999.224j | 0 | 0 | 0 | 0 | 0 | [24 empty] | 8103901 | no | no |  |  | no |  | 0 | 0 | 0 | 0 | 0 | 0 |  | 1 | 1 | 1 | 0 | 0 | 0
load_220358282 |  | node_1327807_871_15355503_48 |  | AN | 0 | Residential | 14198.4+6048.493j | 0 | 0 | 0 | 0 | 0 | [24 empty] | 8103901 | no | no |  |  | no |  | 0 | 0 | 0 | 0 | 0 | 0 |  | 1 | 1 | 1 | 0 | 0 | 0
load_220358283 |  | node_1328258_395_15355840_539 |  | AN | 0 | Residential | 4032+1717.625j | 0 | 0 | 0 | 0 | 0 | [24 empty] | 8103901 | no | no |  |  | no |  | 0 | 0 | 0 | 0 | 0 | 0 |  | 1 | 1 | 1 | 0 | 0 | 0
load_220358284 |  | node_1328019_95_15356327_953 |  | AN | 0 | Residential | 4010.4+1708.423j | 0 | 0 | 0 | 0 | 0 | [24 empty] | 8103901 | no | no |  |  | no |  | 0 | 0 | 0 | 0 | 0 | 0 |  | 1 | 1 | 1 | 0 | 0 | 0
load_220358286 |  | node_1328841_611_15358067_553 |  | AN | 0 | Residential | 4284+1824.976j | 0 | 0 | 0 | 0 | 0 | [24 empty] | 8103901 | no | no |  |  | no |  | 0 | 0 | 0 | 0 | 0 | 0 |  | 1 | 1 | 1 | 0 | 0 | 0
load_220358289 |  | node_1328569_62_15356832_972 |  | AN | 0 | Residential | 8460+3603.945j | 0 | 0 | 0 | 0 | 0 | [24 empty] | 8103901 | no | no |  |  | no |  | 0 | 0 | 0 | 0 | 0 | 0 |  | 1 | 1 | 1 | 0 | 0 | 0
load_220358290 |  | node_1328650_394_15356688_184 |  | AN | 0 | Residential | 12924+5505.601j | 0 | 0 | 0 | 0 | 0 | [24 empty] | 8103901 | no | no |  |  | no |  | 0 | 0 | 0 | 0 | 0 | 0 |  | 1 | 1 | 1 | 0 | 0 | 0
load_220358291 |  | node_1334069_943_15356806_811 |  | AN | 0 | Other | 0 | 0 | 0 | 0 | 0 | 0 | [24 empty] | 8103901 | no | no |  |  | no |  | 0 | 0 | 0 | 0 | 0 | 0 |  | 1 | 1 | 1 | 0 | 0 | 0
load_220358292 |  | node_1334965_379_15356671_832 |  | AN | 0 | Residential | 8985.6+3827.85j | 0 | 0 | 0 | 0 | 0 | [24 empty] | 8103901 | no | no |  |  | no |  | 0 | 0 | 0 | 0 | 0 | 0 |  | 1 | 1 | 1 | 0 | 0 | 0
load_220358293 |  | node_1329336_181_15356713_759 |  | AN | 0 | Residential | 230.4+98.15j | 0 | 0 | 0 | 0 | 0 | [24 empty] | 8103901 | no | no |  |  | no |  | 0 | 0 | 0 | 0 | 0 | 0 |  | 1 | 1 | 1 | 0 | 0 | 0
load_220358294 |  | node_1329701_463_15356831_058 |  | AN | 0 | Residential | 18820.8+8017.627j | 0 | 0 | 0 | 0 | 0 | [24 empty] | 8103901 | no | no |  |  | no |  | 0 | 0 | 0 | 0 | 0 | 0 |  | 1 | 1 | 1 | 0 | 0 | 0
load_220358295 |  | node_1330258_499_15356845_566 |  | AN | 0 | Residential | 2772+1180.867j | 0 | 0 | 0 | 0 | 0 | [24 empty] | 8103901 | no | no |  |  | no |  | 0 | 0 | 0 | 0 | 0 | 0 |  | 1 | 1 | 1 | 0 | 0 | 0
load_220358296 |  | node_1330488_679_15356717_763 |  | AN | 0 | Residential | 2757.6+1174.733j | 0 | 0 | 0 | 0 | 0 | [24 empty] | 8103901 | no | no |  |  | no |  | 0 | 0 | 0 | 0 | 0 | 0 |  | 1 | 1 | 1 | 0 | 0 | 0
load_220358297 |  | node_1330690_107_15356789_601 |  | AN | 0 | Residential | 7732.8+3294.159j | 0 | 0 | 0 | 0 | 0 | [24 empty] | 8103901 | no | no |  |  | no |  | 0 | 0 | 0 | 0 | 0 | 0 |  | 1 | 1 | 1 | 0 | 0 | 0
load_220358298 |  | node_1331655_424_15356812_603 |  | AN | 0 | Residential | 1605.6+683.983j | 0 | 0 | 0 | 0 | 0 | [24 empty] | 8103901 | no | no |  |  | no |  | 0 | 0 | 0 | 0 | 0 | 0 |  | 1 | 1 | 1 | 0 | 0 | 0
load_220358327 |  | node_1342317_209_15357241_071 |  | AN | 0 | Residential | 14486.4+6171.181j | 0 | 0 | 0 | 0 | 0 | [24 empty] | 8103901 | no | no |  |  | no |  | 0 | 0 | 0 | 0 | 0 | 0 |  | 1 | 1 | 1 | 0 | 0 | 0
load_220358328 |  | node_1342632_623_15356717_472 |  | AN | 0 | Residential | 5810.4+2475.22j | 0 | 0 | 0 | 0 | 0 | [24 empty] | 8103901 | no | no |  |  | no |  | 0 | 0 | 0 | 0 | 0 | 0 |  | 1 | 1 | 1 | 0 | 0 | 0
load_220358329 |  | node_1342977_725_15356258_276 |  | AN | 0 | Residential | 6076.8+2588.706j | 0 | 0 | 0 | 0 | 0 | [24 empty] | 8103901 | no | no |  |  | no |  | 0 | 0 | 0 | 0 | 0 | 0 |  | 1 | 1 | 1 | 0 | 0 | 0
load_220358330 |  | node_1343050_12_15356143_632 |  | AN | 0 | Residential | 9626.4+4100.829j | 0 | 0 | 0 | 0 | 0 | [24 empty] | 8103901 | no | no |  |  | no |  | 0 | 0 | 0 | 0 | 0 | 0 |  | 1 | 1 | 1 | 0 | 0 | 0
load_220358331 |  | node_1343229_691_15355858_699 |  | AN | 0 | NonResidential | 1000+425.998j | 0 | 0 | 0 | 0 | 0 | [24 empty] | 8103901 | no | no |  |  | no |  | 0 | 0 | 0 | 0 | 0 | 0 |  | 1 | 1 | 1 | 0 | 0 | 0
load_220358332 |  | node_1343360_675_15355648_167 |  | AN | 0 | Residential | 9590.4+4085.493j | 0 | 0 | 0 | 0 | 0 | [24 empty] | 8103901 | no | no |  |  | no |  | 0 | 0 | 0 | 0 | 0 | 0 |  | 1 | 1 | 1 | 0 | 0 | 0
load_220358333 |  | node_1343657_119_15355482_153 |  | AN | 0 | Residential | 30542.4+13011.008j | 0 | 0 | 0 | 0 | 0 | [24 empty] | 8103901 | no | no |  |  | no |  | 0 | 0 | 0 | 0 | 0 | 0 |  | 1 | 1 | 1 | 0 | 0 | 0
load_220358334 |  | node_1343746_851_15355186_096 |  | AN | 0 | Residential | 23119.2+9848.738j | 0 | 0 | 0 | 0 | 0 | [24 empty] | 8103901 | no | no |  |  | no |  | 0 | 0 | 0 | 0 | 0 | 0 |  | 1 | 1 | 1 | 0 | 0 | 0
load_220358335 |  | node_1343973_944_15354841_004 |  | AN | 0 | Residential | 3312+1410.906j | 0 | 0 | 0 | 0 | 0 | [24 empty] | 8103901 | no | no |  |  | no |  | 0 | 0 | 0 | 0 | 0 | 0 |  | 1 | 1 | 1 | 0 | 0 | 0
load_220358357 |  | node_1342943_541_15355847_03 |  | AN | 0 | Residential | 21067.2+8974.59j | 0 | 0 | 0 | 0 | 0 | [24 empty] | 8103901 | no | no |  |  | no |  | 0 | 0 | 0 | 0 | 0 | 0 |  | 1 | 1 | 1 | 0 | 0 | 0
load_220358358 |  | node_1337821_173_15356189_503 |  | AN | 0 | Residential | 2188.8+932.425j | 0 | 0 | 0 | 0 | 0 | [24 empty] | 8103901 | no | no |  |  | no |  | 0 | 0 | 0 | 0 | 0 | 0 |  | 1 | 1 | 1 | 0 | 0 | 0
load_220358359 |  | node_1337050_295_15356221_907 |  | AN | 0 | Residential | 6069.6+2585.639j | 0 | 0 | 0 | 0 | 0 | [24 empty] | 8103901 | no | no |  |  | no |  | 0 | 0 | 0 | 0 | 0 | 0 |  | 1 | 1 | 1 | 0 | 0 | 0
load_220358360 |  | node_1335681_494_15356630_668 |  | AN | 0 | Residential | 4500+1916.992j | 0 | 0 | 0 | 0 | 0 | [24 empty] | 8103901 | no | no |  |  | no |  | 0 | 0 | 0 | 0 | 0 | 0 |  | 1 | 1 | 1 | 0 | 0 | 0
load_220358361 |  | node_1341589_752_15355977_984 |  | AN | 0 | Residential | 18828+8020.694j | 0 | 0 | 0 | 0 | 0 | [24 empty] | 8103901 | no | no |  |  | no |  | 0 | 0 | 0 | 0 | 0 | 0 |  | 1 | 1 | 1 | 0 | 0 | 0
load_220358362 |  | node_1341252_299_15356058_556 |  | AN | 0 | Residential | 21816+9293.577j | 0 | 0 | 0 | 0 | 0 | [24 empty] | 8103901 | no | no |  |  | no |  | 0 | 0 | 0 | 0 | 0 | 0 |  | 1 | 1 | 1 | 0 | 0 | 0
load_220358364 |  | node_1340744_148_15356123_853 |  | AN | 0 | Residential | 15400.8+6560.713j | 0 | 0 | 0 | 0 | 0 | [24 empty] | 8103901 | no | no |  |  | no |  | 0 | 0 | 0 | 0 | 0 | 0 |  | 1 | 1 | 1 | 0 | 0 | 0
load_220358365 |  | node_1340514_793_15356234_286 |  | AN | 0 | Residential | 4168.8+1775.901j | 0 | 0 | 0 | 0 | 0 | [24 empty] | 8103901 | no | no |  |  | no |  | 0 | 0 | 0 | 0 | 0 | 0 |  | 1 | 1 | 1 | 0 | 0 | 0
load_220358367 |  | node_1340909_525_15350805_564 |  | AN | 0 | NonResidential | 1000+425.998j | 0 | 0 | 0 | 0 | 0 | [24 empty] | 8103901 | no | no |  |  | no |  | 0 | 0 | 0 | 0 | 0 | 0 |  | 1 | 1 | 1 | 0 | 0 | 0
load_220358368 |  | node_1341094_497_15349772_932 |  | AN | 0 | Other | 0 | 0 | 0 | 0 | 0 | 0 | [24 empty] | 8103901 | no | no |  |  | no |  | 0 | 0 | 0 | 0 | 0 | 0 |  | 1 | 1 | 1 | 0 | 0 | 0
load_220358369 |  | node_1341834_378_15347943_173 |  | AN | 0 | Residential | 8942.4+3809.446j | 0 | 0 | 0 | 0 | 0 | [24 empty] | 8103901 | no | no |  |  | no |  | 0 | 0 | 0 | 0 | 0 | 0 |  | 1 | 1 | 1 | 0 | 0 | 0
load_220358370 |  | node_1341609_175_15347282_24 |  | AN | 0 | Residential | 2980.8+1269.815j | 0 | 0 | 0 | 0 | 0 | [24 empty] | 8103901 | no | no |  |  | no |  | 0 | 0 | 0 | 0 | 0 | 0 |  | 1 | 1 | 1 | 0 | 0 | 0
load_220358374 |  | node_1340531_367_15353601_733 |  | AN | 0 | Residential | 31672.8+13492.556j | 0 | 0 | 0 | 0 | 0 | [24 empty] | 8103901 | no | no |  |  | no |  | 0 | 0 | 0 | 0 | 0 | 0 |  | 1 | 1 | 1 | 0 | 0 | 0
load_220358616 |  | node_1343520_046_15355883_128 |  | AN | 0 | Residential | 9892.8+4214.315j | 0 | 0 | 0 | 0 | 0 | [24 empty] | 8103901 | no | no |  |  | no |  | 0 | 0 | 0 | 0 | 0 | 0 |  | 1 | 1 | 1 | 0 | 0 | 0
load_220358618 |  | node_1343978_498_15355856_602 |  | AN | 0 | Residential | 2116.8+901.753j | 0 | 0 | 0 | 0 | 0 | [24 empty] | 8103901 | no | no |  |  | no |  | 0 | 0 | 0 | 0 | 0 | 0 |  | 1 | 1 | 1 | 0 | 0 | 0
load_220358619 |  | node_1344220_663_15355859_768 |  | AN | 0 | Residential | 7128+3036.515j | 0 | 0 | 0 | 0 | 0 | [24 empty] | 8103901 | no | no |  |  | no |  | 0 | 0 | 0 | 0 | 0 | 0 |  | 1 | 1 | 1 | 0 | 0 | 0
load_220358862 |  | node_1343505_453_15356230_754 |  | AN | 0 | Other | 0 | 0 | 0 | 0 | 0 | 0 | [24 empty] | 8103901 | no | no |  |  | no |  | 0 | 0 | 0 | 0 | 0 | 0 |  | 1 | 1 | 1 | 0 | 0 | 0
load_220358863 |  | node_1343585_229_15356599_624 |  | AN | 0 | Residential | 2743.2+1168.598j | 0 | 0 | 0 | 0 | 0 | [24 empty] | 8103901 | no | no |  |  | no |  | 0 | 0 | 0 | 0 | 0 | 0 |  | 1 | 1 | 1 | 0 | 0 | 0
load_220358864 |  | node_1344083_137_15357122_981 |  | AN | 0 | Residential | 36273.6+15452.489j | 0 | 0 | 0 | 0 | 0 | [24 empty] | 8103901 | no | no |  |  | no |  | 0 | 0 | 0 | 0 | 0 | 0 |  | 1 | 1 | 1 | 0 | 0 | 0
load_220358865 |  | node_1344882_009_15357888_345 |  | AN | 0 | Residential | 9273.6+3950.537j | 0 | 0 | 0 | 0 | 0 | [24 empty] | 8103901 | no | no |  |  | no |  | 0 | 0 | 0 | 0 | 0 | 0 |  | 1 | 1 | 1 | 0 | 0 | 0
load_220362961 |  | node_1323546_062_15380216_343 |  | AN | 0 | Residential | 7452+3174.539j | 0 | 0 | 0 | 0 | 0 | [24 empty] | 8103901 | no | no |  |  | no |  | 0 | 0 | 0 | 0 | 0 | 0 |  | 1 | 1 | 1 | 0 | 0 | 0
load_220362962 |  | node_1323601_863_15380778_832 |  | AN | 0 | Residential | 2253.6+960.03j | 0 | 0 | 0 | 0 | 0 | [24 empty] | 8103901 | no | no |  |  | no |  | 0 | 0 | 0 | 0 | 0 | 0 |  | 1 | 1 | 1 | 0 | 0 | 0
load_220362963 |  | node_1323986_986_15380807_162 |  | AN | 0 | Residential | 7833.6+3337.1j | 0 | 0 | 0 | 0 | 0 | [24 empty] | 8103901 | no | no |  |  | no |  | 0 | 0 | 0 | 0 | 0 | 0 |  | 1 | 1 | 1 | 0 | 0 | 0
load_220362965 |  | node_1323722_55_15381083_457 |  | AN | 0 | Residential | 5040+2147.031j | 0 | 0 | 0 | 0 | 0 | [24 empty] | 8103901 | no | no |  |  | no |  | 0 | 0 | 0 | 0 | 0 | 0 |  | 1 | 1 | 1 | 0 | 0 | 0
load_220362966 |  | node_1323760_661_15381455_503 |  | AN | 0 | Residential | 4363.2+1858.715j | 0 | 0 | 0 | 0 | 0 | [24 empty] | 8103901 | no | no |  |  | no |  | 0 | 0 | 0 | 0 | 0 | 0 |  | 1 | 1 | 1 | 0 | 0 | 0
load_220363084 |  | node_1314124_137_15380035_87 |  | AN | 0 | Residential | 2332.8+993.769j | 0 | 0 | 0 | 0 | 0 | [24 empty] | 8103901 | no | no |  |  | no |  | 0 | 0 | 0 | 0 | 0 | 0 |  | 1 | 1 | 1 | 0 | 0 | 0
load_220363086 |  | node_1312479_251_15381586_77 |  | AN | 0 | Residential | 9360+3987.343j | 0 | 0 | 0 | 0 | 0 | [24 empty] | 8103901 | no | no |  |  | no |  | 0 | 0 | 0 | 0 | 0 | 0 |  | 1 | 1 | 1 | 0 | 0 | 0
load_220363087 |  | node_1312263_586_15381837_775 |  | AN | 0 | Residential | 9036+3849.32j | 0 | 0 | 0 | 0 | 0 | [24 empty] | 8103901 | no | no |  |  | no |  | 0 | 0 | 0 | 0 | 0 | 0 |  | 1 | 1 | 1 | 0 | 0 | 0
load_220363089 |  | node_1311138_494_15383133_537 |  | AN | 0 | Residential | 1137.6+484.616j | 0 | 0 | 0 | 0 | 0 | [24 empty] | 8103901 | no | no |  |  | no |  | 0 | 0 | 0 | 0 | 0 | 0 |  | 1 | 1 | 1 | 0 | 0 | 0
load_220363090 |  | node_1311496_143_15383082_943 |  | AN | 0 | Residential | 12420+5290.898j | 0 | 0 | 0 | 0 | 0 | [24 empty] | 8103901 | no | no |  |  | no |  | 0 | 0 | 0 | 0 | 0 | 0 |  | 1 | 1 | 1 | 0 | 0 | 0
load_220363091 |  | node_1309135_204_15383712_02 |  | AN | 0 | Residential | 3340.8+1423.175j | 0 | 0 | 0 | 0 | 0 | [24 empty] | 8103901 | no | no |  |  | no |  | 0 | 0 | 0 | 0 | 0 | 0 |  | 1 | 1 | 1 | 0 | 0 | 0
load_220363092 |  | node_1308805_911_15383832_262 |  | AN | 0 | Residential | 12830.4+5465.728j | 0 | 0 | 0 | 0 | 0 | [24 empty] | 8103901 | no | no |  |  | no |  | 0 | 0 | 0 | 0 | 0 | 0 |  | 1 | 1 | 1 | 0 | 0 | 0
load_220363093 |  | node_1308444_094_15384118_339 |  | AN | 0 | Other | 0 | 0 | 0 | 0 | 0 | 0 | [24 empty] | 8103901 | no | no |  |  | no |  | 0 | 0 | 0 | 0 | 0 | 0 |  | 1 | 1 | 1 | 0 | 0 | 0
load_220363094 |  | node_1308473_233_15384472_288 |  | AN | 0 | Residential | 6127.2+2610.176j | 0 | 0 | 0 | 0 | 0 | [24 empty] | 8103901 | no | no |  |  | no |  | 0 | 0 | 0 | 0 | 0 | 0 |  | 1 | 1 | 1 | 0 | 0 | 0
load_220363095 |  | node_1307844_453_15384093_709 |  | AN | 0 | Residential | 11001.6+4686.662j | 0 | 0 | 0 | 0 | 0 | [24 empty] | 8103901 | no | no |  |  | no |  | 0 | 0 | 0 | 0 | 0 | 0 |  | 1 | 1 | 1 | 0 | 0 | 0
load_220363096 |  | node_1305962_311_15384780_622 |  | AN | 0 | Other | 0 | 0 | 0 | 0 | 0 | 0 | [24 empty] | 8103901 | no | no |  |  | no |  | 0 | 0 | 0 | 0 | 0 | 0 |  | 1 | 1 | 1 | 0 | 0 | 0
load_220363097 |  | node_1305616_012_15384220_542 |  | AN | 0 | Residential | 5385.6+2294.256j | 0 | 0 | 0 | 0 | 0 | [24 empty] | 8103901 | no | no |  |  | no |  | 0 | 0 | 0 | 0 | 0 | 0 |  | 1 | 1 | 1 | 0 | 0 | 0
load_220363098 |  | node_1305636_016_15383806_016 |  | AN | 0 | Residential | 13557.6+5775.513j | 0 | 0 | 0 | 0 | 0 | [24 empty] | 8103901 | no | no |  |  | no |  | 0 | 0 | 0 | 0 | 0 | 0 |  | 1 | 1 | 1 | 0 | 0 | 0
load_220363099 |  | node_1317858_425_15380325_783 |  | AN | 0 | Residential | 9151.2+3898.395j | 0 | 0 | 0 | 0 | 0 | [24 empty] | 8103901 | no | no |  |  | no |  | 0 | 0 | 0 | 0 | 0 | 0 |  | 1 | 1 | 1 | 0 | 0 | 0
load_220363100 |  | node_1317529_021_15381098_026 |  | AN | 0 | Residential | 2390.4+1018.306j | 0 | 0 | 0 | 0 | 0 | [24 empty] | 8103901 | no | no |  |  | no |  | 0 | 0 | 0 | 0 | 0 | 0 |  | 1 | 1 | 1 | 0 | 0 | 0
load_220363101 |  | node_1317603_505_15380934_633 |  | AN | 0 | Residential | 31636.8+13477.22j | 0 | 0 | 0 | 0 | 0 | [24 empty] | 8103901 | no | no |  |  | no |  | 0 | 0 | 0 | 0 | 0 | 0 |  | 1 | 1 | 1 | 0 | 0 | 0
load_220363102 |  | node_1317830_146_15380690_709 |  | AN | 0 | Residential | 7365.6+3137.732j | 0 | 0 | 0 | 0 | 0 | [24 empty] | 8103901 | no | no |  |  | no |  | 0 | 0 | 0 | 0 | 0 | 0 |  | 1 | 1 | 1 | 0 | 0 | 0
load_220363103 |  | node_1317127_078_15381117_022 |  | AN | 0 | Residential | 6969.6+2969.037j | 0 | 0 | 0 | 0 | 0 | [24 empty] | 8103901 | no | no |  |  | no |  | 0 | 0 | 0 | 0 | 0 | 0 |  | 1 | 1 | 1 | 0 | 0 | 0
load_220363105 |  | node_1315713_944_15383625_943 |  | AN | 0 | Residential | 5580+2377.07j | 0 | 0 | 0 | 0 | 0 | [24 empty] | 8103901 | no | no |  |  | no |  | 0 | 0 | 0 | 0 | 0 | 0 |  | 1 | 1 | 1 | 0 | 0 | 0
load_220363106 |  | node_1315767_354_15385000_544 |  | AN | 0 | NonResidential | 1144.8+487.683j | 0 | 0 | 0 | 0 | 0 | [24 empty] | 8103901 | no | no |  |  | no |  | 0 | 0 | 0 | 0 | 0 | 0 |  | 1 | 1 | 1 | 0 | 0 | 0
load_220363107 |  | node_1315796_478_15385961_807 |  | AN | 0 | NonResidential | 770.4+328.189j | 0 | 0 | 0 | 0 | 0 | [24 empty] | 8103901 | no | no |  |  | no |  | 0 | 0 | 0 | 0 | 0 | 0 |  | 1 | 1 | 1 | 0 | 0 | 0
load_220363108 |  | node_1315934_065_15386502_366 |  | AN | 0 | Residential | 83937.6+35757.268j | 0 | 0 | 0 | 0 | 0 | [24 empty] | 8103901 | no | no |  |  | no |  | 0 | 0 | 0 | 0 | 0 | 0 |  | 1 | 1 | 1 | 0 | 0 | 0
load_220363109 |  | node_1315995_212_15386845_326 |  | AN | 0 | NonResidential | 7000+2981.988j | 0 | 0 | 0 | 0 | 0 | [24 empty] | 8103901 | no | no |  |  | no |  | 0 | 0 | 0 | 0 | 0 | 0 |  | 1 | 1 | 1 | 0 | 0 | 0
load_220363110 |  | node_1315583_317_15383300_604 |  | AN | 0 | Residential | 25394.4+10817.969j | 0 | 0 | 0 | 0 | 0 | [24 empty] | 8103901 | no | no |  |  | no |  | 0 | 0 | 0 | 0 | 0 | 0 |  | 1 | 1 | 1 | 0 | 0 | 0
load_220363111 |  | node_1318772_642_15385014_62 |  | AN | 0 | Residential | 12348+5260.226j | 0 | 0 | 0 | 0 | 0 | [24 empty] | 8103901 | no | no |  |  | no |  | 0 | 0 | 0 | 0 | 0 | 0 |  | 1 | 1 | 1 | 0 | 0 | 0
load_220363112 |  | node_1319237_104_15384725_788 |  | AN | 0 | Other | 0 | 0 | 0 | 0 | 0 | 0 | [24 empty] | 8103901 | no | no |  |  | no |  | 0 | 0 | 0 | 0 | 0 | 0 |  | 1 | 1 | 1 | 0 | 0 | 0
load_220363113 |  | node_1319282_296_15385937_034 |  | AN | 0 | Residential | 7891.2+3361.637j | 0 | 0 | 0 | 0 | 0 | [24 empty] | 8103901 | no | no |  |  | no |  | 0 | 0 | 0 | 0 | 0 | 0 |  | 1 | 1 | 1 | 0 | 0 | 0
load_220363114 |  | node_1319241_245_15386273_951 |  | AN | 0 | Residential | 7833.6+3337.1j | 0 | 0 | 0 | 0 | 0 | [24 empty] | 8103901 | no | no |  |  | no |  | 0 | 0 | 0 | 0 | 0 | 0 |  | 1 | 1 | 1 | 0 | 0 | 0
load_220363115 |  | node_1319269_305_15386849_123 |  | AN | 0 | Residential | 10483.2+4465.824j | 0 | 0 | 0 | 0 | 0 | [24 empty] | 8103901 | no | no |  |  | no |  | 0 | 0 | 0 | 0 | 0 | 0 |  | 1 | 1 | 1 | 0 | 0 | 0
load_220363116 |  | node_1316147_453_15387410_871 |  | AN | 0 | NonResidential | 8000+3407.986j | 0 | 0 | 0 | 0 | 0 | [24 empty] | 8103901 | no | no |  |  | no |  | 0 | 0 | 0 | 0 | 0 | 0 |  | 1 | 1 | 1 | 0 | 0 | 0
load_220363118 |  | node_1316635_401_15387389_276 |  | AN | 0 | NonResidential | 9000+3833.984j | 0 | 0 | 0 | 0 | 0 | [24 empty] | 8103901 | no | no |  |  | no |  | 0 | 0 | 0 | 0 | 0 | 0 |  | 1 | 1 | 1 | 0 | 0 | 0
load_220363119 |  | node_1316546_983_15387003_368 |  | AN | 0 | NonResidential | 6000+2555.989j | 0 | 0 | 0 | 0 | 0 | [24 empty] | 8103901 | no | no |  |  | no |  | 0 | 0 | 0 | 0 | 0 | 0 |  | 1 | 1 | 1 | 0 | 0 | 0
load_220363120 |  | node_1316566_404_15386998_722 |  | BN | 0 | NonResidential | 0 | 6000+2555.989j | 0 | 0 | 0 | 0 | [24 empty] | 8103901 | no | no |  |  | no |  | 0 | 0 | 0 | 0 | 0 | 0 |  | 1 | 1 | 1 | 0 | 0 | 0
load_220363121 |  | node_1316529_16_15387014_643 |  | CN | 0 | NonResidential | 0 | 0 | 6000+2555.989j | 0 | 0 | 0 | [24 empty] | 8103901 | no | no |  |  | no |  | 0 | 0 | 0 | 0 | 0 | 0 |  | 1 | 1 | 1 | 0 | 0 | 0
load_220363122 |  | node_1315731_542_15387296_38 |  | AN | 0 | NonResidential | 22000+9371.961j | 0 | 0 | 0 | 0 | 0 | [24 empty] | 8103901 | no | no |  |  | no |  | 0 | 0 | 0 | 0 | 0 | 0 |  | 1 | 1 | 1 | 0 | 0 | 0
load_220363123 |  | node_1315715_605_15387280_462 |  | AN | 0 | NonResidential | 22000+9371.961j | 0 | 0 | 0 | 0 | 0 | [24 empty] | 8103901 | no | no |  |  | no |  | 0 | 0 | 0 | 0 | 0 | 0 |  | 1 | 1 | 1 | 0 | 0 | 0
load_220363124 |  | node_1315562_383_15387057 |  | AN | 0 | Residential | 26978.4+11492.75j | 0 | 0 | 0 | 0 | 0 | [24 empty] | 8103901 | no | no |  |  | no |  | 0 | 0 | 0 | 0 | 0 | 0 |  | 1 | 1 | 1 | 0 | 0 | 0
load_220363125 |  | node_1315837_254_15387050_365 |  | AN | 0 | NonResidential | 6000+2555.989j | 0 | 0 | 0 | 0 | 0 | [24 empty] | 8103901 | no | no |  |  | no |  | 0 | 0 | 0 | 0 | 0 | 0 |  | 1 | 1 | 1 | 0 | 0 | 0
load_220363126 |  | node_1316479_001_15386840_724 |  | AN | 0 | Residential | 48808.8+20792.462j | 0 | 0 | 0 | 0 | 0 | [24 empty] | 8103901 | no | no |  |  | no |  | 0 | 0 | 0 | 0 | 0 | 0 |  | 1 | 1 | 1 | 0 | 0 | 0
load_220363127 |  | node_1316314_146_15386423_55 |  | AN | 0 | Residential | 86004+36637.551j | 0 | 0 | 0 | 0 | 0 | [24 empty] | 8103901 | no | no |  |  | no |  | 0 | 0 | 0 | 0 | 0 | 0 |  | 1 | 1 | 1 | 0 | 0 | 0
load_220363128 |  | node_1314598_357_15387671_123 |  | AN | 0 | Residential | 13917.6+5928.873j | 0 | 0 | 0 | 0 | 0 | [24 empty] | 8103901 | no | no |  |  | no |  | 0 | 0 | 0 | 0 | 0 | 0 |  | 1 | 1 | 1 | 0 | 0 | 0
load_220363129 |  | node_1314714_329_15387058_921 |  | AN | 0 | Residential | 9244.8+3938.268j | 0 | 0 | 0 | 0 | 0 | [24 empty] | 8103901 | no | no |  |  | no |  | 0 | 0 | 0 | 0 | 0 | 0 |  | 1 | 1 | 1 | 0 | 0 | 0
load_220363130 |  | node_1314269_608_15387859_672 |  | AN | 0 | Residential | 20685.6+8812.029j | 0 | 0 | 0 | 0 | 0 | [24 empty] | 8103901 | no | no |  |  | no |  | 0 | 0 | 0 | 0 | 0 | 0 |  | 1 | 1 | 1 | 0 | 0 | 0
load_220363131 |  | node_1313982_814_15387991_253 |  | AN | 0 | Residential | 6314.4+2689.923j | 0 | 0 | 0 | 0 | 0 | [24 empty] | 8103901 | no | no |  |  | no |  | 0 | 0 | 0 | 0 | 0 | 0 |  | 1 | 1 | 1 | 0 | 0 | 0
load_220363132 |  | node_1313761_1_15388250_187 |  | AN | 0 | Residential | 3722.4+1585.736j | 0 | 0 | 0 | 0 | 0 | [24 empty] | 8103901 | no | no |  |  | no |  | 0 | 0 | 0 | 0 | 0 | 0 |  | 1 | 1 | 1 | 0 | 0 | 0
load_220363133 |  | node_1313516_331_15388362_675 |  | AN | 0 | Other | 0 | 0 | 0 | 0 | 0 | 0 | [24 empty] | 8103901 | no | no |  |  | no |  | 0 | 0 | 0 | 0 | 0 | 0 |  | 1 | 1 | 1 | 0 | 0 | 0
load_220363134 |  | node_1313353_874_15388939_075 |  | AN | 0 | Residential | 3175.2+1352.63j | 0 | 0 | 0 | 0 | 0 | [24 empty] | 8103901 | no | no |  |  | no |  | 0 | 0 | 0 | 0 | 0 | 0 |  | 1 | 1 | 1 | 0 | 0 | 0
load_220363135 |  | node_1313085_768_15389241_98 |  | AN | 0 | Residential | 6422.4+2735.931j | 0 | 0 | 0 | 0 | 0 | [24 empty] | 8103901 | no | no |  |  | no |  | 0 | 0 | 0 | 0 | 0 | 0 |  | 1 | 1 | 1 | 0 | 0 | 0
load_220363138 |  | node_1311800_731_15390631_872 |  | AN | 0 | Residential | 37188+15842.022j | 0 | 0 | 0 | 0 | 0 | [24 empty] | 8103901 | no | no |  |  | no |  | 0 | 0 | 0 | 0 | 0 | 0 |  | 1 | 1 | 1 | 0 | 0 | 0
load_220363139 |  | node_1311450_576_15390810_833 |  | AN | 0 | Residential | 38649.6+16464.661j | 0 | 0 | 0 | 0 | 0 | [24 empty] | 8103901 | no | no |  |  | no |  | 0 | 0 | 0 | 0 | 0 | 0 |  | 1 | 1 | 1 | 0 | 0 | 0
load_220363140 |  | node_1311583_983_15391147_777 |  | AN | 0 | Residential | 34156.8+14550.736j | 0 | 0 | 0 | 0 | 0 | [24 empty] | 8103901 | no | no |  |  | no |  | 0 | 0 | 0 | 0 | 0 | 0 |  | 1 | 1 | 1 | 0 | 0 | 0
load_220363141 |  | node_1315476_226_15386734_216 |  | AN | 0 | Residential | 47592+20274.107j | 0 | 0 | 0 | 0 | 0 | [24 empty] | 8103901 | no | no |  |  | no |  | 0 | 0 | 0 | 0 | 0 | 0 |  | 1 | 1 | 1 | 0 | 0 | 0
load_220363142 |  | node_1315219_769_15387098_816 |  | AN | 0 | Residential | 17805.6+7585.154j | 0 | 0 | 0 | 0 | 0 | [24 empty] | 8103901 | no | no |  |  | no |  | 0 | 0 | 0 | 0 | 0 | 0 |  | 1 | 1 | 1 | 0 | 0 | 0
load_220363143 |  | node_1316602_839_15388239_496 |  | AN | 0 | NonResidential | 0 | 0 | 0 | 0 | 0 | 0 | [24 empty] | 8103901 | no | no |  |  | no |  | 0 | 0 | 0 | 0 | 0 | 0 |  | 1 | 1 | 1 | 0 | 0 | 0
load_220363144 |  | node_1316278_749_15388524_425 |  | AN | 0 | Residential | 5853.6+2493.623j | 0 | 0 | 0 | 0 | 0 | [24 empty] | 8103901 | no | no |  |  | no |  | 0 | 0 | 0 | 0 | 0 | 0 |  | 1 | 1 | 1 | 0 | 0 | 0
load_220363145 |  | node_1316326_819_15388923_11 |  | AN | 0 | Residential | 5392.8+2297.323j | 0 | 0 | 0 | 0 | 0 | [24 empty] | 8103901 | no | no |  |  | no |  | 0 | 0 | 0 | 0 | 0 | 0 |  | 1 | 1 | 1 | 0 | 0 | 0
load_220363146 |  | node_1316038_264_15387130_438 |  | AN | 0 | Residential | 46166.4+19666.804j | 0 | 0 | 0 | 0 | 0 | [24 empty] | 8103901 | no | no |  |  | no |  | 0 | 0 | 0 | 0 | 0 | 0 |  | 1 | 1 | 1 | 0 | 0 | 0
load_220363147 |  | node_1316108_7_15387819_566 |  | AN | 0 | Residential | 55591.2+23681.752j | 0 | 0 | 0 | 0 | 0 | [24 empty] | 8103901 | no | no |  |  | no |  | 0 | 0 | 0 | 0 | 0 | 0 |  | 1 | 1 | 1 | 0 | 0 | 0
load_220363148 |  | node_1316274_637_15387959_657 |  | AN | 0 | NonResidential | 8000+3407.986j | 0 | 0 | 0 | 0 | 0 | [24 empty] | 8103901 | no | no |  |  | no |  | 0 | 0 | 0 | 0 | 0 | 0 |  | 1 | 1 | 1 | 0 | 0 | 0
load_220363159 |  | node_1304122_009_15381024_428 |  | AN | 0 | Residential | 72+30.672j | 0 | 0 | 0 | 0 | 0 | [24 empty] | 8103901 | no | no |  |  | no |  | 0 | 0 | 0 | 0 | 0 | 0 |  | 1 | 1 | 1 | 0 | 0 | 0
load_220363160 |  | node_1304359_705_15381982_512 |  | AN | 0 | Residential | 4622.4+1969.134j | 0 | 0 | 0 | 0 | 0 | [24 empty] | 8103901 | no | no |  |  | no |  | 0 | 0 | 0 | 0 | 0 | 0 |  | 1 | 1 | 1 | 0 | 0 | 0
load_220363163 |  | node_1307026_089_15381596_241 |  | AN | 0 | Residential | 3499.2+1490.653j | 0 | 0 | 0 | 0 | 0 | [24 empty] | 8103901 | no | no |  |  | no |  | 0 | 0 | 0 | 0 | 0 | 0 |  | 1 | 1 | 1 | 0 | 0 | 0
load_220363164 |  | node_1308064_755_15383737_374 |  | AN | 0 | Residential | 2851.2+1214.606j | 0 | 0 | 0 | 0 | 0 | [24 empty] | 8103901 | no | no |  |  | no |  | 0 | 0 | 0 | 0 | 0 | 0 |  | 1 | 1 | 1 | 0 | 0 | 0
load_220363165 |  | node_1308013_87_15383441_65 |  | AN | 0 | Residential | 10821.6+4609.982j | 0 | 0 | 0 | 0 | 0 | [24 empty] | 8103901 | no | no |  |  | no |  | 0 | 0 | 0 | 0 | 0 | 0 |  | 1 | 1 | 1 | 0 | 0 | 0
load_220363166 |  | node_1307684_35_15383300_242 |  | AN | 0 | Residential | 6832.8+2910.761j | 0 | 0 | 0 | 0 | 0 | [24 empty] | 8103901 | no | no |  |  | no |  | 0 | 0 | 0 | 0 | 0 | 0 |  | 1 | 1 | 1 | 0 | 0 | 0
load_220363167 |  | node_1307544_397_15382692_996 |  | AN | 0 | Residential | 5968.8+2542.698j | 0 | 0 | 0 | 0 | 0 | [24 empty] | 8103901 | no | no |  |  | no |  | 0 | 0 | 0 | 0 | 0 | 0 |  | 1 | 1 | 1 | 0 | 0 | 0
load_220363172 |  | node_1304971_531_15379512_578 |  | AN | 0 | Residential | 17179.2+7318.309j | 0 | 0 | 0 | 0 | 0 | [24 empty] | 8103901 | no | no |  |  | no |  | 0 | 0 | 0 | 0 | 0 | 0 |  | 1 | 1 | 1 | 0 | 0 | 0
load_220435415 |  | node_1322080_34_15377206_463 |  | AN | 0 | Residential | 13687.2+5830.723j | 0 | 0 | 0 | 0 | 0 | [24 empty] | 8103901 | no | no |  |  | no |  | 0 | 0 | 0 | 0 | 0 | 0 |  | 1 | 1 | 1 | 0 | 0 | 0
load_220439457 |  | node_1343673_12_15355891_058 |  | AN | 0 | Residential | 12578.4+5358.376j | 0 | 0 | 0 | 0 | 0 | [24 empty] | 8103901 | no | no |  |  | no |  | 0 | 0 | 0 | 0 | 0 | 0 |  | 1 | 1 | 1 | 0 | 0 | 0
load_220439520 |  | node_1325428_119_15361638_487 |  | AN | 0 | Residential | 1180.8+503.019j | 0 | 0 | 0 | 0 | 0 | [24 empty] | 8103901 | no | no |  |  | no |  | 0 | 0 | 0 | 0 | 0 | 0 |  | 1 | 1 | 1 | 0 | 0 | 0
load_220439710 |  | node_1311788_342_15388827_245 |  | AN | 0 | Residential | 396+168.695j | 0 | 0 | 0 | 0 | 0 | [24 empty] | 8103901 | no | no |  |  | no |  | 0 | 0 | 0 | 0 | 0 | 0 |  | 1 | 1 | 1 | 0 | 0 | 0
load_220439717 |  | node_1315478_935_15362569_426 |  | AN | 0 | Residential | 4478.4+1907.79j | 0 | 0 | 0 | 0 | 0 | [24 empty] | 8103901 | no | no |  |  | no |  | 0 | 0 | 0 | 0 | 0 | 0 |  | 1 | 1 | 1 | 0 | 0 | 0
load_220439824 |  | node_1340948_994_15356099_429 |  | AN | 0 | Residential | 5738.4+2444.548j | 0 | 0 | 0 | 0 | 0 | [24 empty] | 8103901 | no | no |  |  | no |  | 0 | 0 | 0 | 0 | 0 | 0 |  | 1 | 1 | 1 | 0 | 0 | 0
load_220440299 |  | node_1314076_992_15365060_346 |  | AN | 0 | Other | 0 | 0 | 0 | 0 | 0 | 0 | [24 empty] | 8103901 | no | no |  |  | no |  | 0 | 0 | 0 | 0 | 0 | 0 |  | 1 | 1 | 1 | 0 | 0 | 0
load_220474135 |  | node_1325977_062_15369022_59 |  | AN | 0 | Residential | 1044+444.742j | 0 | 0 | 0 | 0 | 0 | [24 empty] | 8103901 | no | no |  |  | no |  | 0 | 0 | 0 | 0 | 0 | 0 |  | 1 | 1 | 1 | 0 | 0 | 0
load_220474970 |  | node_1329776_82_15359027_488 |  | AN | 0 | Residential | 14666.4+6247.86j | 0 | 0 | 0 | 0 | 0 | [24 empty] | 8103901 | no | no |  |  | no |  | 0 | 0 | 0 | 0 | 0 | 0 |  | 1 | 1 | 1 | 0 | 0 | 0
load_220492079 |  | node_1331126_86_15364138_197 |  | AN | 0 | Residential | 6840+2913.828j | 0 | 0 | 0 | 0 | 0 | [24 empty] | 8103901 | no | no |  |  | no |  | 0 | 0 | 0 | 0 | 0 | 0 |  | 1 | 1 | 1 | 0 | 0 | 0
load_220499152 |  | node_1313624_932_15380265_421 |  | AN | 0 | Residential | 4795.2+2042.747j | 0 | 0 | 0 | 0 | 0 | [24 empty] | 8103901 | no | no |  |  | no |  | 0 | 0 | 0 | 0 | 0 | 0 |  | 1 | 1 | 1 | 0 | 0 | 0
load_220500907 |  | node_1308241_803_15361186_371 |  | AN | 0 | Residential | 7660.8+3263.487j | 0 | 0 | 0 | 0 | 0 | [24 empty] | 8103901 | no | no |  |  | no |  | 0 | 0 | 0 | 0 | 0 | 0 |  | 1 | 1 | 1 | 0 | 0 | 0
load_220518327 |  | node_1316049_119_15383286_778 |  | AN | 0 | Residential | 12686.4+5404.384j | 0 | 0 | 0 | 0 | 0 | [24 empty] | 8103901 | no | no |  |  | no |  | 0 | 0 | 0 | 0 | 0 | 0 |  | 1 | 1 | 1 | 0 | 0 | 0
load_220521408 |  | node_1307477_511_15373456_058 |  | AN | 0 | Residential | 21369.6+9103.411j | 0 | 0 | 0 | 0 | 0 | [24 empty] | 8103901 | no | no |  |  | no |  | 0 | 0 | 0 | 0 | 0 | 0 |  | 1 | 1 | 1 | 0 | 0 | 0
load_220521912 |  | node_1312834_007_15371476_019 |  | AN | 0 | Residential | 20815.2+8867.238j | 0 | 0 | 0 | 0 | 0 | [24 empty] | 8103901 | no | no |  |  | no |  | 0 | 0 | 0 | 0 | 0 | 0 |  | 1 | 1 | 1 | 0 | 0 | 0
load_220522070 |  | node_1308023_323_15360951_132 |  | AN | 0 | Residential | 9568.8+4076.292j | 0 | 0 | 0 | 0 | 0 | [24 empty] | 8103901 | no | no |  |  | no |  | 0 | 0 | 0 | 0 | 0 | 0 |  | 1 | 1 | 1 | 0 | 0 | 0
load_220525220 |  | node_1336281_462_15369591_239 |  | AN | 0 | Other | 0 | 0 | 0 | 0 | 0 | 0 | [24 empty] | 8103901 | no | no |  |  | no |  | 0 | 0 | 0 | 0 | 0 | 0 |  | 1 | 1 | 1 | 0 | 0 | 0
load_220529392 |  | node_1308263_116_15378524_938 |  | AN | 0 | Residential | 3304.8+1407.839j | 0 | 0 | 0 | 0 | 0 | [24 empty] | 8103901 | no | no |  |  | no |  | 0 | 0 | 0 | 0 | 0 | 0 |  | 1 | 1 | 1 | 0 | 0 | 0
load_220529947 |  | node_1311101_787_15364177_736 |  | AN | 0 | Residential | 0 | 0 | 0 | 0 | 0 | 0 | [24 empty] | 8103901 | no | no |  |  | no |  | 0 | 0 | 0 | 0 | 0 | 0 |  | 1 | 1 | 1 | 0 | 0 | 0
load_220530533 |  | node_1320431_782_15373101_204 |  | ABCN | 0 | NonResidential | 122666.667+52255.781j | 122666.667+52255.781j | 122666.667+52255.781j | 0 | 0 | 0 | [24 empty] | 8103901 | no | no |  |  | no |  | 0 | 0 | 0 | 0 | 0 | 0 |  | 1 | 1 | 1 | 0 | 0 | 0
load_220530557 |  | node_1308830_776_15377160_783 |  | AN | 0 | Residential | 3441.6+1466.115j | 0 | 0 | 0 | 0 | 0 | [24 empty] | 8103901 | no | no |  |  | no |  | 0 | 0 | 0 | 0 | 0 | 0 |  | 1 | 1 | 1 | 0 | 0 | 0
load_220530692 |  | node_1329086_128_15363240_924 |  | AN | 0 | Residential | 15487.2+6597.52j | 0 | 0 | 0 | 0 | 0 | [24 empty] | 8103901 | no | no |  |  | no |  | 0 | 0 | 0 | 0 | 0 | 0 |  | 1 | 1 | 1 | 0 | 0 | 0
load_220530706 |  | node_1310429_129_15379499_116 |  | AN | 0 | Residential | 3312+1410.906j | 0 | 0 | 0 | 0 | 0 | [24 empty] | 8103901 | no | no |  |  | no |  | 0 | 0 | 0 | 0 | 0 | 0 |  | 1 | 1 | 1 | 0 | 0 | 0
load_220530779 |  | node_1334616_007_15357633_631 |  | AN | 0 | Residential | 16279.2+6934.91j | 0 | 0 | 0 | 0 | 0 | [24 empty] | 8103901 | no | no |  |  | no |  | 0 | 0 | 0 | 0 | 0 | 0 |  | 1 | 1 | 1 | 0 | 0 | 0
load_220531313 |  | node_1314255_811_15368295_9 |  | AN | 0 | Residential | 6645.6+2831.014j | 0 | 0 | 0 | 0 | 0 | [24 empty] | 8103901 | no | no |  |  | no |  | 0 | 0 | 0 | 0 | 0 | 0 |  | 1 | 1 | 1 | 0 | 0 | 0
load_220532275 |  | node_1326071_741_15353472_958 |  | AN | 0 | Residential | 10274.4+4376.876j | 0 | 0 | 0 | 0 | 0 | [24 empty] | 8103901 | no | no |  |  | no |  | 0 | 0 | 0 | 0 | 0 | 0 |  | 1 | 1 | 1 | 0 | 0 | 0
load_220532358 |  | node_1334618_397_15362068_407 |  | AN | 0 | Residential | 7876.8+3355.503j | 0 | 0 | 0 | 0 | 0 | [24 empty] | 8103901 | no | no |  |  | no |  | 0 | 0 | 0 | 0 | 0 | 0 |  | 1 | 1 | 1 | 0 | 0 | 0
load_220532430 |  | node_1310339_127_15377681_122 |  | AN | 0 | Residential | 16128+6870.499j | 0 | 0 | 0 | 0 | 0 | [24 empty] | 8103901 | no | no |  |  | no |  | 0 | 0 | 0 | 0 | 0 | 0 |  | 1 | 1 | 1 | 0 | 0 | 0
load_220534375 |  | node_1331109_992_15369764_064 |  | AN | 0 | Residential | 0 | 0 | 0 | 0 | 0 | 0 | [24 empty] | 8103901 | no | no |  |  | no |  | 0 | 0 | 0 | 0 | 0 | 0 |  | 1 | 1 | 1 | 0 | 0 | 0
load_220541595 |  | node_1319882_53_15362898_197 |  | AN | 0 | Residential | 741.6+315.92j | 0 | 0 | 0 | 0 | 0 | [24 empty] | 8103901 | no | no |  |  | no |  | 0 | 0 | 0 | 0 | 0 | 0 |  | 1 | 1 | 1 | 0 | 0 | 0
load_220547648 |  | node_1323254_154_15378371_282 |  | AN | 0 | Residential | 3002.4+1279.017j | 0 | 0 | 0 | 0 | 0 | [24 empty] | 8103901 | no | no |  |  | no |  | 0 | 0 | 0 | 0 | 0 | 0 |  | 1 | 1 | 1 | 0 | 0 | 0
load_220550838 |  | node_1326673_926_15362014_998 |  | AN | 0 | Other | 0 | 0 | 0 | 0 | 0 | 0 | [24 empty] | 8103901 | no | no |  |  | no |  | 0 | 0 | 0 | 0 | 0 | 0 |  | 1 | 1 | 1 | 0 | 0 | 0
load_220550838-L-1 |  | node_1326673_926_15362014_998 |  | AN | 0 | Residential | 0 | 0 | 0 | 0 | 0 | 0 | [24 empty] | 8103901 | no | no |  |  | no |  | 0 | 0 | 0 | 0 | 0 | 0 |  | 1 | 1 | 1 | 0 | 0 | 0
load_220551256 |  | node_1336106_385_15368047_114 |  | AN | 0 | Residential | 3427.2+1459.981j | 0 | 0 | 0 | 0 | 0 | [24 empty] | 8103901 | no | no |  |  | no |  | 0 | 0 | 0 | 0 | 0 | 0 |  | 1 | 1 | 1 | 0 | 0 | 0
load_220556907 |  | node_1319500_671_15358897_322 |  | AN | 0 | Residential | 24847.2+10584.863j | 0 | 0 | 0 | 0 | 0 | [24 empty] | 8103901 | no | no |  |  | no |  | 0 | 0 | 0 | 0 | 0 | 0 |  | 1 | 1 | 1 | 0 | 0 | 0
load_220557792 |  | node_1315229_926_15368544_437 |  | AN | 0 | Residential | 698.4+297.517j | 0 | 0 | 0 | 0 | 0 | [24 empty] | 8103901 | no | no |  |  | no |  | 0 | 0 | 0 | 0 | 0 | 0 |  | 1 | 1 | 1 | 0 | 0 | 0
load_220572979 |  | node_1332137_27_15377117_938 |  | AN | 0 | NonResidential | 1245.6+530.623j | 0 | 0 | 0 | 0 | 0 | [24 empty] | 8103901 | no | no |  |  | no |  | 0 | 0 | 0 | 0 | 0 | 0 |  | 1 | 1 | 1 | 0 | 0 | 0
load_220574445 |  | node_1304226_654_15380696_752 |  | AN | 0 | Residential | 10692+4554.773j | 0 | 0 | 0 | 0 | 0 | [24 empty] | 8103901 | no | no |  |  | no |  | 0 | 0 | 0 | 0 | 0 | 0 |  | 1 | 1 | 1 | 0 | 0 | 0
load_220575993 |  | node_1320084_244_15369122_827 |  | AN | 0 | NonResidential | 7.2+3.067j | 0 | 0 | 0 | 0 | 0 | [24 empty] | 8103901 | no | no |  |  | no |  | 0 | 0 | 0 | 0 | 0 | 0 |  | 1 | 1 | 1 | 0 | 0 | 0
load_220577903 |  | node_1331011_962_15371084_513 |  | AN | 0 | Residential | 2534.4+1079.65j | 0 | 0 | 0 | 0 | 0 | [24 empty] | 8103901 | no | no |  |  | no |  | 0 | 0 | 0 | 0 | 0 | 0 |  | 1 | 1 | 1 | 0 | 0 | 0
load_220586390 |  | node_1333781_407_15380289_262 |  | AN | 0 | Residential | 11455.2+4879.895j | 0 | 0 | 0 | 0 | 0 | [24 empty] | 8103901 | no | no |  |  | no |  | 0 | 0 | 0 | 0 | 0 | 0 |  | 1 | 1 | 1 | 0 | 0 | 0
load_220595636 |  | node_1345151_734_15359098_654 |  | AN | 0 | Other | 0 | 0 | 0 | 0 | 0 | 0 | [24 empty] | 8103901 | no | no |  |  | no |  | 0 | 0 | 0 | 0 | 0 | 0 |  | 1 | 1 | 1 | 0 | 0 | 0
load_220603139 |  | node_1305909_61_15369144_835 |  | AN | 0 | Residential | 9021.6+3843.186j | 0 | 0 | 0 | 0 | 0 | [24 empty] | 8103901 | no | no |  |  | no |  | 0 | 0 | 0 | 0 | 0 | 0 |  | 1 | 1 | 1 | 0 | 0 | 0
load_220603892 |  | node_1319756_195_15368968_709 |  | AN | 0 | Residential | 87595.2+37315.399j | 0 | 0 | 0 | 0 | 0 | [24 empty] | 8103901 | no | no |  |  | no |  | 0 | 0 | 0 | 0 | 0 | 0 |  | 1 | 1 | 1 | 0 | 0 | 0
load_220604034 |  | node_1335283_594_15369069_958 |  | AN | 0 | Residential | 12384+5275.562j | 0 | 0 | 0 | 0 | 0 | [24 empty] | 8103901 | no | no |  |  | no |  | 0 | 0 | 0 | 0 | 0 | 0 |  | 1 | 1 | 1 | 0 | 0 | 0
load_220614818 |  | node_1331114_102_15374665_639 |  | AN | 0 | Residential | 6408+2729.797j | 0 | 0 | 0 | 0 | 0 | [24 empty] | 8103901 | no | no |  |  | no |  | 0 | 0 | 0 | 0 | 0 | 0 |  | 1 | 1 | 1 | 0 | 0 | 0
load_220618628 |  | node_1323533_58_15379513_669 |  | AN | 0 | Other | 0 | 0 | 0 | 0 | 0 | 0 | [24 empty] | 8103901 | no | no |  |  | no |  | 0 | 0 | 0 | 0 | 0 | 0 |  | 1 | 1 | 1 | 0 | 0 | 0
load_220625626 |  | node_1329998_615_15359328_92 |  | AN | 0 | Residential | 15883.2+6766.215j | 0 | 0 | 0 | 0 | 0 | [24 empty] | 8103901 | no | no |  |  | no |  | 0 | 0 | 0 | 0 | 0 | 0 |  | 1 | 1 | 1 | 0 | 0 | 0
load_220628276 |  | node_1320309_965_15372761_828 |  | AN | 0 | NonResidential | 18000+7667.968j | 0 | 0 | 0 | 0 | 0 | [24 empty] | 8103901 | no | no |  |  | no |  | 0 | 0 | 0 | 0 | 0 | 0 |  | 1 | 1 | 1 | 0 | 0 | 0
load_220628277 |  | node_1320301_317_15372737_786 |  | BN | 0 | NonResidential | 0 | 18000+7667.968j | 0 | 0 | 0 | 0 | [24 empty] | 8103901 | no | no |  |  | no |  | 0 | 0 | 0 | 0 | 0 | 0 |  | 1 | 1 | 1 | 0 | 0 | 0
load_220628278 |  | node_1320322_919_15372782_088 |  | CN | 0 | NonResidential | 0 | 0 | 18000+7667.968j | 0 | 0 | 0 | [24 empty] | 8103901 | no | no |  |  | no |  | 0 | 0 | 0 | 0 | 0 | 0 |  | 1 | 1 | 1 | 0 | 0 | 0
load_220636499 |  | node_1337160_915_15370332_962 |  | AN | 0 | Residential | 2289.6+975.366j | 0 | 0 | 0 | 0 | 0 | [24 empty] | 8103901 | no | no |  |  | no |  | 0 | 0 | 0 | 0 | 0 | 0 |  | 1 | 1 | 1 | 0 | 0 | 0
load_220636504 |  | node_1309746_245_15367491_696 |  | AN | 0 | Residential | 3844.8+1637.878j | 0 | 0 | 0 | 0 | 0 | [24 empty] | 8103901 | no | no |  |  | no |  | 0 | 0 | 0 | 0 | 0 | 0 |  | 1 | 1 | 1 | 0 | 0 | 0
load_220636505 |  | node_1335402_749_15368443_179 |  | AN | 0 | Residential | 8647.2+3683.692j | 0 | 0 | 0 | 0 | 0 | [24 empty] | 8103901 | no | no |  |  | no |  | 0 | 0 | 0 | 0 | 0 | 0 |  | 1 | 1 | 1 | 0 | 0 | 0
load_220636602 |  | node_1326369_234_15368384_658 |  | AN | 0 | Residential | 36093.6+15375.809j | 0 | 0 | 0 | 0 | 0 | [24 empty] | 8103901 | no | no |  |  | no |  | 0 | 0 | 0 | 0 | 0 | 0 |  | 1 | 1 | 1 | 0 | 0 | 0
load_220647585 |  | node_1310192_001_15364142_714 |  | AN | 0 | Residential | 3636+1548.93j | 0 | 0 | 0 | 0 | 0 | [24 empty] | 8103901 | no | no |  |  | no |  | 0 | 0 | 0 | 0 | 0 | 0 |  | 1 | 1 | 1 | 0 | 0 | 0
load_220647665 |  | node_1307821_099_15360733_524 |  | AN | 0 | Residential | 4262.4+1815.775j | 0 | 0 | 0 | 0 | 0 | [24 empty] | 8103901 | no | no |  |  | no |  | 0 | 0 | 0 | 0 | 0 | 0 |  | 1 | 1 | 1 | 0 | 0 | 0
load_220647667 |  | node_1309870_814_15366111_412 |  | AN | 0 | Residential | 3268.8+1392.503j | 0 | 0 | 0 | 0 | 0 | [24 empty] | 8103901 | no | no |  |  | no |  | 0 | 0 | 0 | 0 | 0 | 0 |  | 1 | 1 | 1 | 0 | 0 | 0
load_220647670 |  | node_1310107_681_15370043_134 |  | AN | 0 | Residential | 1245.6+530.623j | 0 | 0 | 0 | 0 | 0 | [24 empty] | 8103901 | no | no |  |  | no |  | 0 | 0 | 0 | 0 | 0 | 0 |  | 1 | 1 | 1 | 0 | 0 | 0
load_220647683 |  | node_1312801_144_15371306_847 |  | AN | 0 | Other | 0 | 0 | 0 | 0 | 0 | 0 | [24 empty] | 8103901 | no | no |  |  | no |  | 0 | 0 | 0 | 0 | 0 | 0 |  | 1 | 1 | 1 | 0 | 0 | 0
load_220647684 |  | node_1310685_94_15373735_196 |  | AN | 0 | Residential | 9144+3895.328j | 0 | 0 | 0 | 0 | 0 | [24 empty] | 8103901 | no | no |  |  | no |  | 0 | 0 | 0 | 0 | 0 | 0 |  | 1 | 1 | 1 | 0 | 0 | 0
load_220647685 |  | node_1314264_829_15370051_949 |  | AN | 0 | Residential | 9496.8+4045.62j | 0 | 0 | 0 | 0 | 0 | [24 empty] | 8103901 | no | no |  |  | no |  | 0 | 0 | 0 | 0 | 0 | 0 |  | 1 | 1 | 1 | 0 | 0 | 0
load_220647686 |  | node_1309867_445_15365633_929 |  | AN | 0 | Residential | 17856+7606.624j | 0 | 0 | 0 | 0 | 0 | [24 empty] | 8103901 | no | no |  |  | no |  | 0 | 0 | 0 | 0 | 0 | 0 |  | 1 | 1 | 1 | 0 | 0 | 0
load_220647734 |  | node_1310098_701_15367459_317 |  | AN | 0 | Residential | 11109.6+4732.67j | 0 | 0 | 0 | 0 | 0 | [24 empty] | 8103901 | no | no |  |  | no |  | 0 | 0 | 0 | 0 | 0 | 0 |  | 1 | 1 | 1 | 0 | 0 | 0
load_220647762 |  | node_1310124_995_15368368_447 |  | AN | 0 | Residential | 0 | 0 | 0 | 0 | 0 | 0 | [24 empty] | 8103901 | no | no |  |  | no |  | 0 | 0 | 0 | 0 | 0 | 0 |  | 1 | 1 | 1 | 0 | 0 | 0
load_220647766 |  | node_1310103_747_15368803_957 |  | AN | 0 | Residential | 6789.6+2892.357j | 0 | 0 | 0 | 0 | 0 | [24 empty] | 8103901 | no | no |  |  | no |  | 0 | 0 | 0 | 0 | 0 | 0 |  | 1 | 1 | 1 | 0 | 0 | 0
load_220647767 |  | node_1309072_128_15361649_093 |  | AN | 0 | Residential | 8445.6+3597.811j | 0 | 0 | 0 | 0 | 0 | [24 empty] | 8103901 | no | no |  |  | no |  | 0 | 0 | 0 | 0 | 0 | 0 |  | 1 | 1 | 1 | 0 | 0 | 0
load_220647794 |  | node_1310447_414_15367380_026 |  | AN | 0 | Residential | 5673.6+2416.943j | 0 | 0 | 0 | 0 | 0 | [24 empty] | 8103901 | no | no |  |  | no |  | 0 | 0 | 0 | 0 | 0 | 0 |  | 1 | 1 | 1 | 0 | 0 | 0
load_220647843 |  | node_1311573_727_15372712_361 |  | AN | 0 | Residential | 6890.4+2935.298j | 0 | 0 | 0 | 0 | 0 | [24 empty] | 8103901 | no | no |  |  | no |  | 0 | 0 | 0 | 0 | 0 | 0 |  | 1 | 1 | 1 | 0 | 0 | 0
load_220647853 |  | node_1309641_449_15373459_591 |  | AN | 0 | Residential | 7106.4+3027.314j | 0 | 0 | 0 | 0 | 0 | [24 empty] | 8103901 | no | no |  |  | no |  | 0 | 0 | 0 | 0 | 0 | 0 |  | 1 | 1 | 1 | 0 | 0 | 0
load_220647861 |  | node_1310215_016_15367816_442 |  | AN | 0 | Residential | 309.6+131.889j | 0 | 0 | 0 | 0 | 0 | [24 empty] | 8103901 | no | no |  |  | no |  | 0 | 0 | 0 | 0 | 0 | 0 |  | 1 | 1 | 1 | 0 | 0 | 0
load_220647875 |  | node_1311397_457_15372898_623 |  | AN | 0 | Residential | 0 | 0 | 0 | 0 | 0 | 0 | [24 empty] | 8103901 | no | no |  |  | no |  | 0 | 0 | 0 | 0 | 0 | 0 |  | 1 | 1 | 1 | 0 | 0 | 0
load_220648197 |  | node_1305582_343_15369034_793 |  | AN | 0 | Residential | 10713.6+4563.974j | 0 | 0 | 0 | 0 | 0 | [24 empty] | 8103901 | no | no |  |  | no |  | 0 | 0 | 0 | 0 | 0 | 0 |  | 1 | 1 | 1 | 0 | 0 | 0
load_220648413 |  | node_1315298_356_15362831_038 |  | AN | 0 | Residential | 1454.4+619.572j | 0 | 0 | 0 | 0 | 0 | [24 empty] | 8103901 | no | no |  |  | no |  | 0 | 0 | 0 | 0 | 0 | 0 |  | 1 | 1 | 1 | 0 | 0 | 0
load_220648502 |  | node_1304184_887_15380399_084 |  | AN | 0 | NonResidential | 9000+3833.984j | 0 | 0 | 0 | 0 | 0 | [24 empty] | 8103901 | no | no |  |  | no |  | 0 | 0 | 0 | 0 | 0 | 0 |  | 1 | 1 | 1 | 0 | 0 | 0
load_220648533 |  | node_1305039_401_15379151_378 |  | AN | 0 | Other | 0 | 0 | 0 | 0 | 0 | 0 | [24 empty] | 8103901 | no | no |  |  | no |  | 0 | 0 | 0 | 0 | 0 | 0 |  | 1 | 1 | 1 | 0 | 0 | 0
load_220648546 |  | node_1308733_964_15383459_4 |  | AN | 0 | Residential | 1087.2+463.145j | 0 | 0 | 0 | 0 | 0 | [24 empty] | 8103901 | no | no |  |  | no |  | 0 | 0 | 0 | 0 | 0 | 0 |  | 1 | 1 | 1 | 0 | 0 | 0
load_220648615 |  | node_1323070_644_15378706_826 |  | AN | 0 | Residential | 4752+2024.344j | 0 | 0 | 0 | 0 | 0 | [24 empty] | 8103901 | no | no |  |  | no |  | 0 | 0 | 0 | 0 | 0 | 0 |  | 1 | 1 | 1 | 0 | 0 | 0
load_220648623 |  | node_1331733_146_15375966_533 |  | AN | 0 | Residential | 8308.8+3539.534j | 0 | 0 | 0 | 0 | 0 | [24 empty] | 8103901 | no | no |  |  | no |  | 0 | 0 | 0 | 0 | 0 | 0 |  | 1 | 1 | 1 | 0 | 0 | 0
load_220652075 |  | node_1326989_998_15367156_109 |  | AN | 0 | Other | 0 | 0 | 0 | 0 | 0 | 0 | [24 empty] | 8103901 | no | no |  |  | no |  | 0 | 0 | 0 | 0 | 0 | 0 |  | 1 | 1 | 1 | 0 | 0 | 0
load_220652100 |  | node_1330111_687_15359574_496 |  | AN | 0 | Other | 0 | 0 | 0 | 0 | 0 | 0 | [24 empty] | 8103901 | no | no |  |  | no |  | 0 | 0 | 0 | 0 | 0 | 0 |  | 1 | 1 | 1 | 0 | 0 | 0
load_220653490 |  | node_1305590_009_15379735_457 |  | AN | 0 | Residential | 9792+4171.375j | 0 | 0 | 0 | 0 | 0 | [24 empty] | 8103901 | no | no |  |  | no |  | 0 | 0 | 0 | 0 | 0 | 0 |  | 1 | 1 | 1 | 0 | 0 | 0
load_310007971 |  | node_1317779_351_15366653_433 |  | AN | 0 | Residential | 15840+6747.812j | 0 | 0 | 0 | 0 | 0 | [24 empty] | 8103901 | no | no |  |  | no |  | 0 | 0 | 0 | 0 | 0 | 0 |  | 1 | 1 | 1 | 0 | 0 | 0
load_310008632 |  | node_1343404_236_15346525_934 |  | AN | 0 | Residential | 4348.8+1852.581j | 0 | 0 | 0 | 0 | 0 | [24 empty] | 8103901 | no | no |  |  | no |  | 0 | 0 | 0 | 0 | 0 | 0 |  | 1 | 1 | 1 | 0 | 0 | 0
load_310012888 |  | node_1311890_409_15372451_914 |  | AN | 0 | Residential | 2865.6+1220.74j | 0 | 0 | 0 | 0 | 0 | [24 empty] | 8103901 | no | no |  |  | no |  | 0 | 0 | 0 | 0 | 0 | 0 |  | 1 | 1 | 1 | 0 | 0 | 0
load_310017255 |  | node_1331388_029_15369533_178 |  | AN | 0 | NonResidential | 482.4+205.502j | 0 | 0 | 0 | 0 | 0 | [24 empty] | 8103901 | no | no |  |  | no |  | 0 | 0 | 0 | 0 | 0 | 0 |  | 1 | 1 | 1 | 0 | 0 | 0
load_310017260 |  | node_1339077_914_15356011_381 |  | AN | 0 | Residential | 3520.8+1499.855j | 0 | 0 | 0 | 0 | 0 | [24 empty] | 8103901 | no | no |  |  | no |  | 0 | 0 | 0 | 0 | 0 | 0 |  | 1 | 1 | 1 | 0 | 0 | 0
load_310038720 |  | node_1345184_562_15355896_795 |  | AN | 0 | NonResidential | 1000+425.998j | 0 | 0 | 0 | 0 | 0 | [24 empty] | 8103901 | no | no |  |  | no |  | 0 | 0 | 0 | 0 | 0 | 0 |  | 1 | 1 | 1 | 0 | 0 | 0
load_310040238 |  | node_1303663_186_15377517_871 |  | AN | 0 | NonResidential | 1879.2+800.536j | 0 | 0 | 0 | 0 | 0 | [24 empty] | 8103901 | no | no |  |  | no |  | 0 | 0 | 0 | 0 | 0 | 0 |  | 1 | 1 | 1 | 0 | 0 | 0
load_310056323 |  | node_1316191_496_15372162_746 |  | AN | 0 | Residential | 21888+9324.249j | 0 | 0 | 0 | 0 | 0 | [24 empty] | 8103901 | no | no |  |  | no |  | 0 | 0 | 0 | 0 | 0 | 0 |  | 1 | 1 | 1 | 0 | 0 | 0
load_310056324 |  | node_1310772_135_15362412_106 |  | AN | 0 | Other | 0 | 0 | 0 | 0 | 0 | 0 | [24 empty] | 8103901 | no | no |  |  | no |  | 0 | 0 | 0 | 0 | 0 | 0 |  | 1 | 1 | 1 | 0 | 0 | 0
load_310059727 |  | node_1331154_82_15364553_133 |  | AN | 0 | Other | 0 | 0 | 0 | 0 | 0 | 0 | [24 empty] | 8103901 | no | no |  |  | no |  | 0 | 0 | 0 | 0 | 0 | 0 |  | 1 | 1 | 1 | 0 | 0 | 0
load_310059793 |  | node_1331159_911_15376637_973 |  | AN | 0 | Residential | 3823.2+1628.676j | 0 | 0 | 0 | 0 | 0 | [24 empty] | 8103901 | no | no |  |  | no |  | 0 | 0 | 0 | 0 | 0 | 0 |  | 1 | 1 | 1 | 0 | 0 | 0
load_310059964 |  | node_1307359_677_15378420_555 |  | AN | 0 | Residential | 2361.6+1006.037j | 0 | 0 | 0 | 0 | 0 | [24 empty] | 8103901 | no | no |  |  | no |  | 0 | 0 | 0 | 0 | 0 | 0 |  | 1 | 1 | 1 | 0 | 0 | 0
load_310061274 |  | node_1331319_517_15366198_159 |  | AN | 0 | NonResidential | 259.2+110.419j | 0 | 0 | 0 | 0 | 0 | [24 empty] | 8103901 | no | no |  |  | no |  | 0 | 0 | 0 | 0 | 0 | 0 |  | 1 | 1 | 1 | 0 | 0 | 0
load_310061536 |  | node_1342395_475_15350851_691 |  | AN | 0 | NonResidential | 2188.8+932.425j | 0 | 0 | 0 | 0 | 0 | [24 empty] | 8103901 | no | no |  |  | no |  | 0 | 0 | 0 | 0 | 0 | 0 |  | 1 | 1 | 1 | 0 | 0 | 0
load_311870240 |  | node_1313647_19_15370666_259 |  | AN | 0 | Other | 0 | 0 | 0 | 0 | 0 | 0 | [24 empty] | 8103901 | no | no |  |  | no |  | 0 | 0 | 0 | 0 | 0 | 0 |  | 1 | 1 | 1 | 0 | 0 | 0
load_311896752 |  | node_1311988_279_15382061_353 |  | AN | 0 | Residential | 14256+6073.031j | 0 | 0 | 0 | 0 | 0 | [24 empty] | 8103901 | no | no |  |  | no |  | 0 | 0 | 0 | 0 | 0 | 0 |  | 1 | 1 | 1 | 0 | 0 | 0
load_311903889 |  | node_1320728_493_15359647_961 |  | AN | 0 | Residential | 5745.6+2447.615j | 0 | 0 | 0 | 0 | 0 | [24 empty] | 8103901 | no | no |  |  | no |  | 0 | 0 | 0 | 0 | 0 | 0 |  | 1 | 1 | 1 | 0 | 0 | 0
load_311904731 |  | node_1341033_935_15359051_977 |  | AN | 0 | Residential | 28022.4+11937.492j | 0 | 0 | 0 | 0 | 0 | [24 empty] | 8103901 | no | no |  |  | no |  | 0 | 0 | 0 | 0 | 0 | 0 |  | 1 | 1 | 1 | 0 | 0 | 0
load_311904774 |  | node_1314737_7_15369658_543 |  | AN | 0 | Residential | 11829.6+5039.388j | 0 | 0 | 0 | 0 | 0 | [24 empty] | 8103901 | no | no |  |  | no |  | 0 | 0 | 0 | 0 | 0 | 0 |  | 1 | 1 | 1 | 0 | 0 | 0
load_311906999 |  | node_1308812_071_15378574_652 |  | AN | 0 | Residential | 13377.6+5698.834j | 0 | 0 | 0 | 0 | 0 | [24 empty] | 8103901 | no | no |  |  | no |  | 0 | 0 | 0 | 0 | 0 | 0 |  | 1 | 1 | 1 | 0 | 0 | 0
load_311908318 |  | node_1341085_627_15351543_937 |  | AN | 0 | Other | 0 | 0 | 0 | 0 | 0 | 0 | [24 empty] | 8103901 | no | no |  |  | no |  | 0 | 0 | 0 | 0 | 0 | 0 |  | 1 | 1 | 1 | 0 | 0 | 0
load_311929455 |  | node_1324260_479_15381478_199 |  | AN | 0 | Residential | 8625.6+3674.49j | 0 | 0 | 0 | 0 | 0 | [24 empty] | 8103901 | no | no |  |  | no |  | 0 | 0 | 0 | 0 | 0 | 0 |  | 1 | 1 | 1 | 0 | 0 | 0
load_311929455-L1-1 |  | node_1324260_479_15381478_199 |  | AN | 0 | Other | 0 | 0 | 0 | 0 | 0 | 0 | [24 empty] | 8103901 | no | no |  |  | no |  | 0 | 0 | 0 | 0 | 0 | 0 |  | 1 | 1 | 1 | 0 | 0 | 0
load_311934807 |  | node_1319997_183_15370290_893 |  | AN | 0 | Other | 0 | 0 | 0 | 0 | 0 | 0 | [24 empty] | 8103901 | no | no |  |  | no |  | 0 | 0 | 0 | 0 | 0 | 0 |  | 1 | 1 | 1 | 0 | 0 | 0
load_311979382 |  | node_1321321_399_15377045_931 |  | AN | 0 | Other | 0 | 0 | 0 | 0 | 0 | 0 | [24 empty] | 8103901 | no | no |  |  | no |  | 0 | 0 | 0 | 0 | 0 | 0 |  | 1 | 1 | 1 | 0 | 0 | 0
load_311984405 |  | node_1341455_312_15358463_093 |  | AN | 0 | Residential | 0 | 0 | 0 | 0 | 0 | 0 | [24 empty] | 8103901 | no | no |  |  | no |  | 0 | 0 | 0 | 0 | 0 | 0 |  | 1 | 1 | 1 | 0 | 0 | 0
load_311989283 |  | node_1318021_359_15367316_944 |  | AN | 0 | NonResidential | 14.4+6.134j | 0 | 0 | 0 | 0 | 0 | [24 empty] | 8103901 | no | no |  |  | no |  | 0 | 0 | 0 | 0 | 0 | 0 |  | 1 | 1 | 1 | 0 | 0 | 0
load_311999621 |  | node_1335799_097_15359630_454 |  | AN | 0 | Other | 0 | 0 | 0 | 0 | 0 | 0 | [24 empty] | 8103901 | no | no |  |  | no |  | 0 | 0 | 0 | 0 | 0 | 0 |  | 1 | 1 | 1 | 0 | 0 | 0
load_312003221 |  | node_1304474_421_15377927_312 |  | AN | 0 | Residential | 6076.8+2588.706j | 0 | 0 | 0 | 0 | 0 | [24 empty] | 8103901 | no | no |  |  | no |  | 0 | 0 | 0 | 0 | 0 | 0 |  | 1 | 1 | 1 | 0 | 0 | 0
load_312016210 |  | node_1324580_043_15359974_497 |  | AN | 0 | Residential | 6703.2+2855.551j | 0 | 0 | 0 | 0 | 0 | [24 empty] | 8103901 | no | no |  |  | no |  | 0 | 0 | 0 | 0 | 0 | 0 |  | 1 | 1 | 1 | 0 | 0 | 0
load_312032192 |  | node_1319274_108_15364947_292 |  | AN | 0 | NonResidential | 16000+6815.971j | 0 | 0 | 0 | 0 | 0 | [24 empty] | 8103901 | no | no |  |  | no |  | 0 | 0 | 0 | 0 | 0 | 0 |  | 1 | 1 | 1 | 0 | 0 | 0
load_312058268 |  | node_312058268-L |  | AN | 0 | Other | 0 | 0 | 0 | 0 | 0 | 0 | [24 empty] | 8103901 | no | no |  |  | no |  | 0 | 0 | 0 | 0 | 0 | 0 |  | 1 | 1 | 1 | 0 | 0 | 0
load_312080156 |  | node_1319748_25_15376323_755 |  | AN | 0 | Residential | 5680.8+2420.011j | 0 | 0 | 0 | 0 | 0 | [24 empty] | 8103901 | no | no |  |  | no |  | 0 | 0 | 0 | 0 | 0 | 0 |  | 1 | 1 | 1 | 0 | 0 | 0
load_312091454 |  | node_1309209_461_15378448_17 |  | AN | 0 | Other | 0 | 0 | 0 | 0 | 0 | 0 | [24 empty] | 8103901 | no | no |  |  | no |  | 0 | 0 | 0 | 0 | 0 | 0 |  | 1 | 1 | 1 | 0 | 0 | 0
load_312098265 |  | node_1312334_704_15372013_213 |  | AN | 0 | Other | 0 | 0 | 0 | 0 | 0 | 0 | [24 empty] | 8103901 | no | no |  |  | no |  | 0 | 0 | 0 | 0 | 0 | 0 |  | 1 | 1 | 1 | 0 | 0 | 0
load_312113546 |  | node_1307167_991_15381912_926 |  | AN | 0 | Other | 0 | 0 | 0 | 0 | 0 | 0 | [24 empty] | 8103901 | no | no |  |  | no |  | 0 | 0 | 0 | 0 | 0 | 0 |  | 1 | 1 | 1 | 0 | 0 | 0
load_312114820 |  | node_1322163_294_15377128_366 |  | AN | 0 | Other | 0 | 0 | 0 | 0 | 0 | 0 | [24 empty] | 8103901 | no | no |  |  | no |  | 0 | 0 | 0 | 0 | 0 | 0 |  | 1 | 1 | 1 | 0 | 0 | 0
load_312117311 |  | node_1316107_833_15386890_647 |  | AN | 0 | Other | 0 | 0 | 0 | 0 | 0 | 0 | [24 empty] | 8103901 | no | no |  |  | no |  | 0 | 0 | 0 | 0 | 0 | 0 |  | 1 | 1 | 1 | 0 | 0 | 0
load_312117312 |  | node_1316127_758_15386889_932 |  | BN | 0 | Other | 0 | 0 | 0 | 0 | 0 | 0 | [24 empty] | 8103901 | no | no |  |  | no |  | 0 | 0 | 0 | 0 | 0 | 0 |  | 1 | 1 | 1 | 0 | 0 | 0
load_312120859 |  | node_1344788_641_15346019_759 |  | AN | 0 | Other | 0 | 0 | 0 | 0 | 0 | 0 | [24 empty] | 8103901 | no | no |  |  | no |  | 0 | 0 | 0 | 0 | 0 | 0 |  | 1 | 1 | 1 | 0 | 0 | 0
load_312125166 |  | node_1304229_216_15379106_282 |  | AN | 0 | Other | 0 | 0 | 0 | 0 | 0 | 0 | [24 empty] | 8103901 | no | no |  |  | no |  | 0 | 0 | 0 | 0 | 0 | 0 |  | 1 | 1 | 1 | 0 | 0 | 0
load_312126199 |  | node_1304123_281_15378608_06 |  | AN | 0 | Other | 0 | 0 | 0 | 0 | 0 | 0 | [24 empty] | 8103901 | no | no |  |  | no |  | 0 | 0 | 0 | 0 | 0 | 0 |  | 1 | 1 | 1 | 0 | 0 | 0
load_312128839 |  | node_1331206_733_15365481_219 |  | AN | 0 | Other | 0 | 0 | 0 | 0 | 0 | 0 | [24 empty] | 8103901 | no | no |  |  | no |  | 0 | 0 | 0 | 0 | 0 | 0 |  | 1 | 1 | 1 | 0 | 0 | 0
load_312135288 |  | node_1313345_246_15369293_021 |  | AN | 0 | Other | 0 | 0 | 0 | 0 | 0 | 0 | [24 empty] | 8103901 | no | no |  |  | no |  | 0 | 0 | 0 | 0 | 0 | 0 |  | 1 | 1 | 1 | 0 | 0 | 0
load_312139461 |  | node_1314931_762_15388343_662 |  | AN | 0 | Other | 0 | 0 | 0 | 0 | 0 | 0 | [24 empty] | 8103901 | no | no |  |  | no |  | 0 | 0 | 0 | 0 | 0 | 0 |  | 1 | 1 | 1 | 0 | 0 | 0
load_312152691 |  | node_1304538_455_15368877_975 |  | AN | 0 | Other | 0 | 0 | 0 | 0 | 0 | 0 | [24 empty] | 8103901 | no | no |  |  | no |  | 0 | 0 | 0 | 0 | 0 | 0 |  | 1 | 1 | 1 | 0 | 0 | 0

## node
data_type | static
owner_type | feeder
owner | 8103901
object | node
name | groupid | parent | bustype | phases | nominal_voltage | dcircuit | selected | monitored | monitored_fields | class_monitored_fields | played | played_fields | subsystem | x | y | comments | dist_to_slack
node_1303325_815_15368693_875 |  |  | PQ | AN | 2771.281 | 8103901 | no | no |  |  | no |  |  | 1303325.815 | 15368693.875 |  | -1
node_1303565_785_15369055_904 |  |  | PQ | AN | 2771.281 | 8103901 | no | no |  |  | no |  |  | 1303565.785 | 15369055.904 |  | -1
node_1303663_186_15377517_871 |  |  | PQ | AN | 2771.281 | 8103901 | no | no |  |  | no |  |  | 1303663.186 | 15377517.871 |  | -1
node_1303826_38_15377993_595 |  |  | PQ | AN | 2771.281 | 8103901 | no | no |  |  | no |  |  | 1303826.38 | 15377993.595 |  | -1
node_1303950_361_15368637_59 |  |  | PQ | AN | 2771.281 | 8103901 | no | no |  |  | no |  |  | 1303950.361 | 15368637.59 |  | -1
node_1304122_009_15381024_428 |  |  | PQ | AN | 2771.281 | 8103901 | no | no |  |  | no |  |  | 1304122.009 | 15381024.428 |  | -1
node_1304123_281_15378608_06 |  |  | PQ | AN | 2771.281 | 8103901 | no | no |  |  | no |  |  | 1304123.281 | 15378608.06 |  | -1
node_1304184_887_15380399_084 |  |  | PQ | AN | 2771.281 | 8103901 | no | no |  |  | no |  |  | 1304184.887 | 15380399.084 |  | -1
node_1304226_654_15380696_752 |  |  | PQ | AN | 2771.281 | 8103901 | no | no |  |  | no |  |  | 1304226.654 | 15380696.752 |  | -1
node_1304229_216_15379106_282 |  |  | PQ | AN | 2771.281 | 8103901 | no | no |  |  | no |  |  | 1304229.216 | 15379106.282 |  | -1
node_1304251_611_15368658_563 |  |  | PQ | AN | 2771.281 | 8103901 | no | no |  |  | no |  |  | 1304251.611 | 15368658.563 |  | -1
node_1304359_705_15381982_512 |  |  | PQ | AN | 2771.281 | 8103901 | no | no |  |  | no |  |  | 1304359.705 | 15381982.512 |  | -1
node_1304474_421_15377927_312 |  |  | PQ | AN | 2771.281 | 8103901 | no | no |  |  | no |  |  | 1304474.421 | 15377927.312 |  | -1
node_1304538_455_15368877_975 |  |  | PQ | AN | 2771.281 | 8103901 | no | no |  |  | no |  |  | 1304538.455 | 15368877.975 |  | -1
node_1304540_03_15377611_175 |  |  | PQ | AN | 2771.281 | 8103901 | no | no |  |  | no |  |  | 1304540.03 | 15377611.175 |  | -1
node_1304971_531_15379512_578 |  |  | PQ | AN | 2771.281 | 8103901 | no | no |  |  | no |  |  | 1304971.531 | 15379512.578 |  | -1
node_1305039_401_15379151_378 |  |  | PQ | AN | 2771.281 | 8103901 | no | no |  |  | no |  |  | 1305039.401 | 15379151.378 |  | -1
node_1305335_911_15377844_551 |  |  | PQ | AN | 2771.281 | 8103901 | no | no |  |  | no |  |  | 1305335.911 | 15377844.551 |  | -1
node_1305582_343_15369034_793 |  |  | PQ | AN | 2771.281 | 8103901 | no | no |  |  | no |  |  | 1305582.343 | 15369034.793 |  | -1
node_1305590_009_15379735_457 |  |  | PQ | AN | 2771.281 | 8103901 | no | no |  |  | no |  |  | 1305590.009 | 15379735.457 |  | -1
node_1305616_012_15384220_542 |  |  | PQ | AN | 2771.281 | 8103901 | no | no |  |  | no |  |  | 1305616.012 | 15384220.542 |  | -1
node_1305636_016_15383806_016 |  |  | PQ | AN | 2771.281 | 8103901 | no | no |  |  | no |  |  | 1305636.016 | 15383806.016 |  | -1
node_1305909_61_15369144_835 |  |  | PQ | AN | 2771.281 | 8103901 | no | no |  |  | no |  |  | 1305909.61 | 15369144.835 |  | -1
node_1305962_311_15384780_622 |  |  | PQ | AN | 2771.281 | 8103901 | no | no |  |  | no |  |  | 1305962.311 | 15384780.622 |  | -1
node_1306176_614_15378043_003 |  |  | PQ | AN | 2771.281 | 8103901 | no | no |  |  | no |  |  | 1306176.614 | 15378043.003 |  | -1
node_1307026_089_15381596_241 |  |  | PQ | AN | 2771.281 | 8103901 | no | no |  |  | no |  |  | 1307026.089 | 15381596.241 |  | -1
node_1307167_991_15381912_926 |  |  | PQ | AN | 2771.281 | 8103901 | no | no |  |  | no |  |  | 1307167.991 | 15381912.926 |  | -1
node_1307359_677_15378420_555 |  |  | PQ | AN | 2771.281 | 8103901 | no | no |  |  | no |  |  | 1307359.677 | 15378420.555 |  | -1
node_1307477_511_15373456_058 |  |  | PQ | AN | 2771.281 | 8103901 | no | no |  |  | no |  |  | 1307477.511 | 15373456.058 |  | -1
node_1307503_018_15360359_892 |  |  | PQ | AN | 2771.281 | 8103901 | no | no |  |  | no |  |  | 1307503.018 | 15360359.892 |  | -1
node_1307544_397_15382692_996 |  |  | PQ | AN | 2771.281 | 8103901 | no | no |  |  | no |  |  | 1307544.397 | 15382692.996 |  | -1
node_1307684_35_15383300_242 |  |  | PQ | AN | 2771.281 | 8103901 | no | no |  |  | no |  |  | 1307684.35 | 15383300.242 |  | -1
node_1307684_408_15378515_536 |  |  | PQ | AN | 2771.281 | 8103901 | no | no |  |  | no |  |  | 1307684.408 | 15378515.536 |  | -1
node_1307785_288_15369777_249 |  |  | PQ | AN | 2771.281 | 8103901 | no | no |  |  | no |  |  | 1307785.288 | 15369777.249 |  | -1
node_1307821_099_15360733_524 |  |  | PQ | AN | 2771.281 | 8103901 | no | no |  |  | no |  |  | 1307821.099 | 15360733.524 |  | -1
node_1307844_453_15384093_709 |  |  | PQ | AN | 2771.281 | 8103901 | no | no |  |  | no |  |  | 1307844.453 | 15384093.709 |  | -1
node_1308013_87_15383441_65 |  |  | PQ | AN | 2771.281 | 8103901 | no | no |  |  | no |  |  | 1308013.87 | 15383441.65 |  | -1
node_1308023_323_15360951_132 |  |  | PQ | AN | 2771.281 | 8103901 | no | no |  |  | no |  |  | 1308023.323 | 15360951.132 |  | -1
node_1308064_755_15383737_374 |  |  | PQ | AN | 2771.281 | 8103901 | no | no |  |  | no |  |  | 1308064.755 | 15383737.374 |  | -1
node_1308241_803_15361186_371 |  |  | PQ | AN | 2771.281 | 8103901 | no | no |  |  | no |  |  | 1308241.803 | 15361186.371 |  | -1
node_1308263_116_15378524_938 |  |  | PQ | AN | 2771.281 | 8103901 | no | no |  |  | no |  |  | 1308263.116 | 15378524.938 |  | -1
node_1308444_094_15384118_339 |  |  | PQ | AN | 2771.281 | 8103901 | no | no |  |  | no |  |  | 1308444.094 | 15384118.339 |  | -1
node_1308473_233_15384472_288 |  |  | PQ | AN | 2771.281 | 8103901 | no | no |  |  | no |  |  | 1308473.233 | 15384472.288 |  | -1
node_1308510_836_15378532_344 |  |  | PQ | AN | 2771.281 | 8103901 | no | no |  |  | no |  |  | 1308510.836 | 15378532.344 |  | -1
node_1308733_964_15383459_4 |  |  | PQ | AN | 2771.281 | 8103901 | no | no |  |  | no |  |  | 1308733.964 | 15383459.4 |  | -1
node_1308805_911_15383832_262 |  |  | PQ | AN | 2771.281 | 8103901 | no | no |  |  | no |  |  | 1308805.911 | 15383832.262 |  | -1
node_1308812_071_15378574_652 |  |  | PQ | AN | 2771.281 | 8103901 | no | no |  |  | no |  |  | 1308812.071 | 15378574.652 |  | -1
node_1308830_776_15377160_783 |  |  | PQ | AN | 2771.281 | 8103901 | no | no |  |  | no |  |  | 1308830.776 | 15377160.783 |  | -1
node_1309035_389_15370155_897 |  |  | PQ | AN | 2771.281 | 8103901 | no | no |  |  | no |  |  | 1309035.389 | 15370155.897 |  | -1
node_1309072_128_15361649_093 |  |  | PQ | AN | 2771.281 | 8103901 | no | no |  |  | no |  |  | 1309072.128 | 15361649.093 |  | -1
node_1309132_571_15369666_627 |  |  | PQ | AN | 2771.281 | 8103901 | no | no |  |  | no |  |  | 1309132.571 | 15369666.627 |  | -1
node_1309135_204_15383712_02 |  |  | PQ | AN | 2771.281 | 8103901 | no | no |  |  | no |  |  | 1309135.204 | 15383712.02 |  | -1
node_1309209_461_15378448_17 |  |  | PQ | AN | 2771.281 | 8103901 | no | no |  |  | no |  |  | 1309209.461 | 15378448.17 |  | -1
node_1309286_592_15370209_672 |  |  | PQ | AN | 2771.281 | 8103901 | no | no |  |  | no |  |  | 1309286.592 | 15370209.672 |  | -1
node_1309456_15361744_58 |  |  | PQ | AN | 2771.281 | 8103901 | no | no |  |  | no |  |  | 1309456 | 15361744.58 |  | -1
node_1309570_937_15364420_049 |  |  | PQ | AN | 2771.281 | 8103901 | no | no |  |  | no |  |  | 1309570.937 | 15364420.049 |  | -1
node_1309578_192_15367079_104 |  |  | PQ | AN | 2771.281 | 8103901 | no | no |  |  | no |  |  | 1309578.192 | 15367079.104 |  | -1
node_1309578_885_15369924_373 |  |  | PQ | AN | 2771.281 | 8103901 | no | no |  |  | no |  |  | 1309578.885 | 15369924.373 |  | -1
node_1309593_185_15362049_65 |  |  | PQ | AN | 2771.281 | 8103901 | no | no |  |  | no |  |  | 1309593.185 | 15362049.65 |  | -1
node_1309641_449_15373459_591 |  |  | PQ | AN | 2771.281 | 8103901 | no | no |  |  | no |  |  | 1309641.449 | 15373459.591 |  | -1
node_1309746_245_15367491_696 |  |  | PQ | AN | 2771.281 | 8103901 | no | no |  |  | no |  |  | 1309746.245 | 15367491.696 |  | -1
node_1309867_445_15365633_929 |  |  | PQ | AN | 2771.281 | 8103901 | no | no |  |  | no |  |  | 1309867.445 | 15365633.929 |  | -1
node_1309870_814_15366111_412 |  |  | PQ | AN | 2771.281 | 8103901 | no | no |  |  | no |  |  | 1309870.814 | 15366111.412 |  | -1
node_1309939_883_15365900_084 |  |  | PQ | AN | 2771.281 | 8103901 | no | no |  |  | no |  |  | 1309939.883 | 15365900.084 |  | -1
node_1309967_789_15370356_915 |  |  | PQ | AN | 2771.281 | 8103901 | no | no |  |  | no |  |  | 1309967.789 | 15370356.915 |  | -1
node_1310026_814_15378556_576 |  |  | PQ | AN | 2771.281 | 8103901 | no | no |  |  | no |  |  | 1310026.814 | 15378556.576 |  | -1
node_1310098_701_15367459_317 |  |  | PQ | AN | 2771.281 | 8103901 | no | no |  |  | no |  |  | 1310098.701 | 15367459.317 |  | -1
node_1310103_747_15368803_957 |  |  | PQ | AN | 2771.281 | 8103901 | no | no |  |  | no |  |  | 1310103.747 | 15368803.957 |  | -1
node_1310107_681_15370043_134 |  |  | PQ | AN | 2771.281 | 8103901 | no | no |  |  | no |  |  | 1310107.681 | 15370043.134 |  | -1
node_1310124_995_15368368_447 |  |  | PQ | AN | 2771.281 | 8103901 | no | no |  |  | no |  |  | 1310124.995 | 15368368.447 |  | -1
node_1310192_001_15364142_714 |  |  | PQ | AN | 2771.281 | 8103901 | no | no |  |  | no |  |  | 1310192.001 | 15364142.714 |  | -1
node_1310215_016_15367816_442 |  |  | PQ | AN | 2771.281 | 8103901 | no | no |  |  | no |  |  | 1310215.016 | 15367816.442 |  | -1
node_1310244_616_15378454_044 |  |  | PQ | AN | 2771.281 | 8103901 | no | no |  |  | no |  |  | 1310244.616 | 15378454.044 |  | -1
node_1310314_942_15362962_549 |  |  | PQ | AN | 2771.281 | 8103901 | no | no |  |  | no |  |  | 1310314.942 | 15362962.549 |  | -1
node_1310339_127_15377681_122 |  |  | PQ | AN | 2771.281 | 8103901 | no | no |  |  | no |  |  | 1310339.127 | 15377681.122 |  | -1
node_1310381_235_15362029_914 |  |  | PQ | AN | 2771.281 | 8103901 | no | no |  |  | no |  |  | 1310381.235 | 15362029.914 |  | -1
node_1310402_968_15368325_605 |  |  | PQ | AN | 2771.281 | 8103901 | no | no |  |  | no |  |  | 1310402.968 | 15368325.605 |  | -1
node_1310429_129_15379499_116 |  |  | PQ | AN | 2771.281 | 8103901 | no | no |  |  | no |  |  | 1310429.129 | 15379499.116 |  | -1
node_1310447_414_15367380_026 |  |  | PQ | AN | 2771.281 | 8103901 | no | no |  |  | no |  |  | 1310447.414 | 15367380.026 |  | -1
node_1310685_94_15373735_196 |  |  | PQ | AN | 2771.281 | 8103901 | no | no |  |  | no |  |  | 1310685.94 | 15373735.196 |  | -1
node_1310772_135_15362412_106 |  |  | PQ | AN | 2771.281 | 8103901 | no | no |  |  | no |  |  | 1310772.135 | 15362412.106 |  | -1
node_1310939_835_15378148_145 |  |  | PQ | AN | 2771.281 | 8103901 | no | no |  |  | no |  |  | 1310939.835 | 15378148.145 |  | -1
node_1311101_787_15364177_736 |  |  | PQ | AN | 2771.281 | 8103901 | no | no |  |  | no |  |  | 1311101.787 | 15364177.736 |  | -1
node_1311124_689_15361976_634 |  |  | PQ | AN | 2771.281 | 8103901 | no | no |  |  | no |  |  | 1311124.689 | 15361976.634 |  | -1
node_1311138_494_15383133_537 |  |  | PQ | AN | 2771.281 | 8103901 | no | no |  |  | no |  |  | 1311138.494 | 15383133.537 |  | -1
node_1311397_457_15372898_623 |  |  | PQ | AN | 2771.281 | 8103901 | no | no |  |  | no |  |  | 1311397.457 | 15372898.623 |  | -1
node_1311450_576_15390810_833 |  |  | PQ | AN | 2771.281 | 8103901 | no | no |  |  | no |  |  | 1311450.576 | 15390810.833 |  | -1
node_1311496_143_15383082_943 |  |  | PQ | AN | 2771.281 | 8103901 | no | no |  |  | no |  |  | 1311496.143 | 15383082.943 |  | -1
node_1311573_727_15372712_361 |  |  | PQ | AN | 2771.281 | 8103901 | no | no |  |  | no |  |  | 1311573.727 | 15372712.361 |  | -1
node_1311583_983_15391147_777 |  |  | PQ | AN | 2771.281 | 8103901 | no | no |  |  | no |  |  | 1311583.983 | 15391147.777 |  | -1
node_1311730_854_15377079_478 |  |  | PQ | AD | 2771.281 | 8103901 | no | no |  |  | no |  |  | 1311730.854 | 15377079.478 |  | -1
node_1311788_342_15388827_245 |  |  | PQ | AN | 2771.281 | 8103901 | no | no |  |  | no |  |  | 1311788.342 | 15388827.245 |  | -1
node_1311800_731_15390631_872 |  |  | PQ | AN | 2771.281 | 8103901 | no | no |  |  | no |  |  | 1311800.731 | 15390631.872 |  | -1
node_1311866_197_15361489_587 |  |  | PQ | AN | 2771.281 | 8103901 | no | no |  |  | no |  |  | 1311866.197 | 15361489.587 |  | -1
node_1311890_409_15372451_914 |  |  | PQ | AN | 2771.281 | 8103901 | no | no |  |  | no |  |  | 1311890.409 | 15372451.914 |  | -1
node_1311988_279_15382061_353 |  |  | PQ | AN | 2771.281 | 8103901 | no | no |  |  | no |  |  | 1311988.279 | 15382061.353 |  | -1
node_1312263_586_15381837_775 |  |  | PQ | AN | 2771.281 | 8103901 | no | no |  |  | no |  |  | 1312263.586 | 15381837.775 |  | -1
node_1312334_704_15372013_213 |  |  | PQ | AN | 2771.281 | 8103901 | no | no |  |  | no |  |  | 1312334.704 | 15372013.213 |  | -1
node_1312479_251_15381586_77 |  |  | PQ | AN | 2771.281 | 8103901 | no | no |  |  | no |  |  | 1312479.251 | 15381586.77 |  | -1
node_1312584_978_15376334_64 |  |  | PQ | AN | 2771.281 | 8103901 | no | no |  |  | no |  |  | 1312584.978 | 15376334.64 |  | -1
node_1312782_779_15364031_774 |  |  | PQ | AN | 2771.281 | 8103901 | no | no |  |  | no |  |  | 1312782.779 | 15364031.774 |  | -1
node_1312801_144_15371306_847 |  |  | PQ | AN | 2771.281 | 8103901 | no | no |  |  | no |  |  | 1312801.144 | 15371306.847 |  | -1
node_1312834_007_15371476_019 |  |  | PQ | AN | 2771.281 | 8103901 | no | no |  |  | no |  |  | 1312834.007 | 15371476.019 |  | -1
node_1313085_768_15389241_98 |  |  | PQ | AN | 2771.281 | 8103901 | no | no |  |  | no |  |  | 1313085.768 | 15389241.98 |  | -1
node_1313244_306_15377872_413 |  |  | PQ | AN | 2771.281 | 8103901 | no | no |  |  | no |  |  | 1313244.306 | 15377872.413 |  | -1
node_1313345_246_15369293_021 |  |  | PQ | AN | 2771.281 | 8103901 | no | no |  |  | no |  |  | 1313345.246 | 15369293.021 |  | -1
node_1313353_874_15388939_075 |  |  | PQ | AN | 2771.281 | 8103901 | no | no |  |  | no |  |  | 1313353.874 | 15388939.075 |  | -1
node_1313516_331_15388362_675 |  |  | PQ | AN | 2771.281 | 8103901 | no | no |  |  | no |  |  | 1313516.331 | 15388362.675 |  | -1
node_1313537_24_15375259_359 |  |  | PQ | AN | 2771.281 | 8103901 | no | no |  |  | no |  |  | 1313537.24 | 15375259.359 |  | -1
node_1313624_932_15380265_421 |  |  | PQ | AN | 2771.281 | 8103901 | no | no |  |  | no |  |  | 1313624.932 | 15380265.421 |  | -1
node_1313647_19_15370666_259 |  |  | PQ | AN | 2771.281 | 8103901 | no | no |  |  | no |  |  | 1313647.19 | 15370666.259 |  | -1
node_1313761_1_15388250_187 |  |  | PQ | AN | 2771.281 | 8103901 | no | no |  |  | no |  |  | 1313761.1 | 15388250.187 |  | -1
node_1313982_814_15387991_253 |  |  | PQ | AN | 2771.281 | 8103901 | no | no |  |  | no |  |  | 1313982.814 | 15387991.253 |  | -1
node_1314076_992_15365060_346 |  |  | PQ | AN | 2771.281 | 8103901 | no | no |  |  | no |  |  | 1314076.992 | 15365060.346 |  | -1
node_1314124_137_15380035_87 |  |  | PQ | AN | 2771.281 | 8103901 | no | no |  |  | no |  |  | 1314124.137 | 15380035.87 |  | -1
node_1314208_189_15373748_536 |  |  | PQ | AN | 2771.281 | 8103901 | no | no |  |  | no |  |  | 1314208.189 | 15373748.536 |  | -1
node_1314255_811_15368295_9 |  |  | PQ | AN | 2771.281 | 8103901 | no | no |  |  | no |  |  | 1314255.811 | 15368295.9 |  | -1
node_1314264_829_15370051_949 |  |  | PQ | AN | 2771.281 | 8103901 | no | no |  |  | no |  |  | 1314264.829 | 15370051.949 |  | -1
node_1314269_608_15387859_672 |  |  | PQ | AN | 2771.281 | 8103901 | no | no |  |  | no |  |  | 1314269.608 | 15387859.672 |  | -1
node_1314349_611_15374270_643 |  |  | PQ | AN | 2771.281 | 8103901 | no | no |  |  | no |  |  | 1314349.611 | 15374270.643 |  | -1
node_1314511_682_15374060_363 |  |  | PQ | AN | 2771.281 | 8103901 | no | no |  |  | no |  |  | 1314511.682 | 15374060.363 |  | -1
node_1314598_357_15387671_123 |  |  | PQ | AN | 2771.281 | 8103901 | no | no |  |  | no |  |  | 1314598.357 | 15387671.123 |  | -1
node_1314714_329_15387058_921 |  |  | PQ | AN | 2771.281 | 8103901 | no | no |  |  | no |  |  | 1314714.329 | 15387058.921 |  | -1
node_1314737_7_15369658_543 |  |  | PQ | AN | 2771.281 | 8103901 | no | no |  |  | no |  |  | 1314737.7 | 15369658.543 |  | -1
node_1314766_574_15373562_681 |  |  | PQ | AN | 2771.281 | 8103901 | no | no |  |  | no |  |  | 1314766.574 | 15373562.681 |  | -1
node_1314931_762_15388343_662 |  |  | PQ | AN | 2771.281 | 8103901 | no | no |  |  | no |  |  | 1314931.762 | 15388343.662 |  | -1
node_1315140_131_15373210_405 |  |  | PQ | AN | 2771.281 | 8103901 | no | no |  |  | no |  |  | 1315140.131 | 15373210.405 |  | -1
node_1315219_769_15387098_816 |  |  | PQ | AN | 2771.281 | 8103901 | no | no |  |  | no |  |  | 1315219.769 | 15387098.816 |  | -1
node_1315229_926_15368544_437 |  |  | PQ | AN | 2771.281 | 8103901 | no | no |  |  | no |  |  | 1315229.926 | 15368544.437 |  | -1
node_1315298_356_15362831_038 |  |  | PQ | AN | 2771.281 | 8103901 | no | no |  |  | no |  |  | 1315298.356 | 15362831.038 |  | -1
node_1315476_226_15386734_216 |  |  | PQ | AN | 2771.281 | 8103901 | no | no |  |  | no |  |  | 1315476.226 | 15386734.216 |  | -1
node_1315478_935_15362569_426 |  |  | PQ | AN | 2771.281 | 8103901 | no | no |  |  | no |  |  | 1315478.935 | 15362569.426 |  | -1
node_1315511_736_15364091_022 |  |  | PQ | AN | 2771.281 | 8103901 | no | no |  |  | no |  |  | 1315511.736 | 15364091.022 |  | -1
node_1315562_383_15387057 |  |  | PQ | AN | 2771.281 | 8103901 | no | no |  |  | no |  |  | 1315562.383 | 15387057 |  | -1
node_1315583_317_15383300_604 |  |  | PQ | AN | 2771.281 | 8103901 | no | no |  |  | no |  |  | 1315583.317 | 15383300.604 |  | -1
node_1315701_961_15385468_24 |  |  | PQ | ABCD | 2771.281 | 8103901 | no | no |  |  | no |  |  | 1315701.961 | 15385468.24 |  | -1
node_1315713_944_15383625_943 |  |  | PQ | ABCN | 2771.281 | 8103901 | no | no |  |  | no |  |  | 1315713.944 | 15383625.943 |  | -1
node_1315715_605_15387280_462 |  |  | PQ | ABCN | 2771.281 | 8103901 | no | no |  |  | no |  |  | 1315715.605 | 15387280.462 |  | -1
node_1315731_542_15387296_38 |  |  | PQ | ABCN | 2771.281 | 8103901 | no | no |  |  | no |  |  | 1315731.542 | 15387296.38 |  | -1
node_1315767_354_15385000_544 |  |  | PQ | ABCN | 2771.281 | 8103901 | no | no |  |  | no |  |  | 1315767.354 | 15385000.544 |  | -1
node_1315796_478_15385961_807 |  |  | PQ | ABCN | 2771.281 | 8103901 | no | no |  |  | no |  |  | 1315796.478 | 15385961.807 |  | -1
node_1315837_254_15387050_365 |  |  | PQ | AN | 2771.281 | 8103901 | no | no |  |  | no |  |  | 1315837.254 | 15387050.365 |  | -1
node_1315842_105_15372618_185 |  |  | PQ | AN | 2771.281 | 8103901 | no | no |  |  | no |  |  | 1315842.105 | 15372618.185 |  | -1
node_1315934_065_15386502_366 |  |  | PQ | ABCN | 2771.281 | 8103901 | no | no |  |  | no |  |  | 1315934.065 | 15386502.366 |  | -1
node_1315995_212_15386845_326 |  |  | PQ | ABCN | 2771.281 | 8103901 | no | no |  |  | no |  |  | 1315995.212 | 15386845.326 |  | -1
node_1316038_264_15387130_438 |  |  | PQ | ABCN | 2771.281 | 8103901 | no | no |  |  | no |  |  | 1316038.264 | 15387130.438 |  | -1
node_1316049_119_15383286_778 |  |  | PQ | ABCN | 2771.281 | 8103901 | no | no |  |  | no |  |  | 1316049.119 | 15383286.778 |  | -1
node_1316107_833_15386890_647 |  |  | PQ | ABCN | 2771.281 | 8103901 | no | no |  |  | no |  |  | 1316107.833 | 15386890.647 |  | -1
node_1316108_7_15387819_566 |  |  | PQ | AN | 2771.281 | 8103901 | no | no |  |  | no |  |  | 1316108.7 | 15387819.566 |  | -1
node_1316127_758_15386889_932 |  |  | PQ | ABCN | 2771.281 | 8103901 | no | no |  |  | no |  |  | 1316127.758 | 15386889.932 |  | -1
node_1316147_453_15387410_871 |  |  | PQ | ABCN | 2771.281 | 8103901 | no | no |  |  | no |  |  | 1316147.453 | 15387410.871 |  | -1
node_1316184_855_15372462_737 |  |  | PQ | AN | 2771.281 | 8103901 | no | no |  |  | no |  |  | 1316184.855 | 15372462.737 |  | -1
node_1316191_496_15372162_746 |  |  | PQ | AN | 2771.281 | 8103901 | no | no |  |  | no |  |  | 1316191.496 | 15372162.746 |  | -1
node_1316274_637_15387959_657 |  |  | PQ | AN | 2771.281 | 8103901 | no | no |  |  | no |  |  | 1316274.637 | 15387959.657 |  | -1
node_1316278_749_15388524_425 |  |  | PQ | AN | 2771.281 | 8103901 | no | no |  |  | no |  |  | 1316278.749 | 15388524.425 |  | -1
node_1316314_146_15386423_55 |  |  | PQ | AN | 2771.281 | 8103901 | no | no |  |  | no |  |  | 1316314.146 | 15386423.55 |  | -1
node_1316326_819_15388923_11 |  |  | PQ | AN | 2771.281 | 8103901 | no | no |  |  | no |  |  | 1316326.819 | 15388923.11 |  | -1
node_1316458_962_15372275_731 |  |  | PQ | AN | 2771.281 | 8103901 | no | no |  |  | no |  |  | 1316458.962 | 15372275.731 |  | -1
node_1316479_001_15386840_724 |  |  | PQ | AN | 2771.281 | 8103901 | no | no |  |  | no |  |  | 1316479.001 | 15386840.724 |  | -1
node_1316514_272_15371872_561 |  |  | PQ | AN | 2771.281 | 8103901 | no | no |  |  | no |  |  | 1316514.272 | 15371872.561 |  | -1
node_1316529_16_15387014_643 |  |  | PQ | ABCN | 2771.281 | 8103901 | no | no |  |  | no |  |  | 1316529.16 | 15387014.643 |  | -1
node_1316546_983_15387003_368 |  |  | PQ | ABCN | 2771.281 | 8103901 | no | no |  |  | no |  |  | 1316546.983 | 15387003.368 |  | -1
node_1316566_404_15386998_722 |  |  | PQ | ABCN | 2771.281 | 8103901 | no | no |  |  | no |  |  | 1316566.404 | 15386998.722 |  | -1
node_1316601_611_15371660_863 |  |  | PQ | AN | 2771.281 | 8103901 | no | no |  |  | no |  |  | 1316601.611 | 15371660.863 |  | -1
node_1316602_839_15388239_496 |  |  | PQ | AN | 2771.281 | 8103901 | no | no |  |  | no |  |  | 1316602.839 | 15388239.496 |  | -1
node_1316635_401_15387389_276 |  |  | PQ | ABCN | 2771.281 | 8103901 | no | no |  |  | no |  |  | 1316635.401 | 15387389.276 |  | -1
node_1316654_798_15387360_238 |  |  | PQ | ABCD | 2771.281 | 8103901 | no | no |  |  | no |  |  | 1316654.798 | 15387360.238 |  | -1
node_1316750_925_15371524_153 |  |  | PQ | AN | 2771.281 | 8103901 | no | no |  |  | no |  |  | 1316750.925 | 15371524.153 |  | -1
node_1316805_082_15371315_753 |  |  | PQ | AN | 2771.281 | 8103901 | no | no |  |  | no |  |  | 1316805.082 | 15371315.753 |  | -1
node_1317026_239_15363830_658 |  |  | PQ | AN | 2771.281 | 8103901 | no | no |  |  | no |  |  | 1317026.239 | 15363830.658 |  | -1
node_1317029_997_15371217_398 |  |  | PQ | AN | 2771.281 | 8103901 | no | no |  |  | no |  |  | 1317029.997 | 15371217.398 |  | -1
node_1317127_078_15381117_022 |  |  | PQ | ABCN | 2771.281 | 8103901 | no | no |  |  | no |  |  | 1317127.078 | 15381117.022 |  | -1
node_1317323_069_15373302_262 |  |  | PQ | AN | 2771.281 | 8103901 | no | no |  |  | no |  |  | 1317323.069 | 15373302.262 |  | -1
node_1317382_959_15363752_105 |  |  | PQ | AN | 2771.281 | 8103901 | no | no |  |  | no |  |  | 1317382.959 | 15363752.105 |  | -1
node_1317396_999_15370934_908 |  |  | PQ | AN | 2771.281 | 8103901 | no | no |  |  | no |  |  | 1317396.999 | 15370934.908 |  | -1
node_1317529_021_15381098_026 |  |  | PQ | AN | 2771.281 | 8103901 | no | no |  |  | no |  |  | 1317529.021 | 15381098.026 |  | -1
node_1317603_505_15380934_633 |  |  | PQ | AN | 2771.281 | 8103901 | no | no |  |  | no |  |  | 1317603.505 | 15380934.633 |  | -1
node_1317615_709_15372820_123 |  |  | PQ | AN | 2771.281 | 8103901 | no | no |  |  | no |  |  | 1317615.709 | 15372820.123 |  | -1
node_1317630_044_15367451_615 |  |  | PQ | AN | 2771.281 | 8103901 | no | no |  |  | no |  |  | 1317630.044 | 15367451.615 |  | -1
node_1317642_718_15372137_951 |  |  | PQ | AN | 2771.281 | 8103901 | no | no |  |  | no |  |  | 1317642.718 | 15372137.951 |  | -1
node_1317665_111_15363642_153 |  |  | PQ | AN | 2771.281 | 8103901 | no | no |  |  | no |  |  | 1317665.111 | 15363642.153 |  | -1
node_1317724_486_15371917_629 |  |  | PQ | AN | 2771.281 | 8103901 | no | no |  |  | no |  |  | 1317724.486 | 15371917.629 |  | -1
node_1317758_914_15370520_892 |  |  | PQ | AN | 2771.281 | 8103901 | no | no |  |  | no |  |  | 1317758.914 | 15370520.892 |  | -1
node_1317779_351_15366653_433 |  |  | PQ | AN | 2771.281 | 8103901 | no | no |  |  | no |  |  | 1317779.351 | 15366653.433 |  | -1
node_1317830_146_15380690_709 |  |  | PQ | AN | 2771.281 | 8103901 | no | no |  |  | no |  |  | 1317830.146 | 15380690.709 |  | -1
node_1317858_425_15380325_783 |  |  | PQ | ABCN | 2771.281 | 8103901 | no | no |  |  | no |  |  | 1317858.425 | 15380325.783 |  | -1
node_1317864_815_15366884_374 |  |  | PQ | AN | 2771.281 | 8103901 | no | no |  |  | no |  |  | 1317864.815 | 15366884.374 |  | -1
node_1317888_385_15365408_986 |  |  | PQ | AN | 2771.281 | 8103901 | no | no |  |  | no |  |  | 1317888.385 | 15365408.986 |  | -1
node_1317896_816_15371203_831 |  |  | PQ | AN | 2771.281 | 8103901 | no | no |  |  | no |  |  | 1317896.816 | 15371203.831 |  | -1
node_1318021_359_15367316_944 |  |  | PQ | AN | 2771.281 | 8103901 | no | no |  |  | no |  |  | 1318021.359 | 15367316.944 |  | -1
node_1318050_819_15370241_374 |  |  | PQ | AN | 2771.281 | 8103901 | no | no |  |  | no |  |  | 1318050.819 | 15370241.374 |  | -1
node_1318136_027_15364767_769 |  |  | PQ | AN | 2771.281 | 8103901 | no | no |  |  | no |  |  | 1318136.027 | 15364767.769 |  | -1
node_1318182_362_15370074_013 |  |  | PQ | AN | 2771.281 | 8103901 | no | no |  |  | no |  |  | 1318182.362 | 15370074.013 |  | -1
node_1318278_953_15366821_515 |  |  | PQ | AN | 2771.281 | 8103901 | no | no |  |  | no |  |  | 1318278.953 | 15366821.515 |  | -1
node_1318284_91_15366158_442 |  |  | PQ | AN | 2771.281 | 8103901 | no | no |  |  | no |  |  | 1318284.91 | 15366158.442 |  | -1
node_1318300_175_15366507_523 |  |  | PQ | AN | 2771.281 | 8103901 | no | no |  |  | no |  |  | 1318300.175 | 15366507.523 |  | -1
node_1318403_793_15367339_4 |  |  | PQ | ABCN | 2771.281 | 8103901 | no | no |  |  | no |  |  | 1318403.793 | 15367339.4 |  | -1
node_1318422_403_15367081_332 |  |  | PQ | AN | 2771.281 | 8103901 | no | no |  |  | no |  |  | 1318422.403 | 15367081.332 |  | -1
node_1318454_894_15369540_741 |  |  | PQ | AN | 2771.281 | 8103901 | no | no |  |  | no |  |  | 1318454.894 | 15369540.741 |  | -1
node_1318645_062_15379468_778 |  |  | PQ | ABCN | 2771.281 | 8103901 | no | no |  |  | no |  |  | 1318645.062 | 15379468.778 |  | -1
node_1318772_642_15385014_62 |  |  | PQ | AN | 2771.281 | 8103901 | no | no |  |  | no |  |  | 1318772.642 | 15385014.62 |  | -1
node_1318827_429_15367328_37 |  |  | PQ | ABCN | 2771.281 | 8103901 | no | no |  |  | no |  |  | 1318827.429 | 15367328.37 |  | -1
node_1318918_797_15369459_312 |  |  | PQ | AN | 2771.281 | 8103901 | no | no |  |  | no |  |  | 1318918.797 | 15369459.312 |  | -1
node_1319236_537_15366966_107 |  |  | PQ | AN | 2771.281 | 8103901 | no | no |  |  | no |  |  | 1319236.537 | 15366966.107 |  | -1
node_1319237_104_15384725_788 |  |  | PQ | AN | 2771.281 | 8103901 | no | no |  |  | no |  |  | 1319237.104 | 15384725.788 |  | -1
node_1319241_245_15386273_951 |  |  | PQ | AN | 2771.281 | 8103901 | no | no |  |  | no |  |  | 1319241.245 | 15386273.951 |  | -1
node_1319269_305_15386849_123 |  |  | PQ | AN | 2771.281 | 8103901 | no | no |  |  | no |  |  | 1319269.305 | 15386849.123 |  | -1
node_1319274_108_15364947_292 |  |  | PQ | AN | 2771.281 | 8103901 | no | no |  |  | no |  |  | 1319274.108 | 15364947.292 |  | -1
node_1319282_296_15385937_034 |  |  | PQ | AN | 2771.281 | 8103901 | no | no |  |  | no |  |  | 1319282.296 | 15385937.034 |  | -1
node_1319291_645_15369323_426 |  |  | PQ | AN | 2771.281 | 8103901 | no | no |  |  | no |  |  | 1319291.645 | 15369323.426 |  | -1
node_1319291_728_15366521_6 |  |  | PQ | AN | 2771.281 | 8103901 | no | no |  |  | no |  |  | 1319291.728 | 15366521.6 |  | -1
node_1319357_959_15365936_453 |  |  | PQ | AN | 2771.281 | 8103901 | no | no |  |  | no |  |  | 1319357.959 | 15365936.453 |  | -1
node_1319373_795_15367704_501 |  |  | PQ | ABCN | 2771.281 | 8103901 | no | no |  |  | no |  |  | 1319373.795 | 15367704.501 |  | -1
node_1319401_108_15365402_77 |  |  | PQ | AN | 2771.281 | 8103901 | no | no |  |  | no |  |  | 1319401.108 | 15365402.77 |  | -1
node_1319430_671_15365573_085 |  |  | PQ | AN | 2771.281 | 8103901 | no | no |  |  | no |  |  | 1319430.671 | 15365573.085 |  | -1
node_1319450_91_15365182_574 |  |  | PQ | AN | 2771.281 | 8103901 | no | no |  |  | no |  |  | 1319450.91 | 15365182.574 |  | -1
node_1319456_644_15378570_54 |  |  | PQ | ABCN | 2771.281 | 8103901 | no | no |  |  | no |  |  | 1319456.644 | 15378570.54 |  | -1
node_1319457_108_15368035_407 |  |  | PQ | ABCN | 2771.281 | 8103901 | no | no |  |  | no |  |  | 1319457.108 | 15368035.407 |  | -1
node_1319470_12_15368275_476 |  |  | PQ | ABCN | 2771.281 | 8103901 | no | no |  |  | no |  |  | 1319470.12 | 15368275.476 |  | -1
node_1319500_671_15358897_322 |  |  | PQ | AN | 2771.281 | 8103901 | no | no |  |  | no |  |  | 1319500.671 | 15358897.322 |  | -1
node_1319534_692_15378347_071 |  |  | PQ | ABCN | 2771.281 | 8103901 | no | no |  |  | no |  |  | 1319534.692 | 15378347.071 |  | -1
node_1319539_864_15364785_359 |  |  | PQ | AN | 2771.281 | 8103901 | no | no |  |  | no |  |  | 1319539.864 | 15364785.359 |  | -1
node_1319550_423_15379629_058 |  |  | PQ | AN | 2771.281 | 8103901 | no | no |  |  | no |  |  | 1319550.423 | 15379629.058 |  | -1
node_1319576_074_15364595_135 |  |  | PQ | AN | 2771.281 | 8103901 | no | no |  |  | no |  |  | 1319576.074 | 15364595.135 |  | -1
node_1319610_002_15378119_814 |  |  | PQ | ABCN | 2771.281 | 8103901 | no | no |  |  | no |  |  | 1319610.002 | 15378119.814 |  | -1
node_1319625_181_15364349_675 |  |  | PQ | AN | 2771.281 | 8103901 | no | no |  |  | no |  |  | 1319625.181 | 15364349.675 |  | -1
node_1319748_25_15376323_755 |  |  | PQ | AN | 2771.281 | 8103901 | no | no |  |  | no |  |  | 1319748.25 | 15376323.755 |  | -1
node_1319756_195_15368968_709 |  |  | PQ | ABCN | 2771.281 | 8103901 | no | no |  |  | no |  |  | 1319756.195 | 15368968.709 |  | -1
node_1319829_103_15367762_208 |  |  | PQ | ABCN | 2771.281 | 8103901 | no | no |  |  | no |  |  | 1319829.103 | 15367762.208 |  | -1
node_1319882_53_15362898_197 |  |  | PQ | AN | 2771.281 | 8103901 | no | no |  |  | no |  |  | 1319882.53 | 15362898.197 |  | -1
node_1319900_067_15377056_597 |  |  | PQ | ABCN | 2771.281 | 8103901 | no | no |  |  | no |  |  | 1319900.067 | 15377056.597 |  | -1
node_1319900_496_15362477_212 |  |  | PQ | AN | 2771.281 | 8103901 | no | no |  |  | no |  |  | 1319900.496 | 15362477.212 |  | -1
node_1319933_431_15369600_197 |  |  | PQ | ABCN | 2771.281 | 8103901 | no | no |  |  | no |  |  | 1319933.431 | 15369600.197 |  | -1
node_1319997_183_15370290_893 |  |  | PQ | ABCN | 2771.281 | 8103901 | no | no |  |  | no |  |  | 1319997.183 | 15370290.893 |  | -1
node_1320002_383_15363407_528 |  |  | PQ | AN | 2771.281 | 8103901 | no | no |  |  | no |  |  | 1320002.383 | 15363407.528 |  | -1
node_1320038_958_15376449_237 |  |  | PQ | AN | 2771.281 | 8103901 | no | no |  |  | no |  |  | 1320038.958 | 15376449.237 |  | -1
node_1320084_244_15369122_827 |  |  | PQ | ABCN | 2771.281 | 8103901 | no | no |  |  | no |  |  | 1320084.244 | 15369122.827 |  | -1
node_1320089_457_15375486_615 |  |  | PQ | AN | 2771.281 | 8103901 | no | no |  |  | no |  |  | 1320089.457 | 15375486.615 |  | -1
node_1320094_766_15370715_267 |  |  | PQ | ABCN | 2771.281 | 8103901 | no | no |  |  | no |  |  | 1320094.766 | 15370715.267 |  | -1
node_1320126_439_15363062_923 |  |  | PQ | AN | 2771.281 | 8103901 | no | no |  |  | no |  |  | 1320126.439 | 15363062.923 |  | -1
node_1320139_412_15371949_192 |  |  | PQ | AN | 2771.281 | 8103901 | no | no |  |  | no |  |  | 1320139.412 | 15371949.192 |  | -1
node_1320140_313_15370930_234 |  |  | PQ | ABCN | 2771.281 | 8103901 | no | no |  |  | no |  |  | 1320140.313 | 15370930.234 |  | -1
node_1320161_252_15361181_648 |  |  | PQ | AN | 2771.281 | 8103901 | no | no |  |  | no |  |  | 1320161.252 | 15361181.648 |  | -1
node_1320188_568_15368616_625 |  |  | PQ | AN | 2771.281 | 8103901 | no | no |  |  | no |  |  | 1320188.568 | 15368616.625 |  | -1
node_1320194_628_15371161_714 |  |  | PQ | ABCN | 2771.281 | 8103901 | no | no |  |  | no |  |  | 1320194.628 | 15371161.714 |  | -1
node_1320239_896_15371394_404 |  |  | PQ | ABCN | 2771.281 | 8103901 | no | no |  |  | no |  |  | 1320239.896 | 15371394.404 |  | -1
node_1320257_594_15379451_659 |  |  | PQ | AN | 2771.281 | 8103901 | no | no |  |  | no |  |  | 1320257.594 | 15379451.659 |  | -1
node_1320268_567_15368450_742 |  |  | PQ | AN | 2771.281 | 8103901 | no | no |  |  | no |  |  | 1320268.567 | 15368450.742 |  | -1
node_1320293_649_15374532_863 |  |  | PQ | AN | 2771.281 | 8103901 | no | no |  |  | no |  |  | 1320293.649 | 15374532.863 |  | -1
node_1320301_317_15372737_786 |  |  | PQ | ABCN | 2771.281 | 8103901 | no | no |  |  | no |  |  | 1320301.317 | 15372737.786 |  | -1
node_1320309_965_15372761_828 |  |  | PQ | ABCN | 2771.281 | 8103901 | no | no |  |  | no |  |  | 1320309.965 | 15372761.828 |  | -1
node_1320311_921_15368282_563 |  |  | PQ | AN | 2771.281 | 8103901 | no | no |  |  | no |  |  | 1320311.921 | 15368282.563 |  | -1
node_1320322_919_15372782_088 |  |  | PQ | ABCN | 2771.281 | 8103901 | no | no |  |  | no |  |  | 1320322.919 | 15372782.088 |  | -1
node_1320350_116_15375925 |  |  | PQ | ABCN | 2771.281 | 8103901 | no | no |  |  | no |  |  | 1320350.116 | 15375925 |  | -1
node_1320431_782_15373101_204 |  |  | PQ | ABCN | 2771.281 | 8103901 | no | no |  |  | no |  |  | 1320431.782 | 15373101.204 |  | -1
node_1320464_114_15375139_13 |  |  | PQ | AN | 2771.281 | 8103901 | no | no |  |  | no |  |  | 1320464.114 | 15375139.13 |  | -1
node_1320485_767_15375517_273 |  |  | PQ | ABCN | 2771.281 | 8103901 | no | no |  |  | no |  |  | 1320485.767 | 15375517.273 |  | -1
node_1320494_163_15374837_995 |  |  | PQ | AN | 2771.281 | 8103901 | no | no |  |  | no |  |  | 1320494.163 | 15374837.995 |  | -1
node_1320518_182_15372278_173 |  |  | PQ | ABCN | 2771.281 | 8103901 | no | no |  |  | no |  |  | 1320518.182 | 15372278.173 |  | -1
node_1320563_809_15375274_901 |  |  | PQ | ABCN | 2771.281 | 8103901 | no | no |  |  | no |  |  | 1320563.809 | 15375274.901 |  | -1
node_1320637_148_15374963_398 |  |  | PQ | ABCN | 2771.281 | 8103901 | no | no |  |  | no |  |  | 1320637.148 | 15374963.398 |  | -1
node_1320643_875_15359322_881 |  |  | PQ | AN | 2771.281 | 8103901 | no | no |  |  | no |  |  | 1320643.875 | 15359322.881 |  | -1
node_1320680_664_15362797_472 |  |  | PQ | AN | 2771.281 | 8103901 | no | no |  |  | no |  |  | 1320680.664 | 15362797.472 |  | -1
node_1320705_394_15371316_542 |  |  | PQ | AN | 2771.281 | 8103901 | no | no |  |  | no |  |  | 1320705.394 | 15371316.542 |  | -1
node_1320728_493_15359647_961 |  |  | PQ | AN | 2771.281 | 8103901 | no | no |  |  | no |  |  | 1320728.493 | 15359647.961 |  | -1
node_1320772_117_15368890_127 |  |  | PQ | AN | 2771.281 | 8103901 | no | no |  |  | no |  |  | 1320772.117 | 15368890.127 |  | -1
node_1320774_061_15373174_922 |  |  | PQ | ABCN | 2771.281 | 8103901 | no | no |  |  | no |  |  | 1320774.061 | 15373174.922 |  | -1
node_1320785_712_15373951_606 |  |  | PQ | ABCN | 2771.281 | 8103901 | no | no |  |  | no |  |  | 1320785.712 | 15373951.606 |  | -1
node_1320792_985_15362324_111 |  |  | PQ | AN | 2771.281 | 8103901 | no | no |  |  | no |  |  | 1320792.985 | 15362324.111 |  | -1
node_1320833_911_15358986_469 |  |  | PQ | AN | 2771.281 | 8103901 | no | no |  |  | no |  |  | 1320833.911 | 15358986.469 |  | -1
node_1321321_399_15377045_931 |  |  | PQ | AN | 2771.281 | 8103901 | no | no |  |  | no |  |  | 1321321.399 | 15377045.931 |  | -1
node_1321383_618_15374575_329 |  |  | PQ | AN | 2771.281 | 8103901 | no | no |  |  | no |  |  | 1321383.618 | 15374575.329 |  | -1
node_1321389_268_15361452_103 |  |  | PQ | AN | 2771.281 | 8103901 | no | no |  |  | no |  |  | 1321389.268 | 15361452.103 |  | -1
node_1321569_171_15369442_404 |  |  | PQ | AN | 2771.281 | 8103901 | no | no |  |  | no |  |  | 1321569.171 | 15369442.404 |  | -1
node_1321870_898_15360862_192 |  |  | PQ | AN | 2771.281 | 8103901 | no | no |  |  | no |  |  | 1321870.898 | 15360862.192 |  | -1
node_1322037_753_15360534_95 |  |  | PQ | AN | 2771.281 | 8103901 | no | no |  |  | no |  |  | 1322037.753 | 15360534.95 |  | -1
node_1322080_34_15377206_463 |  |  | PQ | AN | 2771.281 | 8103901 | no | no |  |  | no |  |  | 1322080.34 | 15377206.463 |  | -1
node_1322163_294_15377128_366 |  |  | PQ | AN | 2771.281 | 8103901 | no | no |  |  | no |  |  | 1322163.294 | 15377128.366 |  | -1
node_1322215_23_15360183_077 |  |  | PQ | AN | 2771.281 | 8103901 | no | no |  |  | no |  |  | 1322215.23 | 15360183.077 |  | -1
node_1322220_18_15370176_299 |  |  | PQ | AN | 2771.281 | 8103901 | no | no |  |  | no |  |  | 1322220.18 | 15370176.299 |  | -1
node_1322379_907_15359846_064 |  |  | PQ | AN | 2771.281 | 8103901 | no | no |  |  | no |  |  | 1322379.907 | 15359846.064 |  | -1
node_1322438_849_15360839_73 |  |  | PQ | AN | 2771.281 | 8103901 | no | no |  |  | no |  |  | 1322438.849 | 15360839.73 |  | -1
node_1322677_745_15360843_026 |  |  | PQ | AN | 2771.281 | 8103901 | no | no |  |  | no |  |  | 1322677.745 | 15360843.026 |  | -1
node_1322928_191_15360846_596 |  |  | PQ | AN | 2771.281 | 8103901 | no | no |  |  | no |  |  | 1322928.191 | 15360846.596 |  | -1
node_1322935_431_15377777_837 |  |  | PQ | AN | 2771.281 | 8103901 | no | no |  |  | no |  |  | 1322935.431 | 15377777.837 |  | -1
node_1323070_644_15378706_826 |  |  | PQ | AN | 2771.281 | 8103901 | no | no |  |  | no |  |  | 1323070.644 | 15378706.826 |  | -1
node_1323228_039_15360909_756 |  |  | PQ | AN | 2771.281 | 8103901 | no | no |  |  | no |  |  | 1323228.039 | 15360909.756 |  | -1
node_1323254_154_15378371_282 |  |  | PQ | AN | 2771.281 | 8103901 | no | no |  |  | no |  |  | 1323254.154 | 15378371.282 |  | -1
node_1323395_713_15378649_519 |  |  | PQ | AN | 2771.281 | 8103901 | no | no |  |  | no |  |  | 1323395.713 | 15378649.519 |  | -1
node_1323533_58_15379513_669 |  |  | PQ | AN | 2771.281 | 8103901 | no | no |  |  | no |  |  | 1323533.58 | 15379513.669 |  | -1
node_1323546_062_15380216_343 |  |  | PQ | AN | 2771.281 | 8103901 | no | no |  |  | no |  |  | 1323546.062 | 15380216.343 |  | -1
node_1323554_708_15379780_864 |  |  | PQ | AN | 2771.281 | 8103901 | no | no |  |  | no |  |  | 1323554.708 | 15379780.864 |  | -1
node_1323601_863_15380778_832 |  |  | PQ | AN | 2771.281 | 8103901 | no | no |  |  | no |  |  | 1323601.863 | 15380778.832 |  | -1
node_1323648_83_15369676_524 |  |  | PQ | AN | 2771.281 | 8103901 | no | no |  |  | no |  |  | 1323648.83 | 15369676.524 |  | -1
node_1323722_55_15381083_457 |  |  | PQ | AN | 2771.281 | 8103901 | no | no |  |  | no |  |  | 1323722.55 | 15381083.457 |  | -1
node_1323760_661_15381455_503 |  |  | PQ | AN | 2771.281 | 8103901 | no | no |  |  | no |  |  | 1323760.661 | 15381455.503 |  | -1
node_1323913_283_15369513_743 |  |  | PQ | AN | 2771.281 | 8103901 | no | no |  |  | no |  |  | 1323913.283 | 15369513.743 |  | -1
node_1323986_986_15380807_162 |  |  | PQ | AN | 2771.281 | 8103901 | no | no |  |  | no |  |  | 1323986.986 | 15380807.162 |  | -1
node_1324052_856_15361079_843 |  |  | PQ | AN | 2771.281 | 8103901 | no | no |  |  | no |  |  | 1324052.856 | 15361079.843 |  | -1
node_1324260_479_15381478_199 |  |  | PQ | AN | 2771.281 | 8103901 | no | no |  |  | no |  |  | 1324260.479 | 15381478.199 |  | -1
node_1324281_281_15369413_392 |  |  | PQ | AN | 2771.281 | 8103901 | no | no |  |  | no |  |  | 1324281.281 | 15369413.392 |  | -1
node_1324315_931_15360306_824 |  |  | PQ | AN | 2771.281 | 8103901 | no | no |  |  | no |  |  | 1324315.931 | 15360306.824 |  | -1
node_1324341_041_15361200_053 |  |  | PQ | AN | 2771.281 | 8103901 | no | no |  |  | no |  |  | 1324341.041 | 15361200.053 |  | -1
node_1324580_043_15359974_497 |  |  | PQ | AN | 2771.281 | 8103901 | no | no |  |  | no |  |  | 1324580.043 | 15359974.497 |  | -1
node_1324633_312_15361319_447 |  |  | PQ | AN | 2771.281 | 8103901 | no | no |  |  | no |  |  | 1324633.312 | 15361319.447 |  | -1
node_1324678_203_15359637_178 |  |  | PQ | AN | 2771.281 | 8103901 | no | no |  |  | no |  |  | 1324678.203 | 15359637.178 |  | -1
node_1324924_642_15361434_588 |  |  | PQ | AN | 2771.281 | 8103901 | no | no |  |  | no |  |  | 1324924.642 | 15361434.588 |  | -1
node_1325003_939_15369357_652 |  |  | PQ | AN | 2771.281 | 8103901 | no | no |  |  | no |  |  | 1325003.939 | 15369357.652 |  | -1
node_1325220_563_15361557_267 |  |  | PQ | AN | 2771.281 | 8103901 | no | no |  |  | no |  |  | 1325220.563 | 15361557.267 |  | -1
node_1325360_658_15369433_319 |  |  | PQ | AN | 2771.281 | 8103901 | no | no |  |  | no |  |  | 1325360.658 | 15369433.319 |  | -1
node_1325364_75_15358798_95 |  |  | PQ | AN | 2771.281 | 8103901 | no | no |  |  | no |  |  | 1325364.75 | 15358798.95 |  | -1
node_1325428_119_15361638_487 |  |  | PQ | AN | 2771.281 | 8103901 | no | no |  |  | no |  |  | 1325428.119 | 15361638.487 |  | -1
node_1325562_856_15358457_593 |  |  | PQ | AN | 2771.281 | 8103901 | no | no |  |  | no |  |  | 1325562.856 | 15358457.593 |  | -1
node_1325670_923_15361168_869 |  |  | PQ | AN | 2771.281 | 8103901 | no | no |  |  | no |  |  | 1325670.923 | 15361168.869 |  | -1
node_1325931_763_15361849_496 |  |  | PQ | AN | 2771.281 | 8103901 | no | no |  |  | no |  |  | 1325931.763 | 15361849.496 |  | -1
node_1325977_062_15369022_59 |  |  | PQ | AN | 2771.281 | 8103901 | no | no |  |  | no |  |  | 1325977.062 | 15369022.59 |  | -1
node_1326071_741_15353472_958 |  |  | PQ | AN | 2771.281 | 8103901 | no | no |  |  | no |  |  | 1326071.741 | 15353472.958 |  | -1
node_1326156_481_15362287_234 |  |  | PQ | AN | 2771.281 | 8103901 | no | no |  |  | no |  |  | 1326156.481 | 15362287.234 |  | -1
node_1326317_885_15361777_878 |  |  | PQ | AN | 2771.281 | 8103901 | no | no |  |  | no |  |  | 1326317.885 | 15361777.878 |  | -1
node_1326369_234_15368384_658 |  |  | PQ | AN | 2771.281 | 8103901 | no | no |  |  | no |  |  | 1326369.234 | 15368384.658 |  | -1
node_1326532_563_15370390_015 |  |  | PQ | AN | 2771.281 | 8103901 | no | no |  |  | no |  |  | 1326532.563 | 15370390.015 |  | -1
node_1326633_48_15362570_914 |  |  | PQ | AN | 2771.281 | 8103901 | no | no |  |  | no |  |  | 1326633.48 | 15362570.914 |  | -1
node_1326673_926_15362014_998 |  |  | PQ | AN | 2771.281 | 8103901 | no | no |  |  | no |  |  | 1326673.926 | 15362014.998 |  | -1
node_1326866_315_15362432_183 |  |  | PQ | AN | 2771.281 | 8103901 | no | no |  |  | no |  |  | 1326866.315 | 15362432.183 |  | -1
node_1326969_687_15368724_609 |  |  | PQ | AN | 2771.281 | 8103901 | no | no |  |  | no |  |  | 1326969.687 | 15368724.609 |  | -1
node_1326989_998_15367156_109 |  |  | PQ | AN | 2771.281 | 8103901 | no | no |  |  | no |  |  | 1326989.998 | 15367156.109 |  | -1
node_1327014_319_15351661_265 |  |  | PQ | AN | 2771.281 | 8103901 | no | no |  |  | no |  |  | 1327014.319 | 15351661.265 |  | -1
node_1327244_802_15367964_991 |  |  | PQ | AN | 2771.281 | 8103901 | no | no |  |  | no |  |  | 1327244.802 | 15367964.991 |  | -1
node_1327362_649_15352495_16 |  |  | PQ | AN | 2771.281 | 8103901 | no | no |  |  | no |  |  | 1327362.649 | 15352495.16 |  | -1
node_1327375_867_15352831_781 |  |  | PQ | AN | 2771.281 | 8103901 | no | no |  |  | no |  |  | 1327375.867 | 15352831.781 |  | -1
node_1327409_535_15368717_007 |  |  | PQ | AN | 2771.281 | 8103901 | no | no |  |  | no |  |  | 1327409.535 | 15368717.007 |  | -1
node_1327454_462_15353638_342 |  |  | PQ | AN | 2771.281 | 8103901 | no | no |  |  | no |  |  | 1327454.462 | 15353638.342 |  | -1
node_1327556_317_15370276_319 |  |  | PQ | AN | 2771.281 | 8103901 | no | no |  |  | no |  |  | 1327556.317 | 15370276.319 |  | -1
node_1327807_871_15355503_48 |  |  | PQ | AN | 2771.281 | 8103901 | no | no |  |  | no |  |  | 1327807.871 | 15355503.48 |  | -1
node_1327890_544_15363388_752 |  |  | PQ | AN | 2771.281 | 8103901 | no | no |  |  | no |  |  | 1327890.544 | 15363388.752 |  | -1
node_1327931_832_15354948_923 |  |  | PQ | AN | 2771.281 | 8103901 | no | no |  |  | no |  |  | 1327931.832 | 15354948.923 |  | -1
node_1328019_95_15356327_953 |  |  | PQ | AN | 2771.281 | 8103901 | no | no |  |  | no |  |  | 1328019.95 | 15356327.953 |  | -1
node_1328073_075_15355072_602 |  |  | PQ | AN | 2771.281 | 8103901 | no | no |  |  | no |  |  | 1328073.075 | 15355072.602 |  | -1
node_1328095_334_15370120_213 |  |  | PQ | AN | 2771.281 | 8103901 | no | no |  |  | no |  |  | 1328095.334 | 15370120.213 |  | -1
node_1328258_395_15355840_539 |  |  | PQ | AN | 2771.281 | 8103901 | no | no |  |  | no |  |  | 1328258.395 | 15355840.539 |  | -1
node_1328308_456_15369877_558 |  |  | PQ | AN | 2771.281 | 8103901 | no | no |  |  | no |  |  | 1328308.456 | 15369877.558 |  | -1
node_1328426_882_15362288_632 |  |  | PQ | AN | 2771.281 | 8103901 | no | no |  |  | no |  |  | 1328426.882 | 15362288.632 |  | -1
node_1328569_62_15356832_972 |  |  | PQ | AN | 2771.281 | 8103901 | no | no |  |  | no |  |  | 1328569.62 | 15356832.972 |  | -1
node_1328600_302_15367665_646 |  |  | PQ | AN | 2771.281 | 8103901 | no | no |  |  | no |  |  | 1328600.302 | 15367665.646 |  | -1
node_1328650_394_15356688_184 |  |  | PQ | AN | 2771.281 | 8103901 | no | no |  |  | no |  |  | 1328650.394 | 15356688.184 |  | -1
node_1328764_134_15367533_108 |  |  | PQ | AN | 2771.281 | 8103901 | no | no |  |  | no |  |  | 1328764.134 | 15367533.108 |  | -1
node_1328841_611_15358067_553 |  |  | PQ | AN | 2771.281 | 8103901 | no | no |  |  | no |  |  | 1328841.611 | 15358067.553 |  | -1
node_1329028_236_15358352_744 |  |  | PQ | AN | 2771.281 | 8103901 | no | no |  |  | no |  |  | 1329028.236 | 15358352.744 |  | -1
node_1329086_128_15363240_924 |  |  | PQ | AN | 2771.281 | 8103901 | no | no |  |  | no |  |  | 1329086.128 | 15363240.924 |  | -1
node_1329104_708_15368587_822 |  |  | PQ | AN | 2771.281 | 8103901 | no | no |  |  | no |  |  | 1329104.708 | 15368587.822 |  | -1
node_1329227_983_15367193_086 |  |  | PQ | AN | 2771.281 | 8103901 | no | no |  |  | no |  |  | 1329227.983 | 15367193.086 |  | -1
node_1329336_181_15356713_759 |  |  | PQ | AN | 2771.281 | 8103901 | no | no |  |  | no |  |  | 1329336.181 | 15356713.759 |  | -1
node_1329449_396_15358530_001 |  |  | PQ | AN | 2771.281 | 8103901 | no | no |  |  | no |  |  | 1329449.396 | 15358530.001 |  | -1
node_1329467_808_15359025_997 |  |  | PQ | AN | 2771.281 | 8103901 | no | no |  |  | no |  |  | 1329467.808 | 15359025.997 |  | -1
node_1329686_219_15362481_294 |  |  | PQ | AN | 2771.281 | 8103901 | no | no |  |  | no |  |  | 1329686.219 | 15362481.294 |  | -1
node_1329701_463_15356831_058 |  |  | PQ | AN | 2771.281 | 8103901 | no | no |  |  | no |  |  | 1329701.463 | 15356831.058 |  | -1
node_1329776_82_15359027_488 |  |  | PQ | AN | 2771.281 | 8103901 | no | no |  |  | no |  |  | 1329776.82 | 15359027.488 |  | -1
node_1329973_12_15369316_155 |  |  | PQ | AN | 2771.281 | 8103901 | no | no |  |  | no |  |  | 1329973.12 | 15369316.155 |  | -1
node_1329998_615_15359328_92 |  |  | PQ | AN | 2771.281 | 8103901 | no | no |  |  | no |  |  | 1329998.615 | 15359328.92 |  | -1
node_1330111_687_15359574_496 |  |  | PQ | AN | 2771.281 | 8103901 | no | no |  |  | no |  |  | 1330111.687 | 15359574.496 |  | -1
node_1330236_841_15364578_543 |  |  | PQ | AN | 2771.281 | 8103901 | no | no |  |  | no |  |  | 1330236.841 | 15364578.543 |  | -1
node_1330258_499_15356845_566 |  |  | PQ | AN | 2771.281 | 8103901 | no | no |  |  | no |  |  | 1330258.499 | 15356845.566 |  | -1
node_1330403_033_15360348_045 |  |  | PQ | AN | 2771.281 | 8103901 | no | no |  |  | no |  |  | 1330403.033 | 15360348.045 |  | -1
node_1330488_679_15356717_763 |  |  | PQ | AN | 2771.281 | 8103901 | no | no |  |  | no |  |  | 1330488.679 | 15356717.763 |  | -1
node_1330678_37_15361542_749 |  |  | PQ | AN | 2771.281 | 8103901 | no | no |  |  | no |  |  | 1330678.37 | 15361542.749 |  | -1
node_1330690_107_15356789_601 |  |  | PQ | AN | 2771.281 | 8103901 | no | no |  |  | no |  |  | 1330690.107 | 15356789.601 |  | -1
node_1330695_323_15362248_742 |  |  | PQ | AN | 2771.281 | 8103901 | no | no |  |  | no |  |  | 1330695.323 | 15362248.742 |  | -1
node_1330760_859_15371751_671 |  |  | PQ | AN | 2771.281 | 8103901 | no | no |  |  | no |  |  | 1330760.859 | 15371751.671 |  | -1
node_1330797_489_15372088_608 |  |  | PQ | AN | 2771.281 | 8103901 | no | no |  |  | no |  |  | 1330797.489 | 15372088.608 |  | -1
node_1330851_707_15361904_668 |  |  | PQ | AN | 2771.281 | 8103901 | no | no |  |  | no |  |  | 1330851.707 | 15361904.668 |  | -1
node_1330903_45_15368919_276 |  |  | PQ | AN | 2771.281 | 8103901 | no | no |  |  | no |  |  | 1330903.45 | 15368919.276 |  | -1
node_1330904_336_15372502_808 |  |  | PQ | AN | 2771.281 | 8103901 | no | no |  |  | no |  |  | 1330904.336 | 15372502.808 |  | -1
node_1330915_149_15363378_257 |  |  | PQ | AN | 2771.281 | 8103901 | no | no |  |  | no |  |  | 1330915.149 | 15363378.257 |  | -1
node_1330961_49_15377588_044 |  |  | PQ | AN | 2771.281 | 8103901 | no | no |  |  | no |  |  | 1330961.49 | 15377588.044 |  | -1
node_1330998_692_15362690_204 |  |  | PQ | AN | 2771.281 | 8103901 | no | no |  |  | no |  |  | 1330998.692 | 15362690.204 |  | -1
node_1331009_367_15374381_125 |  |  | PQ | AN | 2771.281 | 8103901 | no | no |  |  | no |  |  | 1331009.367 | 15374381.125 |  | -1
node_1331011_962_15371084_513 |  |  | PQ | AN | 2771.281 | 8103901 | no | no |  |  | no |  |  | 1331011.962 | 15371084.513 |  | -1
node_1331014_439_15375566_269 |  |  | PQ | AN | 2771.281 | 8103901 | no | no |  |  | no |  |  | 1331014.439 | 15375566.269 |  | -1
node_1331016_322_15363560_809 |  |  | PQ | AN | 2771.281 | 8103901 | no | no |  |  | no |  |  | 1331016.322 | 15363560.809 |  | -1
node_1331018_813_15373469_899 |  |  | PQ | AN | 2771.281 | 8103901 | no | no |  |  | no |  |  | 1331018.813 | 15373469.899 |  | -1
node_1331024_017_15377331_986 |  |  | PQ | AN | 2771.281 | 8103901 | no | no |  |  | no |  |  | 1331024.017 | 15377331.986 |  | -1
node_1331045_94_15373973_889 |  |  | PQ | AN | 2771.281 | 8103901 | no | no |  |  | no |  |  | 1331045.94 | 15373973.889 |  | -1
node_1331057_442_15363776_629 |  |  | PQ | AN | 2771.281 | 8103901 | no | no |  |  | no |  |  | 1331057.442 | 15363776.629 |  | -1
node_1331060_2_15374212_171 |  |  | PQ | AN | 2771.281 | 8103901 | no | no |  |  | no |  |  | 1331060.2 | 15374212.171 |  | -1
node_1331091_563_15370806_106 |  |  | PQ | AN | 2771.281 | 8103901 | no | no |  |  | no |  |  | 1331091.563 | 15370806.106 |  | -1
node_1331109_992_15369764_064 |  |  | PQ | AN | 2771.281 | 8103901 | no | no |  |  | no |  |  | 1331109.992 | 15369764.064 |  | -1
node_1331114_102_15374665_639 |  |  | PQ | AN | 2771.281 | 8103901 | no | no |  |  | no |  |  | 1331114.102 | 15374665.639 |  | -1
node_1331126_86_15364138_197 |  |  | PQ | AN | 2771.281 | 8103901 | no | no |  |  | no |  |  | 1331126.86 | 15364138.197 |  | -1
node_1331131_279_15368688_566 |  |  | PQ | AN | 2771.281 | 8103901 | no | no |  |  | no |  |  | 1331131.279 | 15368688.566 |  | -1
node_1331132_159_15368907_48 |  |  | PQ | AN | 2771.281 | 8103901 | no | no |  |  | no |  |  | 1331132.159 | 15368907.48 |  | -1
node_1331152_118_15375000_329 |  |  | PQ | AN | 2771.281 | 8103901 | no | no |  |  | no |  |  | 1331152.118 | 15375000.329 |  | -1
node_1331154_82_15364553_133 |  |  | PQ | AN | 2771.281 | 8103901 | no | no |  |  | no |  |  | 1331154.82 | 15364553.133 |  | -1
node_1331159_911_15376637_973 |  |  | PQ | AN | 2771.281 | 8103901 | no | no |  |  | no |  |  | 1331159.911 | 15376637.973 |  | -1
node_1331180_195_15375710_624 |  |  | PQ | AN | 2771.281 | 8103901 | no | no |  |  | no |  |  | 1331180.195 | 15375710.624 |  | -1
node_1331196_726_15375345_106 |  |  | PQ | AN | 2771.281 | 8103901 | no | no |  |  | no |  |  | 1331196.726 | 15375345.106 |  | -1
node_1331206_733_15365481_219 |  |  | PQ | AN | 2771.281 | 8103901 | no | no |  |  | no |  |  | 1331206.733 | 15365481.219 |  | -1
node_1331207_539_15364792_548 |  |  | PQ | AN | 2771.281 | 8103901 | no | no |  |  | no |  |  | 1331207.539 | 15364792.548 |  | -1
node_1331228_077_15376159_733 |  |  | PQ | AN | 2771.281 | 8103901 | no | no |  |  | no |  |  | 1331228.077 | 15376159.733 |  | -1
node_1331254_562_15368535_029 |  |  | PQ | AN | 2771.281 | 8103901 | no | no |  |  | no |  |  | 1331254.562 | 15368535.029 |  | -1
node_1331270_001_15366052_387 |  |  | PQ | AD | 2771.281 | 8103901 | no | no |  |  | no |  |  | 1331270.001 | 15366052.387 |  | -1
node_1331287_892_15368187_178 |  |  | PQ | AN | 2771.281 | 8103901 | no | no |  |  | no |  |  | 1331287.892 | 15368187.178 |  | -1
node_1331313_87_15367907_528 |  |  | PQ | AN | 2771.281 | 8103901 | no | no |  |  | no |  |  | 1331313.87 | 15367907.528 |  | -1
node_1331319_517_15366198_159 |  |  | PQ | AN | 2771.281 | 8103901 | no | no |  |  | no |  |  | 1331319.517 | 15366198.159 |  | -1
node_1331329_788_15366499_455 |  |  | PQ | AN | 2771.281 | 8103901 | no | no |  |  | no |  |  | 1331329.788 | 15366499.455 |  | -1
node_1331334_084_15367646_279 |  |  | PQ | AN | 2771.281 | 8103901 | no | no |  |  | no |  |  | 1331334.084 | 15367646.279 |  | -1
node_1331374_57_15367206_242 |  |  | PQ | AN | 2771.281 | 8103901 | no | no |  |  | no |  |  | 1331374.57 | 15367206.242 |  | -1
node_1331388_029_15369533_178 |  |  | PQ | AN | 2771.281 | 8103901 | no | no |  |  | no |  |  | 1331388.029 | 15369533.178 |  | -1
node_1331437_521_15376501_153 |  |  | PQ | AN | 2771.281 | 8103901 | no | no |  |  | no |  |  | 1331437.521 | 15376501.153 |  | -1
node_1331612_505_15377272_393 |  |  | PQ | AN | 2771.281 | 8103901 | no | no |  |  | no |  |  | 1331612.505 | 15377272.393 |  | -1
node_1331655_424_15356812_603 |  |  | PQ | AN | 2771.281 | 8103901 | no | no |  |  | no |  |  | 1331655.424 | 15356812.603 |  | -1
node_1331678_985_15361502_734 |  |  | PQ | AN | 2771.281 | 8103901 | no | no |  |  | no |  |  | 1331678.985 | 15361502.734 |  | -1
node_1331733_146_15375966_533 |  |  | PQ | AN | 2771.281 | 8103901 | no | no |  |  | no |  |  | 1331733.146 | 15375966.533 |  | -1
node_1331857_268_15369821_94 |  |  | PQ | AN | 2771.281 | 8103901 | no | no |  |  | no |  |  | 1331857.268 | 15369821.94 |  | -1
node_1332041_15370093_5 |  |  | PQ | AN | 2771.281 | 8103901 | no | no |  |  | no |  |  | 1332041 | 15370093.5 |  | -1
node_1332099_948_15377464_746 |  |  | PQ | AN | 2771.281 | 8103901 | no | no |  |  | no |  |  | 1332099.948 | 15377464.746 |  | -1
node_1332137_27_15377117_938 |  |  | PQ | AN | 2771.281 | 8103901 | no | no |  |  | no |  |  | 1332137.27 | 15377117.938 |  | -1
node_1332350_973_15377874_708 |  |  | PQ | AN | 2771.281 | 8103901 | no | no |  |  | no |  |  | 1332350.973 | 15377874.708 |  | -1
node_1332424_516_15370388_168 |  |  | PQ | AN | 2771.281 | 8103901 | no | no |  |  | no |  |  | 1332424.516 | 15370388.168 |  | -1
node_1332553_055_15378202_751 |  |  | PQ | AN | 2771.281 | 8103901 | no | no |  |  | no |  |  | 1332553.055 | 15378202.751 |  | -1
node_1332639_241_15378417_092 |  |  | PQ | AD | 2771.281 | 8103901 | no | no |  |  | no |  |  | 1332639.241 | 15378417.092 |  | -1
node_1332872_439_15370795_677 |  |  | PQ | AN | 2771.281 | 8103901 | no | no |  |  | no |  |  | 1332872.439 | 15370795.677 |  | -1
node_1332873_461_15378734_093 |  |  | PQ | AN | 2771.281 | 8103901 | no | no |  |  | no |  |  | 1332873.461 | 15378734.093 |  | -1
node_1332911_437_15371107_564 |  |  | PQ | AN | 2771.281 | 8103901 | no | no |  |  | no |  |  | 1332911.437 | 15371107.564 |  | -1
node_1333167_095_15379212_415 |  |  | PQ | AN | 2771.281 | 8103901 | no | no |  |  | no |  |  | 1333167.095 | 15379212.415 |  | -1
node_1333450_166_15379010_298 |  |  | PQ | AN | 2771.281 | 8103901 | no | no |  |  | no |  |  | 1333450.166 | 15379010.298 |  | -1
node_1333594_93_15379943_248 |  |  | PQ | AN | 2771.281 | 8103901 | no | no |  |  | no |  |  | 1333594.93 | 15379943.248 |  | -1
node_1333703_71_15371342_332 |  |  | PQ | AN | 2771.281 | 8103901 | no | no |  |  | no |  |  | 1333703.71 | 15371342.332 |  | -1
node_1333781_407_15380289_262 |  |  | PQ | AN | 2771.281 | 8103901 | no | no |  |  | no |  |  | 1333781.407 | 15380289.262 |  | -1
node_1334069_943_15356806_811 |  |  | PQ | AN | 2771.281 | 8103901 | no | no |  |  | no |  |  | 1334069.943 | 15356806.811 |  | -1
node_1334214_632_15361602_636 |  |  | PQ | AN | 2771.281 | 8103901 | no | no |  |  | no |  |  | 1334214.632 | 15361602.636 |  | -1
node_1334616_007_15357633_631 |  |  | PQ | AN | 2771.281 | 8103901 | no | no |  |  | no |  |  | 1334616.007 | 15357633.631 |  | -1
node_1334618_397_15362068_407 |  |  | PQ | AN | 2771.281 | 8103901 | no | no |  |  | no |  |  | 1334618.397 | 15362068.407 |  | -1
node_1334637_131_15371390_599 |  |  | PQ | AN | 2771.281 | 8103901 | no | no |  |  | no |  |  | 1334637.131 | 15371390.599 |  | -1
node_1334673_274_15361536_759 |  |  | PQ | AN | 2771.281 | 8103901 | no | no |  |  | no |  |  | 1334673.274 | 15361536.759 |  | -1
node_1334965_379_15356671_832 |  |  | PQ | AN | 2771.281 | 8103901 | no | no |  |  | no |  |  | 1334965.379 | 15356671.832 |  | -1
node_1334967_538_15371390_815 |  |  | PQ | AN | 2771.281 | 8103901 | no | no |  |  | no |  |  | 1334967.538 | 15371390.815 |  | -1
node_1335041_216_15369287_405 |  |  | PQ | AN | 2771.281 | 8103901 | no | no |  |  | no |  |  | 1335041.216 | 15369287.405 |  | -1
node_1335283_594_15369069_958 |  |  | PQ | AN | 2771.281 | 8103901 | no | no |  |  | no |  |  | 1335283.594 | 15369069.958 |  | -1
node_1335402_749_15368443_179 |  |  | PQ | AN | 2771.281 | 8103901 | no | no |  |  | no |  |  | 1335402.749 | 15368443.179 |  | -1
node_1335407_774_15361605_482 |  |  | PQ | AN | 2771.281 | 8103901 | no | no |  |  | no |  |  | 1335407.774 | 15361605.482 |  | -1
node_1335681_494_15356630_668 |  |  | PQ | AN | 2771.281 | 8103901 | no | no |  |  | no |  |  | 1335681.494 | 15356630.668 |  | -1
node_1335772_747_15369013_226 |  |  | PQ | AN | 2771.281 | 8103901 | no | no |  |  | no |  |  | 1335772.747 | 15369013.226 |  | -1
node_1335787_35_15372871_182 |  |  | PQ | AN | 2771.281 | 8103901 | no | no |  |  | no |  |  | 1335787.35 | 15372871.182 |  | -1
node_1335799_097_15359630_454 |  |  | PQ | AN | 2771.281 | 8103901 | no | no |  |  | no |  |  | 1335799.097 | 15359630.454 |  | -1
node_1335849_713_15371440_545 |  |  | PQ | AN | 2771.281 | 8103901 | no | no |  |  | no |  |  | 1335849.713 | 15371440.545 |  | -1
node_1335920_775_15369316_57 |  |  | PQ | AN | 2771.281 | 8103901 | no | no |  |  | no |  |  | 1335920.775 | 15369316.57 |  | -1
node_1336106_385_15368047_114 |  |  | PQ | AN | 2771.281 | 8103901 | no | no |  |  | no |  |  | 1336106.385 | 15368047.114 |  | -1
node_1336281_462_15369591_239 |  |  | PQ | AN | 2771.281 | 8103901 | no | no |  |  | no |  |  | 1336281.462 | 15369591.239 |  | -1
node_1336282_42_15371438_291 |  |  | PQ | AN | 2771.281 | 8103901 | no | no |  |  | no |  |  | 1336282.42 | 15371438.291 |  | -1
node_1336429_536_15369747_379 |  |  | PQ | AN | 2771.281 | 8103901 | no | no |  |  | no |  |  | 1336429.536 | 15369747.379 |  | -1
node_1336486_257_15367254_023 |  |  | PQ | AN | 2771.281 | 8103901 | no | no |  |  | no |  |  | 1336486.257 | 15367254.023 |  | -1
node_1336714_145_15371363_132 |  |  | PQ | AN | 2771.281 | 8103901 | no | no |  |  | no |  |  | 1336714.145 | 15371363.132 |  | -1
node_1336716_787_15369893_893 |  |  | PQ | AN | 2771.281 | 8103901 | no | no |  |  | no |  |  | 1336716.787 | 15369893.893 |  | -1
node_1336861_739_15370395_042 |  |  | PQ | AN | 2771.281 | 8103901 | no | no |  |  | no |  |  | 1336861.739 | 15370395.042 |  | -1
node_1336947_347_15366046_806 |  |  | PQ | AN | 2771.281 | 8103901 | no | no |  |  | no |  |  | 1336947.347 | 15366046.806 |  | -1
node_1336951_312_15370670_394 |  |  | PQ | AN | 2771.281 | 8103901 | no | no |  |  | no |  |  | 1336951.312 | 15370670.394 |  | -1
node_1336968_511_15361606_484 |  |  | PQ | AN | 2771.281 | 8103901 | no | no |  |  | no |  |  | 1336968.511 | 15361606.484 |  | -1
node_1337003_74_15371077_232 |  |  | PQ | AN | 2771.281 | 8103901 | no | no |  |  | no |  |  | 1337003.74 | 15371077.232 |  | -1
node_1337050_295_15356221_907 |  |  | PQ | AN | 2771.281 | 8103901 | no | no |  |  | no |  |  | 1337050.295 | 15356221.907 |  | -1
node_1337082_502_15363050_379 |  |  | PQ | AN | 2771.281 | 8103901 | no | no |  |  | no |  |  | 1337082.502 | 15363050.379 |  | -1
node_1337160_915_15370332_962 |  |  | PQ | AN | 2771.281 | 8103901 | no | no |  |  | no |  |  | 1337160.915 | 15370332.962 |  | -1
node_1337361_102_15371454_668 |  |  | PQ | AN | 2771.281 | 8103901 | no | no |  |  | no |  |  | 1337361.102 | 15371454.668 |  | -1
node_1337361_878_15356184_201 |  |  | PQ | AD | 2771.281 | 8103901 | no | no |  |  | no |  |  | 1337361.878 | 15356184.201 |  | -1
node_1337423_992_15364788_258 |  |  | PQ | AN | 2771.281 | 8103901 | no | no |  |  | no |  |  | 1337423.992 | 15364788.258 |  | -1
node_1337488_856_15363452_848 |  |  | PQ | AN | 2771.281 | 8103901 | no | no |  |  | no |  |  | 1337488.856 | 15363452.848 |  | -1
node_1337726_12_15366002_829 |  |  | PQ | AN | 2771.281 | 8103901 | no | no |  |  | no |  |  | 1337726.12 | 15366002.829 |  | -1
node_1337764_762_15363994_863 |  |  | PQ | AD | 2771.281 | 8103901 | no | no |  |  | no |  |  | 1337764.762 | 15363994.863 |  | -1
node_1337784_981_15371638_973 |  |  | PQ | AN | 2771.281 | 8103901 | no | no |  |  | no |  |  | 1337784.981 | 15371638.973 |  | -1
node_1337820_924_15363732_941 |  |  | PQ | AN | 2771.281 | 8103901 | no | no |  |  | no |  |  | 1337820.924 | 15363732.941 |  | -1
node_1337821_173_15356189_503 |  |  | PQ | AN | 2771.281 | 8103901 | no | no |  |  | no |  |  | 1337821.173 | 15356189.503 |  | -1
node_1338095_885_15363186_327 |  |  | PQ | AN | 2771.281 | 8103901 | no | no |  |  | no |  |  | 1338095.885 | 15363186.327 |  | -1
node_1338155_408_15371798_1 |  |  | PQ | AN | 2771.281 | 8103901 | no | no |  |  | no |  |  | 1338155.408 | 15371798.1 |  | -1
node_1338203_793_15362488_903 |  |  | PQ | AN | 2771.281 | 8103901 | no | no |  |  | no |  |  | 1338203.793 | 15362488.903 |  | -1
node_1338550_609_15362276_281 |  |  | PQ | AN | 2771.281 | 8103901 | no | no |  |  | no |  |  | 1338550.609 | 15362276.281 |  | -1
node_1338970_532_15361866_947 |  |  | PQ | AN | 2771.281 | 8103901 | no | no |  |  | no |  |  | 1338970.532 | 15361866.947 |  | -1
node_1339077_914_15356011_381 |  |  | PQ | AN | 2771.281 | 8103901 | no | no |  |  | no |  |  | 1339077.914 | 15356011.381 |  | -1
node_1339160_746_15361528_532 |  |  | PQ | AN | 2771.281 | 8103901 | no | no |  |  | no |  |  | 1339160.746 | 15361528.532 |  | -1
node_1339164_552_15372454_043 |  |  | PQ | AN | 2771.281 | 8103901 | no | no |  |  | no |  |  | 1339164.552 | 15372454.043 |  | -1
node_1339404_931_15372362_636 |  |  | PQ | AN | 2771.281 | 8103901 | no | no |  |  | no |  |  | 1339404.931 | 15372362.636 |  | -1
node_1339426_642_15361204_225 |  |  | PQ | AN | 2771.281 | 8103901 | no | no |  |  | no |  |  | 1339426.642 | 15361204.225 |  | -1
node_1339642_805_15372609_125 |  |  | PQ | AN | 2771.281 | 8103901 | no | no |  |  | no |  |  | 1339642.805 | 15372609.125 |  | -1
node_1339664_816_15360909_276 |  |  | PQ | AN | 2771.281 | 8103901 | no | no |  |  | no |  |  | 1339664.816 | 15360909.276 |  | -1
node_1339841_049_15373226_144 |  |  | PQ | AN | 2771.281 | 8103901 | no | no |  |  | no |  |  | 1339841.049 | 15373226.144 |  | -1
node_1340019_61_15373755_936 |  |  | PQ | AN | 2771.281 | 8103901 | no | no |  |  | no |  |  | 1340019.61 | 15373755.936 |  | -1
node_1340514_793_15356234_286 |  |  | PQ | AN | 2771.281 | 8103901 | no | no |  |  | no |  |  | 1340514.793 | 15356234.286 |  | -1
node_1340531_367_15353601_733 |  |  | PQ | AN | 2771.281 | 8103901 | no | no |  |  | no |  |  | 1340531.367 | 15353601.733 |  | -1
node_1340744_148_15356123_853 |  |  | PQ | AN | 2771.281 | 8103901 | no | no |  |  | no |  |  | 1340744.148 | 15356123.853 |  | -1
node_1340850_614_15359014_649 |  |  | PQ | AN | 2771.281 | 8103901 | no | no |  |  | no |  |  | 1340850.614 | 15359014.649 |  | -1
node_1340909_525_15350805_564 |  |  | PQ | AN | 2771.281 | 8103901 | no | no |  |  | no |  |  | 1340909.525 | 15350805.564 |  | -1
node_1340948_994_15356099_429 |  |  | PQ | AN | 2771.281 | 8103901 | no | no |  |  | no |  |  | 1340948.994 | 15356099.429 |  | -1
node_1341033_935_15359051_977 |  |  | PQ | AN | 2771.281 | 8103901 | no | no |  |  | no |  |  | 1341033.935 | 15359051.977 |  | -1
node_1341038_152_15358915_456 |  |  | PQ | AN | 2771.281 | 8103901 | no | no |  |  | no |  |  | 1341038.152 | 15358915.456 |  | -1
node_1341085_627_15351543_937 |  |  | PQ | AN | 2771.281 | 8103901 | no | no |  |  | no |  |  | 1341085.627 | 15351543.937 |  | -1
node_1341094_497_15349772_932 |  |  | PQ | AN | 2771.281 | 8103901 | no | no |  |  | no |  |  | 1341094.497 | 15349772.932 |  | -1
node_1341197_896_15358741_122 |  |  | PQ | AN | 2771.281 | 8103901 | no | no |  |  | no |  |  | 1341197.896 | 15358741.122 |  | -1
node_1341252_299_15356058_556 |  |  | PQ | AN | 2771.281 | 8103901 | no | no |  |  | no |  |  | 1341252.299 | 15356058.556 |  | -1
node_1341254_835_15374629_637 |  |  | PQ | AN | 2771.281 | 8103901 | no | no |  |  | no |  |  | 1341254.835 | 15374629.637 |  | -1
node_1341455_312_15358463_093 |  |  | PQ | AN | 2771.281 | 8103901 | no | no |  |  | no |  |  | 1341455.312 | 15358463.093 |  | -1
node_1341589_752_15355977_984 |  |  | PQ | AN | 2771.281 | 8103901 | no | no |  |  | no |  |  | 1341589.752 | 15355977.984 |  | -1
node_1341609_175_15347282_24 |  |  | PQ | AN | 2771.281 | 8103901 | no | no |  |  | no |  |  | 1341609.175 | 15347282.24 |  | -1
node_1341834_378_15347943_173 |  |  | PQ | AN | 2771.281 | 8103901 | no | no |  |  | no |  |  | 1341834.378 | 15347943.173 |  | -1
node_1342246_747_15375116_117 |  |  | PQ | AN | 2771.281 | 8103901 | no | no |  |  | no |  |  | 1342246.747 | 15375116.117 |  | -1
node_1342317_209_15357241_071 |  |  | PQ | AN | 2771.281 | 8103901 | no | no |  |  | no |  |  | 1342317.209 | 15357241.071 |  | -1
node_1342395_475_15350851_691 |  |  | PQ | AN | 2771.281 | 8103901 | no | no |  |  | no |  |  | 1342395.475 | 15350851.691 |  | -1
node_1342632_623_15356717_472 |  |  | PQ | AN | 2771.281 | 8103901 | no | no |  |  | no |  |  | 1342632.623 | 15356717.472 |  | -1
node_1342943_541_15355847_03 |  |  | PQ | AN | 2771.281 | 8103901 | no | no |  |  | no |  |  | 1342943.541 | 15355847.03 |  | -1
node_1342977_725_15356258_276 |  |  | PQ | AN | 2771.281 | 8103901 | no | no |  |  | no |  |  | 1342977.725 | 15356258.276 |  | -1
node_1343050_12_15356143_632 |  |  | PQ | AN | 2771.281 | 8103901 | no | no |  |  | no |  |  | 1343050.12 | 15356143.632 |  | -1
node_1343229_691_15355858_699 |  |  | PQ | AN | 2771.281 | 8103901 | no | no |  |  | no |  |  | 1343229.691 | 15355858.699 |  | -1
node_1343360_675_15355648_167 |  |  | PQ | AN | 2771.281 | 8103901 | no | no |  |  | no |  |  | 1343360.675 | 15355648.167 |  | -1
node_1343404_236_15346525_934 |  |  | PQ | AN | 2771.281 | 8103901 | no | no |  |  | no |  |  | 1343404.236 | 15346525.934 |  | -1
node_1343505_453_15356230_754 |  |  | PQ | AN | 2771.281 | 8103901 | no | no |  |  | no |  |  | 1343505.453 | 15356230.754 |  | -1
node_1343520_046_15355883_128 |  |  | PQ | AN | 2771.281 | 8103901 | no | no |  |  | no |  |  | 1343520.046 | 15355883.128 |  | -1
node_1343585_229_15356599_624 |  |  | PQ | AN | 2771.281 | 8103901 | no | no |  |  | no |  |  | 1343585.229 | 15356599.624 |  | -1
node_1343657_119_15355482_153 |  |  | PQ | AN | 2771.281 | 8103901 | no | no |  |  | no |  |  | 1343657.119 | 15355482.153 |  | -1
node_1343673_12_15355891_058 |  |  | PQ | AN | 2771.281 | 8103901 | no | no |  |  | no |  |  | 1343673.12 | 15355891.058 |  | -1
node_1343746_851_15355186_096 |  |  | PQ | AN | 2771.281 | 8103901 | no | no |  |  | no |  |  | 1343746.851 | 15355186.096 |  | -1
node_1343973_944_15354841_004 |  |  | PQ | AN | 2771.281 | 8103901 | no | no |  |  | no |  |  | 1343973.944 | 15354841.004 |  | -1
node_1343978_498_15355856_602 |  |  | PQ | AN | 2771.281 | 8103901 | no | no |  |  | no |  |  | 1343978.498 | 15355856.602 |  | -1
node_1344083_137_15357122_981 |  |  | PQ | AN | 2771.281 | 8103901 | no | no |  |  | no |  |  | 1344083.137 | 15357122.981 |  | -1
node_1344220_663_15355859_768 |  |  | PQ | AN | 2771.281 | 8103901 | no | no |  |  | no |  |  | 1344220.663 | 15355859.768 |  | -1
node_1344788_641_15346019_759 |  |  | PQ | AN | 2771.281 | 8103901 | no | no |  |  | no |  |  | 1344788.641 | 15346019.759 |  | -1
node_1344882_009_15357888_345 |  |  | PQ | AN | 2771.281 | 8103901 | no | no |  |  | no |  |  | 1344882.009 | 15357888.345 |  | -1
node_1345002_069_15359753_064 |  |  | PQ | AN | 2771.281 | 8103901 | no | no |  |  | no |  |  | 1345002.069 | 15359753.064 |  | -1
node_1345151_734_15359098_654 |  |  | PQ | AN | 2771.281 | 8103901 | no | no |  |  | no |  |  | 1345151.734 | 15359098.654 |  | -1
node_1345184_562_15355896_795 |  |  | PQ | AN | 2771.281 | 8103901 | no | no |  |  | no |  |  | 1345184.562 | 15355896.795 |  | -1
node_1345184_704_15358785_146 |  |  | PQ | AN | 2771.281 | 8103901 | no | no |  |  | no |  |  | 1345184.704 | 15358785.146 |  | -1
node_1345324_944_15359332_334 |  |  | PQ | AN | 2771.281 | 8103901 | no | no |  |  | no |  |  | 1345324.944 | 15359332.334 |  | -1
node_8103901_200598829 |  |  | PQ | AD | 2771.281 | 8103901 | no | no |  |  | no |  |  | 1303540.421 | 15377706.405 |  | -1
node_8103901_200598830 |  |  | PQ | AN | 2771.281 | 8103901 | no | no |  |  | no |  |  | 1303580.468 | 15377523.865 |  | -1
node_8103901_200844576 |  |  | PQ | AD | 2771.281 | 8103901 | no | no |  |  | no |  |  | 1345003.431 | 15358532.787 |  | -1
node_8103901_200844577 |  |  | PQ | AN | 2771.281 | 8103901 | no | no |  |  | no |  |  | 1345143.181 | 15358797.867 |  | -1
node_8103901_200844579 |  |  | PQ | AN | 2771.281 | 8103901 | no | no |  |  | no |  |  | 1345291.745 | 15359337.652 |  | -1
node_8103901_200844580 |  |  | PQ | AD | 2771.281 | 8103901 | no | no |  |  | no |  |  | 1345280.354 | 15359514.92 |  | -1
node_8103901_200844581 |  |  | PQ | AN | 2771.281 | 8103901 | no | no |  |  | no |  |  | 1345024.657 | 15359732.871 |  | -1
node_8103901_200887771 |  |  | PQ | AN | 2771.281 | 8103901 | no | no |  |  | no |  |  | 1329056.712 | 15358334.123 |  | -1
node_8103901_200887772 |  |  | PQ | AD | 2771.281 | 8103901 | no | no |  |  | no |  |  | 1329155.737 | 15358484.206 |  | -1
node_8103901_200887773 |  |  | PQ | AN | 2771.281 | 8103901 | no | no |  |  | no |  |  | 1329415.404 | 15358516.718 |  | -1
node_8103901_200887774 |  |  | PQ | AN | 2771.281 | 8103901 | no | no |  |  | no |  |  | 1329496.731 | 15358999.338 |  | -1
node_8103901_200887775 |  |  | PQ | AN | 2771.281 | 8103901 | no | no |  |  | no |  |  | 1329749.884 | 15359032.962 |  | -1
node_8103901_200887777 |  |  | PQ | AD | 2771.281 | 8103901 | no | no |  |  | no |  |  | 1329787.879 | 15359446.03 |  | -1
node_8103901_200887779 |  |  | PQ | AD | 2771.281 | 8103901 | no | no |  |  | no |  |  | 1329978.369 | 15359720.58 |  | -1
node_8103901_200887780 |  |  | PQ | AD | 2771.281 | 8103901 | no | no |  |  | no |  |  | 1330171.453 | 15360040.094 |  | -1
node_8103901_200887781 |  |  | PQ | AN | 2771.281 | 8103901 | no | no |  |  | no |  |  | 1330368.989 | 15360354.243 |  | -1
node_8103901_200887782 |  |  | PQ | AD | 2771.281 | 8103901 | no | no |  |  | no |  |  | 1330475.088 | 15360886.715 |  | -1
node_8103901_200887783 |  |  | PQ | AD | 2771.281 | 8103901 | no | no |  |  | no |  |  | 1330556.948 | 15361323.077 |  | -1
node_8103901_200887784 |  |  | PQ | AD | 2771.281 | 8103901 | no | no |  |  | no |  |  | 1330691.385 | 15362035.472 |  | -1
node_8103901_200887785 |  |  | PQ | AN | 2771.281 | 8103901 | no | no |  |  | no |  |  | 1330728.059 | 15362226.226 |  | -1
node_8103901_200887786 |  |  | PQ | AD | 2771.281 | 8103901 | no | no |  |  | no |  |  | 1330765.932 | 15362441.488 |  | -1
node_8103901_200887787 |  |  | PQ | AD | 2771.281 | 8103901 | no | no |  |  | no |  |  | 1330817.158 | 15362696.776 |  | -1
node_8103901_200887788 |  |  | PQ | AN | 2771.281 | 8103901 | no | no |  |  | no |  |  | 1330978.586 | 15362718.302 |  | -1
node_8103901_200887790 |  |  | PQ | AD | 2771.281 | 8103901 | no | no |  |  | no |  |  | 1330870.434 | 15362987.689 |  | -1
node_8103901_200887791 |  |  | PQ | AN | 2771.281 | 8103901 | no | no |  |  | no |  |  | 1330953.967 | 15363381.432 |  | -1
node_8103901_200887793 |  |  | PQ | AN | 2771.281 | 8103901 | no | no |  |  | no |  |  | 1330991.46 | 15363579.096 |  | -1
node_8103901_200887794 |  |  | PQ | AN | 2771.281 | 8103901 | no | no |  |  | no |  |  | 1331028.758 | 15363795.473 |  | -1
node_8103901_200887795 |  |  | PQ | AN | 2771.281 | 8103901 | no | no |  |  | no |  |  | 1331101.657 | 15364156.794 |  | -1
node_8103901_200887796 |  |  | PQ | AN | 2771.281 | 8103901 | no | no |  |  | no |  |  | 1331162.3 | 15364515.36 |  | -1
node_8103901_200887797 |  |  | PQ | AD | 2771.281 | 8103901 | no | no |  |  | no |  |  | 1330846.542 | 15364548.791 |  | -1
node_8103901_200887798 |  |  | PQ | AD | 2771.281 | 8103901 | no | no |  |  | no |  |  | 1330550.068 | 15364567.98 |  | -1
node_8103901_200887799 |  |  | PQ | AN | 2771.281 | 8103901 | no | no |  |  | no |  |  | 1330274.794 | 15364584.803 |  | -1
node_8103901_200887801 |  |  | PQ | AN | 2771.281 | 8103901 | no | no |  |  | no |  |  | 1331177.874 | 15364797.709 |  | -1
node_8103901_200887802 |  |  | PQ | AN | 2771.281 | 8103901 | no | no |  |  | no |  |  | 1331226.47 | 15365465.175 |  | -1
node_8103901_200887803 |  |  | PQ | AD | 2771.281 | 8103901 | no | no |  |  | no |  |  | 1331266.879 | 15366036.153 |  | -1
node_8103901_200887804 |  |  | PQ | AN | 2771.281 | 8103901 | no | no |  |  | no |  |  | 1331272.722 | 15366183.881 |  | -1
node_8103901_200887805 |  |  | PQ | AN | 2771.281 | 8103901 | no | no |  |  | no |  |  | 1331296.078 | 15366505.759 |  | -1
node_8103901_200887806 |  |  | PQ | AD | 2771.281 | 8103901 | no | no |  |  | no |  |  | 1331320.296 | 15366837.783 |  | -1
node_8103901_200887807 |  |  | PQ | AN | 2771.281 | 8103901 | no | no |  |  | no |  |  | 1331340.717 | 15367206.05 |  | -1
node_8103901_200887809 |  |  | PQ | AD | 2771.281 | 8103901 | no | no |  |  | no |  |  | 1331323.929 | 15367431.693 |  | -1
node_8103901_200887810 |  |  | PQ | AN | 2771.281 | 8103901 | no | no |  |  | no |  |  | 1331300.505 | 15367647.797 |  | -1
node_8103901_200887811 |  |  | PQ | AN | 2771.281 | 8103901 | no | no |  |  | no |  |  | 1331287.097 | 15367901.276 |  | -1
node_8103901_200887813 |  |  | PQ | AN | 2771.281 | 8103901 | no | no |  |  | no |  |  | 1331257.779 | 15368181.971 |  | -1
node_8103901_200887814 |  |  | PQ | AD | 2771.281 | 8103901 | no | no |  |  | no |  |  | 1331244.285 | 15368348.565 |  | -1
node_8103901_200887815 |  |  | PQ | AN | 2771.281 | 8103901 | no | no |  |  | no |  |  | 1331227.479 | 15368528.63 |  | -1
node_8103901_200887816 |  |  | PQ | AN | 2771.281 | 8103901 | no | no |  |  | no |  |  | 1331167.078 | 15368700.645 |  | -1
node_8103901_200887818 |  |  | PQ | AN | 2771.281 | 8103901 | no | no |  |  | no |  |  | 1331091.013 | 15368900.972 |  | -1
node_8103901_200887819 |  |  | PQ | AD | 2771.281 | 8103901 | no | no |  |  | no |  |  | 1331095.612 | 15369142.216 |  | -1
node_8103901_200887820 |  |  | PQ | AD | 2771.281 | 8103901 | no | no |  |  | no |  |  | 1331087.534 | 15369374.635 |  | -1
node_8103901_200887821 |  |  | PQ | AN | 2771.281 | 8103901 | no | no |  |  | no |  |  | 1331079.441 | 15369753.194 |  | -1
node_8103901_200887822 |  |  | PQ | AD | 2771.281 | 8103901 | no | no |  |  | no |  |  | 1331066.927 | 15370290.345 |  | -1
node_8103901_200887823 |  |  | PQ | AN | 2771.281 | 8103901 | no | no |  |  | no |  |  | 1331059.97 | 15370798.343 |  | -1
node_8103901_200887824 |  |  | PQ | AN | 2771.281 | 8103901 | no | no |  |  | no |  |  | 1330987.462 | 15371062.831 |  | -1
node_8103901_200887825 |  |  | PQ | AD | 2771.281 | 8103901 | no | no |  |  | no |  |  | 1330866.643 | 15371474.605 |  | -1
node_8103901_200887826 |  |  | PQ | AN | 2771.281 | 8103901 | no | no |  |  | no |  |  | 1330790.948 | 15371750.783 |  | -1
node_8103901_200887827 |  |  | PQ | AN | 2771.281 | 8103901 | no | no |  |  | no |  |  | 1330826.966 | 15372081.593 |  | -1
node_8103901_200887829 |  |  | PQ | AN | 2771.281 | 8103901 | no | no |  |  | no |  |  | 1330865.092 | 15372502.145 |  | -1
node_8103901_200887830 |  |  | PQ | AD | 2771.281 | 8103901 | no | no |  |  | no |  |  | 1330923.599 | 15373033.07 |  | -1
node_8103901_200887831 |  |  | PQ | AN | 2771.281 | 8103901 | no | no |  |  | no |  |  | 1330978.821 | 15373478.551 |  | -1
node_8103901_200887832 |  |  | PQ | AN | 2771.281 | 8103901 | no | no |  |  | no |  |  | 1331022.741 | 15373982.422 |  | -1
node_8103901_200887833 |  |  | PQ | AN | 2771.281 | 8103901 | no | no |  |  | no |  |  | 1331026.385 | 15374209.798 |  | -1
node_8103901_200887834 |  |  | PQ | AN | 2771.281 | 8103901 | no | no |  |  | no |  |  | 1331039.464 | 15374379.042 |  | -1
node_8103901_200887837 |  |  | PQ | AN | 2771.281 | 8103901 | no | no |  |  | no |  |  | 1331119.497 | 15375002.999 |  | -1
node_8103901_200887838 |  |  | PQ | AN | 2771.281 | 8103901 | no | no |  |  | no |  |  | 1331161.093 | 15375358.927 |  | -1
node_8103901_200887840 |  |  | PQ | AN | 2771.281 | 8103901 | no | no |  |  | no |  |  | 1331203.667 | 15375696.029 |  | -1
node_8103901_200887841 |  |  | PQ | AN | 2771.281 | 8103901 | no | no |  |  | no |  |  | 1331044.828 | 15375602.56 |  | -1
node_8103901_200887842 |  |  | PQ | AN | 2771.281 | 8103901 | no | no |  |  | no |  |  | 1331261.086 | 15376141.087 |  | -1
node_8103901_200887843 |  |  | PQ | AN | 2771.281 | 8103901 | no | no |  |  | no |  |  | 1331466.666 | 15376479.307 |  | -1
node_8103901_200887845 |  |  | PQ | AD | 2771.281 | 8103901 | no | no |  |  | no |  |  | 1331670.338 | 15376821.446 |  | -1
node_8103901_200887846 |  |  | PQ | AD | 2771.281 | 8103901 | no | no |  |  | no |  |  | 1331898.192 | 15377184.621 |  | -1
node_8103901_200887847 |  |  | PQ | AN | 2771.281 | 8103901 | no | no |  |  | no |  |  | 1331610.324 | 15377241.003 |  | -1
node_8103901_200887849 |  |  | PQ | AD | 2771.281 | 8103901 | no | no |  |  | no |  |  | 1331340.752 | 15377287.163 |  | -1
node_8103901_200887850 |  |  | PQ | AN | 2771.281 | 8103901 | no | no |  |  | no |  |  | 1331060.678 | 15377345.019 |  | -1
node_8103901_200887854 |  |  | PQ | AN | 2771.281 | 8103901 | no | no |  |  | no |  |  | 1330974.289 | 15377579.423 |  | -1
node_8103901_200887855 |  |  | PQ | AN | 2771.281 | 8103901 | no | no |  |  | no |  |  | 1332071.268 | 15377476.615 |  | -1
node_8103901_200887856 |  |  | PQ | AN | 2771.281 | 8103901 | no | no |  |  | no |  |  | 1332327.368 | 15377885.505 |  | -1
node_8103901_200887857 |  |  | PQ | AN | 2771.281 | 8103901 | no | no |  |  | no |  |  | 1332527.559 | 15378218.766 |  | -1
node_8103901_200887858 |  |  | PQ | AD | 2771.281 | 8103901 | no | no |  |  | no |  |  | 1332642.724 | 15378423.278 |  | -1
node_8103901_200887859 |  |  | PQ | AN | 2771.281 | 8103901 | no | no |  |  | no |  |  | 1332837.894 | 15378745.844 |  | -1
node_8103901_200887861 |  |  | PQ | AD | 2771.281 | 8103901 | no | no |  |  | no |  |  | 1333019.555 | 15379039.748 |  | -1
node_8103901_200887862 |  |  | PQ | AD | 2771.281 | 8103901 | no | no |  |  | no |  |  | 1333090.401 | 15379040.374 |  | -1
node_8103901_200887863 |  |  | PQ | AN | 2771.281 | 8103901 | no | no |  |  | no |  |  | 1333414.64 | 15379012.203 |  | -1
node_8103901_200887864 |  |  | PQ | AN | 2771.281 | 8103901 | no | no |  |  | no |  |  | 1333130.849 | 15379230.668 |  | -1
node_8103901_200887865 |  |  | PQ | AD | 2771.281 | 8103901 | no | no |  |  | no |  |  | 1333239.077 | 15379409.454 |  | -1
node_8103901_200887866 |  |  | PQ | AD | 2771.281 | 8103901 | no | no |  |  | no |  |  | 1333414.949 | 15379708.574 |  | -1
node_8103901_200887867 |  |  | PQ | AN | 2771.281 | 8103901 | no | no |  |  | no |  |  | 1333553.482 | 15379960.585 |  | -1
node_8103901_200887868 |  |  | PQ | AD | 2771.281 | 8103901 | no | no |  |  | no |  |  | 1331139.6 | 15369411.874 |  | -1
node_8103901_200887869 |  |  | PQ | AN | 2771.281 | 8103901 | no | no |  |  | no |  |  | 1331402.213 | 15369571.927 |  | -1
node_8103901_200887870 |  |  | PQ | AN | 2771.281 | 8103901 | no | no |  |  | no |  |  | 1334953.217 | 15371427.3 |  | -1
node_8103901_200887872 |  |  | PQ | AD | 2771.281 | 8103901 | no | no |  |  | no |  |  | 1335242.613 | 15371412.904 |  | -1
node_8103901_200887873 |  |  | PQ | AD | 2771.281 | 8103901 | no | no |  |  | no |  |  | 1335479.237 | 15371412.319 |  | -1
node_8103901_200887874 |  |  | PQ | AN | 2771.281 | 8103901 | no | no |  |  | no |  |  | 1335851.808 | 15371408.5 |  | -1
node_8103901_200887876 |  |  | PQ | AN | 2771.281 | 8103901 | no | no |  |  | no |  |  | 1336281.478 | 15371402.406 |  | -1
node_8103901_200887878 |  |  | PQ | AN | 2771.281 | 8103901 | no | no |  |  | no |  |  | 1336714.037 | 15371391.608 |  | -1
node_8103901_200887879 |  |  | PQ | AD | 2771.281 | 8103901 | no | no |  |  | no |  |  | 1337134.979 | 15371396.353 |  | -1
node_8103901_200887880 |  |  | PQ | AN | 2771.281 | 8103901 | no | no |  |  | no |  |  | 1337339.739 | 15371491.849 |  | -1
node_8103901_200887882 |  |  | PQ | AD | 2771.281 | 8103901 | no | no |  |  | no |  |  | 1337487.524 | 15371551.19 |  | -1
node_8103901_200887883 |  |  | PQ | AN | 2771.281 | 8103901 | no | no |  |  | no |  |  | 1337769.013 | 15371668.649 |  | -1
node_8103901_200887884 |  |  | PQ | AN | 2771.281 | 8103901 | no | no |  |  | no |  |  | 1338142.865 | 15371822.971 |  | -1
node_8103901_200887885 |  |  | PQ | AD | 2771.281 | 8103901 | no | no |  |  | no |  |  | 1338438.395 | 15371956.548 |  | -1
node_8103901_200887886 |  |  | PQ | AN | 2771.281 | 8103901 | no | no |  |  | no |  |  | 1331836.852 | 15369837.127 |  | -1
node_8103901_200887888 |  |  | PQ | AD | 2771.281 | 8103901 | no | no |  |  | no |  |  | 1338818.027 | 15372132.503 |  | -1
node_8103901_200887889 |  |  | PQ | AN | 2771.281 | 8103901 | no | no |  |  | no |  |  | 1339383.884 | 15372388.277 |  | -1
node_8103901_200887890 |  |  | PQ | AN | 2771.281 | 8103901 | no | no |  |  | no |  |  | 1339194.334 | 15372446.956 |  | -1
node_8103901_200887891 |  |  | PQ | AN | 2771.281 | 8103901 | no | no |  |  | no |  |  | 1339614.575 | 15372633.89 |  | -1
node_8103901_200887892 |  |  | PQ | AD | 2771.281 | 8103901 | no | no |  |  | no |  |  | 1339720.675 | 15372953.446 |  | -1
node_8103901_200887893 |  |  | PQ | AN | 2771.281 | 8103901 | no | no |  |  | no |  |  | 1339812.156 | 15373238.14 |  | -1
node_8103901_200887895 |  |  | PQ | AD | 2771.281 | 8103901 | no | no |  |  | no |  |  | 1339909.227 | 15373528.872 |  | -1
node_8103901_200887896 |  |  | PQ | AN | 2771.281 | 8103901 | no | no |  |  | no |  |  | 1339989.017 | 15373769.764 |  | -1
node_8103901_200887898 |  |  | PQ | AD | 2771.281 | 8103901 | no | no |  |  | no |  |  | 1340032.633 | 15373904.016 |  | -1
node_8103901_200887899 |  |  | PQ | AD | 2771.281 | 8103901 | no | no |  |  | no |  |  | 1340281.396 | 15374158.863 |  | -1
node_8103901_200887900 |  |  | PQ | AD | 2771.281 | 8103901 | no | no |  |  | no |  |  | 1340578.548 | 15374298.722 |  | -1
node_8103901_200887901 |  |  | PQ | AN | 2771.281 | 8103901 | no | no |  |  | no |  |  | 1332063.133 | 15370066.732 |  | -1
node_8103901_200887903 |  |  | PQ | AD | 2771.281 | 8103901 | no | no |  |  | no |  |  | 1340907.762 | 15374462.39 |  | -1
node_8103901_200887904 |  |  | PQ | AN | 2771.281 | 8103901 | no | no |  |  | no |  |  | 1341236.75 | 15374658.21 |  | -1
node_8103901_200887905 |  |  | PQ | AD | 2771.281 | 8103901 | no | no |  |  | no |  |  | 1341494.369 | 15374779.416 |  | -1
node_8103901_200887906 |  |  | PQ | AD | 2771.281 | 8103901 | no | no |  |  | no |  |  | 1341761.745 | 15374902.388 |  | -1
node_8103901_200887907 |  |  | PQ | AD | 2771.281 | 8103901 | no | no |  |  | no |  |  | 1342033.104 | 15375026.13 |  | -1
node_8103901_200887908 |  |  | PQ | AN | 2771.281 | 8103901 | no | no |  |  | no |  |  | 1342211.785 | 15375112.126 |  | -1
node_8103901_200887909 |  |  | PQ | AN | 2771.281 | 8103901 | no | no |  |  | no |  |  | 1332393.368 | 15370415.318 |  | -1
node_8103901_200887911 |  |  | PQ | AD | 2771.281 | 8103901 | no | no |  |  | no |  |  | 1332765.958 | 15370790.822 |  | -1
node_8103901_200887912 |  |  | PQ | AN | 2771.281 | 8103901 | no | no |  |  | no |  |  | 1332861.878 | 15370830.916 |  | -1
node_8103901_200887913 |  |  | PQ | AD | 2771.281 | 8103901 | no | no |  |  | no |  |  | 1333274.998 | 15371068.165 |  | -1
node_8103901_200887914 |  |  | PQ | AN | 2771.281 | 8103901 | no | no |  |  | no |  |  | 1332943.493 | 15371099.493 |  | -1
node_8103901_200887915 |  |  | PQ | AN | 2771.281 | 8103901 | no | no |  |  | no |  |  | 1333717.237 | 15371313.639 |  | -1
node_8103901_200887916 |  |  | PQ | AD | 2771.281 | 8103901 | no | no |  |  | no |  |  | 1333991.447 | 15371348.688 |  | -1
node_8103901_200887917 |  |  | PQ | AD | 2771.281 | 8103901 | no | no |  |  | no |  |  | 1334173.362 | 15371376.6 |  | -1
node_8103901_200887918 |  |  | PQ | AN | 2771.281 | 8103901 | no | no |  |  | no |  |  | 1334635.983 | 15371422.737 |  | -1
node_8103901_200887920 |  |  | PQ | AD | 2771.281 | 8103901 | no | no |  |  | no |  |  | 1330998.495 | 15368897.262 |  | -1
node_8103901_200887922 |  |  | PQ | AN | 2771.281 | 8103901 | no | no |  |  | no |  |  | 1330904.169 | 15368894.657 |  | -1
node_8103901_200887924 |  |  | PQ | AD | 2771.281 | 8103901 | no | no |  |  | no |  |  | 1327084.697 | 15370453.271 |  | -1
node_8103901_200887925 |  |  | PQ | AD | 2771.281 | 8103901 | no | no |  |  | no |  |  | 1330366.337 | 15368717.585 |  | -1
node_8103901_200887926 |  |  | PQ | AD | 2771.281 | 8103901 | no | no |  |  | no |  |  | 1330321.733 | 15369036.24 |  | -1
node_8103901_200887927 |  |  | PQ | AD | 2771.281 | 8103901 | no | no |  |  | no |  |  | 1330187.558 | 15369151.027 |  | -1
node_8103901_200887928 |  |  | PQ | AN | 2771.281 | 8103901 | no | no |  |  | no |  |  | 1329997.908 | 15369302.581 |  | -1
node_8103901_200887929 |  |  | PQ | AD | 2771.281 | 8103901 | no | no |  |  | no |  |  | 1329136.48 | 15368311.085 |  | -1
node_8103901_200887930 |  |  | PQ | AD | 2771.281 | 8103901 | no | no |  |  | no |  |  | 1329166.657 | 15367887.63 |  | -1
node_8103901_200887931 |  |  | PQ | AN | 2771.281 | 8103901 | no | no |  |  | no |  |  | 1329115.106 | 15368541.573 |  | -1
node_8103901_200887932 |  |  | PQ | AD | 2771.281 | 8103901 | no | no |  |  | no |  |  | 1329193.488 | 15367515.442 |  | -1
node_8103901_200887933 |  |  | PQ | AN | 2771.281 | 8103901 | no | no |  |  | no |  |  | 1329212.528 | 15367222.841 |  | -1
node_8103901_200887939 |  |  | PQ | AD | 2771.281 | 8103901 | no | no |  |  | no |  |  | 1320396.247 | 15376738.228 |  | -1
node_8103901_200887940 |  |  | PQ | AD | 2771.281 | 8103901 | no | no |  |  | no |  |  | 1323090.877 | 15378134.853 |  | -1
node_8103901_200887941 |  |  | PQ | AN | 2771.281 | 8103901 | no | no |  |  | no |  |  | 1323226.727 | 15378389.37 |  | -1
node_8103901_200887942 |  |  | PQ | AN | 2771.281 | 8103901 | no | no |  |  | no |  |  | 1323388.082 | 15378674.624 |  | -1
node_8103901_200887944 |  |  | PQ | AD | 2771.281 | 8103901 | no | no |  |  | no |  |  | 1323417.084 | 15378979.725 |  | -1
node_8103901_200887945 |  |  | PQ | AN | 2771.281 | 8103901 | no | no |  |  | no |  |  | 1323498.522 | 15379518.39 |  | -1
node_8103901_200887946 |  |  | PQ | AN | 2771.281 | 8103901 | no | no |  |  | no |  |  | 1323523.13 | 15379784.511 |  | -1
node_8103901_200887947 |  |  | PQ | AD | 2771.281 | 8103901 | no | no |  |  | no |  |  | 1320726.874 | 15376811.289 |  | -1
node_8103901_200887948 |  |  | PQ | AD | 2771.281 | 8103901 | no | no |  |  | no |  |  | 1321219.464 | 15376923.988 |  | -1
node_8103901_200887949 |  |  | PQ | AD | 2771.281 | 8103901 | no | no |  |  | no |  |  | 1321438.468 | 15376961.053 |  | -1
node_8103901_200887950 |  |  | PQ | AD | 2771.281 | 8103901 | no | no |  |  | no |  |  | 1321766.831 | 15377032.131 |  | -1
node_8103901_200887951 |  |  | PQ | AD | 2771.281 | 8103901 | no | no |  |  | no |  |  | 1321940.586 | 15377150.362 |  | -1
node_8103901_200887952 |  |  | PQ | AD | 2771.281 | 8103901 | no | no |  |  | no |  |  | 1322352.068 | 15377418.451 |  | -1
node_8103901_200887953 |  |  | PQ | AD | 2771.281 | 8103901 | no | no |  |  | no |  |  | 1322642.634 | 15377618.688 |  | -1
node_8103901_200887954 |  |  | PQ | AN | 2771.281 | 8103901 | no | no |  |  | no |  |  | 1322907.463 | 15377789.274 |  | -1
node_8103901_200887958 |  |  | PQ | AN | 2771.281 | 8103901 | no | no |  |  | no |  |  | 1337036.899 | 15371069.797 |  | -1
node_8103901_200887960 |  |  | PQ | AD | 2771.281 | 8103901 | no | no |  |  | no |  |  | 1336324.325 | 15367668.506 |  | -1
node_8103901_200887961 |  |  | PQ | AN | 2771.281 | 8103901 | no | no |  |  | no |  |  | 1336519.59 | 15367260.943 |  | -1
node_8103901_200887964 |  |  | PQ | AD | 2771.281 | 8103901 | no | no |  |  | no |  |  | 1336624.922 | 15366977.683 |  | -1
node_8103901_200887965 |  |  | PQ | AD | 2771.281 | 8103901 | no | no |  |  | no |  |  | 1336694.596 | 15366798.323 |  | -1
node_8103901_200887966 |  |  | PQ | AD | 2771.281 | 8103901 | no | no |  |  | no |  |  | 1336838.025 | 15366419.61 |  | -1
node_8103901_200887967 |  |  | PQ | AN | 2771.281 | 8103901 | no | no |  |  | no |  |  | 1336965.605 | 15366046.69 |  | -1
node_8103901_200887968 |  |  | PQ | AD | 2771.281 | 8103901 | no | no |  |  | no |  |  | 1337336.756 | 15366034.602 |  | -1
node_8103901_200887969 |  |  | PQ | AN | 2771.281 | 8103901 | no | no |  |  | no |  |  | 1337703.036 | 15366002.573 |  | -1
node_8103901_200887970 |  |  | PQ | AD | 2771.281 | 8103901 | no | no |  |  | no |  |  | 1337101.676 | 15365719.482 |  | -1
node_8103901_200887971 |  |  | PQ | AD | 2771.281 | 8103901 | no | no |  |  | no |  |  | 1337194.661 | 15365466.01 |  | -1
node_8103901_200887972 |  |  | PQ | AD | 2771.281 | 8103901 | no | no |  |  | no |  |  | 1337323.003 | 15365156.058 |  | -1
node_8103901_200887973 |  |  | PQ | AN | 2771.281 | 8103901 | no | no |  |  | no |  |  | 1337448.731 | 15364798.325 |  | -1
node_8103901_200887974 |  |  | PQ | AN | 2771.281 | 8103901 | no | no |  |  | no |  |  | 1336916.676 | 15370680.736 |  | -1
node_8103901_200887975 |  |  | PQ | AD | 2771.281 | 8103901 | no | no |  |  | no |  |  | 1337581.174 | 15364456.394 |  | -1
node_8103901_200887976 |  |  | PQ | AD | 2771.281 | 8103901 | no | no |  |  | no |  |  | 1337766.614 | 15363990.208 |  | -1
node_8103901_200887977 |  |  | PQ | AN | 2771.281 | 8103901 | no | no |  |  | no |  |  | 1337857.163 | 15363745.633 |  | -1
node_8103901_200887978 |  |  | PQ | AD | 2771.281 | 8103901 | no | no |  |  | no |  |  | 1337999.096 | 15363445.687 |  | -1
node_8103901_200887979 |  |  | PQ | AN | 2771.281 | 8103901 | no | no |  |  | no |  |  | 1338112.795 | 15363207.042 |  | -1
node_8103901_200887980 |  |  | PQ | AD | 2771.281 | 8103901 | no | no |  |  | no |  |  | 1338264.895 | 15362921.31 |  | -1
node_8103901_200887981 |  |  | PQ | AD | 2771.281 | 8103901 | no | no |  |  | no |  |  | 1338416.335 | 15362605.571 |  | -1
node_8103901_200887982 |  |  | PQ | AN | 2771.281 | 8103901 | no | no |  |  | no |  |  | 1338234.83 | 15362504.749 |  | -1
node_8103901_200887983 |  |  | PQ | AN | 2771.281 | 8103901 | no | no |  |  | no |  |  | 1338581.55 | 15362297.719 |  | -1
node_8103901_200887984 |  |  | PQ | AD | 2771.281 | 8103901 | no | no |  |  | no |  |  | 1338772.102 | 15362067.593 |  | -1
node_8103901_200887985 |  |  | PQ | AN | 2771.281 | 8103901 | no | no |  |  | no |  |  | 1338945.139 | 15361845.96 |  | -1
node_8103901_200887986 |  |  | PQ | AN | 2771.281 | 8103901 | no | no |  |  | no |  |  | 1336831.969 | 15370385.983 |  | -1
node_8103901_200887988 |  |  | PQ | AD | 2771.281 | 8103901 | no | no |  |  | no |  |  | 1336848.463 | 15370376.583 |  | -1
node_8103901_200887989 |  |  | PQ | AN | 2771.281 | 8103901 | no | no |  |  | no |  |  | 1339184.45 | 15361547.802 |  | -1
node_8103901_200887990 |  |  | PQ | AN | 2771.281 | 8103901 | no | no |  |  | no |  |  | 1339451.215 | 15361217.814 |  | -1
node_8103901_200887991 |  |  | PQ | AN | 2771.281 | 8103901 | no | no |  |  | no |  |  | 1339690.816 | 15360930.35 |  | -1
node_8103901_200887992 |  |  | PQ | AD | 2771.281 | 8103901 | no | no |  |  | no |  |  | 1339955.808 | 15360589.545 |  | -1
node_8103901_200887993 |  |  | PQ | AD | 2771.281 | 8103901 | no | no |  |  | no |  |  | 1340184.196 | 15360322.781 |  | -1
node_8103901_200887994 |  |  | PQ | AD | 2771.281 | 8103901 | no | no |  |  | no |  |  | 1340409.776 | 15360042.135 |  | -1
node_8103901_200887995 |  |  | PQ | AD | 2771.281 | 8103901 | no | no |  |  | no |  |  | 1340618.818 | 15359784.008 |  | -1
node_8103901_200887996 |  |  | PQ | AD | 2771.281 | 8103901 | no | no |  |  | no |  |  | 1340775.934 | 15359474.788 |  | -1
node_8103901_200887997 |  |  | PQ | AD | 2771.281 | 8103901 | no | no |  |  | no |  |  | 1340944.584 | 15359162.695 |  | -1
node_8103901_200887998 |  |  | PQ | AN | 2771.281 | 8103901 | no | no |  |  | no |  |  | 1340869.265 | 15359041.784 |  | -1
node_8103901_200887999 |  |  | PQ | AN | 2771.281 | 8103901 | no | no |  |  | no |  |  | 1341061.705 | 15358922.297 |  | -1
node_8103901_200888002 |  |  | PQ | AD | 2771.281 | 8103901 | no | no |  |  | no |  |  | 1336726.742 | 15370039.713 |  | -1
node_8103901_200888003 |  |  | PQ | AN | 2771.281 | 8103901 | no | no |  |  | no |  |  | 1336689.065 | 15369898.742 |  | -1
node_8103901_200888004 |  |  | PQ | AD | 2771.281 | 8103901 | no | no |  |  | no |  |  | 1336589.291 | 15369828.728 |  | -1
node_8103901_200888005 |  |  | PQ | AN | 2771.281 | 8103901 | no | no |  |  | no |  |  | 1336445.433 | 15369717.984 |  | -1
node_8103901_200888006 |  |  | PQ | AN | 2771.281 | 8103901 | no | no |  |  | no |  |  | 1341170.273 | 15358720.88 |  | -1
node_8103901_200888008 |  |  | PQ | AN | 2771.281 | 8103901 | no | no |  |  | no |  |  | 1341399.071 | 15358410.496 |  | -1
node_8103901_200888009 |  |  | PQ | AD | 2771.281 | 8103901 | no | no |  |  | no |  |  | 1336631.715 | 15369701.773 |  | -1
node_8103901_200888010 |  |  | PQ | AD | 2771.281 | 8103901 | no | no |  |  | no |  |  | 1336525.894 | 15369342.284 |  | -1
node_8103901_200888011 |  |  | PQ | AD | 2771.281 | 8103901 | no | no |  |  | no |  |  | 1336418.39 | 15368996.306 |  | -1
node_8103901_200888012 |  |  | PQ | AD | 2771.281 | 8103901 | no | no |  |  | no |  |  | 1336339.39 | 15368707.531 |  | -1
node_8103901_200888013 |  |  | PQ | AD | 2771.281 | 8103901 | no | no |  |  | no |  |  | 1336242.962 | 15368394.093 |  | -1
node_8103901_200888015 |  |  | PQ | AD | 2771.281 | 8103901 | no | no |  |  | no |  |  | 1330774.669 | 15361469.56 |  | -1
node_8103901_200888016 |  |  | PQ | AN | 2771.281 | 8103901 | no | no |  |  | no |  |  | 1330714.111 | 15361553.827 |  | -1
node_8103901_200888017 |  |  | PQ | AN | 2771.281 | 8103901 | no | no |  |  | no |  |  | 1330841.876 | 15361873.043 |  | -1
node_8103901_200888018 |  |  | PQ | AN | 2771.281 | 8103901 | no | no |  |  | no |  |  | 1334669.995 | 15361569.08 |  | -1
node_8103901_200888019 |  |  | PQ | AD | 2771.281 | 8103901 | no | no |  |  | no |  |  | 1335037.843 | 15361570.313 |  | -1
node_8103901_200888020 |  |  | PQ | AN | 2771.281 | 8103901 | no | no |  |  | no |  |  | 1335400.812 | 15361572.102 |  | -1
node_8103901_200888023 |  |  | PQ | AD | 2771.281 | 8103901 | no | no |  |  | no |  |  | 1331451.332 | 15361537.253 |  | -1
node_8103901_200888024 |  |  | PQ | AN | 2771.281 | 8103901 | no | no |  |  | no |  |  | 1331678.92 | 15361532.795 |  | -1
node_8103901_200888025 |  |  | PQ | AD | 2771.281 | 8103901 | no | no |  |  | no |  |  | 1331989.07 | 15361531.04 |  | -1
node_8103901_200888026 |  |  | PQ | AD | 2771.281 | 8103901 | no | no |  |  | no |  |  | 1332405.435 | 15361531.773 |  | -1
node_8103901_200888027 |  |  | PQ | AD | 2771.281 | 8103901 | no | no |  |  | no |  |  | 1332713.931 | 15361521.844 |  | -1
node_8103901_200888028 |  |  | PQ | AD | 2771.281 | 8103901 | no | no |  |  | no |  |  | 1333145.612 | 15361537.152 |  | -1
node_8103901_200888029 |  |  | PQ | AD | 2771.281 | 8103901 | no | no |  |  | no |  |  | 1333551.166 | 15361557.632 |  | -1
node_8103901_200888030 |  |  | PQ | AD | 2771.281 | 8103901 | no | no |  |  | no |  |  | 1333889.692 | 15361570.846 |  | -1
node_8103901_200888031 |  |  | PQ | AN | 2771.281 | 8103901 | no | no |  |  | no |  |  | 1334210.672 | 15361568.78 |  | -1
node_8103901_200888033 |  |  | PQ | AN | 2771.281 | 8103901 | no | no |  |  | no |  |  | 1334634.839 | 15361567.146 |  | -1
node_8103901_200888041 |  |  | PQ | AD | 2771.281 | 8103901 | no | no |  |  | no |  |  | 1317851.114 | 15367696.447 |  | -1
node_8103901_200888042 |  |  | PQ | AD | 2771.281 | 8103901 | no | no |  |  | no |  |  | 1317885.369 | 15367915.305 |  | -1
node_8103901_200888043 |  |  | PQ | AD | 2771.281 | 8103901 | no | no |  |  | no |  |  | 1314954.688 | 15369418.479 |  | -1
node_8103901_200888044 |  |  | PQ | AN | 2771.281 | 8103901 | no | no |  |  | no |  |  | 1314694.032 | 15369620.95 |  | -1
node_8103901_200888046 |  |  | PQ | AD | 2771.281 | 8103901 | no | no |  |  | no |  |  | 1314492.16 | 15369797.998 |  | -1
node_8103901_200888047 |  |  | PQ | AD | 2771.281 | 8103901 | no | no |  |  | no |  |  | 1314122.419 | 15369424.129 |  | -1
node_8103901_200888049 |  |  | PQ | AD | 2771.281 | 8103901 | no | no |  |  | no |  |  | 1313943.877 | 15369249.57 |  | -1
node_8103901_200888050 |  |  | PQ | AD | 2771.281 | 8103901 | no | no |  |  | no |  |  | 1313751.968 | 15369055.41 |  | -1
node_8103901_200888051 |  |  | PQ | AN | 2771.281 | 8103901 | no | no |  |  | no |  |  | 1313964.422 | 15368976.289 |  | -1
node_8103901_200888052 |  |  | PQ | AD | 2771.281 | 8103901 | no | no |  |  | no |  |  | 1313715.617 | 15369023.34 |  | -1
node_8103901_200888053 |  |  | PQ | AD | 2771.281 | 8103901 | no | no |  |  | no |  |  | 1313680.548 | 15369044.58 |  | -1
node_8103901_200888054 |  |  | PQ | AN | 2771.281 | 8103901 | no | no |  |  | no |  |  | 1313389.775 | 15369256.407 |  | -1
node_8103901_200888056 |  |  | PQ | AD | 2771.281 | 8103901 | no | no |  |  | no |  |  | 1317388.524 | 15367910.184 |  | -1
node_8103901_200888061 |  |  | PQ | AN | 2771.281 | 8103901 | no | no |  |  | no |  |  | 1314102.076 | 15365006.241 |  | -1
node_8103901_200888062 |  |  | PQ | AD | 2771.281 | 8103901 | no | no |  |  | no |  |  | 1314333.857 | 15364692.932 |  | -1
node_8103901_200888063 |  |  | PQ | AD | 2771.281 | 8103901 | no | no |  |  | no |  |  | 1314552.077 | 15364284.573 |  | -1
node_8103901_200888064 |  |  | PQ | AD | 2771.281 | 8103901 | no | no |  |  | no |  |  | 1314687.399 | 15364027.003 |  | -1
node_8103901_200888065 |  |  | PQ | AD | 2771.281 | 8103901 | no | no |  |  | no |  |  | 1314798.607 | 15363828.12 |  | -1
node_8103901_200888066 |  |  | PQ | AD | 2771.281 | 8103901 | no | no |  |  | no |  |  | 1315011.106 | 15363430.456 |  | -1
node_8103901_200888067 |  |  | PQ | AD | 2771.281 | 8103901 | no | no |  |  | no |  |  | 1315200.771 | 15363080.979 |  | -1
node_8103901_200888068 |  |  | PQ | AN | 2771.281 | 8103901 | no | no |  |  | no |  |  | 1315323.515 | 15362837.999 |  | -1
node_8103901_200888069 |  |  | PQ | AD | 2771.281 | 8103901 | no | no |  |  | no |  |  | 1316983.534 | 15367908.945 |  | -1
node_8103901_200888070 |  |  | PQ | AN | 2771.281 | 8103901 | no | no |  |  | no |  |  | 1315465.158 | 15362589.11 |  | -1
node_8103901_200888072 |  |  | PQ | AD | 2771.281 | 8103901 | no | no |  |  | no |  |  | 1316548.864 | 15368079.676 |  | -1
node_8103901_200888075 |  |  | PQ | AD | 2771.281 | 8103901 | no | no |  |  | no |  |  | 1315686.91 | 15368799.624 |  | -1
node_8103901_200888078 |  |  | PQ | AD | 2771.281 | 8103901 | no | no |  |  | no |  |  | 1315354.726 | 15369085.133 |  | -1
node_8103901_200888079 |  |  | PQ | AN | 2771.281 | 8103901 | no | no |  |  | no |  |  | 1316481.145 | 15372249.481 |  | -1
node_8103901_200888080 |  |  | PQ | AD | 2771.281 | 8103901 | no | no |  |  | no |  |  | 1317118.199 | 15372584.124 |  | -1
node_8103901_200888081 |  |  | PQ | AN | 2771.281 | 8103901 | no | no |  |  | no |  |  | 1317582.496 | 15372812.513 |  | -1
node_8103901_200888082 |  |  | PQ | AN | 2771.281 | 8103901 | no | no |  |  | no |  |  | 1317401.527 | 15373281.164 |  | -1
node_8103901_200888083 |  |  | PQ | ABCD | 2771.281 | 8103901 | no | no |  |  | no |  |  | 1318109.052 | 15367424.404 |  | -1
node_8103901_200888084 |  |  | PQ | ABCD | 2771.281 | 8103901 | no | no |  |  | no |  |  | 1319098.424 | 15367352.085 |  | -1
node_8103901_200888085 |  |  | PQ | AN | 2771.281 | 8103901 | no | no |  |  | no |  |  | 1317660.05 | 15367451.902 |  | -1
node_8103901_200888087 |  |  | PQ | ABCN | 2771.281 | 8103901 | no | no |  |  | no |  |  | 1318827.339 | 15367364.455 |  | -1
node_8103901_200888088 |  |  | PQ | ABCD | 2771.281 | 8103901 | no | no |  |  | no |  |  | 1318691.904 | 15367369.623 |  | -1
node_8103901_200888089 |  |  | PQ | ABCD | 2771.281 | 8103901 | no | no |  |  | no |  |  | 1318553.366 | 15367368.052 |  | -1
node_8103901_200888090 |  |  | PQ | ABCN | 2771.281 | 8103901 | no | no |  |  | no |  |  | 1318406.84 | 15367378.758 |  | -1
node_8103901_200888091 |  |  | PQ | ABCD | 2771.281 | 8103901 | no | no |  |  | no |  |  | 1318266.649 | 15367378.379 |  | -1
node_8103901_200888092 |  |  | PQ | ABCD | 2771.281 | 8103901 | no | no |  |  | no |  |  | 1318087.951 | 15367388.44 |  | -1
node_8103901_200888094 |  |  | PQ | AD | 2771.281 | 8103901 | no | no |  |  | no |  |  | 1317815.838 | 15367438.584 |  | -1
node_8103901_200888096 |  |  | PQ | AD | 2771.281 | 8103901 | no | no |  |  | no |  |  | 1319937.957 | 15359094.564 |  | -1
node_8103901_200888098 |  |  | PQ | ABCD | 2771.281 | 8103901 | no | no |  |  | no |  |  | 1319753.556 | 15369079.916 |  | -1
node_8103901_200888099 |  |  | PQ | ABCD | 2771.281 | 8103901 | no | no |  |  | no |  |  | 1319377.085 | 15367860.124 |  | -1
node_8103901_200888100 |  |  | PQ | ABCN | 2771.281 | 8103901 | no | no |  |  | no |  |  | 1319335.457 | 15367720.175 |  | -1
node_8103901_200888101 |  |  | PQ | ABCD | 2771.281 | 8103901 | no | no |  |  | no |  |  | 1319295.918 | 15367572.993 |  | -1
node_8103901_200888103 |  |  | PQ | ABCD | 2771.281 | 8103901 | no | no |  |  | no |  |  | 1319264.045 | 15367455.581 |  | -1
node_8103901_200888104 |  |  | PQ | ABCD | 2771.281 | 8103901 | no | no |  |  | no |  |  | 1319230.875 | 15367345.695 |  | -1
node_8103901_200888107 |  |  | PQ | AD | 2771.281 | 8103901 | no | no |  |  | no |  |  | 1319251.427 | 15367084.525 |  | -1
node_8103901_200888108 |  |  | PQ | AN | 2771.281 | 8103901 | no | no |  |  | no |  |  | 1319265.408 | 15366974.973 |  | -1
node_8103901_200888109 |  |  | PQ | AD | 2771.281 | 8103901 | no | no |  |  | no |  |  | 1319284.945 | 15366808.863 |  | -1
node_8103901_200888110 |  |  | PQ | AD | 2771.281 | 8103901 | no | no |  |  | no |  |  | 1319301.932 | 15366655.175 |  | -1
node_8103901_200888112 |  |  | PQ | AN | 2771.281 | 8103901 | no | no |  |  | no |  |  | 1319323.449 | 15366527.579 |  | -1
node_8103901_200888113 |  |  | PQ | AD | 2771.281 | 8103901 | no | no |  |  | no |  |  | 1319343.89 | 15366333.426 |  | -1
node_8103901_200888114 |  |  | PQ | AD | 2771.281 | 8103901 | no | no |  |  | no |  |  | 1319369.726 | 15366137.791 |  | -1
node_8103901_200888115 |  |  | PQ | AN | 2771.281 | 8103901 | no | no |  |  | no |  |  | 1319388.051 | 15365944.024 |  | -1
node_8103901_200888116 |  |  | PQ | AD | 2771.281 | 8103901 | no | no |  |  | no |  |  | 1319414.286 | 15365744.888 |  | -1
node_8103901_200888118 |  |  | PQ | AN | 2771.281 | 8103901 | no | no |  |  | no |  |  | 1319402.34 | 15365575.009 |  | -1
node_8103901_200888120 |  |  | PQ | AN | 2771.281 | 8103901 | no | no |  |  | no |  |  | 1319437.97 | 15365409.007 |  | -1
node_8103901_200888122 |  |  | PQ | AN | 2771.281 | 8103901 | no | no |  |  | no |  |  | 1319490.577 | 15365193.387 |  | -1
node_8103901_200888124 |  |  | PQ | AD | 2771.281 | 8103901 | no | no |  |  | no |  |  | 1319551.832 | 15364979.295 |  | -1
node_8103901_200888125 |  |  | PQ | AN | 2771.281 | 8103901 | no | no |  |  | no |  |  | 1319585.46 | 15364789.097 |  | -1
node_8103901_200888127 |  |  | PQ | ABCD | 2771.281 | 8103901 | no | no |  |  | no |  |  | 1319671.34 | 15368821.061 |  | -1
node_8103901_200888129 |  |  | PQ | AN | 2771.281 | 8103901 | no | no |  |  | no |  |  | 1319613.51 | 15364600.495 |  | -1
node_8103901_200888130 |  |  | PQ | AN | 2771.281 | 8103901 | no | no |  |  | no |  |  | 1319661.106 | 15364364.27 |  | -1
node_8103901_200888132 |  |  | PQ | AD | 2771.281 | 8103901 | no | no |  |  | no |  |  | 1319710.978 | 15364109.389 |  | -1
node_8103901_200888133 |  |  | PQ | AD | 2771.281 | 8103901 | no | no |  |  | no |  |  | 1319764.76 | 15363861.956 |  | -1
node_8103901_200888134 |  |  | PQ | AD | 2771.281 | 8103901 | no | no |  |  | no |  |  | 1319820.683 | 15363623.883 |  | -1
node_8103901_200888135 |  |  | PQ | AD | 2771.281 | 8103901 | no | no |  |  | no |  |  | 1319868.682 | 15363384.44 |  | -1
node_8103901_200888136 |  |  | PQ | AN | 2771.281 | 8103901 | no | no |  |  | no |  |  | 1319966.177 | 15363403.847 |  | -1
node_8103901_200888137 |  |  | PQ | AD | 2771.281 | 8103901 | no | no |  |  | no |  |  | 1319905.52 | 15363125.376 |  | -1
node_8103901_200888138 |  |  | PQ | AN | 2771.281 | 8103901 | no | no |  |  | no |  |  | 1319927.641 | 15362903.375 |  | -1
node_8103901_200888140 |  |  | PQ | AD | 2771.281 | 8103901 | no | no |  |  | no |  |  | 1319942.364 | 15362694.473 |  | -1
node_8103901_200888141 |  |  | PQ | AN | 2771.281 | 8103901 | no | no |  |  | no |  |  | 1319940.018 | 15362486.992 |  | -1
node_8103901_200888142 |  |  | PQ | ABCD | 2771.281 | 8103901 | no | no |  |  | no |  |  | 1319633.226 | 15368690.865 |  | -1
node_8103901_200888144 |  |  | PQ | AD | 2771.281 | 8103901 | no | no |  |  | no |  |  | 1320029.195 | 15362218.571 |  | -1
node_8103901_200888145 |  |  | PQ | AD | 2771.281 | 8103901 | no | no |  |  | no |  |  | 1320070.551 | 15361964.698 |  | -1
node_8103901_200888146 |  |  | PQ | AD | 2771.281 | 8103901 | no | no |  |  | no |  |  | 1320101.855 | 15361786.872 |  | -1
node_8103901_200888147 |  |  | PQ | AD | 2771.281 | 8103901 | no | no |  |  | no |  |  | 1320040.249 | 15361489.637 |  | -1
node_8103901_200888148 |  |  | PQ | AD | 2771.281 | 8103901 | no | no |  |  | no |  |  | 1320092.548 | 15361343.446 |  | -1
node_8103901_200888149 |  |  | PQ | AN | 2771.281 | 8103901 | no | no |  |  | no |  |  | 1320102.689 | 15361170.34 |  | -1
node_8103901_200888151 |  |  | PQ | AD | 2771.281 | 8103901 | no | no |  |  | no |  |  | 1320157.948 | 15360987.34 |  | -1
node_8103901_200888152 |  |  | PQ | AD | 2771.281 | 8103901 | no | no |  |  | no |  |  | 1320216.802 | 15360835.999 |  | -1
node_8103901_200888153 |  |  | PQ | AD | 2771.281 | 8103901 | no | no |  |  | no |  |  | 1320252.51 | 15360610.12 |  | -1
node_8103901_200888154 |  |  | PQ | AD | 2771.281 | 8103901 | no | no |  |  | no |  |  | 1320274.421 | 15360328.165 |  | -1
node_8103901_200888155 |  |  | PQ | ABCD | 2771.281 | 8103901 | no | no |  |  | no |  |  | 1319581.049 | 15368518.602 |  | -1
node_8103901_200888156 |  |  | PQ | AD | 2771.281 | 8103901 | no | no |  |  | no |  |  | 1320373.592 | 15360057.858 |  | -1
node_8103901_200888157 |  |  | PQ | AD | 2771.281 | 8103901 | no | no |  |  | no |  |  | 1320486.357 | 15359765.147 |  | -1
node_8103901_200888160 |  |  | PQ | AN | 2771.281 | 8103901 | no | no |  |  | no |  |  | 1320612.146 | 15359301.517 |  | -1
node_8103901_200888161 |  |  | PQ | AD | 2771.281 | 8103901 | no | no |  |  | no |  |  | 1320568.283 | 15359253.579 |  | -1
node_8103901_200888162 |  |  | PQ | AD | 2771.281 | 8103901 | no | no |  |  | no |  |  | 1320276.521 | 15359267.175 |  | -1
node_8103901_200888165 |  |  | PQ | ABCD | 2771.281 | 8103901 | no | no |  |  | no |  |  | 1319535.553 | 15368373.919 |  | -1
node_8103901_200888166 |  |  | PQ | ABCN | 2771.281 | 8103901 | no | no |  |  | no |  |  | 1319500.403 | 15368265.554 |  | -1
node_8103901_200888167 |  |  | PQ | ABCD | 2771.281 | 8103901 | no | no |  |  | no |  |  | 1319474 | 15368163.038 |  | -1
node_8103901_200888168 |  |  | PQ | ABCN | 2771.281 | 8103901 | no | no |  |  | no |  |  | 1319432.889 | 15368039.323 |  | -1
node_8103901_200888169 |  |  | PQ | AN | 2771.281 | 8103901 | no | no |  |  | no |  |  | 1320817.989 | 15362333.028 |  | -1
node_8103901_200888170 |  |  | PQ | AD | 2771.281 | 8103901 | no | no |  |  | no |  |  | 1320869.162 | 15362183.811 |  | -1
node_8103901_200888172 |  |  | PQ | AD | 2771.281 | 8103901 | no | no |  |  | no |  |  | 1320950.078 | 15362010.599 |  | -1
node_8103901_200888173 |  |  | PQ | AD | 2771.281 | 8103901 | no | no |  |  | no |  |  | 1321054.392 | 15361852.022 |  | -1
node_8103901_200888174 |  |  | PQ | AD | 2771.281 | 8103901 | no | no |  |  | no |  |  | 1321171.667 | 15361734.248 |  | -1
node_8103901_200888175 |  |  | PQ | AD | 2771.281 | 8103901 | no | no |  |  | no |  |  | 1321310.422 | 15361584.833 |  | -1
node_8103901_200888176 |  |  | PQ | AN | 2771.281 | 8103901 | no | no |  |  | no |  |  | 1321413.569 | 15361477.317 |  | -1
node_8103901_200888178 |  |  | PQ | AD | 2771.281 | 8103901 | no | no |  |  | no |  |  | 1321511.339 | 15361378.776 |  | -1
node_8103901_200888179 |  |  | PQ | AD | 2771.281 | 8103901 | no | no |  |  | no |  |  | 1321644.678 | 15361236.413 |  | -1
node_8103901_200888181 |  |  | PQ | AD | 2771.281 | 8103901 | no | no |  |  | no |  |  | 1321780.148 | 15361065.159 |  | -1
node_8103901_200888182 |  |  | PQ | AN | 2771.281 | 8103901 | no | no |  |  | no |  |  | 1321903.548 | 15360888.083 |  | -1
node_8103901_200888183 |  |  | PQ | AD | 2771.281 | 8103901 | no | no |  |  | no |  |  | 1321987.646 | 15360706.271 |  | -1
node_8103901_200888184 |  |  | PQ | AN | 2771.281 | 8103901 | no | no |  |  | no |  |  | 1320130.393 | 15363094.196 |  | -1
node_8103901_200888185 |  |  | PQ | AN | 2771.281 | 8103901 | no | no |  |  | no |  |  | 1322075.23 | 15360541.522 |  | -1
node_8103901_200888186 |  |  | PQ | AD | 2771.281 | 8103901 | no | no |  |  | no |  |  | 1322162.487 | 15360364.611 |  | -1
node_8103901_200888187 |  |  | PQ | AN | 2771.281 | 8103901 | no | no |  |  | no |  |  | 1322240.333 | 15360200.027 |  | -1
node_8103901_200888188 |  |  | PQ | AD | 2771.281 | 8103901 | no | no |  |  | no |  |  | 1322324.451 | 15360033.079 |  | -1
node_8103901_200888190 |  |  | PQ | AN | 2771.281 | 8103901 | no | no |  |  | no |  |  | 1322412.491 | 15359849.241 |  | -1
node_8103901_200888192 |  |  | PQ | AD | 2771.281 | 8103901 | no | no |  |  | no |  |  | 1320245.463 | 15363067.697 |  | -1
node_8103901_200888193 |  |  | PQ | AD | 2771.281 | 8103901 | no | no |  |  | no |  |  | 1320424.236 | 15362976.661 |  | -1
node_8103901_200888194 |  |  | PQ | AD | 2771.281 | 8103901 | no | no |  |  | no |  |  | 1320515.692 | 15362921.084 |  | -1
node_8103901_200888196 |  |  | PQ | AN | 2771.281 | 8103901 | no | no |  |  | no |  |  | 1320649.79 | 15362778.867 |  | -1
node_8103901_200888197 |  |  | PQ | AD | 2771.281 | 8103901 | no | no |  |  | no |  |  | 1320706.499 | 15362635.737 |  | -1
node_8103901_200888198 |  |  | PQ | AD | 2771.281 | 8103901 | no | no |  |  | no |  |  | 1320765.133 | 15362473.677 |  | -1
node_8103901_200888200 |  |  | PQ | ABCD | 2771.281 | 8103901 | no | no |  |  | no |  |  | 1319459.879 | 15367833.579 |  | -1
node_8103901_200888201 |  |  | PQ | ABCD | 2771.281 | 8103901 | no | no |  |  | no |  |  | 1319549.357 | 15367821.625 |  | -1
node_8103901_200888202 |  |  | PQ | ABCD | 2771.281 | 8103901 | no | no |  |  | no |  |  | 1319681.204 | 15367810.09 |  | -1
node_8103901_200888203 |  |  | PQ | ABCN | 2771.281 | 8103901 | no | no |  |  | no |  |  | 1319832.268 | 15367793.917 |  | -1
node_8103901_200888204 |  |  | PQ | ABCD | 2771.281 | 8103901 | no | no |  |  | no |  |  | 1320007.735 | 15367773.599 |  | -1
node_8103901_200888205 |  |  | PQ | ABCD | 2771.281 | 8103901 | no | no |  |  | no |  |  | 1320119.852 | 15367757.915 |  | -1
node_8103901_200888208 |  |  | PQ | ABCD | 2771.281 | 8103901 | no | no |  |  | no |  |  | 1320226.487 | 15367766.71 |  | -1
node_8103901_200888216 |  |  | PQ | ABCD | 2771.281 | 8103901 | no | no |  |  | no |  |  | 1319933.58 | 15369110.452 |  | -1
node_8103901_200888217 |  |  | PQ | ABCN | 2771.281 | 8103901 | no | no |  |  | no |  |  | 1320072.239 | 15369091.844 |  | -1
node_8103901_200888218 |  |  | PQ | ABCD | 2771.281 | 8103901 | no | no |  |  | no |  |  | 1320179.916 | 15369045.183 |  | -1
node_8103901_200888220 |  |  | PQ | ABCD | 2771.281 | 8103901 | no | no |  |  | no |  |  | 1320309.78 | 15368962.758 |  | -1
node_8103901_200888222 |  |  | PQ | ABCD | 2771.281 | 8103901 | no | no |  |  | no |  |  | 1320601.554 | 15368896.558 |  | -1
node_8103901_200888223 |  |  | PQ | AN | 2771.281 | 8103901 | no | no |  |  | no |  |  | 1320767.378 | 15368927.9 |  | -1
node_8103901_200888225 |  |  | PQ | AD | 2771.281 | 8103901 | no | no |  |  | no |  |  | 1321070.659 | 15368901.727 |  | -1
node_8103901_200888226 |  |  | PQ | AD | 2771.281 | 8103901 | no | no |  |  | no |  |  | 1321270.44 | 15368937.181 |  | -1
node_8103901_200888227 |  |  | PQ | AD | 2771.281 | 8103901 | no | no |  |  | no |  |  | 1321349.659 | 15369049.379 |  | -1
node_8103901_200888228 |  |  | PQ | AD | 2771.281 | 8103901 | no | no |  |  | no |  |  | 1321448.858 | 15369204.253 |  | -1
node_8103901_200888229 |  |  | PQ | AN | 2771.281 | 8103901 | no | no |  |  | no |  |  | 1321587.064 | 15369421.167 |  | -1
node_8103901_200888230 |  |  | PQ | AD | 2771.281 | 8103901 | no | no |  |  | no |  |  | 1321797.311 | 15369550.513 |  | -1
node_8103901_200888231 |  |  | PQ | AD | 2771.281 | 8103901 | no | no |  |  | no |  |  | 1321949.083 | 15369744.705 |  | -1
node_8103901_200888232 |  |  | PQ | AD | 2771.281 | 8103901 | no | no |  |  | no |  |  | 1322101.523 | 15369911.984 |  | -1
node_8103901_200888233 |  |  | PQ | AD | 2771.281 | 8103901 | no | no |  |  | no |  |  | 1322265.498 | 15370104.108 |  | -1
node_8103901_200888234 |  |  | PQ | AN | 2771.281 | 8103901 | no | no |  |  | no |  |  | 1322235.919 | 15370145.308 |  | -1
node_8103901_200888235 |  |  | PQ | AD | 2771.281 | 8103901 | no | no |  |  | no |  |  | 1322498.687 | 15370102.134 |  | -1
node_8103901_200888236 |  |  | PQ | AD | 2771.281 | 8103901 | no | no |  |  | no |  |  | 1322684.805 | 15370102.107 |  | -1
node_8103901_200888237 |  |  | PQ | AD | 2771.281 | 8103901 | no | no |  |  | no |  |  | 1322893.774 | 15370108.441 |  | -1
node_8103901_200888238 |  |  | PQ | AD | 2771.281 | 8103901 | no | no |  |  | no |  |  | 1323081.758 | 15370049.23 |  | -1
node_8103901_200888239 |  |  | PQ | AD | 2771.281 | 8103901 | no | no |  |  | no |  |  | 1323351.3 | 15369851.622 |  | -1
node_8103901_200888240 |  |  | PQ | AN | 2771.281 | 8103901 | no | no |  |  | no |  |  | 1323631.739 | 15369662.485 |  | -1
node_8103901_200888241 |  |  | PQ | AN | 2771.281 | 8103901 | no | no |  |  | no |  |  | 1323920.799 | 15369535.89 |  | -1
node_8103901_200888242 |  |  | PQ | AD | 2771.281 | 8103901 | no | no |  |  | no |  |  | 1324062.465 | 15369472.836 |  | -1
node_8103901_200888243 |  |  | PQ | AN | 2771.281 | 8103901 | no | no |  |  | no |  |  | 1324274.996 | 15369451.478 |  | -1
node_8103901_200888244 |  |  | PQ | AD | 2771.281 | 8103901 | no | no |  |  | no |  |  | 1324503.372 | 15369429.84 |  | -1
node_8103901_200888245 |  |  | PQ | AD | 2771.281 | 8103901 | no | no |  |  | no |  |  | 1324661.654 | 15369356.815 |  | -1
node_8103901_200888246 |  |  | PQ | AN | 2771.281 | 8103901 | no | no |  |  | no |  |  | 1324999.047 | 15369399.041 |  | -1
node_8103901_200888247 |  |  | PQ | AN | 2771.281 | 8103901 | no | no |  |  | no |  |  | 1325352.578 | 15369472.826 |  | -1
node_8103901_200888248 |  |  | PQ | AD | 2771.281 | 8103901 | no | no |  |  | no |  |  | 1325651.655 | 15369544.148 |  | -1
node_8103901_200888249 |  |  | PQ | AD | 2771.281 | 8103901 | no | no |  |  | no |  |  | 1325775.117 | 15369725.427 |  | -1
node_8103901_200888250 |  |  | PQ | AD | 2771.281 | 8103901 | no | no |  |  | no |  |  | 1325822.343 | 15369949.509 |  | -1
node_8103901_200888251 |  |  | PQ | AD | 2771.281 | 8103901 | no | no |  |  | no |  |  | 1325866.19 | 15370166.814 |  | -1
node_8103901_200888252 |  |  | PQ | AD | 2771.281 | 8103901 | no | no |  |  | no |  |  | 1325897.29 | 15370304.769 |  | -1
node_8103901_200888253 |  |  | PQ | AD | 2771.281 | 8103901 | no | no |  |  | no |  |  | 1326079.217 | 15370443.749 |  | -1
node_8103901_200888254 |  |  | PQ | AD | 2771.281 | 8103901 | no | no |  |  | no |  |  | 1326296.586 | 15370468.489 |  | -1
node_8103901_200888255 |  |  | PQ | AN | 2771.281 | 8103901 | no | no |  |  | no |  |  | 1326511.774 | 15370415.384 |  | -1
node_8103901_200888258 |  |  | PQ | AD | 2771.281 | 8103901 | no | no |  |  | no |  |  | 1326805.863 | 15370442.341 |  | -1
node_8103901_200888259 |  |  | PQ | AD | 2771.281 | 8103901 | no | no |  |  | no |  |  | 1326983.07 | 15370490.646 |  | -1
node_8103901_200888265 |  |  | PQ | AD | 2771.281 | 8103901 | no | no |  |  | no |  |  | 1318430.56 | 15369605.11 |  | -1
node_8103901_200888266 |  |  | PQ | AD | 2771.281 | 8103901 | no | no |  |  | no |  |  | 1319608.139 | 15369171.223 |  | -1
node_8103901_200888267 |  |  | PQ | AN | 2771.281 | 8103901 | no | no |  |  | no |  |  | 1318459.879 | 15369566.872 |  | -1
node_8103901_200888269 |  |  | PQ | AD | 2771.281 | 8103901 | no | no |  |  | no |  |  | 1318314.232 | 15369706.521 |  | -1
node_8103901_200888270 |  |  | PQ | AD | 2771.281 | 8103901 | no | no |  |  | no |  |  | 1318227.974 | 15369876.69 |  | -1
node_8103901_200888271 |  |  | PQ | AN | 2771.281 | 8103901 | no | no |  |  | no |  |  | 1318151.237 | 15370061.781 |  | -1
node_8103901_200888272 |  |  | PQ | AN | 2771.281 | 8103901 | no | no |  |  | no |  |  | 1318027.221 | 15370232.986 |  | -1
node_8103901_200888273 |  |  | PQ | AD | 2771.281 | 8103901 | no | no |  |  | no |  |  | 1317897.724 | 15370383.356 |  | -1
node_8103901_200888274 |  |  | PQ | AN | 2771.281 | 8103901 | no | no |  |  | no |  |  | 1317776.096 | 15370541.056 |  | -1
node_8103901_200888276 |  |  | PQ | AD | 2771.281 | 8103901 | no | no |  |  | no |  |  | 1317562.684 | 15370753.967 |  | -1
node_8103901_200888277 |  |  | PQ | AN | 2771.281 | 8103901 | no | no |  |  | no |  |  | 1317369.625 | 15370909.359 |  | -1
node_8103901_200888278 |  |  | PQ | AD | 2771.281 | 8103901 | no | no |  |  | no |  |  | 1319551.205 | 15369189.446 |  | -1
node_8103901_200888279 |  |  | PQ | AD | 2771.281 | 8103901 | no | no |  |  | no |  |  | 1317194.607 | 15371046.643 |  | -1
node_8103901_200888280 |  |  | PQ | AN | 2771.281 | 8103901 | no | no |  |  | no |  |  | 1316993.057 | 15371198.299 |  | -1
node_8103901_200888281 |  |  | PQ | AN | 2771.281 | 8103901 | no | no |  |  | no |  |  | 1316826.577 | 15371339.002 |  | -1
node_8103901_200888282 |  |  | PQ | AN | 2771.281 | 8103901 | no | no |  |  | no |  |  | 1316721.972 | 15371501.505 |  | -1
node_8103901_200888283 |  |  | PQ | AN | 2771.281 | 8103901 | no | no |  |  | no |  |  | 1316603.896 | 15371681.709 |  | -1
node_8103901_200888284 |  |  | PQ | AN | 2771.281 | 8103901 | no | no |  |  | no |  |  | 1316487.379 | 15371855.668 |  | -1
node_8103901_200888285 |  |  | PQ | AD | 2771.281 | 8103901 | no | no |  |  | no |  |  | 1316350.783 | 15372065.083 |  | -1
node_8103901_200888287 |  |  | PQ | AD | 2771.281 | 8103901 | no | no |  |  | no |  |  | 1315994.743 | 15372412.367 |  | -1
node_8103901_200888288 |  |  | PQ | AN | 2771.281 | 8103901 | no | no |  |  | no |  |  | 1316151.245 | 15372437.363 |  | -1
node_8103901_200888289 |  |  | PQ | AN | 2771.281 | 8103901 | no | no |  |  | no |  |  | 1315826.596 | 15372588.407 |  | -1
node_8103901_200888290 |  |  | PQ | AD | 2771.281 | 8103901 | no | no |  |  | no |  |  | 1319426.219 | 15369242.066 |  | -1
node_8103901_200888291 |  |  | PQ | AD | 2771.281 | 8103901 | no | no |  |  | no |  |  | 1315626.261 | 15372776.572 |  | -1
node_8103901_200888292 |  |  | PQ | AD | 2771.281 | 8103901 | no | no |  |  | no |  |  | 1315492.827 | 15372904.291 |  | -1
node_8103901_200888293 |  |  | PQ | AD | 2771.281 | 8103901 | no | no |  |  | no |  |  | 1315316.418 | 15373080.148 |  | -1
node_8103901_200888294 |  |  | PQ | AN | 2771.281 | 8103901 | no | no |  |  | no |  |  | 1315164.361 | 15373234.97 |  | -1
node_8103901_200888296 |  |  | PQ | AD | 2771.281 | 8103901 | no | no |  |  | no |  |  | 1315022.956 | 15373373.335 |  | -1
node_8103901_200888297 |  |  | PQ | AN | 2771.281 | 8103901 | no | no |  |  | no |  |  | 1314802.824 | 15373600.359 |  | -1
node_8103901_200888298 |  |  | PQ | AD | 2771.281 | 8103901 | no | no |  |  | no |  |  | 1314616.633 | 15373862.05 |  | -1
node_8103901_200888299 |  |  | PQ | AN | 2771.281 | 8103901 | no | no |  |  | no |  |  | 1314480.584 | 15374062.678 |  | -1
node_8103901_200888300 |  |  | PQ | AN | 2771.281 | 8103901 | no | no |  |  | no |  |  | 1314225.945 | 15373768.895 |  | -1
node_8103901_200888302 |  |  | PQ | AN | 2771.281 | 8103901 | no | no |  |  | no |  |  | 1314321.919 | 15374258.247 |  | -1
node_8103901_200888303 |  |  | PQ | AN | 2771.281 | 8103901 | no | no |  |  | no |  |  | 1319277.016 | 15369295.716 |  | -1
node_8103901_200888304 |  |  | PQ | AD | 2771.281 | 8103901 | no | no |  |  | no |  |  | 1314164.951 | 15374454.844 |  | -1
node_8103901_200888305 |  |  | PQ | AD | 2771.281 | 8103901 | no | no |  |  | no |  |  | 1314010.273 | 15374638.76 |  | -1
node_8103901_200888306 |  |  | PQ | AD | 2771.281 | 8103901 | no | no |  |  | no |  |  | 1313855.67 | 15374835.049 |  | -1
node_8103901_200888307 |  |  | PQ | AD | 2771.281 | 8103901 | no | no |  |  | no |  |  | 1313696.527 | 15375025.576 |  | -1
node_8103901_200888308 |  |  | PQ | AN | 2771.281 | 8103901 | no | no |  |  | no |  |  | 1313521.621 | 15375251.841 |  | -1
node_8103901_200888309 |  |  | PQ | AD | 2771.281 | 8103901 | no | no |  |  | no |  |  | 1313321.925 | 15375482.93 |  | -1
node_8103901_200888310 |  |  | PQ | AD | 2771.281 | 8103901 | no | no |  |  | no |  |  | 1313207.823 | 15375626.337 |  | -1
node_8103901_200888311 |  |  | PQ | AD | 2771.281 | 8103901 | no | no |  |  | no |  |  | 1313072.539 | 15375774.014 |  | -1
node_8103901_200888312 |  |  | PQ | AD | 2771.281 | 8103901 | no | no |  |  | no |  |  | 1312900.639 | 15375990.918 |  | -1
node_8103901_200888313 |  |  | PQ | AD | 2771.281 | 8103901 | no | no |  |  | no |  |  | 1312728.161 | 15376157.333 |  | -1
node_8103901_200888314 |  |  | PQ | AD | 2771.281 | 8103901 | no | no |  |  | no |  |  | 1319143.082 | 15369343.724 |  | -1
node_8103901_200888315 |  |  | PQ | AN | 2771.281 | 8103901 | no | no |  |  | no |  |  | 1312549.881 | 15376330.69 |  | -1
node_8103901_200888317 |  |  | PQ | AD | 2771.281 | 8103901 | no | no |  |  | no |  |  | 1312227.81 | 15376627.945 |  | -1
node_8103901_200888318 |  |  | PQ | AD | 2771.281 | 8103901 | no | no |  |  | no |  |  | 1311982.466 | 15376842.237 |  | -1
node_8103901_200888319 |  |  | PQ | AD | 2771.281 | 8103901 | no | no |  |  | no |  |  | 1311725.929 | 15377077.728 |  | -1
node_8103901_200888320 |  |  | PQ | AD | 2771.281 | 8103901 | no | no |  |  | no |  |  | 1311502.854 | 15377296.542 |  | -1
node_8103901_200888321 |  |  | PQ | AD | 2771.281 | 8103901 | no | no |  |  | no |  |  | 1311371.967 | 15377482.356 |  | -1
node_8103901_200888322 |  |  | PQ | AD | 2771.281 | 8103901 | no | no |  |  | no |  |  | 1311228.795 | 15377686.93 |  | -1
node_8103901_200888323 |  |  | PQ | AD | 2771.281 | 8103901 | no | no |  |  | no |  |  | 1311065.708 | 15377923.86 |  | -1
node_8103901_200888324 |  |  | PQ | AN | 2771.281 | 8103901 | no | no |  |  | no |  |  | 1310914.13 | 15378122.088 |  | -1
node_8103901_200888325 |  |  | PQ | AD | 2771.281 | 8103901 | no | no |  |  | no |  |  | 1310681.336 | 15378222.663 |  | -1
node_8103901_200888326 |  |  | PQ | AN | 2771.281 | 8103901 | no | no |  |  | no |  |  | 1310588.662 | 15378231.869 |  | -1
node_8103901_200888327 |  |  | PQ | AN | 2771.281 | 8103901 | no | no |  |  | no |  |  | 1310454.81 | 15378323.412 |  | -1
node_8103901_200888328 |  |  | PQ | AN | 2771.281 | 8103901 | no | no |  |  | no |  |  | 1310237.68 | 15378421.313 |  | -1
node_8103901_200888329 |  |  | PQ | AN | 2771.281 | 8103901 | no | no |  |  | no |  |  | 1310021.641 | 15378521.103 |  | -1
node_8103901_200888330 |  |  | PQ | AD | 2771.281 | 8103901 | no | no |  |  | no |  |  | 1309759.032 | 15378520.749 |  | -1
node_8103901_200888331 |  |  | PQ | AD | 2771.281 | 8103901 | no | no |  |  | no |  |  | 1309567.501 | 15378519.419 |  | -1
node_8103901_200888332 |  |  | PQ | AN | 2771.281 | 8103901 | no | no |  |  | no |  |  | 1309210.786 | 15378502.972 |  | -1
node_8103901_200888333 |  |  | PQ | AN | 2771.281 | 8103901 | no | no |  |  | no |  |  | 1308815.569 | 15378500.9 |  | -1
node_8103901_200888334 |  |  | PQ | AD | 2771.281 | 8103901 | no | no |  |  | no |  |  | 1319009.227 | 15369389.068 |  | -1
node_8103901_200888335 |  |  | PQ | AN | 2771.281 | 8103901 | no | no |  |  | no |  |  | 1308511.563 | 15378494.338 |  | -1
node_8103901_200888336 |  |  | PQ | AN | 2771.281 | 8103901 | no | no |  |  | no |  |  | 1308544.377 | 15378443.831 |  | -1
node_8103901_200888337 |  |  | PQ | AN | 2771.281 | 8103901 | no | no |  |  | no |  |  | 1308269.231 | 15378485.251 |  | -1
node_8103901_200888338 |  |  | PQ | AD | 2771.281 | 8103901 | no | no |  |  | no |  |  | 1308009.462 | 15378485.438 |  | -1
node_8103901_200888339 |  |  | PQ | AN | 2771.281 | 8103901 | no | no |  |  | no |  |  | 1307686.568 | 15378479.938 |  | -1
node_8103901_200888340 |  |  | PQ | AN | 2771.281 | 8103901 | no | no |  |  | no |  |  | 1307361.976 | 15378454.136 |  | -1
node_8103901_200888342 |  |  | PQ | AD | 2771.281 | 8103901 | no | no |  |  | no |  |  | 1307129.057 | 15378384.526 |  | -1
node_8103901_200888343 |  |  | PQ | AD | 2771.281 | 8103901 | no | no |  |  | no |  |  | 1306893.4 | 15378305.18 |  | -1
node_8103901_200888344 |  |  | PQ | AD | 2771.281 | 8103901 | no | no |  |  | no |  |  | 1306608.155 | 15378220.911 |  | -1
node_8103901_200888345 |  |  | PQ | AD | 2771.281 | 8103901 | no | no |  |  | no |  |  | 1306424.265 | 15378158.73 |  | -1
node_8103901_200888346 |  |  | PQ | AN | 2771.281 | 8103901 | no | no |  |  | no |  |  | 1306155.678 | 15378083.227 |  | -1
node_8103901_200888348 |  |  | PQ | AD | 2771.281 | 8103901 | no | no |  |  | no |  |  | 1305834.387 | 15377966.613 |  | -1
node_8103901_200888349 |  |  | PQ | AD | 2771.281 | 8103901 | no | no |  |  | no |  |  | 1305587.423 | 15377881.619 |  | -1
node_8103901_200888352 |  |  | PQ | AD | 2771.281 | 8103901 | no | no |  |  | no |  |  | 1305051.868 | 15377710.789 |  | -1
node_8103901_200888353 |  |  | PQ | AN | 2771.281 | 8103901 | no | no |  |  | no |  |  | 1318904.833 | 15369430.195 |  | -1
node_8103901_200888354 |  |  | PQ | AD | 2771.281 | 8103901 | no | no |  |  | no |  |  | 1304710.886 | 15377613.865 |  | -1
node_8103901_200888355 |  |  | PQ | AN | 2771.281 | 8103901 | no | no |  |  | no |  |  | 1304573.37 | 15377603.335 |  | -1
node_8103901_200888356 |  |  | PQ | AD | 2771.281 | 8103901 | no | no |  |  | no |  |  | 1304366.098 | 15377742.296 |  | -1
node_8103901_200888357 |  |  | PQ | AD | 2771.281 | 8103901 | no | no |  |  | no |  |  | 1304089.196 | 15377857.459 |  | -1
node_8103901_200888358 |  |  | PQ | AN | 2771.281 | 8103901 | no | no |  |  | no |  |  | 1303811.417 | 15377959.771 |  | -1
node_8103901_200888359 |  |  | PQ | AD | 2771.281 | 8103901 | no | no |  |  | no |  |  | 1303625.101 | 15378039.452 |  | -1
node_8103901_200888361 |  |  | PQ | AD | 2771.281 | 8103901 | no | no |  |  | no |  |  | 1318608.66 | 15369541.103 |  | -1
node_8103901_200888362 |  |  | PQ | AD | 2771.281 | 8103901 | no | no |  |  | no |  |  | 1320199.975 | 15368888.013 |  | -1
node_8103901_200888363 |  |  | PQ | AD | 2771.281 | 8103901 | no | no |  |  | no |  |  | 1320213.576 | 15368744.268 |  | -1
node_8103901_200888364 |  |  | PQ | AN | 2771.281 | 8103901 | no | no |  |  | no |  |  | 1320224.564 | 15368616.519 |  | -1
node_8103901_200888365 |  |  | PQ | AN | 2771.281 | 8103901 | no | no |  |  | no |  |  | 1320239.17 | 15368447.636 |  | -1
node_8103901_200888367 |  |  | PQ | AD | 2771.281 | 8103901 | no | no |  |  | no |  |  | 1320253.601 | 15368349.803 |  | -1
node_8103901_200888368 |  |  | PQ | AN | 2771.281 | 8103901 | no | no |  |  | no |  |  | 1320278.39 | 15368272.364 |  | -1
node_8103901_200888372 |  |  | PQ | AD | 2771.281 | 8103901 | no | no |  |  | no |  |  | 1313494.302 | 15378711.427 |  | -1
node_8103901_200888373 |  |  | PQ | AD | 2771.281 | 8103901 | no | no |  |  | no |  |  | 1313618.947 | 15379082.854 |  | -1
node_8103901_200888374 |  |  | PQ | AD | 2771.281 | 8103901 | no | no |  |  | no |  |  | 1312742.785 | 15376614.828 |  | -1
node_8103901_200888375 |  |  | PQ | AD | 2771.281 | 8103901 | no | no |  |  | no |  |  | 1312829.565 | 15376856.171 |  | -1
node_8103901_200888376 |  |  | PQ | AD | 2771.281 | 8103901 | no | no |  |  | no |  |  | 1312924.803 | 15377138.401 |  | -1
node_8103901_200888377 |  |  | PQ | AD | 2771.281 | 8103901 | no | no |  |  | no |  |  | 1312991.949 | 15377303.471 |  | -1
node_8103901_200888378 |  |  | PQ | AD | 2771.281 | 8103901 | no | no |  |  | no |  |  | 1313068.159 | 15377507.813 |  | -1
node_8103901_200888379 |  |  | PQ | AD | 2771.281 | 8103901 | no | no |  |  | no |  |  | 1313137.113 | 15377687.619 |  | -1
node_8103901_200888380 |  |  | PQ | AN | 2771.281 | 8103901 | no | no |  |  | no |  |  | 1313210.087 | 15377881.107 |  | -1
node_8103901_200888381 |  |  | PQ | AD | 2771.281 | 8103901 | no | no |  |  | no |  |  | 1313361.859 | 15378318.266 |  | -1
node_8103901_200888386 |  |  | PQ | ABCN | 2771.281 | 8103901 | no | no |  |  | no |  |  | 1319574.858 | 15378113.952 |  | -1
node_8103901_200888387 |  |  | PQ | ABCD | 2771.281 | 8103901 | no | no |  |  | no |  |  | 1319803.62 | 15369205.168 |  | -1
node_8103901_200888388 |  |  | PQ | ABCN | 2771.281 | 8103901 | no | no |  |  | no |  |  | 1320175.774 | 15370910.306 |  | -1
node_8103901_200888390 |  |  | PQ | ABCN | 2771.281 | 8103901 | no | no |  |  | no |  |  | 1320227.527 | 15371145.744 |  | -1
node_8103901_200888392 |  |  | PQ | ABCN | 2771.281 | 8103901 | no | no |  |  | no |  |  | 1320278.176 | 15371379.926 |  | -1
node_8103901_200888394 |  |  | PQ | AD | 2771.281 | 8103901 | no | no |  |  | no |  |  | 1320473.729 | 15371339.141 |  | -1
node_8103901_200888395 |  |  | PQ | AN | 2771.281 | 8103901 | no | no |  |  | no |  |  | 1320669.085 | 15371326.259 |  | -1
node_8103901_200888396 |  |  | PQ | ABCD | 2771.281 | 8103901 | no | no |  |  | no |  |  | 1320333.215 | 15371612.886 |  | -1
node_8103901_200888399 |  |  | PQ | AD | 2771.281 | 8103901 | no | no |  |  | no |  |  | 1320163.406 | 15371737.506 |  | -1
node_8103901_200888401 |  |  | PQ | AN | 2771.281 | 8103901 | no | no |  |  | no |  |  | 1320140.586 | 15371909.662 |  | -1
node_8103901_200888402 |  |  | PQ | ABCD | 2771.281 | 8103901 | no | no |  |  | no |  |  | 1320378.917 | 15371823.759 |  | -1
node_8103901_200888403 |  |  | PQ | ABCD | 2771.281 | 8103901 | no | no |  |  | no |  |  | 1320430.338 | 15372034.335 |  | -1
node_8103901_200888404 |  |  | PQ | ABCN | 2771.281 | 8103901 | no | no |  |  | no |  |  | 1320490.464 | 15372268.959 |  | -1
node_8103901_200888405 |  |  | PQ | ABCD | 2771.281 | 8103901 | no | no |  |  | no |  |  | 1320548.164 | 15372532.72 |  | -1
node_8103901_200888408 |  |  | PQ | ABCD | 2771.281 | 8103901 | no | no |  |  | no |  |  | 1320627.571 | 15373005.606 |  | -1
node_8103901_200888409 |  |  | PQ | ABCN | 2771.281 | 8103901 | no | no |  |  | no |  |  | 1320412.701 | 15373087.377 |  | -1
node_8103901_200888410 |  |  | PQ | ABCD | 2771.281 | 8103901 | no | no |  |  | no |  |  | 1319841.071 | 15369357.253 |  | -1
node_8103901_200888411 |  |  | PQ | ABCN | 2771.281 | 8103901 | no | no |  |  | no |  |  | 1320738.614 | 15373194.262 |  | -1
node_8103901_200888412 |  |  | PQ | ABCD | 2771.281 | 8103901 | no | no |  |  | no |  |  | 1320748.081 | 15373450.392 |  | -1
node_8103901_200888413 |  |  | PQ | ABCD | 2771.281 | 8103901 | no | no |  |  | no |  |  | 1320751.218 | 15373717.828 |  | -1
node_8103901_200888414 |  |  | PQ | ABCN | 2771.281 | 8103901 | no | no |  |  | no |  |  | 1320751.056 | 15373960.199 |  | -1
node_8103901_200888415 |  |  | PQ | ABCD | 2771.281 | 8103901 | no | no |  |  | no |  |  | 1320746.2 | 15374150.799 |  | -1
node_8103901_200888416 |  |  | PQ | ABCD | 2771.281 | 8103901 | no | no |  |  | no |  |  | 1320714.47 | 15374358.806 |  | -1
node_8103901_200888417 |  |  | PQ | ABCD | 2771.281 | 8103901 | no | no |  |  | no |  |  | 1320682.084 | 15374559.669 |  | -1
node_8103901_200888418 |  |  | PQ | AD | 2771.281 | 8103901 | no | no |  |  | no |  |  | 1320744.438 | 15374563.738 |  | -1
node_8103901_200888419 |  |  | PQ | AD | 2771.281 | 8103901 | no | no |  |  | no |  |  | 1321017.111 | 15374572.099 |  | -1
node_8103901_200888420 |  |  | PQ | AN | 2771.281 | 8103901 | no | no |  |  | no |  |  | 1321346.066 | 15374571.971 |  | -1
node_8103901_200888421 |  |  | PQ | AD | 2771.281 | 8103901 | no | no |  |  | no |  |  | 1320583.212 | 15374545.72 |  | -1
node_8103901_200888422 |  |  | PQ | AN | 2771.281 | 8103901 | no | no |  |  | no |  |  | 1320326.989 | 15374534.819 |  | -1
node_8103901_200888423 |  |  | PQ | ABCD | 2771.281 | 8103901 | no | no |  |  | no |  |  | 1320641.834 | 15374760.278 |  | -1
node_8103901_200888424 |  |  | PQ | AN | 2771.281 | 8103901 | no | no |  |  | no |  |  | 1320522.539 | 15374816.271 |  | -1
node_8103901_200888425 |  |  | PQ | ABCN | 2771.281 | 8103901 | no | no |  |  | no |  |  | 1320602.789 | 15374966.166 |  | -1
node_8103901_200888426 |  |  | PQ | ABCD | 2771.281 | 8103901 | no | no |  |  | no |  |  | 1319881.346 | 15369507.317 |  | -1
node_8103901_200888428 |  |  | PQ | ABCN | 2771.281 | 8103901 | no | no |  |  | no |  |  | 1320528.226 | 15375267.67 |  | -1
node_8103901_200888429 |  |  | PQ | AN | 2771.281 | 8103901 | no | no |  |  | no |  |  | 1320445.811 | 15375166.732 |  | -1
node_8103901_200888431 |  |  | PQ | ABCN | 2771.281 | 8103901 | no | no |  |  | no |  |  | 1320450.757 | 15375512.669 |  | -1
node_8103901_200888432 |  |  | PQ | AN | 2771.281 | 8103901 | no | no |  |  | no |  |  | 1320111.014 | 15375474.824 |  | -1
node_8103901_200888433 |  |  | PQ | ABCD | 2771.281 | 8103901 | no | no |  |  | no |  |  | 1320372.436 | 15375747.944 |  | -1
node_8103901_200888434 |  |  | PQ | ABCN | 2771.281 | 8103901 | no | no |  |  | no |  |  | 1320307.587 | 15375912.897 |  | -1
node_8103901_200888436 |  |  | PQ | ABCD | 2771.281 | 8103901 | no | no |  |  | no |  |  | 1320219.021 | 15376203.127 |  | -1
node_8103901_200888437 |  |  | PQ | ABCD | 2771.281 | 8103901 | no | no |  |  | no |  |  | 1320141.061 | 15376429.88 |  | -1
node_8103901_200888438 |  |  | PQ | AN | 2771.281 | 8103901 | no | no |  |  | no |  |  | 1320043.037 | 15376420.646 |  | -1
node_8103901_200888439 |  |  | PQ | ABCD | 2771.281 | 8103901 | no | no |  |  | no |  |  | 1320064.071 | 15376670.448 |  | -1
node_8103901_200888441 |  |  | PQ | ABCD | 2771.281 | 8103901 | no | no |  |  | no |  |  | 1320007.09 | 15376821.515 |  | -1
node_8103901_200888442 |  |  | PQ | ABCN | 2771.281 | 8103901 | no | no |  |  | no |  |  | 1319927.72 | 15377062.647 |  | -1
node_8103901_200888444 |  |  | PQ | ABCD | 2771.281 | 8103901 | no | no |  |  | no |  |  | 1319838.251 | 15377326.967 |  | -1
node_8103901_200888445 |  |  | PQ | ABCN | 2771.281 | 8103901 | no | no |  |  | no |  |  | 1319897.46 | 15369605.644 |  | -1
node_8103901_200888446 |  |  | PQ | ABCD | 2771.281 | 8103901 | no | no |  |  | no |  |  | 1319750.434 | 15377590.46 |  | -1
node_8103901_200888447 |  |  | PQ | ABCD | 2771.281 | 8103901 | no | no |  |  | no |  |  | 1319665.119 | 15377850.258 |  | -1
node_8103901_200888448 |  |  | PQ | ABCN | 2771.281 | 8103901 | no | no |  |  | no |  |  | 1319507.753 | 15378331.444 |  | -1
node_8103901_200888449 |  |  | PQ | ABCN | 2771.281 | 8103901 | no | no |  |  | no |  |  | 1319426.535 | 15378555.253 |  | -1
node_8103901_200888450 |  |  | PQ | ABCD | 2771.281 | 8103901 | no | no |  |  | no |  |  | 1319222.166 | 15378647.442 |  | -1
node_8103901_200888451 |  |  | PQ | ABCD | 2771.281 | 8103901 | no | no |  |  | no |  |  | 1319045.517 | 15378886.01 |  | -1
node_8103901_200888452 |  |  | PQ | ABCD | 2771.281 | 8103901 | no | no |  |  | no |  |  | 1318897.339 | 15379092.157 |  | -1
node_8103901_200888453 |  |  | PQ | ABCD | 2771.281 | 8103901 | no | no |  |  | no |  |  | 1318742.86 | 15379291.301 |  | -1
node_8103901_200888454 |  |  | PQ | ABCN | 2771.281 | 8103901 | no | no |  |  | no |  |  | 1318620.975 | 15379453.666 |  | -1
node_8103901_200888455 |  |  | PQ | ABCD | 2771.281 | 8103901 | no | no |  |  | no |  |  | 1318572.493 | 15379516.775 |  | -1
node_8103901_200888456 |  |  | PQ | ABCD | 2771.281 | 8103901 | no | no |  |  | no |  |  | 1319935.122 | 15369752.307 |  | -1
node_8103901_200888462 |  |  | PQ | ABCD | 2771.281 | 8103901 | no | no |  |  | no |  |  | 1319957.711 | 15369997.908 |  | -1
node_8103901_200888463 |  |  | PQ | ABCN | 2771.281 | 8103901 | no | no |  |  | no |  |  | 1320022.81 | 15370257.157 |  | -1
node_8103901_200888464 |  |  | PQ | ABCD | 2771.281 | 8103901 | no | no |  |  | no |  |  | 1320071.99 | 15370489.6 |  | -1
node_8103901_200888465 |  |  | PQ | ABCN | 2771.281 | 8103901 | no | no |  |  | no |  |  | 1320126.477 | 15370702.533 |  | -1
node_8103901_200888468 |  |  | PQ | AD | 2771.281 | 8103901 | no | no |  |  | no |  |  | 1322196.152 | 15360890.236 |  | -1
node_8103901_200888469 |  |  | PQ | AN | 2771.281 | 8103901 | no | no |  |  | no |  |  | 1324622.423 | 15361343.728 |  | -1
node_8103901_200888470 |  |  | PQ | AN | 2771.281 | 8103901 | no | no |  |  | no |  |  | 1324909.793 | 15361459.716 |  | -1
node_8103901_200888471 |  |  | PQ | AN | 2771.281 | 8103901 | no | no |  |  | no |  |  | 1325209.821 | 15361584.213 |  | -1
node_8103901_200888472 |  |  | PQ | AN | 2771.281 | 8103901 | no | no |  |  | no |  |  | 1325412.72 | 15361671.388 |  | -1
node_8103901_200888473 |  |  | PQ | AD | 2771.281 | 8103901 | no | no |  |  | no |  |  | 1325697.036 | 15361773.833 |  | -1
node_8103901_200888474 |  |  | PQ | AN | 2771.281 | 8103901 | no | no |  |  | no |  |  | 1325896.616 | 15361873.211 |  | -1
node_8103901_200888475 |  |  | PQ | AD | 2771.281 | 8103901 | no | no |  |  | no |  |  | 1325788.939 | 15361535.238 |  | -1
node_8103901_200888476 |  |  | PQ | AN | 2771.281 | 8103901 | no | no |  |  | no |  |  | 1325674.404 | 15361204.033 |  | -1
node_8103901_200888478 |  |  | PQ | AD | 2771.281 | 8103901 | no | no |  |  | no |  |  | 1326144.92 | 15361956.572 |  | -1
node_8103901_200888479 |  |  | PQ | AN | 2771.281 | 8103901 | no | no |  |  | no |  |  | 1326297.895 | 15361795.538 |  | -1
node_8103901_200888480 |  |  | PQ | AN | 2771.281 | 8103901 | no | no |  |  | no |  |  | 1326130.524 | 15362265.874 |  | -1
node_8103901_200888482 |  |  | PQ | AD | 2771.281 | 8103901 | no | no |  |  | no |  |  | 1326404.336 | 15361998.282 |  | -1
node_8103901_200888483 |  |  | PQ | AD | 2771.281 | 8103901 | no | no |  |  | no |  |  | 1326533.381 | 15362313.061 |  | -1
node_8103901_200888484 |  |  | PQ | AN | 2771.281 | 8103901 | no | no |  |  | no |  |  | 1326622.628 | 15362534.459 |  | -1
node_8103901_200888485 |  |  | PQ | AN | 2771.281 | 8103901 | no | no |  |  | no |  |  | 1326875.287 | 15362388.471 |  | -1
node_8103901_200888487 |  |  | PQ | AN | 2771.281 | 8103901 | no | no |  |  | no |  |  | 1326661.642 | 15362050.898 |  | -1
node_8103901_200888488 |  |  | PQ | AD | 2771.281 | 8103901 | no | no |  |  | no |  |  | 1326854.303 | 15362071.275 |  | -1
node_8103901_200888489 |  |  | PQ | AN | 2771.281 | 8103901 | no | no |  |  | no |  |  | 1322438.082 | 15360871.813 |  | -1
node_8103901_200888490 |  |  | PQ | AD | 2771.281 | 8103901 | no | no |  |  | no |  |  | 1327273.673 | 15362134.624 |  | -1
node_8103901_200888491 |  |  | PQ | AD | 2771.281 | 8103901 | no | no |  |  | no |  |  | 1327584.43 | 15362182.836 |  | -1
node_8103901_200888492 |  |  | PQ | AD | 2771.281 | 8103901 | no | no |  |  | no |  |  | 1327878.431 | 15362229.328 |  | -1
node_8103901_200888493 |  |  | PQ | AD | 2771.281 | 8103901 | no | no |  |  | no |  |  | 1328130.851 | 15362271.262 |  | -1
node_8103901_200888494 |  |  | PQ | AD | 2771.281 | 8103901 | no | no |  |  | no |  |  | 1328108.249 | 15362392.122 |  | -1
node_8103901_200888495 |  |  | PQ | AD | 2771.281 | 8103901 | no | no |  |  | no |  |  | 1328036.737 | 15362704.66 |  | -1
node_8103901_200888496 |  |  | PQ | AD | 2771.281 | 8103901 | no | no |  |  | no |  |  | 1327964.785 | 15363033.945 |  | -1
node_8103901_200888497 |  |  | PQ | AN | 2771.281 | 8103901 | no | no |  |  | no |  |  | 1327892.419 | 15363355.441 |  | -1
node_8103901_200888498 |  |  | PQ | AD | 2771.281 | 8103901 | no | no |  |  | no |  |  | 1327851.934 | 15362377.224 |  | -1
node_8103901_200888499 |  |  | PQ | AD | 2771.281 | 8103901 | no | no |  |  | no |  |  | 1327586.881 | 15362389.151 |  | -1
node_8103901_200888500 |  |  | PQ | AN | 2771.281 | 8103901 | no | no |  |  | no |  |  | 1328420.797 | 15362316.989 |  | -1
node_8103901_200888501 |  |  | PQ | AD | 2771.281 | 8103901 | no | no |  |  | no |  |  | 1328739.183 | 15362366.919 |  | -1
node_8103901_200888502 |  |  | PQ | AD | 2771.281 | 8103901 | no | no |  |  | no |  |  | 1329063.145 | 15362415.368 |  | -1
node_8103901_200888503 |  |  | PQ | AN | 2771.281 | 8103901 | no | no |  |  | no |  |  | 1329397.319 | 15362471.654 |  | -1
node_8103901_200888504 |  |  | PQ | AN | 2771.281 | 8103901 | no | no |  |  | no |  |  | 1329679.451 | 15362515.791 |  | -1
node_8103901_200888506 |  |  | PQ | AD | 2771.281 | 8103901 | no | no |  |  | no |  |  | 1329936.794 | 15362555.079 |  | -1
node_8103901_200888507 |  |  | PQ | AN | 2771.281 | 8103901 | no | no |  |  | no |  |  | 1322678.975 | 15360874.662 |  | -1
node_8103901_200888508 |  |  | PQ | AD | 2771.281 | 8103901 | no | no |  |  | no |  |  | 1330244.462 | 15362600.81 |  | -1
node_8103901_200888509 |  |  | PQ | AD | 2771.281 | 8103901 | no | no |  |  | no |  |  | 1330472.203 | 15362637.851 |  | -1
node_8103901_200888510 |  |  | PQ | AN | 2771.281 | 8103901 | no | no |  |  | no |  |  | 1322927.481 | 15360883.937 |  | -1
node_8103901_200888512 |  |  | PQ | AN | 2771.281 | 8103901 | no | no |  |  | no |  |  | 1323216.919 | 15360929.337 |  | -1
node_8103901_200888513 |  |  | PQ | AD | 2771.281 | 8103901 | no | no |  |  | no |  |  | 1323507.88 | 15360989.901 |  | -1
node_8103901_200888514 |  |  | PQ | AD | 2771.281 | 8103901 | no | no |  |  | no |  |  | 1323772.51 | 15361042.402 |  | -1
node_8103901_200888515 |  |  | PQ | AN | 2771.281 | 8103901 | no | no |  |  | no |  |  | 1324033.191 | 15361107.719 |  | -1
node_8103901_200888516 |  |  | PQ | AN | 2771.281 | 8103901 | no | no |  |  | no |  |  | 1324328.669 | 15361245.967 |  | -1
node_8103901_200888541 |  |  | PQ | AD | 2771.281 | 8103901 | no | no |  |  | no |  |  | 1318376.145 | 15364045.451 |  | -1
node_8103901_200888542 |  |  | PQ | AD | 2771.281 | 8103901 | no | no |  |  | no |  |  | 1318304.05 | 15364297.298 |  | -1
node_8103901_200888543 |  |  | PQ | AD | 2771.281 | 8103901 | no | no |  |  | no |  |  | 1318239.565 | 15364532.728 |  | -1
node_8103901_200888544 |  |  | PQ | AN | 2771.281 | 8103901 | no | no |  |  | no |  |  | 1318170.875 | 15364783.934 |  | -1
node_8103901_200888545 |  |  | PQ | AD | 2771.281 | 8103901 | no | no |  |  | no |  |  | 1318105.932 | 15365026.103 |  | -1
node_8103901_200888546 |  |  | PQ | AD | 2771.281 | 8103901 | no | no |  |  | no |  |  | 1318040.895 | 15365270.223 |  | -1
node_8103901_200888547 |  |  | PQ | AD | 2771.281 | 8103901 | no | no |  |  | no |  |  | 1317986.984 | 15365470.093 |  | -1
node_8103901_200888548 |  |  | PQ | AD | 2771.281 | 8103901 | no | no |  |  | no |  |  | 1317908.037 | 15365742.932 |  | -1
node_8103901_200888549 |  |  | PQ | AD | 2771.281 | 8103901 | no | no |  |  | no |  |  | 1317837.237 | 15365984.389 |  | -1
node_8103901_200888550 |  |  | PQ | AD | 2771.281 | 8103901 | no | no |  |  | no |  |  | 1317775.595 | 15366225.242 |  | -1
node_8103901_200888551 |  |  | PQ | AD | 2771.281 | 8103901 | no | no |  |  | no |  |  | 1317723.487 | 15366399.13 |  | -1
node_8103901_200888552 |  |  | PQ | AN | 2771.281 | 8103901 | no | no |  |  | no |  |  | 1317810.569 | 15366639.6 |  | -1
node_8103901_200888553 |  |  | PQ | AN | 2771.281 | 8103901 | no | no |  |  | no |  |  | 1317895.294 | 15366871.52 |  | -1
node_8103901_200888554 |  |  | PQ | AD | 2771.281 | 8103901 | no | no |  |  | no |  |  | 1317976.976 | 15367095.568 |  | -1
node_8103901_200888555 |  |  | PQ | AN | 2771.281 | 8103901 | no | no |  |  | no |  |  | 1318049.706 | 15367298.982 |  | -1
node_8103901_200888556 |  |  | PQ | AD | 2771.281 | 8103901 | no | no |  |  | no |  |  | 1318133.703 | 15365825.817 |  | -1
node_8103901_200888557 |  |  | PQ | AN | 2771.281 | 8103901 | no | no |  |  | no |  |  | 1318276.683 | 15366169.603 |  | -1
node_8103901_200888558 |  |  | PQ | AN | 2771.281 | 8103901 | no | no |  |  | no |  |  | 1318270.745 | 15366511.347 |  | -1
node_8103901_200888559 |  |  | PQ | AN | 2771.281 | 8103901 | no | no |  |  | no |  |  | 1318281.423 | 15366793.858 |  | -1
node_8103901_200888560 |  |  | PQ | AN | 2771.281 | 8103901 | no | no |  |  | no |  |  | 1317920.212 | 15365425.215 |  | -1
node_8103901_200888562 |  |  | PQ | AD | 2771.281 | 8103901 | no | no |  |  | no |  |  | 1318185.013 | 15367091.827 |  | -1
node_8103901_200888563 |  |  | PQ | AN | 2771.281 | 8103901 | no | no |  |  | no |  |  | 1318385.143 | 15367079.083 |  | -1
node_8103901_200888564 |  |  | PQ | AD | 2771.281 | 8103901 | no | no |  |  | no |  |  | 1318210.275 | 15363871.968 |  | -1
node_8103901_200888565 |  |  | PQ | AD | 2771.281 | 8103901 | no | no |  |  | no |  |  | 1316281.377 | 15364085.889 |  | -1
node_8103901_200888566 |  |  | PQ | AD | 2771.281 | 8103901 | no | no |  |  | no |  |  | 1316040.972 | 15364071.446 |  | -1
node_8103901_200888567 |  |  | PQ | AD | 2771.281 | 8103901 | no | no |  |  | no |  |  | 1315781.445 | 15364054.51 |  | -1
node_8103901_200888568 |  |  | PQ | AD | 2771.281 | 8103901 | no | no |  |  | no |  |  | 1318035.344 | 15363698.951 |  | -1
node_8103901_200888569 |  |  | PQ | AD | 2771.281 | 8103901 | no | no |  |  | no |  |  | 1317857.977 | 15363548.726 |  | -1
node_8103901_200888570 |  |  | PQ | AN | 2771.281 | 8103901 | no | no |  |  | no |  |  | 1317649.43 | 15363601.218 |  | -1
node_8103901_200888572 |  |  | PQ | AN | 2771.281 | 8103901 | no | no |  |  | no |  |  | 1317373.953 | 15363721.882 |  | -1
node_8103901_200888573 |  |  | PQ | AD | 2771.281 | 8103901 | no | no |  |  | no |  |  | 1317169.612 | 15363753.222 |  | -1
node_8103901_200888574 |  |  | PQ | AN | 2771.281 | 8103901 | no | no |  |  | no |  |  | 1317019.524 | 15363816.723 |  | -1
node_8103901_200888575 |  |  | PQ | AD | 2771.281 | 8103901 | no | no |  |  | no |  |  | 1316754.053 | 15363932.743 |  | -1
node_8103901_200888576 |  |  | PQ | AD | 2771.281 | 8103901 | no | no |  |  | no |  |  | 1316529.514 | 15364019.698 |  | -1
node_8103901_200888577 |  |  | PQ | AD | 2771.281 | 8103901 | no | no |  |  | no |  |  | 1303599.709 | 15378306.021 |  | -1
node_8103901_200888578 |  |  | PQ | AD | 2771.281 | 8103901 | no | no |  |  | no |  |  | 1303734.299 | 15378599.036 |  | -1
node_8103901_200888579 |  |  | PQ | AD | 2771.281 | 8103901 | no | no |  |  | no |  |  | 1303773.812 | 15378919.025 |  | -1
node_8103901_200888580 |  |  | PQ | AD | 2771.281 | 8103901 | no | no |  |  | no |  |  | 1303895.917 | 15379223.567 |  | -1
node_8103901_200888581 |  |  | PQ | AD | 2771.281 | 8103901 | no | no |  |  | no |  |  | 1303947.492 | 15379534.846 |  | -1
node_8103901_200888582 |  |  | PQ | AD | 2771.281 | 8103901 | no | no |  |  | no |  |  | 1337476.539 | 15363271.902 |  | -1
node_8103901_200888583 |  |  | PQ | AN | 2771.281 | 8103901 | no | no |  |  | no |  |  | 1337117.391 | 15363044.527 |  | -1
node_8103901_200888585 |  |  | PQ | AD | 2771.281 | 8103901 | no | no |  |  | no |  |  | 1337882.948 | 15363438.574 |  | -1
node_8103901_200888586 |  |  | PQ | AD | 2771.281 | 8103901 | no | no |  |  | no |  |  | 1337732.388 | 15363628.932 |  | -1
node_8103901_200888587 |  |  | PQ | AD | 2771.281 | 8103901 | no | no |  |  | no |  |  | 1337704.632 | 15363618.821 |  | -1
node_8103901_200888588 |  |  | PQ | AN | 2771.281 | 8103901 | no | no |  |  | no |  |  | 1337523.913 | 15363435.96 |  | -1
node_8103901_200888589 |  |  | PQ | AD | 2771.281 | 8103901 | no | no |  |  | no |  |  | 1302885.808 | 15369165.713 |  | -1
node_8103901_200888590 |  |  | PQ | AD | 2771.281 | 8103901 | no | no |  |  | no |  |  | 1303026.118 | 15369132.292 |  | -1
node_8103901_200888591 |  |  | PQ | AD | 2771.281 | 8103901 | no | no |  |  | no |  |  | 1303388.179 | 15369060.35 |  | -1
node_8103901_200888592 |  |  | PQ | AN | 2771.281 | 8103901 | no | no |  |  | no |  |  | 1303329.766 | 15368719.283 |  | -1
node_8103901_200888593 |  |  | PQ | AN | 2771.281 | 8103901 | no | no |  |  | no |  |  | 1303561.221 | 15369026.297 |  | -1
node_8103901_200888594 |  |  | PQ | AD | 2771.281 | 8103901 | no | no |  |  | no |  |  | 1303721.833 | 15368996.7 |  | -1
node_8103901_200888595 |  |  | PQ | AD | 2771.281 | 8103901 | no | no |  |  | no |  |  | 1304053.262 | 15368932.413 |  | -1
node_8103901_200888596 |  |  | PQ | AN | 2771.281 | 8103901 | no | no |  |  | no |  |  | 1303942.542 | 15368680.044 |  | -1
node_8103901_200888598 |  |  | PQ | AD | 2771.281 | 8103901 | no | no |  |  | no |  |  | 1304293.753 | 15368886.176 |  | -1
node_8103901_200888599 |  |  | PQ | AN | 2771.281 | 8103901 | no | no |  |  | no |  |  | 1304259.42 | 15368688.097 |  | -1
node_8103901_200888600 |  |  | PQ | AN | 2771.281 | 8103901 | no | no |  |  | no |  |  | 1304534.918 | 15368845.08 |  | -1
node_8103901_200888601 |  |  | PQ | AD | 2771.281 | 8103901 | no | no |  |  | no |  |  | 1304913.376 | 15368764.258 |  | -1
node_8103901_200888602 |  |  | PQ | AD | 2771.281 | 8103901 | no | no |  |  | no |  |  | 1305259.545 | 15368884.398 |  | -1
node_8103901_200888603 |  |  | PQ | AN | 2771.281 | 8103901 | no | no |  |  | no |  |  | 1305591.984 | 15369000.412 |  | -1
node_8103901_200888604 |  |  | PQ | AN | 2771.281 | 8103901 | no | no |  |  | no |  |  | 1305923.325 | 15369108.062 |  | -1
node_8103901_200888605 |  |  | PQ | AD | 2771.281 | 8103901 | no | no |  |  | no |  |  | 1306224.701 | 15369215.217 |  | -1
node_8103901_200888606 |  |  | PQ | AD | 2771.281 | 8103901 | no | no |  |  | no |  |  | 1306465.515 | 15369296.436 |  | -1
node_8103901_200888607 |  |  | PQ | AD | 2771.281 | 8103901 | no | no |  |  | no |  |  | 1306741.564 | 15369390.425 |  | -1
node_8103901_200888608 |  |  | PQ | AD | 2771.281 | 8103901 | no | no |  |  | no |  |  | 1307099.908 | 15369511.22 |  | -1
node_8103901_200888609 |  |  | PQ | AD | 2771.281 | 8103901 | no | no |  |  | no |  |  | 1307468.975 | 15369640.589 |  | -1
node_8103901_200888610 |  |  | PQ | AN | 2771.281 | 8103901 | no | no |  |  | no |  |  | 1307788.803 | 15369741.432 |  | -1
node_8103901_200888611 |  |  | PQ | AD | 2771.281 | 8103901 | no | no |  |  | no |  |  | 1308040.419 | 15369827.958 |  | -1
node_8103901_200888612 |  |  | PQ | AD | 2771.281 | 8103901 | no | no |  |  | no |  |  | 1308252.362 | 15369894.205 |  | -1
node_8103901_200888613 |  |  | PQ | AD | 2771.281 | 8103901 | no | no |  |  | no |  |  | 1308456.548 | 15369968.9 |  | -1
node_8103901_200888614 |  |  | PQ | AD | 2771.281 | 8103901 | no | no |  |  | no |  |  | 1308689.602 | 15370047.639 |  | -1
node_8103901_200888615 |  |  | PQ | AN | 2771.281 | 8103901 | no | no |  |  | no |  |  | 1309036.947 | 15370124.034 |  | -1
node_8103901_200888616 |  |  | PQ | AN | 2771.281 | 8103901 | no | no |  |  | no |  |  | 1309284.432 | 15370172.958 |  | -1
node_8103901_200888617 |  |  | PQ | AD | 2771.281 | 8103901 | no | no |  |  | no |  |  | 1309534.178 | 15370214.488 |  | -1
node_8103901_200888618 |  |  | PQ | AD | 2771.281 | 8103901 | no | no |  |  | no |  |  | 1309767.857 | 15370283.834 |  | -1
node_8103901_200888619 |  |  | PQ | AN | 2771.281 | 8103901 | no | no |  |  | no |  |  | 1309976.854 | 15370331.379 |  | -1
node_8103901_200888620 |  |  | PQ | AD | 2771.281 | 8103901 | no | no |  |  | no |  |  | 1310247.661 | 15370512.068 |  | -1
node_8103901_200888621 |  |  | PQ | AD | 2771.281 | 8103901 | no | no |  |  | no |  |  | 1310479.521 | 15370660.758 |  | -1
node_8103901_200888622 |  |  | PQ | AD | 2771.281 | 8103901 | no | no |  |  | no |  |  | 1310759.866 | 15370854.14 |  | -1
node_8103901_200888623 |  |  | PQ | AD | 2771.281 | 8103901 | no | no |  |  | no |  |  | 1310958.175 | 15371046.516 |  | -1
node_8103901_200888624 |  |  | PQ | AD | 2771.281 | 8103901 | no | no |  |  | no |  |  | 1311196.971 | 15371276.527 |  | -1
node_8103901_200888625 |  |  | PQ | AD | 2771.281 | 8103901 | no | no |  |  | no |  |  | 1311440.649 | 15371479.948 |  | -1
node_8103901_200888626 |  |  | PQ | AD | 2771.281 | 8103901 | no | no |  |  | no |  |  | 1311644.991 | 15371704.742 |  | -1
node_8103901_200888627 |  |  | PQ | AD | 2771.281 | 8103901 | no | no |  |  | no |  |  | 1311871.201 | 15371915.505 |  | -1
node_8103901_200888628 |  |  | PQ | AD | 2771.281 | 8103901 | no | no |  |  | no |  |  | 1327366.531 | 15370399.481 |  | -1
node_8103901_200888629 |  |  | PQ | AN | 2771.281 | 8103901 | no | no |  |  | no |  |  | 1327571.427 | 15370309.634 |  | -1
node_8103901_200888630 |  |  | PQ | AD | 2771.281 | 8103901 | no | no |  |  | no |  |  | 1327801.691 | 15370195.014 |  | -1
node_8103901_200888631 |  |  | PQ | AN | 2771.281 | 8103901 | no | no |  |  | no |  |  | 1328081.02 | 15370075.377 |  | -1
node_8103901_200888633 |  |  | PQ | AD | 2771.281 | 8103901 | no | no |  |  | no |  |  | 1328493.165 | 15370065.404 |  | -1
node_8103901_200888634 |  |  | PQ | AN | 2771.281 | 8103901 | no | no |  |  | no |  |  | 1328334.897 | 15369908.177 |  | -1
node_8103901_200888635 |  |  | PQ | AD | 2771.281 | 8103901 | no | no |  |  | no |  |  | 1338793.477 | 15361655.779 |  | -1
node_8103901_200888636 |  |  | PQ | AD | 2771.281 | 8103901 | no | no |  |  | no |  |  | 1338482.741 | 15361635.023 |  | -1
node_8103901_200888637 |  |  | PQ | AD | 2771.281 | 8103901 | no | no |  |  | no |  |  | 1338166.944 | 15361609.466 |  | -1
node_8103901_200888638 |  |  | PQ | AD | 2771.281 | 8103901 | no | no |  |  | no |  |  | 1337916.793 | 15361558.019 |  | -1
node_8103901_200888639 |  |  | PQ | AD | 2771.281 | 8103901 | no | no |  |  | no |  |  | 1337603.402 | 15361580.45 |  | -1
node_8103901_200888640 |  |  | PQ | AD | 2771.281 | 8103901 | no | no |  |  | no |  |  | 1337341.142 | 15361611.754 |  | -1
node_8103901_200888641 |  |  | PQ | AN | 2771.281 | 8103901 | no | no |  |  | no |  |  | 1337001.613 | 15361602.669 |  | -1
node_8103901_200888643 |  |  | PQ | AD | 2771.281 | 8103901 | no | no |  |  | no |  |  | 1336060.321 | 15368722.578 |  | -1
node_8103901_200888644 |  |  | PQ | AD | 2771.281 | 8103901 | no | no |  |  | no |  |  | 1335788.398 | 15368743.517 |  | -1
node_8103901_200888645 |  |  | PQ | AD | 2771.281 | 8103901 | no | no |  |  | no |  |  | 1335587.893 | 15368758.723 |  | -1
node_8103901_200888646 |  |  | PQ | AN | 2771.281 | 8103901 | no | no |  |  | no |  |  | 1335741.339 | 15369020.471 |  | -1
node_8103901_200888648 |  |  | PQ | AN | 2771.281 | 8103901 | no | no |  |  | no |  |  | 1335895.099 | 15369277.9 |  | -1
node_8103901_200888649 |  |  | PQ | AD | 2771.281 | 8103901 | no | no |  |  | no |  |  | 1335506.876 | 15368762.48 |  | -1
node_8103901_200888650 |  |  | PQ | AN | 2771.281 | 8103901 | no | no |  |  | no |  |  | 1335255.858 | 15369043.025 |  | -1
node_8103901_200888652 |  |  | PQ | AN | 2771.281 | 8103901 | no | no |  |  | no |  |  | 1335056.928 | 15369263.969 |  | -1
node_8103901_200888653 |  |  | PQ | AD | 2771.281 | 8103901 | no | no |  |  | no |  |  | 1314340.978 | 15364021.912 |  | -1
node_8103901_200888654 |  |  | PQ | AD | 2771.281 | 8103901 | no | no |  |  | no |  |  | 1313972.9 | 15364023.91 |  | -1
node_8103901_200888655 |  |  | PQ | AD | 2771.281 | 8103901 | no | no |  |  | no |  |  | 1313557.908 | 15364016.291 |  | -1
node_8103901_200888656 |  |  | PQ | AD | 2771.281 | 8103901 | no | no |  |  | no |  |  | 1313167.041 | 15364008.629 |  | -1
node_8103901_200888657 |  |  | PQ | AN | 2771.281 | 8103901 | no | no |  |  | no |  |  | 1312818.115 | 15364041.601 |  | -1
node_8103901_200888658 |  |  | PQ | AD | 2771.281 | 8103901 | no | no |  |  | no |  |  | 1314962.867 | 15364027.139 |  | -1
node_8103901_200888659 |  |  | PQ | AD | 2771.281 | 8103901 | no | no |  |  | no |  |  | 1315241.46 | 15364033.99 |  | -1
node_8103901_200888660 |  |  | PQ | AN | 2771.281 | 8103901 | no | no |  |  | no |  |  | 1315512.967 | 15364033.687 |  | -1
node_8103901_200888661 |  |  | PQ | AD | 2771.281 | 8103901 | no | no |  |  | no |  |  | 1323798.091 | 15360950.654 |  | -1
node_8103901_200888662 |  |  | PQ | AN | 2771.281 | 8103901 | no | no |  |  | no |  |  | 1325343.092 | 15358767.389 |  | -1
node_8103901_200888664 |  |  | PQ | AN | 2771.281 | 8103901 | no | no |  |  | no |  |  | 1325540.802 | 15358478.852 |  | -1
node_8103901_200888665 |  |  | PQ | AD | 2771.281 | 8103901 | no | no |  |  | no |  |  | 1324002.254 | 15360767.696 |  | -1
node_8103901_200888666 |  |  | PQ | AD | 2771.281 | 8103901 | no | no |  |  | no |  |  | 1324189.396 | 15360544.143 |  | -1
node_8103901_200888667 |  |  | PQ | AN | 2771.281 | 8103901 | no | no |  |  | no |  |  | 1324324.418 | 15360315.751 |  | -1
node_8103901_200888668 |  |  | PQ | AD | 2771.281 | 8103901 | no | no |  |  | no |  |  | 1324447.263 | 15360135.662 |  | -1
node_8103901_200888669 |  |  | PQ | AN | 2771.281 | 8103901 | no | no |  |  | no |  |  | 1324555.727 | 15359957.144 |  | -1
node_8103901_200888670 |  |  | PQ | AN | 2771.281 | 8103901 | no | no |  |  | no |  |  | 1324714.644 | 15359654.762 |  | -1
node_8103901_200888671 |  |  | PQ | AD | 2771.281 | 8103901 | no | no |  |  | no |  |  | 1324806.662 | 15359335.033 |  | -1
node_8103901_200888672 |  |  | PQ | AD | 2771.281 | 8103901 | no | no |  |  | no |  |  | 1324883.085 | 15359145.936 |  | -1
node_8103901_200888673 |  |  | PQ | AD | 2771.281 | 8103901 | no | no |  |  | no |  |  | 1325045.217 | 15358942.496 |  | -1
node_8103901_200888674 |  |  | PQ | AD | 2771.281 | 8103901 | no | no |  |  | no |  |  | 1317639.292 | 15372347.674 |  | -1
node_8103901_200888675 |  |  | PQ | AN | 2771.281 | 8103901 | no | no |  |  | no |  |  | 1317676.144 | 15372138.583 |  | -1
node_8103901_200888676 |  |  | PQ | AN | 2771.281 | 8103901 | no | no |  |  | no |  |  | 1317687.552 | 15371939.084 |  | -1
node_8103901_200888677 |  |  | PQ | AD | 2771.281 | 8103901 | no | no |  |  | no |  |  | 1317639.824 | 15371926.852 |  | -1
node_8103901_200888678 |  |  | PQ | AD | 2771.281 | 8103901 | no | no |  |  | no |  |  | 1317715.822 | 15371690.876 |  | -1
node_8103901_200888679 |  |  | PQ | AD | 2771.281 | 8103901 | no | no |  |  | no |  |  | 1317814.322 | 15371466.458 |  | -1
node_8103901_200888680 |  |  | PQ | AN | 2771.281 | 8103901 | no | no |  |  | no |  |  | 1317909.568 | 15371236.31 |  | -1
node_8103901_200888682 |  |  | PQ | AD | 2771.281 | 8103901 | no | no |  |  | no |  |  | 1318718.13 | 15379652.881 |  | -1
node_8103901_200888683 |  |  | PQ | AD | 2771.281 | 8103901 | no | no |  |  | no |  |  | 1319028.602 | 15379632.712 |  | -1
node_8103901_200888684 |  |  | PQ | AD | 2771.281 | 8103901 | no | no |  |  | no |  |  | 1319166.043 | 15379621.129 |  | -1
node_8103901_200888685 |  |  | PQ | AN | 2771.281 | 8103901 | no | no |  |  | no |  |  | 1319547.416 | 15379667.612 |  | -1
node_8103901_200888686 |  |  | PQ | AD | 2771.281 | 8103901 | no | no |  |  | no |  |  | 1319923.683 | 15379704.235 |  | -1
node_8103901_200888687 |  |  | PQ | AN | 2771.281 | 8103901 | no | no |  |  | no |  |  | 1320231.614 | 15379474.669 |  | -1
node_8103901_200888690 |  |  | PQ | AD | 2771.281 | 8103901 | no | no |  |  | no |  |  | 1325843.825 | 15369243.243 |  | -1
node_8103901_200888691 |  |  | PQ | AD | 2771.281 | 8103901 | no | no |  |  | no |  |  | 1328105.916 | 15368005.451 |  | -1
node_8103901_200888692 |  |  | PQ | AD | 2771.281 | 8103901 | no | no |  |  | no |  |  | 1328485.881 | 15367782.795 |  | -1
node_8103901_200888693 |  |  | PQ | AN | 2771.281 | 8103901 | no | no |  |  | no |  |  | 1328615.542 | 15367691.067 |  | -1
node_8103901_200888694 |  |  | PQ | AN | 2771.281 | 8103901 | no | no |  |  | no |  |  | 1328783.474 | 15367561.8 |  | -1
node_8103901_200888695 |  |  | PQ | AD | 2771.281 | 8103901 | no | no |  |  | no |  |  | 1328987.656 | 15367400.848 |  | -1
node_8103901_200888696 |  |  | PQ | AD | 2771.281 | 8103901 | no | no |  |  | no |  |  | 1329172.644 | 15367053.573 |  | -1
node_8103901_200888697 |  |  | PQ | AD | 2771.281 | 8103901 | no | no |  |  | no |  |  | 1329361.193 | 15366719.23 |  | -1
node_8103901_200888698 |  |  | PQ | AD | 2771.281 | 8103901 | no | no |  |  | no |  |  | 1329548.842 | 15366395.528 |  | -1
node_8103901_200888699 |  |  | PQ | AD | 2771.281 | 8103901 | no | no |  |  | no |  |  | 1329887.814 | 15366205.773 |  | -1
node_8103901_200888700 |  |  | PQ | AD | 2771.281 | 8103901 | no | no |  |  | no |  |  | 1330213.728 | 15366029.321 |  | -1
node_8103901_200888701 |  |  | PQ | AN | 2771.281 | 8103901 | no | no |  |  | no |  |  | 1326002.39 | 15369062.197 |  | -1
node_8103901_200888702 |  |  | PQ | AD | 2771.281 | 8103901 | no | no |  |  | no |  |  | 1330579.766 | 15365999.053 |  | -1
node_8103901_200888704 |  |  | PQ | AD | 2771.281 | 8103901 | no | no |  |  | no |  |  | 1330873.789 | 15366102.229 |  | -1
node_8103901_200888705 |  |  | PQ | AD | 2771.281 | 8103901 | no | no |  |  | no |  |  | 1331211.234 | 15366208.925 |  | -1
node_8103901_200888706 |  |  | PQ | AD | 2771.281 | 8103901 | no | no |  |  | no |  |  | 1326285.02 | 15368935.967 |  | -1
node_8103901_200888707 |  |  | PQ | AD | 2771.281 | 8103901 | no | no |  |  | no |  |  | 1326677.973 | 15368825.781 |  | -1
node_8103901_200888708 |  |  | PQ | AN | 2771.281 | 8103901 | no | no |  |  | no |  |  | 1326973.129 | 15368761.418 |  | -1
node_8103901_200888709 |  |  | PQ | AN | 2771.281 | 8103901 | no | no |  |  | no |  |  | 1327392.56 | 15368692.533 |  | -1
node_8103901_200888710 |  |  | PQ | AD | 2771.281 | 8103901 | no | no |  |  | no |  |  | 1327579.106 | 15368533.673 |  | -1
node_8103901_200888711 |  |  | PQ | AD | 2771.281 | 8103901 | no | no |  |  | no |  |  | 1327724.35 | 15368227.561 |  | -1
node_8103901_200888712 |  |  | PQ | AD | 2771.281 | 8103901 | no | no |  |  | no |  |  | 1327502.338 | 15368106.377 |  | -1
node_8103901_200888713 |  |  | PQ | AN | 2771.281 | 8103901 | no | no |  |  | no |  |  | 1327275.703 | 15367980.552 |  | -1
node_8103901_200888715 |  |  | PQ | AD | 2771.281 | 8103901 | no | no |  |  | no |  |  | 1327833.368 | 15368150.053 |  | -1
node_8103901_200888716 |  |  | PQ | AD | 2771.281 | 8103901 | no | no |  |  | no |  |  | 1310237.606 | 15364396.583 |  | -1
node_8103901_200888717 |  |  | PQ | AD | 2771.281 | 8103901 | no | no |  |  | no |  |  | 1309893.533 | 15364345.091 |  | -1
node_8103901_200888718 |  |  | PQ | AN | 2771.281 | 8103901 | no | no |  |  | no |  |  | 1309600.776 | 15364420.259 |  | -1
node_8103901_200888719 |  |  | PQ | AN | 2771.281 | 8103901 | no | no |  |  | no |  |  | 1305005.687 | 15379154.401 |  | -1
node_8103901_200888720 |  |  | PQ | AD | 2771.281 | 8103901 | no | no |  |  | no |  |  | 1303855.79 | 15378436.314 |  | -1
node_8103901_200888721 |  |  | PQ | AN | 2771.281 | 8103901 | no | no |  |  | no |  |  | 1304109.329 | 15378632.758 |  | -1
node_8103901_200888722 |  |  | PQ | AD | 2771.281 | 8103901 | no | no |  |  | no |  |  | 1304338.58 | 15378837.902 |  | -1
node_8103901_200888723 |  |  | PQ | AD | 2771.281 | 8103901 | no | no |  |  | no |  |  | 1304550.784 | 15379081.028 |  | -1
node_8103901_200888724 |  |  | PQ | AD | 2771.281 | 8103901 | no | no |  |  | no |  |  | 1304745.876 | 15379292.398 |  | -1
node_8103901_200888725 |  |  | PQ | AD | 2771.281 | 8103901 | no | no |  |  | no |  |  | 1334837.609 | 15371653.953 |  | -1
node_8103901_200888726 |  |  | PQ | AD | 2771.281 | 8103901 | no | no |  |  | no |  |  | 1334849.609 | 15371847.97 |  | -1
node_8103901_200888727 |  |  | PQ | AD | 2771.281 | 8103901 | no | no |  |  | no |  |  | 1335119.469 | 15372075.024 |  | -1
node_8103901_200888728 |  |  | PQ | AD | 2771.281 | 8103901 | no | no |  |  | no |  |  | 1335292.484 | 15372220.083 |  | -1
node_8103901_200888729 |  |  | PQ | AD | 2771.281 | 8103901 | no | no |  |  | no |  |  | 1335491.599 | 15372473.038 |  | -1
node_8103901_200888730 |  |  | PQ | AD | 2771.281 | 8103901 | no | no |  |  | no |  |  | 1335630.997 | 15372656.018 |  | -1
node_8103901_200888731 |  |  | PQ | AN | 2771.281 | 8103901 | no | no |  |  | no |  |  | 1335768.252 | 15372843.17 |  | -1
node_8103901_200888732 |  |  | PQ | AD | 2771.281 | 8103901 | no | no |  |  | no |  |  | 1310204.833 | 15362427.667 |  | -1
node_8103901_200888733 |  |  | PQ | AD | 2771.281 | 8103901 | no | no |  |  | no |  |  | 1310115.563 | 15362101.086 |  | -1
node_8103901_200888734 |  |  | PQ | AN | 2771.281 | 8103901 | no | no |  |  | no |  |  | 1310391.918 | 15362069.125 |  | -1
node_8103901_200888735 |  |  | PQ | AD | 2771.281 | 8103901 | no | no |  |  | no |  |  | 1310766.9 | 15362023.03 |  | -1
node_8103901_200888736 |  |  | PQ | AN | 2771.281 | 8103901 | no | no |  |  | no |  |  | 1311096.459 | 15361991.01 |  | -1
node_8103901_200888738 |  |  | PQ | AD | 2771.281 | 8103901 | no | no |  |  | no |  |  | 1311181.582 | 15362099.195 |  | -1
node_8103901_200888739 |  |  | PQ | AD | 2771.281 | 8103901 | no | no |  |  | no |  |  | 1311620.553 | 15361942.021 |  | -1
node_8103901_200888740 |  |  | PQ | AN | 2771.281 | 8103901 | no | no |  |  | no |  |  | 1311847.38 | 15361512.507 |  | -1
node_8103901_200888776 |  |  | PQ | AN | 2771.281 | 8103901 | no | no |  |  | no |  |  | 1310067.303 | 15370035.701 |  | -1
node_8103901_200888777 |  |  | PQ | AD | 2771.281 | 8103901 | no | no |  |  | no |  |  | 1309749.563 | 15369868.582 |  | -1
node_8103901_200888778 |  |  | PQ | AN | 2771.281 | 8103901 | no | no |  |  | no |  |  | 1309559.626 | 15369880.861 |  | -1
node_8103901_200888779 |  |  | PQ | AD | 2771.281 | 8103901 | no | no |  |  | no |  |  | 1309330.248 | 15369913.436 |  | -1
node_8103901_200888780 |  |  | PQ | AD | 2771.281 | 8103901 | no | no |  |  | no |  |  | 1309142.995 | 15369900.486 |  | -1
node_8103901_200888781 |  |  | PQ | AN | 2771.281 | 8103901 | no | no |  |  | no |  |  | 1309131.046 | 15369696.81 |  | -1
node_8103901_200888782 |  |  | PQ | AD | 2771.281 | 8103901 | no | no |  |  | no |  |  | 1310097.295 | 15369499.622 |  | -1
node_8103901_200888783 |  |  | PQ | AN | 2771.281 | 8103901 | no | no |  |  | no |  |  | 1310132.481 | 15368807.134 |  | -1
node_8103901_200888784 |  |  | PQ | AD | 2771.281 | 8103901 | no | no |  |  | no |  |  | 1310323.86 | 15368634.813 |  | -1
node_8103901_200888785 |  |  | PQ | AN | 2771.281 | 8103901 | no | no |  |  | no |  |  | 1310371.202 | 15368337.505 |  | -1
node_8103901_200888787 |  |  | PQ | AN | 2771.281 | 8103901 | no | no |  |  | no |  |  | 1310153.029 | 15368366.82 |  | -1
node_8103901_200888788 |  |  | PQ | AN | 2771.281 | 8103901 | no | no |  |  | no |  |  | 1310187.128 | 15367820.244 |  | -1
node_8103901_200888789 |  |  | PQ | AN | 2771.281 | 8103901 | no | no |  |  | no |  |  | 1310119.685 | 15367436.744 |  | -1
node_8103901_200888790 |  |  | PQ | AN | 2771.281 | 8103901 | no | no |  |  | no |  |  | 1310415.142 | 15367393.839 |  | -1
node_8103901_200888791 |  |  | PQ | AD | 2771.281 | 8103901 | no | no |  |  | no |  |  | 1310051.236 | 15367028.649 |  | -1
node_8103901_200888792 |  |  | PQ | AD | 2771.281 | 8103901 | no | no |  |  | no |  |  | 1309805.677 | 15367055.461 |  | -1
node_8103901_200888793 |  |  | PQ | AN | 2771.281 | 8103901 | no | no |  |  | no |  |  | 1309604.147 | 15367078.112 |  | -1
node_8103901_200888794 |  |  | PQ | AD | 2771.281 | 8103901 | no | no |  |  | no |  |  | 1309993.89 | 15366602.287 |  | -1
node_8103901_200888795 |  |  | PQ | AN | 2771.281 | 8103901 | no | no |  |  | no |  |  | 1309924.229 | 15366102.871 |  | -1
node_8103901_200888796 |  |  | PQ | AN | 2771.281 | 8103901 | no | no |  |  | no |  |  | 1309901.416 | 15365896.69 |  | -1
node_8103901_200888798 |  |  | PQ | AN | 2771.281 | 8103901 | no | no |  |  | no |  |  | 1309903.107 | 15365634.245 |  | -1
node_8103901_200888799 |  |  | PQ | AD | 2771.281 | 8103901 | no | no |  |  | no |  |  | 1309896.324 | 15365413.752 |  | -1
node_8103901_200888800 |  |  | PQ | AD | 2771.281 | 8103901 | no | no |  |  | no |  |  | 1310054.719 | 15365025.7 |  | -1
node_8103901_200888801 |  |  | PQ | AD | 2771.281 | 8103901 | no | no |  |  | no |  |  | 1310184.298 | 15364722.515 |  | -1
node_8103901_200888802 |  |  | PQ | AD | 2771.281 | 8103901 | no | no |  |  | no |  |  | 1310324.696 | 15364395.986 |  | -1
node_8103901_200888803 |  |  | PQ | AD | 2771.281 | 8103901 | no | no |  |  | no |  |  | 1310407.752 | 15364427.886 |  | -1
node_8103901_200888804 |  |  | PQ | AN | 2771.281 | 8103901 | no | no |  |  | no |  |  | 1310743.057 | 15364572 |  | -1
node_8103901_200888805 |  |  | PQ | AN | 2771.281 | 8103901 | no | no |  |  | no |  |  | 1310239.048 | 15364122.113 |  | -1
node_8103901_200888806 |  |  | PQ | AD | 2771.281 | 8103901 | no | no |  |  | no |  |  | 1310160.061 | 15363858.26 |  | -1
node_8103901_200888807 |  |  | PQ | AD | 2771.281 | 8103901 | no | no |  |  | no |  |  | 1310078.382 | 15363541.753 |  | -1
node_8103901_200888808 |  |  | PQ | AD | 2771.281 | 8103901 | no | no |  |  | no |  |  | 1309992.562 | 15363222.185 |  | -1
node_8103901_200888809 |  |  | PQ | AD | 2771.281 | 8103901 | no | no |  |  | no |  |  | 1310058.629 | 15363181.04 |  | -1
node_8103901_200888810 |  |  | PQ | AN | 2771.281 | 8103901 | no | no |  |  | no |  |  | 1310290.213 | 15362984.195 |  | -1
node_8103901_200888811 |  |  | PQ | AD | 2771.281 | 8103901 | no | no |  |  | no |  |  | 1309907.636 | 15362924.698 |  | -1
node_8103901_200888812 |  |  | PQ | AD | 2771.281 | 8103901 | no | no |  |  | no |  |  | 1309820.258 | 15362587.694 |  | -1
node_8103901_200888813 |  |  | PQ | AD | 2771.281 | 8103901 | no | no |  |  | no |  |  | 1309566.825 | 15362261.531 |  | -1
node_8103901_200888814 |  |  | PQ | AN | 2771.281 | 8103901 | no | no |  |  | no |  |  | 1309583.48 | 15362066.192 |  | -1
node_8103901_200888815 |  |  | PQ | AD | 2771.281 | 8103901 | no | no |  |  | no |  |  | 1309305.546 | 15361956.388 |  | -1
node_8103901_200888816 |  |  | PQ | AN | 2771.281 | 8103901 | no | no |  |  | no |  |  | 1309425.176 | 15361776.909 |  | -1
node_8103901_200888817 |  |  | PQ | AN | 2771.281 | 8103901 | no | no |  |  | no |  |  | 1309057.819 | 15361665.518 |  | -1
node_8103901_200888818 |  |  | PQ | AD | 2771.281 | 8103901 | no | no |  |  | no |  |  | 1308812.261 | 15361501.51 |  | -1
node_8103901_200888819 |  |  | PQ | AD | 2771.281 | 8103901 | no | no |  |  | no |  |  | 1308543.91 | 15361319.888 |  | -1
node_8103901_200888822 |  |  | PQ | AN | 2771.281 | 8103901 | no | no |  |  | no |  |  | 1308058.165 | 15360927.517 |  | -1
node_8103901_200888824 |  |  | PQ | AN | 2771.281 | 8103901 | no | no |  |  | no |  |  | 1307845.443 | 15360708.146 |  | -1
node_8103901_200888825 |  |  | PQ | AD | 2771.281 | 8103901 | no | no |  |  | no |  |  | 1307684.637 | 15360514.949 |  | -1
node_8103901_200888826 |  |  | PQ | AN | 2771.281 | 8103901 | no | no |  |  | no |  |  | 1307524.956 | 15360385.336 |  | -1
node_8103901_200888827 |  |  | PQ | AN | 2771.281 | 8103901 | no | no |  |  | no |  |  | 1307507.693 | 15373460.843 |  | -1
node_8103901_200888828 |  |  | PQ | AD | 2771.281 | 8103901 | no | no |  |  | no |  |  | 1307917.478 | 15373516.203 |  | -1
node_8103901_200888829 |  |  | PQ | AD | 2771.281 | 8103901 | no | no |  |  | no |  |  | 1308193.261 | 15373521.882 |  | -1
node_8103901_200888830 |  |  | PQ | AD | 2771.281 | 8103901 | no | no |  |  | no |  |  | 1308566.891 | 15373514.805 |  | -1
node_8103901_200888831 |  |  | PQ | AD | 2771.281 | 8103901 | no | no |  |  | no |  |  | 1308893.878 | 15373532.725 |  | -1
node_8103901_200888832 |  |  | PQ | AD | 2771.281 | 8103901 | no | no |  |  | no |  |  | 1309275.152 | 15373524.868 |  | -1
node_8103901_200888833 |  |  | PQ | AN | 2771.281 | 8103901 | no | no |  |  | no |  |  | 1309677.196 | 15373535.161 |  | -1
node_8103901_200888834 |  |  | PQ | AD | 2771.281 | 8103901 | no | no |  |  | no |  |  | 1310079.769 | 15373601.367 |  | -1
node_8103901_200888835 |  |  | PQ | AD | 2771.281 | 8103901 | no | no |  |  | no |  |  | 1310404.807 | 15373656.01 |  | -1
node_8103901_200888836 |  |  | PQ | AN | 2771.281 | 8103901 | no | no |  |  | no |  |  | 1310674.689 | 15373699.598 |  | -1
node_8103901_200888837 |  |  | PQ | AD | 2771.281 | 8103901 | no | no |  |  | no |  |  | 1310911.038 | 15373368.368 |  | -1
node_8103901_200888838 |  |  | PQ | AD | 2771.281 | 8103901 | no | no |  |  | no |  |  | 1311116.707 | 15373059.401 |  | -1
node_8103901_200888839 |  |  | PQ | AN | 2771.281 | 8103901 | no | no |  |  | no |  |  | 1311376.814 | 15372879.826 |  | -1
node_8103901_200888840 |  |  | PQ | AN | 2771.281 | 8103901 | no | no |  |  | no |  |  | 1311560.929 | 15372687.067 |  | -1
node_8103901_200888842 |  |  | PQ | AN | 2771.281 | 8103901 | no | no |  |  | no |  |  | 1311842.095 | 15372406.836 |  | -1
node_8103901_200888843 |  |  | PQ | AD | 2771.281 | 8103901 | no | no |  |  | no |  |  | 1312109.332 | 15372149.894 |  | -1
node_8103901_200888844 |  |  | PQ | AN | 2771.281 | 8103901 | no | no |  |  | no |  |  | 1312294.3 | 15371961.133 |  | -1
node_8103901_200888845 |  |  | PQ | AD | 2771.281 | 8103901 | no | no |  |  | no |  |  | 1312484.821 | 15371774.981 |  | -1
node_8103901_200888846 |  |  | PQ | AN | 2771.281 | 8103901 | no | no |  |  | no |  |  | 1312799.974 | 15371461.674 |  | -1
node_8103901_200888847 |  |  | PQ | AN | 2771.281 | 8103901 | no | no |  |  | no |  |  | 1312825.121 | 15371326.817 |  | -1
node_8103901_200888848 |  |  | PQ | AD | 2771.281 | 8103901 | no | no |  |  | no |  |  | 1313171.791 | 15371010.119 |  | -1
node_8103901_200888849 |  |  | PQ | AN | 2771.281 | 8103901 | no | no |  |  | no |  |  | 1313591.65 | 15370624.803 |  | -1
node_8103901_200888850 |  |  | PQ | AD | 2771.281 | 8103901 | no | no |  |  | no |  |  | 1313978.646 | 15370265.956 |  | -1
node_8103901_200888851 |  |  | PQ | AN | 2771.281 | 8103901 | no | no |  |  | no |  |  | 1314241.23 | 15370028.286 |  | -1
node_8103901_200890095 |  |  | PQ | AN | 2771.281 | 8103901 | no | no |  |  | no |  |  | 1326099.913 | 15353472.036 |  | -1
node_8103901_200890107 |  |  | PQ | AD | 2771.281 | 8103901 | no | no |  |  | no |  |  | 1326804.984 | 15351400.678 |  | -1
node_8103901_200890108 |  |  | PQ | AN | 2771.281 | 8103901 | no | no |  |  | no |  |  | 1326978.248 | 15351679.708 |  | -1
node_8103901_200890109 |  |  | PQ | AD | 2771.281 | 8103901 | no | no |  |  | no |  |  | 1327079.082 | 15351899.079 |  | -1
node_8103901_200890110 |  |  | PQ | AD | 2771.281 | 8103901 | no | no |  |  | no |  |  | 1327219.992 | 15352243.318 |  | -1
node_8103901_200890111 |  |  | PQ | AN | 2771.281 | 8103901 | no | no |  |  | no |  |  | 1327326.471 | 15352504.265 |  | -1
node_8103901_200890113 |  |  | PQ | AN | 2771.281 | 8103901 | no | no |  |  | no |  |  | 1327342.365 | 15352841.369 |  | -1
node_8103901_200890118 |  |  | PQ | AD | 2771.281 | 8103901 | no | no |  |  | no |  |  | 1327380.731 | 15353080.242 |  | -1
node_8103901_200890120 |  |  | PQ | AN | 2771.281 | 8103901 | no | no |  |  | no |  |  | 1327422.386 | 15353317.293 |  | -1
node_8103901_200890121 |  |  | PQ | AN | 2771.281 | 8103901 | no | no |  |  | no |  |  | 1327484.443 | 15353636.278 |  | -1
node_8103901_200890122 |  |  | PQ | AD | 2771.281 | 8103901 | no | no |  |  | no |  |  | 1327544.628 | 15353936.825 |  | -1
node_8103901_200890123 |  |  | PQ | AD | 2771.281 | 8103901 | no | no |  |  | no |  |  | 1327661.574 | 15354534.558 |  | -1
node_8103901_200890124 |  |  | PQ | AD | 2771.281 | 8103901 | no | no |  |  | no |  |  | 1327725.963 | 15354907.757 |  | -1
node_8103901_200890125 |  |  | PQ | AN | 2771.281 | 8103901 | no | no |  |  | no |  |  | 1327935.501 | 15354915.959 |  | -1
node_8103901_200890127 |  |  | PQ | AD | 2771.281 | 8103901 | no | no |  |  | no |  |  | 1327858.894 | 15354723.57 |  | -1
node_8103901_200890128 |  |  | PQ | AN | 2771.281 | 8103901 | no | no |  |  | no |  |  | 1328026.67 | 15355129.935 |  | -1
node_8103901_200890129 |  |  | PQ | AN | 2771.281 | 8103901 | no | no |  |  | no |  |  | 1327838.772 | 15355494.933 |  | -1
node_8103901_200890132 |  |  | PQ | AD | 2771.281 | 8103901 | no | no |  |  | no |  |  | 1327945.715 | 15356035.184 |  | -1
node_8103901_200890133 |  |  | PQ | AN | 2771.281 | 8103901 | no | no |  |  | no |  |  | 1328225.243 | 15355863.499 |  | -1
node_8103901_200890134 |  |  | PQ | AN | 2771.281 | 8103901 | no | no |  |  | no |  |  | 1328054.514 | 15356323.534 |  | -1
node_8103901_200890136 |  |  | PQ | AD | 2771.281 | 8103901 | no | no |  |  | no |  |  | 1328269.007 | 15356922.428 |  | -1
node_8103901_200890139 |  |  | PQ | AD | 2771.281 | 8103901 | no | no |  |  | no |  |  | 1328579.186 | 15357598.048 |  | -1
node_8103901_200890140 |  |  | PQ | AN | 2771.281 | 8103901 | no | no |  |  | no |  |  | 1328869.919 | 15358045.048 |  | -1
node_8103901_200890149 |  |  | PQ | AN | 2771.281 | 8103901 | no | no |  |  | no |  |  | 1334588.27 | 15357614.351 |  | -1
node_8103901_200890150 |  |  | PQ | AN | 2771.281 | 8103901 | no | no |  |  | no |  |  | 1328552.636 | 15356804.317 |  | -1
node_8103901_200890151 |  |  | PQ | AN | 2771.281 | 8103901 | no | no |  |  | no |  |  | 1328659.219 | 15356711.376 |  | -1
node_8103901_200890152 |  |  | PQ | AD | 2771.281 | 8103901 | no | no |  |  | no |  |  | 1331626.67 | 15357183.314 |  | -1
node_8103901_200890153 |  |  | PQ | AD | 2771.281 | 8103901 | no | no |  |  | no |  |  | 1332092.696 | 15357312.471 |  | -1
node_8103901_200890154 |  |  | PQ | AD | 2771.281 | 8103901 | no | no |  |  | no |  |  | 1332443.258 | 15357246.454 |  | -1
node_8103901_200890155 |  |  | PQ | AD | 2771.281 | 8103901 | no | no |  |  | no |  |  | 1332851.646 | 15357167.614 |  | -1
node_8103901_200890156 |  |  | PQ | AD | 2771.281 | 8103901 | no | no |  |  | no |  |  | 1333297.01 | 15357068.754 |  | -1
node_8103901_200890157 |  |  | PQ | AD | 2771.281 | 8103901 | no | no |  |  | no |  |  | 1333482.68 | 15357035.847 |  | -1
node_8103901_200890158 |  |  | PQ | AD | 2771.281 | 8103901 | no | no |  |  | no |  |  | 1333670.778 | 15356996.971 |  | -1
node_8103901_200890159 |  |  | PQ | AD | 2771.281 | 8103901 | no | no |  |  | no |  |  | 1333876.863 | 15356905.55 |  | -1
node_8103901_200890160 |  |  | PQ | AN | 2771.281 | 8103901 | no | no |  |  | no |  |  | 1334082.266 | 15356838.411 |  | -1
node_8103901_200890161 |  |  | PQ | AD | 2771.281 | 8103901 | no | no |  |  | no |  |  | 1334113.504 | 15357061.416 |  | -1
node_8103901_200890162 |  |  | PQ | AN | 2771.281 | 8103901 | no | no |  |  | no |  |  | 1334141.599 | 15357282.476 |  | -1
node_8103901_200890163 |  |  | PQ | AD | 2771.281 | 8103901 | no | no |  |  | no |  |  | 1334511.496 | 15356773.212 |  | -1
node_8103901_200890164 |  |  | PQ | AN | 2771.281 | 8103901 | no | no |  |  | no |  |  | 1334965.63 | 15356704.932 |  | -1
node_8103901_200890165 |  |  | PQ | AD | 2771.281 | 8103901 | no | no |  |  | no |  |  | 1335399.013 | 15356646.601 |  | -1
node_8103901_200890166 |  |  | PQ | AD | 2771.281 | 8103901 | no | no |  |  | no |  |  | 1328827.368 | 15356678.773 |  | -1
node_8103901_200890167 |  |  | PQ | AN | 2771.281 | 8103901 | no | no |  |  | no |  |  | 1329321.532 | 15356750.891 |  | -1
node_8103901_200890168 |  |  | PQ | AN | 2771.281 | 8103901 | no | no |  |  | no |  |  | 1329692.688 | 15356795.396 |  | -1
node_8103901_200890169 |  |  | PQ | AD | 2771.281 | 8103901 | no | no |  |  | no |  |  | 1329940.772 | 15356804.568 |  | -1
node_8103901_200890170 |  |  | PQ | AN | 2771.281 | 8103901 | no | no |  |  | no |  |  | 1330254.719 | 15356812.986 |  | -1
node_8103901_200890171 |  |  | PQ | AN | 2771.281 | 8103901 | no | no |  |  | no |  |  | 1330492.119 | 15356750.381 |  | -1
node_8103901_200890172 |  |  | PQ | AN | 2771.281 | 8103901 | no | no |  |  | no |  |  | 1330701.803 | 15356763.159 |  | -1
node_8103901_200890173 |  |  | PQ | AD | 2771.281 | 8103901 | no | no |  |  | no |  |  | 1331069.085 | 15356778.922 |  | -1
node_8103901_200890174 |  |  | PQ | AD | 2771.281 | 8103901 | no | no |  |  | no |  |  | 1331321.888 | 15356808.389 |  | -1
node_8103901_200890175 |  |  | PQ | AN | 2771.281 | 8103901 | no | no |  |  | no |  |  | 1331615.848 | 15356826.512 |  | -1
node_8103901_200890177 |  |  | PQ | AD | 2771.281 | 8103901 | no | no |  |  | no |  |  | 1330857.157 | 15356966.098 |  | -1
node_8103901_200890178 |  |  | PQ | AD | 2771.281 | 8103901 | no | no |  |  | no |  |  | 1331258.09 | 15357079.51 |  | -1
node_8103901_200890273 |  |  | PQ | AD | 2771.281 | 8103901 | no | no |  |  | no |  |  | 1341613.037 | 15358124.518 |  | -1
node_8103901_200890274 |  |  | PQ | AD | 2771.281 | 8103901 | no | no |  |  | no |  |  | 1341834.602 | 15357831.192 |  | -1
node_8103901_200890275 |  |  | PQ | AD | 2771.281 | 8103901 | no | no |  |  | no |  |  | 1342060.631 | 15357527.453 |  | -1
node_8103901_200890276 |  |  | PQ | AN | 2771.281 | 8103901 | no | no |  |  | no |  |  | 1342291.511 | 15357220.006 |  | -1
node_8103901_200890278 |  |  | PQ | AD | 2771.281 | 8103901 | no | no |  |  | no |  |  | 1342475.894 | 15356974.12 |  | -1
node_8103901_200890279 |  |  | PQ | AN | 2771.281 | 8103901 | no | no |  |  | no |  |  | 1342651.336 | 15356738.718 |  | -1
node_8103901_200890280 |  |  | PQ | AD | 2771.281 | 8103901 | no | no |  |  | no |  |  | 1342848.369 | 15356477.646 |  | -1
node_8103901_200890281 |  |  | PQ | AN | 2771.281 | 8103901 | no | no |  |  | no |  |  | 1343002.433 | 15356276.588 |  | -1
node_8103901_200890282 |  |  | PQ | AN | 2771.281 | 8103901 | no | no |  |  | no |  |  | 1343074.365 | 15356151.418 |  | -1
node_8103901_200890283 |  |  | PQ | AN | 2771.281 | 8103901 | no | no |  |  | no |  |  | 1343247.908 | 15355886.06 |  | -1
node_8103901_200890284 |  |  | PQ | AN | 2771.281 | 8103901 | no | no |  |  | no |  |  | 1343386.738 | 15355664.306 |  | -1
node_8103901_200890286 |  |  | PQ | AN | 2771.281 | 8103901 | no | no |  |  | no |  |  | 1343629.827 | 15355459.224 |  | -1
node_8103901_200890287 |  |  | PQ | AN | 2771.281 | 8103901 | no | no |  |  | no |  |  | 1343774.052 | 15355205.596 |  | -1
node_8103901_200890288 |  |  | PQ | AN | 2771.281 | 8103901 | no | no |  |  | no |  |  | 1343962.458 | 15354864.694 |  | -1
node_8103901_200890333 |  |  | PQ | AN | 2771.281 | 8103901 | no | no |  |  | no |  |  | 1342942.963 | 15355936.263 |  | -1
node_8103901_200890334 |  |  | PQ | AD | 2771.281 | 8103901 | no | no |  |  | no |  |  | 1339859.016 | 15356296.865 |  | -1
node_8103901_200890335 |  |  | PQ | AN | 2771.281 | 8103901 | no | no |  |  | no |  |  | 1339620.79 | 15356334.151 |  | -1
node_8103901_200890336 |  |  | PQ | AD | 2771.281 | 8103901 | no | no |  |  | no |  |  | 1339329.336 | 15356371.257 |  | -1
node_8103901_200890337 |  |  | PQ | AD | 2771.281 | 8103901 | no | no |  |  | no |  |  | 1338912.984 | 15356373.087 |  | -1
node_8103901_200890338 |  |  | PQ | AD | 2771.281 | 8103901 | no | no |  |  | no |  |  | 1338536.229 | 15356427.357 |  | -1
node_8103901_200890339 |  |  | PQ | AD | 2771.281 | 8103901 | no | no |  |  | no |  |  | 1338239.505 | 15356351.613 |  | -1
node_8103901_200890340 |  |  | PQ | AD | 2771.281 | 8103901 | no | no |  |  | no |  |  | 1337972.415 | 15356270.604 |  | -1
node_8103901_200890341 |  |  | PQ | AN | 2771.281 | 8103901 | no | no |  |  | no |  |  | 1337812.198 | 15356225.476 |  | -1
node_8103901_200890342 |  |  | PQ | AD | 2771.281 | 8103901 | no | no |  |  | no |  |  | 1337613.387 | 15356163.404 |  | -1
node_8103901_200890343 |  |  | PQ | AD | 2771.281 | 8103901 | no | no |  |  | no |  |  | 1337371.987 | 15356184.144 |  | -1
node_8103901_200890344 |  |  | PQ | AN | 2771.281 | 8103901 | no | no |  |  | no |  |  | 1337046.23 | 15356185.961 |  | -1
node_8103901_200890345 |  |  | PQ | AD | 2771.281 | 8103901 | no | no |  |  | no |  |  | 1336697.979 | 15356190.687 |  | -1
node_8103901_200890346 |  |  | PQ | AD | 2771.281 | 8103901 | no | no |  |  | no |  |  | 1342603.028 | 15355955.201 |  | -1
node_8103901_200890347 |  |  | PQ | AD | 2771.281 | 8103901 | no | no |  |  | no |  |  | 1336392.54 | 15356316.123 |  | -1
node_8103901_200890348 |  |  | PQ | AD | 2771.281 | 8103901 | no | no |  |  | no |  |  | 1336062.842 | 15356441.373 |  | -1
node_8103901_200890349 |  |  | PQ | AN | 2771.281 | 8103901 | no | no |  |  | no |  |  | 1335668.377 | 15356596.792 |  | -1
node_8103901_200890350 |  |  | PQ | AD | 2771.281 | 8103901 | no | no |  |  | no |  |  | 1342325.178 | 15355985.888 |  | -1
node_8103901_200890351 |  |  | PQ | AD | 2771.281 | 8103901 | no | no |  |  | no |  |  | 1341948.416 | 15356018.93 |  | -1
node_8103901_200890352 |  |  | PQ | AN | 2771.281 | 8103901 | no | no |  |  | no |  |  | 1341597.614 | 15356016.836 |  | -1
node_8103901_200890353 |  |  | PQ | AN | 2771.281 | 8103901 | no | no |  |  | no |  |  | 1341252.092 | 15356094.219 |  | -1
node_8103901_200890354 |  |  | PQ | AN | 2771.281 | 8103901 | no | no |  |  | no |  |  | 1340948.881 | 15356135.982 |  | -1
node_8103901_200890355 |  |  | PQ | AN | 2771.281 | 8103901 | no | no |  |  | no |  |  | 1340754.35 | 15356168.675 |  | -1
node_8103901_200890356 |  |  | PQ | AN | 2771.281 | 8103901 | no | no |  |  | no |  |  | 1340506.454 | 15356209.29 |  | -1
node_8103901_200890357 |  |  | PQ | AD | 2771.281 | 8103901 | no | no |  |  | no |  |  | 1340103.081 | 15356262.004 |  | -1
node_8103901_200890358 |  |  | PQ | AD | 2771.281 | 8103901 | no | no |  |  | no |  |  | 1340545.653 | 15356004.427 |  | -1
node_8103901_200890359 |  |  | PQ | AD | 2771.281 | 8103901 | no | no |  |  | no |  |  | 1340675.176 | 15352822.477 |  | -1
node_8103901_200890360 |  |  | PQ | AD | 2771.281 | 8103901 | no | no |  |  | no |  |  | 1340755.09 | 15352504.984 |  | -1
node_8103901_200890361 |  |  | PQ | AD | 2771.281 | 8103901 | no | no |  |  | no |  |  | 1340838.671 | 15352171.804 |  | -1
node_8103901_200890362 |  |  | PQ | AD | 2771.281 | 8103901 | no | no |  |  | no |  |  | 1340894.475 | 15351943.765 |  | -1
node_8103901_200890363 |  |  | PQ | AN | 2771.281 | 8103901 | no | no |  |  | no |  |  | 1340994.754 | 15351534.288 |  | -1
node_8103901_200890364 |  |  | PQ | AD | 2771.281 | 8103901 | no | no |  |  | no |  |  | 1340977.99 | 15351273.648 |  | -1
node_8103901_200890365 |  |  | PQ | AN | 2771.281 | 8103901 | no | no |  |  | no |  |  | 1340934.669 | 15350811.478 |  | -1
node_8103901_200890366 |  |  | PQ | AD | 2771.281 | 8103901 | no | no |  |  | no |  |  | 1341006.528 | 15350475.328 |  | -1
node_8103901_200890367 |  |  | PQ | AD | 2771.281 | 8103901 | no | no |  |  | no |  |  | 1341069.831 | 15350122.259 |  | -1
node_8103901_200890368 |  |  | PQ | AN | 2771.281 | 8103901 | no | no |  |  | no |  |  | 1341128.03 | 15349783.746 |  | -1
node_8103901_200890369 |  |  | PQ | AD | 2771.281 | 8103901 | no | no |  |  | no |  |  | 1340584.409 | 15355764.711 |  | -1
node_8103901_200890370 |  |  | PQ | AD | 2771.281 | 8103901 | no | no |  |  | no |  |  | 1341216.869 | 15349493.598 |  | -1
node_8103901_200890371 |  |  | PQ | AD | 2771.281 | 8103901 | no | no |  |  | no |  |  | 1341310.132 | 15349196.923 |  | -1
node_8103901_200890372 |  |  | PQ | AD | 2771.281 | 8103901 | no | no |  |  | no |  |  | 1341394.781 | 15348929.907 |  | -1
node_8103901_200890374 |  |  | PQ | AD | 2771.281 | 8103901 | no | no |  |  | no |  |  | 1341539.781 | 15348602.445 |  | -1
node_8103901_200890375 |  |  | PQ | AD | 2771.281 | 8103901 | no | no |  |  | no |  |  | 1341675.573 | 15348262.299 |  | -1
node_8103901_200890377 |  |  | PQ | AN | 2771.281 | 8103901 | no | no |  |  | no |  |  | 1341856.725 | 15347950.237 |  | -1
node_8103901_200890378 |  |  | PQ | AD | 2771.281 | 8103901 | no | no |  |  | no |  |  | 1342057.077 | 15347699.674 |  | -1
node_8103901_200890379 |  |  | PQ | AD | 2771.281 | 8103901 | no | no |  |  | no |  |  | 1342221.501 | 15347492.746 |  | -1
node_8103901_200890380 |  |  | PQ | AD | 2771.281 | 8103901 | no | no |  |  | no |  |  | 1342070.119 | 15347205.419 |  | -1
node_8103901_200890381 |  |  | PQ | AD | 2771.281 | 8103901 | no | no |  |  | no |  |  | 1341882.258 | 15347092.367 |  | -1
node_8103901_200890382 |  |  | PQ | AN | 2771.281 | 8103901 | no | no |  |  | no |  |  | 1341619.217 | 15347232.45 |  | -1
node_8103901_200890383 |  |  | PQ | AD | 2771.281 | 8103901 | no | no |  |  | no |  |  | 1342335.047 | 15347227.861 |  | -1
node_8103901_200890384 |  |  | PQ | AD | 2771.281 | 8103901 | no | no |  |  | no |  |  | 1342585.641 | 15347087.273 |  | -1
node_8103901_200890385 |  |  | PQ | AD | 2771.281 | 8103901 | no | no |  |  | no |  |  | 1340650.497 | 15355380.071 |  | -1
node_8103901_200890386 |  |  | PQ | AD | 2771.281 | 8103901 | no | no |  |  | no |  |  | 1342827.116 | 15346879.029 |  | -1
node_8103901_200890387 |  |  | PQ | AD | 2771.281 | 8103901 | no | no |  |  | no |  |  | 1343080.43 | 15346709.058 |  | -1
node_8103901_200890388 |  |  | PQ | AN | 2771.281 | 8103901 | no | no |  |  | no |  |  | 1343377.312 | 15346511.468 |  | -1
node_8103901_200890389 |  |  | PQ | AD | 2771.281 | 8103901 | no | no |  |  | no |  |  | 1343556.275 | 15346291.278 |  | -1
node_8103901_200890391 |  |  | PQ | AD | 2771.281 | 8103901 | no | no |  |  | no |  |  | 1343738.443 | 15346091.113 |  | -1
node_8103901_200890392 |  |  | PQ | AD | 2771.281 | 8103901 | no | no |  |  | no |  |  | 1340627.235 | 15355045.428 |  | -1
node_8103901_200890393 |  |  | PQ | AD | 2771.281 | 8103901 | no | no |  |  | no |  |  | 1340598.523 | 15354701.984 |  | -1
node_8103901_200890394 |  |  | PQ | AD | 2771.281 | 8103901 | no | no |  |  | no |  |  | 1340568.471 | 15354343.998 |  | -1
node_8103901_200890395 |  |  | PQ | AD | 2771.281 | 8103901 | no | no |  |  | no |  |  | 1340544.295 | 15354053.108 |  | -1
node_8103901_200890396 |  |  | PQ | AN | 2771.281 | 8103901 | no | no |  |  | no |  |  | 1340568.359 | 15353603.646 |  | -1
node_8103901_200890397 |  |  | PQ | AD | 2771.281 | 8103901 | no | no |  |  | no |  |  | 1340582.15 | 15353224.584 |  | -1
node_8103901_200891010 |  |  | PQ | AN | 2771.281 | 8103901 | no | no |  |  | no |  |  | 1343512.57 | 15355915.73 |  | -1
node_8103901_200891011 |  |  | PQ | AN | 2771.281 | 8103901 | no | no |  |  | no |  |  | 1343672.456 | 15355919.977 |  | -1
node_8103901_200891012 |  |  | PQ | AN | 2771.281 | 8103901 | no | no |  |  | no |  |  | 1343978.466 | 15355890.92 |  | -1
node_8103901_200891013 |  |  | PQ | AN | 2771.281 | 8103901 | no | no |  |  | no |  |  | 1344224.488 | 15355895.396 |  | -1
node_8103901_200891014 |  |  | PQ | AD | 2771.281 | 8103901 | no | no |  |  | no |  |  | 1344432.213 | 15355897.062 |  | -1
node_8103901_200891015 |  |  | PQ | AD | 2771.281 | 8103901 | no | no |  |  | no |  |  | 1344762.582 | 15355909.537 |  | -1
node_8103901_200891016 |  |  | PQ | AN | 2771.281 | 8103901 | no | no |  |  | no |  |  | 1345173.771 | 15355923.893 |  | -1
node_8103901_200891584 |  |  | PQ | AD | 2771.281 | 8103901 | no | no |  |  | no |  |  | 1343247.765 | 15355954.38 |  | -1
node_8103901_200891586 |  |  | PQ | AD | 2771.281 | 8103901 | no | no |  |  | no |  |  | 1344979.898 | 15358199.681 |  | -1
node_8103901_200891587 |  |  | PQ | AN | 2771.281 | 8103901 | no | no |  |  | no |  |  | 1343469.408 | 15356252.381 |  | -1
node_8103901_200891588 |  |  | PQ | AN | 2771.281 | 8103901 | no | no |  |  | no |  |  | 1343604.859 | 15356580.858 |  | -1
node_8103901_200891590 |  |  | PQ | AD | 2771.281 | 8103901 | no | no |  |  | no |  |  | 1343857.545 | 15356846.163 |  | -1
node_8103901_200891591 |  |  | PQ | AN | 2771.281 | 8103901 | no | no |  |  | no |  |  | 1344102.972 | 15357100.84 |  | -1
node_8103901_200891592 |  |  | PQ | AD | 2771.281 | 8103901 | no | no |  |  | no |  |  | 1344351.486 | 15357246.497 |  | -1
node_8103901_200891593 |  |  | PQ | AD | 2771.281 | 8103901 | no | no |  |  | no |  |  | 1344554.333 | 15357433.033 |  | -1
node_8103901_200891594 |  |  | PQ | AD | 2771.281 | 8103901 | no | no |  |  | no |  |  | 1344737.122 | 15357644.388 |  | -1
node_8103901_200891595 |  |  | PQ | AN | 2771.281 | 8103901 | no | no |  |  | no |  |  | 1344855.421 | 15357902.856 |  | -1
node_8103901_200902662 |  |  | PQ | AN | 2771.281 | 8103901 | no | no |  |  | no |  |  | 1333744.526 | 15380311.485 |  | -1
node_8103901_200902663 |  |  | PQ | AD | 2771.281 | 8103901 | no | no |  |  | no |  |  | 1333925.904 | 15380634.127 |  | -1
node_8103901_200902718 |  |  | PQ | AD | 2771.281 | 8103901 | no | no |  |  | no |  |  | 1323597.734 | 15380472.382 |  | -1
node_8103901_200902719 |  |  | PQ | AN | 2771.281 | 8103901 | no | no |  |  | no |  |  | 1323523.602 | 15380244.001 |  | -1
node_8103901_200902721 |  |  | PQ | AN | 2771.281 | 8103901 | no | no |  |  | no |  |  | 1323632.081 | 15380772.155 |  | -1
node_8103901_200902722 |  |  | PQ | AN | 2771.281 | 8103901 | no | no |  |  | no |  |  | 1323970.671 | 15380786.439 |  | -1
node_8103901_200902723 |  |  | PQ | AD | 2771.281 | 8103901 | no | no |  |  | no |  |  | 1324647.018 | 15380803.818 |  | -1
node_8103901_200902724 |  |  | PQ | AN | 2771.281 | 8103901 | no | no |  |  | no |  |  | 1323691.938 | 15381088.765 |  | -1
node_8103901_200902725 |  |  | PQ | AN | 2771.281 | 8103901 | no | no |  |  | no |  |  | 1323757.451 | 15381422.611 |  | -1
node_8103901_200903075 |  |  | PQ | AD | 2771.281 | 8103901 | no | no |  |  | no |  |  | 1313751.702 | 15379486.706 |  | -1
node_8103901_200903076 |  |  | PQ | AD | 2771.281 | 8103901 | no | no |  |  | no |  |  | 1313885.756 | 15379871.977 |  | -1
node_8103901_200903077 |  |  | PQ | AN | 2771.281 | 8103901 | no | no |  |  | no |  |  | 1314095.968 | 15380012.889 |  | -1
node_8103901_200903079 |  |  | PQ | AD | 2771.281 | 8103901 | no | no |  |  | no |  |  | 1313398.471 | 15380449.865 |  | -1
node_8103901_200903080 |  |  | PQ | AD | 2771.281 | 8103901 | no | no |  |  | no |  |  | 1313195.074 | 15380689.98 |  | -1
node_8103901_200903081 |  |  | PQ | AD | 2771.281 | 8103901 | no | no |  |  | no |  |  | 1312973.715 | 15380946.841 |  | -1
node_8103901_200903082 |  |  | PQ | AD | 2771.281 | 8103901 | no | no |  |  | no |  |  | 1312722.852 | 15381241.575 |  | -1
node_8103901_200903083 |  |  | PQ | AN | 2771.281 | 8103901 | no | no |  |  | no |  |  | 1312451.138 | 15381565.543 |  | -1
node_8103901_200903084 |  |  | PQ | AN | 2771.281 | 8103901 | no | no |  |  | no |  |  | 1312238.133 | 15381813.55 |  | -1
node_8103901_200903085 |  |  | PQ | AN | 2771.281 | 8103901 | no | no |  |  | no |  |  | 1312007.471 | 15382083.691 |  | -1
node_8103901_200903086 |  |  | PQ | AD | 2771.281 | 8103901 | no | no |  |  | no |  |  | 1311776.873 | 15382354.064 |  | -1
node_8103901_200903087 |  |  | PQ | AD | 2771.281 | 8103901 | no | no |  |  | no |  |  | 1311937.603 | 15382507.381 |  | -1
node_8103901_200903088 |  |  | PQ | AD | 2771.281 | 8103901 | no | no |  |  | no |  |  | 1311550.793 | 15382620.876 |  | -1
node_8103901_200903089 |  |  | PQ | AD | 2771.281 | 8103901 | no | no |  |  | no |  |  | 1311322.662 | 15382883.624 |  | -1
node_8103901_200903090 |  |  | PQ | AN | 2771.281 | 8103901 | no | no |  |  | no |  |  | 1311163.675 | 15383108.547 |  | -1
node_8103901_200903091 |  |  | PQ | AN | 2771.281 | 8103901 | no | no |  |  | no |  |  | 1311473.23 | 15383100.626 |  | -1
node_8103901_200903092 |  |  | PQ | AD | 2771.281 | 8103901 | no | no |  |  | no |  |  | 1310979.671 | 15383114.637 |  | -1
node_8103901_200903093 |  |  | PQ | AD | 2771.281 | 8103901 | no | no |  |  | no |  |  | 1310569.544 | 15383285.987 |  | -1
node_8103901_200903094 |  |  | PQ | AD | 2771.281 | 8103901 | no | no |  |  | no |  |  | 1310133.547 | 15383380.072 |  | -1
node_8103901_200903095 |  |  | PQ | AD | 2771.281 | 8103901 | no | no |  |  | no |  |  | 1309601.879 | 15383543.056 |  | -1
node_8103901_200903096 |  |  | PQ | AN | 2771.281 | 8103901 | no | no |  |  | no |  |  | 1309125.658 | 15383683.646 |  | -1
node_8103901_200903097 |  |  | PQ | AN | 2771.281 | 8103901 | no | no |  |  | no |  |  | 1308794.233 | 15383800.952 |  | -1
node_8103901_200903098 |  |  | PQ | AD | 2771.281 | 8103901 | no | no |  |  | no |  |  | 1308371.27 | 15383944.093 |  | -1
node_8103901_200903099 |  |  | PQ | AN | 2771.281 | 8103901 | no | no |  |  | no |  |  | 1308408.255 | 15384129.119 |  | -1
node_8103901_200903100 |  |  | PQ | AN | 2771.281 | 8103901 | no | no |  |  | no |  |  | 1308459.986 | 15384439.778 |  | -1
node_8103901_200903101 |  |  | PQ | AN | 2771.281 | 8103901 | no | no |  |  | no |  |  | 1307845.238 | 15384135.117 |  | -1
node_8103901_200903103 |  |  | PQ | AD | 2771.281 | 8103901 | no | no |  |  | no |  |  | 1307583.94 | 15384079.63 |  | -1
node_8103901_200903104 |  |  | PQ | AD | 2771.281 | 8103901 | no | no |  |  | no |  |  | 1307208.55 | 15384039.121 |  | -1
node_8103901_200903105 |  |  | PQ | AD | 2771.281 | 8103901 | no | no |  |  | no |  |  | 1307047.852 | 15384039.291 |  | -1
node_8103901_200903106 |  |  | PQ | AD | 2771.281 | 8103901 | no | no |  |  | no |  |  | 1306725.938 | 15384112.558 |  | -1
node_8103901_200903107 |  |  | PQ | AD | 2771.281 | 8103901 | no | no |  |  | no |  |  | 1306372.427 | 15384407.4 |  | -1
node_8103901_200903108 |  |  | PQ | AD | 2771.281 | 8103901 | no | no |  |  | no |  |  | 1306174.709 | 15384584.006 |  | -1
node_8103901_200903109 |  |  | PQ | AN | 2771.281 | 8103901 | no | no |  |  | no |  |  | 1305962.975 | 15384748.557 |  | -1
node_8103901_200903110 |  |  | PQ | AD | 2771.281 | 8103901 | no | no |  |  | no |  |  | 1305776.779 | 15384487.135 |  | -1
node_8103901_200903111 |  |  | PQ | AN | 2771.281 | 8103901 | no | no |  |  | no |  |  | 1305585.792 | 15384240.002 |  | -1
node_8103901_200903113 |  |  | PQ | AD | 2771.281 | 8103901 | no | no |  |  | no |  |  | 1305379.516 | 15383991.087 |  | -1
node_8103901_200903114 |  |  | PQ | AN | 2771.281 | 8103901 | no | no |  |  | no |  |  | 1305605.723 | 15383816.418 |  | -1
node_8103901_200903115 |  |  | PQ | ABCD | 2771.281 | 8103901 | no | no |  |  | no |  |  | 1318441.08 | 15379696.432 |  | -1
node_8103901_200903116 |  |  | PQ | ABCD | 2771.281 | 8103901 | no | no |  |  | no |  |  | 1318257.77 | 15379930.917 |  | -1
node_8103901_200903117 |  |  | PQ | ABCD | 2771.281 | 8103901 | no | no |  |  | no |  |  | 1318073.873 | 15380141.606 |  | -1
node_8103901_200903118 |  |  | PQ | ABCN | 2771.281 | 8103901 | no | no |  |  | no |  |  | 1317882.11 | 15380355.29 |  | -1
node_8103901_200903120 |  |  | PQ | ABCD | 2771.281 | 8103901 | no | no |  |  | no |  |  | 1317679.781 | 15380549.51 |  | -1
node_8103901_200903121 |  |  | PQ | ABCD | 2771.281 | 8103901 | no | no |  |  | no |  |  | 1317476.734 | 15380739.755 |  | -1
node_8103901_200903122 |  |  | PQ | ABCD | 2771.281 | 8103901 | no | no |  |  | no |  |  | 1317273.146 | 15380926.575 |  | -1
node_8103901_200903123 |  |  | PQ | AN | 2771.281 | 8103901 | no | no |  |  | no |  |  | 1317552.011 | 15381072.651 |  | -1
node_8103901_200903125 |  |  | PQ | AN | 2771.281 | 8103901 | no | no |  |  | no |  |  | 1317636.468 | 15380955.047 |  | -1
node_8103901_200903126 |  |  | PQ | AN | 2771.281 | 8103901 | no | no |  |  | no |  |  | 1317806.472 | 15380721.096 |  | -1
node_8103901_200903127 |  |  | PQ | ABCN | 2771.281 | 8103901 | no | no |  |  | no |  |  | 1317144.918 | 15381138.515 |  | -1
node_8103901_200903129 |  |  | PQ | ABCD | 2771.281 | 8103901 | no | no |  |  | no |  |  | 1317002.934 | 15381373.043 |  | -1
node_8103901_200903130 |  |  | PQ | ABCD | 2771.281 | 8103901 | no | no |  |  | no |  |  | 1316857.569 | 15381615.374 |  | -1
node_8103901_200903131 |  |  | PQ | ABCD | 2771.281 | 8103901 | no | no |  |  | no |  |  | 1316722.083 | 15381858.077 |  | -1
node_8103901_200903133 |  |  | PQ | ABCD | 2771.281 | 8103901 | no | no |  |  | no |  |  | 1316720.294 | 15382057.345 |  | -1
node_8103901_200903135 |  |  | PQ | ABCD | 2771.281 | 8103901 | no | no |  |  | no |  |  | 1316625.206 | 15382218.705 |  | -1
node_8103901_200903136 |  |  | PQ | ABCD | 2771.281 | 8103901 | no | no |  |  | no |  |  | 1316503.962 | 15382436.64 |  | -1
node_8103901_200903137 |  |  | PQ | ABCD | 2771.281 | 8103901 | no | no |  |  | no |  |  | 1316377.674 | 15382647.967 |  | -1
node_8103901_200903138 |  |  | PQ | ABCD | 2771.281 | 8103901 | no | no |  |  | no |  |  | 1316256.005 | 15382859.037 |  | -1
node_8103901_200903139 |  |  | PQ | ABCD | 2771.281 | 8103901 | no | no |  |  | no |  |  | 1316141.039 | 15383071.881 |  | -1
node_8103901_200903142 |  |  | PQ | ABCD | 2771.281 | 8103901 | no | no |  |  | no |  |  | 1315922.113 | 15383452.613 |  | -1
node_8103901_200903144 |  |  | PQ | ABCN | 2771.281 | 8103901 | no | no |  |  | no |  |  | 1315741.115 | 15383639.293 |  | -1
node_8103901_200903146 |  |  | PQ | ABCD | 2771.281 | 8103901 | no | no |  |  | no |  |  | 1315720.784 | 15383899.098 |  | -1
node_8103901_200903147 |  |  | PQ | ABCD | 2771.281 | 8103901 | no | no |  |  | no |  |  | 1315861.988 | 15384131.096 |  | -1
node_8103901_200903148 |  |  | PQ | ABCD | 2771.281 | 8103901 | no | no |  |  | no |  |  | 1315840.765 | 15384431.281 |  | -1
node_8103901_200903149 |  |  | PQ | ABCD | 2771.281 | 8103901 | no | no |  |  | no |  |  | 1315814.371 | 15384733.307 |  | -1
node_8103901_200903150 |  |  | PQ | ABCN | 2771.281 | 8103901 | no | no |  |  | no |  |  | 1315728.519 | 15384993.896 |  | -1
node_8103901_200903151 |  |  | PQ | ABCD | 2771.281 | 8103901 | no | no |  |  | no |  |  | 1315705.416 | 15385246.764 |  | -1
node_8103901_200903152 |  |  | PQ | ABCD | 2771.281 | 8103901 | no | no |  |  | no |  |  | 1315701.883 | 15385473.258 |  | -1
node_8103901_200903153 |  |  | PQ | ABCD | 2771.281 | 8103901 | no | no |  |  | no |  |  | 1315702.019 | 15385701.154 |  | -1
node_8103901_200903155 |  |  | PQ | ABCD | 2771.281 | 8103901 | no | no |  |  | no |  |  | 1315733.715 | 15385850.909 |  | -1
node_8103901_200903156 |  |  | PQ | ABCN | 2771.281 | 8103901 | no | no |  |  | no |  |  | 1315765.084 | 15385970.02 |  | -1
node_8103901_200903157 |  |  | PQ | ABCD | 2771.281 | 8103901 | no | no |  |  | no |  |  | 1315791.844 | 15386089.093 |  | -1
node_8103901_200903159 |  |  | PQ | ABCD | 2771.281 | 8103901 | no | no |  |  | no |  |  | 1315838.609 | 15386253.053 |  | -1
node_8103901_200903160 |  |  | PQ | ABCD | 2771.281 | 8103901 | no | no |  |  | no |  |  | 1315872.421 | 15386368.692 |  | -1
node_8103901_200903161 |  |  | PQ | ABCN | 2771.281 | 8103901 | no | no |  |  | no |  |  | 1315899.696 | 15386490.952 |  | -1
node_8103901_200903164 |  |  | PQ | ABCD | 2771.281 | 8103901 | no | no |  |  | no |  |  | 1315915.939 | 15386585.557 |  | -1
node_8103901_200903166 |  |  | PQ | ABCD | 2771.281 | 8103901 | no | no |  |  | no |  |  | 1315933.581 | 15386646.455 |  | -1
node_8103901_200903167 |  |  | PQ | ABCD | 2771.281 | 8103901 | no | no |  |  | no |  |  | 1315944.002 | 15386731.939 |  | -1
node_8103901_200903168 |  |  | PQ | ABCN | 2771.281 | 8103901 | no | no |  |  | no |  |  | 1315959.416 | 15386847.446 |  | -1
node_8103901_200903170 |  |  | PQ | AD | 2771.281 | 8103901 | no | no |  |  | no |  |  | 1315620.013 | 15383932.748 |  | -1
node_8103901_200903171 |  |  | PQ | AD | 2771.281 | 8103901 | no | no |  |  | no |  |  | 1315611.479 | 15383638.06 |  | -1
node_8103901_200903172 |  |  | PQ | AN | 2771.281 | 8103901 | no | no |  |  | no |  |  | 1315610.51 | 15383324.036 |  | -1
node_8103901_200903176 |  |  | PQ | AD | 2771.281 | 8103901 | no | no |  |  | no |  |  | 1316893.143 | 15385005.171 |  | -1
node_8103901_200903177 |  |  | PQ | AD | 2771.281 | 8103901 | no | no |  |  | no |  |  | 1316240.366 | 15384118.447 |  | -1
node_8103901_200903178 |  |  | PQ | AN | 2771.281 | 8103901 | no | no |  |  | no |  |  | 1318759.881 | 15384986.254 |  | -1
node_8103901_200903179 |  |  | PQ | AD | 2771.281 | 8103901 | no | no |  |  | no |  |  | 1318789.466 | 15384787.411 |  | -1
node_8103901_200903180 |  |  | PQ | AD | 2771.281 | 8103901 | no | no |  |  | no |  |  | 1319002.171 | 15384757.207 |  | -1
node_8103901_200903181 |  |  | PQ | AN | 2771.281 | 8103901 | no | no |  |  | no |  |  | 1319208.583 | 15384745.386 |  | -1
node_8103901_200903182 |  |  | PQ | AD | 2771.281 | 8103901 | no | no |  |  | no |  |  | 1319140.839 | 15384941.354 |  | -1
node_8103901_200903183 |  |  | PQ | AD | 2771.281 | 8103901 | no | no |  |  | no |  |  | 1319159.509 | 15385206.67 |  | -1
node_8103901_200903184 |  |  | PQ | AD | 2771.281 | 8103901 | no | no |  |  | no |  |  | 1319172.58 | 15385474.672 |  | -1
node_8103901_200903185 |  |  | PQ | AD | 2771.281 | 8103901 | no | no |  |  | no |  |  | 1319188.307 | 15385702.419 |  | -1
node_8103901_200903186 |  |  | PQ | AN | 2771.281 | 8103901 | no | no |  |  | no |  |  | 1319258.928 | 15385950.424 |  | -1
node_8103901_200903187 |  |  | PQ | AN | 2771.281 | 8103901 | no | no |  |  | no |  |  | 1319211.248 | 15386292.486 |  | -1
node_8103901_200903188 |  |  | PQ | AD | 2771.281 | 8103901 | no | no |  |  | no |  |  | 1319182.722 | 15386636.77 |  | -1
node_8103901_200903189 |  |  | PQ | AD | 2771.281 | 8103901 | no | no |  |  | no |  |  | 1316529.816 | 15384506.815 |  | -1
node_8103901_200903190 |  |  | PQ | AN | 2771.281 | 8103901 | no | no |  |  | no |  |  | 1319264.555 | 15386804.327 |  | -1
node_8103901_200903191 |  |  | PQ | AD | 2771.281 | 8103901 | no | no |  |  | no |  |  | 1316741.244 | 15384797.598 |  | -1
node_8103901_200903192 |  |  | PQ | AD | 2771.281 | 8103901 | no | no |  |  | no |  |  | 1317093.84 | 15385007.503 |  | -1
node_8103901_200903193 |  |  | PQ | AD | 2771.281 | 8103901 | no | no |  |  | no |  |  | 1317361.633 | 15384999.343 |  | -1
node_8103901_200903194 |  |  | PQ | AD | 2771.281 | 8103901 | no | no |  |  | no |  |  | 1317657.485 | 15385001.052 |  | -1
node_8103901_200903195 |  |  | PQ | AD | 2771.281 | 8103901 | no | no |  |  | no |  |  | 1317914.974 | 15384977.833 |  | -1
node_8103901_200903196 |  |  | PQ | AD | 2771.281 | 8103901 | no | no |  |  | no |  |  | 1318222.631 | 15384958.729 |  | -1
node_8103901_200903197 |  |  | PQ | AD | 2771.281 | 8103901 | no | no |  |  | no |  |  | 1318610.707 | 15384935.495 |  | -1
node_8103901_200903198 |  |  | PQ | ABCD | 2771.281 | 8103901 | no | no |  |  | no |  |  | 1316170.92 | 15387195.427 |  | -1
node_8103901_200903200 |  |  | PQ | ABCN | 2771.281 | 8103901 | no | no |  |  | no |  |  | 1316190.172 | 15387327.012 |  | -1
node_8103901_200903201 |  |  | PQ | ABCD | 2771.281 | 8103901 | no | no |  |  | no |  |  | 1316315.321 | 15387367.05 |  | -1
node_8103901_200903202 |  |  | PQ | ABCD | 2771.281 | 8103901 | no | no |  |  | no |  |  | 1316482.571 | 15387414.576 |  | -1
node_8103901_200903206 |  |  | PQ | ABCN | 2771.281 | 8103901 | no | no |  |  | no |  |  | 1316569.68 | 15387107.963 |  | -1
node_8103901_200903211 |  |  | PQ | ABCN | 2771.281 | 8103901 | no | no |  |  | no |  |  | 1315765.989 | 15387206.458 |  | -1
node_8103901_200903212 |  |  | PQ | AN | 2771.281 | 8103901 | no | no |  |  | no |  |  | 1315546.837 | 15387087.155 |  | -1
node_8103901_200903213 |  |  | PQ | AD | 2771.281 | 8103901 | no | no |  |  | no |  |  | 1315360.436 | 15387032.118 |  | -1
node_8103901_200903214 |  |  | PQ | AN | 2771.281 | 8103901 | no | no |  |  | no |  |  | 1315830.585 | 15387012.268 |  | -1
node_8103901_200903216 |  |  | PQ | ABCN | 2771.281 | 8103901 | no | no |  |  | no |  |  | 1316128.811 | 15386964.48 |  | -1
node_8103901_200903218 |  |  | PQ | ABCD | 2771.281 | 8103901 | no | no |  |  | no |  |  | 1316266.418 | 15386920.006 |  | -1
node_8103901_200903219 |  |  | PQ | ABCD | 2771.281 | 8103901 | no | no |  |  | no |  |  | 1316396.752 | 15386875.244 |  | -1
node_8103901_200903220 |  |  | PQ | AN | 2771.281 | 8103901 | no | no |  |  | no |  |  | 1316448.35 | 15386856.208 |  | -1
node_8103901_200903224 |  |  | PQ | AD | 2771.281 | 8103901 | no | no |  |  | no |  |  | 1316408.733 | 15386685.031 |  | -1
node_8103901_200903225 |  |  | PQ | AD | 2771.281 | 8103901 | no | no |  |  | no |  |  | 1316368.57 | 15386537.114 |  | -1
node_8103901_200903227 |  |  | PQ | AN | 2771.281 | 8103901 | no | no |  |  | no |  |  | 1316336.203 | 15386402.309 |  | -1
node_8103901_200903233 |  |  | PQ | AD | 2771.281 | 8103901 | no | no |  |  | no |  |  | 1315818.987 | 15386703.669 |  | -1
node_8103901_200903234 |  |  | PQ | AN | 2771.281 | 8103901 | no | no |  |  | no |  |  | 1314620.852 | 15387700.4 |  | -1
node_8103901_200903236 |  |  | PQ | AD | 2771.281 | 8103901 | no | no |  |  | no |  |  | 1314750.405 | 15387481.259 |  | -1
node_8103901_200903237 |  |  | PQ | AD | 2771.281 | 8103901 | no | no |  |  | no |  |  | 1314727.955 | 15387252.673 |  | -1
node_8103901_200903238 |  |  | PQ | AN | 2771.281 | 8103901 | no | no |  |  | no |  |  | 1314707.207 | 15387096.079 |  | -1
node_8103901_200903239 |  |  | PQ | AN | 2771.281 | 8103901 | no | no |  |  | no |  |  | 1314285.155 | 15387895.499 |  | -1
node_8103901_200903241 |  |  | PQ | AN | 2771.281 | 8103901 | no | no |  |  | no |  |  | 1313997.242 | 15388025.941 |  | -1
node_8103901_200903242 |  |  | PQ | AN | 2771.281 | 8103901 | no | no |  |  | no |  |  | 1313735.259 | 15388237.947 |  | -1
node_8103901_200903243 |  |  | PQ | AN | 2771.281 | 8103901 | no | no |  |  | no |  |  | 1313547.469 | 15388377.417 |  | -1
node_8103901_200903244 |  |  | PQ | AD | 2771.281 | 8103901 | no | no |  |  | no |  |  | 1313443.852 | 15388657.429 |  | -1
node_8103901_200903245 |  |  | PQ | AN | 2771.281 | 8103901 | no | no |  |  | no |  |  | 1313318.305 | 15388928.638 |  | -1
node_8103901_200903246 |  |  | PQ | AN | 2771.281 | 8103901 | no | no |  |  | no |  |  | 1313065.334 | 15389222.045 |  | -1
node_8103901_200903247 |  |  | PQ | AD | 2771.281 | 8103901 | no | no |  |  | no |  |  | 1312814.214 | 15389489.873 |  | -1
node_8103901_200903248 |  |  | PQ | AD | 2771.281 | 8103901 | no | no |  |  | no |  |  | 1312574.117 | 15389595.863 |  | -1
node_8103901_200903249 |  |  | PQ | AD | 2771.281 | 8103901 | no | no |  |  | no |  |  | 1312379.806 | 15389322.432 |  | -1
node_8103901_200903250 |  |  | PQ | AD | 2771.281 | 8103901 | no | no |  |  | no |  |  | 1312234.5 | 15389119.124 |  | -1
node_8103901_200903251 |  |  | PQ | AD | 2771.281 | 8103901 | no | no |  |  | no |  |  | 1312022.089 | 15388982.683 |  | -1
node_8103901_200903252 |  |  | PQ | AN | 2771.281 | 8103901 | no | no |  |  | no |  |  | 1311822.264 | 15388845.84 |  | -1
node_8103901_200903253 |  |  | PQ | AD | 2771.281 | 8103901 | no | no |  |  | no |  |  | 1315725.901 | 15386707.935 |  | -1
node_8103901_200903254 |  |  | PQ | AD | 2771.281 | 8103901 | no | no |  |  | no |  |  | 1312442.456 | 15389782.977 |  | -1
node_8103901_200903255 |  |  | PQ | AD | 2771.281 | 8103901 | no | no |  |  | no |  |  | 1312259.184 | 15389982.464 |  | -1
node_8103901_200903256 |  |  | PQ | AD | 2771.281 | 8103901 | no | no |  |  | no |  |  | 1312069.885 | 15390187.946 |  | -1
node_8103901_200903257 |  |  | PQ | AD | 2771.281 | 8103901 | no | no |  |  | no |  |  | 1311884.769 | 15390403.346 |  | -1
node_8103901_200903258 |  |  | PQ | AN | 2771.281 | 8103901 | no | no |  |  | no |  |  | 1311772.419 | 15390614.583 |  | -1
node_8103901_200903259 |  |  | PQ | AN | 2771.281 | 8103901 | no | no |  |  | no |  |  | 1311484.181 | 15390827.472 |  | -1
node_8103901_200903260 |  |  | PQ | AD | 2771.281 | 8103901 | no | no |  |  | no |  |  | 1311491.352 | 15390952.302 |  | -1
node_8103901_200903261 |  |  | PQ | AN | 2771.281 | 8103901 | no | no |  |  | no |  |  | 1311547.638 | 15391159.737 |  | -1
node_8103901_200903264 |  |  | PQ | AD | 2771.281 | 8103901 | no | no |  |  | no |  |  | 1315590.67 | 15386734.443 |  | -1
node_8103901_200903265 |  |  | PQ | AN | 2771.281 | 8103901 | no | no |  |  | no |  |  | 1315489.091 | 15386763.676 |  | -1
node_8103901_200903266 |  |  | PQ | AD | 2771.281 | 8103901 | no | no |  |  | no |  |  | 1315407.473 | 15386822.976 |  | -1
node_8103901_200903267 |  |  | PQ | AD | 2771.281 | 8103901 | no | no |  |  | no |  |  | 1315293.233 | 15386916.14 |  | -1
node_8103901_200903268 |  |  | PQ | AN | 2771.281 | 8103901 | no | no |  |  | no |  |  | 1315197.633 | 15387079.995 |  | -1
node_8103901_200903269 |  |  | PQ | AD | 2771.281 | 8103901 | no | no |  |  | no |  |  | 1315069.003 | 15387158.769 |  | -1
node_8103901_200903270 |  |  | PQ | AD | 2771.281 | 8103901 | no | no |  |  | no |  |  | 1315048.082 | 15387422.979 |  | -1
node_8103901_200903271 |  |  | PQ | AN | 2771.281 | 8103901 | no | no |  |  | no |  |  | 1314847.554 | 15387653.635 |  | -1
node_8103901_200903278 |  |  | PQ | ABCD | 2771.281 | 8103901 | no | no |  |  | no |  |  | 1315987.733 | 15386997.879 |  | -1
node_8103901_200903279 |  |  | PQ | AD | 2771.281 | 8103901 | no | no |  |  | no |  |  | 1316192.477 | 15388250.287 |  | -1
node_8103901_200903280 |  |  | PQ | AD | 2771.281 | 8103901 | no | no |  |  | no |  |  | 1316291.404 | 15388226.601 |  | -1
node_8103901_200903281 |  |  | PQ | AN | 2771.281 | 8103901 | no | no |  |  | no |  |  | 1316570.018 | 15388240.05 |  | -1
node_8103901_200903282 |  |  | PQ | AD | 2771.281 | 8103901 | no | no |  |  | no |  |  | 1316208.805 | 15388357.796 |  | -1
node_8103901_200903283 |  |  | PQ | AD | 2771.281 | 8103901 | no | no |  |  | no |  |  | 1316225.639 | 15388446.515 |  | -1
node_8103901_200903284 |  |  | PQ | AN | 2771.281 | 8103901 | no | no |  |  | no |  |  | 1316246.924 | 15388531.73 |  | -1
node_8103901_200903285 |  |  | PQ | AD | 2771.281 | 8103901 | no | no |  |  | no |  |  | 1316279.901 | 15388737.24 |  | -1
node_8103901_200903286 |  |  | PQ | AN | 2771.281 | 8103901 | no | no |  |  | no |  |  | 1316318.603 | 15388894.804 |  | -1
node_8103901_200903287 |  |  | PQ | ABCN | 2771.281 | 8103901 | no | no |  |  | no |  |  | 1316006.82 | 15387134.806 |  | -1
node_8103901_200903289 |  |  | PQ | ABCD | 2771.281 | 8103901 | no | no |  |  | no |  |  | 1315973.671 | 15387268.56 |  | -1
node_8103901_200903290 |  |  | PQ | AD | 2771.281 | 8103901 | no | no |  |  | no |  |  | 1316010.078 | 15387449.944 |  | -1
node_8103901_200903292 |  |  | PQ | AD | 2771.281 | 8103901 | no | no |  |  | no |  |  | 1316025.77 | 15387550.971 |  | -1
node_8103901_200903293 |  |  | PQ | AD | 2771.281 | 8103901 | no | no |  |  | no |  |  | 1316038.93 | 15387630.8 |  | -1
node_8103901_200903294 |  |  | PQ | AN | 2771.281 | 8103901 | no | no |  |  | no |  |  | 1316071.721 | 15387825.712 |  | -1
node_8103901_200903295 |  |  | PQ | AD | 2771.281 | 8103901 | no | no |  |  | no |  |  | 1316114.045 | 15388000.838 |  | -1
node_8103901_200903296 |  |  | PQ | AN | 2771.281 | 8103901 | no | no |  |  | no |  |  | 1316243.239 | 15387968.427 |  | -1
node_8103901_200903297 |  |  | PQ | AD | 2771.281 | 8103901 | no | no |  |  | no |  |  | 1316153.237 | 15388140.393 |  | -1
node_8103901_200903367 |  |  | PQ | AN | 2771.281 | 8103901 | no | no |  |  | no |  |  | 1304163.839 | 15381015.725 |  | -1
node_8103901_200903369 |  |  | PQ | AD | 2771.281 | 8103901 | no | no |  |  | no |  |  | 1304236.723 | 15381334.413 |  | -1
node_8103901_200903370 |  |  | PQ | AD | 2771.281 | 8103901 | no | no |  |  | no |  |  | 1304289.934 | 15381652.417 |  | -1
node_8103901_200903371 |  |  | PQ | AN | 2771.281 | 8103901 | no | no |  |  | no |  |  | 1304339.14 | 15381932.327 |  | -1
node_8103901_200903372 |  |  | PQ | AD | 2771.281 | 8103901 | no | no |  |  | no |  |  | 1304015.446 | 15379833.291 |  | -1
node_8103901_200903373 |  |  | PQ | AD | 2771.281 | 8103901 | no | no |  |  | no |  |  | 1304087.633 | 15380123.617 |  | -1
node_8103901_200903374 |  |  | PQ | AN | 2771.281 | 8103901 | no | no |  |  | no |  |  | 1304146.413 | 15380411.364 |  | -1
node_8103901_200903381 |  |  | PQ | AD | 2771.281 | 8103901 | no | no |  |  | no |  |  | 1308304.077 | 15383811.946 |  | -1
node_8103901_200903382 |  |  | PQ | AN | 2771.281 | 8103901 | no | no |  |  | no |  |  | 1307196.421 | 15381877.4 |  | -1
node_8103901_200903383 |  |  | PQ | AN | 2771.281 | 8103901 | no | no |  |  | no |  |  | 1307051.315 | 15381630.055 |  | -1
node_8103901_200903384 |  |  | PQ | AN | 2771.281 | 8103901 | no | no |  |  | no |  |  | 1308066.323 | 15383769.55 |  | -1
node_8103901_200903385 |  |  | PQ | AD | 2771.281 | 8103901 | no | no |  |  | no |  |  | 1307821.026 | 15383809.263 |  | -1
node_8103901_200903387 |  |  | PQ | AD | 2771.281 | 8103901 | no | no |  |  | no |  |  | 1307733.058 | 15383563.399 |  | -1
node_8103901_200903388 |  |  | PQ | AN | 2771.281 | 8103901 | no | no |  |  | no |  |  | 1307997.955 | 15383420.925 |  | -1
node_8103901_200903389 |  |  | PQ | AN | 2771.281 | 8103901 | no | no |  |  | no |  |  | 1307722.416 | 15383301.822 |  | -1
node_8103901_200903390 |  |  | PQ | AD | 2771.281 | 8103901 | no | no |  |  | no |  |  | 1307659.636 | 15382986.914 |  | -1
node_8103901_200903391 |  |  | PQ | AN | 2771.281 | 8103901 | no | no |  |  | no |  |  | 1307576.61 | 15382683.289 |  | -1
node_8103901_200903392 |  |  | PQ | AD | 2771.281 | 8103901 | no | no |  |  | no |  |  | 1307493.252 | 15382395.187 |  | -1
node_8103901_200903393 |  |  | PQ | AD | 2771.281 | 8103901 | no | no |  |  | no |  |  | 1307413.597 | 15382090.399 |  | -1
node_8103901_200903408 |  |  | PQ | AN | 2771.281 | 8103901 | no | no |  |  | no |  |  | 1304940.514 | 15379523.214 |  | -1
node_8103901_200909397 |  |  | PQ | ABCD | 2771.281 | 8103901 | no | no |  |  | no |  |  | 1318097.713 | 15367399.17 |  | -1
node_8103901_200909398 |  |  | PQ | AD | 2771.281 | 8103901 | no | no |  |  | no |  |  | 1331283.525 | 15366122.705 |  | -1
node_8103901_200909403 |  |  | PQ | AD | 2771.281 | 8103901 | no | no |  |  | no |  |  | 1319805.074 | 15359040.31 |  | -1
node_8103901_200909406 |  |  | PQ | AD | 2771.281 | 8103901 | no | no |  |  | no |  |  | 1343169.245 | 15356033.349 |  | -1
node_8103901_200910014 |  |  | PQ | AD | 2771.281 | 8103901 | no | no |  |  | no |  |  | 1303271.881 | 15378187.65 |  | -1
node_8103901_200940908 |  |  | PQ | AN | 2771.281 | 8103901 | no | no |  |  | no |  |  | 1322059.418 | 15377230.377 |  | -1
node_8103901_200943348 |  |  | PQ | AN | 2771.281 | 8103901 | no | no |  |  | no |  |  | 1327736.8 | 15368220.447 |  | -1
node_8103901_200944331 |  |  | PQ | AD | 2771.281 | 8103901 | no | no |  |  | no |  |  | 1331065.448 | 15377112.971 |  | -1
node_8103901_200944332 |  |  | PQ | AD | 2771.281 | 8103901 | no | no |  |  | no |  |  | 1331078.451 | 15376880 |  | -1
node_8103901_200944333 |  |  | PQ | AN | 2771.281 | 8103901 | no | no |  |  | no |  |  | 1331090.24 | 15376657.108 |  | -1
node_8103901_200946514 |  |  | PQ | ABCN | 2771.281 | 8103901 | no | no |  |  | no |  |  | 1316628.767 | 15387357.041 |  | -1
node_8103901_200950433 |  |  | PQ | AN | 2771.281 | 8103901 | no | no |  |  | no |  |  | 1304266.914 | 15379077.77 |  | -1
node_8103901_200950711 |  |  | PQ | AD | 2771.281 | 8103901 | no | no |  |  | no |  |  | 1318745.756 | 15369488.177 |  | -1
node_8103901_200952732 |  |  | PQ | ABCD | 2771.281 | 8103901 | no | no |  |  | no |  |  | 1318966.695 | 15367357.36 |  | -1
node_8103901_200956862 |  |  | PQ | AN | 2771.281 | 8103901 | no | no |  |  | no |  |  | 1313597.257 | 15380247.471 |  | -1
node_8103901_200959160 |  |  | PQ | ABCD | 2771.281 | 8103901 | no | no |  |  | no |  |  | 1319242.13 | 15367207.756 |  | -1
node_8103901_200959967 |  |  | PQ | AN | 2771.281 | 8103901 | no | no |  |  | no |  |  | 1308268.347 | 15361164.273 |  | -1
node_8103901_200959975 |  |  | PQ | AD | 2771.281 | 8103901 | no | no |  |  | no |  |  | 1316767.098 | 15367902.956 |  | -1
node_8103901_200959976 |  |  | PQ | AD | 2771.281 | 8103901 | no | no |  |  | no |  |  | 1316245.277 | 15368341.396 |  | -1
node_8103901_200959977 |  |  | PQ | AD | 2771.281 | 8103901 | no | no |  |  | no |  |  | 1315981.505 | 15368571.449 |  | -1
node_8103901_200961246 |  |  | PQ | AD | 2771.281 | 8103901 | no | no |  |  | no |  |  | 1320559.527 | 15359451.806 |  | -1
node_8103901_200961247 |  |  | PQ | AD | 2771.281 | 8103901 | no | no |  |  | no |  |  | 1320651.435 | 15359533.091 |  | -1
node_8103901_200961248 |  |  | PQ | AN | 2771.281 | 8103901 | no | no |  |  | no |  |  | 1320740.789 | 15359582.002 |  | -1
node_8103901_200961289 |  |  | PQ | AN | 2771.281 | 8103901 | no | no |  |  | no |  |  | 1320841.402 | 15359025.584 |  | -1
node_8103901_200961888 |  |  | PQ | AN | 2771.281 | 8103901 | no | no |  |  | no |  |  | 1316226.283 | 15372198.41 |  | -1
node_8103901_200970928 |  |  | PQ | ABCN | 2771.281 | 8103901 | no | no |  |  | no |  |  | 1316021.991 | 15383271.853 |  | -1
node_8103901_200971032 |  |  | PQ | AN | 2771.281 | 8103901 | no | no |  |  | no |  |  | 1336322.124 | 15369619.912 |  | -1
node_8103901_200972383 |  |  | PQ | AN | 2771.281 | 8103901 | no | no |  |  | no |  |  | 1311067.614 | 15364173.446 |  | -1
node_8103901_200972512 |  |  | PQ | ABCN | 2771.281 | 8103901 | no | no |  |  | no |  |  | 1320417.294 | 15373092.048 |  | -1
node_8103901_200972513 |  |  | PQ | AN | 2771.281 | 8103901 | no | no |  |  | no |  |  | 1308820.666 | 15377191.707 |  | -1
node_8103901_200972525 |  |  | PQ | AN | 2771.281 | 8103901 | no | no |  |  | no |  |  | 1329118.397 | 15363247.771 |  | -1
node_8103901_200972526 |  |  | PQ | AN | 2771.281 | 8103901 | no | no |  |  | no |  |  | 1310434.505 | 15379461.319 |  | -1
node_8103901_200972594 |  |  | PQ | AN | 2771.281 | 8103901 | no | no |  |  | no |  |  | 1314253.925 | 15368314.375 |  | -1
node_8103901_200972677 |  |  | PQ | AD | 2771.281 | 8103901 | no | no |  |  | no |  |  | 1320328.808 | 15371710.091 |  | -1
node_8103901_200972939 |  |  | PQ | AN | 2771.281 | 8103901 | no | no |  |  | no |  |  | 1334611.59 | 15362031.985 |  | -1
node_8103901_200972947 |  |  | PQ | AN | 2771.281 | 8103901 | no | no |  |  | no |  |  | 1310356.898 | 15377707.126 |  | -1
node_8103901_200982788 |  |  | PQ | AN | 2771.281 | 8103901 | no | no |  |  | no |  |  | 1310683.548 | 15362283.068 |  | -1
node_8103901_200982947 |  |  | PQ | AN | 2771.281 | 8103901 | no | no |  |  | no |  |  | 1336141.057 | 15368048.093 |  | -1
node_8103901_201003966 |  |  | PQ | AN | 2771.281 | 8103901 | no | no |  |  | no |  |  | 1315252.924 | 15368508.905 |  | -1
node_8103901_201007950 |  |  | PQ | AN | 2771.281 | 8103901 | no | no |  |  | no |  |  | 1305335.391 | 15377802.722 |  | -1
node_8103901_201008746 |  |  | PQ | AN | 2771.281 | 8103901 | no | no |  |  | no |  |  | 1332067.715 | 15377096.757 |  | -1
node_8103901_201010491 |  |  | PQ | AN | 2771.281 | 8103901 | no | no |  |  | no |  |  | 1304190.929 | 15380698.001 |  | -1
node_8103901_201014230 |  |  | PQ | AN | 2771.281 | 8103901 | no | no |  |  | no |  |  | 1345150.806 | 15359047.912 |  | -1
node_8103901_201017479 |  |  | PQ | ABCD | 2771.281 | 8103901 | no | no |  |  | no |  |  | 1320587.729 | 15372768.166 |  | -1
node_8103901_201018769 |  |  | PQ | ABCN | 2771.281 | 8103901 | no | no |  |  | no |  |  | 1319724.504 | 15368979.864 |  | -1
node_8103901_201025837 |  |  | PQ | AN | 2771.281 | 8103901 | no | no |  |  | no |  |  | 1331073.014 | 15374664.11 |  | -1
node_8103901_201042562 |  |  | PQ | AN | 2771.281 | 8103901 | no | no |  |  | no |  |  | 1329779.028 | 15356568.131 |  | -1
node_8103901_201045903 |  |  | PQ | ABCN | 2771.281 | 8103901 | no | no |  |  | no |  |  | 1320375.574 | 15372697.807 |  | -1
node_8103901_201046744 |  |  | PQ | AN | 2771.281 | 8103901 | no | no |  |  | no |  |  | 1329973.743 | 15359342.662 |  | -1
node_8103901_201047204 |  |  | PQ | AN | 2771.281 | 8103901 | no | no |  |  | no |  |  | 1323106.237 | 15378706.357 |  | -1
node_8103901_201047576 |  |  | PQ | AN | 2771.281 | 8103901 | no | no |  |  | no |  |  | 1309779.979 | 15367488.321 |  | -1
node_8103901_201047578 |  |  | PQ | AN | 2771.281 | 8103901 | no | no |  |  | no |  |  | 1335414.979 | 15368470.002 |  | -1
node_8103901_201047579 |  |  | PQ | AN | 2771.281 | 8103901 | no | no |  |  | no |  |  | 1337131.214 | 15370346.987 |  | -1
node_8103901_201047646 |  |  | PQ | AN | 2771.281 | 8103901 | no | no |  |  | no |  |  | 1319525.313 | 15358916.887 |  | -1
node_8103901_201047759 |  |  | PQ | AN | 2771.281 | 8103901 | no | no |  |  | no |  |  | 1308751.846 | 15383497.04 |  | -1
node_8103901_201047991 |  |  | PQ | AN | 2771.281 | 8103901 | no | no |  |  | no |  |  | 1326387.053 | 15368404.992 |  | -1
node_8103901_201050363 |  |  | PQ | AN | 2771.281 | 8103901 | no | no |  |  | no |  |  | 1331704.047 | 15375951.398 |  | -1
node_8103901_201055085 |  |  | PQ | AD | 2771.281 | 8103901 | no | no |  |  | no |  |  | 1341118.033 | 15359001.763 |  | -1
node_8103901_201063393 |  |  | PQ | AN | 2771.281 | 8103901 | no | no |  |  | no |  |  | 1330057.478 | 15359491.005 |  | -1
node_8103901_201063620 |  |  | PQ | AN | 2771.281 | 8103901 | no | no |  |  | no |  |  | 1327005.33 | 15367231.077 |  | -1
node_8103901_201063951 |  |  | PQ | AD | 2771.281 | 8103901 | no | no |  |  | no |  |  | 1305090.52 | 15379755.513 |  | -1
node_8103901_201063952 |  |  | PQ | AN | 2771.281 | 8103901 | no | no |  |  | no |  |  | 1305314.065 | 15379889.146 |  | -1
node_8103901_201063953 |  |  | PQ | AN | 2771.281 | 8103901 | no | no |  |  | no |  |  | 1305561.354 | 15379751.417 |  | -1
node_8103901_310017257 |  |  | PQ | AN | 2771.281 | 8103901 | no | no |  |  | no |  |  | 1339103.882 | 15356028.675 |  | -1
node_8103901_310019275 |  |  | PQ | AN | 2771.281 | 8103901 | no | no |  |  | no |  |  | 1341026.43 | 15350810.147 |  | -1
node_8103901_310019284 |  |  | PQ | AN | 2771.281 | 8103901 | no | no |  |  | no |  |  | 1342329.507 | 15350865.525 |  | -1
node_8103901_310044910 |  |  | PQ | AD | 2771.281 | 8103901 | no | no |  |  | no |  |  | 1328190.542 | 15367974.427 |  | -1
node_8103901_310045033 |  |  | PQ | ABCD | 2771.281 | 8103901 | no | no |  |  | no |  |  | 1320339.913 | 15367786.942 |  | -1
node_8103901_311859036 |  |  | PQ | AD | 2771.281 | 8103901 | no | no |  |  | no |  |  | 1309738.12 | 15364384.995 |  | -1
node_8103901_311882832 |  |  | PQ | AN | 2771.281 | 8103901 | no | no |  |  | no |  |  | 1341003.541 | 15359041.682 |  | -1
node_8103901_311917355 |  |  | PQ | AN | 2771.281 | 8103901 | no | no |  |  | no |  |  | 1321327.205 | 15377000.767 |  | -1
node_8103901_311929250 |  |  | PQ | AN | 2771.281 | 8103901 | no | no |  |  | no |  |  | 1324188.747 | 15380790.155 |  | -1
node_8103901_311929454 |  |  | PQ | AN | 2771.281 | 8103901 | no | no |  |  | no |  |  | 1324274.75 | 15381393.471 |  | -1
node_8103901_311929616 |  |  | PQ | AN | 2771.281 | 8103901 | no | no |  |  | no |  |  | 1324253.719 | 15381002.151 |  | -1
node_8103901_311998126 |  |  | PQ | AN | 2771.281 | 8103901 | no | no |  |  | no |  |  | 1334148.46 | 15358020.181 |  | -1
node_8103901_311998127 |  |  | PQ | AN | 2771.281 | 8103901 | no | no |  |  | no |  |  | 1335793.938 | 15359564.763 |  | -1
node_8103901_312003219 |  |  | PQ | AN | 2771.281 | 8103901 | no | no |  |  | no |  |  | 1304465.893 | 15377871.948 |  | -1
node_8103901_312032190 |  |  | PQ | AN | 2771.281 | 8103901 | no | no |  |  | no |  |  | 1319327.232 | 15364953.487 |  | -1
node_8103901_312080155 |  |  | PQ | AN | 2771.281 | 8103901 | no | no |  |  | no |  |  | 1319792.182 | 15376337.014 |  | -1
node_8103901_312105822 |  |  | PQ | AN | 2771.281 | 8103901 | no | no |  |  | no |  |  | 1322179.643 | 15377156.923 |  | -1
node_8103901_312120748 |  |  | PQ | AD | 2771.281 | 8103901 | no | no |  |  | no |  |  | 1343890.24 | 15345948.281 |  | -1
node_8103901_312120749 |  |  | PQ | AD | 2771.281 | 8103901 | no | no |  |  | no |  |  | 1343901.225 | 15346001.024 |  | -1
node_8103901_312120750 |  |  | PQ | AD | 2771.281 | 8103901 | no | no |  |  | no |  |  | 1344132.586 | 15346009.321 |  | -1
node_8103901_312120751 |  |  | PQ | AD | 2771.281 | 8103901 | no | no |  |  | no |  |  | 1344322.345 | 15346013.387 |  | -1
node_8103901_312120752 |  |  | PQ | AD | 2771.281 | 8103901 | no | no |  |  | no |  |  | 1344595.56 | 15346020.284 |  | -1
node_8103901_312120753 |  |  | PQ | AN | 2771.281 | 8103901 | no | no |  |  | no |  |  | 1344769.477 | 15346019.788 |  | -1
node_8103901_312138534 |  |  | PQ | AD | 2771.281 | 8103901 | no | no |  |  | no |  |  | 1313517.769 | 15388457.675 |  | -1
node_8103901_312139460 |  |  | PQ | AN | 2771.281 | 8103901 | no | no |  |  | no |  |  | 1314896.42 | 15388299.945 |  | -1
node_8103901_312164084 |  |  | PQ | AD | 2771.281 | 8103901 | no | no |  |  | no |  |  | 1317491.121 | 15373049.143 |  | -1
node_SOURCE_8103901 |  |  | SWING | ABCN | 2771.281 | 8103901 | no | no |  |  | no |  |  | 1318097.738 | 15367440.136 |  | -1
node_intto1_1316654_798_15387360_238 |  |  | PQ | ABCD | 2771.281 | 8103901 | no | no |  |  | no |  |  | 1316654.798 | 15387360.238 |  | -1
node_intto1_8103901_200844581 |  |  | PQ | AD | 2771.281 | 8103901 | no | no |  |  | no |  |  | 1345024.657 | 15359732.871 |  | -1
node_intto1_8103901_200887779 |  |  | PQ | AD | 2771.281 | 8103901 | no | no |  |  | no |  |  | 1329978.369 | 15359720.58 |  | -1
node_intto1_8103901_200887791 |  |  | PQ | AD | 2771.281 | 8103901 | no | no |  |  | no |  |  | 1330953.967 | 15363381.432 |  | -1
node_intto1_8103901_200887815 |  |  | PQ | AD | 2771.281 | 8103901 | no | no |  |  | no |  |  | 1331227.479 | 15368528.63 |  | -1
node_intto1_8103901_200887821 |  |  | PQ | AD | 2771.281 | 8103901 | no | no |  |  | no |  |  | 1331079.441 | 15369753.194 |  | -1
node_intto1_8103901_200887866 |  |  | PQ | AD | 2771.281 | 8103901 | no | no |  |  | no |  |  | 1333414.949 | 15379708.574 |  | -1
node_intto1_8103901_200887883 |  |  | PQ | AD | 2771.281 | 8103901 | no | no |  |  | no |  |  | 1337769.013 | 15371668.649 |  | -1
node_intto1_8103901_200887886 |  |  | PQ | AD | 2771.281 | 8103901 | no | no |  |  | no |  |  | 1331836.852 | 15369837.127 |  | -1
node_intto1_8103901_200887898 |  |  | PQ | AD | 2771.281 | 8103901 | no | no |  |  | no |  |  | 1340032.633 | 15373904.016 |  | -1
node_intto1_8103901_200887925 |  |  | PQ | AD | 2771.281 | 8103901 | no | no |  |  | no |  |  | 1330366.337 | 15368717.585 |  | -1
node_intto1_8103901_200887939 |  |  | PQ | AD | 2771.281 | 8103901 | no | no |  |  | no |  |  | 1320396.247 | 15376738.228 |  | -1
node_intto1_8103901_200887974 |  |  | PQ | AD | 2771.281 | 8103901 | no | no |  |  | no |  |  | 1336916.676 | 15370680.736 |  | -1
node_intto1_8103901_200887981 |  |  | PQ | AD | 2771.281 | 8103901 | no | no |  |  | no |  |  | 1338416.335 | 15362605.571 |  | -1
node_intto1_8103901_200888015 |  |  | PQ | AD | 2771.281 | 8103901 | no | no |  |  | no |  |  | 1330774.669 | 15361469.56 |  | -1
node_intto1_8103901_200888041 |  |  | PQ | AD | 2771.281 | 8103901 | no | no |  |  | no |  |  | 1317851.114 | 15367696.447 |  | -1
node_intto1_8103901_200888052 |  |  | PQ | AD | 2771.281 | 8103901 | no | no |  |  | no |  |  | 1313715.617 | 15369023.34 |  | -1
node_intto1_8103901_200888079 |  |  | PQ | AD | 2771.281 | 8103901 | no | no |  |  | no |  |  | 1316481.145 | 15372249.481 |  | -1
node_intto1_8103901_200888083 |  |  | PQ | ABCD | 2771.281 | 8103901 | no | no |  |  | no |  |  | 1318109.052 | 15367424.404 |  | -1
node_intto1_8103901_200888115 |  |  | PQ | AD | 2771.281 | 8103901 | no | no |  |  | no |  |  | 1319388.051 | 15365944.024 |  | -1
node_intto1_8103901_200888141 |  |  | PQ | AD | 2771.281 | 8103901 | no | no |  |  | no |  |  | 1319940.018 | 15362486.992 |  | -1
node_intto1_8103901_200888217 |  |  | PQ | ABCD | 2771.281 | 8103901 | no | no |  |  | no |  |  | 1320072.239 | 15369091.844 |  | -1
node_intto1_8103901_200888270 |  |  | PQ | AD | 2771.281 | 8103901 | no | no |  |  | no |  |  | 1318227.974 | 15369876.69 |  | -1
node_intto1_8103901_200888318 |  |  | PQ | AD | 2771.281 | 8103901 | no | no |  |  | no |  |  | 1311982.466 | 15376842.237 |  | -1
node_intto1_8103901_200888375 |  |  | PQ | AD | 2771.281 | 8103901 | no | no |  |  | no |  |  | 1312829.565 | 15376856.171 |  | -1
node_intto1_8103901_200888411 |  |  | PQ | ABCD | 2771.281 | 8103901 | no | no |  |  | no |  |  | 1320738.614 | 15373194.262 |  | -1
node_intto1_8103901_200888438 |  |  | PQ | AD | 2771.281 | 8103901 | no | no |  |  | no |  |  | 1320043.037 | 15376420.646 |  | -1
node_intto1_8103901_200888494 |  |  | PQ | AD | 2771.281 | 8103901 | no | no |  |  | no |  |  | 1328108.249 | 15362392.122 |  | -1
node_intto1_8103901_200888508 |  |  | PQ | AD | 2771.281 | 8103901 | no | no |  |  | no |  |  | 1330244.462 | 15362600.81 |  | -1
node_intto1_8103901_200888555 |  |  | PQ | AD | 2771.281 | 8103901 | no | no |  |  | no |  |  | 1318049.706 | 15367298.982 |  | -1
node_intto1_8103901_200888575 |  |  | PQ | AD | 2771.281 | 8103901 | no | no |  |  | no |  |  | 1316754.053 | 15363932.743 |  | -1
node_intto1_8103901_200888577 |  |  | PQ | AD | 2771.281 | 8103901 | no | no |  |  | no |  |  | 1303599.709 | 15378306.021 |  | -1
node_intto1_8103901_200888586 |  |  | PQ | AD | 2771.281 | 8103901 | no | no |  |  | no |  |  | 1337732.388 | 15363628.932 |  | -1
node_intto1_8103901_200888618 |  |  | PQ | AD | 2771.281 | 8103901 | no | no |  |  | no |  |  | 1309767.857 | 15370283.834 |  | -1
node_intto1_8103901_200888628 |  |  | PQ | AD | 2771.281 | 8103901 | no | no |  |  | no |  |  | 1327366.531 | 15370399.481 |  | -1
node_intto1_8103901_200888629 |  |  | PQ | AD | 2771.281 | 8103901 | no | no |  |  | no |  |  | 1327571.427 | 15370309.634 |  | -1
node_intto1_8103901_200888630 |  |  | PQ | AD | 2771.281 | 8103901 | no | no |  |  | no |  |  | 1327801.691 | 15370195.014 |  | -1
node_intto1_8103901_200888635 |  |  | PQ | AD | 2771.281 | 8103901 | no | no |  |  | no |  |  | 1338793.477 | 15361655.779 |  | -1
node_intto1_8103901_200888636 |  |  | PQ | AD | 2771.281 | 8103901 | no | no |  |  | no |  |  | 1338482.741 | 15361635.023 |  | -1
node_intto1_8103901_200888650 |  |  | PQ | AD | 2771.281 | 8103901 | no | no |  |  | no |  |  | 1335255.858 | 15369043.025 |  | -1
node_intto1_8103901_200888665 |  |  | PQ | AD | 2771.281 | 8103901 | no | no |  |  | no |  |  | 1324002.254 | 15360767.696 |  | -1
node_intto1_8103901_200888683 |  |  | PQ | AD | 2771.281 | 8103901 | no | no |  |  | no |  |  | 1319028.602 | 15379632.712 |  | -1
node_intto1_8103901_200888690 |  |  | PQ | AD | 2771.281 | 8103901 | no | no |  |  | no |  |  | 1325843.825 | 15369243.243 |  | -1
node_intto1_8103901_200888850 |  |  | PQ | AD | 2771.281 | 8103901 | no | no |  |  | no |  |  | 1313978.646 | 15370265.956 |  | -1
node_intto1_8103901_200890095 |  |  | PQ | AN | 2771.281 | 8103901 | no | no |  |  | no |  |  | 1326099.913 | 15353472.036 |  | -1
node_intto1_8103901_200890149 |  |  | PQ | AN | 2771.281 | 8103901 | no | no |  |  | no |  |  | 1334588.27 | 15357614.351 |  | -1
node_intto1_8103901_200890168 |  |  | PQ | AD | 2771.281 | 8103901 | no | no |  |  | no |  |  | 1329692.688 | 15356795.396 |  | -1
node_intto1_8103901_200890369 |  |  | PQ | AD | 2771.281 | 8103901 | no | no |  |  | no |  |  | 1340584.409 | 15355764.711 |  | -1
node_intto1_8103901_200891584 |  |  | PQ | AD | 2771.281 | 8103901 | no | no |  |  | no |  |  | 1343247.765 | 15355954.38 |  | -1
node_intto1_8103901_200891587 |  |  | PQ | AD | 2771.281 | 8103901 | no | no |  |  | no |  |  | 1343469.408 | 15356252.381 |  | -1
node_intto1_8103901_200903101 |  |  | PQ | AD | 2771.281 | 8103901 | no | no |  |  | no |  |  | 1307845.238 | 15384135.117 |  | -1
node_intto1_8103901_200903123 |  |  | PQ | AD | 2771.281 | 8103901 | no | no |  |  | no |  |  | 1317552.011 | 15381072.651 |  | -1
node_intto1_8103901_200903133 |  |  | PQ | ABCD | 2771.281 | 8103901 | no | no |  |  | no |  |  | 1316720.294 | 15382057.345 |  | -1
node_intto1_8103901_200903177 |  |  | PQ | AD | 2771.281 | 8103901 | no | no |  |  | no |  |  | 1316240.366 | 15384118.447 |  | -1
node_intto1_8103901_200903216 |  |  | PQ | ABCD | 2771.281 | 8103901 | no | no |  |  | no |  |  | 1316128.811 | 15386964.48 |  | -1
node_intto1_8103901_200903233 |  |  | PQ | AD | 2771.281 | 8103901 | no | no |  |  | no |  |  | 1315818.987 | 15386703.669 |  | -1
node_intto1_8103901_200903234 |  |  | PQ | AD | 2771.281 | 8103901 | no | no |  |  | no |  |  | 1314620.852 | 15387700.4 |  | -1
node_intto1_8103901_200903244 |  |  | PQ | AD | 2771.281 | 8103901 | no | no |  |  | no |  |  | 1313443.852 | 15388657.429 |  | -1
node_intto1_8103901_200903260 |  |  | PQ | AD | 2771.281 | 8103901 | no | no |  |  | no |  |  | 1311491.352 | 15390952.302 |  | -1
node_intto1_8103901_200903261 |  |  | PQ | AD | 2771.281 | 8103901 | no | no |  |  | no |  |  | 1311547.638 | 15391159.737 |  | -1
node_intto1_8103901_200903294 |  |  | PQ | AD | 2771.281 | 8103901 | no | no |  |  | no |  |  | 1316071.721 | 15387825.712 |  | -1
node_intto1_8103901_200903381 |  |  | PQ | AD | 2771.281 | 8103901 | no | no |  |  | no |  |  | 1308304.077 | 15383811.946 |  | -1
node_intto1_8103901_200972383 |  |  | PQ | AN | 2771.281 | 8103901 | no | no |  |  | no |  |  | 1311067.614 | 15364173.446 |  | -1
node_intto1_8103901_200972512 |  |  | PQ | ABCN | 2771.281 | 8103901 | no | no |  |  | no |  |  | 1320417.294 | 15373092.048 |  | -1
node_intto1_8103901_200972513 |  |  | PQ | AN | 2771.281 | 8103901 | no | no |  |  | no |  |  | 1308820.666 | 15377191.707 |  | -1
node_intto1_8103901_200972525 |  |  | PQ | AN | 2771.281 | 8103901 | no | no |  |  | no |  |  | 1329118.397 | 15363247.771 |  | -1
node_intto1_8103901_200972526 |  |  | PQ | AN | 2771.281 | 8103901 | no | no |  |  | no |  |  | 1310434.505 | 15379461.319 |  | -1
node_intto1_8103901_200972594 |  |  | PQ | AN | 2771.281 | 8103901 | no | no |  |  | no |  |  | 1314253.925 | 15368314.375 |  | -1
node_intto1_8103901_200972939 |  |  | PQ | AN | 2771.281 | 8103901 | no | no |  |  | no |  |  | 1334611.59 | 15362031.985 |  | -1
node_intto1_8103901_201003966 |  |  | PQ | AD | 2771.281 | 8103901 | no | no |  |  | no |  |  | 1315252.924 | 15368508.905 |  | -1
node_intto1_8103901_201047578 |  |  | PQ | AD | 2771.281 | 8103901 | no | no |  |  | no |  |  | 1335414.979 | 15368470.002 |  | -1
node_intto1_8103901_310017257 |  |  | PQ | AN | 2771.281 | 8103901 | no | no |  |  | no |  |  | 1339103.882 | 15356028.675 |  | -1
node_intto1_8103901_310019284 |  |  | PQ | AN | 2771.281 | 8103901 | no | no |  |  | no |  |  | 1342329.507 | 15350865.525 |  | -1
node_intto1_8103901_311998127 |  |  | PQ | AN | 2771.281 | 8103901 | no | no |  |  | no |  |  | 1335793.938 | 15359564.763 |  | -1
node_intto1_8103901_312120750 |  |  | PQ | AD | 2771.281 | 8103901 | no | no |  |  | no |  |  | 1344132.586 | 15346009.321 |  | -1
node_intto1_8103901_312139460 |  |  | PQ | AN | 2771.281 | 8103901 | no | no |  |  | no |  |  | 1314896.42 | 15388299.945 |  | -1

## overhead_line
data_type | static
owner_type | feeder
owner | 8103901
object | overhead_line
name | groupid | phases | fr | to | length | configuration | dcircuit | selected | monitored | monitored_fields | class_monitored_fields | played | played_fields | comments | R | X | B | lim_kw
oh_line_8103901_200598829 |  | AD | node_8103901_200888359 | node_8103901_200598829 | 343.643 | bal_1P_2AC | 8103901 | no | no |  |  | no |  |  | 0 | 0 | 0 | 0
oh_line_8103901_200598830 |  | AD | node_8103901_200598829 | node_8103901_200598830 | 186.881 | bal_1P_2AC | 8103901 | no | no |  |  | no |  |  | 0 | 0 | 0 | 0
oh_line_8103901_200844576 |  | AD | node_8103901_200891586 | node_8103901_200844576 | 333.937 | bal_1P_1/0AC | 8103901 | no | no |  |  | no |  |  | 0 | 0 | 0 | 0
oh_line_8103901_200844577 |  | AD | node_8103901_200844576 | node_8103901_200844577 | 299.662 | bal_1P_1/0AC | 8103901 | no | no |  |  | no |  |  | 0 | 0 | 0 | 0
oh_line_8103901_200844579 |  | AD | node_8103901_201014230 | node_8103901_200844579 | 322.2 | bal_1P_1/0AC | 8103901 | no | no |  |  | no |  |  | 0 | 0 | 0 | 0
oh_line_8103901_200844580 |  | AD | node_8103901_200844579 | node_8103901_200844580 | 177.634 | bal_1P_1/0AA | 8103901 | no | no |  |  | no |  |  | 0 | 0 | 0 | 0
oh_line_8103901_200844581 |  | AD | node_8103901_200844580 | node_intto1_8103901_200844581 | 335.982 | bal_1P_1/0AA | 8103901 | no | no |  |  | no |  |  | 0 | 0 | 0 | 0
oh_line_8103901_200887771 |  | AD | node_8103901_200887772 | node_8103901_200887771 | 179.808 | bal_1P_2AC | 8103901 | no | no |  |  | no |  |  | 0 | 0 | 0 | 0
oh_line_8103901_200887772 |  | AD | node_8103901_200887774 | node_8103901_200887772 | 617.769 | bal_1P_2AC | 8103901 | no | no |  |  | no |  |  | 0 | 0 | 0 | 0
oh_line_8103901_200887773 |  | AD | node_8103901_200887772 | node_8103901_200887773 | 261.694 | bal_1P_2AC | 8103901 | no | no |  |  | no |  |  | 0 | 0 | 0 | 0
oh_line_8103901_200887774 |  | AD | node_8103901_200887777 | node_8103901_200887774 | 533.198 | bal_1P_2AC | 8103901 | no | no |  |  | no |  |  | 0 | 0 | 0 | 0
oh_line_8103901_200887775 |  | AD | node_8103901_200887774 | node_8103901_200887775 | 255.375 | bal_1P_2AC | 8103901 | no | no |  |  | no |  |  | 0 | 0 | 0 | 0
oh_line_8103901_200887777 |  | AD | node_8103901_200887779 | node_8103901_200887777 | 334.162 | bal_1P_2AC | 8103901 | no | no |  |  | no |  |  | 0 | 0 | 0 | 0
oh_line_8103901_200887779 |  | AD | node_8103901_200887780 | node_intto1_8103901_200887779 | 373.324 | bal_1P_2AC | 8103901 | no | no |  |  | no |  |  | 0 | 0 | 0 | 0
oh_line_8103901_200887780 |  | AD | node_8103901_200887781 | node_8103901_200887780 | 371.093 | bal_1P_2AC | 8103901 | no | no |  |  | no |  |  | 0 | 0 | 0 | 0
oh_line_8103901_200887781 |  | AD | node_8103901_200887782 | node_8103901_200887781 | 542.94 | bal_1P_2AC | 8103901 | no | no |  |  | no |  |  | 0 | 0 | 0 | 0
oh_line_8103901_200887782 |  | AD | node_8103901_200887783 | node_8103901_200887782 | 443.974 | bal_1P_2AC | 8103901 | no | no |  |  | no |  |  | 0 | 0 | 0 | 0
oh_line_8103901_200887783 |  | AD | node_8103901_200887784 | node_8103901_200887783 | 724.969 | bal_1P_2AC | 8103901 | no | no |  |  | no |  |  | 0 | 0 | 0 | 0
oh_line_8103901_200887784 |  | AD | node_8103901_200887785 | node_8103901_200887784 | 194.247 | bal_1P_2AC | 8103901 | no | no |  |  | no |  |  | 0 | 0 | 0 | 0
oh_line_8103901_200887785 |  | AD | node_8103901_200887786 | node_8103901_200887785 | 218.568 | bal_1P_1/0AC | 8103901 | no | no |  |  | no |  |  | 0 | 0 | 0 | 0
oh_line_8103901_200887786 |  | AD | node_8103901_200888509 | node_8103901_200887786 | 353.321 | bal_1P_1/0AC | 8103901 | no | no |  |  | no |  |  | 0 | 0 | 0 | 0
oh_line_8103901_200887787 |  | AD | node_8103901_200887786 | node_8103901_200887787 | 260.377 | bal_1P_1/0AC | 8103901 | no | no |  |  | no |  |  | 0 | 0 | 0 | 0
oh_line_8103901_200887788 |  | AD | node_8103901_200887787 | node_8103901_200887788 | 162.857 | bal_1P_1/0AC | 8103901 | no | no |  |  | no |  |  | 0 | 0 | 0 | 0
oh_line_8103901_200887790 |  | AD | node_8103901_200887787 | node_8103901_200887790 | 295.752 | bal_1P_2AC | 8103901 | no | no |  |  | no |  |  | 0 | 0 | 0 | 0
oh_line_8103901_200887791 |  | AD | node_8103901_200887790 | node_intto1_8103901_200887791 | 402.506 | bal_1P_2AC | 8103901 | no | no |  |  | no |  |  | 0 | 0 | 0 | 0
oh_line_8103901_200887793 |  | AD | node_8103901_200887791 | node_8103901_200887793 | 201.188 | bal_1P_2AC | 8103901 | no | no |  |  | no |  |  | 0 | 0 | 0 | 0
oh_line_8103901_200887794 |  | AD | node_8103901_200887793 | node_8103901_200887794 | 219.568 | bal_1P_2AC | 8103901 | no | no |  |  | no |  |  | 0 | 0 | 0 | 0
oh_line_8103901_200887795 |  | AD | node_8103901_200887794 | node_8103901_200887795 | 368.602 | bal_1P_2AC | 8103901 | no | no |  |  | no |  |  | 0 | 0 | 0 | 0
oh_line_8103901_200887796 |  | AD | node_8103901_200887795 | node_8103901_200887796 | 363.658 | bal_1P_2AC | 8103901 | no | no |  |  | no |  |  | 0 | 0 | 0 | 0
oh_line_8103901_200887797 |  | AD | node_8103901_200887796 | node_8103901_200887797 | 317.522 | bal_1P_1/0AC | 8103901 | no | no |  |  | no |  |  | 0 | 0 | 0 | 0
oh_line_8103901_200887798 |  | AD | node_8103901_200887797 | node_8103901_200887798 | 297.095 | bal_1P_1/0AC | 8103901 | no | no |  |  | no |  |  | 0 | 0 | 0 | 0
oh_line_8103901_200887799 |  | AD | node_8103901_200887798 | node_8103901_200887799 | 275.787 | bal_1P_1/0AC | 8103901 | no | no |  |  | no |  |  | 0 | 0 | 0 | 0
oh_line_8103901_200887801 |  | AD | node_8103901_200887796 | node_8103901_200887801 | 282.778 | bal_1P_2AC | 8103901 | no | no |  |  | no |  |  | 0 | 0 | 0 | 0
oh_line_8103901_200887802 |  | AD | node_8103901_200887801 | node_8103901_200887802 | 669.233 | bal_1P_2AC | 8103901 | no | no |  |  | no |  |  | 0 | 0 | 0 | 0
oh_line_8103901_200887803 |  | AD | node_8103901_200887802 | node_8103901_200887803 | 572.406 | bal_1P_2AC | 8103901 | no | no |  |  | no |  |  | 0 | 0 | 0 | 0
oh_line_8103901_200887804 |  | AD | node_8103901_200888705 | node_8103901_200887804 | 66.393 | bal_1P_1/0AA | 8103901 | no | no |  |  | no |  |  | 0 | 0 | 0 | 0
oh_line_8103901_200887805 |  | AD | node_8103901_200887804 | node_8103901_200887805 | 322.724 | bal_1P_2AC | 8103901 | no | no |  |  | no |  |  | 0 | 0 | 0 | 0
oh_line_8103901_200887806 |  | AD | node_8103901_200887805 | node_8103901_200887806 | 332.906 | bal_1P_2AC | 8103901 | no | no |  |  | no |  |  | 0 | 0 | 0 | 0
oh_line_8103901_200887807 |  | AD | node_8103901_200887806 | node_8103901_200887807 | 368.833 | bal_1P_2AC | 8103901 | no | no |  |  | no |  |  | 0 | 0 | 0 | 0
oh_line_8103901_200887809 |  | AD | node_8103901_200887807 | node_8103901_200887809 | 226.266 | bal_1P_2AC | 8103901 | no | no |  |  | no |  |  | 0 | 0 | 0 | 0
oh_line_8103901_200887810 |  | AD | node_8103901_200887809 | node_8103901_200887810 | 217.37 | bal_1P_2AC | 8103901 | no | no |  |  | no |  |  | 0 | 0 | 0 | 0
oh_line_8103901_200887811 |  | AD | node_8103901_200887810 | node_8103901_200887811 | 253.833 | bal_1P_2AC | 8103901 | no | no |  |  | no |  |  | 0 | 0 | 0 | 0
oh_line_8103901_200887813 |  | AD | node_8103901_200887811 | node_8103901_200887813 | 282.223 | bal_1P_2AC | 8103901 | no | no |  |  | no |  |  | 0 | 0 | 0 | 0
oh_line_8103901_200887814 |  | AD | node_8103901_200887813 | node_8103901_200887814 | 167.139 | bal_1P_2AC | 8103901 | no | no |  |  | no |  |  | 0 | 0 | 0 | 0
oh_line_8103901_200887815 |  | AD | node_8103901_200887814 | node_intto1_8103901_200887815 | 180.848 | bal_1P_2AC | 8103901 | no | no |  |  | no |  |  | 0 | 0 | 0 | 0
oh_line_8103901_200887816 |  | AD | node_8103901_200887815 | node_8103901_200887816 | 182.311 | bal_1P_2AC | 8103901 | no | no |  |  | no |  |  | 0 | 0 | 0 | 0
oh_line_8103901_200887818 |  | AD | node_8103901_200887816 | node_8103901_200887818 | 214.282 | bal_1P_2AC | 8103901 | no | no |  |  | no |  |  | 0 | 0 | 0 | 0
oh_line_8103901_200887819 |  | AD | node_8103901_200887818 | node_8103901_200887819 | 241.288 | bal_1P_2AC | 8103901 | no | no |  |  | no |  |  | 0 | 0 | 0 | 0
oh_line_8103901_200887820 |  | AD | node_8103901_200887819 | node_8103901_200887820 | 232.559 | bal_1P_2AC | 8103901 | no | no |  |  | no |  |  | 0 | 0 | 0 | 0
oh_line_8103901_200887821 |  | AD | node_8103901_200887820 | node_intto1_8103901_200887821 | 378.646 | bal_1P_2AC | 8103901 | no | no |  |  | no |  |  | 0 | 0 | 0 | 0
oh_line_8103901_200887822 |  | AD | node_8103901_200887821 | node_8103901_200887822 | 537.297 | bal_1P_2AC | 8103901 | no | no |  |  | no |  |  | 0 | 0 | 0 | 0
oh_line_8103901_200887823 |  | AD | node_8103901_200887822 | node_8103901_200887823 | 508.045 | bal_1P_2AC | 8103901 | no | no |  |  | no |  |  | 0 | 0 | 0 | 0
oh_line_8103901_200887824 |  | AD | node_8103901_200887823 | node_8103901_200887824 | 274.247 | bal_1P_2AC | 8103901 | no | no |  |  | no |  |  | 0 | 0 | 0 | 0
oh_line_8103901_200887825 |  | AD | node_8103901_200887824 | node_8103901_200887825 | 429.133 | bal_1P_2AC | 8103901 | no | no |  |  | no |  |  | 0 | 0 | 0 | 0
oh_line_8103901_200887826 |  | AD | node_8103901_200887825 | node_8103901_200887826 | 286.364 | bal_1P_2AC | 8103901 | no | no |  |  | no |  |  | 0 | 0 | 0 | 0
oh_line_8103901_200887827 |  | AD | node_8103901_200887826 | node_8103901_200887827 | 332.764 | bal_1P_2AC | 8103901 | no | no |  |  | no |  |  | 0 | 0 | 0 | 0
oh_line_8103901_200887829 |  | AD | node_8103901_200887827 | node_8103901_200887829 | 422.277 | bal_1P_2AC | 8103901 | no | no |  |  | no |  |  | 0 | 0 | 0 | 0
oh_line_8103901_200887830 |  | AD | node_8103901_200887829 | node_8103901_200887830 | 534.138 | bal_1P_2AC | 8103901 | no | no |  |  | no |  |  | 0 | 0 | 0 | 0
oh_line_8103901_200887831 |  | AD | node_8103901_200887830 | node_8103901_200887831 | 448.891 | bal_1P_2AC | 8103901 | no | no |  |  | no |  |  | 0 | 0 | 0 | 0
oh_line_8103901_200887832 |  | AD | node_8103901_200887831 | node_8103901_200887832 | 505.782 | bal_1P_2AC | 8103901 | no | no |  |  | no |  |  | 0 | 0 | 0 | 0
oh_line_8103901_200887833 |  | AD | node_8103901_200887832 | node_8103901_200887833 | 227.404 | bal_1P_2AC | 8103901 | no | no |  |  | no |  |  | 0 | 0 | 0 | 0
oh_line_8103901_200887834 |  | AD | node_8103901_200887833 | node_8103901_200887834 | 169.749 | bal_1P_2AC | 8103901 | no | no |  |  | no |  |  | 0 | 0 | 0 | 0
oh_line_8103901_200887837 |  | AD | node_8103901_201025837 | node_8103901_200887837 | 342.063 | bal_1P_2AC | 8103901 | no | no |  |  | no |  |  | 0 | 0 | 0 | 0
oh_line_8103901_200887838 |  | AD | node_8103901_200887837 | node_8103901_200887838 | 358.35 | bal_1P_2AC | 8103901 | no | no |  |  | no |  |  | 0 | 0 | 0 | 0
oh_line_8103901_200887840 |  | AD | node_8103901_200887838 | node_8103901_200887840 | 339.779 | bal_1P_2AC | 8103901 | no | no |  |  | no |  |  | 0 | 0 | 0 | 0
oh_line_8103901_200887841 |  | AD | node_8103901_200887840 | node_8103901_200887841 | 184.3 | bal_1P_1/0AA | 8103901 | no | no |  |  | no |  |  | 0 | 0 | 0 | 0
oh_line_8103901_200887842 |  | AD | node_8103901_200887840 | node_8103901_200887842 | 448.747 | bal_1P_2AC | 8103901 | no | no |  |  | no |  |  | 0 | 0 | 0 | 0
oh_line_8103901_200887843 |  | AD | node_8103901_200887842 | node_8103901_200887843 | 395.798 | bal_1P_2AC | 8103901 | no | no |  |  | no |  |  | 0 | 0 | 0 | 0
oh_line_8103901_200887845 |  | AD | node_8103901_200887843 | node_8103901_200887845 | 398.172 | bal_1P_2AC | 8103901 | no | no |  |  | no |  |  | 0 | 0 | 0 | 0
oh_line_8103901_200887846 |  | AD | node_8103901_200887845 | node_8103901_200887846 | 428.735 | bal_1P_2AC | 8103901 | no | no |  |  | no |  |  | 0 | 0 | 0 | 0
oh_line_8103901_200887847 |  | AD | node_8103901_200887846 | node_8103901_200887847 | 293.338 | bal_1P_1/0AC | 8103901 | no | no |  |  | no |  |  | 0 | 0 | 0 | 0
oh_line_8103901_200887849 |  | AD | node_8103901_200887847 | node_8103901_200887849 | 273.496 | bal_1P_1/0AC | 8103901 | no | no |  |  | no |  |  | 0 | 0 | 0 | 0
oh_line_8103901_200887850 |  | AD | node_8103901_200887849 | node_8103901_200887850 | 285.987 | bal_1P_1/0AC | 8103901 | no | no |  |  | no |  |  | 0 | 0 | 0 | 0
oh_line_8103901_200887854 |  | AD | node_8103901_200887850 | node_8103901_200887854 | 249.817 | bal_1P_1/0AA | 8103901 | no | no |  |  | no |  |  | 0 | 0 | 0 | 0
oh_line_8103901_200887855 |  | AD | node_8103901_200887846 | node_8103901_200887855 | 339.434 | bal_1P_2AC | 8103901 | no | no |  |  | no |  |  | 0 | 0 | 0 | 0
oh_line_8103901_200887856 |  | AD | node_8103901_200887855 | node_8103901_200887856 | 482.472 | bal_1P_2AC | 8103901 | no | no |  |  | no |  |  | 0 | 0 | 0 | 0
oh_line_8103901_200887857 |  | AD | node_8103901_200887856 | node_8103901_200887857 | 388.766 | bal_1P_2AC | 8103901 | no | no |  |  | no |  |  | 0 | 0 | 0 | 0
oh_line_8103901_200887858-1 |  | AD | node_1332639_241_15378417_092 | node_8103901_200887858 | 7.099 | bal_1P_2AC | 8103901 | no | no |  |  | no |  |  | 0 | 0 | 0 | 0
oh_line_8103901_200887858-2 |  | AD | node_8103901_200887857 | node_1332639_241_15378417_092 | 227.61 | bal_1P_2AC | 8103901 | no | no |  |  | no |  |  | 0 | 0 | 0 | 0
oh_line_8103901_200887859 |  | AD | node_8103901_200887858 | node_8103901_200887859 | 377.015 | bal_1P_2AC | 8103901 | no | no |  |  | no |  |  | 0 | 0 | 0 | 0
oh_line_8103901_200887861 |  | AD | node_8103901_200887859 | node_8103901_200887861 | 345.514 | bal_1P_2AC | 8103901 | no | no |  |  | no |  |  | 0 | 0 | 0 | 0
oh_line_8103901_200887862 |  | AD | node_8103901_200887861 | node_8103901_200887862 | 70.848 | bal_1P_1/0AA | 8103901 | no | no |  |  | no |  |  | 0 | 0 | 0 | 0
oh_line_8103901_200887863 |  | AD | node_8103901_200887862 | node_8103901_200887863 | 325.461 | bal_1P_1/0AA | 8103901 | no | no |  |  | no |  |  | 0 | 0 | 0 | 0
oh_line_8103901_200887864 |  | AD | node_8103901_200887861 | node_8103901_200887864 | 220.991 | bal_1P_2AC | 8103901 | no | no |  |  | no |  |  | 0 | 0 | 0 | 0
oh_line_8103901_200887865 |  | AD | node_8103901_200887864 | node_8103901_200887865 | 208.993 | bal_1P_2AC | 8103901 | no | no |  |  | no |  |  | 0 | 0 | 0 | 0
oh_line_8103901_200887866 |  | AD | node_8103901_200887865 | node_intto1_8103901_200887866 | 346.992 | bal_1P_2AC | 8103901 | no | no |  |  | no |  |  | 0 | 0 | 0 | 0
oh_line_8103901_200887867 |  | AD | node_8103901_200887866 | node_8103901_200887867 | 287.578 | bal_1P_2AC | 8103901 | no | no |  |  | no |  |  | 0 | 0 | 0 | 0
oh_line_8103901_200887868 |  | AD | node_8103901_200887820 | node_8103901_200887868 | 64.013 | bal_1P_2AC | 8103901 | no | no |  |  | no |  |  | 0 | 0 | 0 | 0
oh_line_8103901_200887869 |  | AD | node_8103901_200887868 | node_8103901_200887869 | 307.542 | bal_1P_2AC | 8103901 | no | no |  |  | no |  |  | 0 | 0 | 0 | 0
oh_line_8103901_200887870 |  | AD | node_8103901_200887918 | node_8103901_200887870 | 317.266 | bal_1P_3-128CW | 8103901 | no | no |  |  | no |  |  | 0 | 0 | 0 | 0
oh_line_8103901_200887872 |  | AD | node_8103901_200887870 | node_8103901_200887872 | 289.754 | bal_1P_3-128CW | 8103901 | no | no |  |  | no |  |  | 0 | 0 | 0 | 0
oh_line_8103901_200887873 |  | AD | node_8103901_200887872 | node_8103901_200887873 | 236.625 | bal_1P_3-128CW | 8103901 | no | no |  |  | no |  |  | 0 | 0 | 0 | 0
oh_line_8103901_200887874 |  | AD | node_8103901_200887873 | node_8103901_200887874 | 372.591 | bal_1P_3-128CW | 8103901 | no | no |  |  | no |  |  | 0 | 0 | 0 | 0
oh_line_8103901_200887876 |  | AD | node_8103901_200887874 | node_8103901_200887876 | 429.713 | bal_1P_3-128CW | 8103901 | no | no |  |  | no |  |  | 0 | 0 | 0 | 0
oh_line_8103901_200887878 |  | AD | node_8103901_200887876 | node_8103901_200887878 | 432.694 | bal_1P_3-128CW | 8103901 | no | no |  |  | no |  |  | 0 | 0 | 0 | 0
oh_line_8103901_200887879 |  | AD | node_8103901_200887878 | node_8103901_200887879 | 420.969 | bal_1P_3-128CW | 8103901 | no | no |  |  | no |  |  | 0 | 0 | 0 | 0
oh_line_8103901_200887880 |  | AD | node_8103901_200887879 | node_8103901_200887880 | 225.934 | bal_1P_3-128CW | 8103901 | no | no |  |  | no |  |  | 0 | 0 | 0 | 0
oh_line_8103901_200887882 |  | AD | node_8103901_200887880 | node_8103901_200887882 | 159.254 | bal_1P_3-128CW | 8103901 | no | no |  |  | no |  |  | 0 | 0 | 0 | 0
oh_line_8103901_200887883 |  | AD | node_8103901_200887882 | node_intto1_8103901_200887883 | 305.012 | bal_1P_3-128CW | 8103901 | no | no |  |  | no |  |  | 0 | 0 | 0 | 0
oh_line_8103901_200887884 |  | AD | node_8103901_200887883 | node_8103901_200887884 | 404.451 | bal_1P_3-128CW | 8103901 | no | no |  |  | no |  |  | 0 | 0 | 0 | 0
oh_line_8103901_200887885 |  | AD | node_8103901_200887884 | node_8103901_200887885 | 324.316 | bal_1P_3-128CW | 8103901 | no | no |  |  | no |  |  | 0 | 0 | 0 | 0
oh_line_8103901_200887886 |  | AD | node_8103901_200887869 | node_intto1_8103901_200887886 | 509.158 | bal_1P_2AC | 8103901 | no | no |  |  | no |  |  | 0 | 0 | 0 | 0
oh_line_8103901_200887888 |  | AD | node_8103901_200887885 | node_8103901_200887888 | 418.426 | bal_1P_3-128CW | 8103901 | no | no |  |  | no |  |  | 0 | 0 | 0 | 0
oh_line_8103901_200887889 |  | AD | node_8103901_200887888 | node_8103901_200887889 | 620.979 | bal_1P_3-128CW | 8103901 | no | no |  |  | no |  |  | 0 | 0 | 0 | 0
oh_line_8103901_200887890 |  | AD | node_8103901_200887889 | node_8103901_200887890 | 198.426 | bal_1P_1/0AA | 8103901 | no | no |  |  | no |  |  | 0 | 0 | 0 | 0
oh_line_8103901_200887891 |  | AD | node_8103901_200887889 | node_8103901_200887891 | 336.963 | bal_1P_3-128CW | 8103901 | no | no |  |  | no |  |  | 0 | 0 | 0 | 0
oh_line_8103901_200887892 |  | AD | node_8103901_200887891 | node_8103901_200887892 | 336.709 | bal_1P_4AC | 8103901 | no | no |  |  | no |  |  | 0 | 0 | 0 | 0
oh_line_8103901_200887893 |  | AD | node_8103901_200887892 | node_8103901_200887893 | 299.032 | bal_1P_4AC | 8103901 | no | no |  |  | no |  |  | 0 | 0 | 0 | 0
oh_line_8103901_200887895 |  | AD | node_8103901_200887893 | node_8103901_200887895 | 306.509 | bal_1P_4AC | 8103901 | no | no |  |  | no |  |  | 0 | 0 | 0 | 0
oh_line_8103901_200887896 |  | AD | node_8103901_200887895 | node_8103901_200887896 | 253.762 | bal_1P_4AC | 8103901 | no | no |  |  | no |  |  | 0 | 0 | 0 | 0
oh_line_8103901_200887898 |  | AD | node_8103901_200887896 | node_intto1_8103901_200887898 | 141.159 | bal_1P_1/0AA | 8103901 | no | no |  |  | no |  |  | 0 | 0 | 0 | 0
oh_line_8103901_200887899 |  | AD | node_8103901_200887898 | node_8103901_200887899 | 356.132 | bal_1P_1/0AA | 8103901 | no | no |  |  | no |  |  | 0 | 0 | 0 | 0
oh_line_8103901_200887900 |  | AD | node_8103901_200887899 | node_8103901_200887900 | 328.421 | bal_1P_1/0AA | 8103901 | no | no |  |  | no |  |  | 0 | 0 | 0 | 0
oh_line_8103901_200887901 |  | AD | node_8103901_200887886 | node_8103901_200887901 | 322.369 | bal_1P_2AC | 8103901 | no | no |  |  | no |  |  | 0 | 0 | 0 | 0
oh_line_8103901_200887903 |  | AD | node_8103901_200887900 | node_8103901_200887903 | 367.653 | bal_1P_1/0AA | 8103901 | no | no |  |  | no |  |  | 0 | 0 | 0 | 0
oh_line_8103901_200887904 |  | AD | node_8103901_200887903 | node_8103901_200887904 | 382.856 | bal_1P_1/0AA | 8103901 | no | no |  |  | no |  |  | 0 | 0 | 0 | 0
oh_line_8103901_200887905 |  | AD | node_8103901_200887904 | node_8103901_200887905 | 284.707 | bal_1P_1/0AA | 8103901 | no | no |  |  | no |  |  | 0 | 0 | 0 | 0
oh_line_8103901_200887906 |  | AD | node_8103901_200887905 | node_8103901_200887906 | 294.3 | bal_1P_1/0AA | 8103901 | no | no |  |  | no |  |  | 0 | 0 | 0 | 0
oh_line_8103901_200887907 |  | AD | node_8103901_200887906 | node_8103901_200887907 | 298.241 | bal_1P_1/0AA | 8103901 | no | no |  |  | no |  |  | 0 | 0 | 0 | 0
oh_line_8103901_200887908 |  | AD | node_8103901_200887907 | node_8103901_200887908 | 198.298 | bal_1P_1/0AA | 8103901 | no | no |  |  | no |  |  | 0 | 0 | 0 | 0
oh_line_8103901_200887909 |  | AD | node_8103901_200887901 | node_8103901_200887909 | 480.174 | bal_1P_2AC | 8103901 | no | no |  |  | no |  |  | 0 | 0 | 0 | 0
oh_line_8103901_200887911 |  | AD | node_8103901_200887909 | node_8103901_200887911 | 528.986 | bal_1P_2AC | 8103901 | no | no |  |  | no |  |  | 0 | 0 | 0 | 0
oh_line_8103901_200887912 |  | AD | node_8103901_200887911 | node_8103901_200887912 | 103.962 | bal_1P_2AC | 8103901 | no | no |  |  | no |  |  | 0 | 0 | 0 | 0
oh_line_8103901_200887913 |  | AD | node_8103901_200887912 | node_8103901_200887913 | 476.399 | bal_1P_2AC | 8103901 | no | no |  |  | no |  |  | 0 | 0 | 0 | 0
oh_line_8103901_200887914 |  | AD | node_8103901_200887913 | node_8103901_200887914 | 332.983 | bal_1P_1/0AA | 8103901 | no | no |  |  | no |  |  | 0 | 0 | 0 | 0
oh_line_8103901_200887915 |  | AD | node_8103901_200887913 | node_8103901_200887915 | 505.799 | bal_1P_2AC | 8103901 | no | no |  |  | no |  |  | 0 | 0 | 0 | 0
oh_line_8103901_200887916 |  | AD | node_8103901_200887915 | node_8103901_200887916 | 276.441 | bal_1P_2AC | 8103901 | no | no |  |  | no |  |  | 0 | 0 | 0 | 0
oh_line_8103901_200887917 |  | AD | node_8103901_200887916 | node_8103901_200887917 | 184.043 | bal_1P_2AC | 8103901 | no | no |  |  | no |  |  | 0 | 0 | 0 | 0
oh_line_8103901_200887918 |  | AD | node_8103901_200887917 | node_8103901_200887918 | 464.917 | bal_1P_2AC | 8103901 | no | no |  |  | no |  |  | 0 | 0 | 0 | 0
oh_line_8103901_200887920 |  | AD | node_8103901_200887818 | node_8103901_200887920 | 92.593 | bal_1P_3-128CW | 8103901 | no | no |  |  | no |  |  | 0 | 0 | 0 | 0
oh_line_8103901_200887922 |  | AD | node_8103901_200887920 | node_8103901_200887922 | 94.362 | bal_1P_3-128CW | 8103901 | no | no |  |  | no |  |  | 0 | 0 | 0 | 0
oh_line_8103901_200887924 |  | AD | node_8103901_200888259 | node_8103901_200887924 | 108.282 | bal_1P_1/0AC | 8103901 | no | no |  |  | no |  |  | 0 | 0 | 0 | 0
oh_line_8103901_200887925 |  | AD | node_8103901_200887922 | node_intto1_8103901_200887925 | 566.232 | bal_1P_3-128CW | 8103901 | no | no |  |  | no |  |  | 0 | 0 | 0 | 0
oh_line_8103901_200887926 |  | AD | node_8103901_200887925 | node_8103901_200887926 | 321.762 | bal_1P_1/0AC | 8103901 | no | no |  |  | no |  |  | 0 | 0 | 0 | 0
oh_line_8103901_200887927 |  | AD | node_8103901_200887926 | node_8103901_200887927 | 176.576 | bal_1P_1/0AC | 8103901 | no | no |  |  | no |  |  | 0 | 0 | 0 | 0
oh_line_8103901_200887928 |  | AD | node_8103901_200887927 | node_8103901_200887928 | 242.767 | bal_1P_2AC | 8103901 | no | no |  |  | no |  |  | 0 | 0 | 0 | 0
oh_line_8103901_200887929 |  | AD | node_8103901_200887930 | node_8103901_200887929 | 424.529 | bal_1P_2AC | 8103901 | no | no |  |  | no |  |  | 0 | 0 | 0 | 0
oh_line_8103901_200887930 |  | AD | node_8103901_200887932 | node_8103901_200887930 | 373.154 | bal_1P_2AC | 8103901 | no | no |  |  | no |  |  | 0 | 0 | 0 | 0
oh_line_8103901_200887931 |  | AD | node_8103901_200887929 | node_8103901_200887931 | 231.477 | bal_1P_2AC | 8103901 | no | no |  |  | no |  |  | 0 | 0 | 0 | 0
oh_line_8103901_200887932 |  | AD | node_8103901_200887933 | node_8103901_200887932 | 293.219 | bal_1P_2AC | 8103901 | no | no |  |  | no |  |  | 0 | 0 | 0 | 0
oh_line_8103901_200887933 |  | AD | node_8103901_200888695 | node_8103901_200887933 | 286.8 | bal_1P_1/0AC | 8103901 | no | no |  |  | no |  |  | 0 | 0 | 0 | 0
oh_line_8103901_200887939 |  | AD | node_8103901_200888439 | node_intto1_8103901_200887939 | 339.02 | bal_1P_4AC | 8103901 | no | no |  |  | no |  |  | 0 | 0 | 0 | 0
oh_line_8103901_200887940 |  | AD | node_8103901_200887954 | node_8103901_200887940 | 391.236 | bal_1P_4AC | 8103901 | no | no |  |  | no |  |  | 0 | 0 | 0 | 0
oh_line_8103901_200887941 |  | AD | node_8103901_200887940 | node_8103901_200887941 | 288.503 | bal_1P_2AC | 8103901 | no | no |  |  | no |  |  | 0 | 0 | 0 | 0
oh_line_8103901_200887942 |  | AD | node_8103901_200887941 | node_8103901_200887942 | 327.727 | bal_1P_2AC | 8103901 | no | no |  |  | no |  |  | 0 | 0 | 0 | 0
oh_line_8103901_200887944 |  | AD | node_8103901_200887942 | node_8103901_200887944 | 306.476 | bal_1P_2AC | 8103901 | no | no |  |  | no |  |  | 0 | 0 | 0 | 0
oh_line_8103901_200887945 |  | AD | node_8103901_200887944 | node_8103901_200887945 | 544.786 | bal_1P_2AC | 8103901 | no | no |  |  | no |  |  | 0 | 0 | 0 | 0
oh_line_8103901_200887946 |  | AD | node_8103901_200887945 | node_8103901_200887946 | 267.257 | bal_1P_2AC | 8103901 | no | no |  |  | no |  |  | 0 | 0 | 0 | 0
oh_line_8103901_200887947 |  | AD | node_8103901_200887939 | node_8103901_200887947 | 338.603 | bal_1P_4AC | 8103901 | no | no |  |  | no |  |  | 0 | 0 | 0 | 0
oh_line_8103901_200887948 |  | AD | node_8103901_200887947 | node_8103901_200887948 | 505.318 | bal_1P_4AC | 8103901 | no | no |  |  | no |  |  | 0 | 0 | 0 | 0
oh_line_8103901_200887949 |  | AD | node_8103901_200887948 | node_8103901_200887949 | 222.118 | bal_1P_4AC | 8103901 | no | no |  |  | no |  |  | 0 | 0 | 0 | 0
oh_line_8103901_200887950 |  | AD | node_8103901_200887949 | node_8103901_200887950 | 335.968 | bal_1P_4AC | 8103901 | no | no |  |  | no |  |  | 0 | 0 | 0 | 0
oh_line_8103901_200887951 |  | AD | node_8103901_200887950 | node_8103901_200887951 | 210.165 | bal_1P_4AC | 8103901 | no | no |  |  | no |  |  | 0 | 0 | 0 | 0
oh_line_8103901_200887952 |  | AD | node_8103901_200940908 | node_8103901_200887952 | 347.873 | bal_1P_4AC | 8103901 | no | no |  |  | no |  |  | 0 | 0 | 0 | 0
oh_line_8103901_200887953 |  | AD | node_8103901_200887952 | node_8103901_200887953 | 352.879 | bal_1P_4AC | 8103901 | no | no |  |  | no |  |  | 0 | 0 | 0 | 0
oh_line_8103901_200887954 |  | AD | node_8103901_200887953 | node_8103901_200887954 | 315.014 | bal_1P_4AC | 8103901 | no | no |  |  | no |  |  | 0 | 0 | 0 | 0
oh_line_8103901_200887958 |  | AD | node_8103901_200887879 | node_8103901_200887958 | 340.968 | bal_1P_4AC | 8103901 | no | no |  |  | no |  |  | 0 | 0 | 0 | 0
oh_line_8103901_200887960 |  | AD | node_8103901_200982947 | node_8103901_200887960 | 421.513 | bal_1P_4AC | 8103901 | no | no |  |  | no |  |  | 0 | 0 | 0 | 0
oh_line_8103901_200887961 |  | AD | node_8103901_200887960 | node_8103901_200887961 | 451.925 | bal_1P_4AC | 8103901 | no | no |  |  | no |  |  | 0 | 0 | 0 | 0
oh_line_8103901_200887964 |  | AD | node_8103901_200887961 | node_8103901_200887964 | 302.21 | bal_1P_4AC | 8103901 | no | no |  |  | no |  |  | 0 | 0 | 0 | 0
oh_line_8103901_200887965 |  | AD | node_8103901_200887964 | node_8103901_200887965 | 192.417 | bal_1P_4AC | 8103901 | no | no |  |  | no |  |  | 0 | 0 | 0 | 0
oh_line_8103901_200887966 |  | AD | node_8103901_200887965 | node_8103901_200887966 | 404.963 | bal_1P_4AC | 8103901 | no | no |  |  | no |  |  | 0 | 0 | 0 | 0
oh_line_8103901_200887967 |  | AD | node_8103901_200887966 | node_8103901_200887967 | 394.14 | bal_1P_4AC | 8103901 | no | no |  |  | no |  |  | 0 | 0 | 0 | 0
oh_line_8103901_200887968 |  | AD | node_8103901_200887967 | node_8103901_200887968 | 371.348 | bal_1P_1/0AA | 8103901 | no | no |  |  | no |  |  | 0 | 0 | 0 | 0
oh_line_8103901_200887969 |  | AD | node_8103901_200887968 | node_8103901_200887969 | 367.678 | bal_1P_1/0AA | 8103901 | no | no |  |  | no |  |  | 0 | 0 | 0 | 0
oh_line_8103901_200887970 |  | AD | node_8103901_200887967 | node_8103901_200887970 | 354.373 | bal_1P_4AC | 8103901 | no | no |  |  | no |  |  | 0 | 0 | 0 | 0
oh_line_8103901_200887971 |  | AD | node_8103901_200887970 | node_8103901_200887971 | 269.989 | bal_1P_4AC | 8103901 | no | no |  |  | no |  |  | 0 | 0 | 0 | 0
oh_line_8103901_200887972 |  | AD | node_8103901_200887971 | node_8103901_200887972 | 335.472 | bal_1P_4AC | 8103901 | no | no |  |  | no |  |  | 0 | 0 | 0 | 0
oh_line_8103901_200887973 |  | AD | node_8103901_200887972 | node_8103901_200887973 | 379.184 | bal_1P_4AC | 8103901 | no | no |  |  | no |  |  | 0 | 0 | 0 | 0
oh_line_8103901_200887974 |  | AD | node_8103901_200887958 | node_intto1_8103901_200887974 | 407.212 | bal_1P_4AC | 8103901 | no | no |  |  | no |  |  | 0 | 0 | 0 | 0
oh_line_8103901_200887975 |  | AD | node_8103901_200887973 | node_8103901_200887975 | 366.685 | bal_1P_4AC | 8103901 | no | no |  |  | no |  |  | 0 | 0 | 0 | 0
oh_line_8103901_200887976-1 |  | AD | node_1337764_762_15363994_863 | node_8103901_200887976 | 5.01 | bal_1P_4AC | 8103901 | no | no |  |  | no |  |  | 0 | 0 | 0 | 0
oh_line_8103901_200887976-2 |  | AD | node_8103901_200887975 | node_1337764_762_15363994_863 | 496.704 | bal_1P_4AC | 8103901 | no | no |  |  | no |  |  | 0 | 0 | 0 | 0
oh_line_8103901_200887977 |  | AD | node_8103901_200887976 | node_8103901_200887977 | 260.799 | bal_1P_4AC | 8103901 | no | no |  |  | no |  |  | 0 | 0 | 0 | 0
oh_line_8103901_200887978 |  | AD | node_8103901_200887977 | node_8103901_200887978 | 331.832 | bal_1P_4AC | 8103901 | no | no |  |  | no |  |  | 0 | 0 | 0 | 0
oh_line_8103901_200887979 |  | AD | node_8103901_200887978 | node_8103901_200887979 | 264.346 | bal_1P_4AC | 8103901 | no | no |  |  | no |  |  | 0 | 0 | 0 | 0
oh_line_8103901_200887980 |  | AD | node_8103901_200887979 | node_8103901_200887980 | 323.693 | bal_1P_4AC | 8103901 | no | no |  |  | no |  |  | 0 | 0 | 0 | 0
oh_line_8103901_200887981 |  | AD | node_8103901_200887980 | node_intto1_8103901_200887981 | 350.178 | bal_1P_4AC | 8103901 | no | no |  |  | no |  |  | 0 | 0 | 0 | 0
oh_line_8103901_200887982 |  | AD | node_8103901_200887981 | node_8103901_200887982 | 207.628 | bal_1P_1/0AC | 8103901 | no | no |  |  | no |  |  | 0 | 0 | 0 | 0
oh_line_8103901_200887983 |  | AD | node_8103901_200887981 | node_8103901_200887983 | 349.383 | bal_1P_4AC | 8103901 | no | no |  |  | no |  |  | 0 | 0 | 0 | 0
oh_line_8103901_200887984 |  | AD | node_8103901_200887983 | node_8103901_200887984 | 298.778 | bal_1P_4AC | 8103901 | no | no |  |  | no |  |  | 0 | 0 | 0 | 0
oh_line_8103901_200887985 |  | AD | node_8103901_200887984 | node_8103901_200887985 | 281.181 | bal_1P_4AC | 8103901 | no | no |  |  | no |  |  | 0 | 0 | 0 | 0
oh_line_8103901_200887986 |  | AD | node_8103901_200887974 | node_8103901_200887986 | 306.684 | bal_1P_4AC | 8103901 | no | no |  |  | no |  |  | 0 | 0 | 0 | 0
oh_line_8103901_200887988 |  | AD | node_8103901_200887986 | node_8103901_200887988 | 18.985 | bal_1P_1/0AA | 8103901 | no | no |  |  | no |  |  | 0 | 0 | 0 | 0
oh_line_8103901_200887989 |  | AD | node_8103901_200887985 | node_8103901_200887989 | 382.319 | bal_1P_4AC | 8103901 | no | no |  |  | no |  |  | 0 | 0 | 0 | 0
oh_line_8103901_200887990 |  | AD | node_8103901_200887989 | node_8103901_200887990 | 424.329 | bal_1P_4AC | 8103901 | no | no |  |  | no |  |  | 0 | 0 | 0 | 0
oh_line_8103901_200887991 |  | AD | node_8103901_200887990 | node_8103901_200887991 | 374.225 | bal_1P_4AC | 8103901 | no | no |  |  | no |  |  | 0 | 0 | 0 | 0
oh_line_8103901_200887992 |  | AD | node_8103901_200887991 | node_8103901_200887992 | 431.704 | bal_1P_4AC | 8103901 | no | no |  |  | no |  |  | 0 | 0 | 0 | 0
oh_line_8103901_200887993 |  | AD | node_8103901_200887992 | node_8103901_200887993 | 351.175 | bal_1P_4AC | 8103901 | no | no |  |  | no |  |  | 0 | 0 | 0 | 0
oh_line_8103901_200887994 |  | AD | node_8103901_200887993 | node_8103901_200887994 | 360.067 | bal_1P_4AC | 8103901 | no | no |  |  | no |  |  | 0 | 0 | 0 | 0
oh_line_8103901_200887995 |  | AD | node_8103901_200887994 | node_8103901_200887995 | 332.157 | bal_1P_4AC | 8103901 | no | no |  |  | no |  |  | 0 | 0 | 0 | 0
oh_line_8103901_200887996 |  | AD | node_8103901_200887995 | node_8103901_200887996 | 346.847 | bal_1P_4AC | 8103901 | no | no |  |  | no |  |  | 0 | 0 | 0 | 0
oh_line_8103901_200887997 |  | AD | node_8103901_200887996 | node_8103901_200887997 | 354.746 | bal_1P_4AC | 8103901 | no | no |  |  | no |  |  | 0 | 0 | 0 | 0
oh_line_8103901_200887998 |  | AD | node_8103901_200887997 | node_8103901_200887998 | 142.452 | bal_1P_1/0AA | 8103901 | no | no |  |  | no |  |  | 0 | 0 | 0 | 0
oh_line_8103901_200887999 |  | AD | node_8103901_311882832 | node_8103901_200887999 | 132.8 | bal_1P_4AC | 8103901 | no | no |  |  | no |  |  | 0 | 0 | 0 | 0
oh_line_8103901_200888002 |  | AD | node_8103901_200887986 | node_8103901_200888002 | 361.905 | bal_1P_4AC | 8103901 | no | no |  |  | no |  |  | 0 | 0 | 0 | 0
oh_line_8103901_200888003 |  | AD | node_8103901_200888002 | node_8103901_200888003 | 145.919 | bal_1P_4AC | 8103901 | no | no |  |  | no |  |  | 0 | 0 | 0 | 0
oh_line_8103901_200888004 |  | AD | node_8103901_200888003 | node_8103901_200888004 | 121.888 | bal_1P_1/0AA | 8103901 | no | no |  |  | no |  |  | 0 | 0 | 0 | 0
oh_line_8103901_200888005 |  | AD | node_8103901_200888004 | node_8103901_200888005 | 181.547 | bal_1P_1/0AA | 8103901 | no | no |  |  | no |  |  | 0 | 0 | 0 | 0
oh_line_8103901_200888006 |  | AD | node_8103901_200887999 | node_8103901_200888006 | 228.813 | bal_1P_4AC | 8103901 | no | no |  |  | no |  |  | 0 | 0 | 0 | 0
oh_line_8103901_200888008 |  | AD | node_8103901_200888006 | node_8103901_200888008 | 385.599 | bal_1P_4AC | 8103901 | no | no |  |  | no |  |  | 0 | 0 | 0 | 0
oh_line_8103901_200888009 |  | AD | node_8103901_200888003 | node_8103901_200888009 | 205.149 | bal_1P_4AC | 8103901 | no | no |  |  | no |  |  | 0 | 0 | 0 | 0
oh_line_8103901_200888010 |  | AD | node_8103901_200888009 | node_8103901_200888010 | 374.74 | bal_1P_4AC | 8103901 | no | no |  |  | no |  |  | 0 | 0 | 0 | 0
oh_line_8103901_200888011 |  | AD | node_8103901_200888010 | node_8103901_200888011 | 362.295 | bal_1P_4AC | 8103901 | no | no |  |  | no |  |  | 0 | 0 | 0 | 0
oh_line_8103901_200888012 |  | AD | node_8103901_200888011 | node_8103901_200888012 | 299.386 | bal_1P_4AC | 8103901 | no | no |  |  | no |  |  | 0 | 0 | 0 | 0
oh_line_8103901_200888013 |  | AD | node_8103901_200888012 | node_8103901_200888013 | 327.936 | bal_1P_4AC | 8103901 | no | no |  |  | no |  |  | 0 | 0 | 0 | 0
oh_line_8103901_200888015 |  | AD | node_8103901_200887783 | node_intto1_8103901_200888015 | 262.411 | bal_1P_4ACW | 8103901 | no | no |  |  | no |  |  | 0 | 0 | 0 | 0
oh_line_8103901_200888016 |  | AD | node_8103901_200888015 | node_8103901_200888016 | 103.77 | bal_1P_1/0AC | 8103901 | no | no |  |  | no |  |  | 0 | 0 | 0 | 0
oh_line_8103901_200888017 |  | AD | node_8103901_200888016 | node_8103901_200888017 | 343.835 | bal_1P_1/0AC | 8103901 | no | no |  |  | no |  |  | 0 | 0 | 0 | 0
oh_line_8103901_200888018 |  | AD | node_8103901_200888033 | node_8103901_200888018 | 35.209 | bal_1P_8DCW | 8103901 | no | no |  |  | no |  |  | 0 | 0 | 0 | 0
oh_line_8103901_200888019 |  | AD | node_8103901_200888018 | node_8103901_200888019 | 367.851 | bal_1P_8DCW | 8103901 | no | no |  |  | no |  |  | 0 | 0 | 0 | 0
oh_line_8103901_200888020 |  | AD | node_8103901_200888019 | node_8103901_200888020 | 362.974 | bal_1P_8DCW | 8103901 | no | no |  |  | no |  |  | 0 | 0 | 0 | 0
oh_line_8103901_200888023 |  | AD | node_8103901_200888015 | node_8103901_200888023 | 680.041 | bal_1P_4ACW | 8103901 | no | no |  |  | no |  |  | 0 | 0 | 0 | 0
oh_line_8103901_200888024 |  | AD | node_8103901_200888023 | node_8103901_200888024 | 227.632 | bal_1P_8DCW | 8103901 | no | no |  |  | no |  |  | 0 | 0 | 0 | 0
oh_line_8103901_200888025 |  | AD | node_8103901_200888024 | node_8103901_200888025 | 310.154 | bal_1P_8DCW | 8103901 | no | no |  |  | no |  |  | 0 | 0 | 0 | 0
oh_line_8103901_200888026 |  | AD | node_8103901_200888025 | node_8103901_200888026 | 416.366 | bal_1P_8DCW | 8103901 | no | no |  |  | no |  |  | 0 | 0 | 0 | 0
oh_line_8103901_200888027 |  | AD | node_8103901_200888026 | node_8103901_200888027 | 308.656 | bal_1P_8DCW | 8103901 | no | no |  |  | no |  |  | 0 | 0 | 0 | 0
oh_line_8103901_200888028 |  | AD | node_8103901_200888027 | node_8103901_200888028 | 431.952 | bal_1P_8DCW | 8103901 | no | no |  |  | no |  |  | 0 | 0 | 0 | 0
oh_line_8103901_200888029 |  | AD | node_8103901_200888028 | node_8103901_200888029 | 406.071 | bal_1P_8DCW | 8103901 | no | no |  |  | no |  |  | 0 | 0 | 0 | 0
oh_line_8103901_200888030 |  | AD | node_8103901_200888029 | node_8103901_200888030 | 338.784 | bal_1P_8DCW | 8103901 | no | no |  |  | no |  |  | 0 | 0 | 0 | 0
oh_line_8103901_200888031 |  | AD | node_8103901_200888030 | node_8103901_200888031 | 320.986 | bal_1P_8DCW | 8103901 | no | no |  |  | no |  |  | 0 | 0 | 0 | 0
oh_line_8103901_200888033 |  | AD | node_8103901_200888031 | node_8103901_200888033 | 424.17 | bal_1P_8DCW | 8103901 | no | no |  |  | no |  |  | 0 | 0 | 0 | 0
oh_line_8103901_200888041 |  | AD | node_8103901_200888094 | node_intto1_8103901_200888041 | 260.264 | bal_1P_2AC | 8103901 | no | no |  |  | no |  |  | 0 | 0 | 0 | 0
oh_line_8103901_200888042 |  | AD | node_8103901_200888041 | node_8103901_200888042 | 221.522 | bal_1P_2AC | 8103901 | no | no |  |  | no |  |  | 0 | 0 | 0 | 0
oh_line_8103901_200888043 |  | AD | node_8103901_200888078 | node_8103901_200888043 | 520.72 | bal_1P_2AC | 8103901 | no | no |  |  | no |  |  | 0 | 0 | 0 | 0
oh_line_8103901_200888044 |  | AD | node_8103901_200888043 | node_8103901_200888044 | 330.055 | bal_1P_2AC | 8103901 | no | no |  |  | no |  |  | 0 | 0 | 0 | 0
oh_line_8103901_200888046 |  | AD | node_8103901_200888044 | node_8103901_200888046 | 268.511 | bal_1P_2AC | 8103901 | no | no |  |  | no |  |  | 0 | 0 | 0 | 0
oh_line_8103901_200888047 |  | AD | node_8103901_200888046 | node_8103901_200888047 | 525.82 | bal_1P_2AC | 8103901 | no | no |  |  | no |  |  | 0 | 0 | 0 | 0
oh_line_8103901_200888049 |  | AD | node_8103901_200888047 | node_8103901_200888049 | 249.695 | bal_1P_2AC | 8103901 | no | no |  |  | no |  |  | 0 | 0 | 0 | 0
oh_line_8103901_200888050 |  | AD | node_8103901_200888049 | node_8103901_200888050 | 272.997 | bal_1P_2AC | 8103901 | no | no |  |  | no |  |  | 0 | 0 | 0 | 0
oh_line_8103901_200888051 |  | AD | node_8103901_200888050 | node_8103901_200888051 | 226.708 | bal_1P_1/0AA | 8103901 | no | no |  |  | no |  |  | 0 | 0 | 0 | 0
oh_line_8103901_200888052 |  | AD | node_8103901_200888050 | node_intto1_8103901_200888052 | 48.475 | bal_1P_2AC | 8103901 | no | no |  |  | no |  |  | 0 | 0 | 0 | 0
oh_line_8103901_200888053 |  | AD | node_8103901_200888052 | node_8103901_200888053 | 40.999 | bal_1P_2AC | 8103901 | no | no |  |  | no |  |  | 0 | 0 | 0 | 0
oh_line_8103901_200888054 |  | AD | node_8103901_200888053 | node_8103901_200888054 | 359.75 | bal_1P_2AC | 8103901 | no | no |  |  | no |  |  | 0 | 0 | 0 | 0
oh_line_8103901_200888056 |  | AD | node_8103901_200888042 | node_8103901_200888056 | 496.871 | bal_1P_2AC | 8103901 | no | no |  |  | no |  |  | 0 | 0 | 0 | 0
oh_line_8103901_200888061 |  | AD | node_8103901_200888062 | node_8103901_200888061 | 389.725 | bal_1P_2AC | 8103901 | no | no |  |  | no |  |  | 0 | 0 | 0 | 0
oh_line_8103901_200888062 |  | AD | node_8103901_200888063 | node_8103901_200888062 | 463.008 | bal_1P_2AC | 8103901 | no | no |  |  | no |  |  | 0 | 0 | 0 | 0
oh_line_8103901_200888063 |  | AD | node_8103901_200888064 | node_8103901_200888063 | 290.954 | bal_1P_2AC | 8103901 | no | no |  |  | no |  |  | 0 | 0 | 0 | 0
oh_line_8103901_200888064 |  | AD | node_8103901_200888658 | node_8103901_200888064 | 275.467 | bal_1P_1/0AA | 8103901 | no | no |  |  | no |  |  | 0 | 0 | 0 | 0
oh_line_8103901_200888065 |  | AD | node_8103901_200888064 | node_8103901_200888065 | 227.864 | bal_1P_2AC | 8103901 | no | no |  |  | no |  |  | 0 | 0 | 0 | 0
oh_line_8103901_200888066 |  | AD | node_8103901_200888065 | node_8103901_200888066 | 450.88 | bal_1P_2AC | 8103901 | no | no |  |  | no |  |  | 0 | 0 | 0 | 0
oh_line_8103901_200888067 |  | AD | node_8103901_200888066 | node_8103901_200888067 | 397.626 | bal_1P_2AC | 8103901 | no | no |  |  | no |  |  | 0 | 0 | 0 | 0
oh_line_8103901_200888068 |  | AD | node_8103901_200888067 | node_8103901_200888068 | 272.223 | bal_1P_2AC | 8103901 | no | no |  |  | no |  |  | 0 | 0 | 0 | 0
oh_line_8103901_200888069 |  | AD | node_8103901_200888056 | node_8103901_200888069 | 404.992 | bal_1P_2AC | 8103901 | no | no |  |  | no |  |  | 0 | 0 | 0 | 0
oh_line_8103901_200888070 |  | AD | node_8103901_200888068 | node_8103901_200888070 | 286.372 | bal_1P_2AC | 8103901 | no | no |  |  | no |  |  | 0 | 0 | 0 | 0
oh_line_8103901_200888072 |  | AD | node_8103901_200959975 | node_8103901_200888072 | 280.813 | bal_1P_2AC | 8103901 | no | no |  |  | no |  |  | 0 | 0 | 0 | 0
oh_line_8103901_200888075 |  | AD | node_8103901_200959977 | node_8103901_200888075 | 372.626 | bal_1P_2AC | 8103901 | no | no |  |  | no |  |  | 0 | 0 | 0 | 0
oh_line_8103901_200888078 |  | AD | node_8103901_200888075 | node_8103901_200888078 | 438.02 | bal_1P_2AC | 8103901 | no | no |  |  | no |  |  | 0 | 0 | 0 | 0
oh_line_8103901_200888079 |  | AD | node_8103901_200888285 | node_intto1_8103901_200888079 | 225.825 | bal_1P_8DCW | 8103901 | no | no |  |  | no |  |  | 0 | 0 | 0 | 0
oh_line_8103901_200888080 |  | AD | node_8103901_200888079 | node_8103901_200888080 | 719.6 | bal_1P_8DCW | 8103901 | no | no |  |  | no |  |  | 0 | 0 | 0 | 0
oh_line_8103901_200888081 |  | AD | node_8103901_200888080 | node_8103901_200888081 | 517.429 | bal_1P_8DCW | 8103901 | no | no |  |  | no |  |  | 0 | 0 | 0 | 0
oh_line_8103901_200888082 |  | AD | node_8103901_312164084 | node_8103901_200888082 | 248.718 | bal_1P_8DCW | 8103901 | no | no |  |  | no |  |  | 0 | 0 | 0 | 0
oh_line_8103901_200888083 |  | ABCD | node_8103901_200888092 | node_intto1_8103901_200888083 | 41.935 | bal_3P_477AL | 8103901 | no | no |  |  | no |  |  | 0 | 0 | 0 | 0
oh_line_8103901_200888084 |  | ABCD | node_8103901_200952732 | node_8103901_200888084 | 131.835 | bal_3P_477AL | 8103901 | no | no |  |  | no |  |  | 0 | 0 | 0 | 0
oh_line_8103901_200888085 |  | AD | node_8103901_200888094 | node_8103901_200888085 | 156.356 | bal_1P_2AC | 8103901 | no | no |  |  | no |  |  | 0 | 0 | 0 | 0
oh_line_8103901_200888087 |  | ABCD | node_8103901_200888088 | node_8103901_200888087 | 135.534 | bal_3P_477AL | 8103901 | no | no |  |  | no |  |  | 0 | 0 | 0 | 0
oh_line_8103901_200888088 |  | ABCD | node_8103901_200888089 | node_8103901_200888088 | 138.547 | bal_3P_477AL | 8103901 | no | no |  |  | no |  |  | 0 | 0 | 0 | 0
oh_line_8103901_200888089 |  | ABCD | node_8103901_200888090 | node_8103901_200888089 | 146.917 | bal_3P_477AL | 8103901 | no | no |  |  | no |  |  | 0 | 0 | 0 | 0
oh_line_8103901_200888090 |  | ABCD | node_8103901_200888091 | node_8103901_200888090 | 140.191 | bal_3P_477AL | 8103901 | no | no |  |  | no |  |  | 0 | 0 | 0 | 0
oh_line_8103901_200888091 |  | ABCD | node_8103901_200888092 | node_8103901_200888091 | 178.981 | bal_3P_477AL | 8103901 | no | no |  |  | no |  |  | 0 | 0 | 0 | 0
oh_line_8103901_200888092 |  | ABCD | node_8103901_200909397 | node_8103901_200888092 | 14.506 | bal_3P_477AL | 8103901 | no | no |  |  | no |  |  | 0 | 0 | 0 | 0
oh_line_8103901_200888094 |  | AD | node_8103901_200888092 | node_8103901_200888094 | 276.694 | bal_1P_2AC | 8103901 | no | no |  |  | no |  |  | 0 | 0 | 0 | 0
oh_line_8103901_200888096 |  | AD | node_8103901_200888162 | node_8103901_200888096 | 380.026 | bal_1P_2AC | 8103901 | no | no |  |  | no |  |  | 0 | 0 | 0 | 0
oh_line_8103901_200888098 |  | ABCD | node_8103901_201018769 | node_8103901_200888098 | 104.185 | bal_3P_477AL | 8103901 | no | no |  |  | no |  |  | 0 | 0 | 0 | 0
oh_line_8103901_200888099 |  | ABCD | node_8103901_200888100 | node_8103901_200888099 | 146.009 | bal_3P_477AL | 8103901 | no | no |  |  | no |  |  | 0 | 0 | 0 | 0
oh_line_8103901_200888100 |  | ABCD | node_8103901_200888101 | node_8103901_200888100 | 152.401 | bal_3P_477AL | 8103901 | no | no |  |  | no |  |  | 0 | 0 | 0 | 0
oh_line_8103901_200888101 |  | ABCD | node_8103901_200888103 | node_8103901_200888101 | 121.661 | bal_3P_477AL | 8103901 | no | no |  |  | no |  |  | 0 | 0 | 0 | 0
oh_line_8103901_200888103 |  | ABCD | node_8103901_200888104 | node_8103901_200888103 | 114.782 | bal_3P_477AL | 8103901 | no | no |  |  | no |  |  | 0 | 0 | 0 | 0
oh_line_8103901_200888104 |  | ABCD | node_8103901_200888084 | node_8103901_200888104 | 132.605 | bal_3P_477AL | 8103901 | no | no |  |  | no |  |  | 0 | 0 | 0 | 0
oh_line_8103901_200888107 |  | AD | node_8103901_200959160 | node_8103901_200888107 | 123.582 | bal_1P_4/0AL | 8103901 | no | no |  |  | no |  |  | 0 | 0 | 0 | 0
oh_line_8103901_200888108 |  | AD | node_8103901_200888107 | node_8103901_200888108 | 110.44 | bal_1P_4/0AL | 8103901 | no | no |  |  | no |  |  | 0 | 0 | 0 | 0
oh_line_8103901_200888109 |  | AD | node_8103901_200888108 | node_8103901_200888109 | 167.255 | bal_1P_4/0AL | 8103901 | no | no |  |  | no |  |  | 0 | 0 | 0 | 0
oh_line_8103901_200888110 |  | AD | node_8103901_200888109 | node_8103901_200888110 | 154.624 | bal_1P_4/0AL | 8103901 | no | no |  |  | no |  |  | 0 | 0 | 0 | 0
oh_line_8103901_200888112 |  | AD | node_8103901_200888110 | node_8103901_200888112 | 129.398 | bal_1P_4/0AL | 8103901 | no | no |  |  | no |  |  | 0 | 0 | 0 | 0
oh_line_8103901_200888113 |  | AD | node_8103901_200888112 | node_8103901_200888113 | 195.226 | bal_1P_4/0AL | 8103901 | no | no |  |  | no |  |  | 0 | 0 | 0 | 0
oh_line_8103901_200888114 |  | AD | node_8103901_200888113 | node_8103901_200888114 | 197.334 | bal_1P_4/0AL | 8103901 | no | no |  |  | no |  |  | 0 | 0 | 0 | 0
oh_line_8103901_200888115 |  | AD | node_8103901_200888114 | node_intto1_8103901_200888115 | 194.631 | bal_1P_4/0AL | 8103901 | no | no |  |  | no |  |  | 0 | 0 | 0 | 0
oh_line_8103901_200888116 |  | AD | node_8103901_200888115 | node_8103901_200888116 | 200.857 | bal_1P_4/0AL | 8103901 | no | no |  |  | no |  |  | 0 | 0 | 0 | 0
oh_line_8103901_200888118 |  | AD | node_8103901_200888116 | node_8103901_200888118 | 170.299 | bal_1P_4/0AL | 8103901 | no | no |  |  | no |  |  | 0 | 0 | 0 | 0
oh_line_8103901_200888120 |  | AD | node_8103901_200888118 | node_8103901_200888120 | 169.782 | bal_1P_4/0AL | 8103901 | no | no |  |  | no |  |  | 0 | 0 | 0 | 0
oh_line_8103901_200888122 |  | AD | node_8103901_200888120 | node_8103901_200888122 | 221.944 | bal_1P_4/0AL | 8103901 | no | no |  |  | no |  |  | 0 | 0 | 0 | 0
oh_line_8103901_200888124 |  | AD | node_8103901_200888122 | node_8103901_200888124 | 222.683 | bal_1P_4/0AL | 8103901 | no | no |  |  | no |  |  | 0 | 0 | 0 | 0
oh_line_8103901_200888125 |  | AD | node_8103901_200888124 | node_8103901_200888125 | 193.148 | bal_1P_4/0AL | 8103901 | no | no |  |  | no |  |  | 0 | 0 | 0 | 0
oh_line_8103901_200888127 |  | ABCD | node_8103901_200888142 | node_8103901_200888127 | 135.66 | bal_3P_477AL | 8103901 | no | no |  |  | no |  |  | 0 | 0 | 0 | 0
oh_line_8103901_200888129 |  | AD | node_8103901_200888125 | node_8103901_200888129 | 190.677 | bal_1P_4/0AL | 8103901 | no | no |  |  | no |  |  | 0 | 0 | 0 | 0
oh_line_8103901_200888130 |  | AD | node_8103901_200888129 | node_8103901_200888130 | 240.972 | bal_1P_4/0AL | 8103901 | no | no |  |  | no |  |  | 0 | 0 | 0 | 0
oh_line_8103901_200888132 |  | AD | node_8103901_200888130 | node_8103901_200888132 | 259.714 | bal_1P_4/0AL | 8103901 | no | no |  |  | no |  |  | 0 | 0 | 0 | 0
oh_line_8103901_200888133 |  | AD | node_8103901_200888132 | node_8103901_200888133 | 253.211 | bal_1P_4/0AL | 8103901 | no | no |  |  | no |  |  | 0 | 0 | 0 | 0
oh_line_8103901_200888134 |  | AD | node_8103901_200888133 | node_8103901_200888134 | 244.553 | bal_1P_4/0AL | 8103901 | no | no |  |  | no |  |  | 0 | 0 | 0 | 0
oh_line_8103901_200888135 |  | AD | node_8103901_200888134 | node_8103901_200888135 | 244.206 | bal_1P_4/0AL | 8103901 | no | no |  |  | no |  |  | 0 | 0 | 0 | 0
oh_line_8103901_200888136 |  | AD | node_8103901_200888135 | node_8103901_200888136 | 99.408 | bal_1P_2AC | 8103901 | no | no |  |  | no |  |  | 0 | 0 | 0 | 0
oh_line_8103901_200888137 |  | AD | node_8103901_200888135 | node_8103901_200888137 | 261.67 | bal_1P_4/0AL | 8103901 | no | no |  |  | no |  |  | 0 | 0 | 0 | 0
oh_line_8103901_200888138 |  | AD | node_8103901_200888137 | node_8103901_200888138 | 223.101 | bal_1P_2AC | 8103901 | no | no |  |  | no |  |  | 0 | 0 | 0 | 0
oh_line_8103901_200888140 |  | AD | node_8103901_200888138 | node_8103901_200888140 | 209.42 | bal_1P_2AC | 8103901 | no | no |  |  | no |  |  | 0 | 0 | 0 | 0
oh_line_8103901_200888141 |  | AD | node_8103901_200888140 | node_intto1_8103901_200888141 | 207.494 | bal_1P_2AC | 8103901 | no | no |  |  | no |  |  | 0 | 0 | 0 | 0
oh_line_8103901_200888142 |  | ABCD | node_8103901_200888155 | node_8103901_200888142 | 179.991 | bal_3P_477AL | 8103901 | no | no |  |  | no |  |  | 0 | 0 | 0 | 0
oh_line_8103901_200888144 |  | AD | node_8103901_200888141 | node_8103901_200888144 | 282.847 | bal_1P_2AC | 8103901 | no | no |  |  | no |  |  | 0 | 0 | 0 | 0
oh_line_8103901_200888145 |  | AD | node_8103901_200888144 | node_8103901_200888145 | 257.22 | bal_1P_2AC | 8103901 | no | no |  |  | no |  |  | 0 | 0 | 0 | 0
oh_line_8103901_200888146 |  | AD | node_8103901_200888145 | node_8103901_200888146 | 180.56 | bal_1P_2AC | 8103901 | no | no |  |  | no |  |  | 0 | 0 | 0 | 0
oh_line_8103901_200888147 |  | AD | node_8103901_200888146 | node_8103901_200888147 | 303.553 | bal_1P_2AC | 8103901 | no | no |  |  | no |  |  | 0 | 0 | 0 | 0
oh_line_8103901_200888148 |  | AD | node_8103901_200888147 | node_8103901_200888148 | 155.264 | bal_1P_2AC | 8103901 | no | no |  |  | no |  |  | 0 | 0 | 0 | 0
oh_line_8103901_200888149 |  | AD | node_8103901_200888148 | node_8103901_200888149 | 173.403 | bal_1P_2AC | 8103901 | no | no |  |  | no |  |  | 0 | 0 | 0 | 0
oh_line_8103901_200888151 |  | AD | node_8103901_200888149 | node_8103901_200888151 | 191.161 | bal_1P_2AC | 8103901 | no | no |  |  | no |  |  | 0 | 0 | 0 | 0
oh_line_8103901_200888152 |  | AD | node_8103901_200888151 | node_8103901_200888152 | 162.382 | bal_1P_2AC | 8103901 | no | no |  |  | no |  |  | 0 | 0 | 0 | 0
oh_line_8103901_200888153 |  | AD | node_8103901_200888152 | node_8103901_200888153 | 228.684 | bal_1P_2AC | 8103901 | no | no |  |  | no |  |  | 0 | 0 | 0 | 0
oh_line_8103901_200888154 |  | AD | node_8103901_200888153 | node_8103901_200888154 | 282.806 | bal_1P_2AC | 8103901 | no | no |  |  | no |  |  | 0 | 0 | 0 | 0
oh_line_8103901_200888155 |  | ABCD | node_8103901_200888165 | node_8103901_200888155 | 151.667 | bal_3P_477AL | 8103901 | no | no |  |  | no |  |  | 0 | 0 | 0 | 0
oh_line_8103901_200888156 |  | AD | node_8103901_200888154 | node_8103901_200888156 | 287.924 | bal_1P_2AC | 8103901 | no | no |  |  | no |  |  | 0 | 0 | 0 | 0
oh_line_8103901_200888157 |  | AD | node_8103901_200888156 | node_8103901_200888157 | 313.681 | bal_1P_2AC | 8103901 | no | no |  |  | no |  |  | 0 | 0 | 0 | 0
oh_line_8103901_200888160 |  | AD | node_8103901_200961246 | node_8103901_200888160 | 159.235 | bal_1P_2AC | 8103901 | no | no |  |  | no |  |  | 0 | 0 | 0 | 0
oh_line_8103901_200888161 |  | AD | node_8103901_200888160 | node_8103901_200888161 | 64.977 | bal_1P_1/0AC | 8103901 | no | no |  |  | no |  |  | 0 | 0 | 0 | 0
oh_line_8103901_200888162 |  | AD | node_8103901_200888161 | node_8103901_200888162 | 292.079 | bal_1P_2AC | 8103901 | no | no |  |  | no |  |  | 0 | 0 | 0 | 0
oh_line_8103901_200888165 |  | ABCD | node_8103901_200888166 | node_8103901_200888165 | 113.923 | bal_3P_477AL | 8103901 | no | no |  |  | no |  |  | 0 | 0 | 0 | 0
oh_line_8103901_200888166 |  | ABCD | node_8103901_200888167 | node_8103901_200888166 | 105.862 | bal_3P_477AL | 8103901 | no | no |  |  | no |  |  | 0 | 0 | 0 | 0
oh_line_8103901_200888167 |  | ABCD | node_8103901_200888168 | node_8103901_200888167 | 130.367 | bal_3P_477AL | 8103901 | no | no |  |  | no |  |  | 0 | 0 | 0 | 0
oh_line_8103901_200888168 |  | ABCD | node_8103901_200888099 | node_8103901_200888168 | 187.687 | bal_3P_477AL | 8103901 | no | no |  |  | no |  |  | 0 | 0 | 0 | 0
oh_line_8103901_200888169 |  | AD | node_8103901_200888198 | node_8103901_200888169 | 150.253 | bal_1P_4/0AL | 8103901 | no | no |  |  | no |  |  | 0 | 0 | 0 | 0
oh_line_8103901_200888170 |  | AD | node_8103901_200888169 | node_8103901_200888170 | 157.748 | bal_1P_4/0AL | 8103901 | no | no |  |  | no |  |  | 0 | 0 | 0 | 0
oh_line_8103901_200888172 |  | AD | node_8103901_200888170 | node_8103901_200888172 | 191.18 | bal_1P_4/0AL | 8103901 | no | no |  |  | no |  |  | 0 | 0 | 0 | 0
oh_line_8103901_200888173 |  | AD | node_8103901_200888172 | node_8103901_200888173 | 189.81 | bal_1P_4/0AL | 8103901 | no | no |  |  | no |  |  | 0 | 0 | 0 | 0
oh_line_8103901_200888174 |  | AD | node_8103901_200888173 | node_8103901_200888174 | 166.206 | bal_1P_4/0AL | 8103901 | no | no |  |  | no |  |  | 0 | 0 | 0 | 0
oh_line_8103901_200888175 |  | AD | node_8103901_200888174 | node_8103901_200888175 | 203.906 | bal_1P_4/0AL | 8103901 | no | no |  |  | no |  |  | 0 | 0 | 0 | 0
oh_line_8103901_200888176 |  | AD | node_8103901_200888175 | node_8103901_200888176 | 148.994 | bal_1P_4/0AL | 8103901 | no | no |  |  | no |  |  | 0 | 0 | 0 | 0
oh_line_8103901_200888178 |  | AD | node_8103901_200888176 | node_8103901_200888178 | 138.813 | bal_1P_4/0AL | 8103901 | no | no |  |  | no |  |  | 0 | 0 | 0 | 0
oh_line_8103901_200888179 |  | AD | node_8103901_200888178 | node_8103901_200888179 | 195.056 | bal_1P_4/0AL | 8103901 | no | no |  |  | no |  |  | 0 | 0 | 0 | 0
oh_line_8103901_200888181 |  | AD | node_8103901_200888179 | node_8103901_200888181 | 218.358 | bal_1P_4/0AL | 8103901 | no | no |  |  | no |  |  | 0 | 0 | 0 | 0
oh_line_8103901_200888182 |  | AD | node_8103901_200888181 | node_8103901_200888182 | 215.832 | bal_1P_4/0AL | 8103901 | no | no |  |  | no |  |  | 0 | 0 | 0 | 0
oh_line_8103901_200888183 |  | AD | node_8103901_200888182 | node_8103901_200888183 | 200.32 | bal_1P_2AC | 8103901 | no | no |  |  | no |  |  | 0 | 0 | 0 | 0
oh_line_8103901_200888184 |  | AD | node_8103901_200888137 | node_8103901_200888184 | 227.024 | bal_1P_4/0AL | 8103901 | no | no |  |  | no |  |  | 0 | 0 | 0 | 0
oh_line_8103901_200888185 |  | AD | node_8103901_200888183 | node_8103901_200888185 | 186.582 | bal_1P_2AC | 8103901 | no | no |  |  | no |  |  | 0 | 0 | 0 | 0
oh_line_8103901_200888186 |  | AD | node_8103901_200888185 | node_8103901_200888186 | 197.26 | bal_1P_2AC | 8103901 | no | no |  |  | no |  |  | 0 | 0 | 0 | 0
oh_line_8103901_200888187 |  | AD | node_8103901_200888186 | node_8103901_200888187 | 182.066 | bal_1P_2AC | 8103901 | no | no |  |  | no |  |  | 0 | 0 | 0 | 0
oh_line_8103901_200888188 |  | AD | node_8103901_200888187 | node_8103901_200888188 | 186.942 | bal_1P_2AC | 8103901 | no | no |  |  | no |  |  | 0 | 0 | 0 | 0
oh_line_8103901_200888190 |  | AD | node_8103901_200888188 | node_8103901_200888190 | 203.832 | bal_1P_2AC | 8103901 | no | no |  |  | no |  |  | 0 | 0 | 0 | 0
oh_line_8103901_200888192 |  | AD | node_8103901_200888184 | node_8103901_200888192 | 118.082 | bal_1P_4/0AL | 8103901 | no | no |  |  | no |  |  | 0 | 0 | 0 | 0
oh_line_8103901_200888193 |  | AD | node_8103901_200888192 | node_8103901_200888193 | 200.617 | bal_1P_4/0AL | 8103901 | no | no |  |  | no |  |  | 0 | 0 | 0 | 0
oh_line_8103901_200888194 |  | AD | node_8103901_200888193 | node_8103901_200888194 | 107.019 | bal_1P_4/0AL | 8103901 | no | no |  |  | no |  |  | 0 | 0 | 0 | 0
oh_line_8103901_200888196 |  | AD | node_8103901_200888194 | node_8103901_200888196 | 195.469 | bal_1P_4/0AL | 8103901 | no | no |  |  | no |  |  | 0 | 0 | 0 | 0
oh_line_8103901_200888197 |  | AD | node_8103901_200888196 | node_8103901_200888197 | 153.955 | bal_1P_4/0AL | 8103901 | no | no |  |  | no |  |  | 0 | 0 | 0 | 0
oh_line_8103901_200888198 |  | AD | node_8103901_200888197 | node_8103901_200888198 | 172.34 | bal_1P_4/0AL | 8103901 | no | no |  |  | no |  |  | 0 | 0 | 0 | 0
oh_line_8103901_200888200 |  | ABCD | node_8103901_200888099 | node_8103901_200888200 | 86.946 | bal_3P_4CU | 8103901 | no | no |  |  | no |  |  | 0 | 0 | 0 | 0
oh_line_8103901_200888201 |  | ABCD | node_8103901_200888200 | node_8103901_200888201 | 90.272 | bal_3P_4/0AL | 8103901 | no | no |  |  | no |  |  | 0 | 0 | 0 | 0
oh_line_8103901_200888202 |  | ABCD | node_8103901_200888201 | node_8103901_200888202 | 132.351 | bal_3P_4/0AL | 8103901 | no | no |  |  | no |  |  | 0 | 0 | 0 | 0
oh_line_8103901_200888203 |  | ABCD | node_8103901_200888202 | node_8103901_200888203 | 151.928 | bal_3P_4/0AL | 8103901 | no | no |  |  | no |  |  | 0 | 0 | 0 | 0
oh_line_8103901_200888204 |  | ABCD | node_8103901_200888203 | node_8103901_200888204 | 176.639 | bal_3P_4/0AL | 8103901 | no | no |  |  | no |  |  | 0 | 0 | 0 | 0
oh_line_8103901_200888205 |  | ABCD | node_8103901_200888204 | node_8103901_200888205 | 113.208 | bal_3P_4/0AL | 8103901 | no | no |  |  | no |  |  | 0 | 0 | 0 | 0
oh_line_8103901_200888208 |  | ABCD | node_8103901_200888205 | node_8103901_200888208 | 106.997 | bal_3P_4/0AL | 8103901 | no | no |  |  | no |  |  | 0 | 0 | 0 | 0
oh_line_8103901_200888216 |  | ABCD | node_8103901_200888098 | node_8103901_200888216 | 182.596 | bal_3P_4/0AA | 8103901 | no | no |  |  | no |  |  | 0 | 0 | 0 | 0
oh_line_8103901_200888217 |  | ABCD | node_8103901_200888216 | node_intto1_8103901_200888217 | 139.902 | bal_3P_4/0AA | 8103901 | no | no |  |  | no |  |  | 0 | 0 | 0 | 0
oh_line_8103901_200888218 |  | ABCD | node_8103901_200888217 | node_8103901_200888218 | 117.353 | bal_3P_4/0AA | 8103901 | no | no |  |  | no |  |  | 0 | 0 | 0 | 0
oh_line_8103901_200888220 |  | ABCD | node_8103901_200888218 | node_8103901_200888220 | 153.813 | bal_3P_4/0AA | 8103901 | no | no |  |  | no |  |  | 0 | 0 | 0 | 0
oh_line_8103901_200888222 |  | ABCD | node_8103901_200888220 | node_8103901_200888222 | 299.19 | bal_3P_4/0AA | 8103901 | no | no |  |  | no |  |  | 0 | 0 | 0 | 0
oh_line_8103901_200888223 |  | AD | node_8103901_200888222 | node_8103901_200888223 | 168.76 | bal_1P_4/0AA | 8103901 | no | no |  |  | no |  |  | 0 | 0 | 0 | 0
oh_line_8103901_200888225 |  | AD | node_8103901_200888223 | node_8103901_200888225 | 304.408 | bal_1P_4/0AA | 8103901 | no | no |  |  | no |  |  | 0 | 0 | 0 | 0
oh_line_8103901_200888226 |  | AD | node_8103901_200888225 | node_8103901_200888226 | 202.902 | bal_1P_4/0AA | 8103901 | no | no |  |  | no |  |  | 0 | 0 | 0 | 0
oh_line_8103901_200888227 |  | AD | node_8103901_200888226 | node_8103901_200888227 | 137.347 | bal_1P_4/0AA | 8103901 | no | no |  |  | no |  |  | 0 | 0 | 0 | 0
oh_line_8103901_200888228 |  | AD | node_8103901_200888227 | node_8103901_200888228 | 183.919 | bal_1P_4/0AA | 8103901 | no | no |  |  | no |  |  | 0 | 0 | 0 | 0
oh_line_8103901_200888229 |  | AD | node_8103901_200888228 | node_8103901_200888229 | 257.201 | bal_1P_4/0AA | 8103901 | no | no |  |  | no |  |  | 0 | 0 | 0 | 0
oh_line_8103901_200888230 |  | AD | node_8103901_200888229 | node_8103901_200888230 | 246.848 | bal_1P_4/0AA | 8103901 | no | no |  |  | no |  |  | 0 | 0 | 0 | 0
oh_line_8103901_200888231 |  | AD | node_8103901_200888230 | node_8103901_200888231 | 246.466 | bal_1P_4/0AA | 8103901 | no | no |  |  | no |  |  | 0 | 0 | 0 | 0
oh_line_8103901_200888232 |  | AD | node_8103901_200888231 | node_8103901_200888232 | 226.318 | bal_1P_4/0AA | 8103901 | no | no |  |  | no |  |  | 0 | 0 | 0 | 0
oh_line_8103901_200888233 |  | AD | node_8103901_200888232 | node_8103901_200888233 | 252.586 | bal_1P_4/0AA | 8103901 | no | no |  |  | no |  |  | 0 | 0 | 0 | 0
oh_line_8103901_200888234 |  | AD | node_8103901_200888233 | node_8103901_200888234 | 50.718 | bal_1P_2AC | 8103901 | no | no |  |  | no |  |  | 0 | 0 | 0 | 0
oh_line_8103901_200888235 |  | AD | node_8103901_200888233 | node_8103901_200888235 | 233.197 | bal_1P_4/0AA | 8103901 | no | no |  |  | no |  |  | 0 | 0 | 0 | 0
oh_line_8103901_200888236 |  | AD | node_8103901_200888235 | node_8103901_200888236 | 186.118 | bal_1P_4/0AA | 8103901 | no | no |  |  | no |  |  | 0 | 0 | 0 | 0
oh_line_8103901_200888237 |  | AD | node_8103901_200888236 | node_8103901_200888237 | 209.066 | bal_1P_4/0AA | 8103901 | no | no |  |  | no |  |  | 0 | 0 | 0 | 0
oh_line_8103901_200888238 |  | AD | node_8103901_200888237 | node_8103901_200888238 | 197.088 | bal_1P_4/0AA | 8103901 | no | no |  |  | no |  |  | 0 | 0 | 0 | 0
oh_line_8103901_200888239 |  | AD | node_8103901_200888238 | node_8103901_200888239 | 334.218 | bal_1P_4/0AA | 8103901 | no | no |  |  | no |  |  | 0 | 0 | 0 | 0
oh_line_8103901_200888240 |  | AD | node_8103901_200888239 | node_8103901_200888240 | 338.258 | bal_1P_4/0AA | 8103901 | no | no |  |  | no |  |  | 0 | 0 | 0 | 0
oh_line_8103901_200888241 |  | AD | node_8103901_200888240 | node_8103901_200888241 | 315.567 | bal_1P_4/0AA | 8103901 | no | no |  |  | no |  |  | 0 | 0 | 0 | 0
oh_line_8103901_200888242 |  | AD | node_8103901_200888241 | node_8103901_200888242 | 155.064 | bal_1P_4/0AA | 8103901 | no | no |  |  | no |  |  | 0 | 0 | 0 | 0
oh_line_8103901_200888243 |  | AD | node_8103901_200888242 | node_8103901_200888243 | 213.602 | bal_1P_4/0AA | 8103901 | no | no |  |  | no |  |  | 0 | 0 | 0 | 0
oh_line_8103901_200888244 |  | AD | node_8103901_200888243 | node_8103901_200888244 | 229.399 | bal_1P_4/0AA | 8103901 | no | no |  |  | no |  |  | 0 | 0 | 0 | 0
oh_line_8103901_200888245 |  | AD | node_8103901_200888244 | node_8103901_200888245 | 174.315 | bal_1P_4/0AA | 8103901 | no | no |  |  | no |  |  | 0 | 0 | 0 | 0
oh_line_8103901_200888246 |  | AD | node_8103901_200888245 | node_8103901_200888246 | 340.025 | bal_1P_4/0AA | 8103901 | no | no |  |  | no |  |  | 0 | 0 | 0 | 0
oh_line_8103901_200888247 |  | AD | node_8103901_200888246 | node_8103901_200888247 | 361.149 | bal_1P_4/0AA | 8103901 | no | no |  |  | no |  |  | 0 | 0 | 0 | 0
oh_line_8103901_200888248 |  | AD | node_8103901_200888247 | node_8103901_200888248 | 307.464 | bal_1P_4/0AA | 8103901 | no | no |  |  | no |  |  | 0 | 0 | 0 | 0
oh_line_8103901_200888249 |  | AD | node_8103901_200888248 | node_8103901_200888249 | 219.329 | bal_1P_4/0AA | 8103901 | no | no |  |  | no |  |  | 0 | 0 | 0 | 0
oh_line_8103901_200888250 |  | AD | node_8103901_200888249 | node_8103901_200888250 | 229.004 | bal_1P_4/0AA | 8103901 | no | no |  |  | no |  |  | 0 | 0 | 0 | 0
oh_line_8103901_200888251 |  | AD | node_8103901_200888250 | node_8103901_200888251 | 221.685 | bal_1P_4/0AA | 8103901 | no | no |  |  | no |  |  | 0 | 0 | 0 | 0
oh_line_8103901_200888252 |  | AD | node_8103901_200888251 | node_8103901_200888252 | 141.417 | bal_1P_4/0AA | 8103901 | no | no |  |  | no |  |  | 0 | 0 | 0 | 0
oh_line_8103901_200888253 |  | AD | node_8103901_200888252 | node_8103901_200888253 | 228.938 | bal_1P_4/0AA | 8103901 | no | no |  |  | no |  |  | 0 | 0 | 0 | 0
oh_line_8103901_200888254 |  | AD | node_8103901_200888253 | node_8103901_200888254 | 218.772 | bal_1P_4/0AA | 8103901 | no | no |  |  | no |  |  | 0 | 0 | 0 | 0
oh_line_8103901_200888255 |  | AD | node_8103901_200888254 | node_8103901_200888255 | 221.644 | bal_1P_4/0AA | 8103901 | no | no |  |  | no |  |  | 0 | 0 | 0 | 0
oh_line_8103901_200888258 |  | AD | node_8103901_200888255 | node_8103901_200888258 | 295.321 | bal_1P_1/0AC | 8103901 | no | no |  |  | no |  |  | 0 | 0 | 0 | 0
oh_line_8103901_200888259 |  | AD | node_8103901_200888258 | node_8103901_200888259 | 183.673 | bal_1P_1/0AC | 8103901 | no | no |  |  | no |  |  | 0 | 0 | 0 | 0
oh_line_8103901_200888265 |  | AD | node_8103901_200888267 | node_8103901_200888265 | 48.185 | bal_1P_1/0AC | 8103901 | no | no |  |  | no |  |  | 0 | 0 | 0 | 0
oh_line_8103901_200888266 |  | AD | node_8103901_200888098 | node_8103901_200888266 | 171.706 | bal_1P_1/0AC | 8103901 | no | no |  |  | no |  |  | 0 | 0 | 0 | 0
oh_line_8103901_200888267 |  | AD | node_8103901_200888361 | node_8103901_200888267 | 150.996 | bal_1P_1/0AC | 8103901 | no | no |  |  | no |  |  | 0 | 0 | 0 | 0
oh_line_8103901_200888269 |  | AD | node_8103901_200888265 | node_8103901_200888269 | 154.325 | bal_1P_2AC | 8103901 | no | no |  |  | no |  |  | 0 | 0 | 0 | 0
oh_line_8103901_200888270 |  | AD | node_8103901_200888269 | node_intto1_8103901_200888270 | 190.783 | bal_1P_2AC | 8103901 | no | no |  |  | no |  |  | 0 | 0 | 0 | 0
oh_line_8103901_200888271 |  | AD | node_8103901_200888270 | node_8103901_200888271 | 200.367 | bal_1P_2AC | 8103901 | no | no |  |  | no |  |  | 0 | 0 | 0 | 0
oh_line_8103901_200888272 |  | AD | node_8103901_200888271 | node_8103901_200888272 | 211.403 | bal_1P_2AC | 8103901 | no | no |  |  | no |  |  | 0 | 0 | 0 | 0
oh_line_8103901_200888273 |  | AD | node_8103901_200888272 | node_8103901_200888273 | 198.445 | bal_1P_2AC | 8103901 | no | no |  |  | no |  |  | 0 | 0 | 0 | 0
oh_line_8103901_200888274 |  | AD | node_8103901_200888273 | node_8103901_200888274 | 199.155 | bal_1P_2AC | 8103901 | no | no |  |  | no |  |  | 0 | 0 | 0 | 0
oh_line_8103901_200888276 |  | AD | node_8103901_200888274 | node_8103901_200888276 | 301.455 | bal_1P_2AC | 8103901 | no | no |  |  | no |  |  | 0 | 0 | 0 | 0
oh_line_8103901_200888277 |  | AD | node_8103901_200888276 | node_8103901_200888277 | 247.828 | bal_1P_2AC | 8103901 | no | no |  |  | no |  |  | 0 | 0 | 0 | 0
oh_line_8103901_200888278 |  | AD | node_8103901_200888266 | node_8103901_200888278 | 59.78 | bal_1P_1/0AC | 8103901 | no | no |  |  | no |  |  | 0 | 0 | 0 | 0
oh_line_8103901_200888279 |  | AD | node_8103901_200888277 | node_8103901_200888279 | 222.437 | bal_1P_2AC | 8103901 | no | no |  |  | no |  |  | 0 | 0 | 0 | 0
oh_line_8103901_200888280 |  | AD | node_8103901_200888279 | node_8103901_200888280 | 252.233 | bal_1P_2AC | 8103901 | no | no |  |  | no |  |  | 0 | 0 | 0 | 0
oh_line_8103901_200888281 |  | AD | node_8103901_200888280 | node_8103901_200888281 | 217.975 | bal_1P_2AC | 8103901 | no | no |  |  | no |  |  | 0 | 0 | 0 | 0
oh_line_8103901_200888282 |  | AD | node_8103901_200888281 | node_8103901_200888282 | 193.26 | bal_1P_2AC | 8103901 | no | no |  |  | no |  |  | 0 | 0 | 0 | 0
oh_line_8103901_200888283 |  | AD | node_8103901_200888282 | node_8103901_200888283 | 215.442 | bal_1P_2AC | 8103901 | no | no |  |  | no |  |  | 0 | 0 | 0 | 0
oh_line_8103901_200888284 |  | AD | node_8103901_200888283 | node_8103901_200888284 | 209.375 | bal_1P_2AC | 8103901 | no | no |  |  | no |  |  | 0 | 0 | 0 | 0
oh_line_8103901_200888285 |  | AD | node_8103901_200888284 | node_8103901_200888285 | 250.027 | bal_1P_2AC | 8103901 | no | no |  |  | no |  |  | 0 | 0 | 0 | 0
oh_line_8103901_200888287 |  | AD | node_8103901_200961888 | node_8103901_200888287 | 315.259 | bal_1P_2AC | 8103901 | no | no |  |  | no |  |  | 0 | 0 | 0 | 0
oh_line_8103901_200888288 |  | AD | node_8103901_200888287 | node_8103901_200888288 | 158.486 | bal_1P_2AC | 8103901 | no | no |  |  | no |  |  | 0 | 0 | 0 | 0
oh_line_8103901_200888289 |  | AD | node_8103901_200888287 | node_8103901_200888289 | 243.441 | bal_1P_2AC | 8103901 | no | no |  |  | no |  |  | 0 | 0 | 0 | 0
oh_line_8103901_200888290 |  | AD | node_8103901_200888278 | node_8103901_200888290 | 135.612 | bal_1P_1/0AC | 8103901 | no | no |  |  | no |  |  | 0 | 0 | 0 | 0
oh_line_8103901_200888291 |  | AD | node_8103901_200888289 | node_8103901_200888291 | 274.846 | bal_1P_2AC | 8103901 | no | no |  |  | no |  |  | 0 | 0 | 0 | 0
oh_line_8103901_200888292 |  | AD | node_8103901_200888291 | node_8103901_200888292 | 184.707 | bal_1P_2AC | 8103901 | no | no |  |  | no |  |  | 0 | 0 | 0 | 0
oh_line_8103901_200888293 |  | AD | node_8103901_200888292 | node_8103901_200888293 | 249.09 | bal_1P_2AC | 8103901 | no | no |  |  | no |  |  | 0 | 0 | 0 | 0
oh_line_8103901_200888294 |  | AD | node_8103901_200888293 | node_8103901_200888294 | 217.005 | bal_1P_2AC | 8103901 | no | no |  |  | no |  |  | 0 | 0 | 0 | 0
oh_line_8103901_200888296 |  | AD | node_8103901_200888294 | node_8103901_200888296 | 197.839 | bal_1P_2AC | 8103901 | no | no |  |  | no |  |  | 0 | 0 | 0 | 0
oh_line_8103901_200888297 |  | AD | node_8103901_200888296 | node_8103901_200888297 | 316.225 | bal_1P_2AC | 8103901 | no | no |  |  | no |  |  | 0 | 0 | 0 | 0
oh_line_8103901_200888298 |  | AD | node_8103901_200888297 | node_8103901_200888298 | 321.169 | bal_1P_2AC | 8103901 | no | no |  |  | no |  |  | 0 | 0 | 0 | 0
oh_line_8103901_200888299 |  | AD | node_8103901_200888298 | node_8103901_200888299 | 242.407 | bal_1P_2AC | 8103901 | no | no |  |  | no |  |  | 0 | 0 | 0 | 0
oh_line_8103901_200888300 |  | AD | node_8103901_200888299 | node_8103901_200888300 | 388.78 | bal_1P_2AC | 8103901 | no | no |  |  | no |  |  | 0 | 0 | 0 | 0
oh_line_8103901_200888302 |  | AD | node_8103901_200888299 | node_8103901_200888302 | 251.837 | bal_1P_2AC | 8103901 | no | no |  |  | no |  |  | 0 | 0 | 0 | 0
oh_line_8103901_200888303 |  | AD | node_8103901_200888290 | node_8103901_200888303 | 158.555 | bal_1P_1/0AC | 8103901 | no | no |  |  | no |  |  | 0 | 0 | 0 | 0
oh_line_8103901_200888304 |  | AD | node_8103901_200888302 | node_8103901_200888304 | 251.574 | bal_1P_2AC | 8103901 | no | no |  |  | no |  |  | 0 | 0 | 0 | 0
oh_line_8103901_200888305 |  | AD | node_8103901_200888304 | node_8103901_200888305 | 240.313 | bal_1P_2AC | 8103901 | no | no |  |  | no |  |  | 0 | 0 | 0 | 0
oh_line_8103901_200888306 |  | AD | node_8103901_200888305 | node_8103901_200888306 | 249.863 | bal_1P_2AC | 8103901 | no | no |  |  | no |  |  | 0 | 0 | 0 | 0
oh_line_8103901_200888307 |  | AD | node_8103901_200888306 | node_8103901_200888307 | 248.248 | bal_1P_2AC | 8103901 | no | no |  |  | no |  |  | 0 | 0 | 0 | 0
oh_line_8103901_200888308 |  | AD | node_8103901_200888307 | node_8103901_200888308 | 285.986 | bal_1P_2AC | 8103901 | no | no |  |  | no |  |  | 0 | 0 | 0 | 0
oh_line_8103901_200888309 |  | AD | node_8103901_200888308 | node_8103901_200888309 | 305.418 | bal_1P_2AC | 8103901 | no | no |  |  | no |  |  | 0 | 0 | 0 | 0
oh_line_8103901_200888310 |  | AD | node_8103901_200888309 | node_8103901_200888310 | 183.262 | bal_1P_2AC | 8103901 | no | no |  |  | no |  |  | 0 | 0 | 0 | 0
oh_line_8103901_200888311 |  | AD | node_8103901_200888310 | node_8103901_200888311 | 200.275 | bal_1P_2AC | 8103901 | no | no |  |  | no |  |  | 0 | 0 | 0 | 0
oh_line_8103901_200888312 |  | AD | node_8103901_200888311 | node_8103901_200888312 | 276.762 | bal_1P_2AC | 8103901 | no | no |  |  | no |  |  | 0 | 0 | 0 | 0
oh_line_8103901_200888313 |  | AD | node_8103901_200888312 | node_8103901_200888313 | 239.672 | bal_1P_2AC | 8103901 | no | no |  |  | no |  |  | 0 | 0 | 0 | 0
oh_line_8103901_200888314 |  | AD | node_8103901_200888303 | node_8103901_200888314 | 142.277 | bal_1P_1/0AC | 8103901 | no | no |  |  | no |  |  | 0 | 0 | 0 | 0
oh_line_8103901_200888315 |  | AD | node_8103901_200888313 | node_8103901_200888315 | 248.669 | bal_1P_2AC | 8103901 | no | no |  |  | no |  |  | 0 | 0 | 0 | 0
oh_line_8103901_200888317 |  | AD | node_8103901_200888315 | node_8103901_200888317 | 438.281 | bal_1P_2AC | 8103901 | no | no |  |  | no |  |  | 0 | 0 | 0 | 0
oh_line_8103901_200888318 |  | AD | node_8103901_200888317 | node_intto1_8103901_200888318 | 325.753 | bal_1P_2AC | 8103901 | no | no |  |  | no |  |  | 0 | 0 | 0 | 0
oh_line_8103901_200888319-1 |  | AD | node_8103901_200888318 | node_1311730_854_15377079_478 | 345.82 | bal_1P_2AC | 8103901 | no | no |  |  | no |  |  | 0 | 0 | 0 | 0
oh_line_8103901_200888319-2 |  | AD | node_1311730_854_15377079_478 | node_8103901_200888319 | 5.227 | bal_1P_2AC | 8103901 | no | no |  |  | no |  |  | 0 | 0 | 0 | 0
oh_line_8103901_200888320 |  | AD | node_8103901_200888319 | node_8103901_200888320 | 312.478 | bal_1P_2AC | 8103901 | no | no |  |  | no |  |  | 0 | 0 | 0 | 0
oh_line_8103901_200888321 |  | AD | node_8103901_200888320 | node_8103901_200888321 | 227.284 | bal_1P_2AC | 8103901 | no | no |  |  | no |  |  | 0 | 0 | 0 | 0
oh_line_8103901_200888322 |  | AD | node_8103901_200888321 | node_8103901_200888322 | 249.697 | bal_1P_2AC | 8103901 | no | no |  |  | no |  |  | 0 | 0 | 0 | 0
oh_line_8103901_200888323 |  | AD | node_8103901_200888322 | node_8103901_200888323 | 287.634 | bal_1P_2AC | 8103901 | no | no |  |  | no |  |  | 0 | 0 | 0 | 0
oh_line_8103901_200888324 |  | AD | node_8103901_200888323 | node_8103901_200888324 | 249.54 | bal_1P_2AC | 8103901 | no | no |  |  | no |  |  | 0 | 0 | 0 | 0
oh_line_8103901_200888325 |  | AD | node_8103901_200888324 | node_8103901_200888325 | 253.591 | bal_1P_2AC | 8103901 | no | no |  |  | no |  |  | 0 | 0 | 0 | 0
oh_line_8103901_200888326 |  | AD | node_8103901_200888325 | node_8103901_200888326 | 93.13 | bal_1P_1/0AA | 8103901 | no | no |  |  | no |  |  | 0 | 0 | 0 | 0
oh_line_8103901_200888327 |  | AD | node_8103901_200888325 | node_8103901_200888327 | 247.92 | bal_1P_2AC | 8103901 | no | no |  |  | no |  |  | 0 | 0 | 0 | 0
oh_line_8103901_200888328 |  | AD | node_8103901_200888327 | node_8103901_200888328 | 238.181 | bal_1P_2AC | 8103901 | no | no |  |  | no |  |  | 0 | 0 | 0 | 0
oh_line_8103901_200888329 |  | AD | node_8103901_200888328 | node_8103901_200888329 | 237.973 | bal_1P_2AC | 8103901 | no | no |  |  | no |  |  | 0 | 0 | 0 | 0
oh_line_8103901_200888330 |  | AD | node_8103901_200888329 | node_8103901_200888330 | 262.609 | bal_1P_2AC | 8103901 | no | no |  |  | no |  |  | 0 | 0 | 0 | 0
oh_line_8103901_200888331 |  | AD | node_8103901_200888330 | node_8103901_200888331 | 191.536 | bal_1P_2AC | 8103901 | no | no |  |  | no |  |  | 0 | 0 | 0 | 0
oh_line_8103901_200888332 |  | AD | node_8103901_200888331 | node_8103901_200888332 | 357.093 | bal_1P_2AC | 8103901 | no | no |  |  | no |  |  | 0 | 0 | 0 | 0
oh_line_8103901_200888333 |  | AD | node_8103901_200888332 | node_8103901_200888333 | 395.222 | bal_1P_2AC | 8103901 | no | no |  |  | no |  |  | 0 | 0 | 0 | 0
oh_line_8103901_200888334 |  | AD | node_8103901_200888314 | node_8103901_200888334 | 141.327 | bal_1P_1/0AC | 8103901 | no | no |  |  | no |  |  | 0 | 0 | 0 | 0
oh_line_8103901_200888335 |  | AD | node_8103901_200888333 | node_8103901_200888335 | 304.077 | bal_1P_2AC | 8103901 | no | no |  |  | no |  |  | 0 | 0 | 0 | 0
oh_line_8103901_200888336 |  | AD | node_8103901_200888335 | node_8103901_200888336 | 60.231 | bal_1P_1/0AA | 8103901 | no | no |  |  | no |  |  | 0 | 0 | 0 | 0
oh_line_8103901_200888337 |  | AD | node_8103901_200888335 | node_8103901_200888337 | 242.503 | bal_1P_2AC | 8103901 | no | no |  |  | no |  |  | 0 | 0 | 0 | 0
oh_line_8103901_200888338 |  | AD | node_8103901_200888337 | node_8103901_200888338 | 259.768 | bal_1P_2AC | 8103901 | no | no |  |  | no |  |  | 0 | 0 | 0 | 0
oh_line_8103901_200888339 |  | AD | node_8103901_200888338 | node_8103901_200888339 | 322.941 | bal_1P_2AC | 8103901 | no | no |  |  | no |  |  | 0 | 0 | 0 | 0
oh_line_8103901_200888340 |  | AD | node_8103901_200888339 | node_8103901_200888340 | 325.616 | bal_1P_3-104CW | 8103901 | no | no |  |  | no |  |  | 0 | 0 | 0 | 0
oh_line_8103901_200888342 |  | AD | node_8103901_200888340 | node_8103901_200888342 | 243.099 | bal_1P_3-104CW | 8103901 | no | no |  |  | no |  |  | 0 | 0 | 0 | 0
oh_line_8103901_200888343 |  | AD | node_8103901_200888342 | node_8103901_200888343 | 248.657 | bal_1P_3-104CW | 8103901 | no | no |  |  | no |  |  | 0 | 0 | 0 | 0
oh_line_8103901_200888344 |  | AD | node_8103901_200888343 | node_8103901_200888344 | 297.432 | bal_1P_3-104CW | 8103901 | no | no |  |  | no |  |  | 0 | 0 | 0 | 0
oh_line_8103901_200888345 |  | AD | node_8103901_200888344 | node_8103901_200888345 | 194.119 | bal_1P_3-104CW | 8103901 | no | no |  |  | no |  |  | 0 | 0 | 0 | 0
oh_line_8103901_200888346 |  | AD | node_8103901_200888345 | node_8103901_200888346 | 278.998 | bal_1P_3-104CW | 8103901 | no | no |  |  | no |  |  | 0 | 0 | 0 | 0
oh_line_8103901_200888348 |  | AD | node_8103901_200888346 | node_8103901_200888348 | 341.8 | bal_1P_3-104CW | 8103901 | no | no |  |  | no |  |  | 0 | 0 | 0 | 0
oh_line_8103901_200888349 |  | AD | node_8103901_200888348 | node_8103901_200888349 | 261.181 | bal_1P_3-104CW | 8103901 | no | no |  |  | no |  |  | 0 | 0 | 0 | 0
oh_line_8103901_200888352 |  | AD | node_8103901_201007950 | node_8103901_200888352 | 298.055 | bal_1P_3-104CW | 8103901 | no | no |  |  | no |  |  | 0 | 0 | 0 | 0
oh_line_8103901_200888353 |  | AD | node_8103901_200888334 | node_8103901_200888353 | 112.204 | bal_1P_1/0AC | 8103901 | no | no |  |  | no |  |  | 0 | 0 | 0 | 0
oh_line_8103901_200888354 |  | AD | node_8103901_200888352 | node_8103901_200888354 | 354.49 | bal_1P_3-104CW | 8103901 | no | no |  |  | no |  |  | 0 | 0 | 0 | 0
oh_line_8103901_200888355 |  | AD | node_8103901_200888354 | node_8103901_200888355 | 137.919 | bal_1P_1/0AA | 8103901 | no | no |  |  | no |  |  | 0 | 0 | 0 | 0
oh_line_8103901_200888356 |  | AD | node_8103901_200888354 | node_8103901_200888356 | 367.931 | bal_1P_1/0AA | 8103901 | no | no |  |  | no |  |  | 0 | 0 | 0 | 0
oh_line_8103901_200888357 |  | AD | node_8103901_200888356 | node_8103901_200888357 | 299.895 | bal_1P_3-104CW | 8103901 | no | no |  |  | no |  |  | 0 | 0 | 0 | 0
oh_line_8103901_200888358 |  | AD | node_8103901_200888357 | node_8103901_200888358 | 296.022 | bal_1P_3-104CW | 8103901 | no | no |  |  | no |  |  | 0 | 0 | 0 | 0
oh_line_8103901_200888359 |  | AD | node_8103901_200888358 | node_8103901_200888359 | 202.639 | bal_1P_3-104CW | 8103901 | no | no |  |  | no |  |  | 0 | 0 | 0 | 0
oh_line_8103901_200888361 |  | AD | node_8103901_200950711 | node_8103901_200888361 | 146.958 | bal_1P_1/0AC | 8103901 | no | no |  |  | no |  |  | 0 | 0 | 0 | 0
oh_line_8103901_200888362 |  | AD | node_8103901_200888218 | node_8103901_200888362 | 158.444 | bal_1P_1/0AA | 8103901 | no | no |  |  | no |  |  | 0 | 0 | 0 | 0
oh_line_8103901_200888363 |  | AD | node_8103901_200888362 | node_8103901_200888363 | 144.387 | bal_1P_1/0AA | 8103901 | no | no |  |  | no |  |  | 0 | 0 | 0 | 0
oh_line_8103901_200888364 |  | AD | node_8103901_200888363 | node_8103901_200888364 | 128.221 | bal_1P_1/0AA | 8103901 | no | no |  |  | no |  |  | 0 | 0 | 0 | 0
oh_line_8103901_200888365 |  | AD | node_8103901_200888364 | node_8103901_200888365 | 169.514 | bal_1P_1/0AC | 8103901 | no | no |  |  | no |  |  | 0 | 0 | 0 | 0
oh_line_8103901_200888367 |  | AD | node_8103901_200888365 | node_8103901_200888367 | 98.892 | bal_1P_1/0AC | 8103901 | no | no |  |  | no |  |  | 0 | 0 | 0 | 0
oh_line_8103901_200888368 |  | AD | node_8103901_200888367 | node_8103901_200888368 | 81.31 | bal_1P_1/0AC | 8103901 | no | no |  |  | no |  |  | 0 | 0 | 0 | 0
oh_line_8103901_200888372 |  | AD | node_8103901_200888381 | node_8103901_200888372 | 414.87 | bal_1P_3-104CW | 8103901 | no | no |  |  | no |  |  | 0 | 0 | 0 | 0
oh_line_8103901_200888373 |  | AD | node_8103901_200888372 | node_8103901_200888373 | 391.783 | bal_1P_3-104CW | 8103901 | no | no |  |  | no |  |  | 0 | 0 | 0 | 0
oh_line_8103901_200888374 |  | AD | node_8103901_200888315 | node_8103901_200888374 | 343.432 | bal_1P_2AC | 8103901 | no | no |  |  | no |  |  | 0 | 0 | 0 | 0
oh_line_8103901_200888375 |  | AD | node_8103901_200888374 | node_intto1_8103901_200888375 | 256.471 | bal_1P_2AC | 8103901 | no | no |  |  | no |  |  | 0 | 0 | 0 | 0
oh_line_8103901_200888376 |  | AD | node_8103901_200888375 | node_8103901_200888376 | 297.865 | bal_1P_2AC | 8103901 | no | no |  |  | no |  |  | 0 | 0 | 0 | 0
oh_line_8103901_200888377 |  | AD | node_8103901_200888376 | node_8103901_200888377 | 178.204 | bal_1P_2AC | 8103901 | no | no |  |  | no |  |  | 0 | 0 | 0 | 0
oh_line_8103901_200888378 |  | AD | node_8103901_200888377 | node_8103901_200888378 | 218.091 | bal_1P_2AC | 8103901 | no | no |  |  | no |  |  | 0 | 0 | 0 | 0
oh_line_8103901_200888379 |  | AD | node_8103901_200888378 | node_8103901_200888379 | 192.574 | bal_1P_2AC | 8103901 | no | no |  |  | no |  |  | 0 | 0 | 0 | 0
oh_line_8103901_200888380 |  | AD | node_8103901_200888379 | node_8103901_200888380 | 206.792 | bal_1P_2AC | 8103901 | no | no |  |  | no |  |  | 0 | 0 | 0 | 0
oh_line_8103901_200888381 |  | AD | node_8103901_200888380 | node_8103901_200888381 | 462.755 | bal_1P_3-104CW | 8103901 | no | no |  |  | no |  |  | 0 | 0 | 0 | 0
oh_line_8103901_200888386 |  | ABCD | node_8103901_200888447 | node_8103901_200888386 | 278.714 | bal_3P_4/0AL | 8103901 | no | no |  |  | no |  |  | 0 | 0 | 0 | 0
oh_line_8103901_200888387 |  | ABCD | node_8103901_200888098 | node_8103901_200888387 | 134.887 | bal_3P_477AL | 8103901 | no | no |  |  | no |  |  | 0 | 0 | 0 | 0
oh_line_8103901_200888388 |  | ABCD | node_8103901_200888465 | node_8103901_200888388 | 213.541 | bal_3P_4/0AL | 8103901 | no | no |  |  | no |  |  | 0 | 0 | 0 | 0
oh_line_8103901_200888390 |  | ABCD | node_8103901_200888388 | node_8103901_200888390 | 241.059 | bal_3P_4/0AL | 8103901 | no | no |  |  | no |  |  | 0 | 0 | 0 | 0
oh_line_8103901_200888392 |  | ABCD | node_8103901_200888390 | node_8103901_200888392 | 239.597 | bal_3P_4/0AL | 8103901 | no | no |  |  | no |  |  | 0 | 0 | 0 | 0
oh_line_8103901_200888394 |  | AD | node_8103901_200888392 | node_8103901_200888394 | 199.76 | bal_1P_1/0AA | 8103901 | no | no |  |  | no |  |  | 0 | 0 | 0 | 0
oh_line_8103901_200888395 |  | AD | node_8103901_200888394 | node_8103901_200888395 | 195.781 | bal_1P_1/0AA | 8103901 | no | no |  |  | no |  |  | 0 | 0 | 0 | 0
oh_line_8103901_200888396 |  | ABCD | node_8103901_200888392 | node_8103901_200888396 | 239.373 | bal_3P_4/0AL | 8103901 | no | no |  |  | no |  |  | 0 | 0 | 0 | 0
oh_line_8103901_200888399 |  | AD | node_8103901_200972677 | node_8103901_200888399 | 167.658 | bal_1P_1/0AC | 8103901 | no | no |  |  | no |  |  | 0 | 0 | 0 | 0
oh_line_8103901_200888401 |  | AD | node_8103901_200888399 | node_8103901_200888401 | 173.662 | bal_1P_1/0AC | 8103901 | no | no |  |  | no |  |  | 0 | 0 | 0 | 0
oh_line_8103901_200888402 |  | ABCD | node_8103901_200888396 | node_8103901_200888402 | 215.768 | bal_3P_4/0AL | 8103901 | no | no |  |  | no |  |  | 0 | 0 | 0 | 0
oh_line_8103901_200888403 |  | ABCD | node_8103901_200888402 | node_8103901_200888403 | 216.764 | bal_3P_4/0AL | 8103901 | no | no |  |  | no |  |  | 0 | 0 | 0 | 0
oh_line_8103901_200888404 |  | ABCD | node_8103901_200888403 | node_8103901_200888404 | 242.206 | bal_3P_4/0AL | 8103901 | no | no |  |  | no |  |  | 0 | 0 | 0 | 0
oh_line_8103901_200888405 |  | ABCD | node_8103901_200888404 | node_8103901_200888405 | 269.999 | bal_3P_4/0AL | 8103901 | no | no |  |  | no |  |  | 0 | 0 | 0 | 0
oh_line_8103901_200888408 |  | ABCD | node_8103901_201017479 | node_8103901_200888408 | 240.76 | bal_3P_4/0AL | 8103901 | no | no |  |  | no |  |  | 0 | 0 | 0 | 0
oh_line_8103901_200888409 |  | ABCD | node_8103901_200888408 | node_8103901_200888409 | 229.903 | bal_3P_1/0AA | 8103901 | no | no |  |  | no |  |  | 0 | 0 | 0 | 0
oh_line_8103901_200888410 |  | ABCD | node_8103901_200888387 | node_8103901_200888410 | 156.628 | bal_3P_4/0AL | 8103901 | no | no |  |  | no |  |  | 0 | 0 | 0 | 0
oh_line_8103901_200888411 |  | ABCD | node_8103901_200888408 | node_intto1_8103901_200888411 | 218.91 | bal_3P_4/0AL | 8103901 | no | no |  |  | no |  |  | 0 | 0 | 0 | 0
oh_line_8103901_200888412 |  | ABCD | node_8103901_200888411 | node_8103901_200888412 | 256.305 | bal_3P_4/0AL | 8103901 | no | no |  |  | no |  |  | 0 | 0 | 0 | 0
oh_line_8103901_200888413 |  | ABCD | node_8103901_200888412 | node_8103901_200888413 | 267.455 | bal_3P_4/0AL | 8103901 | no | no |  |  | no |  |  | 0 | 0 | 0 | 0
oh_line_8103901_200888414 |  | ABCD | node_8103901_200888413 | node_8103901_200888414 | 242.37 | bal_3P_4/0AL | 8103901 | no | no |  |  | no |  |  | 0 | 0 | 0 | 0
oh_line_8103901_200888415 |  | ABCD | node_8103901_200888414 | node_8103901_200888415 | 190.662 | bal_3P_4/0AL | 8103901 | no | no |  |  | no |  |  | 0 | 0 | 0 | 0
oh_line_8103901_200888416 |  | ABCD | node_8103901_200888415 | node_8103901_200888416 | 210.413 | bal_3P_4/0AA | 8103901 | no | no |  |  | no |  |  | 0 | 0 | 0 | 0
oh_line_8103901_200888417 |  | ABCD | node_8103901_200888416 | node_8103901_200888417 | 203.457 | bal_3P_4/0AA | 8103901 | no | no |  |  | no |  |  | 0 | 0 | 0 | 0
oh_line_8103901_200888418 |  | AD | node_8103901_200888417 | node_8103901_200888418 | 62.487 | bal_1P_1/0AA | 8103901 | no | no |  |  | no |  |  | 0 | 0 | 0 | 0
oh_line_8103901_200888419 |  | AD | node_8103901_200888418 | node_8103901_200888419 | 272.801 | bal_1P_1/0AA | 8103901 | no | no |  |  | no |  |  | 0 | 0 | 0 | 0
oh_line_8103901_200888420 |  | AD | node_8103901_200888419 | node_8103901_200888420 | 328.955 | bal_1P_1/0AA | 8103901 | no | no |  |  | no |  |  | 0 | 0 | 0 | 0
oh_line_8103901_200888421 |  | AD | node_8103901_200888417 | node_8103901_200888421 | 99.851 | bal_1P_2AC | 8103901 | no | no |  |  | no |  |  | 0 | 0 | 0 | 0
oh_line_8103901_200888422 |  | AD | node_8103901_200888421 | node_8103901_200888422 | 256.454 | bal_1P_2AC | 8103901 | no | no |  |  | no |  |  | 0 | 0 | 0 | 0
oh_line_8103901_200888423 |  | ABCD | node_8103901_200888417 | node_8103901_200888423 | 204.608 | bal_3P_4/0AA | 8103901 | no | no |  |  | no |  |  | 0 | 0 | 0 | 0
oh_line_8103901_200888424 |  | AD | node_8103901_200888423 | node_8103901_200888424 | 131.782 | bal_1P_1/0AA | 8103901 | no | no |  |  | no |  |  | 0 | 0 | 0 | 0
oh_line_8103901_200888425 |  | ABCD | node_8103901_200888423 | node_8103901_200888425 | 209.557 | bal_3P_4/0AA | 8103901 | no | no |  |  | no |  |  | 0 | 0 | 0 | 0
oh_line_8103901_200888426 |  | ABCD | node_8103901_200888410 | node_8103901_200888426 | 155.375 | bal_3P_4/0AL | 8103901 | no | no |  |  | no |  |  | 0 | 0 | 0 | 0
oh_line_8103901_200888428 |  | ABCD | node_8103901_200888425 | node_8103901_200888428 | 310.588 | bal_3P_4/0AL | 8103901 | no | no |  |  | no |  |  | 0 | 0 | 0 | 0
oh_line_8103901_200888429 |  | AD | node_8103901_200888428 | node_8103901_200888429 | 130.31 | bal_1P_2AC | 8103901 | no | no |  |  | no |  |  | 0 | 0 | 0 | 0
oh_line_8103901_200888431 |  | ABCD | node_8103901_200888428 | node_8103901_200888431 | 256.954 | bal_3P_4/0AL | 8103901 | no | no |  |  | no |  |  | 0 | 0 | 0 | 0
oh_line_8103901_200888432 |  | AD | node_8103901_200888431 | node_8103901_200888432 | 341.845 | bal_1P_1/0AA | 8103901 | no | no |  |  | no |  |  | 0 | 0 | 0 | 0
oh_line_8103901_200888433 |  | ABCD | node_8103901_200888431 | node_8103901_200888433 | 247.969 | bal_3P_4/0AL | 8103901 | no | no |  |  | no |  |  | 0 | 0 | 0 | 0
oh_line_8103901_200888434 |  | ABCD | node_8103901_200888433 | node_8103901_200888434 | 177.243 | bal_3P_4/0AL | 8103901 | no | no |  |  | no |  |  | 0 | 0 | 0 | 0
oh_line_8103901_200888436 |  | ABCD | node_8103901_200888434 | node_8103901_200888436 | 303.443 | bal_3P_4/0AL | 8103901 | no | no |  |  | no |  |  | 0 | 0 | 0 | 0
oh_line_8103901_200888437 |  | ABCD | node_8103901_200888436 | node_8103901_200888437 | 239.78 | bal_3P_4/0AL | 8103901 | no | no |  |  | no |  |  | 0 | 0 | 0 | 0
oh_line_8103901_200888438 |  | AD | node_8103901_200888437 | node_intto1_8103901_200888438 | 98.457 | bal_1P_1/0AA | 8103901 | no | no |  |  | no |  |  | 0 | 0 | 0 | 0
oh_line_8103901_200888439 |  | ABCD | node_8103901_200888437 | node_8103901_200888439 | 252.588 | bal_3P_4/0AL | 8103901 | no | no |  |  | no |  |  | 0 | 0 | 0 | 0
oh_line_8103901_200888441 |  | ABCD | node_8103901_200888439 | node_8103901_200888441 | 161.456 | bal_3P_4/0AL | 8103901 | no | no |  |  | no |  |  | 0 | 0 | 0 | 0
oh_line_8103901_200888442 |  | ABCD | node_8103901_200888441 | node_8103901_200888442 | 253.859 | bal_3P_4/0AL | 8103901 | no | no |  |  | no |  |  | 0 | 0 | 0 | 0
oh_line_8103901_200888444 |  | ABCD | node_8103901_200888442 | node_8103901_200888444 | 279.052 | bal_3P_4/0AL | 8103901 | no | no |  |  | no |  |  | 0 | 0 | 0 | 0
oh_line_8103901_200888445 |  | ABCD | node_8103901_200888426 | node_8103901_200888445 | 99.638 | bal_3P_4/0AL | 8103901 | no | no |  |  | no |  |  | 0 | 0 | 0 | 0
oh_line_8103901_200888446 |  | ABCD | node_8103901_200888444 | node_8103901_200888446 | 277.741 | bal_3P_4/0AL | 8103901 | no | no |  |  | no |  |  | 0 | 0 | 0 | 0
oh_line_8103901_200888447 |  | ABCD | node_8103901_200888446 | node_8103901_200888447 | 273.448 | bal_3P_4/0AL | 8103901 | no | no |  |  | no |  |  | 0 | 0 | 0 | 0
oh_line_8103901_200888448 |  | ABCD | node_8103901_200888386 | node_8103901_200888448 | 227.609 | bal_3P_4/0AC | 8103901 | no | no |  |  | no |  |  | 0 | 0 | 0 | 0
oh_line_8103901_200888449 |  | ABCD | node_8103901_200888448 | node_8103901_200888449 | 238.09 | bal_3P_4/0AC | 8103901 | no | no |  |  | no |  |  | 0 | 0 | 0 | 0
oh_line_8103901_200888450 |  | ABCD | node_8103901_200888449 | node_8103901_200888450 | 224.199 | bal_3P_4/0AC | 8103901 | no | no |  |  | no |  |  | 0 | 0 | 0 | 0
oh_line_8103901_200888451 |  | ABCD | node_8103901_200888450 | node_8103901_200888451 | 296.85 | bal_3P_4/0AC | 8103901 | no | no |  |  | no |  |  | 0 | 0 | 0 | 0
oh_line_8103901_200888452 |  | ABCD | node_8103901_200888451 | node_8103901_200888452 | 253.876 | bal_3P_4/0AC | 8103901 | no | no |  |  | no |  |  | 0 | 0 | 0 | 0
oh_line_8103901_200888453 |  | ABCD | node_8103901_200888452 | node_8103901_200888453 | 252.036 | bal_3P_4/0AC | 8103901 | no | no |  |  | no |  |  | 0 | 0 | 0 | 0
oh_line_8103901_200888454 |  | ABCD | node_8103901_200888453 | node_8103901_200888454 | 203.023 | bal_3P_4/0AC | 8103901 | no | no |  |  | no |  |  | 0 | 0 | 0 | 0
oh_line_8103901_200888455 |  | ABCD | node_8103901_200888454 | node_8103901_200888455 | 79.582 | bal_3P_4/0AC | 8103901 | no | no |  |  | no |  |  | 0 | 0 | 0 | 0
oh_line_8103901_200888456 |  | ABCD | node_8103901_200888445 | node_8103901_200888456 | 151.422 | bal_3P_4/0AL | 8103901 | no | no |  |  | no |  |  | 0 | 0 | 0 | 0
oh_line_8103901_200888462 |  | ABCD | node_8103901_200888456 | node_8103901_200888462 | 246.638 | bal_3P_4/0AL | 8103901 | no | no |  |  | no |  |  | 0 | 0 | 0 | 0
oh_line_8103901_200888463 |  | ABCD | node_8103901_200888462 | node_8103901_200888463 | 267.297 | bal_3P_4/0AL | 8103901 | no | no |  |  | no |  |  | 0 | 0 | 0 | 0
oh_line_8103901_200888464 |  | ABCD | node_8103901_200888463 | node_8103901_200888464 | 237.589 | bal_3P_4/0AL | 8103901 | no | no |  |  | no |  |  | 0 | 0 | 0 | 0
oh_line_8103901_200888465 |  | ABCD | node_8103901_200888464 | node_8103901_200888465 | 219.794 | bal_3P_4/0AL | 8103901 | no | no |  |  | no |  |  | 0 | 0 | 0 | 0
oh_line_8103901_200888468 |  | AD | node_8103901_200888182 | node_8103901_200888468 | 292.612 | bal_1P_4/0AC | 8103901 | no | no |  |  | no |  |  | 0 | 0 | 0 | 0
oh_line_8103901_200888469 |  | AD | node_8103901_200888516 | node_8103901_200888469 | 309.594 | bal_1P_4/0AC | 8103901 | no | no |  |  | no |  |  | 0 | 0 | 0 | 0
oh_line_8103901_200888470 |  | AD | node_8103901_200888469 | node_8103901_200888470 | 309.895 | bal_1P_4/0AC | 8103901 | no | no |  |  | no |  |  | 0 | 0 | 0 | 0
oh_line_8103901_200888471 |  | AD | node_8103901_200888470 | node_8103901_200888471 | 324.833 | bal_1P_4/0AC | 8103901 | no | no |  |  | no |  |  | 0 | 0 | 0 | 0
oh_line_8103901_200888472 |  | AD | node_8103901_200888471 | node_8103901_200888472 | 220.834 | bal_1P_4/0AC | 8103901 | no | no |  |  | no |  |  | 0 | 0 | 0 | 0
oh_line_8103901_200888473 |  | AD | node_8103901_200888472 | node_8103901_200888473 | 302.209 | bal_1P_4/0AC | 8103901 | no | no |  |  | no |  |  | 0 | 0 | 0 | 0
oh_line_8103901_200888474 |  | AD | node_8103901_200888473 | node_8103901_200888474 | 222.953 | bal_1P_4/0AC | 8103901 | no | no |  |  | no |  |  | 0 | 0 | 0 | 0
oh_line_8103901_200888475 |  | AD | node_8103901_200888474 | node_8103901_200888475 | 354.711 | bal_1P_1/0AC | 8103901 | no | no |  |  | no |  |  | 0 | 0 | 0 | 0
oh_line_8103901_200888476 |  | AD | node_8103901_200888475 | node_8103901_200888476 | 350.449 | bal_1P_1/0AC | 8103901 | no | no |  |  | no |  |  | 0 | 0 | 0 | 0
oh_line_8103901_200888478 |  | AD | node_8103901_200888474 | node_8103901_200888478 | 261.924 | bal_1P_4/0AC | 8103901 | no | no |  |  | no |  |  | 0 | 0 | 0 | 0
oh_line_8103901_200888479 |  | AD | node_8103901_200888478 | node_8103901_200888479 | 222.11 | bal_1P_2AC | 8103901 | no | no |  |  | no |  |  | 0 | 0 | 0 | 0
oh_line_8103901_200888480 |  | AD | node_8103901_200888478 | node_8103901_200888480 | 309.637 | bal_1P_1/0AA | 8103901 | no | no |  |  | no |  |  | 0 | 0 | 0 | 0
oh_line_8103901_200888482 |  | AD | node_8103901_200888478 | node_8103901_200888482 | 262.748 | bal_1P_4/0AC | 8103901 | no | no |  |  | no |  |  | 0 | 0 | 0 | 0
oh_line_8103901_200888483 |  | AD | node_8103901_200888482 | node_8103901_200888483 | 340.203 | bal_1P_1/0AC | 8103901 | no | no |  |  | no |  |  | 0 | 0 | 0 | 0
oh_line_8103901_200888484 |  | AD | node_8103901_200888483 | node_8103901_200888484 | 238.71 | bal_1P_1/0AC | 8103901 | no | no |  |  | no |  |  | 0 | 0 | 0 | 0
oh_line_8103901_200888485 |  | AD | node_8103901_200888483 | node_8103901_200888485 | 350.124 | bal_1P_1/0AC | 8103901 | no | no |  |  | no |  |  | 0 | 0 | 0 | 0
oh_line_8103901_200888487 |  | AD | node_8103901_200888482 | node_8103901_200888487 | 262.63 | bal_1P_4/0AC | 8103901 | no | no |  |  | no |  |  | 0 | 0 | 0 | 0
oh_line_8103901_200888488 |  | AD | node_8103901_200888487 | node_8103901_200888488 | 193.736 | bal_1P_4/0AC | 8103901 | no | no |  |  | no |  |  | 0 | 0 | 0 | 0
oh_line_8103901_200888489 |  | AD | node_8103901_200888468 | node_8103901_200888489 | 242.631 | bal_1P_4/0AC | 8103901 | no | no |  |  | no |  |  | 0 | 0 | 0 | 0
oh_line_8103901_200888490 |  | AD | node_8103901_200888488 | node_8103901_200888490 | 424.128 | bal_1P_4/0AC | 8103901 | no | no |  |  | no |  |  | 0 | 0 | 0 | 0
oh_line_8103901_200888491 |  | AD | node_8103901_200888490 | node_8103901_200888491 | 314.474 | bal_1P_4/0AC | 8103901 | no | no |  |  | no |  |  | 0 | 0 | 0 | 0
oh_line_8103901_200888492 |  | AD | node_8103901_200888491 | node_8103901_200888492 | 297.655 | bal_1P_4/0AC | 8103901 | no | no |  |  | no |  |  | 0 | 0 | 0 | 0
oh_line_8103901_200888493 |  | AD | node_8103901_200888492 | node_8103901_200888493 | 255.88 | bal_1P_4/0AC | 8103901 | no | no |  |  | no |  |  | 0 | 0 | 0 | 0
oh_line_8103901_200888494 |  | AD | node_8103901_200888493 | node_intto1_8103901_200888494 | 122.955 | bal_1P_2AC | 8103901 | no | no |  |  | no |  |  | 0 | 0 | 0 | 0
oh_line_8103901_200888495 |  | AD | node_8103901_200888494 | node_8103901_200888495 | 320.615 | bal_1P_2AC | 8103901 | no | no |  |  | no |  |  | 0 | 0 | 0 | 0
oh_line_8103901_200888496 |  | AD | node_8103901_200888495 | node_8103901_200888496 | 337.055 | bal_1P_2AC | 8103901 | no | no |  |  | no |  |  | 0 | 0 | 0 | 0
oh_line_8103901_200888497 |  | AD | node_8103901_200888496 | node_8103901_200888497 | 329.539 | bal_1P_2AC | 8103901 | no | no |  |  | no |  |  | 0 | 0 | 0 | 0
oh_line_8103901_200888498 |  | AD | node_8103901_200888494 | node_8103901_200888498 | 256.747 | bal_1P_1/0AC | 8103901 | no | no |  |  | no |  |  | 0 | 0 | 0 | 0
oh_line_8103901_200888499 |  | AD | node_8103901_200888498 | node_8103901_200888499 | 265.321 | bal_1P_1/0AC | 8103901 | no | no |  |  | no |  |  | 0 | 0 | 0 | 0
oh_line_8103901_200888500 |  | AD | node_8103901_200888493 | node_8103901_200888500 | 293.529 | bal_1P_1/0AC | 8103901 | no | no |  |  | no |  |  | 0 | 0 | 0 | 0
oh_line_8103901_200888501 |  | AD | node_8103901_200888500 | node_8103901_200888501 | 322.277 | bal_1P_1/0AC | 8103901 | no | no |  |  | no |  |  | 0 | 0 | 0 | 0
oh_line_8103901_200888502 |  | AD | node_8103901_200888501 | node_8103901_200888502 | 327.565 | bal_1P_1/0AC | 8103901 | no | no |  |  | no |  |  | 0 | 0 | 0 | 0
oh_line_8103901_200888503 |  | AD | node_8103901_200888502 | node_8103901_200888503 | 338.882 | bal_1P_1/0AC | 8103901 | no | no |  |  | no |  |  | 0 | 0 | 0 | 0
oh_line_8103901_200888504 |  | AD | node_8103901_200888503 | node_8103901_200888504 | 285.563 | bal_1P_1/0AC | 8103901 | no | no |  |  | no |  |  | 0 | 0 | 0 | 0
oh_line_8103901_200888506 |  | AD | node_8103901_200888504 | node_8103901_200888506 | 260.325 | bal_1P_1/0AC | 8103901 | no | no |  |  | no |  |  | 0 | 0 | 0 | 0
oh_line_8103901_200888507 |  | AD | node_8103901_200888489 | node_8103901_200888507 | 240.91 | bal_1P_4/0AC | 8103901 | no | no |  |  | no |  |  | 0 | 0 | 0 | 0
oh_line_8103901_200888508 |  | AD | node_8103901_200888506 | node_intto1_8103901_200888508 | 311.048 | bal_1P_1/0AC | 8103901 | no | no |  |  | no |  |  | 0 | 0 | 0 | 0
oh_line_8103901_200888509 |  | AD | node_8103901_200888508 | node_8103901_200888509 | 230.733 | bal_1P_1/0AC | 8103901 | no | no |  |  | no |  |  | 0 | 0 | 0 | 0
oh_line_8103901_200888510 |  | AD | node_8103901_200888507 | node_8103901_200888510 | 248.678 | bal_1P_4/0AC | 8103901 | no | no |  |  | no |  |  | 0 | 0 | 0 | 0
oh_line_8103901_200888512 |  | AD | node_8103901_200888510 | node_8103901_200888512 | 292.978 | bal_1P_4/0AC | 8103901 | no | no |  |  | no |  |  | 0 | 0 | 0 | 0
oh_line_8103901_200888513 |  | AD | node_8103901_200888512 | node_8103901_200888513 | 297.197 | bal_1P_4/0AC | 8103901 | no | no |  |  | no |  |  | 0 | 0 | 0 | 0
oh_line_8103901_200888514 |  | AD | node_8103901_200888513 | node_8103901_200888514 | 269.788 | bal_1P_4/0AC | 8103901 | no | no |  |  | no |  |  | 0 | 0 | 0 | 0
oh_line_8103901_200888515 |  | AD | node_8103901_200888514 | node_8103901_200888515 | 268.739 | bal_1P_4/0AC | 8103901 | no | no |  |  | no |  |  | 0 | 0 | 0 | 0
oh_line_8103901_200888516 |  | AD | node_8103901_200888515 | node_8103901_200888516 | 326.221 | bal_1P_4/0AC | 8103901 | no | no |  |  | no |  |  | 0 | 0 | 0 | 0
oh_line_8103901_200888541 |  | AD | node_8103901_200888542 | node_8103901_200888541 | 261.964 | bal_1P_1/0AC | 8103901 | no | no |  |  | no |  |  | 0 | 0 | 0 | 0
oh_line_8103901_200888542 |  | AD | node_8103901_200888543 | node_8103901_200888542 | 244.101 | bal_1P_1/0AC | 8103901 | no | no |  |  | no |  |  | 0 | 0 | 0 | 0
oh_line_8103901_200888543 |  | AD | node_8103901_200888544 | node_8103901_200888543 | 260.428 | bal_1P_1/0AC | 8103901 | no | no |  |  | no |  |  | 0 | 0 | 0 | 0
oh_line_8103901_200888544 |  | AD | node_8103901_200888545 | node_8103901_200888544 | 250.725 | bal_1P_1/0AC | 8103901 | no | no |  |  | no |  |  | 0 | 0 | 0 | 0
oh_line_8103901_200888545 |  | AD | node_8103901_200888546 | node_8103901_200888545 | 252.636 | bal_1P_1/0AC | 8103901 | no | no |  |  | no |  |  | 0 | 0 | 0 | 0
oh_line_8103901_200888546 |  | AD | node_8103901_200888547 | node_8103901_200888546 | 207.013 | bal_1P_1/0AC | 8103901 | no | no |  |  | no |  |  | 0 | 0 | 0 | 0
oh_line_8103901_200888547 |  | AD | node_8103901_200888548 | node_8103901_200888547 | 284.031 | bal_1P_1/0AC | 8103901 | no | no |  |  | no |  |  | 0 | 0 | 0 | 0
oh_line_8103901_200888548 |  | AD | node_8103901_200888549 | node_8103901_200888548 | 251.623 | bal_1P_1/0AC | 8103901 | no | no |  |  | no |  |  | 0 | 0 | 0 | 0
oh_line_8103901_200888549 |  | AD | node_8103901_200888550 | node_8103901_200888549 | 248.616 | bal_1P_1/0AC | 8103901 | no | no |  |  | no |  |  | 0 | 0 | 0 | 0
oh_line_8103901_200888550 |  | AD | node_8103901_200888551 | node_8103901_200888550 | 181.528 | bal_1P_1/0AC | 8103901 | no | no |  |  | no |  |  | 0 | 0 | 0 | 0
oh_line_8103901_200888551 |  | AD | node_8103901_200888552 | node_8103901_200888551 | 255.752 | bal_1P_1/0AC | 8103901 | no | no |  |  | no |  |  | 0 | 0 | 0 | 0
oh_line_8103901_200888552 |  | AD | node_8103901_200888553 | node_8103901_200888552 | 246.911 | bal_1P_1/0AC | 8103901 | no | no |  |  | no |  |  | 0 | 0 | 0 | 0
oh_line_8103901_200888553 |  | AD | node_8103901_200888554 | node_8103901_200888553 | 238.474 | bal_1P_1/0AC | 8103901 | no | no |  |  | no |  |  | 0 | 0 | 0 | 0
oh_line_8103901_200888554 |  | AD | node_8103901_200888555 | node_8103901_200888554 | 216.026 | bal_1P_1/0AC | 8103901 | no | no |  |  | no |  |  | 0 | 0 | 0 | 0
oh_line_8103901_200888555 |  | AD | node_8103901_200888092 | node_intto1_8103901_200888555 | 97.29 | bal_1P_1/0AC | 8103901 | no | no |  |  | no |  |  | 0 | 0 | 0 | 0
oh_line_8103901_200888556 |  | AD | node_8103901_200888547 | node_8103901_200888556 | 384.794 | bal_1P_2AC | 8103901 | no | no |  |  | no |  |  | 0 | 0 | 0 | 0
oh_line_8103901_200888557 |  | AD | node_8103901_200888556 | node_8103901_200888557 | 372.333 | bal_1P_2AC | 8103901 | no | no |  |  | no |  |  | 0 | 0 | 0 | 0
oh_line_8103901_200888558 |  | AD | node_8103901_200888557 | node_8103901_200888558 | 341.796 | bal_1P_2AC | 8103901 | no | no |  |  | no |  |  | 0 | 0 | 0 | 0
oh_line_8103901_200888559 |  | AD | node_8103901_200888558 | node_8103901_200888559 | 282.713 | bal_1P_2AC | 8103901 | no | no |  |  | no |  |  | 0 | 0 | 0 | 0
oh_line_8103901_200888560 |  | AD | node_8103901_200888547 | node_8103901_200888560 | 80.451 | bal_1P_1/0AC | 8103901 | no | no |  |  | no |  |  | 0 | 0 | 0 | 0
oh_line_8103901_200888562 |  | AD | node_8103901_200888554 | node_8103901_200888562 | 208.07 | bal_1P_1/0AC | 8103901 | no | no |  |  | no |  |  | 0 | 0 | 0 | 0
oh_line_8103901_200888563 |  | AD | node_8103901_200888562 | node_8103901_200888563 | 200.536 | bal_1P_1/0AC | 8103901 | no | no |  |  | no |  |  | 0 | 0 | 0 | 0
oh_line_8103901_200888564 |  | AD | node_8103901_200888541 | node_8103901_200888564 | 240.019 | bal_1P_2AC | 8103901 | no | no |  |  | no |  |  | 0 | 0 | 0 | 0
oh_line_8103901_200888565 |  | AD | node_8103901_200888576 | node_8103901_200888565 | 256.813 | bal_1P_1/0AA | 8103901 | no | no |  |  | no |  |  | 0 | 0 | 0 | 0
oh_line_8103901_200888566 |  | AD | node_8103901_200888565 | node_8103901_200888566 | 240.839 | bal_1P_1/0AA | 8103901 | no | no |  |  | no |  |  | 0 | 0 | 0 | 0
oh_line_8103901_200888567 |  | AD | node_8103901_200888566 | node_8103901_200888567 | 260.079 | bal_1P_1/0AA | 8103901 | no | no |  |  | no |  |  | 0 | 0 | 0 | 0
oh_line_8103901_200888568 |  | AD | node_8103901_200888564 | node_8103901_200888568 | 246.04 | bal_1P_2AC | 8103901 | no | no |  |  | no |  |  | 0 | 0 | 0 | 0
oh_line_8103901_200888569 |  | AD | node_8103901_200888568 | node_8103901_200888569 | 232.436 | bal_1P_2AC | 8103901 | no | no |  |  | no |  |  | 0 | 0 | 0 | 0
oh_line_8103901_200888570 |  | AD | node_8103901_200888569 | node_8103901_200888570 | 215.052 | bal_1P_2AC | 8103901 | no | no |  |  | no |  |  | 0 | 0 | 0 | 0
oh_line_8103901_200888572 |  | AD | node_8103901_200888570 | node_8103901_200888572 | 300.745 | bal_1P_2AC | 8103901 | no | no |  |  | no |  |  | 0 | 0 | 0 | 0
oh_line_8103901_200888573 |  | AD | node_8103901_200888572 | node_8103901_200888573 | 206.729 | bal_1P_1/0AC | 8103901 | no | no |  |  | no |  |  | 0 | 0 | 0 | 0
oh_line_8103901_200888574 |  | AD | node_8103901_200888573 | node_8103901_200888574 | 162.97 | bal_1P_1/0AC | 8103901 | no | no |  |  | no |  |  | 0 | 0 | 0 | 0
oh_line_8103901_200888575 |  | AD | node_8103901_200888574 | node_intto1_8103901_200888575 | 289.716 | bal_1P_1/0AA | 8103901 | no | no |  |  | no |  |  | 0 | 0 | 0 | 0
oh_line_8103901_200888576 |  | AD | node_8103901_200888575 | node_8103901_200888576 | 240.788 | bal_1P_1/0AA | 8103901 | no | no |  |  | no |  |  | 0 | 0 | 0 | 0
oh_line_8103901_200888577 |  | AD | node_8103901_200888359 | node_intto1_8103901_200888577 | 267.775 | bal_1P_2AC | 8103901 | no | no |  |  | no |  |  | 0 | 0 | 0 | 0
oh_line_8103901_200888578 |  | AD | node_8103901_200888577 | node_8103901_200888578 | 322.448 | bal_1P_2AC | 8103901 | no | no |  |  | no |  |  | 0 | 0 | 0 | 0
oh_line_8103901_200888579 |  | AD | node_8103901_200888578 | node_8103901_200888579 | 322.419 | bal_1P_2AC | 8103901 | no | no |  |  | no |  |  | 0 | 0 | 0 | 0
oh_line_8103901_200888580 |  | AD | node_8103901_200888579 | node_8103901_200888580 | 328.108 | bal_1P_2AC | 8103901 | no | no |  |  | no |  |  | 0 | 0 | 0 | 0
oh_line_8103901_200888581 |  | AD | node_8103901_200888580 | node_8103901_200888581 | 315.523 | bal_1P_2AC | 8103901 | no | no |  |  | no |  |  | 0 | 0 | 0 | 0
oh_line_8103901_200888582 |  | AD | node_8103901_200888588 | node_8103901_200888582 | 170.761 | bal_1P_2AC | 8103901 | no | no |  |  | no |  |  | 0 | 0 | 0 | 0
oh_line_8103901_200888583 |  | AD | node_8103901_200888582 | node_8103901_200888583 | 425.073 | bal_1P_2AC | 8103901 | no | no |  |  | no |  |  | 0 | 0 | 0 | 0
oh_line_8103901_200888585 |  | AD | node_8103901_200887978 | node_8103901_200888585 | 116.366 | bal_1P_2AC | 8103901 | no | no |  |  | no |  |  | 0 | 0 | 0 | 0
oh_line_8103901_200888586 |  | AD | node_8103901_200888585 | node_intto1_8103901_200888586 | 242.703 | bal_1P_2AC | 8103901 | no | no |  |  | no |  |  | 0 | 0 | 0 | 0
oh_line_8103901_200888587 |  | AD | node_8103901_200888586 | node_8103901_200888587 | 29.54 | bal_1P_2AC | 8103901 | no | no |  |  | no |  |  | 0 | 0 | 0 | 0
oh_line_8103901_200888588 |  | AD | node_8103901_200888587 | node_8103901_200888588 | 257.094 | bal_1P_2AC | 8103901 | no | no |  |  | no |  |  | 0 | 0 | 0 | 0
oh_line_8103901_200888589 |  | AD | node_8103901_200888590 | node_8103901_200888589 | 144.236 | bal_1P_4/0AC | 8103901 | no | no |  |  | no |  |  | 0 | 0 | 0 | 0
oh_line_8103901_200888590 |  | AD | node_8103901_200888591 | node_8103901_200888590 | 369.139 | bal_1P_4/0AC | 8103901 | no | no |  |  | no |  |  | 0 | 0 | 0 | 0
oh_line_8103901_200888591 |  | AD | node_8103901_200888593 | node_8103901_200888591 | 176.36 | bal_1P_4/0AC | 8103901 | no | no |  |  | no |  |  | 0 | 0 | 0 | 0
oh_line_8103901_200888592 |  | AD | node_8103901_200888591 | node_8103901_200888592 | 346.034 | bal_1P_1/0AA | 8103901 | no | no |  |  | no |  |  | 0 | 0 | 0 | 0
oh_line_8103901_200888593 |  | AD | node_8103901_200888594 | node_8103901_200888593 | 163.317 | bal_1P_4/0AC | 8103901 | no | no |  |  | no |  |  | 0 | 0 | 0 | 0
oh_line_8103901_200888594 |  | AD | node_8103901_200888595 | node_8103901_200888594 | 337.606 | bal_1P_4/0AC | 8103901 | no | no |  |  | no |  |  | 0 | 0 | 0 | 0
oh_line_8103901_200888595 |  | AD | node_8103901_200888598 | node_8103901_200888595 | 244.896 | bal_1P_4/0AC | 8103901 | no | no |  |  | no |  |  | 0 | 0 | 0 | 0
oh_line_8103901_200888596 |  | AD | node_8103901_200888595 | node_8103901_200888596 | 275.588 | bal_1P_2AC | 8103901 | no | no |  |  | no |  |  | 0 | 0 | 0 | 0
oh_line_8103901_200888598 |  | AD | node_8103901_200888600 | node_8103901_200888598 | 244.641 | bal_1P_4/0AC | 8103901 | no | no |  |  | no |  |  | 0 | 0 | 0 | 0
oh_line_8103901_200888599 |  | AD | node_8103901_200888598 | node_8103901_200888599 | 201.033 | bal_1P_1/0AA | 8103901 | no | no |  |  | no |  |  | 0 | 0 | 0 | 0
oh_line_8103901_200888600 |  | AD | node_8103901_200888601 | node_8103901_200888600 | 386.992 | bal_1P_4/0AC | 8103901 | no | no |  |  | no |  |  | 0 | 0 | 0 | 0
oh_line_8103901_200888601 |  | AD | node_8103901_200888602 | node_8103901_200888601 | 366.425 | bal_1P_4/0AC | 8103901 | no | no |  |  | no |  |  | 0 | 0 | 0 | 0
oh_line_8103901_200888602 |  | AD | node_8103901_200888603 | node_8103901_200888602 | 352.1 | bal_1P_4/0AC | 8103901 | no | no |  |  | no |  |  | 0 | 0 | 0 | 0
oh_line_8103901_200888603 |  | AD | node_8103901_200888604 | node_8103901_200888603 | 348.39 | bal_1P_4/0AC | 8103901 | no | no |  |  | no |  |  | 0 | 0 | 0 | 0
oh_line_8103901_200888604 |  | AD | node_8103901_200888605 | node_8103901_200888604 | 319.859 | bal_1P_4/0AC | 8103901 | no | no |  |  | no |  |  | 0 | 0 | 0 | 0
oh_line_8103901_200888605 |  | AD | node_8103901_200888606 | node_8103901_200888605 | 254.141 | bal_1P_4/0AC | 8103901 | no | no |  |  | no |  |  | 0 | 0 | 0 | 0
oh_line_8103901_200888606 |  | AD | node_8103901_200888607 | node_8103901_200888606 | 291.611 | bal_1P_4/0AC | 8103901 | no | no |  |  | no |  |  | 0 | 0 | 0 | 0
oh_line_8103901_200888607 |  | AD | node_8103901_200888608 | node_8103901_200888607 | 378.155 | bal_1P_4/0AC | 8103901 | no | no |  |  | no |  |  | 0 | 0 | 0 | 0
oh_line_8103901_200888608 |  | AD | node_8103901_200888609 | node_8103901_200888608 | 391.084 | bal_1P_4/0AC | 8103901 | no | no |  |  | no |  |  | 0 | 0 | 0 | 0
oh_line_8103901_200888609 |  | AD | node_8103901_200888610 | node_8103901_200888609 | 335.349 | bal_1P_4/0AC | 8103901 | no | no |  |  | no |  |  | 0 | 0 | 0 | 0
oh_line_8103901_200888610 |  | AD | node_8103901_200888611 | node_8103901_200888610 | 266.078 | bal_1P_4/0AC | 8103901 | no | no |  |  | no |  |  | 0 | 0 | 0 | 0
oh_line_8103901_200888611 |  | AD | node_8103901_200888612 | node_8103901_200888611 | 222.055 | bal_1P_4/0AC | 8103901 | no | no |  |  | no |  |  | 0 | 0 | 0 | 0
oh_line_8103901_200888612 |  | AD | node_8103901_200888613 | node_8103901_200888612 | 217.419 | bal_1P_4/0AC | 8103901 | no | no |  |  | no |  |  | 0 | 0 | 0 | 0
oh_line_8103901_200888613 |  | AD | node_8103901_200888614 | node_8103901_200888613 | 245.996 | bal_1P_4/0AC | 8103901 | no | no |  |  | no |  |  | 0 | 0 | 0 | 0
oh_line_8103901_200888614 |  | AD | node_8103901_200888615 | node_8103901_200888614 | 355.647 | bal_1P_4/0AC | 8103901 | no | no |  |  | no |  |  | 0 | 0 | 0 | 0
oh_line_8103901_200888615 |  | AD | node_8103901_200888616 | node_8103901_200888615 | 252.275 | bal_1P_4/0AC | 8103901 | no | no |  |  | no |  |  | 0 | 0 | 0 | 0
oh_line_8103901_200888616 |  | AD | node_8103901_200888617 | node_8103901_200888616 | 253.175 | bal_1P_4/0AC | 8103901 | no | no |  |  | no |  |  | 0 | 0 | 0 | 0
oh_line_8103901_200888617 |  | AD | node_8103901_200888618 | node_8103901_200888617 | 243.751 | bal_1P_4/0AC | 8103901 | no | no |  |  | no |  |  | 0 | 0 | 0 | 0
oh_line_8103901_200888618 |  | AD | node_8103901_200888619 | node_intto1_8103901_200888618 | 214.337 | bal_1P_4/0AC | 8103901 | no | no |  |  | no |  |  | 0 | 0 | 0 | 0
oh_line_8103901_200888619 |  | AD | node_8103901_200888620 | node_8103901_200888619 | 325.553 | bal_1P_4/0AC | 8103901 | no | no |  |  | no |  |  | 0 | 0 | 0 | 0
oh_line_8103901_200888620 |  | AD | node_8103901_200888621 | node_8103901_200888620 | 275.441 | bal_1P_4/0AC | 8103901 | no | no |  |  | no |  |  | 0 | 0 | 0 | 0
oh_line_8103901_200888621 |  | AD | node_8103901_200888622 | node_8103901_200888621 | 340.573 | bal_1P_4/0AC | 8103901 | no | no |  |  | no |  |  | 0 | 0 | 0 | 0
oh_line_8103901_200888622 |  | AD | node_8103901_200888623 | node_8103901_200888622 | 276.288 | bal_1P_4/0AC | 8103901 | no | no |  |  | no |  |  | 0 | 0 | 0 | 0
oh_line_8103901_200888623 |  | AD | node_8103901_200888624 | node_8103901_200888623 | 331.555 | bal_1P_4/0AC | 8103901 | no | no |  |  | no |  |  | 0 | 0 | 0 | 0
oh_line_8103901_200888624 |  | AD | node_8103901_200888625 | node_8103901_200888624 | 317.426 | bal_1P_4/0AC | 8103901 | no | no |  |  | no |  |  | 0 | 0 | 0 | 0
oh_line_8103901_200888625 |  | AD | node_8103901_200888626 | node_8103901_200888625 | 303.79 | bal_1P_4/0AC | 8103901 | no | no |  |  | no |  |  | 0 | 0 | 0 | 0
oh_line_8103901_200888626 |  | AD | node_8103901_200888627 | node_8103901_200888626 | 309.179 | bal_1P_4/0AC | 8103901 | no | no |  |  | no |  |  | 0 | 0 | 0 | 0
oh_line_8103901_200888627 |  | AD | node_8103901_200888843 | node_8103901_200888627 | 334.132 | bal_1P_4/0AC | 8103901 | no | no |  |  | no |  |  | 0 | 0 | 0 | 0
oh_line_8103901_200888628 |  | AD | node_8103901_200887924 | node_intto1_8103901_200888628 | 286.921 | bal_1P_4AC | 8103901 | no | no |  |  | no |  |  | 0 | 0 | 0 | 0
oh_line_8103901_200888629 |  | AD | node_8103901_200888628 | node_intto1_8103901_200888629 | 223.731 | bal_1P_4AC | 8103901 | no | no |  |  | no |  |  | 0 | 0 | 0 | 0
oh_line_8103901_200888630 |  | AD | node_8103901_200888629 | node_intto1_8103901_200888630 | 257.214 | bal_1P_2AC | 8103901 | no | no |  |  | no |  |  | 0 | 0 | 0 | 0
oh_line_8103901_200888631 |  | AD | node_8103901_200888630 | node_8103901_200888631 | 303.871 | bal_1P_2AC | 8103901 | no | no |  |  | no |  |  | 0 | 0 | 0 | 0
oh_line_8103901_200888633 |  | AD | node_8103901_200888631 | node_8103901_200888633 | 412.266 | bal_1P_2AC | 8103901 | no | no |  |  | no |  |  | 0 | 0 | 0 | 0
oh_line_8103901_200888634 |  | AD | node_8103901_200888633 | node_8103901_200888634 | 223.09 | bal_1P_2AC | 8103901 | no | no |  |  | no |  |  | 0 | 0 | 0 | 0
oh_line_8103901_200888635 |  | AD | node_8103901_200887985 | node_intto1_8103901_200888635 | 243.25 | bal_1P_1/0AC | 8103901 | no | no |  |  | no |  |  | 0 | 0 | 0 | 0
oh_line_8103901_200888636 |  | AD | node_8103901_200888635 | node_intto1_8103901_200888636 | 311.442 | bal_1P_1/0AC | 8103901 | no | no |  |  | no |  |  | 0 | 0 | 0 | 0
oh_line_8103901_200888637 |  | AD | node_8103901_200888636 | node_8103901_200888637 | 316.829 | bal_1P_1/0AC | 8103901 | no | no |  |  | no |  |  | 0 | 0 | 0 | 0
oh_line_8103901_200888638 |  | AD | node_8103901_200888637 | node_8103901_200888638 | 255.387 | bal_1P_1/0AC | 8103901 | no | no |  |  | no |  |  | 0 | 0 | 0 | 0
oh_line_8103901_200888639 |  | AD | node_8103901_200888638 | node_8103901_200888639 | 314.192 | bal_1P_1/0AC | 8103901 | no | no |  |  | no |  |  | 0 | 0 | 0 | 0
oh_line_8103901_200888640 |  | AD | node_8103901_200888639 | node_8103901_200888640 | 264.122 | bal_1P_1/0AC | 8103901 | no | no |  |  | no |  |  | 0 | 0 | 0 | 0
oh_line_8103901_200888641 |  | AD | node_8103901_200888640 | node_8103901_200888641 | 339.65 | bal_1P_1/0AC | 8103901 | no | no |  |  | no |  |  | 0 | 0 | 0 | 0
oh_line_8103901_200888643 |  | AD | node_8103901_200888012 | node_8103901_200888643 | 279.474 | bal_1P_1/0AA | 8103901 | no | no |  |  | no |  |  | 0 | 0 | 0 | 0
oh_line_8103901_200888644 |  | AD | node_8103901_200888643 | node_8103901_200888644 | 272.728 | bal_1P_1/0AA | 8103901 | no | no |  |  | no |  |  | 0 | 0 | 0 | 0
oh_line_8103901_200888645 |  | AD | node_8103901_200888644 | node_8103901_200888645 | 201.081 | bal_1P_1/0AA | 8103901 | no | no |  |  | no |  |  | 0 | 0 | 0 | 0
oh_line_8103901_200888646 |  | AD | node_8103901_200888645 | node_8103901_200888646 | 303.41 | bal_1P_1/0AA | 8103901 | no | no |  |  | no |  |  | 0 | 0 | 0 | 0
oh_line_8103901_200888648 |  | AD | node_8103901_200888646 | node_8103901_200888648 | 299.853 | bal_1P_1/0AA | 8103901 | no | no |  |  | no |  |  | 0 | 0 | 0 | 0
oh_line_8103901_200888649 |  | AD | node_8103901_200888645 | node_8103901_200888649 | 81.104 | bal_1P_1/0AA | 8103901 | no | no |  |  | no |  |  | 0 | 0 | 0 | 0
oh_line_8103901_200888650 |  | AD | node_8103901_200888649 | node_intto1_8103901_200888650 | 376.452 | bal_1P_1/0AA | 8103901 | no | no |  |  | no |  |  | 0 | 0 | 0 | 0
oh_line_8103901_200888652 |  | AD | node_8103901_200888650 | node_8103901_200888652 | 297.303 | bal_1P_1/0AA | 8103901 | no | no |  |  | no |  |  | 0 | 0 | 0 | 0
oh_line_8103901_200888653 |  | AD | node_8103901_200888064 | node_8103901_200888653 | 346.459 | bal_1P_1/0AA | 8103901 | no | no |  |  | no |  |  | 0 | 0 | 0 | 0
oh_line_8103901_200888654 |  | AD | node_8103901_200888653 | node_8103901_200888654 | 368.083 | bal_1P_1/0AA | 8103901 | no | no |  |  | no |  |  | 0 | 0 | 0 | 0
oh_line_8103901_200888655 |  | AD | node_8103901_200888654 | node_8103901_200888655 | 415.062 | bal_1P_1/0AA | 8103901 | no | no |  |  | no |  |  | 0 | 0 | 0 | 0
oh_line_8103901_200888656 |  | AD | node_8103901_200888655 | node_8103901_200888656 | 390.942 | bal_1P_1/0AA | 8103901 | no | no |  |  | no |  |  | 0 | 0 | 0 | 0
oh_line_8103901_200888657 |  | AD | node_8103901_200888656 | node_8103901_200888657 | 350.481 | bal_1P_1/0AA | 8103901 | no | no |  |  | no |  |  | 0 | 0 | 0 | 0
oh_line_8103901_200888658 |  | AD | node_8103901_200888659 | node_8103901_200888658 | 278.678 | bal_1P_1/0AA | 8103901 | no | no |  |  | no |  |  | 0 | 0 | 0 | 0
oh_line_8103901_200888659 |  | AD | node_8103901_200888660 | node_8103901_200888659 | 271.507 | bal_1P_1/0AA | 8103901 | no | no |  |  | no |  |  | 0 | 0 | 0 | 0
oh_line_8103901_200888660 |  | AD | node_8103901_200888567 | node_8103901_200888660 | 269.285 | bal_1P_1/0AA | 8103901 | no | no |  |  | no |  |  | 0 | 0 | 0 | 0
oh_line_8103901_200888661 |  | AD | node_8103901_200888514 | node_8103901_200888661 | 95.248 | bal_1P_1/0AA | 8103901 | no | no |  |  | no |  |  | 0 | 0 | 0 | 0
oh_line_8103901_200888662 |  | AD | node_8103901_200888673 | node_8103901_200888662 | 345.532 | bal_1P_1/0AA | 8103901 | no | no |  |  | no |  |  | 0 | 0 | 0 | 0
oh_line_8103901_200888664 |  | AD | node_8103901_200888662 | node_8103901_200888664 | 349.775 | bal_1P_1/0AA | 8103901 | no | no |  |  | no |  |  | 0 | 0 | 0 | 0
oh_line_8103901_200888665 |  | AD | node_8103901_200888661 | node_intto1_8103901_200888665 | 274.146 | bal_1P_1/0AA | 8103901 | no | no |  |  | no |  |  | 0 | 0 | 0 | 0
oh_line_8103901_200888666 |  | AD | node_8103901_200888665 | node_8103901_200888666 | 291.544 | bal_1P_1/0AA | 8103901 | no | no |  |  | no |  |  | 0 | 0 | 0 | 0
oh_line_8103901_200888667 |  | AD | node_8103901_200888666 | node_8103901_200888667 | 265.319 | bal_1P_1/0AA | 8103901 | no | no |  |  | no |  |  | 0 | 0 | 0 | 0
oh_line_8103901_200888668 |  | AD | node_8103901_200888667 | node_8103901_200888668 | 217.998 | bal_1P_1/0AA | 8103901 | no | no |  |  | no |  |  | 0 | 0 | 0 | 0
oh_line_8103901_200888669 |  | AD | node_8103901_200888668 | node_8103901_200888669 | 208.885 | bal_1P_1/0AA | 8103901 | no | no |  |  | no |  |  | 0 | 0 | 0 | 0
oh_line_8103901_200888670 |  | AD | node_8103901_200888669 | node_8103901_200888670 | 341.599 | bal_1P_1/0AA | 8103901 | no | no |  |  | no |  |  | 0 | 0 | 0 | 0
oh_line_8103901_200888671 |  | AD | node_8103901_200888670 | node_8103901_200888671 | 332.707 | bal_1P_1/0AA | 8103901 | no | no |  |  | no |  |  | 0 | 0 | 0 | 0
oh_line_8103901_200888672 |  | AD | node_8103901_200888671 | node_8103901_200888672 | 203.956 | bal_1P_1/0AA | 8103901 | no | no |  |  | no |  |  | 0 | 0 | 0 | 0
oh_line_8103901_200888673 |  | AD | node_8103901_200888672 | node_8103901_200888673 | 260.144 | bal_1P_1/0AA | 8103901 | no | no |  |  | no |  |  | 0 | 0 | 0 | 0
oh_line_8103901_200888674 |  | AD | node_8103901_200888081 | node_8103901_200888674 | 468.295 | bal_1P_8DCW | 8103901 | no | no |  |  | no |  |  | 0 | 0 | 0 | 0
oh_line_8103901_200888675 |  | AD | node_8103901_200888674 | node_8103901_200888675 | 212.314 | bal_1P_8DCW | 8103901 | no | no |  |  | no |  |  | 0 | 0 | 0 | 0
oh_line_8103901_200888676 |  | AD | node_8103901_200888675 | node_8103901_200888676 | 199.825 | bal_1P_8DCW | 8103901 | no | no |  |  | no |  |  | 0 | 0 | 0 | 0
oh_line_8103901_200888677 |  | AD | node_8103901_200888676 | node_8103901_200888677 | 49.27 | bal_1P_1/0AA | 8103901 | no | no |  |  | no |  |  | 0 | 0 | 0 | 0
oh_line_8103901_200888678 |  | AD | node_8103901_200888677 | node_8103901_200888678 | 247.912 | bal_1P_1/0AA | 8103901 | no | no |  |  | no |  |  | 0 | 0 | 0 | 0
oh_line_8103901_200888679 |  | AD | node_8103901_200888678 | node_8103901_200888679 | 245.083 | bal_1P_1/0AA | 8103901 | no | no |  |  | no |  |  | 0 | 0 | 0 | 0
oh_line_8103901_200888680 |  | AD | node_8103901_200888679 | node_8103901_200888680 | 249.078 | bal_1P_1/0AA | 8103901 | no | no |  |  | no |  |  | 0 | 0 | 0 | 0
oh_line_8103901_200888682 |  | AD | node_8103901_200888455 | node_8103901_200888682 | 199.336 | bal_1P_1/0AA | 8103901 | no | no |  |  | no |  |  | 0 | 0 | 0 | 0
oh_line_8103901_200888683 |  | AD | node_8103901_200888682 | node_intto1_8103901_200888683 | 311.127 | bal_1P_1/0AA | 8103901 | no | no |  |  | no |  |  | 0 | 0 | 0 | 0
oh_line_8103901_200888684 |  | AD | node_8103901_200888683 | node_8103901_200888684 | 137.927 | bal_1P_1/0AA | 8103901 | no | no |  |  | no |  |  | 0 | 0 | 0 | 0
oh_line_8103901_200888685 |  | AD | node_8103901_200888684 | node_8103901_200888685 | 384.196 | bal_1P_1/0AA | 8103901 | no | no |  |  | no |  |  | 0 | 0 | 0 | 0
oh_line_8103901_200888686 |  | AD | node_8103901_200888685 | node_8103901_200888686 | 378.045 | bal_1P_1/0AA | 8103901 | no | no |  |  | no |  |  | 0 | 0 | 0 | 0
oh_line_8103901_200888687 |  | AD | node_8103901_200888686 | node_8103901_200888687 | 384.086 | bal_1P_1/0AA | 8103901 | no | no |  |  | no |  |  | 0 | 0 | 0 | 0
oh_line_8103901_200888690 |  | AD | node_8103901_200888248 | node_intto1_8103901_200888690 | 357.034 | bal_1P_1/0AA | 8103901 | no | no |  |  | no |  |  | 0 | 0 | 0 | 0
oh_line_8103901_200888691 |  | AD | node_8103901_200888715 | node_8103901_200888691 | 308.532 | bal_1P_1/0AA | 8103901 | no | no |  |  | no |  |  | 0 | 0 | 0 | 0
oh_line_8103901_200888692 |  | AD | node_8103901_310044910 | node_8103901_200888692 | 352.063 | bal_1P_1/0AA | 8103901 | no | no |  |  | no |  |  | 0 | 0 | 0 | 0
oh_line_8103901_200888693 |  | AD | node_8103901_200888692 | node_8103901_200888693 | 158.827 | bal_1P_1/0AA | 8103901 | no | no |  |  | no |  |  | 0 | 0 | 0 | 0
oh_line_8103901_200888694 |  | AD | node_8103901_200888693 | node_8103901_200888694 | 211.922 | bal_1P_1/0AA | 8103901 | no | no |  |  | no |  |  | 0 | 0 | 0 | 0
oh_line_8103901_200888695 |  | AD | node_8103901_200888694 | node_8103901_200888695 | 259.992 | bal_1P_1/0AA | 8103901 | no | no |  |  | no |  |  | 0 | 0 | 0 | 0
oh_line_8103901_200888696 |  | AD | node_8103901_200888695 | node_8103901_200888696 | 393.473 | bal_1P_1/0AA | 8103901 | no | no |  |  | no |  |  | 0 | 0 | 0 | 0
oh_line_8103901_200888697 |  | AD | node_8103901_200888696 | node_8103901_200888697 | 383.844 | bal_1P_1/0AA | 8103901 | no | no |  |  | no |  |  | 0 | 0 | 0 | 0
oh_line_8103901_200888698 |  | AD | node_8103901_200888697 | node_8103901_200888698 | 374.159 | bal_1P_1/0AA | 8103901 | no | no |  |  | no |  |  | 0 | 0 | 0 | 0
oh_line_8103901_200888699 |  | AD | node_8103901_200888698 | node_8103901_200888699 | 388.47 | bal_1P_1/0AA | 8103901 | no | no |  |  | no |  |  | 0 | 0 | 0 | 0
oh_line_8103901_200888700 |  | AD | node_8103901_200888699 | node_8103901_200888700 | 370.615 | bal_1P_1/0AA | 8103901 | no | no |  |  | no |  |  | 0 | 0 | 0 | 0
oh_line_8103901_200888701 |  | AD | node_8103901_200888690 | node_8103901_200888701 | 240.667 | bal_1P_1/0AA | 8103901 | no | no |  |  | no |  |  | 0 | 0 | 0 | 0
oh_line_8103901_200888702 |  | AD | node_8103901_200888700 | node_8103901_200888702 | 367.287 | bal_1P_1/0AA | 8103901 | no | no |  |  | no |  |  | 0 | 0 | 0 | 0
oh_line_8103901_200888704 |  | AD | node_8103901_200888702 | node_8103901_200888704 | 311.601 | bal_1P_1/0AA | 8103901 | no | no |  |  | no |  |  | 0 | 0 | 0 | 0
oh_line_8103901_200888705 |  | AD | node_8103901_200888704 | node_8103901_200888705 | 353.911 | bal_1P_1/0AA | 8103901 | no | no |  |  | no |  |  | 0 | 0 | 0 | 0
oh_line_8103901_200888706 |  | AD | node_8103901_200888701 | node_8103901_200888706 | 309.538 | bal_1P_1/0AA | 8103901 | no | no |  |  | no |  |  | 0 | 0 | 0 | 0
oh_line_8103901_200888707 |  | AD | node_8103901_200888706 | node_8103901_200888707 | 408.109 | bal_1P_1/0AA | 8103901 | no | no |  |  | no |  |  | 0 | 0 | 0 | 0
oh_line_8103901_200888708 |  | AD | node_8103901_200888707 | node_8103901_200888708 | 302.093 | bal_1P_1/0AA | 8103901 | no | no |  |  | no |  |  | 0 | 0 | 0 | 0
oh_line_8103901_200888709 |  | AD | node_8103901_200888708 | node_8103901_200888709 | 425.05 | bal_1P_1/0AA | 8103901 | no | no |  |  | no |  |  | 0 | 0 | 0 | 0
oh_line_8103901_200888710 |  | AD | node_8103901_200888709 | node_8103901_200888710 | 245.022 | bal_1P_1/0AA | 8103901 | no | no |  |  | no |  |  | 0 | 0 | 0 | 0
oh_line_8103901_200888711 |  | AD | node_8103901_200888710 | node_8103901_200888711 | 338.822 | bal_1P_1/0AA | 8103901 | no | no |  |  | no |  |  | 0 | 0 | 0 | 0
oh_line_8103901_200888712 |  | AD | node_8103901_200888711 | node_8103901_200888712 | 252.933 | bal_1P_1/0AA | 8103901 | no | no |  |  | no |  |  | 0 | 0 | 0 | 0
oh_line_8103901_200888713 |  | AD | node_8103901_200888712 | node_8103901_200888713 | 259.22 | bal_1P_1/0AA | 8103901 | no | no |  |  | no |  |  | 0 | 0 | 0 | 0
oh_line_8103901_200888715 |  | AD | node_8103901_200943348 | node_8103901_200888715 | 119.502 | bal_1P_1/0AA | 8103901 | no | no |  |  | no |  |  | 0 | 0 | 0 | 0
oh_line_8103901_200888716 |  | AD | node_8103901_200888802 | node_8103901_200888716 | 87.091 | bal_1P_1/0AA | 8103901 | no | no |  |  | no |  |  | 0 | 0 | 0 | 0
oh_line_8103901_200888717 |  | AD | node_8103901_200888716 | node_8103901_200888717 | 347.905 | bal_1P_1/0AA | 8103901 | no | no |  |  | no |  |  | 0 | 0 | 0 | 0
oh_line_8103901_200888718 |  | AD | node_8103901_311859036 | node_8103901_200888718 | 141.799 | bal_1P_1/0AA | 8103901 | no | no |  |  | no |  |  | 0 | 0 | 0 | 0
oh_line_8103901_200888719 |  | AD | node_8103901_200888724 | node_8103901_200888719 | 294.186 | bal_1P_1/0AA | 8103901 | no | no |  |  | no |  |  | 0 | 0 | 0 | 0
oh_line_8103901_200888720 |  | AD | node_8103901_200888577 | node_8103901_200888720 | 287.321 | bal_1P_1/0AA | 8103901 | no | no |  |  | no |  |  | 0 | 0 | 0 | 0
oh_line_8103901_200888721 |  | AD | node_8103901_200888720 | node_8103901_200888721 | 320.737 | bal_1P_1/0AA | 8103901 | no | no |  |  | no |  |  | 0 | 0 | 0 | 0
oh_line_8103901_200888722 |  | AD | node_8103901_200888721 | node_8103901_200888722 | 307.636 | bal_1P_1/0AA | 8103901 | no | no |  |  | no |  |  | 0 | 0 | 0 | 0
oh_line_8103901_200888723 |  | AD | node_8103901_200888722 | node_8103901_200888723 | 322.709 | bal_1P_1/0AA | 8103901 | no | no |  |  | no |  |  | 0 | 0 | 0 | 0
oh_line_8103901_200888724 |  | AD | node_8103901_200888723 | node_8103901_200888724 | 287.643 | bal_1P_1/0AA | 8103901 | no | no |  |  | no |  |  | 0 | 0 | 0 | 0
oh_line_8103901_200888725 |  | AD | node_8103901_200887870 | node_8103901_200888725 | 254.434 | bal_1P_1/0AA | 8103901 | no | no |  |  | no |  |  | 0 | 0 | 0 | 0
oh_line_8103901_200888726 |  | AD | node_8103901_200888725 | node_8103901_200888726 | 194.388 | bal_1P_1/0AA | 8103901 | no | no |  |  | no |  |  | 0 | 0 | 0 | 0
oh_line_8103901_200888727 |  | AD | node_8103901_200888726 | node_8103901_200888727 | 352.672 | bal_1P_1/0AA | 8103901 | no | no |  |  | no |  |  | 0 | 0 | 0 | 0
oh_line_8103901_200888728 |  | AD | node_8103901_200888727 | node_8103901_200888728 | 225.779 | bal_1P_1/0AA | 8103901 | no | no |  |  | no |  |  | 0 | 0 | 0 | 0
oh_line_8103901_200888729 |  | AD | node_8103901_200888728 | node_8103901_200888729 | 321.921 | bal_1P_1/0AA | 8103901 | no | no |  |  | no |  |  | 0 | 0 | 0 | 0
oh_line_8103901_200888730 |  | AD | node_8103901_200888729 | node_8103901_200888730 | 230.029 | bal_1P_1/0AA | 8103901 | no | no |  |  | no |  |  | 0 | 0 | 0 | 0
oh_line_8103901_200888731 |  | AD | node_8103901_200888730 | node_8103901_200888731 | 232.088 | bal_1P_1/0AA | 8103901 | no | no |  |  | no |  |  | 0 | 0 | 0 | 0
oh_line_8103901_200888732 |  | AD | node_8103901_200888812 | node_8103901_200888732 | 416.542 | bal_1P_1/0AA | 8103901 | no | no |  |  | no |  |  | 0 | 0 | 0 | 0
oh_line_8103901_200888733 |  | AD | node_8103901_200888732 | node_8103901_200888733 | 338.562 | bal_1P_1/0AA | 8103901 | no | no |  |  | no |  |  | 0 | 0 | 0 | 0
oh_line_8103901_200888734 |  | AD | node_8103901_200888733 | node_8103901_200888734 | 278.197 | bal_1P_1/0AA | 8103901 | no | no |  |  | no |  |  | 0 | 0 | 0 | 0
oh_line_8103901_200888735 |  | AD | node_8103901_200888734 | node_8103901_200888735 | 377.804 | bal_1P_1/0AA | 8103901 | no | no |  |  | no |  |  | 0 | 0 | 0 | 0
oh_line_8103901_200888736 |  | AD | node_8103901_200888735 | node_8103901_200888736 | 331.111 | bal_1P_1/0AA | 8103901 | no | no |  |  | no |  |  | 0 | 0 | 0 | 0
oh_line_8103901_200888738 |  | AD | node_8103901_200982788 | node_8103901_200888738 | 530.892 | bal_1P_1/0AA | 8103901 | no | no |  |  | no |  |  | 0 | 0 | 0 | 0
oh_line_8103901_200888739 |  | AD | node_8103901_200888738 | node_8103901_200888739 | 466.261 | bal_1P_1/0AA | 8103901 | no | no |  |  | no |  |  | 0 | 0 | 0 | 0
oh_line_8103901_200888740 |  | AD | node_8103901_200888739 | node_8103901_200888740 | 485.729 | bal_1P_1/0AA | 8103901 | no | no |  |  | no |  |  | 0 | 0 | 0 | 0
oh_line_8103901_200888776 |  | AD | node_8103901_200888619 | node_8103901_200888776 | 309.203 | bal_1P_6ACW | 8103901 | no | no |  |  | no |  |  | 0 | 0 | 0 | 0
oh_line_8103901_200888777 |  | AD | node_8103901_200888776 | node_8103901_200888777 | 359.009 | bal_1P_1/0AC | 8103901 | no | no |  |  | no |  |  | 0 | 0 | 0 | 0
oh_line_8103901_200888778 |  | AD | node_8103901_200888777 | node_8103901_200888778 | 190.333 | bal_1P_1/0AA | 8103901 | no | no |  |  | no |  |  | 0 | 0 | 0 | 0
oh_line_8103901_200888779 |  | AD | node_8103901_200888778 | node_8103901_200888779 | 231.679 | bal_1P_1/0AA | 8103901 | no | no |  |  | no |  |  | 0 | 0 | 0 | 0
oh_line_8103901_200888780 |  | AD | node_8103901_200888779 | node_8103901_200888780 | 187.701 | bal_1P_1/0AA | 8103901 | no | no |  |  | no |  |  | 0 | 0 | 0 | 0
oh_line_8103901_200888781 |  | AD | node_8103901_200888780 | node_8103901_200888781 | 204.026 | bal_1P_1/0AA | 8103901 | no | no |  |  | no |  |  | 0 | 0 | 0 | 0
oh_line_8103901_200888782 |  | AD | node_8103901_200888776 | node_8103901_200888782 | 536.918 | bal_1P_6ACW | 8103901 | no | no |  |  | no |  |  | 0 | 0 | 0 | 0
oh_line_8103901_200888783 |  | AD | node_8103901_200888782 | node_8103901_200888783 | 693.381 | bal_1P_6ACW | 8103901 | no | no |  |  | no |  |  | 0 | 0 | 0 | 0
oh_line_8103901_200888784 |  | AD | node_8103901_200888783 | node_8103901_200888784 | 257.528 | bal_1P_1/0AC | 8103901 | no | no |  |  | no |  |  | 0 | 0 | 0 | 0
oh_line_8103901_200888785 |  | AD | node_8103901_200888784 | node_8103901_200888785 | 301.054 | bal_1P_1/0AA | 8103901 | no | no |  |  | no |  |  | 0 | 0 | 0 | 0
oh_line_8103901_200888787 |  | AD | node_8103901_200888783 | node_8103901_200888787 | 440.793 | bal_1P_6ACW | 8103901 | no | no |  |  | no |  |  | 0 | 0 | 0 | 0
oh_line_8103901_200888788 |  | AD | node_8103901_200888787 | node_8103901_200888788 | 547.638 | bal_1P_6ACW | 8103901 | no | no |  |  | no |  |  | 0 | 0 | 0 | 0
oh_line_8103901_200888789 |  | AD | node_8103901_200888788 | node_8103901_200888789 | 389.386 | bal_1P_6ACW | 8103901 | no | no |  |  | no |  |  | 0 | 0 | 0 | 0
oh_line_8103901_200888790 |  | AD | node_8103901_200888789 | node_8103901_200888790 | 298.557 | bal_1P_2AC | 8103901 | no | no |  |  | no |  |  | 0 | 0 | 0 | 0
oh_line_8103901_200888791 |  | AD | node_8103901_200888789 | node_8103901_200888791 | 413.796 | bal_1P_6ACW | 8103901 | no | no |  |  | no |  |  | 0 | 0 | 0 | 0
oh_line_8103901_200888792 |  | AD | node_8103901_200888791 | node_8103901_200888792 | 247.019 | bal_1P_1/0AA | 8103901 | no | no |  |  | no |  |  | 0 | 0 | 0 | 0
oh_line_8103901_200888793 |  | AD | node_8103901_200888792 | node_8103901_200888793 | 202.799 | bal_1P_1/0AA | 8103901 | no | no |  |  | no |  |  | 0 | 0 | 0 | 0
oh_line_8103901_200888794 |  | AD | node_8103901_200888791 | node_8103901_200888794 | 430.201 | bal_1P_6ACW | 8103901 | no | no |  |  | no |  |  | 0 | 0 | 0 | 0
oh_line_8103901_200888795 |  | AD | node_8103901_200888794 | node_8103901_200888795 | 504.251 | bal_1P_6ACW | 8103901 | no | no |  |  | no |  |  | 0 | 0 | 0 | 0
oh_line_8103901_200888796 |  | AD | node_8103901_200888795 | node_8103901_200888796 | 207.439 | bal_1P_6ACW | 8103901 | no | no |  |  | no |  |  | 0 | 0 | 0 | 0
oh_line_8103901_200888798 |  | AD | node_8103901_200888796 | node_8103901_200888798 | 262.451 | bal_1P_6ACW | 8103901 | no | no |  |  | no |  |  | 0 | 0 | 0 | 0
oh_line_8103901_200888799 |  | AD | node_8103901_200888798 | node_8103901_200888799 | 220.597 | bal_1P_2AC | 8103901 | no | no |  |  | no |  |  | 0 | 0 | 0 | 0
oh_line_8103901_200888800 |  | AD | node_8103901_200888799 | node_8103901_200888800 | 419.134 | bal_1P_2AC | 8103901 | no | no |  |  | no |  |  | 0 | 0 | 0 | 0
oh_line_8103901_200888801 |  | AD | node_8103901_200888800 | node_8103901_200888801 | 329.715 | bal_1P_2AC | 8103901 | no | no |  |  | no |  |  | 0 | 0 | 0 | 0
oh_line_8103901_200888802 |  | AD | node_8103901_200888801 | node_8103901_200888802 | 355.434 | bal_1P_2AC | 8103901 | no | no |  |  | no |  |  | 0 | 0 | 0 | 0
oh_line_8103901_200888803 |  | AD | node_8103901_200888802 | node_8103901_200888803 | 88.972 | bal_1P_1/0AA | 8103901 | no | no |  |  | no |  |  | 0 | 0 | 0 | 0
oh_line_8103901_200888804 |  | AD | node_8103901_200888803 | node_8103901_200888804 | 364.963 | bal_1P_1/0AA | 8103901 | no | no |  |  | no |  |  | 0 | 0 | 0 | 0
oh_line_8103901_200888805 |  | AD | node_8103901_200888802 | node_8103901_200888805 | 286.953 | bal_1P_2AC | 8103901 | no | no |  |  | no |  |  | 0 | 0 | 0 | 0
oh_line_8103901_200888806 |  | AD | node_8103901_200888805 | node_8103901_200888806 | 275.421 | bal_1P_2AC | 8103901 | no | no |  |  | no |  |  | 0 | 0 | 0 | 0
oh_line_8103901_200888807 |  | AD | node_8103901_200888806 | node_8103901_200888807 | 326.877 | bal_1P_2AC | 8103901 | no | no |  |  | no |  |  | 0 | 0 | 0 | 0
oh_line_8103901_200888808 |  | AD | node_8103901_200888807 | node_8103901_200888808 | 330.891 | bal_1P_2AC | 8103901 | no | no |  |  | no |  |  | 0 | 0 | 0 | 0
oh_line_8103901_200888809 |  | AD | node_8103901_200888808 | node_8103901_200888809 | 77.831 | bal_1P_2AC | 8103901 | no | no |  |  | no |  |  | 0 | 0 | 0 | 0
oh_line_8103901_200888810 |  | AD | node_8103901_200888809 | node_8103901_200888810 | 303.94 | bal_1P_1/0AA | 8103901 | no | no |  |  | no |  |  | 0 | 0 | 0 | 0
oh_line_8103901_200888811 |  | AD | node_8103901_200888808 | node_8103901_200888811 | 309.372 | bal_1P_2AC | 8103901 | no | no |  |  | no |  |  | 0 | 0 | 0 | 0
oh_line_8103901_200888812 |  | AD | node_8103901_200888811 | node_8103901_200888812 | 348.148 | bal_1P_2AC | 8103901 | no | no |  |  | no |  |  | 0 | 0 | 0 | 0
oh_line_8103901_200888813 |  | AD | node_8103901_200888812 | node_8103901_200888813 | 413.05 | bal_1P_2AC | 8103901 | no | no |  |  | no |  |  | 0 | 0 | 0 | 0
oh_line_8103901_200888814 |  | AD | node_8103901_200888813 | node_8103901_200888814 | 196.048 | bal_1P_1/0AA | 8103901 | no | no |  |  | no |  |  | 0 | 0 | 0 | 0
oh_line_8103901_200888815 |  | AD | node_8103901_200888813 | node_8103901_200888815 | 401.719 | bal_1P_2AC | 8103901 | no | no |  |  | no |  |  | 0 | 0 | 0 | 0
oh_line_8103901_200888816 |  | AD | node_8103901_200888815 | node_8103901_200888816 | 215.695 | bal_1P_1/0AA | 8103901 | no | no |  |  | no |  |  | 0 | 0 | 0 | 0
oh_line_8103901_200888817 |  | AD | node_8103901_200888815 | node_8103901_200888817 | 382.066 | bal_1P_2AC | 8103901 | no | no |  |  | no |  |  | 0 | 0 | 0 | 0
oh_line_8103901_200888818 |  | AD | node_8103901_200888817 | node_8103901_200888818 | 295.292 | bal_1P_2AC | 8103901 | no | no |  |  | no |  |  | 0 | 0 | 0 | 0
oh_line_8103901_200888819 |  | AD | node_8103901_200888818 | node_8103901_200888819 | 324.035 | bal_1P_2AC | 8103901 | no | no |  |  | no |  |  | 0 | 0 | 0 | 0
oh_line_8103901_200888822 |  | AD | node_8103901_200959967 | node_8103901_200888822 | 316.591 | bal_1P_2AC | 8103901 | no | no |  |  | no |  |  | 0 | 0 | 0 | 0
oh_line_8103901_200888824 |  | AD | node_8103901_200888822 | node_8103901_200888824 | 305.572 | bal_1P_2AC | 8103901 | no | no |  |  | no |  |  | 0 | 0 | 0 | 0
oh_line_8103901_200888825 |  | AD | node_8103901_200888824 | node_8103901_200888825 | 251.363 | bal_1P_2AC | 8103901 | no | no |  |  | no |  |  | 0 | 0 | 0 | 0
oh_line_8103901_200888826 |  | AD | node_8103901_200888825 | node_8103901_200888826 | 205.665 | bal_1P_2AC | 8103901 | no | no |  |  | no |  |  | 0 | 0 | 0 | 0
oh_line_8103901_200888827 |  | AD | node_8103901_200888828 | node_8103901_200888827 | 413.508 | bal_1P_2AC | 8103901 | no | no |  |  | no |  |  | 0 | 0 | 0 | 0
oh_line_8103901_200888828 |  | AD | node_8103901_200888829 | node_8103901_200888828 | 275.841 | bal_1P_2AC | 8103901 | no | no |  |  | no |  |  | 0 | 0 | 0 | 0
oh_line_8103901_200888829 |  | AD | node_8103901_200888830 | node_8103901_200888829 | 373.697 | bal_1P_2AC | 8103901 | no | no |  |  | no |  |  | 0 | 0 | 0 | 0
oh_line_8103901_200888830 |  | AD | node_8103901_200888831 | node_8103901_200888830 | 327.477 | bal_1P_2AC | 8103901 | no | no |  |  | no |  |  | 0 | 0 | 0 | 0
oh_line_8103901_200888831 |  | AD | node_8103901_200888832 | node_8103901_200888831 | 381.355 | bal_1P_2AC | 8103901 | no | no |  |  | no |  |  | 0 | 0 | 0 | 0
oh_line_8103901_200888832 |  | AD | node_8103901_200888833 | node_8103901_200888832 | 402.176 | bal_1P_2AC | 8103901 | no | no |  |  | no |  |  | 0 | 0 | 0 | 0
oh_line_8103901_200888833 |  | AD | node_8103901_200888834 | node_8103901_200888833 | 407.981 | bal_1P_2AC | 8103901 | no | no |  |  | no |  |  | 0 | 0 | 0 | 0
oh_line_8103901_200888834 |  | AD | node_8103901_200888835 | node_8103901_200888834 | 329.599 | bal_1P_2AC | 8103901 | no | no |  |  | no |  |  | 0 | 0 | 0 | 0
oh_line_8103901_200888835 |  | AD | node_8103901_200888836 | node_8103901_200888835 | 273.379 | bal_1P_2AC | 8103901 | no | no |  |  | no |  |  | 0 | 0 | 0 | 0
oh_line_8103901_200888836 |  | AD | node_8103901_200888837 | node_8103901_200888836 | 406.908 | bal_1P_2AC | 8103901 | no | no |  |  | no |  |  | 0 | 0 | 0 | 0
oh_line_8103901_200888837 |  | AD | node_8103901_200888838 | node_8103901_200888837 | 371.161 | bal_1P_2AC | 8103901 | no | no |  |  | no |  |  | 0 | 0 | 0 | 0
oh_line_8103901_200888838 |  | AD | node_8103901_200888839 | node_8103901_200888838 | 316.073 | bal_1P_2AC | 8103901 | no | no |  |  | no |  |  | 0 | 0 | 0 | 0
oh_line_8103901_200888839 |  | AD | node_8103901_200888840 | node_8103901_200888839 | 266.56 | bal_1P_1/0AC | 8103901 | no | no |  |  | no |  |  | 0 | 0 | 0 | 0
oh_line_8103901_200888840 |  | AD | node_8103901_200888842 | node_8103901_200888840 | 396.969 | bal_1P_1/0AC | 8103901 | no | no |  |  | no |  |  | 0 | 0 | 0 | 0
oh_line_8103901_200888842 |  | AD | node_8103901_200888843 | node_8103901_200888842 | 370.722 | bal_1P_1/0AC | 8103901 | no | no |  |  | no |  |  | 0 | 0 | 0 | 0
oh_line_8103901_200888843 |  | AD | node_8103901_200888844 | node_8103901_200888843 | 264.28 | bal_1P_1/0AC | 8103901 | no | no |  |  | no |  |  | 0 | 0 | 0 | 0
oh_line_8103901_200888844 |  | AD | node_8103901_200888845 | node_8103901_200888844 | 266.365 | bal_1P_1/0AC | 8103901 | no | no |  |  | no |  |  | 0 | 0 | 0 | 0
oh_line_8103901_200888845 |  | AD | node_8103901_200888846 | node_8103901_200888845 | 444.391 | bal_1P_1/0AC | 8103901 | no | no |  |  | no |  |  | 0 | 0 | 0 | 0
oh_line_8103901_200888846 |  | AD | node_8103901_200888847 | node_8103901_200888846 | 137.181 | bal_1P_2AC | 8103901 | no | no |  |  | no |  |  | 0 | 0 | 0 | 0
oh_line_8103901_200888847 |  | AD | node_8103901_200888848 | node_8103901_200888847 | 469.55 | bal_1P_2AC | 8103901 | no | no |  |  | no |  |  | 0 | 0 | 0 | 0
oh_line_8103901_200888848 |  | AD | node_8103901_200888849 | node_8103901_200888848 | 569.868 | bal_1P_2AC | 8103901 | no | no |  |  | no |  |  | 0 | 0 | 0 | 0
oh_line_8103901_200888849 |  | AD | node_8103901_200888850 | node_8103901_200888849 | 527.767 | bal_1P_2AC | 8103901 | no | no |  |  | no |  |  | 0 | 0 | 0 | 0
oh_line_8103901_200888850 |  | AD | node_8103901_200888851 | node_intto1_8103901_200888850 | 354.172 | bal_1P_2AC | 8103901 | no | no |  |  | no |  |  | 0 | 0 | 0 | 0
oh_line_8103901_200888851 |  | AD | node_8103901_200888046 | node_8103901_200888851 | 340.584 | bal_1P_2AC | 8103901 | no | no |  |  | no |  |  | 0 | 0 | 0 | 0
oh_line_8103901_200890107 |  | AD | node_8103901_200890108 | node_8103901_200890107 | 328.448 | bal_1P_2AC | 8103901 | no | no |  |  | no |  |  | 0 | 0 | 0 | 0
oh_line_8103901_200890108 |  | AD | node_8103901_200890109 | node_8103901_200890108 | 241.436 | bal_1P_2AC | 8103901 | no | no |  |  | no |  |  | 0 | 0 | 0 | 0
oh_line_8103901_200890109 |  | AD | node_8103901_200890110 | node_8103901_200890109 | 371.963 | bal_1P_2AC | 8103901 | no | no |  |  | no |  |  | 0 | 0 | 0 | 0
oh_line_8103901_200890110 |  | AD | node_8103901_200890111 | node_8103901_200890110 | 281.835 | bal_1P_2AC | 8103901 | no | no |  |  | no |  |  | 0 | 0 | 0 | 0
oh_line_8103901_200890111 |  | AD | node_8103901_200890113 | node_8103901_200890111 | 337.478 | bal_1P_1/0AC | 8103901 | no | no |  |  | no |  |  | 0 | 0 | 0 | 0
oh_line_8103901_200890113 |  | AD | node_8103901_200890118 | node_8103901_200890113 | 241.934 | bal_1P_1/0AC | 8103901 | no | no |  |  | no |  |  | 0 | 0 | 0 | 0
oh_line_8103901_200890118 |  | AD | node_8103901_200890120 | node_8103901_200890118 | 240.683 | bal_1P_1/0AC | 8103901 | no | no |  |  | no |  |  | 0 | 0 | 0 | 0
oh_line_8103901_200890120 |  | AD | node_8103901_200890121 | node_8103901_200890120 | 324.966 | bal_1P_2AC | 8103901 | no | no |  |  | no |  |  | 0 | 0 | 0 | 0
oh_line_8103901_200890121 |  | AD | node_8103901_200890122 | node_8103901_200890121 | 306.514 | bal_1P_2AC | 8103901 | no | no |  |  | no |  |  | 0 | 0 | 0 | 0
oh_line_8103901_200890122 |  | AD | node_8103901_200890123 | node_8103901_200890122 | 609.066 | bal_1P_2AC | 8103901 | no | no |  |  | no |  |  | 0 | 0 | 0 | 0
oh_line_8103901_200890123 |  | AD | node_8103901_200890124 | node_8103901_200890123 | 378.713 | bal_1P_2AC | 8103901 | no | no |  |  | no |  |  | 0 | 0 | 0 | 0
oh_line_8103901_200890124 |  | AD | node_8103901_200890129 | node_8103901_200890124 | 597.914 | bal_1P_2AC | 8103901 | no | no |  |  | no |  |  | 0 | 0 | 0 | 0
oh_line_8103901_200890125 |  | AD | node_8103901_200890124 | node_8103901_200890125 | 209.698 | bal_1P_2AC | 8103901 | no | no |  |  | no |  |  | 0 | 0 | 0 | 0
oh_line_8103901_200890127 |  | AD | node_8103901_200890125 | node_8103901_200890127 | 207.08 | bal_1P_2AC | 8103901 | no | no |  |  | no |  |  | 0 | 0 | 0 | 0
oh_line_8103901_200890128 |  | AD | node_8103901_200890125 | node_8103901_200890128 | 232.589 | bal_1P_2AC | 8103901 | no | no |  |  | no |  |  | 0 | 0 | 0 | 0
oh_line_8103901_200890129 |  | AD | node_8103901_200890132 | node_8103901_200890129 | 550.734 | bal_1P_2AC | 8103901 | no | no |  |  | no |  |  | 0 | 0 | 0 | 0
oh_line_8103901_200890132 |  | AD | node_8103901_200890134 | node_8103901_200890132 | 308.193 | bal_1P_2AC | 8103901 | no | no |  |  | no |  |  | 0 | 0 | 0 | 0
oh_line_8103901_200890133 |  | AD | node_8103901_200890132 | node_8103901_200890133 | 328.041 | bal_1P_1/0AA | 8103901 | no | no |  |  | no |  |  | 0 | 0 | 0 | 0
oh_line_8103901_200890134 |  | AD | node_8103901_200890136 | node_8103901_200890134 | 636.145 | bal_1P_2AC | 8103901 | no | no |  |  | no |  |  | 0 | 0 | 0 | 0
oh_line_8103901_200890136 |  | AD | node_8103901_200890139 | node_8103901_200890136 | 743.42 | bal_1P_2AC | 8103901 | no | no |  |  | no |  |  | 0 | 0 | 0 | 0
oh_line_8103901_200890139 |  | AD | node_8103901_200890140 | node_8103901_200890139 | 533.231 | bal_1P_2AC | 8103901 | no | no |  |  | no |  |  | 0 | 0 | 0 | 0
oh_line_8103901_200890140 |  | AD | node_8103901_200887771 | node_8103901_200890140 | 344.174 | bal_1P_2AC | 8103901 | no | no |  |  | no |  |  | 0 | 0 | 0 | 0
oh_line_8103901_200890150 |  | AD | node_8103901_200890136 | node_8103901_200890150 | 307.238 | bal_1P_2AC | 8103901 | no | no |  |  | no |  |  | 0 | 0 | 0 | 0
oh_line_8103901_200890151 |  | AD | node_8103901_200890150 | node_8103901_200890151 | 141.414 | bal_1P_2AC | 8103901 | no | no |  |  | no |  |  | 0 | 0 | 0 | 0
oh_line_8103901_200890152 |  | AD | node_8103901_200890178 | node_8103901_200890152 | 382.918 | bal_1P_2AC | 8103901 | no | no |  |  | no |  |  | 0 | 0 | 0 | 0
oh_line_8103901_200890153 |  | AD | node_8103901_200890152 | node_8103901_200890153 | 483.593 | bal_1P_2AC | 8103901 | no | no |  |  | no |  |  | 0 | 0 | 0 | 0
oh_line_8103901_200890154 |  | AD | node_8103901_200890153 | node_8103901_200890154 | 356.724 | bal_1P_2AC | 8103901 | no | no |  |  | no |  |  | 0 | 0 | 0 | 0
oh_line_8103901_200890155 |  | AD | node_8103901_200890154 | node_8103901_200890155 | 415.928 | bal_1P_2AC | 8103901 | no | no |  |  | no |  |  | 0 | 0 | 0 | 0
oh_line_8103901_200890156 |  | AD | node_8103901_200890155 | node_8103901_200890156 | 456.205 | bal_1P_2AC | 8103901 | no | no |  |  | no |  |  | 0 | 0 | 0 | 0
oh_line_8103901_200890157 |  | AD | node_8103901_200890156 | node_8103901_200890157 | 188.563 | bal_1P_2AC | 8103901 | no | no |  |  | no |  |  | 0 | 0 | 0 | 0
oh_line_8103901_200890158 |  | AD | node_8103901_200890157 | node_8103901_200890158 | 192.074 | bal_1P_2AC | 8103901 | no | no |  |  | no |  |  | 0 | 0 | 0 | 0
oh_line_8103901_200890159 |  | AD | node_8103901_200890158 | node_8103901_200890159 | 225.451 | bal_1P_2AC | 8103901 | no | no |  |  | no |  |  | 0 | 0 | 0 | 0
oh_line_8103901_200890160 |  | AD | node_8103901_200890159 | node_8103901_200890160 | 216.098 | bal_1P_2AC | 8103901 | no | no |  |  | no |  |  | 0 | 0 | 0 | 0
oh_line_8103901_200890161 |  | AD | node_8103901_200890160 | node_8103901_200890161 | 225.183 | bal_1P_1/0AA | 8103901 | no | no |  |  | no |  |  | 0 | 0 | 0 | 0
oh_line_8103901_200890162 |  | AD | node_8103901_200890161 | node_8103901_200890162 | 222.838 | bal_1P_1/0AA | 8103901 | no | no |  |  | no |  |  | 0 | 0 | 0 | 0
oh_line_8103901_200890163 |  | AD | node_8103901_200890160 | node_8103901_200890163 | 434.154 | bal_1P_2AC | 8103901 | no | no |  |  | no |  |  | 0 | 0 | 0 | 0
oh_line_8103901_200890164 |  | AD | node_8103901_200890163 | node_8103901_200890164 | 459.239 | bal_1P_2AC | 8103901 | no | no |  |  | no |  |  | 0 | 0 | 0 | 0
oh_line_8103901_200890165 |  | AD | node_8103901_200890164 | node_8103901_200890165 | 437.29 | bal_1P_2AC | 8103901 | no | no |  |  | no |  |  | 0 | 0 | 0 | 0
oh_line_8103901_200890166 |  | AD | node_8103901_200890151 | node_8103901_200890166 | 171.281 | bal_1P_2AC | 8103901 | no | no |  |  | no |  |  | 0 | 0 | 0 | 0
oh_line_8103901_200890167 |  | AD | node_8103901_200890166 | node_8103901_200890167 | 499.399 | bal_1P_2AC | 8103901 | no | no |  |  | no |  |  | 0 | 0 | 0 | 0
oh_line_8103901_200890168 |  | AD | node_8103901_200890167 | node_intto1_8103901_200890168 | 373.815 | bal_1P_2AC | 8103901 | no | no |  |  | no |  |  | 0 | 0 | 0 | 0
oh_line_8103901_200890169 |  | AD | node_8103901_200890168 | node_8103901_200890169 | 248.254 | bal_1P_1/0AC | 8103901 | no | no |  |  | no |  |  | 0 | 0 | 0 | 0
oh_line_8103901_200890170 |  | AD | node_8103901_200890169 | node_8103901_200890170 | 314.059 | bal_1P_1/0AC | 8103901 | no | no |  |  | no |  |  | 0 | 0 | 0 | 0
oh_line_8103901_200890171 |  | AD | node_8103901_200890170 | node_8103901_200890171 | 245.516 | bal_1P_1/0AC | 8103901 | no | no |  |  | no |  |  | 0 | 0 | 0 | 0
oh_line_8103901_200890172 |  | AD | node_8103901_200890171 | node_8103901_200890172 | 210.074 | bal_1P_1/0AC | 8103901 | no | no |  |  | no |  |  | 0 | 0 | 0 | 0
oh_line_8103901_200890173 |  | AD | node_8103901_200890172 | node_8103901_200890173 | 367.62 | bal_1P_1/0AA | 8103901 | no | no |  |  | no |  |  | 0 | 0 | 0 | 0
oh_line_8103901_200890174 |  | AD | node_8103901_200890173 | node_8103901_200890174 | 254.515 | bal_1P_1/0AA | 8103901 | no | no |  |  | no |  |  | 0 | 0 | 0 | 0
oh_line_8103901_200890175 |  | AD | node_8103901_200890174 | node_8103901_200890175 | 294.518 | bal_1P_1/0AA | 8103901 | no | no |  |  | no |  |  | 0 | 0 | 0 | 0
oh_line_8103901_200890177 |  | AD | node_8103901_200890172 | node_8103901_200890177 | 255.576 | bal_1P_1/0AC | 8103901 | no | no |  |  | no |  |  | 0 | 0 | 0 | 0
oh_line_8103901_200890178 |  | AD | node_8103901_200890177 | node_8103901_200890178 | 416.664 | bal_1P_2AC | 8103901 | no | no |  |  | no |  |  | 0 | 0 | 0 | 0
oh_line_8103901_200890273 |  | AD | node_8103901_200888008 | node_8103901_200890273 | 357.163 | bal_1P_4AC | 8103901 | no | no |  |  | no |  |  | 0 | 0 | 0 | 0
oh_line_8103901_200890274 |  | AD | node_8103901_200890273 | node_8103901_200890274 | 367.602 | bal_1P_4AC | 8103901 | no | no |  |  | no |  |  | 0 | 0 | 0 | 0
oh_line_8103901_200890275 |  | AD | node_8103901_200890274 | node_8103901_200890275 | 378.611 | bal_1P_4AC | 8103901 | no | no |  |  | no |  |  | 0 | 0 | 0 | 0
oh_line_8103901_200890276 |  | AD | node_8103901_200890275 | node_8103901_200890276 | 384.486 | bal_1P_4AC | 8103901 | no | no |  |  | no |  |  | 0 | 0 | 0 | 0
oh_line_8103901_200890278 |  | AD | node_8103901_200890276 | node_8103901_200890278 | 307.339 | bal_1P_4AC | 8103901 | no | no |  |  | no |  |  | 0 | 0 | 0 | 0
oh_line_8103901_200890279 |  | AD | node_8103901_200890278 | node_8103901_200890279 | 293.588 | bal_1P_4AC | 8103901 | no | no |  |  | no |  |  | 0 | 0 | 0 | 0
oh_line_8103901_200890280 |  | AD | node_8103901_200890279 | node_8103901_200890280 | 327.079 | bal_1P_4AC | 8103901 | no | no |  |  | no |  |  | 0 | 0 | 0 | 0
oh_line_8103901_200890281 |  | AD | node_8103901_200890280 | node_8103901_200890281 | 253.299 | bal_1P_4AC | 8103901 | no | no |  |  | no |  |  | 0 | 0 | 0 | 0
oh_line_8103901_200890282 |  | AD | node_8103901_200890281 | node_8103901_200890282 | 144.366 | bal_1P_4AC | 8103901 | no | no |  |  | no |  |  | 0 | 0 | 0 | 0
oh_line_8103901_200890283 |  | AD | node_8103901_200890333 | node_8103901_200890283 | 309.05 | bal_1P_2AC | 8103901 | no | no |  |  | no |  |  | 0 | 0 | 0 | 0
oh_line_8103901_200890284 |  | AD | node_8103901_200890283 | node_8103901_200890284 | 261.627 | bal_1P_2AC | 8103901 | no | no |  |  | no |  |  | 0 | 0 | 0 | 0
oh_line_8103901_200890286 |  | AD | node_8103901_200890284 | node_8103901_200890286 | 318.041 | bal_1P_2AC | 8103901 | no | no |  |  | no |  |  | 0 | 0 | 0 | 0
oh_line_8103901_200890287 |  | AD | node_8103901_200890286 | node_8103901_200890287 | 291.768 | bal_1P_2AC | 8103901 | no | no |  |  | no |  |  | 0 | 0 | 0 | 0
oh_line_8103901_200890288 |  | AD | node_8103901_200890287 | node_8103901_200890288 | 389.501 | bal_1P_2AC | 8103901 | no | no |  |  | no |  |  | 0 | 0 | 0 | 0
oh_line_8103901_200890333 |  | AD | node_8103901_200890346 | node_8103901_200890333 | 340.462 | bal_1P_2AC | 8103901 | no | no |  |  | no |  |  | 0 | 0 | 0 | 0
oh_line_8103901_200890334 |  | AD | node_8103901_200890335 | node_8103901_200890334 | 241.127 | bal_1P_4ACW | 8103901 | no | no |  |  | no |  |  | 0 | 0 | 0 | 0
oh_line_8103901_200890335 |  | AD | node_8103901_200890336 | node_8103901_200890335 | 293.807 | bal_1P_4ACW | 8103901 | no | no |  |  | no |  |  | 0 | 0 | 0 | 0
oh_line_8103901_200890336 |  | AD | node_8103901_200890337 | node_8103901_200890336 | 416.356 | bal_1P_4ACW | 8103901 | no | no |  |  | no |  |  | 0 | 0 | 0 | 0
oh_line_8103901_200890337 |  | AD | node_8103901_200890338 | node_8103901_200890337 | 380.644 | bal_1P_4ACW | 8103901 | no | no |  |  | no |  |  | 0 | 0 | 0 | 0
oh_line_8103901_200890338 |  | AD | node_8103901_200890339 | node_8103901_200890338 | 306.239 | bal_1P_4ACW | 8103901 | no | no |  |  | no |  |  | 0 | 0 | 0 | 0
oh_line_8103901_200890339 |  | AD | node_8103901_200890340 | node_8103901_200890339 | 279.105 | bal_1P_4ACW | 8103901 | no | no |  |  | no |  |  | 0 | 0 | 0 | 0
oh_line_8103901_200890340 |  | AD | node_8103901_200890341 | node_8103901_200890340 | 166.451 | bal_1P_4ACW | 8103901 | no | no |  |  | no |  |  | 0 | 0 | 0 | 0
oh_line_8103901_200890341 |  | AD | node_8103901_200890342 | node_8103901_200890341 | 208.275 | bal_1P_4ACW | 8103901 | no | no |  |  | no |  |  | 0 | 0 | 0 | 0
oh_line_8103901_200890342 |  | AD | node_8103901_200890343 | node_8103901_200890342 | 242.29 | bal_1P_4ACW | 8103901 | no | no |  |  | no |  |  | 0 | 0 | 0 | 0
oh_line_8103901_200890343-1 |  | AD | node_1337361_878_15356184_201 | node_8103901_200890343 | 10.109 | bal_1P_4ACW | 8103901 | no | no |  |  | no |  |  | 0 | 0 | 0 | 0
oh_line_8103901_200890343-2 |  | AD | node_8103901_200890344 | node_1337361_878_15356184_201 | 315.653 | bal_1P_4ACW | 8103901 | no | no |  |  | no |  |  | 0 | 0 | 0 | 0
oh_line_8103901_200890344 |  | AD | node_8103901_200890345 | node_8103901_200890344 | 348.283 | bal_1P_4ACW | 8103901 | no | no |  |  | no |  |  | 0 | 0 | 0 | 0
oh_line_8103901_200890345 |  | AD | node_8103901_200890347 | node_8103901_200890345 | 330.193 | bal_1P_4ACW | 8103901 | no | no |  |  | no |  |  | 0 | 0 | 0 | 0
oh_line_8103901_200890346 |  | AD | node_8103901_200890350 | node_8103901_200890346 | 279.539 | bal_1P_2AC | 8103901 | no | no |  |  | no |  |  | 0 | 0 | 0 | 0
oh_line_8103901_200890347 |  | AD | node_8103901_200890348 | node_8103901_200890347 | 352.687 | bal_1P_4ACW | 8103901 | no | no |  |  | no |  |  | 0 | 0 | 0 | 0
oh_line_8103901_200890348 |  | AD | node_8103901_200890349 | node_8103901_200890348 | 423.978 | bal_1P_4ACW | 8103901 | no | no |  |  | no |  |  | 0 | 0 | 0 | 0
oh_line_8103901_200890349 |  | AD | node_8103901_200890165 | node_8103901_200890349 | 273.931 | bal_1P_2AC | 8103901 | no | no |  |  | no |  |  | 0 | 0 | 0 | 0
oh_line_8103901_200890350 |  | AD | node_8103901_200890351 | node_8103901_200890350 | 378.208 | bal_1P_2AC | 8103901 | no | no |  |  | no |  |  | 0 | 0 | 0 | 0
oh_line_8103901_200890351 |  | AD | node_8103901_200890352 | node_8103901_200890351 | 350.808 | bal_1P_2AC | 8103901 | no | no |  |  | no |  |  | 0 | 0 | 0 | 0
oh_line_8103901_200890352 |  | AD | node_8103901_200890353 | node_8103901_200890352 | 354.081 | bal_1P_4ACW | 8103901 | no | no |  |  | no |  |  | 0 | 0 | 0 | 0
oh_line_8103901_200890353 |  | AD | node_8103901_200890354 | node_8103901_200890353 | 306.073 | bal_1P_4ACW | 8103901 | no | no |  |  | no |  |  | 0 | 0 | 0 | 0
oh_line_8103901_200890354 |  | AD | node_8103901_200890355 | node_8103901_200890354 | 197.259 | bal_1P_4ACW | 8103901 | no | no |  |  | no |  |  | 0 | 0 | 0 | 0
oh_line_8103901_200890355 |  | AD | node_8103901_200890356 | node_8103901_200890355 | 251.201 | bal_1P_4ACW | 8103901 | no | no |  |  | no |  |  | 0 | 0 | 0 | 0
oh_line_8103901_200890356 |  | AD | node_8103901_200890357 | node_8103901_200890356 | 406.803 | bal_1P_4ACW | 8103901 | no | no |  |  | no |  |  | 0 | 0 | 0 | 0
oh_line_8103901_200890357 |  | AD | node_8103901_200890334 | node_8103901_200890357 | 246.541 | bal_1P_4ACW | 8103901 | no | no |  |  | no |  |  | 0 | 0 | 0 | 0
oh_line_8103901_200890358 |  | AD | node_8103901_200890356 | node_8103901_200890358 | 208.579 | bal_1P_4ACW | 8103901 | no | no |  |  | no |  |  | 0 | 0 | 0 | 0
oh_line_8103901_200890359 |  | AD | node_8103901_200890397 | node_8103901_200890359 | 412.727 | bal_1P_4ACW | 8103901 | no | no |  |  | no |  |  | 0 | 0 | 0 | 0
oh_line_8103901_200890360 |  | AD | node_8103901_200890359 | node_8103901_200890360 | 327.396 | bal_1P_4ACW | 8103901 | no | no |  |  | no |  |  | 0 | 0 | 0 | 0
oh_line_8103901_200890361 |  | AD | node_8103901_200890360 | node_8103901_200890361 | 343.503 | bal_1P_4ACW | 8103901 | no | no |  |  | no |  |  | 0 | 0 | 0 | 0
oh_line_8103901_200890362 |  | AD | node_8103901_200890361 | node_8103901_200890362 | 234.768 | bal_1P_4ACW | 8103901 | no | no |  |  | no |  |  | 0 | 0 | 0 | 0
oh_line_8103901_200890363 |  | AD | node_8103901_200890362 | node_8103901_200890363 | 421.577 | bal_1P_4ACW | 8103901 | no | no |  |  | no |  |  | 0 | 0 | 0 | 0
oh_line_8103901_200890364 |  | AD | node_8103901_200890363 | node_8103901_200890364 | 261.178 | bal_1P_2AC | 8103901 | no | no |  |  | no |  |  | 0 | 0 | 0 | 0
oh_line_8103901_200890365 |  | AD | node_8103901_200890364 | node_8103901_200890365 | 464.197 | bal_1P_2AC | 8103901 | no | no |  |  | no |  |  | 0 | 0 | 0 | 0
oh_line_8103901_200890366 |  | AD | node_8103901_200890365 | node_8103901_200890366 | 343.745 | bal_1P_2AC | 8103901 | no | no |  |  | no |  |  | 0 | 0 | 0 | 0
oh_line_8103901_200890367 |  | AD | node_8103901_200890366 | node_8103901_200890367 | 358.699 | bal_1P_2AC | 8103901 | no | no |  |  | no |  |  | 0 | 0 | 0 | 0
oh_line_8103901_200890368 |  | AD | node_8103901_200890367 | node_8103901_200890368 | 343.479 | bal_1P_2AC | 8103901 | no | no |  |  | no |  |  | 0 | 0 | 0 | 0
oh_line_8103901_200890369 |  | AD | node_8103901_200890358 | node_intto1_8103901_200890369 | 242.829 | bal_1P_4ACW | 8103901 | no | no |  |  | no |  |  | 0 | 0 | 0 | 0
oh_line_8103901_200890370 |  | AD | node_8103901_200890368 | node_8103901_200890370 | 303.444 | bal_1P_1/0AC | 8103901 | no | no |  |  | no |  |  | 0 | 0 | 0 | 0
oh_line_8103901_200890371 |  | AD | node_8103901_200890370 | node_8103901_200890371 | 310.988 | bal_1P_1/0AC | 8103901 | no | no |  |  | no |  |  | 0 | 0 | 0 | 0
oh_line_8103901_200890372 |  | AD | node_8103901_200890371 | node_8103901_200890372 | 280.113 | bal_1P_1/0AC | 8103901 | no | no |  |  | no |  |  | 0 | 0 | 0 | 0
oh_line_8103901_200890374 |  | AD | node_8103901_200890372 | node_8103901_200890374 | 358.129 | bal_1P_1/0AC | 8103901 | no | no |  |  | no |  |  | 0 | 0 | 0 | 0
oh_line_8103901_200890375 |  | AD | node_8103901_200890374 | node_8103901_200890375 | 366.25 | bal_1P_1/0AC | 8103901 | no | no |  |  | no |  |  | 0 | 0 | 0 | 0
oh_line_8103901_200890377 |  | AD | node_8103901_200890375 | node_8103901_200890377 | 360.831 | bal_1P_1/0AC | 8103901 | no | no |  |  | no |  |  | 0 | 0 | 0 | 0
oh_line_8103901_200890378 |  | AD | node_8103901_200890377 | node_8103901_200890378 | 320.817 | bal_1P_1/0AC | 8103901 | no | no |  |  | no |  |  | 0 | 0 | 0 | 0
oh_line_8103901_200890379 |  | AD | node_8103901_200890378 | node_8103901_200890379 | 264.3 | bal_1P_1/0AC | 8103901 | no | no |  |  | no |  |  | 0 | 0 | 0 | 0
oh_line_8103901_200890380 |  | AD | node_8103901_200890379 | node_8103901_200890380 | 324.766 | bal_1P_1/0AA | 8103901 | no | no |  |  | no |  |  | 0 | 0 | 0 | 0
oh_line_8103901_200890381 |  | AD | node_8103901_200890380 | node_8103901_200890381 | 219.255 | bal_1P_1/0AA | 8103901 | no | no |  |  | no |  |  | 0 | 0 | 0 | 0
oh_line_8103901_200890382 |  | AD | node_8103901_200890381 | node_8103901_200890382 | 298.017 | bal_1P_1/0AA | 8103901 | no | no |  |  | no |  |  | 0 | 0 | 0 | 0
oh_line_8103901_200890383 |  | AD | node_8103901_200890379 | node_8103901_200890383 | 288.195 | bal_1P_1/0AC | 8103901 | no | no |  |  | no |  |  | 0 | 0 | 0 | 0
oh_line_8103901_200890384 |  | AD | node_8103901_200890383 | node_8103901_200890384 | 287.337 | bal_1P_1/0AC | 8103901 | no | no |  |  | no |  |  | 0 | 0 | 0 | 0
oh_line_8103901_200890385 |  | AD | node_8103901_200890369 | node_8103901_200890385 | 390.276 | bal_1P_4ACW | 8103901 | no | no |  |  | no |  |  | 0 | 0 | 0 | 0
oh_line_8103901_200890386 |  | AD | node_8103901_200890384 | node_8103901_200890386 | 318.867 | bal_1P_1/0AC | 8103901 | no | no |  |  | no |  |  | 0 | 0 | 0 | 0
oh_line_8103901_200890387 |  | AD | node_8103901_200890386 | node_8103901_200890387 | 305.054 | bal_1P_1/0AC | 8103901 | no | no |  |  | no |  |  | 0 | 0 | 0 | 0
oh_line_8103901_200890388 |  | AD | node_8103901_200890387 | node_8103901_200890388 | 356.624 | bal_1P_1/0AC | 8103901 | no | no |  |  | no |  |  | 0 | 0 | 0 | 0
oh_line_8103901_200890389 |  | AD | node_8103901_200890388 | node_8103901_200890389 | 283.745 | bal_1P_1/0AC | 8103901 | no | no |  |  | no |  |  | 0 | 0 | 0 | 0
oh_line_8103901_200890391 |  | AD | node_8103901_200890389 | node_8103901_200890391 | 270.65 | bal_1P_1/0AC | 8103901 | no | no |  |  | no |  |  | 0 | 0 | 0 | 0
oh_line_8103901_200890392 |  | AD | node_8103901_200890385 | node_8103901_200890392 | 335.451 | bal_1P_4ACW | 8103901 | no | no |  |  | no |  |  | 0 | 0 | 0 | 0
oh_line_8103901_200890393 |  | AD | node_8103901_200890392 | node_8103901_200890393 | 344.641 | bal_1P_4ACW | 8103901 | no | no |  |  | no |  |  | 0 | 0 | 0 | 0
oh_line_8103901_200890394 |  | AD | node_8103901_200890393 | node_8103901_200890394 | 359.245 | bal_1P_4ACW | 8103901 | no | no |  |  | no |  |  | 0 | 0 | 0 | 0
oh_line_8103901_200890395 |  | AD | node_8103901_200890394 | node_8103901_200890395 | 291.893 | bal_1P_4ACW | 8103901 | no | no |  |  | no |  |  | 0 | 0 | 0 | 0
oh_line_8103901_200890396 |  | AD | node_8103901_200890395 | node_8103901_200890396 | 450.106 | bal_1P_4ACW | 8103901 | no | no |  |  | no |  |  | 0 | 0 | 0 | 0
oh_line_8103901_200890397 |  | AD | node_8103901_200890396 | node_8103901_200890397 | 379.313 | bal_1P_4ACW | 8103901 | no | no |  |  | no |  |  | 0 | 0 | 0 | 0
oh_line_8103901_200891010 |  | AD | node_8103901_200890283 | node_8103901_200891010 | 266.319 | bal_1P_2AC | 8103901 | no | no |  |  | no |  |  | 0 | 0 | 0 | 0
oh_line_8103901_200891011 |  | AD | node_8103901_200891010 | node_8103901_200891011 | 159.943 | bal_1P_2AC | 8103901 | no | no |  |  | no |  |  | 0 | 0 | 0 | 0
oh_line_8103901_200891012 |  | AD | node_8103901_200891011 | node_8103901_200891012 | 307.386 | bal_1P_2AC | 8103901 | no | no |  |  | no |  |  | 0 | 0 | 0 | 0
oh_line_8103901_200891013 |  | AD | node_8103901_200891012 | node_8103901_200891013 | 246.063 | bal_1P_2AC | 8103901 | no | no |  |  | no |  |  | 0 | 0 | 0 | 0
oh_line_8103901_200891014 |  | AD | node_8103901_200891013 | node_8103901_200891014 | 207.731 | bal_1P_2AC | 8103901 | no | no |  |  | no |  |  | 0 | 0 | 0 | 0
oh_line_8103901_200891015 |  | AD | node_8103901_200891014 | node_8103901_200891015 | 330.604 | bal_1P_2AC | 8103901 | no | no |  |  | no |  |  | 0 | 0 | 0 | 0
oh_line_8103901_200891016 |  | AD | node_8103901_200891015 | node_8103901_200891016 | 411.44 | bal_1P_2AC | 8103901 | no | no |  |  | no |  |  | 0 | 0 | 0 | 0
oh_line_8103901_200891584 |  | AD | node_8103901_200890283 | node_intto1_8103901_200891584 | 68.32 | bal_1P_2AC | 8103901 | no | no |  |  | no |  |  | 0 | 0 | 0 | 0
oh_line_8103901_200891586 |  | AD | node_8103901_200891595 | node_8103901_200891586 | 321.869 | bal_1P_1/0AC | 8103901 | no | no |  |  | no |  |  | 0 | 0 | 0 | 0
oh_line_8103901_200891587 |  | AD | node_8103901_200891584 | node_intto1_8103901_200891587 | 371.389 | bal_1P_2AC | 8103901 | no | no |  |  | no |  |  | 0 | 0 | 0 | 0
oh_line_8103901_200891588 |  | AD | node_8103901_200891587 | node_8103901_200891588 | 355.309 | bal_1P_2AC | 8103901 | no | no |  |  | no |  |  | 0 | 0 | 0 | 0
oh_line_8103901_200891590 |  | AD | node_8103901_200891588 | node_8103901_200891590 | 366.383 | bal_1P_2AC | 8103901 | no | no |  |  | no |  |  | 0 | 0 | 0 | 0
oh_line_8103901_200891591 |  | AD | node_8103901_200891590 | node_8103901_200891591 | 353.688 | bal_1P_2AC | 8103901 | no | no |  |  | no |  |  | 0 | 0 | 0 | 0
oh_line_8103901_200891592 |  | AD | node_8103901_200891591 | node_8103901_200891592 | 288.054 | bal_1P_1/0AC | 8103901 | no | no |  |  | no |  |  | 0 | 0 | 0 | 0
oh_line_8103901_200891593 |  | AD | node_8103901_200891592 | node_8103901_200891593 | 275.577 | bal_1P_1/0AC | 8103901 | no | no |  |  | no |  |  | 0 | 0 | 0 | 0
oh_line_8103901_200891594 |  | AD | node_8103901_200891593 | node_8103901_200891594 | 279.433 | bal_1P_1/0AC | 8103901 | no | no |  |  | no |  |  | 0 | 0 | 0 | 0
oh_line_8103901_200891595 |  | AD | node_8103901_200891594 | node_8103901_200891595 | 284.254 | bal_1P_1/0AC | 8103901 | no | no |  |  | no |  |  | 0 | 0 | 0 | 0
oh_line_8103901_200902662 |  | AD | node_8103901_200887867 | node_8103901_200902662 | 399.536 | bal_1P_2AC | 8103901 | no | no |  |  | no |  |  | 0 | 0 | 0 | 0
oh_line_8103901_200902663 |  | AD | node_8103901_200902662 | node_8103901_200902663 | 370.129 | bal_1P_2AC | 8103901 | no | no |  |  | no |  |  | 0 | 0 | 0 | 0
oh_line_8103901_200902718 |  | AD | node_8103901_200887946 | node_8103901_200902718 | 691.905 | bal_1P_2AC | 8103901 | no | no |  |  | no |  |  | 0 | 0 | 0 | 0
oh_line_8103901_200902719 |  | AD | node_8103901_200902718 | node_8103901_200902719 | 240.111 | bal_1P_1/0AC | 8103901 | no | no |  |  | no |  |  | 0 | 0 | 0 | 0
oh_line_8103901_200902721 |  | AD | node_8103901_200902718 | node_8103901_200902721 | 301.734 | bal_1P_2AC | 8103901 | no | no |  |  | no |  |  | 0 | 0 | 0 | 0
oh_line_8103901_200902722 |  | AD | node_8103901_200902721 | node_8103901_200902722 | 338.892 | bal_1P_2AC | 8103901 | no | no |  |  | no |  |  | 0 | 0 | 0 | 0
oh_line_8103901_200902723 |  | AD | node_8103901_311929250 | node_8103901_200902723 | 458.475 | bal_1P_2AC | 8103901 | no | no |  |  | no |  |  | 0 | 0 | 0 | 0
oh_line_8103901_200902724 |  | AD | node_8103901_200902721 | node_8103901_200902724 | 322.219 | bal_1P_2AC | 8103901 | no | no |  |  | no |  |  | 0 | 0 | 0 | 0
oh_line_8103901_200902725 |  | AD | node_8103901_200902724 | node_8103901_200902725 | 340.213 | bal_1P_1/0AA | 8103901 | no | no |  |  | no |  |  | 0 | 0 | 0 | 0
oh_line_8103901_200903075 |  | AD | node_8103901_200888373 | node_8103901_200903075 | 425.113 | bal_1P_3-104CW | 8103901 | no | no |  |  | no |  |  | 0 | 0 | 0 | 0
oh_line_8103901_200903076 |  | AD | node_8103901_200903075 | node_8103901_200903076 | 407.926 | bal_1P_3-104CW | 8103901 | no | no |  |  | no |  |  | 0 | 0 | 0 | 0
oh_line_8103901_200903077 |  | AD | node_8103901_200903076 | node_8103901_200903077 | 253.071 | bal_1P_1/0AA | 8103901 | no | no |  |  | no |  |  | 0 | 0 | 0 | 0
oh_line_8103901_200903079 |  | AD | node_8103901_200956862 | node_8103901_200903079 | 283.688 | bal_1P_4AC | 8103901 | no | no |  |  | no |  |  | 0 | 0 | 0 | 0
oh_line_8103901_200903080 |  | AD | node_8103901_200903079 | node_8103901_200903080 | 314.683 | bal_1P_4AC | 8103901 | no | no |  |  | no |  |  | 0 | 0 | 0 | 0
oh_line_8103901_200903081 |  | AD | node_8103901_200903080 | node_8103901_200903081 | 339.083 | bal_1P_4AC | 8103901 | no | no |  |  | no |  |  | 0 | 0 | 0 | 0
oh_line_8103901_200903082 |  | AD | node_8103901_200903081 | node_8103901_200903082 | 387.041 | bal_1P_4AC | 8103901 | no | no |  |  | no |  |  | 0 | 0 | 0 | 0
oh_line_8103901_200903083 |  | AD | node_8103901_200903082 | node_8103901_200903083 | 422.828 | bal_1P_4AC | 8103901 | no | no |  |  | no |  |  | 0 | 0 | 0 | 0
oh_line_8103901_200903084 |  | AD | node_8103901_200903083 | node_8103901_200903084 | 326.924 | bal_1P_4AC | 8103901 | no | no |  |  | no |  |  | 0 | 0 | 0 | 0
oh_line_8103901_200903085 |  | AD | node_8103901_200903084 | node_8103901_200903085 | 355.219 | bal_1P_4AC | 8103901 | no | no |  |  | no |  |  | 0 | 0 | 0 | 0
oh_line_8103901_200903086 |  | AD | node_8103901_200903085 | node_8103901_200903086 | 355.355 | bal_1P_4AC | 8103901 | no | no |  |  | no |  |  | 0 | 0 | 0 | 0
oh_line_8103901_200903087 |  | AD | node_8103901_200903086 | node_8103901_200903087 | 222.127 | bal_1P_1/0AA | 8103901 | no | no |  |  | no |  |  | 0 | 0 | 0 | 0
oh_line_8103901_200903088 |  | AD | node_8103901_200903086 | node_8103901_200903088 | 349.715 | bal_1P_4AC | 8103901 | no | no |  |  | no |  |  | 0 | 0 | 0 | 0
oh_line_8103901_200903089 |  | AD | node_8103901_200903088 | node_8103901_200903089 | 347.965 | bal_1P_4AC | 8103901 | no | no |  |  | no |  |  | 0 | 0 | 0 | 0
oh_line_8103901_200903090 |  | AD | node_8103901_200903089 | node_8103901_200903090 | 275.441 | bal_1P_4AC | 8103901 | no | no |  |  | no |  |  | 0 | 0 | 0 | 0
oh_line_8103901_200903091 |  | AD | node_8103901_200903090 | node_8103901_200903091 | 309.656 | bal_1P_1/0AA | 8103901 | no | no |  |  | no |  |  | 0 | 0 | 0 | 0
oh_line_8103901_200903092 |  | AD | node_8103901_200903089 | node_8103901_200903092 | 413.534 | bal_1P_2AC | 8103901 | no | no |  |  | no |  |  | 0 | 0 | 0 | 0
oh_line_8103901_200903093 |  | AD | node_8103901_200903092 | node_8103901_200903093 | 444.482 | bal_1P_2AC | 8103901 | no | no |  |  | no |  |  | 0 | 0 | 0 | 0
oh_line_8103901_200903094 |  | AD | node_8103901_200903093 | node_8103901_200903094 | 446.033 | bal_1P_2AC | 8103901 | no | no |  |  | no |  |  | 0 | 0 | 0 | 0
oh_line_8103901_200903095 |  | AD | node_8103901_200903094 | node_8103901_200903095 | 556.089 | bal_1P_2AC | 8103901 | no | no |  |  | no |  |  | 0 | 0 | 0 | 0
oh_line_8103901_200903096 |  | AD | node_8103901_200903095 | node_8103901_200903096 | 496.54 | bal_1P_2AC | 8103901 | no | no |  |  | no |  |  | 0 | 0 | 0 | 0
oh_line_8103901_200903097 |  | AD | node_8103901_200903096 | node_8103901_200903097 | 351.572 | bal_1P_2AC | 8103901 | no | no |  |  | no |  |  | 0 | 0 | 0 | 0
oh_line_8103901_200903098 |  | AD | node_8103901_200903097 | node_8103901_200903098 | 446.528 | bal_1P_2AC | 8103901 | no | no |  |  | no |  |  | 0 | 0 | 0 | 0
oh_line_8103901_200903099 |  | AD | node_8103901_200903098 | node_8103901_200903099 | 188.686 | bal_1P_1/0AC | 8103901 | no | no |  |  | no |  |  | 0 | 0 | 0 | 0
oh_line_8103901_200903100 |  | AD | node_8103901_200903099 | node_8103901_200903100 | 314.937 | bal_1P_1/0AA | 8103901 | no | no |  |  | no |  |  | 0 | 0 | 0 | 0
oh_line_8103901_200903101 |  | AD | node_8103901_200903098 | node_intto1_8103901_200903101 | 559.642 | bal_1P_2AC | 8103901 | no | no |  |  | no |  |  | 0 | 0 | 0 | 0
oh_line_8103901_200903103 |  | AD | node_8103901_200903101 | node_8103901_200903103 | 267.125 | bal_1P_2AC | 8103901 | no | no |  |  | no |  |  | 0 | 0 | 0 | 0
oh_line_8103901_200903104 |  | AD | node_8103901_200903103 | node_8103901_200903104 | 377.57 | bal_1P_2AC | 8103901 | no | no |  |  | no |  |  | 0 | 0 | 0 | 0
oh_line_8103901_200903105 |  | AD | node_8103901_200903104 | node_8103901_200903105 | 160.698 | bal_1P_2AC | 8103901 | no | no |  |  | no |  |  | 0 | 0 | 0 | 0
oh_line_8103901_200903106 |  | AD | node_8103901_200903105 | node_8103901_200903106 | 330.146 | bal_1P_2AC | 8103901 | no | no |  |  | no |  |  | 0 | 0 | 0 | 0
oh_line_8103901_200903107 |  | AD | node_8103901_200903106 | node_8103901_200903107 | 460.328 | bal_1P_2AC | 8103901 | no | no |  |  | no |  |  | 0 | 0 | 0 | 0
oh_line_8103901_200903108 |  | AD | node_8103901_200903107 | node_8103901_200903108 | 265.108 | bal_1P_2AC | 8103901 | no | no |  |  | no |  |  | 0 | 0 | 0 | 0
oh_line_8103901_200903109 |  | AD | node_8103901_200903108 | node_8103901_200903109 | 268.158 | bal_1P_2AC | 8103901 | no | no |  |  | no |  |  | 0 | 0 | 0 | 0
oh_line_8103901_200903110 |  | AD | node_8103901_200903109 | node_8103901_200903110 | 320.952 | bal_1P_2AC | 8103901 | no | no |  |  | no |  |  | 0 | 0 | 0 | 0
oh_line_8103901_200903111 |  | AD | node_8103901_200903110 | node_8103901_200903111 | 312.33 | bal_1P_2AC | 8103901 | no | no |  |  | no |  |  | 0 | 0 | 0 | 0
oh_line_8103901_200903113 |  | AD | node_8103901_200903111 | node_8103901_200903113 | 323.279 | bal_1P_2AC | 8103901 | no | no |  |  | no |  |  | 0 | 0 | 0 | 0
oh_line_8103901_200903114 |  | AD | node_8103901_200903113 | node_8103901_200903114 | 285.795 | bal_1P_2AC | 8103901 | no | no |  |  | no |  |  | 0 | 0 | 0 | 0
oh_line_8103901_200903115 |  | ABCD | node_8103901_200888455 | node_8103901_200903115 | 222.589 | bal_3P_4/0AC | 8103901 | no | no |  |  | no |  |  | 0 | 0 | 0 | 0
oh_line_8103901_200903116 |  | ABCD | node_8103901_200903115 | node_8103901_200903116 | 297.634 | bal_3P_4/0AC | 8103901 | no | no |  |  | no |  |  | 0 | 0 | 0 | 0
oh_line_8103901_200903117 |  | ABCD | node_8103901_200903116 | node_8103901_200903117 | 279.657 | bal_3P_4/0AC | 8103901 | no | no |  |  | no |  |  | 0 | 0 | 0 | 0
oh_line_8103901_200903118 |  | ABCD | node_8103901_200903117 | node_8103901_200903118 | 287.112 | bal_3P_4/0AC | 8103901 | no | no |  |  | no |  |  | 0 | 0 | 0 | 0
oh_line_8103901_200903120 |  | ABCD | node_8103901_200903118 | node_8103901_200903120 | 280.462 | bal_3P_4/0AC | 8103901 | no | no |  |  | no |  |  | 0 | 0 | 0 | 0
oh_line_8103901_200903121 |  | ABCD | node_8103901_200903120 | node_8103901_200903121 | 278.247 | bal_3P_4/0AC | 8103901 | no | no |  |  | no |  |  | 0 | 0 | 0 | 0
oh_line_8103901_200903122 |  | ABCD | node_8103901_200903121 | node_8103901_200903122 | 276.314 | bal_3P_4/0AC | 8103901 | no | no |  |  | no |  |  | 0 | 0 | 0 | 0
oh_line_8103901_200903123 |  | AD | node_8103901_200903122 | node_intto1_8103901_200903123 | 314.807 | bal_1P_2AC | 8103901 | no | no |  |  | no |  |  | 0 | 0 | 0 | 0
oh_line_8103901_200903125 |  | AD | node_8103901_200903123 | node_8103901_200903125 | 144.788 | bal_1P_1/0AA | 8103901 | no | no |  |  | no |  |  | 0 | 0 | 0 | 0
oh_line_8103901_200903126 |  | AD | node_8103901_200903125 | node_8103901_200903126 | 289.196 | bal_1P_1/0AA | 8103901 | no | no |  |  | no |  |  | 0 | 0 | 0 | 0
oh_line_8103901_200903127 |  | ABCD | node_8103901_200903122 | node_8103901_200903127 | 247.712 | bal_3P_4/0AC | 8103901 | no | no |  |  | no |  |  | 0 | 0 | 0 | 0
oh_line_8103901_200903129 |  | ABCD | node_8103901_200903127 | node_8103901_200903129 | 274.158 | bal_3P_4/0AC | 8103901 | no | no |  |  | no |  |  | 0 | 0 | 0 | 0
oh_line_8103901_200903130 |  | ABCD | node_8103901_200903129 | node_8103901_200903130 | 282.587 | bal_3P_4/0AC | 8103901 | no | no |  |  | no |  |  | 0 | 0 | 0 | 0
oh_line_8103901_200903131 |  | ABCD | node_8103901_200903130 | node_8103901_200903131 | 277.96 | bal_3P_4/0AC | 8103901 | no | no |  |  | no |  |  | 0 | 0 | 0 | 0
oh_line_8103901_200903133 |  | ABCD | node_8103901_200903131 | node_intto1_8103901_200903133 | 199.435 | bal_3P_4/0AC | 8103901 | no | no |  |  | no |  |  | 0 | 0 | 0 | 0
oh_line_8103901_200903135 |  | ABCD | node_8103901_200903133 | node_8103901_200903135 | 187.294 | bal_3P_4/0AC | 8103901 | no | no |  |  | no |  |  | 0 | 0 | 0 | 0
oh_line_8103901_200903136 |  | ABCD | node_8103901_200903135 | node_8103901_200903136 | 249.391 | bal_3P_4/0AC | 8103901 | no | no |  |  | no |  |  | 0 | 0 | 0 | 0
oh_line_8103901_200903137 |  | ABCD | node_8103901_200903136 | node_8103901_200903137 | 246.186 | bal_3P_4/0AC | 8103901 | no | no |  |  | no |  |  | 0 | 0 | 0 | 0
oh_line_8103901_200903138 |  | ABCD | node_8103901_200903137 | node_8103901_200903138 | 243.627 | bal_3P_4/0AC | 8103901 | no | no |  |  | no |  |  | 0 | 0 | 0 | 0
oh_line_8103901_200903139 |  | ABCD | node_8103901_200903138 | node_8103901_200903139 | 241.908 | bal_3P_4/0AC | 8103901 | no | no |  |  | no |  |  | 0 | 0 | 0 | 0
oh_line_8103901_200903142 |  | ABCD | node_8103901_200970928 | node_8103901_200903142 | 206.519 | bal_3P_4/0AC | 8103901 | no | no |  |  | no |  |  | 0 | 0 | 0 | 0
oh_line_8103901_200903144 |  | ABCD | node_8103901_200903142 | node_8103901_200903144 | 260.018 | bal_3P_4/0AC | 8103901 | no | no |  |  | no |  |  | 0 | 0 | 0 | 0
oh_line_8103901_200903146 |  | ABCD | node_8103901_200903144 | node_8103901_200903146 | 260.599 | bal_3P_4/0AC | 8103901 | no | no |  |  | no |  |  | 0 | 0 | 0 | 0
oh_line_8103901_200903147 |  | ABCD | node_8103901_200903146 | node_8103901_200903147 | 271.591 | bal_3P_4/0AC | 8103901 | no | no |  |  | no |  |  | 0 | 0 | 0 | 0
oh_line_8103901_200903148 |  | ABCD | node_8103901_200903147 | node_8103901_200903148 | 300.934 | bal_3P_4/0AC | 8103901 | no | no |  |  | no |  |  | 0 | 0 | 0 | 0
oh_line_8103901_200903149 |  | ABCD | node_8103901_200903148 | node_8103901_200903149 | 303.178 | bal_3P_4/0AC | 8103901 | no | no |  |  | no |  |  | 0 | 0 | 0 | 0
oh_line_8103901_200903150 |  | ABCD | node_8103901_200903149 | node_8103901_200903150 | 274.366 | bal_3P_4/0AC | 8103901 | no | no |  |  | no |  |  | 0 | 0 | 0 | 0
oh_line_8103901_200903151 |  | ABCD | node_8103901_200903150 | node_8103901_200903151 | 253.922 | bal_3P_4/0AC | 8103901 | no | no |  |  | no |  |  | 0 | 0 | 0 | 0
oh_line_8103901_200903152-1 |  | ABCD | node_8103901_200903151 | node_1315701_961_15385468_24 | 221.502 | bal_3P_4/0AC | 8103901 | no | no |  |  | no |  |  | 0 | 0 | 0 | 0
oh_line_8103901_200903152-2 |  | ABCD | node_1315701_961_15385468_24 | node_8103901_200903152 | 5.019 | bal_3P_4/0AC | 8103901 | no | no |  |  | no |  |  | 0 | 0 | 0 | 0
oh_line_8103901_200903153 |  | ABCD | node_8103901_200903152 | node_8103901_200903153 | 227.897 | bal_3P_4/0AC | 8103901 | no | no |  |  | no |  |  | 0 | 0 | 0 | 0
oh_line_8103901_200903155 |  | ABCD | node_8103901_200903153 | node_8103901_200903155 | 153.072 | bal_3P_4/0AC | 8103901 | no | no |  |  | no |  |  | 0 | 0 | 0 | 0
oh_line_8103901_200903156 |  | ABCD | node_8103901_200903155 | node_8103901_200903156 | 123.172 | bal_3P_4/0AC | 8103901 | no | no |  |  | no |  |  | 0 | 0 | 0 | 0
oh_line_8103901_200903157 |  | ABCD | node_8103901_200903156 | node_8103901_200903157 | 122.043 | bal_3P_4/0AL | 8103901 | no | no |  |  | no |  |  | 0 | 0 | 0 | 0
oh_line_8103901_200903159 |  | ABCD | node_8103901_200903157 | node_8103901_200903159 | 170.499 | bal_3P_4/0AL | 8103901 | no | no |  |  | no |  |  | 0 | 0 | 0 | 0
oh_line_8103901_200903160 |  | ABCD | node_8103901_200903159 | node_8103901_200903160 | 120.48 | bal_3P_4/0AL | 8103901 | no | no |  |  | no |  |  | 0 | 0 | 0 | 0
oh_line_8103901_200903161 |  | ABCD | node_8103901_200903160 | node_8103901_200903161 | 125.266 | bal_3P_4/0AL | 8103901 | no | no |  |  | no |  |  | 0 | 0 | 0 | 0
oh_line_8103901_200903164 |  | ABCD | node_8103901_200903161 | node_8103901_200903164 | 95.989 | bal_3P_4/0AC | 8103901 | no | no |  |  | no |  |  | 0 | 0 | 0 | 0
oh_line_8103901_200903166 |  | ABCD | node_8103901_200903164 | node_8103901_200903166 | 63.402 | bal_3P_4/0AC | 8103901 | no | no |  |  | no |  |  | 0 | 0 | 0 | 0
oh_line_8103901_200903167 |  | ABCD | node_8103901_200903166 | node_8103901_200903167 | 86.117 | bal_3P_4/0AC | 8103901 | no | no |  |  | no |  |  | 0 | 0 | 0 | 0
oh_line_8103901_200903168 |  | ABCD | node_8103901_200903167 | node_8103901_200903168 | 116.53 | bal_3P_4/0AL | 8103901 | no | no |  |  | no |  |  | 0 | 0 | 0 | 0
oh_line_8103901_200903170 |  | AD | node_8103901_200903146 | node_8103901_200903170 | 106.241 | bal_1P_2AC | 8103901 | no | no |  |  | no |  |  | 0 | 0 | 0 | 0
oh_line_8103901_200903171 |  | AD | node_8103901_200903170 | node_8103901_200903171 | 294.811 | bal_1P_2AC | 8103901 | no | no |  |  | no |  |  | 0 | 0 | 0 | 0
oh_line_8103901_200903172 |  | AD | node_8103901_200903171 | node_8103901_200903172 | 314.026 | bal_1P_2AC | 8103901 | no | no |  |  | no |  |  | 0 | 0 | 0 | 0
oh_line_8103901_200903176 |  | AD | node_8103901_200903191 | node_8103901_200903176 | 257.216 | bal_1P_2AC | 8103901 | no | no |  |  | no |  |  | 0 | 0 | 0 | 0
oh_line_8103901_200903177 |  | AD | node_8103901_200903147 | node_intto1_8103901_200903177 | 378.59 | bal_1P_2AC | 8103901 | no | no |  |  | no |  |  | 0 | 0 | 0 | 0
oh_line_8103901_200903178 |  | AD | node_8103901_200903197 | node_8103901_200903178 | 157.574 | bal_1P_4CU | 8103901 | no | no |  |  | no |  |  | 0 | 0 | 0 | 0
oh_line_8103901_200903179 |  | AD | node_8103901_200903178 | node_8103901_200903179 | 201.032 | bal_1P_1/0AC | 8103901 | no | no |  |  | no |  |  | 0 | 0 | 0 | 0
oh_line_8103901_200903180 |  | AD | node_8103901_200903179 | node_8103901_200903180 | 214.839 | bal_1P_1/0AC | 8103901 | no | no |  |  | no |  |  | 0 | 0 | 0 | 0
oh_line_8103901_200903181 |  | AD | node_8103901_200903180 | node_8103901_200903181 | 206.75 | bal_1P_1/0AC | 8103901 | no | no |  |  | no |  |  | 0 | 0 | 0 | 0
oh_line_8103901_200903182 |  | AD | node_8103901_200903180 | node_8103901_200903182 | 230.519 | bal_1P_1/0AA | 8103901 | no | no |  |  | no |  |  | 0 | 0 | 0 | 0
oh_line_8103901_200903183 |  | AD | node_8103901_200903182 | node_8103901_200903183 | 265.972 | bal_1P_1/0AA | 8103901 | no | no |  |  | no |  |  | 0 | 0 | 0 | 0
oh_line_8103901_200903184 |  | AD | node_8103901_200903183 | node_8103901_200903184 | 268.321 | bal_1P_1/0AA | 8103901 | no | no |  |  | no |  |  | 0 | 0 | 0 | 0
oh_line_8103901_200903185 |  | AD | node_8103901_200903184 | node_8103901_200903185 | 228.289 | bal_1P_1/0AA | 8103901 | no | no |  |  | no |  |  | 0 | 0 | 0 | 0
oh_line_8103901_200903186 |  | AD | node_8103901_200903185 | node_8103901_200903186 | 257.864 | bal_1P_1/0AA | 8103901 | no | no |  |  | no |  |  | 0 | 0 | 0 | 0
oh_line_8103901_200903187 |  | AD | node_8103901_200903186 | node_8103901_200903187 | 345.369 | bal_1P_1/0AA | 8103901 | no | no |  |  | no |  |  | 0 | 0 | 0 | 0
oh_line_8103901_200903188 |  | AD | node_8103901_200903187 | node_8103901_200903188 | 345.464 | bal_1P_1/0AA | 8103901 | no | no |  |  | no |  |  | 0 | 0 | 0 | 0
oh_line_8103901_200903189 |  | AD | node_8103901_200903177 | node_8103901_200903189 | 484.367 | bal_1P_2AC | 8103901 | no | no |  |  | no |  |  | 0 | 0 | 0 | 0
oh_line_8103901_200903190 |  | AD | node_8103901_200903188 | node_8103901_200903190 | 186.473 | bal_1P_1/0AA | 8103901 | no | no |  |  | no |  |  | 0 | 0 | 0 | 0
oh_line_8103901_200903191 |  | AD | node_8103901_200903189 | node_8103901_200903191 | 359.522 | bal_1P_2AC | 8103901 | no | no |  |  | no |  |  | 0 | 0 | 0 | 0
oh_line_8103901_200903192 |  | AD | node_8103901_200903176 | node_8103901_200903192 | 200.711 | bal_1P_4CU | 8103901 | no | no |  |  | no |  |  | 0 | 0 | 0 | 0
oh_line_8103901_200903193 |  | AD | node_8103901_200903192 | node_8103901_200903193 | 267.918 | bal_1P_4CU | 8103901 | no | no |  |  | no |  |  | 0 | 0 | 0 | 0
oh_line_8103901_200903194 |  | AD | node_8103901_200903193 | node_8103901_200903194 | 295.857 | bal_1P_4CU | 8103901 | no | no |  |  | no |  |  | 0 | 0 | 0 | 0
oh_line_8103901_200903195 |  | AD | node_8103901_200903194 | node_8103901_200903195 | 258.534 | bal_1P_4CU | 8103901 | no | no |  |  | no |  |  | 0 | 0 | 0 | 0
oh_line_8103901_200903196 |  | AD | node_8103901_200903195 | node_8103901_200903196 | 308.25 | bal_1P_4CU | 8103901 | no | no |  |  | no |  |  | 0 | 0 | 0 | 0
oh_line_8103901_200903197 |  | AD | node_8103901_200903196 | node_8103901_200903197 | 388.771 | bal_1P_4CU | 8103901 | no | no |  |  | no |  |  | 0 | 0 | 0 | 0
oh_line_8103901_200903198 |  | ABCD | node_8103901_200903200 | node_8103901_200903198 | 132.986 | bal_3P_4/0AA | 8103901 | no | no |  |  | no |  |  | 0 | 0 | 0 | 0
oh_line_8103901_200903200 |  | ABCD | node_8103901_200903289 | node_8103901_200903200 | 224.253 | bal_3P_4/0AA | 8103901 | no | no |  |  | no |  |  | 0 | 0 | 0 | 0
oh_line_8103901_200903201 |  | ABCD | node_8103901_200903200 | node_8103901_200903201 | 131.397 | bal_3P_4/0AA | 8103901 | no | no |  |  | no |  |  | 0 | 0 | 0 | 0
oh_line_8103901_200903202 |  | ABCD | node_8103901_200903201 | node_8103901_200903202 | 173.871 | bal_3P_4/0AA | 8103901 | no | no |  |  | no |  |  | 0 | 0 | 0 | 0
oh_line_8103901_200903206 |  | ABCD | node_8103901_200946514 | node_8103901_200903206 | 255.99 | bal_3P_4/0AA | 8103901 | no | no |  |  | no |  |  | 0 | 0 | 0 | 0
oh_line_8103901_200903207 |  | ABCD | node_8103901_200946514 | node_intto1_1316654_798_15387360_238 | 243.717 | bal_3P_4/0AA | 8103901 | no | no |  |  | no |  |  | 0 | 0 | 0 | 0
oh_line_8103901_200903211 |  | ABCD | node_8103901_200903289 | node_8103901_200903211 | 216.768 | bal_3P_1/0AA | 8103901 | no | no |  |  | no |  |  | 0 | 0 | 0 | 0
oh_line_8103901_200903212 |  | AD | node_8103901_200903211 | node_8103901_200903212 | 249.521 | bal_1P_1/0AA | 8103901 | no | no |  |  | no |  |  | 0 | 0 | 0 | 0
oh_line_8103901_200903213 |  | AD | node_8103901_200903212 | node_8103901_200903213 | 194.356 | bal_1P_1/0AA | 8103901 | no | no |  |  | no |  |  | 0 | 0 | 0 | 0
oh_line_8103901_200903214 |  | AD | node_8103901_200903278 | node_8103901_200903214 | 157.806 | bal_1P_1/0AC | 8103901 | no | no |  |  | no |  |  | 0 | 0 | 0 | 0
oh_line_8103901_200903216 |  | ABCD | node_8103901_200903278 | node_intto1_8103901_200903216 | 144.977 | bal_3P_4/0AL | 8103901 | no | no |  |  | no |  |  | 0 | 0 | 0 | 0
oh_line_8103901_200903218 |  | ABCD | node_8103901_200903216 | node_8103901_200903218 | 144.616 | bal_3P_4/0AL | 8103901 | no | no |  |  | no |  |  | 0 | 0 | 0 | 0
oh_line_8103901_200903219 |  | ABCD | node_8103901_200903218 | node_8103901_200903219 | 137.806 | bal_3P_4/0AL | 8103901 | no | no |  |  | no |  |  | 0 | 0 | 0 | 0
oh_line_8103901_200903220 |  | AD | node_8103901_200903219 | node_8103901_200903220 | 54.998 | bal_1P_1/0AA | 8103901 | no | no |  |  | no |  |  | 0 | 0 | 0 | 0
oh_line_8103901_200903224 |  | AD | node_8103901_200903220 | node_8103901_200903224 | 175.701 | bal_1P_1/0AC | 8103901 | no | no |  |  | no |  |  | 0 | 0 | 0 | 0
oh_line_8103901_200903225 |  | AD | node_8103901_200903224 | node_8103901_200903225 | 153.273 | bal_1P_1/0AC | 8103901 | no | no |  |  | no |  |  | 0 | 0 | 0 | 0
oh_line_8103901_200903227 |  | AD | node_8103901_200903225 | node_8103901_200903227 | 138.637 | bal_1P_1/0AC | 8103901 | no | no |  |  | no |  |  | 0 | 0 | 0 | 0
oh_line_8103901_200903233 |  | AD | node_8103901_200903167 | node_intto1_8103901_200903233 | 128.172 | bal_1P_4CU | 8103901 | no | no |  |  | no |  |  | 0 | 0 | 0 | 0
oh_line_8103901_200903234 |  | AD | node_8103901_200903271 | node_intto1_8103901_200903234 | 231.475 | bal_1P_2AC | 8103901 | no | no |  |  | no |  |  | 0 | 0 | 0 | 0
oh_line_8103901_200903236 |  | AD | node_8103901_200903234 | node_8103901_200903236 | 254.572 | bal_1P_1/0AA | 8103901 | no | no |  |  | no |  |  | 0 | 0 | 0 | 0
oh_line_8103901_200903237 |  | AD | node_8103901_200903236 | node_8103901_200903237 | 229.685 | bal_1P_1/0AA | 8103901 | no | no |  |  | no |  |  | 0 | 0 | 0 | 0
oh_line_8103901_200903238 |  | AD | node_8103901_200903237 | node_8103901_200903238 | 157.963 | bal_1P_1/0AA | 8103901 | no | no |  |  | no |  |  | 0 | 0 | 0 | 0
oh_line_8103901_200903239 |  | AD | node_8103901_200903234 | node_8103901_200903239 | 388.273 | bal_1P_2AC | 8103901 | no | no |  |  | no |  |  | 0 | 0 | 0 | 0
oh_line_8103901_200903241 |  | AD | node_8103901_200903239 | node_8103901_200903241 | 316.084 | bal_1P_2AC | 8103901 | no | no |  |  | no |  |  | 0 | 0 | 0 | 0
oh_line_8103901_200903242 |  | AD | node_8103901_200903241 | node_8103901_200903242 | 337.019 | bal_1P_2AC | 8103901 | no | no |  |  | no |  |  | 0 | 0 | 0 | 0
oh_line_8103901_200903243 |  | AD | node_8103901_200903242 | node_8103901_200903243 | 233.917 | bal_1P_2AC | 8103901 | no | no |  |  | no |  |  | 0 | 0 | 0 | 0
oh_line_8103901_200903244 |  | AD | node_8103901_312138534 | node_intto1_8103901_200903244 | 212.991 | bal_1P_2AC | 8103901 | no | no |  |  | no |  |  | 0 | 0 | 0 | 0
oh_line_8103901_200903245 |  | AD | node_8103901_200903244 | node_8103901_200903245 | 298.858 | bal_1P_2AC | 8103901 | no | no |  |  | no |  |  | 0 | 0 | 0 | 0
oh_line_8103901_200903246 |  | AD | node_8103901_200903245 | node_8103901_200903246 | 387.404 | bal_1P_2AC | 8103901 | no | no |  |  | no |  |  | 0 | 0 | 0 | 0
oh_line_8103901_200903247 |  | AD | node_8103901_200903246 | node_8103901_200903247 | 367.142 | bal_1P_2AC | 8103901 | no | no |  |  | no |  |  | 0 | 0 | 0 | 0
oh_line_8103901_200903248 |  | AD | node_8103901_200903247 | node_8103901_200903248 | 262.45 | bal_1P_2AC | 8103901 | no | no |  |  | no |  |  | 0 | 0 | 0 | 0
oh_line_8103901_200903249 |  | AD | node_8103901_200903248 | node_8103901_200903249 | 335.441 | bal_1P_1/0AA | 8103901 | no | no |  |  | no |  |  | 0 | 0 | 0 | 0
oh_line_8103901_200903250 |  | AD | node_8103901_200903249 | node_8103901_200903250 | 249.896 | bal_1P_1/0AA | 8103901 | no | no |  |  | no |  |  | 0 | 0 | 0 | 0
oh_line_8103901_200903251 |  | AD | node_8103901_200903250 | node_8103901_200903251 | 252.457 | bal_1P_1/0AA | 8103901 | no | no |  |  | no |  |  | 0 | 0 | 0 | 0
oh_line_8103901_200903252 |  | AD | node_8103901_200903251 | node_8103901_200903252 | 242.19 | bal_1P_1/0AA | 8103901 | no | no |  |  | no |  |  | 0 | 0 | 0 | 0
oh_line_8103901_200903253 |  | AD | node_8103901_200903233 | node_8103901_200903253 | 93.183 | bal_1P_4CU | 8103901 | no | no |  |  | no |  |  | 0 | 0 | 0 | 0
oh_line_8103901_200903254 |  | AD | node_8103901_200903248 | node_8103901_200903254 | 228.794 | bal_1P_2AC | 8103901 | no | no |  |  | no |  |  | 0 | 0 | 0 | 0
oh_line_8103901_200903255 |  | AD | node_8103901_200903254 | node_8103901_200903255 | 270.894 | bal_1P_2AC | 8103901 | no | no |  |  | no |  |  | 0 | 0 | 0 | 0
oh_line_8103901_200903256 |  | AD | node_8103901_200903255 | node_8103901_200903256 | 279.387 | bal_1P_2AC | 8103901 | no | no |  |  | no |  |  | 0 | 0 | 0 | 0
oh_line_8103901_200903257 |  | AD | node_8103901_200903256 | node_8103901_200903257 | 284.016 | bal_1P_2AC | 8103901 | no | no |  |  | no |  |  | 0 | 0 | 0 | 0
oh_line_8103901_200903258 |  | AD | node_8103901_200903257 | node_8103901_200903258 | 239.256 | bal_1P_2AC | 8103901 | no | no |  |  | no |  |  | 0 | 0 | 0 | 0
oh_line_8103901_200903259 |  | AD | node_8103901_200903258 | node_8103901_200903259 | 358.333 | bal_1P_1/0AC | 8103901 | no | no |  |  | no |  |  | 0 | 0 | 0 | 0
oh_line_8103901_200903260 |  | AD | node_8103901_200903259 | node_intto1_8103901_200903260 | 125.036 | bal_1P_2AC | 8103901 | no | no |  |  | no |  |  | 0 | 0 | 0 | 0
oh_line_8103901_200903261 |  | AD | node_8103901_200903260 | node_intto1_8103901_200903261 | 214.935 | bal_1P_2AC | 8103901 | no | no |  |  | no |  |  | 0 | 0 | 0 | 0
oh_line_8103901_200903264 |  | AD | node_8103901_200903253 | node_8103901_200903264 | 137.805 | bal_1P_4CU | 8103901 | no | no |  |  | no |  |  | 0 | 0 | 0 | 0
oh_line_8103901_200903265 |  | AD | node_8103901_200903264 | node_8103901_200903265 | 105.702 | bal_1P_4CU | 8103901 | no | no |  |  | no |  |  | 0 | 0 | 0 | 0
oh_line_8103901_200903266 |  | AD | node_8103901_200903265 | node_8103901_200903266 | 100.886 | bal_1P_4CU | 8103901 | no | no |  |  | no |  |  | 0 | 0 | 0 | 0
oh_line_8103901_200903267 |  | AD | node_8103901_200903266 | node_8103901_200903267 | 147.413 | bal_1P_4CU | 8103901 | no | no |  |  | no |  |  | 0 | 0 | 0 | 0
oh_line_8103901_200903268 |  | AD | node_8103901_200903267 | node_8103901_200903268 | 189.705 | bal_1P_4CU | 8103901 | no | no |  |  | no |  |  | 0 | 0 | 0 | 0
oh_line_8103901_200903269 |  | AD | node_8103901_200903268 | node_8103901_200903269 | 150.834 | bal_1P_4CU | 8103901 | no | no |  |  | no |  |  | 0 | 0 | 0 | 0
oh_line_8103901_200903270 |  | AD | node_8103901_200903269 | node_8103901_200903270 | 265.037 | bal_1P_2AC | 8103901 | no | no |  |  | no |  |  | 0 | 0 | 0 | 0
oh_line_8103901_200903271 |  | AD | node_8103901_200903270 | node_8103901_200903271 | 305.636 | bal_1P_2AC | 8103901 | no | no |  |  | no |  |  | 0 | 0 | 0 | 0
oh_line_8103901_200903278 |  | ABCD | node_8103901_200903168 | node_8103901_200903278 | 153.076 | bal_3P_4/0AL | 8103901 | no | no |  |  | no |  |  | 0 | 0 | 0 | 0
oh_line_8103901_200903279 |  | AD | node_8103901_200903297 | node_8103901_200903279 | 116.689 | bal_1P_4/0AL | 8103901 | no | no |  |  | no |  |  | 0 | 0 | 0 | 0
oh_line_8103901_200903280 |  | AD | node_8103901_200903279 | node_8103901_200903280 | 101.723 | bal_1P_1/0AC | 8103901 | no | no |  |  | no |  |  | 0 | 0 | 0 | 0
oh_line_8103901_200903281 |  | AD | node_8103901_200903280 | node_8103901_200903281 | 278.939 | bal_1P_1/0AC | 8103901 | no | no |  |  | no |  |  | 0 | 0 | 0 | 0
oh_line_8103901_200903282 |  | AD | node_8103901_200903279 | node_8103901_200903282 | 108.743 | bal_1P_1/0AC | 8103901 | no | no |  |  | no |  |  | 0 | 0 | 0 | 0
oh_line_8103901_200903283 |  | AD | node_8103901_200903282 | node_8103901_200903283 | 90.301 | bal_1P_1/0AC | 8103901 | no | no |  |  | no |  |  | 0 | 0 | 0 | 0
oh_line_8103901_200903284 |  | AD | node_8103901_200903283 | node_8103901_200903284 | 87.833 | bal_1P_1/0AC | 8103901 | no | no |  |  | no |  |  | 0 | 0 | 0 | 0
oh_line_8103901_200903285 |  | AD | node_8103901_200903284 | node_8103901_200903285 | 208.139 | bal_1P_1/0AC | 8103901 | no | no |  |  | no |  |  | 0 | 0 | 0 | 0
oh_line_8103901_200903286 |  | AD | node_8103901_200903285 | node_8103901_200903286 | 162.248 | bal_1P_1/0AC | 8103901 | no | no |  |  | no |  |  | 0 | 0 | 0 | 0
oh_line_8103901_200903287 |  | ABCD | node_8103901_200903278 | node_8103901_200903287 | 138.25 | bal_3P_4/0AL | 8103901 | no | no |  |  | no |  |  | 0 | 0 | 0 | 0
oh_line_8103901_200903289 |  | ABCD | node_8103901_200903287 | node_8103901_200903289 | 137.801 | bal_3P_4/0AL | 8103901 | no | no |  |  | no |  |  | 0 | 0 | 0 | 0
oh_line_8103901_200903290 |  | AD | node_8103901_200903289 | node_8103901_200903290 | 185.002 | bal_1P_4/0AL | 8103901 | no | no |  |  | no |  |  | 0 | 0 | 0 | 0
oh_line_8103901_200903292 |  | AD | node_8103901_200903290 | node_8103901_200903292 | 102.238 | bal_1P_4/0AL | 8103901 | no | no |  |  | no |  |  | 0 | 0 | 0 | 0
oh_line_8103901_200903293 |  | AD | node_8103901_200903292 | node_8103901_200903293 | 80.906 | bal_1P_4/0AL | 8103901 | no | no |  |  | no |  |  | 0 | 0 | 0 | 0
oh_line_8103901_200903294 |  | AD | node_8103901_200903293 | node_intto1_8103901_200903294 | 197.651 | bal_1P_4/0AL | 8103901 | no | no |  |  | no |  |  | 0 | 0 | 0 | 0
oh_line_8103901_200903295 |  | AD | node_8103901_200903294 | node_8103901_200903295 | 180.168 | bal_1P_4/0AL | 8103901 | no | no |  |  | no |  |  | 0 | 0 | 0 | 0
oh_line_8103901_200903296 |  | AD | node_8103901_200903295 | node_8103901_200903296 | 133.198 | bal_1P_2AC | 8103901 | no | no |  |  | no |  |  | 0 | 0 | 0 | 0
oh_line_8103901_200903297 |  | AD | node_8103901_200903295 | node_8103901_200903297 | 144.954 | bal_1P_4/0AL | 8103901 | no | no |  |  | no |  |  | 0 | 0 | 0 | 0
oh_line_8103901_200903367 |  | AD | node_8103901_201010491 | node_8103901_200903367 | 318.877 | bal_1P_1/0AC | 8103901 | no | no |  |  | no |  |  | 0 | 0 | 0 | 0
oh_line_8103901_200903369 |  | AD | node_8103901_200903367 | node_8103901_200903369 | 326.916 | bal_1P_1/0AC | 8103901 | no | no |  |  | no |  |  | 0 | 0 | 0 | 0
oh_line_8103901_200903370 |  | AD | node_8103901_200903369 | node_8103901_200903370 | 322.425 | bal_1P_1/0AC | 8103901 | no | no |  |  | no |  |  | 0 | 0 | 0 | 0
oh_line_8103901_200903371 |  | AD | node_8103901_200903370 | node_8103901_200903371 | 284.203 | bal_1P_1/0AC | 8103901 | no | no |  |  | no |  |  | 0 | 0 | 0 | 0
oh_line_8103901_200903372 |  | AD | node_8103901_200888581 | node_8103901_200903372 | 306.084 | bal_1P_2AC | 8103901 | no | no |  |  | no |  |  | 0 | 0 | 0 | 0
oh_line_8103901_200903373 |  | AD | node_8103901_200903372 | node_8103901_200903373 | 299.165 | bal_1P_2AC | 8103901 | no | no |  |  | no |  |  | 0 | 0 | 0 | 0
oh_line_8103901_200903374 |  | AD | node_8103901_200903373 | node_8103901_200903374 | 293.689 | bal_1P_2AC | 8103901 | no | no |  |  | no |  |  | 0 | 0 | 0 | 0
oh_line_8103901_200903381 |  | AD | node_8103901_200903098 | node_intto1_8103901_200903381 | 148.249 | bal_1P_1/0AC | 8103901 | no | no |  |  | no |  |  | 0 | 0 | 0 | 0
oh_line_8103901_200903382 |  | AD | node_8103901_200903393 | node_8103901_200903382 | 304.194 | bal_1P_1/0AC | 8103901 | no | no |  |  | no |  |  | 0 | 0 | 0 | 0
oh_line_8103901_200903383 |  | AD | node_8103901_200903382 | node_8103901_200903383 | 286.767 | bal_1P_1/0AC | 8103901 | no | no |  |  | no |  |  | 0 | 0 | 0 | 0
oh_line_8103901_200903384 |  | AD | node_8103901_200903381 | node_8103901_200903384 | 241.505 | bal_1P_1/0AC | 8103901 | no | no |  |  | no |  |  | 0 | 0 | 0 | 0
oh_line_8103901_200903385 |  | AD | node_8103901_200903384 | node_8103901_200903385 | 248.491 | bal_1P_1/0AC | 8103901 | no | no |  |  | no |  |  | 0 | 0 | 0 | 0
oh_line_8103901_200903387 |  | AD | node_8103901_200903385 | node_8103901_200903387 | 261.128 | bal_1P_1/0AC | 8103901 | no | no |  |  | no |  |  | 0 | 0 | 0 | 0
oh_line_8103901_200903388 |  | AD | node_8103901_200903387 | node_8103901_200903388 | 300.78 | bal_1P_1/0AA | 8103901 | no | no |  |  | no |  |  | 0 | 0 | 0 | 0
oh_line_8103901_200903389 |  | AD | node_8103901_200903387 | node_8103901_200903389 | 261.793 | bal_1P_1/0AC | 8103901 | no | no |  |  | no |  |  | 0 | 0 | 0 | 0
oh_line_8103901_200903390 |  | AD | node_8103901_200903389 | node_8103901_200903390 | 321.105 | bal_1P_1/0AC | 8103901 | no | no |  |  | no |  |  | 0 | 0 | 0 | 0
oh_line_8103901_200903391 |  | AD | node_8103901_200903390 | node_8103901_200903391 | 314.772 | bal_1P_1/0AC | 8103901 | no | no |  |  | no |  |  | 0 | 0 | 0 | 0
oh_line_8103901_200903392 |  | AD | node_8103901_200903391 | node_8103901_200903392 | 299.919 | bal_1P_1/0AC | 8103901 | no | no |  |  | no |  |  | 0 | 0 | 0 | 0
oh_line_8103901_200903393 |  | AD | node_8103901_200903392 | node_8103901_200903393 | 315.024 | bal_1P_1/0AC | 8103901 | no | no |  |  | no |  |  | 0 | 0 | 0 | 0
oh_line_8103901_200903408 |  | AD | node_8103901_200888724 | node_8103901_200903408 | 301.927 | bal_1P_1/0AA | 8103901 | no | no |  |  | no |  |  | 0 | 0 | 0 | 0
oh_line_8103901_200909397 |  | ABCD | node_SOURCE_8103901 | node_8103901_200909397 | 40.967 | bal_3P_477AL | 8103901 | no | no |  |  | no |  |  | 0 | 0 | 0 | 0
oh_line_8103901_200909398-1 |  | AD | node_1331270_001_15366052_387 | node_8103901_200909398 | 71.607 | bal_1P_2AC | 8103901 | no | no |  |  | no |  |  | 0 | 0 | 0 | 0
oh_line_8103901_200909398-2 |  | AD | node_8103901_200887803 | node_1331270_001_15366052_387 | 16.532 | bal_1P_2AC | 8103901 | no | no |  |  | no |  |  | 0 | 0 | 0 | 0
oh_line_8103901_200909403 |  | AD | node_8103901_200888096 | node_8103901_200909403 | 143.532 | bal_1P_2AC | 8103901 | no | no |  |  | no |  |  | 0 | 0 | 0 | 0
oh_line_8103901_200909406 |  | AD | node_8103901_200890282 | node_8103901_200909406 | 151.468 | bal_1P_4AC | 8103901 | no | no |  |  | no |  |  | 0 | 0 | 0 | 0
oh_line_8103901_200910014 |  | AD | node_8103901_200888359 | node_8103901_200910014 | 383.049 | bal_1P_3-104CW | 8103901 | no | no |  |  | no |  |  | 0 | 0 | 0 | 0
oh_line_8103901_200940908 |  | AD | node_8103901_200887951 | node_8103901_200940908 | 143.26 | bal_1P_4AC | 8103901 | no | no |  |  | no |  |  | 0 | 0 | 0 | 0
oh_line_8103901_200943348 |  | AD | node_8103901_200888711 | node_8103901_200943348 | 14.339 | bal_1P_1/0AA | 8103901 | no | no |  |  | no |  |  | 0 | 0 | 0 | 0
oh_line_8103901_200944331 |  | AD | node_8103901_200887850 | node_8103901_200944331 | 232.098 | bal_1P_1/0AC | 8103901 | no | no |  |  | no |  |  | 0 | 0 | 0 | 0
oh_line_8103901_200944332 |  | AD | node_8103901_200944331 | node_8103901_200944332 | 233.333 | bal_1P_1/0AC | 8103901 | no | no |  |  | no |  |  | 0 | 0 | 0 | 0
oh_line_8103901_200944333 |  | AD | node_8103901_200944332 | node_8103901_200944333 | 223.204 | bal_1P_1/0AC | 8103901 | no | no |  |  | no |  |  | 0 | 0 | 0 | 0
oh_line_8103901_200946514 |  | ABCD | node_8103901_200903202 | node_8103901_200946514 | 157.11 | bal_3P_4/0AA | 8103901 | no | no |  |  | no |  |  | 0 | 0 | 0 | 0
oh_line_8103901_200950433 |  | AD | node_8103901_200888723 | node_8103901_200950433 | 283.888 | bal_1P_1/0AA | 8103901 | no | no |  |  | no |  |  | 0 | 0 | 0 | 0
oh_line_8103901_200950711 |  | AD | node_8103901_200888353 | node_8103901_200950711 | 169.314 | bal_1P_1/0AC | 8103901 | no | no |  |  | no |  |  | 0 | 0 | 0 | 0
oh_line_8103901_200952732 |  | ABCD | node_8103901_200888087 | node_8103901_200952732 | 139.536 | bal_3P_477AL | 8103901 | no | no |  |  | no |  |  | 0 | 0 | 0 | 0
oh_line_8103901_200956862 |  | AD | node_8103901_200903076 | node_8103901_200956862 | 473.527 | bal_1P_4AC | 8103901 | no | no |  |  | no |  |  | 0 | 0 | 0 | 0
oh_line_8103901_200959160 |  | ABCD | node_8103901_200888104 | node_8103901_200959160 | 138.397 | bal_3P_477AL | 8103901 | no | no |  |  | no |  |  | 0 | 0 | 0 | 0
oh_line_8103901_200959967 |  | AD | node_8103901_200888819 | node_8103901_200959967 | 316.467 | bal_1P_2AC | 8103901 | no | no |  |  | no |  |  | 0 | 0 | 0 | 0
oh_line_8103901_200959975 |  | AD | node_8103901_200888069 | node_8103901_200959975 | 216.52 | bal_1P_2AC | 8103901 | no | no |  |  | no |  |  | 0 | 0 | 0 | 0
oh_line_8103901_200959976 |  | AD | node_8103901_200888072 | node_8103901_200959976 | 400.827 | bal_1P_2AC | 8103901 | no | no |  |  | no |  |  | 0 | 0 | 0 | 0
oh_line_8103901_200959977 |  | AD | node_8103901_200959976 | node_8103901_200959977 | 350 | bal_1P_2AC | 8103901 | no | no |  |  | no |  |  | 0 | 0 | 0 | 0
oh_line_8103901_200961246 |  | AD | node_8103901_200888157 | node_8103901_200961246 | 321.77 | bal_1P_2AC | 8103901 | no | no |  |  | no |  |  | 0 | 0 | 0 | 0
oh_line_8103901_200961247 |  | AD | node_8103901_200961246 | node_8103901_200961247 | 122.696 | bal_1P_1/0AA | 8103901 | no | no |  |  | no |  |  | 0 | 0 | 0 | 0
oh_line_8103901_200961248 |  | AD | node_8103901_200961247 | node_8103901_200961248 | 101.865 | bal_1P_1/0AA | 8103901 | no | no |  |  | no |  |  | 0 | 0 | 0 | 0
oh_line_8103901_200961289 |  | AD | node_8103901_200888160 | node_8103901_200961289 | 358.744 | bal_1P_1/0AC | 8103901 | no | no |  |  | no |  |  | 0 | 0 | 0 | 0
oh_line_8103901_200961888 |  | AD | node_8103901_200888285 | node_8103901_200961888 | 182.418 | bal_1P_2AC | 8103901 | no | no |  |  | no |  |  | 0 | 0 | 0 | 0
oh_line_8103901_200970928 |  | ABCD | node_8103901_200903139 | node_8103901_200970928 | 232.726 | bal_3P_4/0AC | 8103901 | no | no |  |  | no |  |  | 0 | 0 | 0 | 0
oh_line_8103901_200971032 |  | AD | node_8103901_200888005 | node_8103901_200971032 | 157.554 | bal_1P_1/0AA | 8103901 | no | no |  |  | no |  |  | 0 | 0 | 0 | 0
oh_line_8103901_200972677 |  | AD | node_8103901_200888396 | node_8103901_200972677 | 97.304 | bal_1P_1/0AC | 8103901 | no | no |  |  | no |  |  | 0 | 0 | 0 | 0
oh_line_8103901_200982788 |  | AD | node_8103901_200888732 | node_8103901_200982788 | 500.077 | bal_1P_1/0AA | 8103901 | no | no |  |  | no |  |  | 0 | 0 | 0 | 0
oh_line_8103901_200982947 |  | AD | node_8103901_200888013 | node_8103901_200982947 | 360.695 | bal_1P_4AC | 8103901 | no | no |  |  | no |  |  | 0 | 0 | 0 | 0
oh_line_8103901_201003966 |  | AD | node_8103901_200888075 | node_intto1_8103901_201003966 | 522.361 | bal_1P_1/0AA | 8103901 | no | no |  |  | no |  |  | 0 | 0 | 0 | 0
oh_line_8103901_201007950 |  | AD | node_8103901_200888349 | node_8103901_201007950 | 264.093 | bal_1P_3-104CW | 8103901 | no | no |  |  | no |  |  | 0 | 0 | 0 | 0
oh_line_8103901_201008746 |  | AD | node_8103901_200887846 | node_8103901_201008746 | 190.94 | bal_1P_1/0AA | 8103901 | no | no |  |  | no |  |  | 0 | 0 | 0 | 0
oh_line_8103901_201010491 |  | AD | node_8103901_200903374 | node_8103901_201010491 | 290.073 | bal_1P_2AC | 8103901 | no | no |  |  | no |  |  | 0 | 0 | 0 | 0
oh_line_8103901_201014230 |  | AD | node_8103901_200844577 | node_8103901_201014230 | 250.161 | bal_1P_1/0AC | 8103901 | no | no |  |  | no |  |  | 0 | 0 | 0 | 0
oh_line_8103901_201017479 |  | ABCD | node_8103901_200888405 | node_8103901_201017479 | 238.747 | bal_3P_4/0AL | 8103901 | no | no |  |  | no |  |  | 0 | 0 | 0 | 0
oh_line_8103901_201018769 |  | ABCD | node_8103901_200888127 | node_8103901_201018769 | 167.466 | bal_3P_477AL | 8103901 | no | no |  |  | no |  |  | 0 | 0 | 0 | 0
oh_line_8103901_201025837 |  | AD | node_8103901_200887834 | node_8103901_201025837 | 287.035 | bal_1P_2AC | 8103901 | no | no |  |  | no |  |  | 0 | 0 | 0 | 0
oh_line_8103901_201042562 |  | AN | node_8103901_200890168 | node_8103901_201042562 | 243.113 | bal_1P_DELTACUST | 8103901 | no | no |  |  | no |  |  | 0 | 0 | 0 | 0
oh_line_8103901_201045903 |  | ABCD | node_8103901_200888405 | node_8103901_201045903 | 238.833 | bal_3P_1/0AL | 8103901 | no | no |  |  | no |  |  | 0 | 0 | 0 | 0
oh_line_8103901_201046744 |  | AD | node_8103901_200887775 | node_8103901_201046744 | 382.136 | bal_1P_1/0AA | 8103901 | no | no |  |  | no |  |  | 0 | 0 | 0 | 0
oh_line_8103901_201047204 |  | AD | node_8103901_200887942 | node_8103901_201047204 | 283.626 | bal_1P_1/0AA | 8103901 | no | no |  |  | no |  |  | 0 | 0 | 0 | 0
oh_line_8103901_201047576 |  | AN | node_8103901_200888789 | node_8103901_201047576 | 343.599 | bal_1P_DELTACUST | 8103901 | no | no |  |  | no |  |  | 0 | 0 | 0 | 0
oh_line_8103901_201047578 |  | AD | node_8103901_200888645 | node_intto1_8103901_201047578 | 336.54 | bal_1P_1/0AA | 8103901 | no | no |  |  | no |  |  | 0 | 0 | 0 | 0
oh_line_8103901_201047579 |  | AD | node_8103901_200887988 | node_8103901_201047579 | 284.295 | bal_1P_1/0AA | 8103901 | no | no |  |  | no |  |  | 0 | 0 | 0 | 0
oh_line_8103901_201047646 |  | AD | node_8103901_200909403 | node_8103901_201047646 | 305.776 | bal_1P_2AC | 8103901 | no | no |  |  | no |  |  | 0 | 0 | 0 | 0
oh_line_8103901_201047759 |  | AD | node_8103901_200903097 | node_8103901_201047759 | 306.854 | bal_1P_1/0AA | 8103901 | no | no |  |  | no |  |  | 0 | 0 | 0 | 0
oh_line_8103901_201047991 |  | AD | node_8103901_200888707 | node_8103901_201047991 | 511.563 | bal_1P_1/0AA | 8103901 | no | no |  |  | no |  |  | 0 | 0 | 0 | 0
oh_line_8103901_201055085 |  | AD | node_8103901_200887999 | node_8103901_201055085 | 97.405 | bal_1P_4AC | 8103901 | no | no |  |  | no |  |  | 0 | 0 | 0 | 0
oh_line_8103901_201063393 |  | AD | node_8103901_201046744 | node_8103901_201063393 | 170.344 | bal_1P_1/0AA | 8103901 | no | no |  |  | no |  |  | 0 | 0 | 0 | 0
oh_line_8103901_201063951 |  | AD | node_8103901_200903408 | node_8103901_201063951 | 276.523 | bal_1P_1/0AA | 8103901 | no | no |  |  | no |  |  | 0 | 0 | 0 | 0
oh_line_8103901_201063952 |  | AD | node_8103901_201063951 | node_8103901_201063952 | 260.442 | bal_1P_1/0AA | 8103901 | no | no |  |  | no |  |  | 0 | 0 | 0 | 0
oh_line_8103901_201063953 |  | AN | node_8103901_201063952 | node_8103901_201063953 | 283.057 | bal_1P_DELTACUST | 8103901 | no | no |  |  | no |  |  | 0 | 0 | 0 | 0
oh_line_8103901_310019275 |  | AD | node_8103901_200890365 | node_8103901_310019275 | 91.771 | bal_1P_1/0AA | 8103901 | no | no |  |  | no |  |  | 0 | 0 | 0 | 0
oh_line_8103901_310044910 |  | AD | node_8103901_200888691 | node_8103901_310044910 | 90.134 | bal_1P_1/0AA | 8103901 | no | no |  |  | no |  |  | 0 | 0 | 0 | 0
oh_line_8103901_310045033 |  | ABCD | node_8103901_200888208 | node_8103901_310045033 | 115.217 | bal_3P_4/0AL | 8103901 | no | no |  |  | no |  |  | 0 | 0 | 0 | 0
oh_line_8103901_311859036 |  | AD | node_8103901_200888717 | node_8103901_311859036 | 160.455 | bal_1P_1/0AA | 8103901 | no | no |  |  | no |  |  | 0 | 0 | 0 | 0
oh_line_8103901_311882832 |  | AD | node_8103901_200887997 | node_8103901_311882832 | 134.611 | bal_1P_4AC | 8103901 | no | no |  |  | no |  |  | 0 | 0 | 0 | 0
oh_line_8103901_311917355 |  | AD | node_8103901_200887949 | node_8103901_311917355 | 118.138 | bal_1P_1/0AA | 8103901 | no | no |  |  | no |  |  | 0 | 0 | 0 | 0
oh_line_8103901_311929250 |  | AD | node_8103901_200902722 | node_8103901_311929250 | 218.108 | bal_1P_2AC | 8103901 | no | no |  |  | no |  |  | 0 | 0 | 0 | 0
oh_line_8103901_311929454 |  | AN | node_8103901_311929616 | node_8103901_311929454 | 391.885 | bal_1P_DELTACUST | 8103901 | no | no |  |  | no |  |  | 0 | 0 | 0 | 0
oh_line_8103901_311929616 |  | AN | node_8103901_311929250 | node_8103901_311929616 | 221.728 | bal_1P_DELTACUST | 8103901 | no | no |  |  | no |  |  | 0 | 0 | 0 | 0
oh_line_8103901_311998126 |  | AD | node_8103901_200890162 | node_8103901_311998126 | 737.737 | bal_1P_1/0AA | 8103901 | no | no |  |  | no |  |  | 0 | 0 | 0 | 0
oh_line_8103901_312003219 |  | AD | node_8103901_200888356 | node_8103901_312003219 | 163.612 | bal_1P_1/0AA | 8103901 | no | no |  |  | no |  |  | 0 | 0 | 0 | 0
oh_line_8103901_312032190 |  | AD | node_8103901_200888124 | node_8103901_312032190 | 226.077 | bal_1P_1/0AA | 8103901 | no | no |  |  | no |  |  | 0 | 0 | 0 | 0
oh_line_8103901_312080155 |  | AD | node_8103901_200888438 | node_8103901_312080155 | 264.429 | bal_1P_1/0AA | 8103901 | no | no |  |  | no |  |  | 0 | 0 | 0 | 0
oh_line_8103901_312105822 |  | AD | node_8103901_200887952 | node_8103901_312105822 | 313.252 | bal_1P_1/0AA | 8103901 | no | no |  |  | no |  |  | 0 | 0 | 0 | 0
oh_line_8103901_312120748 |  | AD | node_8103901_200890391 | node_8103901_312120748 | 208.431 | bal_1P_1/0AA | 8103901 | no | no |  |  | no |  |  | 0 | 0 | 0 | 0
oh_line_8103901_312120749 |  | AD | node_8103901_312120748 | node_8103901_312120749 | 53.875 | bal_1P_1/0AA | 8103901 | no | no |  |  | no |  |  | 0 | 0 | 0 | 0
oh_line_8103901_312120750 |  | AD | node_8103901_312120749 | node_intto1_8103901_312120750 | 231.511 | bal_1P_1/0AA | 8103901 | no | no |  |  | no |  |  | 0 | 0 | 0 | 0
oh_line_8103901_312120751 |  | AD | node_8103901_312120750 | node_8103901_312120751 | 189.802 | bal_1P_1/0AA | 8103901 | no | no |  |  | no |  |  | 0 | 0 | 0 | 0
oh_line_8103901_312120752 |  | AD | node_8103901_312120751 | node_8103901_312120752 | 273.301 | bal_1P_1/0AA | 8103901 | no | no |  |  | no |  |  | 0 | 0 | 0 | 0
oh_line_8103901_312120753 |  | AD | node_8103901_312120752 | node_8103901_312120753 | 173.919 | bal_1P_1/0AA | 8103901 | no | no |  |  | no |  |  | 0 | 0 | 0 | 0
oh_line_8103901_312138534 |  | AD | node_8103901_200903243 | node_8103901_312138534 | 85.577 | bal_1P_2AC | 8103901 | no | no |  |  | no |  |  | 0 | 0 | 0 | 0
oh_line_8103901_312164084 |  | AD | node_8103901_200888081 | node_8103901_312164084 | 253.66 | bal_1P_8DCW | 8103901 | no | no |  |  | no |  |  | 0 | 0 | 0 | 0
oh_line_TAP_OH_901845 |  | AN | node_8103901_200844577 | node_1345184_704_15358785_146 | 0.033 | unb_TAPWIRE_OH | 8103901 | no | no |  |  | no |  |  | 0 | 0 | 0 | 0
oh_line_TAP_OH_901846 |  | AN | node_8103901_200844579 | node_1345324_944_15359332_334 | 0.033 | unb_TAPWIRE_OH | 8103901 | no | no |  |  | no |  |  | 0 | 0 | 0 | 0
oh_line_TAP_OH_901847 |  | AN | node_8103901_200844581 | node_1345002_069_15359753_064 | 0.033 | unb_TAPWIRE_OH | 8103901 | no | no |  |  | no |  |  | 0 | 0 | 0 | 0
oh_line_TAP_OH_913307 |  | AN | node_8103901_200887771 | node_1329028_236_15358352_744 | 0.033 | unb_TAPWIRE_OH | 8103901 | no | no |  |  | no |  |  | 0 | 0 | 0 | 0
oh_line_TAP_OH_913308 |  | AN | node_8103901_200887773 | node_1329449_396_15358530_001 | 0.033 | unb_TAPWIRE_OH | 8103901 | no | no |  |  | no |  |  | 0 | 0 | 0 | 0
oh_line_TAP_OH_913309 |  | AN | node_8103901_200887774 | node_1329467_808_15359025_997 | 0.033 | unb_TAPWIRE_OH | 8103901 | no | no |  |  | no |  |  | 0 | 0 | 0 | 0
oh_line_TAP_OH_913310 |  | AN | node_8103901_200887775 | node_1329776_82_15359027_488 | 0.033 | unb_TAPWIRE_OH | 8103901 | no | no |  |  | no |  |  | 0 | 0 | 0 | 0
oh_line_TAP_OH_913311 |  | AN | node_8103901_200887781 | node_1330403_033_15360348_045 | 0.033 | unb_TAPWIRE_OH | 8103901 | no | no |  |  | no |  |  | 0 | 0 | 0 | 0
oh_line_TAP_OH_913312 |  | AN | node_8103901_200887785 | node_1330695_323_15362248_742 | 0.033 | unb_TAPWIRE_OH | 8103901 | no | no |  |  | no |  |  | 0 | 0 | 0 | 0
oh_line_TAP_OH_913313 |  | AN | node_8103901_200887788 | node_1330998_692_15362690_204 | 0.033 | unb_TAPWIRE_OH | 8103901 | no | no |  |  | no |  |  | 0 | 0 | 0 | 0
oh_line_TAP_OH_913314 |  | AN | node_8103901_200887791 | node_1330915_149_15363378_257 | 0.033 | unb_TAPWIRE_OH | 8103901 | no | no |  |  | no |  |  | 0 | 0 | 0 | 0
oh_line_TAP_OH_913315 |  | AN | node_8103901_200887793 | node_1331016_322_15363560_809 | 0.033 | unb_TAPWIRE_OH | 8103901 | no | no |  |  | no |  |  | 0 | 0 | 0 | 0
oh_line_TAP_OH_913316 |  | AN | node_8103901_200887794 | node_1331057_442_15363776_629 | 0.033 | unb_TAPWIRE_OH | 8103901 | no | no |  |  | no |  |  | 0 | 0 | 0 | 0
oh_line_TAP_OH_913317 |  | AN | node_8103901_200887795 | node_1331126_86_15364138_197 | 0.033 | unb_TAPWIRE_OH | 8103901 | no | no |  |  | no |  |  | 0 | 0 | 0 | 0
oh_line_TAP_OH_913318 |  | AN | node_8103901_200887799 | node_1330236_841_15364578_543 | 0.033 | unb_TAPWIRE_OH | 8103901 | no | no |  |  | no |  |  | 0 | 0 | 0 | 0
oh_line_TAP_OH_913319 |  | AN | node_8103901_200887801 | node_1331207_539_15364792_548 | 0.033 | unb_TAPWIRE_OH | 8103901 | no | no |  |  | no |  |  | 0 | 0 | 0 | 0
oh_line_TAP_OH_913320 |  | AN | node_8103901_200887805 | node_1331329_788_15366499_455 | 0.033 | unb_TAPWIRE_OH | 8103901 | no | no |  |  | no |  |  | 0 | 0 | 0 | 0
oh_line_TAP_OH_913321 |  | AN | node_8103901_200887807 | node_1331374_57_15367206_242 | 0.033 | unb_TAPWIRE_OH | 8103901 | no | no |  |  | no |  |  | 0 | 0 | 0 | 0
oh_line_TAP_OH_913322 |  | AN | node_8103901_200887810 | node_1331334_084_15367646_279 | 0.033 | unb_TAPWIRE_OH | 8103901 | no | no |  |  | no |  |  | 0 | 0 | 0 | 0
oh_line_TAP_OH_913323 |  | AN | node_8103901_200887811 | node_1331313_87_15367907_528 | 0.033 | unb_TAPWIRE_OH | 8103901 | no | no |  |  | no |  |  | 0 | 0 | 0 | 0
oh_line_TAP_OH_913324 |  | AN | node_8103901_200887813 | node_1331287_892_15368187_178 | 0.033 | unb_TAPWIRE_OH | 8103901 | no | no |  |  | no |  |  | 0 | 0 | 0 | 0
oh_line_TAP_OH_913325 |  | AN | node_8103901_200887815 | node_1331254_562_15368535_029 | 0.033 | unb_TAPWIRE_OH | 8103901 | no | no |  |  | no |  |  | 0 | 0 | 0 | 0
oh_line_TAP_OH_913326 |  | AN | node_8103901_200887816 | node_1331131_279_15368688_566 | 0.033 | unb_TAPWIRE_OH | 8103901 | no | no |  |  | no |  |  | 0 | 0 | 0 | 0
oh_line_TAP_OH_913327 |  | AN | node_8103901_200887818 | node_1331132_159_15368907_48 | 0.033 | unb_TAPWIRE_OH | 8103901 | no | no |  |  | no |  |  | 0 | 0 | 0 | 0
oh_line_TAP_OH_913328 |  | AN | node_8103901_200887821 | node_1331109_992_15369764_064 | 0.033 | unb_TAPWIRE_OH | 8103901 | no | no |  |  | no |  |  | 0 | 0 | 0 | 0
oh_line_TAP_OH_913329 |  | AN | node_8103901_200887823 | node_1331091_563_15370806_106 | 0.033 | unb_TAPWIRE_OH | 8103901 | no | no |  |  | no |  |  | 0 | 0 | 0 | 0
oh_line_TAP_OH_913330 |  | AN | node_8103901_200887824 | node_1331011_962_15371084_513 | 0.033 | unb_TAPWIRE_OH | 8103901 | no | no |  |  | no |  |  | 0 | 0 | 0 | 0
oh_line_TAP_OH_913331 |  | AN | node_8103901_200887826 | node_1330760_859_15371751_671 | 0.033 | unb_TAPWIRE_OH | 8103901 | no | no |  |  | no |  |  | 0 | 0 | 0 | 0
oh_line_TAP_OH_913332 |  | AN | node_8103901_200887827 | node_1330797_489_15372088_608 | 0.033 | unb_TAPWIRE_OH | 8103901 | no | no |  |  | no |  |  | 0 | 0 | 0 | 0
oh_line_TAP_OH_913333 |  | AN | node_8103901_200887829 | node_1330904_336_15372502_808 | 0.033 | unb_TAPWIRE_OH | 8103901 | no | no |  |  | no |  |  | 0 | 0 | 0 | 0
oh_line_TAP_OH_913334 |  | AN | node_8103901_200887831 | node_1331018_813_15373469_899 | 0.033 | unb_TAPWIRE_OH | 8103901 | no | no |  |  | no |  |  | 0 | 0 | 0 | 0
oh_line_TAP_OH_913335 |  | AN | node_8103901_200887832 | node_1331045_94_15373973_889 | 0.033 | unb_TAPWIRE_OH | 8103901 | no | no |  |  | no |  |  | 0 | 0 | 0 | 0
oh_line_TAP_OH_913336 |  | AN | node_8103901_200887833 | node_1331060_2_15374212_171 | 0.033 | unb_TAPWIRE_OH | 8103901 | no | no |  |  | no |  |  | 0 | 0 | 0 | 0
oh_line_TAP_OH_913337 |  | AN | node_8103901_200887834 | node_1331009_367_15374381_125 | 0.033 | unb_TAPWIRE_OH | 8103901 | no | no |  |  | no |  |  | 0 | 0 | 0 | 0
oh_line_TAP_OH_913338 |  | AN | node_8103901_200887837 | node_1331152_118_15375000_329 | 0.033 | unb_TAPWIRE_OH | 8103901 | no | no |  |  | no |  |  | 0 | 0 | 0 | 0
oh_line_TAP_OH_913339 |  | AN | node_8103901_200887838 | node_1331196_726_15375345_106 | 0.033 | unb_TAPWIRE_OH | 8103901 | no | no |  |  | no |  |  | 0 | 0 | 0 | 0
oh_line_TAP_OH_913340 |  | AN | node_8103901_200887840 | node_1331180_195_15375710_624 | 0.033 | unb_TAPWIRE_OH | 8103901 | no | no |  |  | no |  |  | 0 | 0 | 0 | 0
oh_line_TAP_OH_913341 |  | AN | node_8103901_200887841 | node_1331014_439_15375566_269 | 0.033 | unb_TAPWIRE_OH | 8103901 | no | no |  |  | no |  |  | 0 | 0 | 0 | 0
oh_line_TAP_OH_913342 |  | AN | node_8103901_200887842 | node_1331228_077_15376159_733 | 0.033 | unb_TAPWIRE_OH | 8103901 | no | no |  |  | no |  |  | 0 | 0 | 0 | 0
oh_line_TAP_OH_913343 |  | AN | node_8103901_200887843 | node_1331437_521_15376501_153 | 0.033 | unb_TAPWIRE_OH | 8103901 | no | no |  |  | no |  |  | 0 | 0 | 0 | 0
oh_line_TAP_OH_913344 |  | AN | node_8103901_200887847 | node_1331612_505_15377272_393 | 0.033 | unb_TAPWIRE_OH | 8103901 | no | no |  |  | no |  |  | 0 | 0 | 0 | 0
oh_line_TAP_OH_913345 |  | AN | node_8103901_200887850 | node_1331024_017_15377331_986 | 0.033 | unb_TAPWIRE_OH | 8103901 | no | no |  |  | no |  |  | 0 | 0 | 0 | 0
oh_line_TAP_OH_913346 |  | AN | node_8103901_200887854 | node_1330961_49_15377588_044 | 0.033 | unb_TAPWIRE_OH | 8103901 | no | no |  |  | no |  |  | 0 | 0 | 0 | 0
oh_line_TAP_OH_913347 |  | AN | node_8103901_200887855 | node_1332099_948_15377464_746 | 0.033 | unb_TAPWIRE_OH | 8103901 | no | no |  |  | no |  |  | 0 | 0 | 0 | 0
oh_line_TAP_OH_913348 |  | AN | node_8103901_200887856 | node_1332350_973_15377874_708 | 0.033 | unb_TAPWIRE_OH | 8103901 | no | no |  |  | no |  |  | 0 | 0 | 0 | 0
oh_line_TAP_OH_913349 |  | AN | node_8103901_200887857 | node_1332553_055_15378202_751 | 0.033 | unb_TAPWIRE_OH | 8103901 | no | no |  |  | no |  |  | 0 | 0 | 0 | 0
oh_line_TAP_OH_913350 |  | AN | node_8103901_200887859 | node_1332873_461_15378734_093 | 0.033 | unb_TAPWIRE_OH | 8103901 | no | no |  |  | no |  |  | 0 | 0 | 0 | 0
oh_line_TAP_OH_913351 |  | AN | node_8103901_200887863 | node_1333450_166_15379010_298 | 0.033 | unb_TAPWIRE_OH | 8103901 | no | no |  |  | no |  |  | 0 | 0 | 0 | 0
oh_line_TAP_OH_913352 |  | AN | node_8103901_200887864 | node_1333167_095_15379212_415 | 0.033 | unb_TAPWIRE_OH | 8103901 | no | no |  |  | no |  |  | 0 | 0 | 0 | 0
oh_line_TAP_OH_913353 |  | AN | node_8103901_200887867 | node_1333594_93_15379943_248 | 0.033 | unb_TAPWIRE_OH | 8103901 | no | no |  |  | no |  |  | 0 | 0 | 0 | 0
oh_line_TAP_OH_913354 |  | AN | node_8103901_200887870 | node_1334967_538_15371390_815 | 0.033 | unb_TAPWIRE_OH | 8103901 | no | no |  |  | no |  |  | 0 | 0 | 0 | 0
oh_line_TAP_OH_913355 |  | AN | node_8103901_200887874 | node_1335849_713_15371440_545 | 0.033 | unb_TAPWIRE_OH | 8103901 | no | no |  |  | no |  |  | 0 | 0 | 0 | 0
oh_line_TAP_OH_913356 |  | AN | node_8103901_200887876 | node_1336282_42_15371438_291 | 0.033 | unb_TAPWIRE_OH | 8103901 | no | no |  |  | no |  |  | 0 | 0 | 0 | 0
oh_line_TAP_OH_913357 |  | AN | node_8103901_200887878 | node_1336714_145_15371363_132 | 0.033 | unb_TAPWIRE_OH | 8103901 | no | no |  |  | no |  |  | 0 | 0 | 0 | 0
oh_line_TAP_OH_913358 |  | AN | node_8103901_200887880 | node_1337361_102_15371454_668 | 0.033 | unb_TAPWIRE_OH | 8103901 | no | no |  |  | no |  |  | 0 | 0 | 0 | 0
oh_line_TAP_OH_913359 |  | AN | node_8103901_200887883 | node_1337784_981_15371638_973 | 0.033 | unb_TAPWIRE_OH | 8103901 | no | no |  |  | no |  |  | 0 | 0 | 0 | 0
oh_line_TAP_OH_913360 |  | AN | node_8103901_200887884 | node_1338155_408_15371798_1 | 0.033 | unb_TAPWIRE_OH | 8103901 | no | no |  |  | no |  |  | 0 | 0 | 0 | 0
oh_line_TAP_OH_913361 |  | AN | node_8103901_200887886 | node_1331857_268_15369821_94 | 0.033 | unb_TAPWIRE_OH | 8103901 | no | no |  |  | no |  |  | 0 | 0 | 0 | 0
oh_line_TAP_OH_913362 |  | AN | node_8103901_200887889 | node_1339404_931_15372362_636 | 0.033 | unb_TAPWIRE_OH | 8103901 | no | no |  |  | no |  |  | 0 | 0 | 0 | 0
oh_line_TAP_OH_913363 |  | AN | node_8103901_200887890 | node_1339164_552_15372454_043 | 0.033 | unb_TAPWIRE_OH | 8103901 | no | no |  |  | no |  |  | 0 | 0 | 0 | 0
oh_line_TAP_OH_913364 |  | AN | node_8103901_200887891 | node_1339642_805_15372609_125 | 0.033 | unb_TAPWIRE_OH | 8103901 | no | no |  |  | no |  |  | 0 | 0 | 0 | 0
oh_line_TAP_OH_913365 |  | AN | node_8103901_200887893 | node_1339841_049_15373226_144 | 0.033 | unb_TAPWIRE_OH | 8103901 | no | no |  |  | no |  |  | 0 | 0 | 0 | 0
oh_line_TAP_OH_913366 |  | AN | node_8103901_200887896 | node_1340019_61_15373755_936 | 0.033 | unb_TAPWIRE_OH | 8103901 | no | no |  |  | no |  |  | 0 | 0 | 0 | 0
oh_line_TAP_OH_913367 |  | AN | node_8103901_200887901 | node_1332041_15370093_5 | 0.033 | unb_TAPWIRE_OH | 8103901 | no | no |  |  | no |  |  | 0 | 0 | 0 | 0
oh_line_TAP_OH_913368 |  | AN | node_8103901_200887904 | node_1341254_835_15374629_637 | 0.033 | unb_TAPWIRE_OH | 8103901 | no | no |  |  | no |  |  | 0 | 0 | 0 | 0
oh_line_TAP_OH_913369 |  | AN | node_8103901_200887908 | node_1342246_747_15375116_117 | 0.033 | unb_TAPWIRE_OH | 8103901 | no | no |  |  | no |  |  | 0 | 0 | 0 | 0
oh_line_TAP_OH_913370 |  | AN | node_8103901_200887909 | node_1332424_516_15370388_168 | 0.033 | unb_TAPWIRE_OH | 8103901 | no | no |  |  | no |  |  | 0 | 0 | 0 | 0
oh_line_TAP_OH_913371 |  | AN | node_8103901_200887912 | node_1332872_439_15370795_677 | 0.033 | unb_TAPWIRE_OH | 8103901 | no | no |  |  | no |  |  | 0 | 0 | 0 | 0
oh_line_TAP_OH_913372 |  | AN | node_8103901_200887914 | node_1332911_437_15371107_564 | 0.033 | unb_TAPWIRE_OH | 8103901 | no | no |  |  | no |  |  | 0 | 0 | 0 | 0
oh_line_TAP_OH_913373 |  | AN | node_8103901_200887915 | node_1333703_71_15371342_332 | 0.033 | unb_TAPWIRE_OH | 8103901 | no | no |  |  | no |  |  | 0 | 0 | 0 | 0
oh_line_TAP_OH_913374 |  | AN | node_8103901_200887918 | node_1334637_131_15371390_599 | 0.033 | unb_TAPWIRE_OH | 8103901 | no | no |  |  | no |  |  | 0 | 0 | 0 | 0
oh_line_TAP_OH_913375 |  | AN | node_8103901_200887922 | node_1330903_45_15368919_276 | 0.033 | unb_TAPWIRE_OH | 8103901 | no | no |  |  | no |  |  | 0 | 0 | 0 | 0
oh_line_TAP_OH_913376 |  | AN | node_8103901_200887928 | node_1329973_12_15369316_155 | 0.033 | unb_TAPWIRE_OH | 8103901 | no | no |  |  | no |  |  | 0 | 0 | 0 | 0
oh_line_TAP_OH_913377 |  | AN | node_8103901_200887931 | node_1329104_708_15368587_822 | 0.033 | unb_TAPWIRE_OH | 8103901 | no | no |  |  | no |  |  | 0 | 0 | 0 | 0
oh_line_TAP_OH_913378 |  | AN | node_8103901_200887933 | node_1329227_983_15367193_086 | 0.033 | unb_TAPWIRE_OH | 8103901 | no | no |  |  | no |  |  | 0 | 0 | 0 | 0
oh_line_TAP_OH_913381 |  | AN | node_8103901_200887941 | node_1323254_154_15378371_282 | 0.033 | unb_TAPWIRE_OH | 8103901 | no | no |  |  | no |  |  | 0 | 0 | 0 | 0
oh_line_TAP_OH_913382 |  | AN | node_8103901_200887942 | node_1323395_713_15378649_519 | 0.033 | unb_TAPWIRE_OH | 8103901 | no | no |  |  | no |  |  | 0 | 0 | 0 | 0
oh_line_TAP_OH_913383 |  | AN | node_8103901_200887945 | node_1323533_58_15379513_669 | 0.033 | unb_TAPWIRE_OH | 8103901 | no | no |  |  | no |  |  | 0 | 0 | 0 | 0
oh_line_TAP_OH_913384 |  | AN | node_8103901_200887946 | node_1323554_708_15379780_864 | 0.033 | unb_TAPWIRE_OH | 8103901 | no | no |  |  | no |  |  | 0 | 0 | 0 | 0
oh_line_TAP_OH_913385 |  | AN | node_8103901_200887954 | node_1322935_431_15377777_837 | 0.033 | unb_TAPWIRE_OH | 8103901 | no | no |  |  | no |  |  | 0 | 0 | 0 | 0
oh_line_TAP_OH_913386 |  | AN | node_8103901_200887958 | node_1337003_74_15371077_232 | 0.033 | unb_TAPWIRE_OH | 8103901 | no | no |  |  | no |  |  | 0 | 0 | 0 | 0
oh_line_TAP_OH_913387 |  | AN | node_8103901_200887961 | node_1336486_257_15367254_023 | 0.033 | unb_TAPWIRE_OH | 8103901 | no | no |  |  | no |  |  | 0 | 0 | 0 | 0
oh_line_TAP_OH_913388 |  | AN | node_8103901_200887967 | node_1336947_347_15366046_806 | 0.033 | unb_TAPWIRE_OH | 8103901 | no | no |  |  | no |  |  | 0 | 0 | 0 | 0
oh_line_TAP_OH_913389 |  | AN | node_8103901_200887969 | node_1337726_12_15366002_829 | 0.033 | unb_TAPWIRE_OH | 8103901 | no | no |  |  | no |  |  | 0 | 0 | 0 | 0
oh_line_TAP_OH_913390 |  | AN | node_8103901_200887973 | node_1337423_992_15364788_258 | 0.033 | unb_TAPWIRE_OH | 8103901 | no | no |  |  | no |  |  | 0 | 0 | 0 | 0
oh_line_TAP_OH_913391 |  | AN | node_8103901_200887974 | node_1336951_312_15370670_394 | 0.033 | unb_TAPWIRE_OH | 8103901 | no | no |  |  | no |  |  | 0 | 0 | 0 | 0
oh_line_TAP_OH_913392 |  | AN | node_8103901_200887977 | node_1337820_924_15363732_941 | 0.033 | unb_TAPWIRE_OH | 8103901 | no | no |  |  | no |  |  | 0 | 0 | 0 | 0
oh_line_TAP_OH_913393 |  | AN | node_8103901_200887979 | node_1338095_885_15363186_327 | 0.033 | unb_TAPWIRE_OH | 8103901 | no | no |  |  | no |  |  | 0 | 0 | 0 | 0
oh_line_TAP_OH_913394 |  | AN | node_8103901_200887982 | node_1338203_793_15362488_903 | 0.033 | unb_TAPWIRE_OH | 8103901 | no | no |  |  | no |  |  | 0 | 0 | 0 | 0
oh_line_TAP_OH_913395 |  | AN | node_8103901_200887983 | node_1338550_609_15362276_281 | 0.033 | unb_TAPWIRE_OH | 8103901 | no | no |  |  | no |  |  | 0 | 0 | 0 | 0
oh_line_TAP_OH_913396 |  | AN | node_8103901_200887985 | node_1338970_532_15361866_947 | 0.033 | unb_TAPWIRE_OH | 8103901 | no | no |  |  | no |  |  | 0 | 0 | 0 | 0
oh_line_TAP_OH_913397 |  | AN | node_8103901_200887986 | node_1336861_739_15370395_042 | 0.033 | unb_TAPWIRE_OH | 8103901 | no | no |  |  | no |  |  | 0 | 0 | 0 | 0
oh_line_TAP_OH_913398 |  | AN | node_8103901_200887989 | node_1339160_746_15361528_532 | 0.033 | unb_TAPWIRE_OH | 8103901 | no | no |  |  | no |  |  | 0 | 0 | 0 | 0
oh_line_TAP_OH_913399 |  | AN | node_8103901_200887990 | node_1339426_642_15361204_225 | 0.033 | unb_TAPWIRE_OH | 8103901 | no | no |  |  | no |  |  | 0 | 0 | 0 | 0
oh_line_TAP_OH_913400 |  | AN | node_8103901_200887991 | node_1339664_816_15360909_276 | 0.033 | unb_TAPWIRE_OH | 8103901 | no | no |  |  | no |  |  | 0 | 0 | 0 | 0
oh_line_TAP_OH_913401 |  | AN | node_8103901_200887998 | node_1340850_614_15359014_649 | 0.033 | unb_TAPWIRE_OH | 8103901 | no | no |  |  | no |  |  | 0 | 0 | 0 | 0
oh_line_TAP_OH_913402 |  | AN | node_8103901_200887999 | node_1341038_152_15358915_456 | 0.033 | unb_TAPWIRE_OH | 8103901 | no | no |  |  | no |  |  | 0 | 0 | 0 | 0
oh_line_TAP_OH_913403 |  | AN | node_8103901_200888003 | node_1336716_787_15369893_893 | 0.033 | unb_TAPWIRE_OH | 8103901 | no | no |  |  | no |  |  | 0 | 0 | 0 | 0
oh_line_TAP_OH_913404 |  | AN | node_8103901_200888005 | node_1336429_536_15369747_379 | 0.033 | unb_TAPWIRE_OH | 8103901 | no | no |  |  | no |  |  | 0 | 0 | 0 | 0
oh_line_TAP_OH_913405 |  | AN | node_8103901_200888006 | node_1341197_896_15358741_122 | 0.033 | unb_TAPWIRE_OH | 8103901 | no | no |  |  | no |  |  | 0 | 0 | 0 | 0
oh_line_TAP_OH_913406 |  | AN | node_8103901_200888016 | node_1330678_37_15361542_749 | 0.033 | unb_TAPWIRE_OH | 8103901 | no | no |  |  | no |  |  | 0 | 0 | 0 | 0
oh_line_TAP_OH_913407 |  | AN | node_8103901_200888017 | node_1330851_707_15361904_668 | 0.033 | unb_TAPWIRE_OH | 8103901 | no | no |  |  | no |  |  | 0 | 0 | 0 | 0
oh_line_TAP_OH_913408 |  | AN | node_8103901_200888018 | node_1334673_274_15361536_759 | 0.033 | unb_TAPWIRE_OH | 8103901 | no | no |  |  | no |  |  | 0 | 0 | 0 | 0
oh_line_TAP_OH_913409 |  | AN | node_8103901_200888020 | node_1335407_774_15361605_482 | 0.033 | unb_TAPWIRE_OH | 8103901 | no | no |  |  | no |  |  | 0 | 0 | 0 | 0
oh_line_TAP_OH_913410 |  | AN | node_8103901_200888024 | node_1331678_985_15361502_734 | 0.033 | unb_TAPWIRE_OH | 8103901 | no | no |  |  | no |  |  | 0 | 0 | 0 | 0
oh_line_TAP_OH_913411 |  | AN | node_8103901_200888031 | node_1334214_632_15361602_636 | 0.033 | unb_TAPWIRE_OH | 8103901 | no | no |  |  | no |  |  | 0 | 0 | 0 | 0
oh_line_TAP_OH_913415 |  | AN | node_8103901_200888061 | node_1314076_992_15365060_346 | 0.033 | unb_TAPWIRE_OH | 8103901 | no | no |  |  | no |  |  | 0 | 0 | 0 | 0
oh_line_TAP_OH_913416 |  | AN | node_8103901_200888068 | node_1315298_356_15362831_038 | 0.033 | unb_TAPWIRE_OH | 8103901 | no | no |  |  | no |  |  | 0 | 0 | 0 | 0
oh_line_TAP_OH_913417 |  | AN | node_8103901_200888070 | node_1315478_935_15362569_426 | 0.033 | unb_TAPWIRE_OH | 8103901 | no | no |  |  | no |  |  | 0 | 0 | 0 | 0
oh_line_TAP_OH_913418 |  | AN | node_8103901_200888079 | node_1316458_962_15372275_731 | 0.033 | unb_TAPWIRE_OH | 8103901 | no | no |  |  | no |  |  | 0 | 0 | 0 | 0
oh_line_TAP_OH_913419 |  | AN | node_8103901_200888081 | node_1317615_709_15372820_123 | 0.033 | unb_TAPWIRE_OH | 8103901 | no | no |  |  | no |  |  | 0 | 0 | 0 | 0
oh_line_TAP_OH_913420 |  | AN | node_8103901_200888082 | node_1317323_069_15373302_262 | 0.033 | unb_TAPWIRE_OH | 8103901 | no | no |  |  | no |  |  | 0 | 0 | 0 | 0
oh_line_TAP_OH_913421 |  | AN | node_8103901_200888085 | node_1317630_044_15367451_615 | 0.033 | unb_TAPWIRE_OH | 8103901 | no | no |  |  | no |  |  | 0 | 0 | 0 | 0
oh_line_TAP_OH_913422 |  | ABCN | node_8103901_200888087 | node_1318827_429_15367328_37 | 0.033 | unb_TAPWIRE_OH | 8103901 | no | no |  |  | no |  |  | 0 | 0 | 0 | 0
oh_line_TAP_OH_913423 |  | ABCN | node_8103901_200888090 | node_1318403_793_15367339_4 | 0.033 | unb_TAPWIRE_OH | 8103901 | no | no |  |  | no |  |  | 0 | 0 | 0 | 0
oh_line_TAP_OH_913424 |  | ABCN | node_8103901_200888100 | node_1319373_795_15367704_501 | 0.033 | unb_TAPWIRE_OH | 8103901 | no | no |  |  | no |  |  | 0 | 0 | 0 | 0
oh_line_TAP_OH_913425 |  | AN | node_8103901_200888108 | node_1319236_537_15366966_107 | 0.033 | unb_TAPWIRE_OH | 8103901 | no | no |  |  | no |  |  | 0 | 0 | 0 | 0
oh_line_TAP_OH_913426 |  | AN | node_8103901_200888112 | node_1319291_728_15366521_6 | 0.033 | unb_TAPWIRE_OH | 8103901 | no | no |  |  | no |  |  | 0 | 0 | 0 | 0
oh_line_TAP_OH_913427 |  | AN | node_8103901_200888115 | node_1319357_959_15365936_453 | 0.033 | unb_TAPWIRE_OH | 8103901 | no | no |  |  | no |  |  | 0 | 0 | 0 | 0
oh_line_TAP_OH_913428 |  | AN | node_8103901_200888118 | node_1319430_671_15365573_085 | 0.033 | unb_TAPWIRE_OH | 8103901 | no | no |  |  | no |  |  | 0 | 0 | 0 | 0
oh_line_TAP_OH_913429 |  | AN | node_8103901_200888120 | node_1319401_108_15365402_77 | 0.033 | unb_TAPWIRE_OH | 8103901 | no | no |  |  | no |  |  | 0 | 0 | 0 | 0
oh_line_TAP_OH_913430 |  | AN | node_8103901_200888122 | node_1319450_91_15365182_574 | 0.033 | unb_TAPWIRE_OH | 8103901 | no | no |  |  | no |  |  | 0 | 0 | 0 | 0
oh_line_TAP_OH_913431 |  | AN | node_8103901_200888125 | node_1319539_864_15364785_359 | 0.033 | unb_TAPWIRE_OH | 8103901 | no | no |  |  | no |  |  | 0 | 0 | 0 | 0
oh_line_TAP_OH_913432 |  | AN | node_8103901_200888129 | node_1319576_074_15364595_135 | 0.033 | unb_TAPWIRE_OH | 8103901 | no | no |  |  | no |  |  | 0 | 0 | 0 | 0
oh_line_TAP_OH_913433 |  | AN | node_8103901_200888130 | node_1319625_181_15364349_675 | 0.033 | unb_TAPWIRE_OH | 8103901 | no | no |  |  | no |  |  | 0 | 0 | 0 | 0
oh_line_TAP_OH_913434 |  | AN | node_8103901_200888136 | node_1320002_383_15363407_528 | 0.033 | unb_TAPWIRE_OH | 8103901 | no | no |  |  | no |  |  | 0 | 0 | 0 | 0
oh_line_TAP_OH_913435 |  | AN | node_8103901_200888138 | node_1319882_53_15362898_197 | 0.033 | unb_TAPWIRE_OH | 8103901 | no | no |  |  | no |  |  | 0 | 0 | 0 | 0
oh_line_TAP_OH_913436 |  | AN | node_8103901_200888141 | node_1319900_496_15362477_212 | 0.033 | unb_TAPWIRE_OH | 8103901 | no | no |  |  | no |  |  | 0 | 0 | 0 | 0
oh_line_TAP_OH_913437 |  | AN | node_8103901_200888149 | node_1320161_252_15361181_648 | 0.033 | unb_TAPWIRE_OH | 8103901 | no | no |  |  | no |  |  | 0 | 0 | 0 | 0
oh_line_TAP_OH_913438 |  | AN | node_8103901_200888160 | node_1320643_875_15359322_881 | 0.033 | unb_TAPWIRE_OH | 8103901 | no | no |  |  | no |  |  | 0 | 0 | 0 | 0
oh_line_TAP_OH_913439 |  | ABCN | node_8103901_200888166 | node_1319470_12_15368275_476 | 0.033 | unb_TAPWIRE_OH | 8103901 | no | no |  |  | no |  |  | 0 | 0 | 0 | 0
oh_line_TAP_OH_913440 |  | ABCN | node_8103901_200888168 | node_1319457_108_15368035_407 | 0.033 | unb_TAPWIRE_OH | 8103901 | no | no |  |  | no |  |  | 0 | 0 | 0 | 0
oh_line_TAP_OH_913441 |  | AN | node_8103901_200888169 | node_1320792_985_15362324_111 | 0.033 | unb_TAPWIRE_OH | 8103901 | no | no |  |  | no |  |  | 0 | 0 | 0 | 0
oh_line_TAP_OH_913442 |  | AN | node_8103901_200888176 | node_1321389_268_15361452_103 | 0.033 | unb_TAPWIRE_OH | 8103901 | no | no |  |  | no |  |  | 0 | 0 | 0 | 0
oh_line_TAP_OH_913443 |  | AN | node_8103901_200888182 | node_1321870_898_15360862_192 | 0.033 | unb_TAPWIRE_OH | 8103901 | no | no |  |  | no |  |  | 0 | 0 | 0 | 0
oh_line_TAP_OH_913444 |  | AN | node_8103901_200888184 | node_1320126_439_15363062_923 | 0.033 | unb_TAPWIRE_OH | 8103901 | no | no |  |  | no |  |  | 0 | 0 | 0 | 0
oh_line_TAP_OH_913445 |  | AN | node_8103901_200888185 | node_1322037_753_15360534_95 | 0.033 | unb_TAPWIRE_OH | 8103901 | no | no |  |  | no |  |  | 0 | 0 | 0 | 0
oh_line_TAP_OH_913446 |  | AN | node_8103901_200888187 | node_1322215_23_15360183_077 | 0.033 | unb_TAPWIRE_OH | 8103901 | no | no |  |  | no |  |  | 0 | 0 | 0 | 0
oh_line_TAP_OH_913447 |  | AN | node_8103901_200888190 | node_1322379_907_15359846_064 | 0.033 | unb_TAPWIRE_OH | 8103901 | no | no |  |  | no |  |  | 0 | 0 | 0 | 0
oh_line_TAP_OH_913448 |  | AN | node_8103901_200888196 | node_1320680_664_15362797_472 | 0.033 | unb_TAPWIRE_OH | 8103901 | no | no |  |  | no |  |  | 0 | 0 | 0 | 0
oh_line_TAP_OH_913450 |  | ABCN | node_8103901_200888203 | node_1319829_103_15367762_208 | 0.033 | unb_TAPWIRE_OH | 8103901 | no | no |  |  | no |  |  | 0 | 0 | 0 | 0
oh_line_TAP_OH_913452 |  | ABCN | node_8103901_200888217 | node_1320084_244_15369122_827 | 0.033 | unb_TAPWIRE_OH | 8103901 | no | no |  |  | no |  |  | 0 | 0 | 0 | 0
oh_line_TAP_OH_913453 |  | AN | node_8103901_200888223 | node_1320772_117_15368890_127 | 0.033 | unb_TAPWIRE_OH | 8103901 | no | no |  |  | no |  |  | 0 | 0 | 0 | 0
oh_line_TAP_OH_913454 |  | AN | node_8103901_200888229 | node_1321569_171_15369442_404 | 0.033 | unb_TAPWIRE_OH | 8103901 | no | no |  |  | no |  |  | 0 | 0 | 0 | 0
oh_line_TAP_OH_913455 |  | AN | node_8103901_200888234 | node_1322220_18_15370176_299 | 0.033 | unb_TAPWIRE_OH | 8103901 | no | no |  |  | no |  |  | 0 | 0 | 0 | 0
oh_line_TAP_OH_913456 |  | AN | node_8103901_200888240 | node_1323648_83_15369676_524 | 0.033 | unb_TAPWIRE_OH | 8103901 | no | no |  |  | no |  |  | 0 | 0 | 0 | 0
oh_line_TAP_OH_913457 |  | AN | node_8103901_200888241 | node_1323913_283_15369513_743 | 0.033 | unb_TAPWIRE_OH | 8103901 | no | no |  |  | no |  |  | 0 | 0 | 0 | 0
oh_line_TAP_OH_913458 |  | AN | node_8103901_200888243 | node_1324281_281_15369413_392 | 0.033 | unb_TAPWIRE_OH | 8103901 | no | no |  |  | no |  |  | 0 | 0 | 0 | 0
oh_line_TAP_OH_913459 |  | AN | node_8103901_200888246 | node_1325003_939_15369357_652 | 0.033 | unb_TAPWIRE_OH | 8103901 | no | no |  |  | no |  |  | 0 | 0 | 0 | 0
oh_line_TAP_OH_913460 |  | AN | node_8103901_200888247 | node_1325360_658_15369433_319 | 0.033 | unb_TAPWIRE_OH | 8103901 | no | no |  |  | no |  |  | 0 | 0 | 0 | 0
oh_line_TAP_OH_913461 |  | AN | node_8103901_200888255 | node_1326532_563_15370390_015 | 0.033 | unb_TAPWIRE_OH | 8103901 | no | no |  |  | no |  |  | 0 | 0 | 0 | 0
oh_line_TAP_OH_913463 |  | AN | node_8103901_200888267 | node_1318454_894_15369540_741 | 0.033 | unb_TAPWIRE_OH | 8103901 | no | no |  |  | no |  |  | 0 | 0 | 0 | 0
oh_line_TAP_OH_913464 |  | AN | node_8103901_200888271 | node_1318182_362_15370074_013 | 0.033 | unb_TAPWIRE_OH | 8103901 | no | no |  |  | no |  |  | 0 | 0 | 0 | 0
oh_line_TAP_OH_913465 |  | AN | node_8103901_200888272 | node_1318050_819_15370241_374 | 0.033 | unb_TAPWIRE_OH | 8103901 | no | no |  |  | no |  |  | 0 | 0 | 0 | 0
oh_line_TAP_OH_913466 |  | AN | node_8103901_200888274 | node_1317758_914_15370520_892 | 0.033 | unb_TAPWIRE_OH | 8103901 | no | no |  |  | no |  |  | 0 | 0 | 0 | 0
oh_line_TAP_OH_913467 |  | AN | node_8103901_200888277 | node_1317396_999_15370934_908 | 0.033 | unb_TAPWIRE_OH | 8103901 | no | no |  |  | no |  |  | 0 | 0 | 0 | 0
oh_line_TAP_OH_913468 |  | AN | node_8103901_200888280 | node_1317029_997_15371217_398 | 0.033 | unb_TAPWIRE_OH | 8103901 | no | no |  |  | no |  |  | 0 | 0 | 0 | 0
oh_line_TAP_OH_913469 |  | AN | node_8103901_200888281 | node_1316805_082_15371315_753 | 0.033 | unb_TAPWIRE_OH | 8103901 | no | no |  |  | no |  |  | 0 | 0 | 0 | 0
oh_line_TAP_OH_913470 |  | AN | node_8103901_200888282 | node_1316750_925_15371524_153 | 0.033 | unb_TAPWIRE_OH | 8103901 | no | no |  |  | no |  |  | 0 | 0 | 0 | 0
oh_line_TAP_OH_913471 |  | AN | node_8103901_200888283 | node_1316601_611_15371660_863 | 0.033 | unb_TAPWIRE_OH | 8103901 | no | no |  |  | no |  |  | 0 | 0 | 0 | 0
oh_line_TAP_OH_913472 |  | AN | node_8103901_200888284 | node_1316514_272_15371872_561 | 0.033 | unb_TAPWIRE_OH | 8103901 | no | no |  |  | no |  |  | 0 | 0 | 0 | 0
oh_line_TAP_OH_913473 |  | AN | node_8103901_200888288 | node_1316184_855_15372462_737 | 0.033 | unb_TAPWIRE_OH | 8103901 | no | no |  |  | no |  |  | 0 | 0 | 0 | 0
oh_line_TAP_OH_913474 |  | AN | node_8103901_200888289 | node_1315842_105_15372618_185 | 0.033 | unb_TAPWIRE_OH | 8103901 | no | no |  |  | no |  |  | 0 | 0 | 0 | 0
oh_line_TAP_OH_913475 |  | AN | node_8103901_200888294 | node_1315140_131_15373210_405 | 0.033 | unb_TAPWIRE_OH | 8103901 | no | no |  |  | no |  |  | 0 | 0 | 0 | 0
oh_line_TAP_OH_913476 |  | AN | node_8103901_200888297 | node_1314766_574_15373562_681 | 0.033 | unb_TAPWIRE_OH | 8103901 | no | no |  |  | no |  |  | 0 | 0 | 0 | 0
oh_line_TAP_OH_913477 |  | AN | node_8103901_200888299 | node_1314511_682_15374060_363 | 0.033 | unb_TAPWIRE_OH | 8103901 | no | no |  |  | no |  |  | 0 | 0 | 0 | 0
oh_line_TAP_OH_913478 |  | AN | node_8103901_200888300 | node_1314208_189_15373748_536 | 0.033 | unb_TAPWIRE_OH | 8103901 | no | no |  |  | no |  |  | 0 | 0 | 0 | 0
oh_line_TAP_OH_913479 |  | AN | node_8103901_200888302 | node_1314349_611_15374270_643 | 0.033 | unb_TAPWIRE_OH | 8103901 | no | no |  |  | no |  |  | 0 | 0 | 0 | 0
oh_line_TAP_OH_913480 |  | AN | node_8103901_200888303 | node_1319291_645_15369323_426 | 0.033 | unb_TAPWIRE_OH | 8103901 | no | no |  |  | no |  |  | 0 | 0 | 0 | 0
oh_line_TAP_OH_913481 |  | AN | node_8103901_200888308 | node_1313537_24_15375259_359 | 0.033 | unb_TAPWIRE_OH | 8103901 | no | no |  |  | no |  |  | 0 | 0 | 0 | 0
oh_line_TAP_OH_913482 |  | AN | node_8103901_200888315 | node_1312584_978_15376334_64 | 0.033 | unb_TAPWIRE_OH | 8103901 | no | no |  |  | no |  |  | 0 | 0 | 0 | 0
oh_line_TAP_OH_913483 |  | AN | node_8103901_200888324 | node_1310939_835_15378148_145 | 0.033 | unb_TAPWIRE_OH | 8103901 | no | no |  |  | no |  |  | 0 | 0 | 0 | 0
oh_line_TAP_OH_913484 |  | AN | node_8103901_200888328 | node_1310244_616_15378454_044 | 0.033 | unb_TAPWIRE_OH | 8103901 | no | no |  |  | no |  |  | 0 | 0 | 0 | 0
oh_line_TAP_OH_913485 |  | AN | node_8103901_200888329 | node_1310026_814_15378556_576 | 0.033 | unb_TAPWIRE_OH | 8103901 | no | no |  |  | no |  |  | 0 | 0 | 0 | 0
oh_line_TAP_OH_913486 |  | AN | node_8103901_200888335 | node_1308510_836_15378532_344 | 0.033 | unb_TAPWIRE_OH | 8103901 | no | no |  |  | no |  |  | 0 | 0 | 0 | 0
oh_line_TAP_OH_913487 |  | AN | node_8103901_200888337 | node_1308263_116_15378524_938 | 0.033 | unb_TAPWIRE_OH | 8103901 | no | no |  |  | no |  |  | 0 | 0 | 0 | 0
oh_line_TAP_OH_913488 |  | AN | node_8103901_200888339 | node_1307684_408_15378515_536 | 0.033 | unb_TAPWIRE_OH | 8103901 | no | no |  |  | no |  |  | 0 | 0 | 0 | 0
oh_line_TAP_OH_913489 |  | AN | node_8103901_200888340 | node_1307359_677_15378420_555 | 0.033 | unb_TAPWIRE_OH | 8103901 | no | no |  |  | no |  |  | 0 | 0 | 0 | 0
oh_line_TAP_OH_913490 |  | AN | node_8103901_200888346 | node_1306176_614_15378043_003 | 0.033 | unb_TAPWIRE_OH | 8103901 | no | no |  |  | no |  |  | 0 | 0 | 0 | 0
oh_line_TAP_OH_913491 |  | AN | node_8103901_200888353 | node_1318918_797_15369459_312 | 0.033 | unb_TAPWIRE_OH | 8103901 | no | no |  |  | no |  |  | 0 | 0 | 0 | 0
oh_line_TAP_OH_913492 |  | AN | node_8103901_200888355 | node_1304540_03_15377611_175 | 0.033 | unb_TAPWIRE_OH | 8103901 | no | no |  |  | no |  |  | 0 | 0 | 0 | 0
oh_line_TAP_OH_913493 |  | AN | node_8103901_200888358 | node_1303826_38_15377993_595 | 0.033 | unb_TAPWIRE_OH | 8103901 | no | no |  |  | no |  |  | 0 | 0 | 0 | 0
oh_line_TAP_OH_913494 |  | AN | node_8103901_200888364 | node_1320188_568_15368616_625 | 0.033 | unb_TAPWIRE_OH | 8103901 | no | no |  |  | no |  |  | 0 | 0 | 0 | 0
oh_line_TAP_OH_913495 |  | AN | node_8103901_200888365 | node_1320268_567_15368450_742 | 0.033 | unb_TAPWIRE_OH | 8103901 | no | no |  |  | no |  |  | 0 | 0 | 0 | 0
oh_line_TAP_OH_913496 |  | AN | node_8103901_200888368 | node_1320311_921_15368282_563 | 0.033 | unb_TAPWIRE_OH | 8103901 | no | no |  |  | no |  |  | 0 | 0 | 0 | 0
oh_line_TAP_OH_913497 |  | AN | node_8103901_200888380 | node_1313244_306_15377872_413 | 0.033 | unb_TAPWIRE_OH | 8103901 | no | no |  |  | no |  |  | 0 | 0 | 0 | 0
oh_line_TAP_OH_913498 |  | ABCN | node_8103901_200888386 | node_1319610_002_15378119_814 | 0.033 | unb_TAPWIRE_OH | 8103901 | no | no |  |  | no |  |  | 0 | 0 | 0 | 0
oh_line_TAP_OH_913499 |  | ABCN | node_8103901_200888388 | node_1320140_313_15370930_234 | 0.033 | unb_TAPWIRE_OH | 8103901 | no | no |  |  | no |  |  | 0 | 0 | 0 | 0
oh_line_TAP_OH_913500 |  | ABCN | node_8103901_200888390 | node_1320194_628_15371161_714 | 0.033 | unb_TAPWIRE_OH | 8103901 | no | no |  |  | no |  |  | 0 | 0 | 0 | 0
oh_line_TAP_OH_913501 |  | ABCN | node_8103901_200888392 | node_1320239_896_15371394_404 | 0.033 | unb_TAPWIRE_OH | 8103901 | no | no |  |  | no |  |  | 0 | 0 | 0 | 0
oh_line_TAP_OH_913502 |  | AN | node_8103901_200888395 | node_1320705_394_15371316_542 | 0.033 | unb_TAPWIRE_OH | 8103901 | no | no |  |  | no |  |  | 0 | 0 | 0 | 0
oh_line_TAP_OH_913503 |  | AN | node_8103901_200888401 | node_1320139_412_15371949_192 | 0.033 | unb_TAPWIRE_OH | 8103901 | no | no |  |  | no |  |  | 0 | 0 | 0 | 0
oh_line_TAP_OH_913504 |  | ABCN | node_8103901_200888404 | node_1320518_182_15372278_173 | 0.033 | unb_TAPWIRE_OH | 8103901 | no | no |  |  | no |  |  | 0 | 0 | 0 | 0
oh_line_TAP_OH_913505 |  | ABCN | node_8103901_200888411 | node_1320774_061_15373174_922 | 0.033 | unb_TAPWIRE_OH | 8103901 | no | no |  |  | no |  |  | 0 | 0 | 0 | 0
oh_line_TAP_OH_913506 |  | ABCN | node_8103901_200888414 | node_1320785_712_15373951_606 | 0.033 | unb_TAPWIRE_OH | 8103901 | no | no |  |  | no |  |  | 0 | 0 | 0 | 0
oh_line_TAP_OH_913507 |  | AN | node_8103901_200888420 | node_1321383_618_15374575_329 | 0.033 | unb_TAPWIRE_OH | 8103901 | no | no |  |  | no |  |  | 0 | 0 | 0 | 0
oh_line_TAP_OH_913508 |  | AN | node_8103901_200888422 | node_1320293_649_15374532_863 | 0.033 | unb_TAPWIRE_OH | 8103901 | no | no |  |  | no |  |  | 0 | 0 | 0 | 0
oh_line_TAP_OH_913509 |  | AN | node_8103901_200888424 | node_1320494_163_15374837_995 | 0.033 | unb_TAPWIRE_OH | 8103901 | no | no |  |  | no |  |  | 0 | 0 | 0 | 0
oh_line_TAP_OH_913510 |  | ABCN | node_8103901_200888425 | node_1320637_148_15374963_398 | 0.033 | unb_TAPWIRE_OH | 8103901 | no | no |  |  | no |  |  | 0 | 0 | 0 | 0
oh_line_TAP_OH_913511 |  | ABCN | node_8103901_200888428 | node_1320563_809_15375274_901 | 0.033 | unb_TAPWIRE_OH | 8103901 | no | no |  |  | no |  |  | 0 | 0 | 0 | 0
oh_line_TAP_OH_913512 |  | AN | node_8103901_200888429 | node_1320464_114_15375139_13 | 0.033 | unb_TAPWIRE_OH | 8103901 | no | no |  |  | no |  |  | 0 | 0 | 0 | 0
oh_line_TAP_OH_913513 |  | ABCN | node_8103901_200888431 | node_1320485_767_15375517_273 | 0.033 | unb_TAPWIRE_OH | 8103901 | no | no |  |  | no |  |  | 0 | 0 | 0 | 0
oh_line_TAP_OH_913514 |  | AN | node_8103901_200888432 | node_1320089_457_15375486_615 | 0.033 | unb_TAPWIRE_OH | 8103901 | no | no |  |  | no |  |  | 0 | 0 | 0 | 0
oh_line_TAP_OH_913515 |  | ABCN | node_8103901_200888434 | node_1320350_116_15375925 | 0.033 | unb_TAPWIRE_OH | 8103901 | no | no |  |  | no |  |  | 0 | 0 | 0 | 0
oh_line_TAP_OH_913516 |  | AN | node_8103901_200888438 | node_1320038_958_15376449_237 | 0.033 | unb_TAPWIRE_OH | 8103901 | no | no |  |  | no |  |  | 0 | 0 | 0 | 0
oh_line_TAP_OH_913517 |  | ABCN | node_8103901_200888442 | node_1319900_067_15377056_597 | 0.033 | unb_TAPWIRE_OH | 8103901 | no | no |  |  | no |  |  | 0 | 0 | 0 | 0
oh_line_TAP_OH_913518 |  | ABCN | node_8103901_200888445 | node_1319933_431_15369600_197 | 0.033 | unb_TAPWIRE_OH | 8103901 | no | no |  |  | no |  |  | 0 | 0 | 0 | 0
oh_line_TAP_OH_913519 |  | ABCN | node_8103901_200888448 | node_1319534_692_15378347_071 | 0.033 | unb_TAPWIRE_OH | 8103901 | no | no |  |  | no |  |  | 0 | 0 | 0 | 0
oh_line_TAP_OH_913520 |  | ABCN | node_8103901_200888449 | node_1319456_644_15378570_54 | 0.033 | unb_TAPWIRE_OH | 8103901 | no | no |  |  | no |  |  | 0 | 0 | 0 | 0
oh_line_TAP_OH_913521 |  | ABCN | node_8103901_200888454 | node_1318645_062_15379468_778 | 0.033 | unb_TAPWIRE_OH | 8103901 | no | no |  |  | no |  |  | 0 | 0 | 0 | 0
oh_line_TAP_OH_913522 |  | ABCN | node_8103901_200888465 | node_1320094_766_15370715_267 | 0.033 | unb_TAPWIRE_OH | 8103901 | no | no |  |  | no |  |  | 0 | 0 | 0 | 0
oh_line_TAP_OH_913523 |  | AN | node_8103901_200888469 | node_1324633_312_15361319_447 | 0.033 | unb_TAPWIRE_OH | 8103901 | no | no |  |  | no |  |  | 0 | 0 | 0 | 0
oh_line_TAP_OH_913524 |  | AN | node_8103901_200888470 | node_1324924_642_15361434_588 | 0.033 | unb_TAPWIRE_OH | 8103901 | no | no |  |  | no |  |  | 0 | 0 | 0 | 0
oh_line_TAP_OH_913525 |  | AN | node_8103901_200888471 | node_1325220_563_15361557_267 | 0.033 | unb_TAPWIRE_OH | 8103901 | no | no |  |  | no |  |  | 0 | 0 | 0 | 0
oh_line_TAP_OH_913526 |  | AN | node_8103901_200888472 | node_1325428_119_15361638_487 | 0.033 | unb_TAPWIRE_OH | 8103901 | no | no |  |  | no |  |  | 0 | 0 | 0 | 0
oh_line_TAP_OH_913527 |  | AN | node_8103901_200888474 | node_1325931_763_15361849_496 | 0.033 | unb_TAPWIRE_OH | 8103901 | no | no |  |  | no |  |  | 0 | 0 | 0 | 0
oh_line_TAP_OH_913528 |  | AN | node_8103901_200888476 | node_1325670_923_15361168_869 | 0.033 | unb_TAPWIRE_OH | 8103901 | no | no |  |  | no |  |  | 0 | 0 | 0 | 0
oh_line_TAP_OH_913529 |  | AN | node_8103901_200888479 | node_1326317_885_15361777_878 | 0.033 | unb_TAPWIRE_OH | 8103901 | no | no |  |  | no |  |  | 0 | 0 | 0 | 0
oh_line_TAP_OH_913530 |  | AN | node_8103901_200888480 | node_1326156_481_15362287_234 | 0.033 | unb_TAPWIRE_OH | 8103901 | no | no |  |  | no |  |  | 0 | 0 | 0 | 0
oh_line_TAP_OH_913531 |  | AN | node_8103901_200888484 | node_1326633_48_15362570_914 | 0.033 | unb_TAPWIRE_OH | 8103901 | no | no |  |  | no |  |  | 0 | 0 | 0 | 0
oh_line_TAP_OH_913532 |  | AN | node_8103901_200888485 | node_1326866_315_15362432_183 | 0.033 | unb_TAPWIRE_OH | 8103901 | no | no |  |  | no |  |  | 0 | 0 | 0 | 0
oh_line_TAP_OH_913533 |  | AN | node_8103901_200888487 | node_1326673_926_15362014_998 | 0.033 | unb_TAPWIRE_OH | 8103901 | no | no |  |  | no |  |  | 0 | 0 | 0 | 0
oh_line_TAP_OH_913534 |  | AN | node_8103901_200888489 | node_1322438_849_15360839_73 | 0.033 | unb_TAPWIRE_OH | 8103901 | no | no |  |  | no |  |  | 0 | 0 | 0 | 0
oh_line_TAP_OH_913535 |  | AN | node_8103901_200888497 | node_1327890_544_15363388_752 | 0.033 | unb_TAPWIRE_OH | 8103901 | no | no |  |  | no |  |  | 0 | 0 | 0 | 0
oh_line_TAP_OH_913536 |  | AN | node_8103901_200888500 | node_1328426_882_15362288_632 | 0.033 | unb_TAPWIRE_OH | 8103901 | no | no |  |  | no |  |  | 0 | 0 | 0 | 0
oh_line_TAP_OH_913537 |  | AN | node_8103901_200888504 | node_1329686_219_15362481_294 | 0.033 | unb_TAPWIRE_OH | 8103901 | no | no |  |  | no |  |  | 0 | 0 | 0 | 0
oh_line_TAP_OH_913538 |  | AN | node_8103901_200888507 | node_1322677_745_15360843_026 | 0.033 | unb_TAPWIRE_OH | 8103901 | no | no |  |  | no |  |  | 0 | 0 | 0 | 0
oh_line_TAP_OH_913539 |  | AN | node_8103901_200888510 | node_1322928_191_15360846_596 | 0.033 | unb_TAPWIRE_OH | 8103901 | no | no |  |  | no |  |  | 0 | 0 | 0 | 0
oh_line_TAP_OH_913540 |  | AN | node_8103901_200888512 | node_1323228_039_15360909_756 | 0.033 | unb_TAPWIRE_OH | 8103901 | no | no |  |  | no |  |  | 0 | 0 | 0 | 0
oh_line_TAP_OH_913541 |  | AN | node_8103901_200888515 | node_1324052_856_15361079_843 | 0.033 | unb_TAPWIRE_OH | 8103901 | no | no |  |  | no |  |  | 0 | 0 | 0 | 0
oh_line_TAP_OH_913542 |  | AN | node_8103901_200888516 | node_1324341_041_15361200_053 | 0.033 | unb_TAPWIRE_OH | 8103901 | no | no |  |  | no |  |  | 0 | 0 | 0 | 0
oh_line_TAP_OH_913554 |  | AN | node_8103901_200888544 | node_1318136_027_15364767_769 | 0.033 | unb_TAPWIRE_OH | 8103901 | no | no |  |  | no |  |  | 0 | 0 | 0 | 0
oh_line_TAP_OH_913555 |  | AN | node_8103901_200888553 | node_1317864_815_15366884_374 | 0.033 | unb_TAPWIRE_OH | 8103901 | no | no |  |  | no |  |  | 0 | 0 | 0 | 0
oh_line_TAP_OH_913556 |  | AN | node_8103901_200888557 | node_1318284_91_15366158_442 | 0.033 | unb_TAPWIRE_OH | 8103901 | no | no |  |  | no |  |  | 0 | 0 | 0 | 0
oh_line_TAP_OH_913557 |  | AN | node_8103901_200888558 | node_1318300_175_15366507_523 | 0.033 | unb_TAPWIRE_OH | 8103901 | no | no |  |  | no |  |  | 0 | 0 | 0 | 0
oh_line_TAP_OH_913558 |  | AN | node_8103901_200888559 | node_1318278_953_15366821_515 | 0.033 | unb_TAPWIRE_OH | 8103901 | no | no |  |  | no |  |  | 0 | 0 | 0 | 0
oh_line_TAP_OH_913559 |  | AN | node_8103901_200888560 | node_1317888_385_15365408_986 | 0.033 | unb_TAPWIRE_OH | 8103901 | no | no |  |  | no |  |  | 0 | 0 | 0 | 0
oh_line_TAP_OH_913560 |  | AN | node_8103901_200888563 | node_1318422_403_15367081_332 | 0.033 | unb_TAPWIRE_OH | 8103901 | no | no |  |  | no |  |  | 0 | 0 | 0 | 0
oh_line_TAP_OH_913561 |  | AN | node_8103901_200888570 | node_1317665_111_15363642_153 | 0.033 | unb_TAPWIRE_OH | 8103901 | no | no |  |  | no |  |  | 0 | 0 | 0 | 0
oh_line_TAP_OH_913562 |  | AN | node_8103901_200888572 | node_1317382_959_15363752_105 | 0.033 | unb_TAPWIRE_OH | 8103901 | no | no |  |  | no |  |  | 0 | 0 | 0 | 0
oh_line_TAP_OH_913563 |  | AN | node_8103901_200888574 | node_1317026_239_15363830_658 | 0.033 | unb_TAPWIRE_OH | 8103901 | no | no |  |  | no |  |  | 0 | 0 | 0 | 0
oh_line_TAP_OH_913564 |  | AN | node_8103901_200888583 | node_1337082_502_15363050_379 | 0.033 | unb_TAPWIRE_OH | 8103901 | no | no |  |  | no |  |  | 0 | 0 | 0 | 0
oh_line_TAP_OH_913565 |  | AN | node_8103901_200888588 | node_1337488_856_15363452_848 | 0.033 | unb_TAPWIRE_OH | 8103901 | no | no |  |  | no |  |  | 0 | 0 | 0 | 0
oh_line_TAP_OH_913566 |  | AN | node_8103901_200888592 | node_1303325_815_15368693_875 | 0.033 | unb_TAPWIRE_OH | 8103901 | no | no |  |  | no |  |  | 0 | 0 | 0 | 0
oh_line_TAP_OH_913567 |  | AN | node_8103901_200888593 | node_1303565_785_15369055_904 | 0.033 | unb_TAPWIRE_OH | 8103901 | no | no |  |  | no |  |  | 0 | 0 | 0 | 0
oh_line_TAP_OH_913568 |  | AN | node_8103901_200888596 | node_1303950_361_15368637_59 | 0.033 | unb_TAPWIRE_OH | 8103901 | no | no |  |  | no |  |  | 0 | 0 | 0 | 0
oh_line_TAP_OH_913569 |  | AN | node_8103901_200888599 | node_1304251_611_15368658_563 | 0.033 | unb_TAPWIRE_OH | 8103901 | no | no |  |  | no |  |  | 0 | 0 | 0 | 0
oh_line_TAP_OH_913570 |  | AN | node_8103901_200888603 | node_1305582_343_15369034_793 | 0.033 | unb_TAPWIRE_OH | 8103901 | no | no |  |  | no |  |  | 0 | 0 | 0 | 0
oh_line_TAP_OH_913571 |  | AN | node_8103901_200888604 | node_1305909_61_15369144_835 | 0.033 | unb_TAPWIRE_OH | 8103901 | no | no |  |  | no |  |  | 0 | 0 | 0 | 0
oh_line_TAP_OH_913572 |  | AN | node_8103901_200888610 | node_1307785_288_15369777_249 | 0.033 | unb_TAPWIRE_OH | 8103901 | no | no |  |  | no |  |  | 0 | 0 | 0 | 0
oh_line_TAP_OH_913573 |  | AN | node_8103901_200888615 | node_1309035_389_15370155_897 | 0.033 | unb_TAPWIRE_OH | 8103901 | no | no |  |  | no |  |  | 0 | 0 | 0 | 0
oh_line_TAP_OH_913574 |  | AN | node_8103901_200888616 | node_1309286_592_15370209_672 | 0.033 | unb_TAPWIRE_OH | 8103901 | no | no |  |  | no |  |  | 0 | 0 | 0 | 0
oh_line_TAP_OH_913575 |  | AN | node_8103901_200888619 | node_1309967_789_15370356_915 | 0.033 | unb_TAPWIRE_OH | 8103901 | no | no |  |  | no |  |  | 0 | 0 | 0 | 0
oh_line_TAP_OH_913576 |  | AN | node_8103901_200888629 | node_1327556_317_15370276_319 | 0.033 | unb_TAPWIRE_OH | 8103901 | no | no |  |  | no |  |  | 0 | 0 | 0 | 0
oh_line_TAP_OH_913577 |  | AN | node_8103901_200888631 | node_1328095_334_15370120_213 | 0.033 | unb_TAPWIRE_OH | 8103901 | no | no |  |  | no |  |  | 0 | 0 | 0 | 0
oh_line_TAP_OH_913578 |  | AN | node_8103901_200888634 | node_1328308_456_15369877_558 | 0.033 | unb_TAPWIRE_OH | 8103901 | no | no |  |  | no |  |  | 0 | 0 | 0 | 0
oh_line_TAP_OH_913579 |  | AN | node_8103901_200888641 | node_1336968_511_15361606_484 | 0.033 | unb_TAPWIRE_OH | 8103901 | no | no |  |  | no |  |  | 0 | 0 | 0 | 0
oh_line_TAP_OH_913580 |  | AN | node_8103901_200888646 | node_1335772_747_15369013_226 | 0.033 | unb_TAPWIRE_OH | 8103901 | no | no |  |  | no |  |  | 0 | 0 | 0 | 0
oh_line_TAP_OH_913581 |  | AN | node_8103901_200888648 | node_1335920_775_15369316_57 | 0.033 | unb_TAPWIRE_OH | 8103901 | no | no |  |  | no |  |  | 0 | 0 | 0 | 0
oh_line_TAP_OH_913582 |  | AN | node_8103901_200888650 | node_1335283_594_15369069_958 | 0.033 | unb_TAPWIRE_OH | 8103901 | no | no |  |  | no |  |  | 0 | 0 | 0 | 0
oh_line_TAP_OH_913583 |  | AN | node_8103901_200888652 | node_1335041_216_15369287_405 | 0.033 | unb_TAPWIRE_OH | 8103901 | no | no |  |  | no |  |  | 0 | 0 | 0 | 0
oh_line_TAP_OH_913584 |  | AN | node_8103901_200888657 | node_1312782_779_15364031_774 | 0.033 | unb_TAPWIRE_OH | 8103901 | no | no |  |  | no |  |  | 0 | 0 | 0 | 0
oh_line_TAP_OH_913585 |  | AN | node_8103901_200888660 | node_1315511_736_15364091_022 | 0.033 | unb_TAPWIRE_OH | 8103901 | no | no |  |  | no |  |  | 0 | 0 | 0 | 0
oh_line_TAP_OH_913586 |  | AN | node_8103901_200888662 | node_1325364_75_15358798_95 | 0.033 | unb_TAPWIRE_OH | 8103901 | no | no |  |  | no |  |  | 0 | 0 | 0 | 0
oh_line_TAP_OH_913587 |  | AN | node_8103901_200888664 | node_1325562_856_15358457_593 | 0.033 | unb_TAPWIRE_OH | 8103901 | no | no |  |  | no |  |  | 0 | 0 | 0 | 0
oh_line_TAP_OH_913588 |  | AN | node_8103901_200888667 | node_1324315_931_15360306_824 | 0.033 | unb_TAPWIRE_OH | 8103901 | no | no |  |  | no |  |  | 0 | 0 | 0 | 0
oh_line_TAP_OH_913589 |  | AN | node_8103901_200888670 | node_1324678_203_15359637_178 | 0.033 | unb_TAPWIRE_OH | 8103901 | no | no |  |  | no |  |  | 0 | 0 | 0 | 0
oh_line_TAP_OH_913590 |  | AN | node_8103901_200888675 | node_1317642_718_15372137_951 | 0.033 | unb_TAPWIRE_OH | 8103901 | no | no |  |  | no |  |  | 0 | 0 | 0 | 0
oh_line_TAP_OH_913591 |  | AN | node_8103901_200888676 | node_1317724_486_15371917_629 | 0.033 | unb_TAPWIRE_OH | 8103901 | no | no |  |  | no |  |  | 0 | 0 | 0 | 0
oh_line_TAP_OH_913592 |  | AN | node_8103901_200888680 | node_1317896_816_15371203_831 | 0.033 | unb_TAPWIRE_OH | 8103901 | no | no |  |  | no |  |  | 0 | 0 | 0 | 0
oh_line_TAP_OH_913593 |  | AN | node_8103901_200888685 | node_1319550_423_15379629_058 | 0.033 | unb_TAPWIRE_OH | 8103901 | no | no |  |  | no |  |  | 0 | 0 | 0 | 0
oh_line_TAP_OH_913594 |  | AN | node_8103901_200888687 | node_1320257_594_15379451_659 | 0.033 | unb_TAPWIRE_OH | 8103901 | no | no |  |  | no |  |  | 0 | 0 | 0 | 0
oh_line_TAP_OH_913595 |  | AN | node_8103901_200888693 | node_1328600_302_15367665_646 | 0.033 | unb_TAPWIRE_OH | 8103901 | no | no |  |  | no |  |  | 0 | 0 | 0 | 0
oh_line_TAP_OH_913596 |  | AN | node_8103901_200888694 | node_1328764_134_15367533_108 | 0.033 | unb_TAPWIRE_OH | 8103901 | no | no |  |  | no |  |  | 0 | 0 | 0 | 0
oh_line_TAP_OH_913597 |  | AN | node_8103901_200888701 | node_1325977_062_15369022_59 | 0.033 | unb_TAPWIRE_OH | 8103901 | no | no |  |  | no |  |  | 0 | 0 | 0 | 0
oh_line_TAP_OH_913598 |  | AN | node_8103901_200888708 | node_1326969_687_15368724_609 | 0.033 | unb_TAPWIRE_OH | 8103901 | no | no |  |  | no |  |  | 0 | 0 | 0 | 0
oh_line_TAP_OH_913599 |  | AN | node_8103901_200888709 | node_1327409_535_15368717_007 | 0.033 | unb_TAPWIRE_OH | 8103901 | no | no |  |  | no |  |  | 0 | 0 | 0 | 0
oh_line_TAP_OH_913600 |  | AN | node_8103901_200888713 | node_1327244_802_15367964_991 | 0.033 | unb_TAPWIRE_OH | 8103901 | no | no |  |  | no |  |  | 0 | 0 | 0 | 0
oh_line_TAP_OH_913601 |  | AN | node_8103901_200888718 | node_1309570_937_15364420_049 | 0.033 | unb_TAPWIRE_OH | 8103901 | no | no |  |  | no |  |  | 0 | 0 | 0 | 0
oh_line_TAP_OH_913602 |  | AN | node_8103901_200888719 | node_1305039_401_15379151_378 | 0.033 | unb_TAPWIRE_OH | 8103901 | no | no |  |  | no |  |  | 0 | 0 | 0 | 0
oh_line_TAP_OH_913603 |  | AN | node_8103901_200888731 | node_1335787_35_15372871_182 | 0.033 | unb_TAPWIRE_OH | 8103901 | no | no |  |  | no |  |  | 0 | 0 | 0 | 0
oh_line_TAP_OH_913604 |  | AN | node_8103901_200888734 | node_1310381_235_15362029_914 | 0.033 | unb_TAPWIRE_OH | 8103901 | no | no |  |  | no |  |  | 0 | 0 | 0 | 0
oh_line_TAP_OH_913605 |  | AN | node_8103901_200888736 | node_1311124_689_15361976_634 | 0.033 | unb_TAPWIRE_OH | 8103901 | no | no |  |  | no |  |  | 0 | 0 | 0 | 0
oh_line_TAP_OH_913606 |  | AN | node_8103901_200888740 | node_1311866_197_15361489_587 | 0.033 | unb_TAPWIRE_OH | 8103901 | no | no |  |  | no |  |  | 0 | 0 | 0 | 0
oh_line_TAP_OH_913607 |  | AN | node_8103901_200888776 | node_1310107_681_15370043_134 | 0.033 | unb_TAPWIRE_OH | 8103901 | no | no |  |  | no |  |  | 0 | 0 | 0 | 0
oh_line_TAP_OH_913608 |  | AN | node_8103901_200888778 | node_1309578_885_15369924_373 | 0.033 | unb_TAPWIRE_OH | 8103901 | no | no |  |  | no |  |  | 0 | 0 | 0 | 0
oh_line_TAP_OH_913609 |  | AN | node_8103901_200888781 | node_1309132_571_15369666_627 | 0.033 | unb_TAPWIRE_OH | 8103901 | no | no |  |  | no |  |  | 0 | 0 | 0 | 0
oh_line_TAP_OH_913610 |  | AN | node_8103901_200888783 | node_1310103_747_15368803_957 | 0.033 | unb_TAPWIRE_OH | 8103901 | no | no |  |  | no |  |  | 0 | 0 | 0 | 0
oh_line_TAP_OH_913611 |  | AN | node_8103901_200888785 | node_1310402_968_15368325_605 | 0.033 | unb_TAPWIRE_OH | 8103901 | no | no |  |  | no |  |  | 0 | 0 | 0 | 0
oh_line_TAP_OH_913612 |  | AN | node_8103901_200888787 | node_1310124_995_15368368_447 | 0.033 | unb_TAPWIRE_OH | 8103901 | no | no |  |  | no |  |  | 0 | 0 | 0 | 0
oh_line_TAP_OH_913613 |  | AN | node_8103901_200888788 | node_1310215_016_15367816_442 | 0.033 | unb_TAPWIRE_OH | 8103901 | no | no |  |  | no |  |  | 0 | 0 | 0 | 0
oh_line_TAP_OH_913614 |  | AN | node_8103901_200888789 | node_1310098_701_15367459_317 | 0.033 | unb_TAPWIRE_OH | 8103901 | no | no |  |  | no |  |  | 0 | 0 | 0 | 0
oh_line_TAP_OH_913615 |  | AN | node_8103901_200888790 | node_1310447_414_15367380_026 | 0.033 | unb_TAPWIRE_OH | 8103901 | no | no |  |  | no |  |  | 0 | 0 | 0 | 0
oh_line_TAP_OH_913616 |  | AN | node_8103901_200888793 | node_1309578_192_15367079_104 | 0.033 | unb_TAPWIRE_OH | 8103901 | no | no |  |  | no |  |  | 0 | 0 | 0 | 0
oh_line_TAP_OH_913617 |  | AN | node_8103901_200888795 | node_1309870_814_15366111_412 | 0.033 | unb_TAPWIRE_OH | 8103901 | no | no |  |  | no |  |  | 0 | 0 | 0 | 0
oh_line_TAP_OH_913618 |  | AN | node_8103901_200888796 | node_1309939_883_15365900_084 | 0.033 | unb_TAPWIRE_OH | 8103901 | no | no |  |  | no |  |  | 0 | 0 | 0 | 0
oh_line_TAP_OH_913619 |  | AN | node_8103901_200888798 | node_1309867_445_15365633_929 | 0.033 | unb_TAPWIRE_OH | 8103901 | no | no |  |  | no |  |  | 0 | 0 | 0 | 0
oh_line_TAP_OH_913620 |  | AN | node_8103901_200888805 | node_1310192_001_15364142_714 | 0.033 | unb_TAPWIRE_OH | 8103901 | no | no |  |  | no |  |  | 0 | 0 | 0 | 0
oh_line_TAP_OH_913621 |  | AN | node_8103901_200888810 | node_1310314_942_15362962_549 | 0.033 | unb_TAPWIRE_OH | 8103901 | no | no |  |  | no |  |  | 0 | 0 | 0 | 0
oh_line_TAP_OH_913622 |  | AN | node_8103901_200888814 | node_1309593_185_15362049_65 | 0.033 | unb_TAPWIRE_OH | 8103901 | no | no |  |  | no |  |  | 0 | 0 | 0 | 0
oh_line_TAP_OH_913623 |  | AN | node_8103901_200888816 | node_1309456_15361744_58 | 0.033 | unb_TAPWIRE_OH | 8103901 | no | no |  |  | no |  |  | 0 | 0 | 0 | 0
oh_line_TAP_OH_913624 |  | AN | node_8103901_200888817 | node_1309072_128_15361649_093 | 0.033 | unb_TAPWIRE_OH | 8103901 | no | no |  |  | no |  |  | 0 | 0 | 0 | 0
oh_line_TAP_OH_913625 |  | AN | node_8103901_200888822 | node_1308023_323_15360951_132 | 0.033 | unb_TAPWIRE_OH | 8103901 | no | no |  |  | no |  |  | 0 | 0 | 0 | 0
oh_line_TAP_OH_913626 |  | AN | node_8103901_200888824 | node_1307821_099_15360733_524 | 0.033 | unb_TAPWIRE_OH | 8103901 | no | no |  |  | no |  |  | 0 | 0 | 0 | 0
oh_line_TAP_OH_913627 |  | AN | node_8103901_200888826 | node_1307503_018_15360359_892 | 0.033 | unb_TAPWIRE_OH | 8103901 | no | no |  |  | no |  |  | 0 | 0 | 0 | 0
oh_line_TAP_OH_913628 |  | AN | node_8103901_200888827 | node_1307477_511_15373456_058 | 0.033 | unb_TAPWIRE_OH | 8103901 | no | no |  |  | no |  |  | 0 | 0 | 0 | 0
oh_line_TAP_OH_913629 |  | AN | node_8103901_200888833 | node_1309641_449_15373459_591 | 0.033 | unb_TAPWIRE_OH | 8103901 | no | no |  |  | no |  |  | 0 | 0 | 0 | 0
oh_line_TAP_OH_913630 |  | AN | node_8103901_200888836 | node_1310685_94_15373735_196 | 0.033 | unb_TAPWIRE_OH | 8103901 | no | no |  |  | no |  |  | 0 | 0 | 0 | 0
oh_line_TAP_OH_913631 |  | AN | node_8103901_200888839 | node_1311397_457_15372898_623 | 0.033 | unb_TAPWIRE_OH | 8103901 | no | no |  |  | no |  |  | 0 | 0 | 0 | 0
oh_line_TAP_OH_913632 |  | AN | node_8103901_200888840 | node_1311573_727_15372712_361 | 0.033 | unb_TAPWIRE_OH | 8103901 | no | no |  |  | no |  |  | 0 | 0 | 0 | 0
oh_line_TAP_OH_913633 |  | AN | node_8103901_200888846 | node_1312834_007_15371476_019 | 0.033 | unb_TAPWIRE_OH | 8103901 | no | no |  |  | no |  |  | 0 | 0 | 0 | 0
oh_line_TAP_OH_913634 |  | AN | node_8103901_200888847 | node_1312801_144_15371306_847 | 0.033 | unb_TAPWIRE_OH | 8103901 | no | no |  |  | no |  |  | 0 | 0 | 0 | 0
oh_line_TAP_OH_913635 |  | AN | node_8103901_200888851 | node_1314264_829_15370051_949 | 0.033 | unb_TAPWIRE_OH | 8103901 | no | no |  |  | no |  |  | 0 | 0 | 0 | 0
oh_line_TAP_OH_914074 |  | AN | node_8103901_200890108 | node_1327014_319_15351661_265 | 0.033 | unb_TAPWIRE_OH | 8103901 | no | no |  |  | no |  |  | 0 | 0 | 0 | 0
oh_line_TAP_OH_914075 |  | AN | node_8103901_200890111 | node_1327362_649_15352495_16 | 0.033 | unb_TAPWIRE_OH | 8103901 | no | no |  |  | no |  |  | 0 | 0 | 0 | 0
oh_line_TAP_OH_914076 |  | AN | node_8103901_200890113 | node_1327375_867_15352831_781 | 0.033 | unb_TAPWIRE_OH | 8103901 | no | no |  |  | no |  |  | 0 | 0 | 0 | 0
oh_line_TAP_OH_914078 |  | AN | node_8103901_200890121 | node_1327454_462_15353638_342 | 0.033 | unb_TAPWIRE_OH | 8103901 | no | no |  |  | no |  |  | 0 | 0 | 0 | 0
oh_line_TAP_OH_914079 |  | AN | node_8103901_200890125 | node_1327931_832_15354948_923 | 0.033 | unb_TAPWIRE_OH | 8103901 | no | no |  |  | no |  |  | 0 | 0 | 0 | 0
oh_line_TAP_OH_914080 |  | AN | node_8103901_200890128 | node_1328073_075_15355072_602 | 0.033 | unb_TAPWIRE_OH | 8103901 | no | no |  |  | no |  |  | 0 | 0 | 0 | 0
oh_line_TAP_OH_914081 |  | AN | node_8103901_200890129 | node_1327807_871_15355503_48 | 0.033 | unb_TAPWIRE_OH | 8103901 | no | no |  |  | no |  |  | 0 | 0 | 0 | 0
oh_line_TAP_OH_914082 |  | AN | node_8103901_200890133 | node_1328258_395_15355840_539 | 0.033 | unb_TAPWIRE_OH | 8103901 | no | no |  |  | no |  |  | 0 | 0 | 0 | 0
oh_line_TAP_OH_914083 |  | AN | node_8103901_200890134 | node_1328019_95_15356327_953 | 0.033 | unb_TAPWIRE_OH | 8103901 | no | no |  |  | no |  |  | 0 | 0 | 0 | 0
oh_line_TAP_OH_914085 |  | AN | node_8103901_200890140 | node_1328841_611_15358067_553 | 0.033 | unb_TAPWIRE_OH | 8103901 | no | no |  |  | no |  |  | 0 | 0 | 0 | 0
oh_line_TAP_OH_914087 |  | AN | node_8103901_200890150 | node_1328569_62_15356832_972 | 0.033 | unb_TAPWIRE_OH | 8103901 | no | no |  |  | no |  |  | 0 | 0 | 0 | 0
oh_line_TAP_OH_914088 |  | AN | node_8103901_200890151 | node_1328650_394_15356688_184 | 0.033 | unb_TAPWIRE_OH | 8103901 | no | no |  |  | no |  |  | 0 | 0 | 0 | 0
oh_line_TAP_OH_914089 |  | AN | node_8103901_200890160 | node_1334069_943_15356806_811 | 0.033 | unb_TAPWIRE_OH | 8103901 | no | no |  |  | no |  |  | 0 | 0 | 0 | 0
oh_line_TAP_OH_914090 |  | AN | node_8103901_200890164 | node_1334965_379_15356671_832 | 0.033 | unb_TAPWIRE_OH | 8103901 | no | no |  |  | no |  |  | 0 | 0 | 0 | 0
oh_line_TAP_OH_914091 |  | AN | node_8103901_200890167 | node_1329336_181_15356713_759 | 0.033 | unb_TAPWIRE_OH | 8103901 | no | no |  |  | no |  |  | 0 | 0 | 0 | 0
oh_line_TAP_OH_914092 |  | AN | node_8103901_200890168 | node_1329701_463_15356831_058 | 0.033 | unb_TAPWIRE_OH | 8103901 | no | no |  |  | no |  |  | 0 | 0 | 0 | 0
oh_line_TAP_OH_914093 |  | AN | node_8103901_200890170 | node_1330258_499_15356845_566 | 0.033 | unb_TAPWIRE_OH | 8103901 | no | no |  |  | no |  |  | 0 | 0 | 0 | 0
oh_line_TAP_OH_914094 |  | AN | node_8103901_200890171 | node_1330488_679_15356717_763 | 0.033 | unb_TAPWIRE_OH | 8103901 | no | no |  |  | no |  |  | 0 | 0 | 0 | 0
oh_line_TAP_OH_914095 |  | AN | node_8103901_200890172 | node_1330690_107_15356789_601 | 0.033 | unb_TAPWIRE_OH | 8103901 | no | no |  |  | no |  |  | 0 | 0 | 0 | 0
oh_line_TAP_OH_914096 |  | AN | node_8103901_200890175 | node_1331655_424_15356812_603 | 0.033 | unb_TAPWIRE_OH | 8103901 | no | no |  |  | no |  |  | 0 | 0 | 0 | 0
oh_line_TAP_OH_914127 |  | AN | node_8103901_200890276 | node_1342317_209_15357241_071 | 0.033 | unb_TAPWIRE_OH | 8103901 | no | no |  |  | no |  |  | 0 | 0 | 0 | 0
oh_line_TAP_OH_914128 |  | AN | node_8103901_200890279 | node_1342632_623_15356717_472 | 0.033 | unb_TAPWIRE_OH | 8103901 | no | no |  |  | no |  |  | 0 | 0 | 0 | 0
oh_line_TAP_OH_914129 |  | AN | node_8103901_200890281 | node_1342977_725_15356258_276 | 0.033 | unb_TAPWIRE_OH | 8103901 | no | no |  |  | no |  |  | 0 | 0 | 0 | 0
oh_line_TAP_OH_914130 |  | AN | node_8103901_200890282 | node_1343050_12_15356143_632 | 0.033 | unb_TAPWIRE_OH | 8103901 | no | no |  |  | no |  |  | 0 | 0 | 0 | 0
oh_line_TAP_OH_914131 |  | AN | node_8103901_200890283 | node_1343229_691_15355858_699 | 0.033 | unb_TAPWIRE_OH | 8103901 | no | no |  |  | no |  |  | 0 | 0 | 0 | 0
oh_line_TAP_OH_914132 |  | AN | node_8103901_200890284 | node_1343360_675_15355648_167 | 0.033 | unb_TAPWIRE_OH | 8103901 | no | no |  |  | no |  |  | 0 | 0 | 0 | 0
oh_line_TAP_OH_914133 |  | AN | node_8103901_200890286 | node_1343657_119_15355482_153 | 0.033 | unb_TAPWIRE_OH | 8103901 | no | no |  |  | no |  |  | 0 | 0 | 0 | 0
oh_line_TAP_OH_914134 |  | AN | node_8103901_200890287 | node_1343746_851_15355186_096 | 0.033 | unb_TAPWIRE_OH | 8103901 | no | no |  |  | no |  |  | 0 | 0 | 0 | 0
oh_line_TAP_OH_914135 |  | AN | node_8103901_200890288 | node_1343973_944_15354841_004 | 0.033 | unb_TAPWIRE_OH | 8103901 | no | no |  |  | no |  |  | 0 | 0 | 0 | 0
oh_line_TAP_OH_914157 |  | AN | node_8103901_200890333 | node_1342943_541_15355847_03 | 0.033 | unb_TAPWIRE_OH | 8103901 | no | no |  |  | no |  |  | 0 | 0 | 0 | 0
oh_line_TAP_OH_914158 |  | AN | node_8103901_200890341 | node_1337821_173_15356189_503 | 0.033 | unb_TAPWIRE_OH | 8103901 | no | no |  |  | no |  |  | 0 | 0 | 0 | 0
oh_line_TAP_OH_914159 |  | AN | node_8103901_200890344 | node_1337050_295_15356221_907 | 0.033 | unb_TAPWIRE_OH | 8103901 | no | no |  |  | no |  |  | 0 | 0 | 0 | 0
oh_line_TAP_OH_914160 |  | AN | node_8103901_200890349 | node_1335681_494_15356630_668 | 0.033 | unb_TAPWIRE_OH | 8103901 | no | no |  |  | no |  |  | 0 | 0 | 0 | 0
oh_line_TAP_OH_914161 |  | AN | node_8103901_200890352 | node_1341589_752_15355977_984 | 0.033 | unb_TAPWIRE_OH | 8103901 | no | no |  |  | no |  |  | 0 | 0 | 0 | 0
oh_line_TAP_OH_914162 |  | AN | node_8103901_200890353 | node_1341252_299_15356058_556 | 0.033 | unb_TAPWIRE_OH | 8103901 | no | no |  |  | no |  |  | 0 | 0 | 0 | 0
oh_line_TAP_OH_914163 |  | AN | node_8103901_200890354 | node_1340948_994_15356099_429 | 0.033 | unb_TAPWIRE_OH | 8103901 | no | no |  |  | no |  |  | 0 | 0 | 0 | 0
oh_line_TAP_OH_914164 |  | AN | node_8103901_200890355 | node_1340744_148_15356123_853 | 0.033 | unb_TAPWIRE_OH | 8103901 | no | no |  |  | no |  |  | 0 | 0 | 0 | 0
oh_line_TAP_OH_914165 |  | AN | node_8103901_200890356 | node_1340514_793_15356234_286 | 0.033 | unb_TAPWIRE_OH | 8103901 | no | no |  |  | no |  |  | 0 | 0 | 0 | 0
oh_line_TAP_OH_914166 |  | AN | node_8103901_200890365 | node_1340909_525_15350805_564 | 0.033 | unb_TAPWIRE_OH | 8103901 | no | no |  |  | no |  |  | 0 | 0 | 0 | 0
oh_line_TAP_OH_914167 |  | AN | node_8103901_200890368 | node_1341094_497_15349772_932 | 0.033 | unb_TAPWIRE_OH | 8103901 | no | no |  |  | no |  |  | 0 | 0 | 0 | 0
oh_line_TAP_OH_914168 |  | AN | node_8103901_200890377 | node_1341834_378_15347943_173 | 0.033 | unb_TAPWIRE_OH | 8103901 | no | no |  |  | no |  |  | 0 | 0 | 0 | 0
oh_line_TAP_OH_914169 |  | AN | node_8103901_200890382 | node_1341609_175_15347282_24 | 0.033 | unb_TAPWIRE_OH | 8103901 | no | no |  |  | no |  |  | 0 | 0 | 0 | 0
oh_line_TAP_OH_914170 |  | AN | node_8103901_200890388 | node_1343404_236_15346525_934 | 0.033 | unb_TAPWIRE_OH | 8103901 | no | no |  |  | no |  |  | 0 | 0 | 0 | 0
oh_line_TAP_OH_914173 |  | AN | node_8103901_200890396 | node_1340531_367_15353601_733 | 0.033 | unb_TAPWIRE_OH | 8103901 | no | no |  |  | no |  |  | 0 | 0 | 0 | 0
oh_line_TAP_OH_914409 |  | AN | node_8103901_200891010 | node_1343520_046_15355883_128 | 0.033 | unb_TAPWIRE_OH | 8103901 | no | no |  |  | no |  |  | 0 | 0 | 0 | 0
oh_line_TAP_OH_914410 |  | AN | node_8103901_200891011 | node_1343673_12_15355891_058 | 0.033 | unb_TAPWIRE_OH | 8103901 | no | no |  |  | no |  |  | 0 | 0 | 0 | 0
oh_line_TAP_OH_914411 |  | AN | node_8103901_200891012 | node_1343978_498_15355856_602 | 0.033 | unb_TAPWIRE_OH | 8103901 | no | no |  |  | no |  |  | 0 | 0 | 0 | 0
oh_line_TAP_OH_914412 |  | AN | node_8103901_200891013 | node_1344220_663_15355859_768 | 0.033 | unb_TAPWIRE_OH | 8103901 | no | no |  |  | no |  |  | 0 | 0 | 0 | 0
oh_line_TAP_OH_914413 |  | AN | node_8103901_200891016 | node_1345184_562_15355896_795 | 0.033 | unb_TAPWIRE_OH | 8103901 | no | no |  |  | no |  |  | 0 | 0 | 0 | 0
oh_line_TAP_OH_914643 |  | AN | node_8103901_200891587 | node_1343505_453_15356230_754 | 0.033 | unb_TAPWIRE_OH | 8103901 | no | no |  |  | no |  |  | 0 | 0 | 0 | 0
oh_line_TAP_OH_914644 |  | AN | node_8103901_200891588 | node_1343585_229_15356599_624 | 0.033 | unb_TAPWIRE_OH | 8103901 | no | no |  |  | no |  |  | 0 | 0 | 0 | 0
oh_line_TAP_OH_914645 |  | AN | node_8103901_200891591 | node_1344083_137_15357122_981 | 0.033 | unb_TAPWIRE_OH | 8103901 | no | no |  |  | no |  |  | 0 | 0 | 0 | 0
oh_line_TAP_OH_914646 |  | AN | node_8103901_200891595 | node_1344882_009_15357888_345 | 0.033 | unb_TAPWIRE_OH | 8103901 | no | no |  |  | no |  |  | 0 | 0 | 0 | 0
oh_line_TAP_OH_918033 |  | AN | node_8103901_200902662 | node_1333781_407_15380289_262 | 0.033 | unb_TAPWIRE_OH | 8103901 | no | no |  |  | no |  |  | 0 | 0 | 0 | 0
oh_line_TAP_OH_918053 |  | AN | node_8103901_200902719 | node_1323546_062_15380216_343 | 0.033 | unb_TAPWIRE_OH | 8103901 | no | no |  |  | no |  |  | 0 | 0 | 0 | 0
oh_line_TAP_OH_918054 |  | AN | node_8103901_200902721 | node_1323601_863_15380778_832 | 0.033 | unb_TAPWIRE_OH | 8103901 | no | no |  |  | no |  |  | 0 | 0 | 0 | 0
oh_line_TAP_OH_918055 |  | AN | node_8103901_200902722 | node_1323986_986_15380807_162 | 0.033 | unb_TAPWIRE_OH | 8103901 | no | no |  |  | no |  |  | 0 | 0 | 0 | 0
oh_line_TAP_OH_918057 |  | AN | node_8103901_200902724 | node_1323722_55_15381083_457 | 0.033 | unb_TAPWIRE_OH | 8103901 | no | no |  |  | no |  |  | 0 | 0 | 0 | 0
oh_line_TAP_OH_918058 |  | AN | node_8103901_200902725 | node_1323760_661_15381455_503 | 0.033 | unb_TAPWIRE_OH | 8103901 | no | no |  |  | no |  |  | 0 | 0 | 0 | 0
oh_line_TAP_OH_918177 |  | AN | node_8103901_200903077 | node_1314124_137_15380035_87 | 0.033 | unb_TAPWIRE_OH | 8103901 | no | no |  |  | no |  |  | 0 | 0 | 0 | 0
oh_line_TAP_OH_918178 |  | AN | node_8103901_200903083 | node_1312479_251_15381586_77 | 0.033 | unb_TAPWIRE_OH | 8103901 | no | no |  |  | no |  |  | 0 | 0 | 0 | 0
oh_line_TAP_OH_918179 |  | AN | node_8103901_200903084 | node_1312263_586_15381837_775 | 0.033 | unb_TAPWIRE_OH | 8103901 | no | no |  |  | no |  |  | 0 | 0 | 0 | 0
oh_line_TAP_OH_918181 |  | AN | node_8103901_200903090 | node_1311138_494_15383133_537 | 0.033 | unb_TAPWIRE_OH | 8103901 | no | no |  |  | no |  |  | 0 | 0 | 0 | 0
oh_line_TAP_OH_918182 |  | AN | node_8103901_200903091 | node_1311496_143_15383082_943 | 0.033 | unb_TAPWIRE_OH | 8103901 | no | no |  |  | no |  |  | 0 | 0 | 0 | 0
oh_line_TAP_OH_918183 |  | AN | node_8103901_200903096 | node_1309135_204_15383712_02 | 0.033 | unb_TAPWIRE_OH | 8103901 | no | no |  |  | no |  |  | 0 | 0 | 0 | 0
oh_line_TAP_OH_918184 |  | AN | node_8103901_200903097 | node_1308805_911_15383832_262 | 0.033 | unb_TAPWIRE_OH | 8103901 | no | no |  |  | no |  |  | 0 | 0 | 0 | 0
oh_line_TAP_OH_918185 |  | AN | node_8103901_200903099 | node_1308444_094_15384118_339 | 0.033 | unb_TAPWIRE_OH | 8103901 | no | no |  |  | no |  |  | 0 | 0 | 0 | 0
oh_line_TAP_OH_918186 |  | AN | node_8103901_200903100 | node_1308473_233_15384472_288 | 0.033 | unb_TAPWIRE_OH | 8103901 | no | no |  |  | no |  |  | 0 | 0 | 0 | 0
oh_line_TAP_OH_918187 |  | AN | node_8103901_200903101 | node_1307844_453_15384093_709 | 0.033 | unb_TAPWIRE_OH | 8103901 | no | no |  |  | no |  |  | 0 | 0 | 0 | 0
oh_line_TAP_OH_918188 |  | AN | node_8103901_200903109 | node_1305962_311_15384780_622 | 0.033 | unb_TAPWIRE_OH | 8103901 | no | no |  |  | no |  |  | 0 | 0 | 0 | 0
oh_line_TAP_OH_918189 |  | AN | node_8103901_200903111 | node_1305616_012_15384220_542 | 0.033 | unb_TAPWIRE_OH | 8103901 | no | no |  |  | no |  |  | 0 | 0 | 0 | 0
oh_line_TAP_OH_918190 |  | AN | node_8103901_200903114 | node_1305636_016_15383806_016 | 0.033 | unb_TAPWIRE_OH | 8103901 | no | no |  |  | no |  |  | 0 | 0 | 0 | 0
oh_line_TAP_OH_918191 |  | ABCN | node_8103901_200903118 | node_1317858_425_15380325_783 | 0.033 | unb_TAPWIRE_OH | 8103901 | no | no |  |  | no |  |  | 0 | 0 | 0 | 0
oh_line_TAP_OH_918192 |  | AN | node_8103901_200903123 | node_1317529_021_15381098_026 | 0.033 | unb_TAPWIRE_OH | 8103901 | no | no |  |  | no |  |  | 0 | 0 | 0 | 0
oh_line_TAP_OH_918193 |  | AN | node_8103901_200903125 | node_1317603_505_15380934_633 | 0.033 | unb_TAPWIRE_OH | 8103901 | no | no |  |  | no |  |  | 0 | 0 | 0 | 0
oh_line_TAP_OH_918194 |  | AN | node_8103901_200903126 | node_1317830_146_15380690_709 | 0.033 | unb_TAPWIRE_OH | 8103901 | no | no |  |  | no |  |  | 0 | 0 | 0 | 0
oh_line_TAP_OH_918195 |  | ABCN | node_8103901_200903127 | node_1317127_078_15381117_022 | 0.033 | unb_TAPWIRE_OH | 8103901 | no | no |  |  | no |  |  | 0 | 0 | 0 | 0
oh_line_TAP_OH_918196 |  | ABCN | node_8103901_200903144 | node_1315713_944_15383625_943 | 0.033 | unb_TAPWIRE_OH | 8103901 | no | no |  |  | no |  |  | 0 | 0 | 0 | 0
oh_line_TAP_OH_918197 |  | ABCN | node_8103901_200903150 | node_1315767_354_15385000_544 | 0.033 | unb_TAPWIRE_OH | 8103901 | no | no |  |  | no |  |  | 0 | 0 | 0 | 0
oh_line_TAP_OH_918198 |  | ABCN | node_8103901_200903156 | node_1315796_478_15385961_807 | 0.033 | unb_TAPWIRE_OH | 8103901 | no | no |  |  | no |  |  | 0 | 0 | 0 | 0
oh_line_TAP_OH_918199 |  | ABCN | node_8103901_200903161 | node_1315934_065_15386502_366 | 0.033 | unb_TAPWIRE_OH | 8103901 | no | no |  |  | no |  |  | 0 | 0 | 0 | 0
oh_line_TAP_OH_918200 |  | ABCN | node_8103901_200903168 | node_1315995_212_15386845_326 | 0.033 | unb_TAPWIRE_OH | 8103901 | no | no |  |  | no |  |  | 0 | 0 | 0 | 0
oh_line_TAP_OH_918201 |  | AN | node_8103901_200903172 | node_1315583_317_15383300_604 | 0.033 | unb_TAPWIRE_OH | 8103901 | no | no |  |  | no |  |  | 0 | 0 | 0 | 0
oh_line_TAP_OH_918202 |  | AN | node_8103901_200903178 | node_1318772_642_15385014_62 | 0.033 | unb_TAPWIRE_OH | 8103901 | no | no |  |  | no |  |  | 0 | 0 | 0 | 0
oh_line_TAP_OH_918203 |  | AN | node_8103901_200903181 | node_1319237_104_15384725_788 | 0.033 | unb_TAPWIRE_OH | 8103901 | no | no |  |  | no |  |  | 0 | 0 | 0 | 0
oh_line_TAP_OH_918204 |  | AN | node_8103901_200903186 | node_1319282_296_15385937_034 | 0.033 | unb_TAPWIRE_OH | 8103901 | no | no |  |  | no |  |  | 0 | 0 | 0 | 0
oh_line_TAP_OH_918205 |  | AN | node_8103901_200903187 | node_1319241_245_15386273_951 | 0.033 | unb_TAPWIRE_OH | 8103901 | no | no |  |  | no |  |  | 0 | 0 | 0 | 0
oh_line_TAP_OH_918206 |  | AN | node_8103901_200903190 | node_1319269_305_15386849_123 | 0.033 | unb_TAPWIRE_OH | 8103901 | no | no |  |  | no |  |  | 0 | 0 | 0 | 0
oh_line_TAP_OH_918210 |  | AN | node_8103901_200903212 | node_1315562_383_15387057 | 0.033 | unb_TAPWIRE_OH | 8103901 | no | no |  |  | no |  |  | 0 | 0 | 0 | 0
oh_line_TAP_OH_918211 |  | AN | node_8103901_200903214 | node_1315837_254_15387050_365 | 0.033 | unb_TAPWIRE_OH | 8103901 | no | no |  |  | no |  |  | 0 | 0 | 0 | 0
oh_line_TAP_OH_918212 |  | AN | node_8103901_200903220 | node_1316479_001_15386840_724 | 0.033 | unb_TAPWIRE_OH | 8103901 | no | no |  |  | no |  |  | 0 | 0 | 0 | 0
oh_line_TAP_OH_918213 |  | AN | node_8103901_200903227 | node_1316314_146_15386423_55 | 0.033 | unb_TAPWIRE_OH | 8103901 | no | no |  |  | no |  |  | 0 | 0 | 0 | 0
oh_line_TAP_OH_918214 |  | AN | node_8103901_200903234 | node_1314598_357_15387671_123 | 0.033 | unb_TAPWIRE_OH | 8103901 | no | no |  |  | no |  |  | 0 | 0 | 0 | 0
oh_line_TAP_OH_918215 |  | AN | node_8103901_200903238 | node_1314714_329_15387058_921 | 0.033 | unb_TAPWIRE_OH | 8103901 | no | no |  |  | no |  |  | 0 | 0 | 0 | 0
oh_line_TAP_OH_918216 |  | AN | node_8103901_200903239 | node_1314269_608_15387859_672 | 0.033 | unb_TAPWIRE_OH | 8103901 | no | no |  |  | no |  |  | 0 | 0 | 0 | 0
oh_line_TAP_OH_918217 |  | AN | node_8103901_200903241 | node_1313982_814_15387991_253 | 0.033 | unb_TAPWIRE_OH | 8103901 | no | no |  |  | no |  |  | 0 | 0 | 0 | 0
oh_line_TAP_OH_918218 |  | AN | node_8103901_200903242 | node_1313761_1_15388250_187 | 0.033 | unb_TAPWIRE_OH | 8103901 | no | no |  |  | no |  |  | 0 | 0 | 0 | 0
oh_line_TAP_OH_918219 |  | AN | node_8103901_200903243 | node_1313516_331_15388362_675 | 0.033 | unb_TAPWIRE_OH | 8103901 | no | no |  |  | no |  |  | 0 | 0 | 0 | 0
oh_line_TAP_OH_918220 |  | AN | node_8103901_200903245 | node_1313353_874_15388939_075 | 0.033 | unb_TAPWIRE_OH | 8103901 | no | no |  |  | no |  |  | 0 | 0 | 0 | 0
oh_line_TAP_OH_918221 |  | AN | node_8103901_200903246 | node_1313085_768_15389241_98 | 0.033 | unb_TAPWIRE_OH | 8103901 | no | no |  |  | no |  |  | 0 | 0 | 0 | 0
oh_line_TAP_OH_918223 |  | AN | node_8103901_200903252 | node_1311788_342_15388827_245 | 0.033 | unb_TAPWIRE_OH | 8103901 | no | no |  |  | no |  |  | 0 | 0 | 0 | 0
oh_line_TAP_OH_918224 |  | AN | node_8103901_200903258 | node_1311800_731_15390631_872 | 0.033 | unb_TAPWIRE_OH | 8103901 | no | no |  |  | no |  |  | 0 | 0 | 0 | 0
oh_line_TAP_OH_918225 |  | AN | node_8103901_200903259 | node_1311450_576_15390810_833 | 0.033 | unb_TAPWIRE_OH | 8103901 | no | no |  |  | no |  |  | 0 | 0 | 0 | 0
oh_line_TAP_OH_918226 |  | AN | node_8103901_200903261 | node_1311583_983_15391147_777 | 0.033 | unb_TAPWIRE_OH | 8103901 | no | no |  |  | no |  |  | 0 | 0 | 0 | 0
oh_line_TAP_OH_918227 |  | AN | node_8103901_200903265 | node_1315476_226_15386734_216 | 0.033 | unb_TAPWIRE_OH | 8103901 | no | no |  |  | no |  |  | 0 | 0 | 0 | 0
oh_line_TAP_OH_918228 |  | AN | node_8103901_200903268 | node_1315219_769_15387098_816 | 0.033 | unb_TAPWIRE_OH | 8103901 | no | no |  |  | no |  |  | 0 | 0 | 0 | 0
oh_line_TAP_OH_918229 |  | AN | node_8103901_200903281 | node_1316602_839_15388239_496 | 0.033 | unb_TAPWIRE_OH | 8103901 | no | no |  |  | no |  |  | 0 | 0 | 0 | 0
oh_line_TAP_OH_918230 |  | AN | node_8103901_200903284 | node_1316278_749_15388524_425 | 0.033 | unb_TAPWIRE_OH | 8103901 | no | no |  |  | no |  |  | 0 | 0 | 0 | 0
oh_line_TAP_OH_918231 |  | AN | node_8103901_200903286 | node_1316326_819_15388923_11 | 0.033 | unb_TAPWIRE_OH | 8103901 | no | no |  |  | no |  |  | 0 | 0 | 0 | 0
oh_line_TAP_OH_918232 |  | ABCN | node_8103901_200903287 | node_1316038_264_15387130_438 | 0.033 | unb_TAPWIRE_OH | 8103901 | no | no |  |  | no |  |  | 0 | 0 | 0 | 0
oh_line_TAP_OH_918233 |  | AN | node_8103901_200903294 | node_1316108_7_15387819_566 | 0.033 | unb_TAPWIRE_OH | 8103901 | no | no |  |  | no |  |  | 0 | 0 | 0 | 0
oh_line_TAP_OH_918234 |  | AN | node_8103901_200903296 | node_1316274_637_15387959_657 | 0.033 | unb_TAPWIRE_OH | 8103901 | no | no |  |  | no |  |  | 0 | 0 | 0 | 0
oh_line_TAP_OH_918243 |  | AN | node_8103901_200903367 | node_1304122_009_15381024_428 | 0.033 | unb_TAPWIRE_OH | 8103901 | no | no |  |  | no |  |  | 0 | 0 | 0 | 0
oh_line_TAP_OH_918244 |  | AN | node_8103901_200903371 | node_1304359_705_15381982_512 | 0.033 | unb_TAPWIRE_OH | 8103901 | no | no |  |  | no |  |  | 0 | 0 | 0 | 0
oh_line_TAP_OH_918245 |  | AN | node_8103901_200903374 | node_1304184_887_15380399_084 | 0.033 | unb_TAPWIRE_OH | 8103901 | no | no |  |  | no |  |  | 0 | 0 | 0 | 0
oh_line_TAP_OH_918247 |  | AN | node_8103901_200903383 | node_1307026_089_15381596_241 | 0.033 | unb_TAPWIRE_OH | 8103901 | no | no |  |  | no |  |  | 0 | 0 | 0 | 0
oh_line_TAP_OH_918248 |  | AN | node_8103901_200903384 | node_1308064_755_15383737_374 | 0.033 | unb_TAPWIRE_OH | 8103901 | no | no |  |  | no |  |  | 0 | 0 | 0 | 0
oh_line_TAP_OH_918249 |  | AN | node_8103901_200903388 | node_1308013_87_15383441_65 | 0.033 | unb_TAPWIRE_OH | 8103901 | no | no |  |  | no |  |  | 0 | 0 | 0 | 0
oh_line_TAP_OH_918250 |  | AN | node_8103901_200903389 | node_1307684_35_15383300_242 | 0.033 | unb_TAPWIRE_OH | 8103901 | no | no |  |  | no |  |  | 0 | 0 | 0 | 0
oh_line_TAP_OH_918251 |  | AN | node_8103901_200903391 | node_1307544_397_15382692_996 | 0.033 | unb_TAPWIRE_OH | 8103901 | no | no |  |  | no |  |  | 0 | 0 | 0 | 0
oh_line_TAP_OH_918256 |  | AN | node_8103901_200903408 | node_1304971_531_15379512_578 | 0.033 | unb_TAPWIRE_OH | 8103901 | no | no |  |  | no |  |  | 0 | 0 | 0 | 0
oh_line_TAP_OH_919718 |  | AN | node_8103901_200940908 | node_1322080_34_15377206_463 | 0.033 | unb_TAPWIRE_OH | 8103901 | no | no |  |  | no |  |  | 0 | 0 | 0 | 0
oh_line_TAP_OH_920133 |  | ABCN | node_8103901_200946514 | node_1316635_401_15387389_276 | 0.033 | unb_TAPWIRE_OH | 8103901 | no | no |  |  | no |  |  | 0 | 0 | 0 | 0
oh_line_TAP_OH_921536 |  | AN | node_8103901_200956862 | node_1313624_932_15380265_421 | 0.033 | unb_TAPWIRE_OH | 8103901 | no | no |  |  | no |  |  | 0 | 0 | 0 | 0
oh_line_TAP_OH_922064 |  | AN | node_8103901_200959967 | node_1308241_803_15361186_371 | 0.033 | unb_TAPWIRE_OH | 8103901 | no | no |  |  | no |  |  | 0 | 0 | 0 | 0
oh_line_TAP_OH_922325 |  | AN | node_8103901_200961289 | node_1320833_911_15358986_469 | 0.033 | unb_TAPWIRE_OH | 8103901 | no | no |  |  | no |  |  | 0 | 0 | 0 | 0
oh_line_TAP_OH_924351 |  | ABCN | node_8103901_200970928 | node_1316049_119_15383286_778 | 0.033 | unb_TAPWIRE_OH | 8103901 | no | no |  |  | no |  |  | 0 | 0 | 0 | 0
oh_line_TAP_OH_924374 |  | AN | node_8103901_200971032 | node_1336281_462_15369591_239 | 0.033 | unb_TAPWIRE_OH | 8103901 | no | no |  |  | no |  |  | 0 | 0 | 0 | 0
oh_line_TAP_OH_926489 |  | AN | node_8103901_200982947 | node_1336106_385_15368047_114 | 0.033 | unb_TAPWIRE_OH | 8103901 | no | no |  |  | no |  |  | 0 | 0 | 0 | 0
oh_line_TAP_OH_927561 |  | AN | node_8103901_201003966 | node_1315229_926_15368544_437 | 0.033 | unb_TAPWIRE_OH | 8103901 | no | no |  |  | no |  |  | 0 | 0 | 0 | 0
oh_line_TAP_OH_928141 |  | AN | node_8103901_201007950 | node_1305335_911_15377844_551 | 0.033 | unb_TAPWIRE_OH | 8103901 | no | no |  |  | no |  |  | 0 | 0 | 0 | 0
oh_line_TAP_OH_928300 |  | AN | node_8103901_201008746 | node_1332137_27_15377117_938 | 0.033 | unb_TAPWIRE_OH | 8103901 | no | no |  |  | no |  |  | 0 | 0 | 0 | 0
oh_line_TAP_OH_928675 |  | AN | node_8103901_201010491 | node_1304226_654_15380696_752 | 0.033 | unb_TAPWIRE_OH | 8103901 | no | no |  |  | no |  |  | 0 | 0 | 0 | 0
oh_line_TAP_OH_929479 |  | AN | node_8103901_201014230 | node_1345151_734_15359098_654 | 0.033 | unb_TAPWIRE_OH | 8103901 | no | no |  |  | no |  |  | 0 | 0 | 0 | 0
oh_line_TAP_OH_930506 |  | ABCN | node_8103901_201018769 | node_1319756_195_15368968_709 | 0.033 | unb_TAPWIRE_OH | 8103901 | no | no |  |  | no |  |  | 0 | 0 | 0 | 0
oh_line_TAP_OH_931997 |  | AN | node_8103901_201025837 | node_1331114_102_15374665_639 | 0.033 | unb_TAPWIRE_OH | 8103901 | no | no |  |  | no |  |  | 0 | 0 | 0 | 0
oh_line_TAP_OH_935029 |  | AN | node_8103901_201046744 | node_1329998_615_15359328_92 | 0.033 | unb_TAPWIRE_OH | 8103901 | no | no |  |  | no |  |  | 0 | 0 | 0 | 0
oh_line_TAP_OH_935100 |  | AN | node_8103901_201047204 | node_1323070_644_15378706_826 | 0.033 | unb_TAPWIRE_OH | 8103901 | no | no |  |  | no |  |  | 0 | 0 | 0 | 0
oh_line_TAP_OH_935178 |  | AN | node_8103901_201047576 | node_1309746_245_15367491_696 | 0.033 | unb_TAPWIRE_OH | 8103901 | no | no |  |  | no |  |  | 0 | 0 | 0 | 0
oh_line_TAP_OH_935179 |  | AN | node_8103901_201047578 | node_1335402_749_15368443_179 | 0.033 | unb_TAPWIRE_OH | 8103901 | no | no |  |  | no |  |  | 0 | 0 | 0 | 0
oh_line_TAP_OH_935180 |  | AN | node_8103901_201047579 | node_1337160_915_15370332_962 | 0.033 | unb_TAPWIRE_OH | 8103901 | no | no |  |  | no |  |  | 0 | 0 | 0 | 0
oh_line_TAP_OH_935193 |  | AN | node_8103901_201047646 | node_1319500_671_15358897_322 | 0.033 | unb_TAPWIRE_OH | 8103901 | no | no |  |  | no |  |  | 0 | 0 | 0 | 0
oh_line_TAP_OH_935210 |  | AN | node_8103901_201047759 | node_1308733_964_15383459_4 | 0.033 | unb_TAPWIRE_OH | 8103901 | no | no |  |  | no |  |  | 0 | 0 | 0 | 0
oh_line_TAP_OH_935240 |  | AN | node_8103901_201047991 | node_1326369_234_15368384_658 | 0.033 | unb_TAPWIRE_OH | 8103901 | no | no |  |  | no |  |  | 0 | 0 | 0 | 0
oh_line_TAP_OH_937201 |  | AN | node_8103901_201063393 | node_1330111_687_15359574_496 | 0.033 | unb_TAPWIRE_OH | 8103901 | no | no |  |  | no |  |  | 0 | 0 | 0 | 0
oh_line_TAP_OH_937293 |  | AN | node_8103901_201063953 | node_1305590_009_15379735_457 | 0.033 | unb_TAPWIRE_OH | 8103901 | no | no |  |  | no |  |  | 0 | 0 | 0 | 0
oh_line_TAP_OH_1327595 |  | AN | node_8103901_200888552 | node_1317779_351_15366653_433 | 0.033 | unb_TAPWIRE_OH | 8103901 | no | no |  |  | no |  |  | 0 | 0 | 0 | 0
oh_line_TAP_OH_1418418 |  | AN | node_8103901_200888842 | node_1311890_409_15372451_914 | 0.033 | unb_TAPWIRE_OH | 8103901 | no | no |  |  | no |  |  | 0 | 0 | 0 | 0
oh_line_TAP_OH_1480827 |  | AN | node_8103901_200887804 | node_1331319_517_15366198_159 | 0.033 | unb_TAPWIRE_OH | 8103901 | no | no |  |  | no |  |  | 0 | 0 | 0 | 0
oh_line_TAP_OH_1510029 |  | AN | node_8103901_200887869 | node_1331388_029_15369533_178 | 0.033 | unb_TAPWIRE_OH | 8103901 | no | no |  |  | no |  |  | 0 | 0 | 0 | 0
oh_line_TAP_OH_1874072 |  | AN | node_8103901_200887796 | node_1331154_82_15364553_133 | 0.033 | unb_TAPWIRE_OH | 8103901 | no | no |  |  | no |  |  | 0 | 0 | 0 | 0
oh_line_TAP_OH_1899671 |  | AN | node_8103901_200944333 | node_1331159_911_15376637_973 | 0.033 | unb_TAPWIRE_OH | 8103901 | no | no |  |  | no |  |  | 0 | 0 | 0 | 0
oh_line_TAP_OH_1899672 |  | AN | node_8103901_200598830 | node_1303663_186_15377517_871 | 0.033 | unb_TAPWIRE_OH | 8103901 | no | no |  |  | no |  |  | 0 | 0 | 0 | 0
oh_line_TAP_OH_2218197 |  | ABCN | node_8103901_200903200 | node_1316147_453_15387410_871 | 0.033 | unb_TAPWIRE_OH | 8103901 | no | no |  |  | no |  |  | 0 | 0 | 0 | 0
oh_line_TAP_OH_2418534 |  | ABCN | node_8103901_201045903 | node_1320309_965_15372761_828 | 0.033 | unb_TAPWIRE_OH | 8103901 | no | no |  |  | no |  |  | 0 | 0 | 0 | 0
oh_line_TAP_OH_2418535 |  | ABCN | node_8103901_201045903 | node_1320301_317_15372737_786 | 0.033 | unb_TAPWIRE_OH | 8103901 | no | no |  |  | no |  |  | 0 | 0 | 0 | 0
oh_line_TAP_OH_2418536 |  | ABCN | node_8103901_201045903 | node_1320322_919_15372782_088 | 0.033 | unb_TAPWIRE_OH | 8103901 | no | no |  |  | no |  |  | 0 | 0 | 0 | 0
oh_line_TAP_OH_2418537 |  | ABCN | node_8103901_200903211 | node_1315731_542_15387296_38 | 0.033 | unb_TAPWIRE_OH | 8103901 | no | no |  |  | no |  |  | 0 | 0 | 0 | 0
oh_line_TAP_OH_2418538 |  | ABCN | node_8103901_200903211 | node_1315715_605_15387280_462 | 0.033 | unb_TAPWIRE_OH | 8103901 | no | no |  |  | no |  |  | 0 | 0 | 0 | 0
oh_line_TAP_OH_2418539 |  | ABCN | node_8103901_200903206 | node_1316546_983_15387003_368 | 0.033 | unb_TAPWIRE_OH | 8103901 | no | no |  |  | no |  |  | 0 | 0 | 0 | 0
oh_line_TAP_OH_2418540 |  | ABCN | node_8103901_200903206 | node_1316566_404_15386998_722 | 0.033 | unb_TAPWIRE_OH | 8103901 | no | no |  |  | no |  |  | 0 | 0 | 0 | 0
oh_line_TAP_OH_2418541 |  | ABCN | node_8103901_200903206 | node_1316529_16_15387014_643 | 0.033 | unb_TAPWIRE_OH | 8103901 | no | no |  |  | no |  |  | 0 | 0 | 0 | 0
oh_line_TAP_OH_2459745 |  | AN | node_8103901_200961248 | node_1320728_493_15359647_961 | 0.033 | unb_TAPWIRE_OH | 8103901 | no | no |  |  | no |  |  | 0 | 0 | 0 | 0
oh_line_TAP_OH_2556558 |  | AN | node_8103901_200888044 | node_1314737_7_15369658_543 | 0.033 | unb_TAPWIRE_OH | 8103901 | no | no |  |  | no |  |  | 0 | 0 | 0 | 0
oh_line_TAP_OH_2556559 |  | AN | node_8103901_200961888 | node_1316191_496_15372162_746 | 0.033 | unb_TAPWIRE_OH | 8103901 | no | no |  |  | no |  |  | 0 | 0 | 0 | 0
oh_line_TAP_OH_2556560 |  | AN | node_8103901_200982788 | node_1310772_135_15362412_106 | 0.033 | unb_TAPWIRE_OH | 8103901 | no | no |  |  | no |  |  | 0 | 0 | 0 | 0
oh_line_TAP_OH_2698982 |  | AN | node_8103901_200888849 | node_1313647_19_15370666_259 | 0.033 | unb_TAPWIRE_OH | 8103901 | no | no |  |  | no |  |  | 0 | 0 | 0 | 0
oh_line_TAP_OH_2894780 |  | AN | node_8103901_311882832 | node_1341033_935_15359051_977 | 0.033 | unb_TAPWIRE_OH | 8103901 | no | no |  |  | no |  |  | 0 | 0 | 0 | 0
oh_line_TAP_OH_3054137 |  | AN | node_8103901_200903085 | node_1311988_279_15382061_353 | 0.033 | unb_TAPWIRE_OH | 8103901 | no | no |  |  | no |  |  | 0 | 0 | 0 | 0
oh_line_TAP_OH_3122201 |  | AN | node_8103901_200888333 | node_1308812_071_15378574_652 | 0.033 | unb_TAPWIRE_OH | 8103901 | no | no |  |  | no |  |  | 0 | 0 | 0 | 0
oh_line_TAP_OH_3133866 |  | AN | node_8103901_200890363 | node_1341085_627_15351543_937 | 0.033 | unb_TAPWIRE_OH | 8103901 | no | no |  |  | no |  |  | 0 | 0 | 0 | 0
oh_line_TAP_OH_3338100 |  | AN | node_8103901_311929454 | node_1324260_479_15381478_199 | 0.033 | unb_TAPWIRE_OH | 8103901 | no | no |  |  | no |  |  | 0 | 0 | 0 | 0
oh_line_TAP_OH_3423335 |  | ABCN | node_8103901_200888463 | node_1319997_183_15370290_893 | 0.033 | unb_TAPWIRE_OH | 8103901 | no | no |  |  | no |  |  | 0 | 0 | 0 | 0
oh_line_TAP_OH_3485748 |  | AN | node_8103901_311917355 | node_1321321_399_15377045_931 | 0.033 | unb_TAPWIRE_OH | 8103901 | no | no |  |  | no |  |  | 0 | 0 | 0 | 0
oh_line_TAP_OH_3544966 |  | AN | node_8103901_200888008 | node_1341455_312_15358463_093 | 0.033 | unb_TAPWIRE_OH | 8103901 | no | no |  |  | no |  |  | 0 | 0 | 0 | 0
oh_line_TAP_OH_3607773 |  | AN | node_8103901_200888555 | node_1318021_359_15367316_944 | 0.033 | unb_TAPWIRE_OH | 8103901 | no | no |  |  | no |  |  | 0 | 0 | 0 | 0
oh_line_TAP_OH_3769829 |  | AN | node_8103901_312003219 | node_1304474_421_15377927_312 | 0.033 | unb_TAPWIRE_OH | 8103901 | no | no |  |  | no |  |  | 0 | 0 | 0 | 0
oh_line_TAP_OH_3926696 |  | AN | node_8103901_200888669 | node_1324580_043_15359974_497 | 0.033 | unb_TAPWIRE_OH | 8103901 | no | no |  |  | no |  |  | 0 | 0 | 0 | 0
oh_line_TAP_OH_4101525 |  | AN | node_8103901_312032190 | node_1319274_108_15364947_292 | 0.033 | unb_TAPWIRE_OH | 8103901 | no | no |  |  | no |  |  | 0 | 0 | 0 | 0
oh_line_TAP_OH_4682365 |  | AN | node_8103901_312080155 | node_1319748_25_15376323_755 | 0.033 | unb_TAPWIRE_OH | 8103901 | no | no |  |  | no |  |  | 0 | 0 | 0 | 0
oh_line_TAP_OH_4840772 |  | AN | node_8103901_200888332 | node_1309209_461_15378448_17 | 0.033 | unb_TAPWIRE_OH | 8103901 | no | no |  |  | no |  |  | 0 | 0 | 0 | 0
oh_line_TAP_OH_4941582 |  | AN | node_8103901_200888844 | node_1312334_704_15372013_213 | 0.033 | unb_TAPWIRE_OH | 8103901 | no | no |  |  | no |  |  | 0 | 0 | 0 | 0
oh_line_TAP_OH_5167588 |  | AN | node_8103901_200903382 | node_1307167_991_15381912_926 | 0.033 | unb_TAPWIRE_OH | 8103901 | no | no |  |  | no |  |  | 0 | 0 | 0 | 0
oh_line_TAP_OH_5189190 |  | AN | node_8103901_312105822 | node_1322163_294_15377128_366 | 0.033 | unb_TAPWIRE_OH | 8103901 | no | no |  |  | no |  |  | 0 | 0 | 0 | 0
oh_line_TAP_OH_5223593 |  | ABCN | node_8103901_200903216 | node_1316107_833_15386890_647 | 0.033 | unb_TAPWIRE_OH | 8103901 | no | no |  |  | no |  |  | 0 | 0 | 0 | 0
oh_line_TAP_OH_5223594 |  | ABCN | node_8103901_200903216 | node_1316127_758_15386889_932 | 0.033 | unb_TAPWIRE_OH | 8103901 | no | no |  |  | no |  |  | 0 | 0 | 0 | 0
oh_line_TAP_OH_5278004 |  | AN | node_8103901_312120753 | node_1344788_641_15346019_759 | 0.033 | unb_TAPWIRE_OH | 8103901 | no | no |  |  | no |  |  | 0 | 0 | 0 | 0
oh_line_TAP_OH_5359198 |  | AN | node_8103901_200950433 | node_1304229_216_15379106_282 | 0.033 | unb_TAPWIRE_OH | 8103901 | no | no |  |  | no |  |  | 0 | 0 | 0 | 0
oh_line_TAP_OH_5367609 |  | AN | node_8103901_200888721 | node_1304123_281_15378608_06 | 0.033 | unb_TAPWIRE_OH | 8103901 | no | no |  |  | no |  |  | 0 | 0 | 0 | 0
oh_line_TAP_OH_5410814 |  | AN | node_8103901_200887802 | node_1331206_733_15365481_219 | 0.033 | unb_TAPWIRE_OH | 8103901 | no | no |  |  | no |  |  | 0 | 0 | 0 | 0
oh_line_TAP_OH_5487233 |  | AN | node_8103901_200888054 | node_1313345_246_15369293_021 | 0.033 | unb_TAPWIRE_OH | 8103901 | no | no |  |  | no |  |  | 0 | 0 | 0 | 0
oh_line_TAP_OH_5713660 |  | AN | node_8103901_200888600 | node_1304538_455_15368877_975 | 0.033 | unb_TAPWIRE_OH | 8103901 | no | no |  |  | no |  |  | 0 | 0 | 0 | 0

## overhead_line_conductor
data_type | static
owner_type | feeder
owner | 8103901
object | overhead_line_conductor
name | groupid | geometric_mean_radius | resistance | diameter | rating_summer_continuous | rating_summer_emergency | rating_winter_continuous | rating_winter_emergency | dcircuit | selected | comments
oh_cond_1/0_AAAC |  | 0.012 | 0.876 | 0.398 | 235 | 235 | 310 | 310 |  | no
oh_cond_1/0_ACSR |  | 0.012 | 0.888 | 0.398 | 265 | 265 | 330 | 330 |  | no
oh_cond_1/0_AL |  | 0.011 | 0.885 | 0.368 | 235 | 235 | 310 | 310 |  | no
oh_cond_2/0_CU |  | 0.013 | 0.44 | 0.414 | 295 | 295 | 425 | 425 |  | no
oh_cond_2_ACSR |  | 0.01 | 1.41 | 0.325 | 195 | 195 | 245 | 245 |  | no
oh_cond_3_#7_CWD_30% |  | 0.005 | 3.07 | 0.311 | 125 | 125 | 195 | 195 |  | no
oh_cond_3_#104_CWD |  | 0.003 | 5.945 | 0.224 | 90 | 90 | 130 | 130 |  | no
oh_cond_3_#128_CWD |  | 0.004 | 3.873 | 0.276 | 120 | 120 | 160 | 160 |  | no
oh_cond_4/0_AAAC |  | 0.017 | 0.439 | 0.563 | 365 | 365 | 480 | 480 |  | no
oh_cond_4/0_ACSR |  | 0.017 | 0.445 | 0.563 | 410 | 410 | 515 | 515 |  | no
oh_cond_4/0_AL |  | 0.016 | 0.442 | 0.522 | 365 | 365 | 480 | 480 |  | no
oh_cond_4A_CWD |  | 0.006 | 1.395 | 0.29 | 150 | 150 | 220 | 220 |  | no
oh_cond_4_ACSR |  | 0.008 | 2.24 | 0.25 | 145 | 145 | 185 | 185 |  | no
oh_cond_4_CU |  | 0.007 | 1.388 | 0.232 | 140 | 140 | 200 | 200 |  | no
oh_cond_6A_CWD |  | 0.005 | 2.21 | 0.23 | 115 | 115 | 165 | 165 |  | no
oh_cond_8D_CWD |  | 0.004 | 3.51 | 0.219 | 85 | 85 | 135 | 135 |  | no
oh_cond_477_MCM_AL |  | 0.025 | 0.198 | 0.792 | 605 | 605 | 810 | 810 |  | no
oh_cond_WP-4/0-CU |  | 0.015 | 0.273 | 0.81 | 340 | 340 | 390 | 390 |  | no

## recloser
data_type | static
owner_type | feeder
owner | 8103901
object | recloser
name | groupid | phases | fr | to | phase_A_state | phase_B_state | phase_C_state | operating_mode | retry_time | max_number_of_tries | status | dcircuit | selected | monitored | monitored_fields | class_monitored_fields | played | played_fields | comments
recloser_220411218 |  | AD | node_intto1_8103901_200888850 | node_8103901_200888850 | CLOSED | CLOSED | CLOSED | INDIVIDUAL |  |  |  | 8103901 | no | no |  |  | no

## regulator
data_type | static
owner_type | feeder
owner | 8103901
object | regulator
name | groupid | phases | fr | to | configuration | sense_node | dcircuit | selected | monitored | monitored_fields | class_monitored_fields | played | played_fields | comments
regulator_220370723 |  | AD | node_intto1_8103901_200888508 | node_8103901_200888508 | config_regulator_220370723 |  | 8103901 | no | no |  |  | no
regulator_220370772 |  | AD | node_intto1_8103901_200903244 | node_8103901_200903244 | config_regulator_220370772 |  | 8103901 | no | no |  |  | no
regulator_220534953 |  | AD | node_intto1_8103901_200887815 | node_8103901_200887815 | config_regulator_220534953 |  | 8103901 | no | no |  |  | no
regulator_312059462 |  | ABCD | node_intto1_8103901_200888083 | node_8103901_200888083 | config_regulator_312059462 |  | 8103901 | no | no |  |  | no

## regulator_configuration
data_type | static
owner_type | feeder
owner | 8103901
object | regulator_configuration
name | groupid | connect_type | band_center | band_width | time_delay | dwell_time | raise_taps | lower_taps | current_transducer_ratio | power_transducer_ratio | compensator_r_setting_A | compensator_x_setting_A | compensator_r_setting_B | compensator_x_setting_B | compensator_r_setting_C | compensator_x_setting_C | CT_phase | PT_phase | regulation | control_level | Control | Type | tap_pos_A | tap_pos_B | tap_pos_C | dcircuit | selected | comments
config_regulator_220370723 |  | WYE_WYE | 123 | 3 |  |  | 16 | 16 | 100 | 40 | 0 | 0 | 0 | 0 | 0 | 0 | A | A | 0.1 | INDIVIDUAL | OUTPUT_VOLTAGE | A | 0 | 0 | 0 |  | no
config_regulator_220370772 |  | WYE_WYE | 123 | 3 |  |  | 16 | 16 | 100 | 40 | 0 | 0 | 0 | 0 | 0 | 0 | A | A | 0.1 | INDIVIDUAL | OUTPUT_VOLTAGE | A | 0 | 0 | 0 |  | no
config_regulator_220534953 |  | WYE_WYE | 123 | 3 |  |  | 16 | 16 | 250 | 40 | 0 | 0 | 0 | 0 | 0 | 0 | A | A | 0.1 | INDIVIDUAL | OUTPUT_VOLTAGE | A | 0 | 0 | 0 |  | no
config_regulator_312059462 |  | WYE_WYE | 123 | 3 |  |  | 16 | 16 | 400 | 40 | 0 | 0 | 0 | 0 | 0 | 0 | A | A | 0.1 | INDIVIDUAL | OUTPUT_VOLTAGE | A | 0 | 0 | 0 |  | no

## switch
data_type | static
owner_type | feeder
owner | 8103901
object | switch
name | groupid | phases | fr | to | phase_A_state | phase_B_state | phase_C_state | operating_mode | status | dcircuit | selected | monitored | monitored_fields | class_monitored_fields | played | played_fields | comments
switch_220415406 |  | AD | node_intto1_8103901_200887981 | node_8103901_200887981 | CLOSED | CLOSED | CLOSED | INDIVIDUAL |  | 8103901 | no | no |  |  | no
switch_220415473 |  | AD | node_intto1_8103901_200888629 | node_8103901_200888629 | CLOSED | CLOSED | CLOSED | INDIVIDUAL |  | 8103901 | no | no |  |  | no
switch_220526175 |  | ABCD | node_intto1_1316654_798_15387360_238 | node_1316654_798_15387360_238 | CLOSED | CLOSED | CLOSED | INDIVIDUAL |  | 8103901 | no | no |  |  | no

## underground_line
data_type | static
owner_type | feeder
owner | 8103901
object | underground_line
name | groupid | phases | fr | to | length | configuration | dcircuit | selected | monitored | monitored_fields | class_monitored_fields | played | played_fields | comments
und_line_8103901_200890095 |  | AN | node_8103901_200890120 | node_intto1_8103901_200890095 | 1331.495 | und_1P_2ALURD | 8103901 | no | no |  |  | no
und_line_8103901_200890149 |  | AN | node_8103901_200890162 | node_intto1_8103901_200890149 | 556.467 | und_1P_2ALURD | 8103901 | no | no |  |  | no
und_line_8103901_200972383 |  | AN | node_8103901_200888804 | node_intto1_8103901_200972383 | 513.986 | und_1P_DELTACUST | 8103901 | no | no |  |  | no
und_line_8103901_200972512 |  | ABCN | node_8103901_200888409 | node_intto1_8103901_200972512 | 6.551 | und_3P_DELTACUST | 8103901 | no | no |  |  | no
und_line_8103901_200972513 |  | AN | node_8103901_200888336 | node_intto1_8103901_200972513 | 1282.244 | und_1P_DELTACUST | 8103901 | no | no |  |  | no
und_line_8103901_200972525 |  | AN | node_8103901_200888503 | node_intto1_8103901_200972525 | 824.716 | und_1P_DELTACUST | 8103901 | no | no |  |  | no
und_line_8103901_200972526 |  | AN | node_8103901_200888327 | node_intto1_8103901_200972526 | 1138.088 | und_1P_DELTACUST | 8103901 | no | no |  |  | no
und_line_8103901_200972594 |  | AN | node_8103901_200888051 | node_intto1_8103901_200972594 | 722.456 | und_1P_DELTACUST | 8103901 | no | no |  |  | no
und_line_8103901_200972939 |  | AN | node_8103901_200888033 | node_intto1_8103901_200972939 | 465.42 | und_1P_DELTACUST | 8103901 | no | no |  |  | no
und_line_8103901_200972947 |  | AN | node_8103901_200888326 | node_8103901_200972947 | 573.646 | und_1P_DELTACUST | 8103901 | no | no |  |  | no
und_line_8103901_201050363 |  | AN | node_8103901_200887840 | node_8103901_201050363 | 561.778 | und_1P_2ALURD | 8103901 | no | no |  |  | no
und_line_8103901_201063620 |  | AN | node_8103901_200943348 | node_8103901_201063620 | 1230.407 | und_1P_DELTACUST | 8103901 | no | no |  |  | no
und_line_8103901_310017257 |  | AN | node_8103901_200890335 | node_intto1_8103901_310017257 | 600.425 | und_1P_DELTACUST | 8103901 | no | no |  |  | no
und_line_8103901_310019284 |  | AN | node_8103901_310019275 | node_intto1_8103901_310019284 | 1304.253 | und_1P_DELTACUST | 8103901 | no | no |  |  | no
und_line_8103901_311998127 |  | AN | node_8103901_311998126 | node_intto1_8103901_311998127 | 2256.842 | und_1P_DELTACUST | 8103901 | no | no |  |  | no
und_line_8103901_312139460 |  | AN | node_8103901_200903271 | node_intto1_8103901_312139460 | 648.155 | und_1P_DELTACUST | 8103901 | no | no |  |  | no
und_line_TAP_UG_59728 |  | AN | node_8103901_200890095 | node_1326071_741_15353472_958 | 0.033 | und_TAPWIRE_UG | 8103901 | no | no |  |  | no
und_line_TAP_UG_59729 |  | AN | node_8103901_200890149 | node_1334616_007_15357633_631 | 0.033 | und_TAPWIRE_UG | 8103901 | no | no |  |  | no
und_line_TAP_UG_61139 |  | AN | node_8103901_200972383 | node_1311101_787_15364177_736 | 0.033 | und_TAPWIRE_UG | 8103901 | no | no |  |  | no
und_line_TAP_UG_61190 |  | ABCN | node_8103901_200972512 | node_1320431_782_15373101_204 | 0.033 | und_TAPWIRE_UG | 8103901 | no | no |  |  | no
und_line_TAP_UG_61191 |  | AN | node_8103901_200972513 | node_1308830_776_15377160_783 | 0.033 | und_TAPWIRE_UG | 8103901 | no | no |  |  | no
und_line_TAP_UG_61198 |  | AN | node_8103901_200972525 | node_1329086_128_15363240_924 | 0.033 | und_TAPWIRE_UG | 8103901 | no | no |  |  | no
und_line_TAP_UG_61199 |  | AN | node_8103901_200972526 | node_1310429_129_15379499_116 | 0.033 | und_TAPWIRE_UG | 8103901 | no | no |  |  | no
und_line_TAP_UG_61251 |  | AN | node_8103901_200972594 | node_1314255_811_15368295_9 | 0.033 | und_TAPWIRE_UG | 8103901 | no | no |  |  | no
und_line_TAP_UG_61509 |  | AN | node_8103901_200972939 | node_1334618_397_15362068_407 | 0.033 | und_TAPWIRE_UG | 8103901 | no | no |  |  | no
und_line_TAP_UG_61515 |  | AN | node_8103901_200972947 | node_1310339_127_15377681_122 | 0.033 | und_TAPWIRE_UG | 8103901 | no | no |  |  | no
und_line_TAP_UG_68713 |  | AN | node_8103901_201050363 | node_1331733_146_15375966_533 | 0.033 | und_TAPWIRE_UG | 8103901 | no | no |  |  | no
und_line_TAP_UG_69458 |  | AN | node_8103901_201063620 | node_1326989_998_15367156_109 | 0.033 | und_TAPWIRE_UG | 8103901 | no | no |  |  | no
und_line_TAP_UG_488606 |  | AN | node_8103901_310017257 | node_1339077_914_15356011_381 | 0.033 | und_TAPWIRE_UG | 8103901 | no | no |  |  | no
und_line_TAP_UG_519407 |  | AN | node_8103901_310019284 | node_1342395_475_15350851_691 | 0.033 | und_TAPWIRE_UG | 8103901 | no | no |  |  | no
und_line_TAP_UG_1831632 |  | AN | node_8103901_311998127 | node_1335799_097_15359630_454 | 0.033 | und_TAPWIRE_UG | 8103901 | no | no |  |  | no
und_line_TAP_UG_2788249 |  | AN | node_8103901_312139460 | node_1314931_762_15388343_662 | 0.033 | und_TAPWIRE_UG | 8103901 | no | no |  |  | no

## underground_line_conductor
data_type | static
owner_type | feeder
owner | 8103901
object | underground_line_conductor
name | groupid | outer_diameter | conductor_gmr | conductor_diameter | conductor_resistance | neutral_gmr | neutral_diameter | neutral_resistance | neutral_strands | insulation_relative_permitivitty | shield_gmr | shield_resistance | rating_summer_continuous | rating_summer_emergency | rating_winter_continuous | rating_winter_emergency | dcircuit | selected | comments
und_cond_1P_2ALURD | [12 empty] | 125 | 125 | 140 | 140 |  | no
und_cond_1P_DELTACUST | [12 empty] | 685 | 685 | 685 | 685 |  | no
und_cond_3P_DELTACUST | [12 empty] | 685 | 685 | 685 | 685 |  | no
und_cond_TAPWIRE_UG | [12 empty] | 99999999 | 99999999 | 99999999 | 99999999 |  | no