## capacitor
data_type | static
owner_type | feeder
owner | 8108301
object | capacitor
name | groupid | parent | phases | nominal_voltage | pt_phase | phases_connected | switchA | switchB | switchC | control | voltage_set_high | voltage_set_low | VAr_set_high | VAr_set_low | current_set_high | current_set_low | capacitor_A | capacitor_B | capacitor_C | cap_nominal_voltage | time_delay | dwell_time | lockout_time | remote_sense | remote_sense_B | control_level | dcircuit | selected | monitored | monitored_fields | class_monitored_fields | played | played_fields | comments
cap_220368731 |  | node_1399023_234_15300476_503 | ABCN | 0 |  | ABCN | CLOSED | CLOSED | CLOSED | MANUAL | [6 empty] | 150000 | 150000 | 150000 | 7200 | [6 empty] | 8108301 | no | no |  |  | no
cap_220369039 |  | node_1399804_891_15302953_997 | AN | 0 |  | AN | CLOSED |  |  | MANUAL | [6 empty] | 150000 |  |  | 4800 | [6 empty] | 8108301 | no | no |  |  | no
cap_220369079 |  | node_1404899_1_15305662_943 | AN | 0 |  | AN | CLOSED |  |  | MANUAL | [6 empty] | 50000 |  |  | 4800 | [6 empty] | 8108301 | no | no |  |  | no

## feeder
data_type | static
owner_type | feeder
owner | 8108301
object | feeder
name | transmission_bus | ARC | ADR | slack_bus | nom_voltages | num_nodes | num_ohlines | num_uglines | num_transformers | num_generators | num_pvs | num_storages | num_loads | miles | mw | mvar | losses_mw | losses_mvar | comments | use_feeder_load_shape | load_shape_scale | use_feeder_pv_shape | pv_shape_scale | description | restore_time | griddisconnect_scenario_probability | gridconnect_scenario_probability | use_energy_not_served | VOLL | discount_rate | yearly_load_growth_percent | planning_horizon | enable_traditional_project_deferral | lifetime_of_investment_years | start_year | base_year | year_the_investment_is_committed | revenue_requirement_scaling_factor | discount_rate | inflation_rate_for_investment | traditional_project_invested_capital | periodicity_of_investment_in_years | priority | maximum_total_investment_cost | DER_portfolio_NPV | DER_portfolio_BC_ratio | total_system_energy_avoided_cost_NPV | total_system_capacity_avoided_cost_NPV | total_system_ancillary_services_avoided_cost_NPV | total_system_CO2_avoided_cost_NPV | total_system_loss_of_load_avoided_cost_NPV | total_system_distribution_capacity_avoided_cost_NPV | total_system_investment_and_operational_cost_NPV | feeder_solar_pv_operating_cost_USdollarperkWh | feeder_energy_storage_operating_cost_USdollarperkWh | feeder_distributed_generator_operating_cost_USdollarperkWh | feeder_distributed_generator_CO2_cost_USdollarperkWh | feeder_demand_response_operating_cost_USdollarperkWh | feeder_solar_pv_investment_cost_USdollarperkW | feeder_energy_storage_investment_cost_USdollarperkW | feeder_distributed_generator_investment_cost_USdollarperkW | feeder_demand_response_investment_cost_USdollarperkW
8108301 |  | ts_slack | none | node_SOURCE_8108301 | 2771.281,7199.558 | 399 | 369 | 7 | 2 | 0 | 0 | 0 | 135 | 7.067 | 4.348 | 1.852 | 0 | 0 |  | 0 | 0 | 1 | 0 |  | 0 | 0 | 0 | 0 | 0 | 0 | 0 | 0 | 0 | 0 | 0 | 0 | 0 | 0 | 0 | 0 | 0 | 0 | 0 | 999999999 | 0 | 0 | 0 | 0 | 0 | 0 | 0 | 0 | 0 | 0 | 0 | 0 | 0 | 0 | 0 | 0 | 0 | 0

## fuse
data_type | static
owner_type | feeder
owner | 8108301
object | fuse
name | groupid | phases | fr | to | phase_A_status | phase_B_status | phase_C_status | repair_dist_type | current_limit | mean_replacement_time | status | dcircuit | selected | monitored | monitored_fields | class_monitored_fields | played | played_fields | comments
fuse_220382508 |  | ABCN | node_intto1_220382508 | node_220382508 | GOOD | GOOD | GOOD |  | 100 |  |  | 8108301 | no | no |  |  | no
fuse_220382521 |  | ABCN | node_intto1_8108301_200815931 | node_8108301_200815931 | GOOD | GOOD | GOOD |  | 15 |  |  | 8108301 | no | no |  |  | no
fuse_220387986 |  | AN | node_intto1_220387986 | node_220387986 | GOOD | GOOD | GOOD |  | 100 |  |  | 8108301 | no | no |  |  | no
fuse_220581551 |  | ABCN | node_intto1_8108301_200809187 | node_8108301_200809187 | GOOD | GOOD | GOOD |  | 100 |  |  | 8108301 | no | no |  |  | no
fuse_220581555 |  | ABCN | node_intto1_8108301_200809224 | node_8108301_200809224 | GOOD | GOOD | GOOD |  | 6 |  |  | 8108301 | no | no |  |  | no
fuse_220581573 |  | AD | node_intto1_8108301_200832048 | node_8108301_200832048 | GOOD | GOOD | GOOD |  | 50 |  |  | 8108301 | no | no |  |  | no
fuse_220581575 |  | AD | node_intto1_8108301_200832119 | node_8108301_200832119 | GOOD | GOOD | GOOD |  | 50 |  |  | 8108301 | no | no |  |  | no
fuse_220581577 |  | AD | node_intto1_8108301_200832067 | node_8108301_200832067 | GOOD | GOOD | GOOD |  | 100 |  |  | 8108301 | no | no |  |  | no
fuse_220581579 |  | AD | node_intto1_8108301_200832092 | node_8108301_200832092 | GOOD | GOOD | GOOD |  | 40 |  |  | 8108301 | no | no |  |  | no
fuse_220581581 |  | AD | node_intto1_8108301_200832101 | node_8108301_200832101 | GOOD | GOOD | GOOD |  | 40 |  |  | 8108301 | no | no |  |  | no
fuse_220581587 |  | ABCN | node_intto1_8108301_200808436 | node_8108301_200808436 | GOOD | GOOD | GOOD |  | 6 |  |  | 8108301 | no | no |  |  | no
fuse_220581590 |  | ABCN | node_intto1_8108301_200808384 | node_8108301_200808384 | GOOD | GOOD | GOOD |  | 100 |  |  | 8108301 | no | no |  |  | no
fuse_220581593 |  | ABCN | node_intto1_8108301_200809280 | node_8108301_200809280 | GOOD | GOOD | GOOD |  | 100 |  |  | 8108301 | no | no |  |  | no
fuse_220581596 |  | AD | node_intto1_8108301_200836205 | node_8108301_200836205 | GOOD | GOOD | GOOD |  | 65 |  |  | 8108301 | no | no |  |  | no
fuse_220581598 |  | AD | node_intto1_8108301_200837223 | node_8108301_200837223 | GOOD | GOOD | GOOD |  | 40 |  |  | 8108301 | no | no |  |  | no
fuse_220581600 |  | AD | node_intto1_8108301_200836199 | node_8108301_200836199 | GOOD | GOOD | GOOD |  | 40 |  |  | 8108301 | no | no |  |  | no
fuse_312120465 |  | ABCN | node_intto1_8108301_312120470 | node_8108301_312120470 | GOOD | GOOD | GOOD |  | 300 |  |  | 8108301 | no | no |  |  | no
fuse_312120467 |  | ABCN | node_intto1_8108301_312120464 | node_8108301_312120464 | GOOD | GOOD | GOOD |  | 50 |  |  | 8108301 | no | no |  |  | no

## line_configuration
data_type | static
owner_type | feeder
owner | 8108301
object | line_configuration
name | groupid | conductor_A | conductor_B | conductor_C | conductor_N | spacing | z11 | z12 | z13 | z21 | z22 | z23 | z31 | z32 | z33 | c11 | c12 | c13 | c21 | c22 | c23 | c31 | c32 | c33 | dcircuit | selected | comments
bal_1P_1/0AA |  | oh_cond_1/0_AAAC | oh_cond_1/0_AAAC | oh_cond_1/0_AAAC |  |  | 0.972+1.499j | 0.095+0.781j | 0.095+0.781j | 0.095+0.781j | 0.972+1.499j | 0.095+0.781j | 0.095+0.781j | 0.095+0.781j | 0.972+1.499j | 12.796 | -3.172 | -3.172 | -3.172 | 12.796 | -3.172 | -3.172 | -3.172 | 12.796 |  | no
bal_1P_1/0AA_1/0AA(N) |  | oh_cond_1/0_AAAC | oh_cond_1/0_AAAC | oh_cond_1/0_AAAC | oh_cond_1/0_AAAC |  | 1.078+1.186j | 0.201+0.467j | 0.201+0.467j | 0.201+0.467j | 1.078+1.186j | 0.201+0.467j | 0.201+0.467j | 0.201+0.467j | 1.078+1.186j | 13.243 | -2.726 | -2.726 | -2.726 | 13.243 | -2.726 | -2.726 | -2.726 | 13.243 |  | no
bal_1P_1/0AC |  | oh_cond_1/0_ACSR | oh_cond_1/0_ACSR | oh_cond_1/0_ACSR |  |  | 0.983+1.218j | 0.095+0.781j | 0.095+0.781j | 0.095+0.781j | 0.983+1.218j | 0.095+0.781j | 0.095+0.781j | 0.095+0.781j | 0.983+1.218j | 12.796 | -3.172 | -3.172 | -3.172 | 12.796 | -3.172 | -3.172 | -3.172 | 12.796 |  | no
bal_1P_1/0AC_1/0AC(N) |  | oh_cond_1/0_ACSR | oh_cond_1/0_ACSR | oh_cond_1/0_ACSR | oh_cond_1/0_ACSR |  | 1.091+1.185j | 0.203+0.469j | 0.203+0.469j | 0.203+0.469j | 1.091+1.185j | 0.203+0.469j | 0.203+0.469j | 0.203+0.469j | 1.091+1.185j | 13.243 | -2.726 | -2.726 | -2.726 | 13.243 | -2.726 | -2.726 | -2.726 | 13.243 |  | no
bal_1P_2AC |  | oh_cond_2_ACSR | oh_cond_2_ACSR | oh_cond_2_ACSR |  |  | 1.505+1.527j | 0.095+0.781j | 0.095+0.781j | 0.095+0.781j | 1.505+1.527j | 0.095+0.781j | 0.095+0.781j | 0.095+0.781j | 1.505+1.527j | 12.393 | -3.017 | -3.017 | -3.017 | 12.393 | -3.017 | -3.017 | -3.017 | 12.393 |  | no
bal_1P_4/0AA_1/0AA |  | oh_cond_1/0_4/0_AA-AC-AL | oh_cond_1/0_4/0_AA-AC-AL | oh_cond_1/0_4/0_AA-AC-AL |  |  | 0.758+1.479j | 0.095+0.781j | 0.095+0.781j | 0.095+0.781j | 0.758+1.479j | 0.095+0.781j | 0.095+0.781j | 0.095+0.781j | 0.758+1.479j | 13.142 | -3.307 | -3.307 | -3.307 | 13.142 | -3.307 | -3.307 | -3.307 | 13.142 |  | no
bal_1P_4/0AC |  | oh_cond_4/0_ACSR | oh_cond_4/0_ACSR | oh_cond_4/0_ACSR |  |  | 0.54+1.457j | 0.095+0.781j | 0.095+0.781j | 0.095+0.781j | 0.54+1.457j | 0.095+0.781j | 0.095+0.781j | 0.095+0.781j | 0.54+1.457j | 13.554 | -3.469 | -3.469 | -3.469 | 13.554 | -3.469 | -3.469 | -3.469 | 13.554 |  | no
bal_1P_4/0AL |  | oh_cond_4/0_AL | oh_cond_4/0_AL | oh_cond_4/0_AL |  |  | 0.537+1.466j | 0.095+0.781j | 0.095+0.781j | 0.095+0.781j | 0.537+1.466j | 0.095+0.781j | 0.095+0.781j | 0.095+0.781j | 0.537+1.466j | 13.381 | -3.4 | -3.4 | -3.4 | 13.381 | -3.4 | -3.4 | -3.4 | 13.381 |  | no
bal_1P_4CU |  | oh_cond_4_CU | oh_cond_4_CU | oh_cond_4_CU |  |  | 1.483+1.565j | 0.095+0.781j | 0.095+0.781j | 0.095+0.781j | 1.483+1.565j | 0.095+0.781j | 0.095+0.781j | 0.095+0.781j | 1.483+1.565j | 11.78 | -2.785 | -2.785 | -2.785 | 11.78 | -2.785 | -2.785 | -2.785 | 11.78 |  | no
bal_1P_WYECUST |  | oh_cond_2/0_CU | oh_cond_2/0_CU | oh_cond_2/0_CU | oh_cond_3_#7_CWD_30% |  | 0.66+1.378j | 0.22+0.666j | 0.22+0.666j | 0.22+0.666j | 0.66+1.378j | 0.22+0.666j | 0.22+0.666j | 0.22+0.666j | 0.66+1.378j | 13.24 | -2.712 | -2.712 | -2.712 | 13.24 | -2.712 | -2.712 | -2.712 | 13.24 |  | no
bal_2P_1/0AA_1/0AA(N) |  | oh_cond_1/0_AAAC | oh_cond_1/0_AAAC | oh_cond_1/0_AAAC | oh_cond_1/0_AAAC |  | 1.078+1.186j | 0.201+0.467j | 0.201+0.467j | 0.201+0.467j | 1.078+1.186j | 0.201+0.467j | 0.201+0.467j | 0.201+0.467j | 1.078+1.186j | 13.243 | -2.726 | -2.726 | -2.726 | 13.243 | -2.726 | -2.726 | -2.726 | 13.243 |  | no
bal_2P_1/0AA_4/0AC(N) |  | oh_cond_1/0_AAAC | oh_cond_1/0_AAAC | oh_cond_1/0_AAAC | oh_cond_4/0_ACSR |  | 1.012+1.121j | 0.136+0.403j | 0.136+0.403j | 0.136+0.403j | 1.012+1.121j | 0.136+0.403j | 0.136+0.403j | 0.136+0.403j | 1.012+1.121j | 13.267 | -2.702 | -2.702 | -2.702 | 13.267 | -2.702 | -2.702 | -2.702 | 13.267 |  | no
bal_2P_2CU_4/0AL(N) |  | oh_cond_2_CU | oh_cond_2_CU | oh_cond_2_CU | oh_cond_4/0_AL |  | 1.007+1.16j | 0.134+0.404j | 0.134+0.404j | 0.134+0.404j | 1.007+1.16j | 0.134+0.404j | 0.134+0.404j | 0.134+0.404j | 1.007+1.16j | 12.634 | -2.497 | -2.497 | -2.497 | 12.634 | -2.497 | -2.497 | -2.497 | 12.634 |  | no
bal_3P_1/0AA_1/0AA(N) |  | oh_cond_1/0_AAAC | oh_cond_1/0_AAAC | oh_cond_1/0_AAAC | oh_cond_1/0_AAAC |  | 1.078+1.186j | 0.201+0.467j | 0.201+0.467j | 0.201+0.467j | 1.078+1.186j | 0.201+0.467j | 0.201+0.467j | 0.201+0.467j | 1.078+1.186j | 13.243 | -2.726 | -2.726 | -2.726 | 13.243 | -2.726 | -2.726 | -2.726 | 13.243 |  | no
bal_3P_1/0AA_1/0AC(N) |  | oh_cond_1/0_AAAC | oh_cond_1/0_AAAC | oh_cond_1/0_AAAC | oh_cond_1/0_ACSR |  | 1.08+1.187j | 0.203+0.469j | 0.203+0.469j | 0.203+0.469j | 1.08+1.187j | 0.203+0.469j | 0.203+0.469j | 0.203+0.469j | 1.08+1.187j | 13.243 | -2.726 | -2.726 | -2.726 | 13.243 | -2.726 | -2.726 | -2.726 | 13.243 |  | no
bal_3P_1/0AA_4/0AA(N) |  | oh_cond_1/0_AAAC | oh_cond_1/0_AAAC | oh_cond_1/0_AAAC | oh_cond_4/0_AAAC |  | 1.011+1.121j | 0.134+0.402j | 0.134+0.402j | 0.134+0.402j | 1.011+1.121j | 0.134+0.402j | 0.134+0.402j | 0.134+0.402j | 1.011+1.121j | 13.267 | -2.702 | -2.702 | -2.702 | 13.267 | -2.702 | -2.702 | -2.702 | 13.267 |  | no
bal_3P_1/0AA_4/0AC(N) |  | oh_cond_1/0_AAAC | oh_cond_1/0_AAAC | oh_cond_1/0_AAAC | oh_cond_4/0_ACSR |  | 1.012+1.121j | 0.136+0.403j | 0.136+0.403j | 0.136+0.403j | 1.012+1.121j | 0.136+0.403j | 0.136+0.403j | 0.136+0.403j | 1.012+1.121j | 13.267 | -2.702 | -2.702 | -2.702 | 13.267 | -2.702 | -2.702 | -2.702 | 13.267 |  | no
bal_3P_1/0AA_4/0AL(N) |  | oh_cond_1/0_AAAC | oh_cond_1/0_AAAC | oh_cond_1/0_AAAC | oh_cond_4/0_AL |  | 1.011+1.123j | 0.134+0.404j | 0.134+0.404j | 0.134+0.404j | 1.011+1.123j | 0.134+0.404j | 0.134+0.404j | 0.134+0.404j | 1.011+1.123j | 13.261 | -2.707 | -2.707 | -2.707 | 13.261 | -2.707 | -2.707 | -2.707 | 13.261 |  | no
bal_3P_1/0AC_1/0AA(N) |  | oh_cond_1/0_ACSR | oh_cond_1/0_ACSR | oh_cond_1/0_ACSR | oh_cond_1/0_AAAC |  | 1.089+1.184j | 0.201+0.467j | 0.201+0.467j | 0.201+0.467j | 1.089+1.184j | 0.201+0.467j | 0.201+0.467j | 0.201+0.467j | 1.089+1.184j | 13.243 | -2.726 | -2.726 | -2.726 | 13.243 | -2.726 | -2.726 | -2.726 | 13.243 |  | no
bal_3P_1/0AC_2/0CU(N) |  | oh_cond_1/0_ACSR | oh_cond_1/0_ACSR | oh_cond_1/0_ACSR | oh_cond_2/0_CU |  | 1.019+1.125j | 0.131+0.409j | 0.131+0.409j | 0.131+0.409j | 1.019+1.125j | 0.131+0.409j | 0.131+0.409j | 0.131+0.409j | 1.019+1.125j | 13.245 | -2.723 | -2.723 | -2.723 | 13.245 | -2.723 | -2.723 | -2.723 | 13.245 |  | no
bal_3P_1/0AC_4/0AA(N) |  | oh_cond_1/0_ACSR | oh_cond_1/0_ACSR | oh_cond_1/0_ACSR | oh_cond_4/0_AAAC |  | 1.022+1.118j | 0.134+0.402j | 0.134+0.402j | 0.134+0.402j | 1.022+1.118j | 0.134+0.402j | 0.134+0.402j | 0.134+0.402j | 1.022+1.118j | 13.267 | -2.702 | -2.702 | -2.702 | 13.267 | -2.702 | -2.702 | -2.702 | 13.267 |  | no
bal_3P_1/0AC_4/0AC(N) |  | oh_cond_1/0_ACSR | oh_cond_1/0_ACSR | oh_cond_1/0_ACSR | oh_cond_4/0_ACSR |  | 1.024+1.119j | 0.136+0.403j | 0.136+0.403j | 0.136+0.403j | 1.024+1.119j | 0.136+0.403j | 0.136+0.403j | 0.136+0.403j | 1.024+1.119j | 13.267 | -2.702 | -2.702 | -2.702 | 13.267 | -2.702 | -2.702 | -2.702 | 13.267 |  | no
bal_3P_1/0AC_4/0AL(N) |  | oh_cond_1/0_ACSR | oh_cond_1/0_ACSR | oh_cond_1/0_ACSR | oh_cond_4/0_AL |  | 1.022+1.12j | 0.134+0.404j | 0.134+0.404j | 0.134+0.404j | 1.022+1.12j | 0.134+0.404j | 0.134+0.404j | 0.134+0.404j | 1.022+1.12j | 13.261 | -2.707 | -2.707 | -2.707 | 13.261 | -2.707 | -2.707 | -2.707 | 13.261 |  | no
bal_3P_2/0CU_1/0AC(N) |  | oh_cond_2/0_CU | oh_cond_2/0_CU | oh_cond_2/0_CU | oh_cond_1/0_ACSR |  | 0.643+1.175j | 0.203+0.469j | 0.203+0.469j | 0.203+0.469j | 0.643+1.175j | 0.203+0.469j | 0.203+0.469j | 0.203+0.469j | 0.643+1.175j | 13.327 | -2.754 | -2.754 | -2.754 | 13.327 | -2.754 | -2.754 | -2.754 | 13.327 |  | no
bal_3P_2CU_1/0AA(N) |  | oh_cond_2_CU | oh_cond_2_CU | oh_cond_2_CU | oh_cond_1/0_AAAC |  | 1.074+1.223j | 0.201+0.467j | 0.201+0.467j | 0.201+0.467j | 1.074+1.223j | 0.201+0.467j | 0.201+0.467j | 0.201+0.467j | 1.074+1.223j | 12.617 | -2.515 | -2.515 | -2.515 | 12.617 | -2.515 | -2.515 | -2.515 | 12.617 |  | no
bal_3P_2CU_2CU(N) |  | oh_cond_2_CU | oh_cond_2_CU | oh_cond_2_CU | oh_cond_2_CU |  | 1.069+1.227j | 0.196+0.471j | 0.196+0.471j | 0.196+0.471j | 1.069+1.227j | 0.196+0.471j | 0.196+0.471j | 0.196+0.471j | 1.069+1.227j | 12.598 | -2.533 | -2.533 | -2.533 | 12.598 | -2.533 | -2.533 | -2.533 | 12.598 |  | no
bal_3P_4/0AA_1/0AA(N) |  | oh_cond_4/0_AAAC | oh_cond_4/0_AAAC | oh_cond_4/0_AAAC | oh_cond_1/0_AAAC |  | 0.64+1.144j | 0.201+0.467j | 0.201+0.467j | 0.201+0.467j | 0.64+1.144j | 0.201+0.467j | 0.201+0.467j | 0.201+0.467j | 0.64+1.144j | 14.027 | -2.996 | -2.996 | -2.996 | 14.027 | -2.996 | -2.996 | -2.996 | 14.027 |  | no
bal_3P_4/0AC_1/0AA(N) |  | oh_cond_4/0_ACSR | oh_cond_4/0_ACSR | oh_cond_4/0_ACSR | oh_cond_1/0_AAAC |  | 0.646+1.144j | 0.201+0.467j | 0.201+0.467j | 0.201+0.467j | 0.646+1.144j | 0.201+0.467j | 0.201+0.467j | 0.201+0.467j | 0.646+1.144j | 14.027 | -2.996 | -2.996 | -2.996 | 14.027 | -2.996 | -2.996 | -2.996 | 14.027 |  | no
bal_3P_4/0AL_1/0AA(N) |  | oh_cond_4/0_AL | oh_cond_4/0_AL | oh_cond_4/0_AL | oh_cond_1/0_AAAC |  | 0.643+1.153j | 0.201+0.467j | 0.201+0.467j | 0.201+0.467j | 0.643+1.153j | 0.201+0.467j | 0.201+0.467j | 0.201+0.467j | 0.643+1.153j | 13.848 | -2.934 | -2.934 | -2.934 | 13.848 | -2.934 | -2.934 | -2.934 | 13.848 |  | no
bal_3P_4/0AL_4/0AA(N) |  | oh_cond_4/0_AL | oh_cond_4/0_AL | oh_cond_4/0_AL | oh_cond_4/0_AAAC |  | 0.576+1.087j | 0.134+0.402j | 0.134+0.402j | 0.134+0.402j | 0.576+1.087j | 0.134+0.402j | 0.134+0.402j | 0.134+0.402j | 0.576+1.087j | 13.873 | -2.909 | -2.909 | -2.909 | 13.873 | -2.909 | -2.909 | -2.909 | 13.873 |  | no
bal_3P_4/0AL_4/0AL(N) |  | oh_cond_4/0_AL | oh_cond_4/0_AL | oh_cond_4/0_AL | oh_cond_4/0_AL |  | 0.576+1.089j | 0.134+0.404j | 0.134+0.404j | 0.134+0.404j | 0.576+1.089j | 0.134+0.404j | 0.134+0.404j | 0.134+0.404j | 0.576+1.089j | 13.867 | -2.914 | -2.914 | -2.914 | 13.867 | -2.914 | -2.914 | -2.914 | 13.867 |  | no
bal_3P_4CU_4/0AL(N) |  | oh_cond_4_CU | oh_cond_4_CU | oh_cond_4_CU | oh_cond_4/0_AL |  | 1.522+1.188j | 0.134+0.404j | 0.134+0.404j | 0.134+0.404j | 1.522+1.188j | 0.134+0.404j | 0.134+0.404j | 0.134+0.404j | 1.522+1.188j | 12.207 | -2.357 | -2.357 | -2.357 | 12.207 | -2.357 | -2.357 | -2.357 | 12.207 |  | no
bal_3P_477AL_1/0AA(N) |  | oh_cond_477_MCM_AL | oh_cond_477_MCM_AL | oh_cond_477_MCM_AL | oh_cond_1/0_AAAC |  | 0.399+1.097j | 0.201+0.467j | 0.201+0.467j | 0.201+0.467j | 0.399+1.097j | 0.201+0.467j | 0.201+0.467j | 0.201+0.467j | 0.399+1.097j | 14.9 | -3.306 | -3.306 | -3.306 | 14.9 | -3.306 | -3.306 | -3.306 | 14.9 |  | no
bal_3P_477AL_2AC(N) |  | oh_cond_477_MCM_AL | oh_cond_477_MCM_AL | oh_cond_477_MCM_AL | oh_cond_2_ACSR |  | 0.433+1.172j | 0.235+0.543j | 0.235+0.543j | 0.235+0.543j | 0.433+1.172j | 0.235+0.543j | 0.235+0.543j | 0.235+0.543j | 0.433+1.172j | 14.885 | -3.32 | -3.32 | -3.32 | 14.885 | -3.32 | -3.32 | -3.32 | 14.885 |  | no
bal_3P_477AL_4/0AA(N) |  | oh_cond_477_MCM_AL | oh_cond_477_MCM_AL | oh_cond_477_MCM_AL | oh_cond_4/0_AAAC |  | 0.332+1.031j | 0.134+0.402j | 0.134+0.402j | 0.134+0.402j | 0.332+1.031j | 0.134+0.402j | 0.134+0.402j | 0.134+0.402j | 0.332+1.031j | 14.927 | -3.279 | -3.279 | -3.279 | 14.927 | -3.279 | -3.279 | -3.279 | 14.927 |  | no
bal_3P_477AL_4/0AL(N) |  | oh_cond_477_MCM_AL | oh_cond_477_MCM_AL | oh_cond_477_MCM_AL | oh_cond_4/0_AL |  | 0.332+1.034j | 0.134+0.404j | 0.134+0.404j | 0.134+0.404j | 0.332+1.034j | 0.134+0.404j | 0.134+0.404j | 0.134+0.404j | 0.332+1.034j | 14.921 | -3.285 | -3.285 | -3.285 | 14.921 | -3.285 | -3.285 | -3.285 | 14.921 |  | no
bal_3P_WYECUST |  | oh_cond_2/0_CU | oh_cond_2/0_CU | oh_cond_2/0_CU | oh_cond_3_#7_CWD_30% |  | 0.66+1.378j | 0.22+0.666j | 0.22+0.666j | 0.22+0.666j | 0.66+1.378j | 0.22+0.666j | 0.22+0.666j | 0.22+0.666j | 0.66+1.378j | 13.24 | -2.712 | -2.712 | -2.712 | 13.24 | -2.712 | -2.712 | -2.712 | 13.24 |  | no
unb_TAPWIRE_OH |  | oh_cond_WP-4/0-CU | oh_cond_WP-4/0-CU | oh_cond_WP-4/0-CU | oh_cond_WP-4/0-CU |  | 0.365+1.097j | 0.093+0.433j | 0.094+0.34j | 0.093+0.433j | 0.368+1.078j | 0.095+0.401j | 0.094+0.34j | 0.095+0.401j | 0.368+1.077j | 14.911 | -4.341 | -1.953 | -4.341 | 15.781 | -3.724 | -1.953 | -3.724 | 14.818 |  | no
und_3P_4/0ALURD_4/0AL(N) |  | und_cond_3P_4/0ALURD_4/0AL(N) | und_cond_3P_4/0ALURD_4/0AL(N) | und_cond_3P_4/0ALURD_4/0AL(N) |  |  | 0.54+0.256j | 0.113-0.045j | 0.113-0.045j | 0.113-0.045j | 0.54+0.256j | 0.113-0.045j | 0.113-0.045j | 0.113-0.045j | 0.54+0.256j | 617.704 | 0 | 0 | 0 | 617.704 | 0 | 0 | 0 | 617.704 |  | no
und_3P_500CUURD_500CU(N) |  | und_cond_3P_500CUURD_500CU(N) | und_cond_3P_500CUURD_500CU(N) | und_cond_3P_500CUURD_500CU(N) |  |  | 0.202+0.249j | 0.032+0.017j | 0.032+0.017j | 0.032+0.017j | 0.202+0.249j | 0.032+0.017j | 0.032+0.017j | 0.032+0.017j | 0.202+0.249j | 878.925 | 0 | 0 | 0 | 878.925 | 0 | 0 | 0 | 878.925 |  | no
und_3P_WYECUST |  | und_cond_3P_WYECUST | und_cond_3P_WYECUST | und_cond_3P_WYECUST |  |  | 0.179+0.233j | 0.061-0.024j | 0.061-0.024j | 0.061-0.024j | 0.179+0.233j | 0.061-0.024j | 0.061-0.024j | 0.061-0.024j | 0.179+0.233j | 324.124 | 0 | 0 | 0 | 324.124 | 0 | 0 | 0 | 324.124 |  | no
und_TAPWIRE_UG |  | und_cond_TAPWIRE_UG | und_cond_TAPWIRE_UG | und_cond_TAPWIRE_UG |  |  | 0.001+0.001j | 0.0+0.0j | 0.0+0.0j | 0.0+0.0j | 0.001+0.001j | 0.0+0.0j | 0.0+0.0j | 0.0+0.0j | 0.001+0.001j | 0 | 0 | 0 | 0 | 0 | 0 | 0 | 0 | 0 |  | no

## load
data_type | static
owner_type | feeder
owner | 8108301
object | load
name | groupid | parent | bustype | phases | nominal_voltage | load_class | constant_power_A | constant_power_B | constant_power_C | constant_current_A | constant_current_B | constant_current_C | constant_impedance_A | constant_impedance_B | constant_impedance_C | base_power_A | base_power_B | base_power_C | power_pf_A | power_pf_B | power_pf_C | current_pf_A | current_pf_B | current_pf_C | impedance_pf_A | impedance_pf_B | impedance_pf_C | power_fraction_A | power_fraction_B | power_fraction_C | current_fraction_A | current_fraction_B | current_fraction_C | impedance_fraction_A | impedance_fraction_B | impedance_fraction_C | dcircuit | selected | monitored | monitored_fields | class_monitored_fields | played | played_fields | base_kw_A | base_kw_B | base_kw_C | kw_A | kw_B | kw_C | comments | critical_load | dem_resp_lb | dem_resp_ub | dem_resp_shortage_cost | dem_resp_surplus_cost | num_customers
load_220330887 |  | node_1399610_463_15298780_32 |  | AN | 0 | NonResidential | 54835.2+23359.697j | 0 | 0 | 0 | 0 | 0 | [24 empty] | 8108301 | no | no |  |  | no |  | 0 | 0 | 0 | 0 | 0 | 0 |  | 1 | 1 | 1 | 0 | 0 | 0
load_220330888 |  | node_1399457_75_15298967_091 |  | AN | 0 | NonResidential | 1000+425.998j | 0 | 0 | 0 | 0 | 0 | [24 empty] | 8108301 | no | no |  |  | no |  | 0 | 0 | 0 | 0 | 0 | 0 |  | 1 | 1 | 1 | 0 | 0 | 0
load_220330889 |  | node_1399442_083_15299206_243 |  | AN | 0 | Residential | 33840+14415.78j | 0 | 0 | 0 | 0 | 0 | [24 empty] | 8108301 | no | no |  |  | no |  | 0 | 0 | 0 | 0 | 0 | 0 |  | 1 | 1 | 1 | 0 | 0 | 0
load_220330890 |  | node_1399445_63_15299647_598 |  | AN | 0 | NonResidential | 17666.667+7525.969j | 0 | 0 | 0 | 0 | 0 | [24 empty] | 8108301 | no | no |  |  | no |  | 0 | 0 | 0 | 0 | 0 | 0 |  | 1 | 1 | 1 | 0 | 0 | 0
load_220330891 |  | node_1399439_737_15299672_973 |  | BN | 0 | NonResidential | 0 | 17666.667+7525.969j | 0 | 0 | 0 | 0 | [24 empty] | 8108301 | no | no |  |  | no |  | 0 | 0 | 0 | 0 | 0 | 0 |  | 1 | 1 | 1 | 0 | 0 | 0
load_220330892 |  | node_1399446_423_15299620_999 |  | CN | 0 | NonResidential | 0 | 0 | 17666.667+7525.969j | 0 | 0 | 0 | [24 empty] | 8108301 | no | no |  |  | no |  | 0 | 0 | 0 | 0 | 0 | 0 |  | 1 | 1 | 1 | 0 | 0 | 0
load_220330924 |  | node_1399100_343_15299929_018 |  | BN | 0 | Other | 0 | 0 | 0 | 0 | 0 | 0 | [24 empty] | 8108301 | no | no |  |  | no |  | 0 | 0 | 0 | 0 | 0 | 0 |  | 1 | 1 | 1 | 0 | 0 | 0
load_220330925 |  | node_1399098_237_15299954_201 |  | AN | 0 | Other | 0 | 0 | 0 | 0 | 0 | 0 | [24 empty] | 8108301 | no | no |  |  | no |  | 0 | 0 | 0 | 0 | 0 | 0 |  | 1 | 1 | 1 | 0 | 0 | 0
load_220330926 |  | node_1398991_773_15300048_918 |  | AN | 0 | NonResidential | 666.667+283.999j | 0 | 0 | 0 | 0 | 0 | [24 empty] | 8108301 | no | no |  |  | no |  | 0 | 0 | 0 | 0 | 0 | 0 |  | 1 | 1 | 1 | 0 | 0 | 0
load_220330927 |  | node_1398990_814_15300058_379 |  | BN | 0 | NonResidential | 0 | 666.667+283.999j | 0 | 0 | 0 | 0 | [24 empty] | 8108301 | no | no |  |  | no |  | 0 | 0 | 0 | 0 | 0 | 0 |  | 1 | 1 | 1 | 0 | 0 | 0
load_220330928 |  | node_1398991_408_15300037_474 |  | CN | 0 | NonResidential | 0 | 0 | 666.667+283.999j | 0 | 0 | 0 | [24 empty] | 8108301 | no | no |  |  | no |  | 0 | 0 | 0 | 0 | 0 | 0 |  | 1 | 1 | 1 | 0 | 0 | 0
load_220330931 |  | node_1399092_355_15300602_788 |  | AN | 0 | NonResidential | 4666.667+1987.992j | 0 | 0 | 0 | 0 | 0 | [24 empty] | 8108301 | no | no |  |  | no |  | 0 | 0 | 0 | 0 | 0 | 0 |  | 1 | 1 | 1 | 0 | 0 | 0
load_220330932 |  | node_1399089_725_15300629_158 |  | BN | 0 | NonResidential | 0 | 4666.667+1987.992j | 0 | 0 | 0 | 0 | [24 empty] | 8108301 | no | no |  |  | no |  | 0 | 0 | 0 | 0 | 0 | 0 |  | 1 | 1 | 1 | 0 | 0 | 0
load_220330933 |  | node_1399089_809_15300576_36 |  | CN | 0 | NonResidential | 0 | 0 | 4666.667+1987.992j | 0 | 0 | 0 | [24 empty] | 8108301 | no | no |  |  | no |  | 0 | 0 | 0 | 0 | 0 | 0 |  | 1 | 1 | 1 | 0 | 0 | 0
load_220331231 |  | node_1399892_589_15299343_506 |  | AN | 0 | NonResidential | 106552.8+45391.303j | 0 | 0 | 0 | 0 | 0 | [24 empty] | 8108301 | no | no |  |  | no |  | 0 | 0 | 0 | 0 | 0 | 0 |  | 1 | 1 | 1 | 0 | 0 | 0
load_220331232 |  | node_1399403_531_15298716_716 |  | AN | 0 | NonResidential | 1000+425.998j | 0 | 0 | 0 | 0 | 0 | [24 empty] | 8108301 | no | no |  |  | no |  | 0 | 0 | 0 | 0 | 0 | 0 |  | 1 | 1 | 1 | 0 | 0 | 0
load_220331233 |  | node_1399631_404_15298651_119 |  | AN | 0 | Residential | 9093.6+3873.857j | 0 | 0 | 0 | 0 | 0 | [24 empty] | 8108301 | no | no |  |  | no |  | 0 | 0 | 0 | 0 | 0 | 0 |  | 1 | 1 | 1 | 0 | 0 | 0
load_220331234 |  | node_1399770_924_15298599_148 |  | AN | 0 | Residential | 3855.6+1642.479j | 0 | 0 | 0 | 0 | 0 | [24 empty] | 8108301 | no | no |  |  | no |  | 0 | 0 | 0 | 0 | 0 | 0 |  | 1 | 1 | 1 | 0 | 0 | 0
load_220331235 |  | node_1399789_851_15298607_236 |  | AN | 0 | NonResidential | 17000+7241.97j | 0 | 0 | 0 | 0 | 0 | [24 empty] | 8108301 | no | no |  |  | no |  | 0 | 0 | 0 | 0 | 0 | 0 |  | 1 | 1 | 1 | 0 | 0 | 0
load_220331236 |  | node_1400016_311_15298793_96 |  | AN | 0 | NonResidential | 1000+425.998j | 0 | 0 | 0 | 0 | 0 | [24 empty] | 8108301 | no | no |  |  | no |  | 0 | 0 | 0 | 0 | 0 | 0 |  | 1 | 1 | 1 | 0 | 0 | 0
load_220331237 |  | node_1400185_235_15298958_662 |  | AN | 0 | NonResidential | 4000+1703.993j | 0 | 0 | 0 | 0 | 0 | [24 empty] | 8108301 | no | no |  |  | no |  | 0 | 0 | 0 | 0 | 0 | 0 |  | 1 | 1 | 1 | 0 | 0 | 0
load_220331238 |  | node_1399137_695_15299745_841 |  | AN | 0 | NonResidential | 209000+89033.627j | 0 | 0 | 0 | 0 | 0 | [24 empty] | 8108301 | no | no |  |  | no |  | 0 | 0 | 0 | 0 | 0 | 0 |  | 1 | 1 | 1 | 0 | 0 | 0
load_220331239 |  | node_1399117_927_15299743_642 |  | AN | 0 | NonResidential | 209000+89033.627j | 0 | 0 | 0 | 0 | 0 | [24 empty] | 8108301 | no | no |  |  | no |  | 0 | 0 | 0 | 0 | 0 | 0 |  | 1 | 1 | 1 | 0 | 0 | 0
load_220331240 |  | node_1399467_377_15299785_163 |  | AN | 0 | NonResidential | 26333.333+11217.953j | 0 | 0 | 0 | 0 | 0 | [24 empty] | 8108301 | no | no |  |  | no |  | 0 | 0 | 0 | 0 | 0 | 0 |  | 1 | 1 | 1 | 0 | 0 | 0
load_220331241 |  | node_1399485_759_15299795_292 |  | BN | 0 | Residential | 0 | 1382.4+588.9j | 0 | 0 | 0 | 0 | [24 empty] | 8108301 | no | no |  |  | no |  | 0 | 0 | 0 | 0 | 0 | 0 |  | 1 | 1 | 1 | 0 | 0 | 0
load_220331242 |  | node_1399447_699_15299781_753 |  | CN | 0 | Residential | 0 | 0 | 1382.4+588.9j | 0 | 0 | 0 | [24 empty] | 8108301 | no | no |  |  | no |  | 0 | 0 | 0 | 0 | 0 | 0 |  | 1 | 1 | 1 | 0 | 0 | 0
load_220331243 |  | node_1399652_091_15299848_179 |  | AN | 0 | NonResidential | 14333.333+6105.974j | 0 | 0 | 0 | 0 | 0 | [24 empty] | 8108301 | no | no |  |  | no |  | 0 | 0 | 0 | 0 | 0 | 0 |  | 1 | 1 | 1 | 0 | 0 | 0
load_220331244 |  | node_1399651_635_15299821_555 |  | BN | 0 | NonResidential | 0 | 14333.333+6105.974j | 0 | 0 | 0 | 0 | [24 empty] | 8108301 | no | no |  |  | no |  | 0 | 0 | 0 | 0 | 0 | 0 |  | 1 | 1 | 1 | 0 | 0 | 0
load_220331245 |  | node_1399656_324_15299795_723 |  | CN | 0 | NonResidential | 0 | 0 | 14333.333+6105.974j | 0 | 0 | 0 | [24 empty] | 8108301 | no | no |  |  | no |  | 0 | 0 | 0 | 0 | 0 | 0 |  | 1 | 1 | 1 | 0 | 0 | 0
load_220331246 |  | node_1399949_619_15299649_093 |  | AN | 0 | Residential | 47160+20090.076j | 0 | 0 | 0 | 0 | 0 | [24 empty] | 8108301 | no | no |  |  | no |  | 0 | 0 | 0 | 0 | 0 | 0 |  | 1 | 1 | 1 | 0 | 0 | 0
load_220331247 |  | node_1400289_021_15299465_949 |  | AN | 0 | Residential | 27990+11923.69j | 0 | 0 | 0 | 0 | 0 | [24 empty] | 8108301 | no | no |  |  | no |  | 0 | 0 | 0 | 0 | 0 | 0 |  | 1 | 1 | 1 | 0 | 0 | 0
load_220331248 |  | node_1400267_76_15299469_637 |  | AN | 0 | NonResidential | 176.4+75.146j | 0 | 0 | 0 | 0 | 0 | [24 empty] | 8108301 | no | no |  |  | no |  | 0 | 0 | 0 | 0 | 0 | 0 |  | 1 | 1 | 1 | 0 | 0 | 0
load_220331250 |  | node_1398760_887_15300334_858 |  | AN | 0 | Other | 0 | 0 | 0 | 0 | 0 | 0 | [24 empty] | 8108301 | no | no |  |  | no |  | 0 | 0 | 0 | 0 | 0 | 0 |  | 1 | 1 | 1 | 0 | 0 | 0
load_220331251 |  | node_1398756_3_15300360_724 |  | BN | 0 | Other | 0 | 0 | 0 | 0 | 0 | 0 | [24 empty] | 8108301 | no | no |  |  | no |  | 0 | 0 | 0 | 0 | 0 | 0 |  | 1 | 1 | 1 | 0 | 0 | 0
load_220331252 |  | node_1398760_327_15300308_237 |  | CN | 0 | Other | 0 | 0 | 0 | 0 | 0 | 0 | [24 empty] | 8108301 | no | no |  |  | no |  | 0 | 0 | 0 | 0 | 0 | 0 |  | 1 | 1 | 1 | 0 | 0 | 0
load_220331253 |  | node_1398785_847_15301367_489 |  | AN | 0 | NonResidential | 69333.333+29535.876j | 0 | 0 | 0 | 0 | 0 | [24 empty] | 8108301 | no | no |  |  | no |  | 0 | 0 | 0 | 0 | 0 | 0 |  | 1 | 1 | 1 | 0 | 0 | 0
load_220331254 |  | node_1398805_671_15301367_405 |  | BN | 0 | NonResidential | 0 | 69333.333+29535.876j | 0 | 0 | 0 | 0 | [24 empty] | 8108301 | no | no |  |  | no |  | 0 | 0 | 0 | 0 | 0 | 0 |  | 1 | 1 | 1 | 0 | 0 | 0
load_220331255 |  | node_1398766_748_15301374_463 |  | CN | 0 | NonResidential | 0 | 0 | 69333.333+29535.876j | 0 | 0 | 0 | [24 empty] | 8108301 | no | no |  |  | no |  | 0 | 0 | 0 | 0 | 0 | 0 |  | 1 | 1 | 1 | 0 | 0 | 0
load_220331256 |  | node_1398556_5_15300107_093 |  | AN | 0 | NonResidential | 0 | 0 | 0 | 0 | 0 | 0 | [24 empty] | 8108301 | no | no |  |  | no |  | 0 | 0 | 0 | 0 | 0 | 0 |  | 1 | 1 | 1 | 0 | 0 | 0
load_220331257 |  | node_1398576_105_15300111_217 |  | BN | 0 | NonResidential | 0 | 0 | 0 | 0 | 0 | 0 | [24 empty] | 8108301 | no | no |  |  | no |  | 0 | 0 | 0 | 0 | 0 | 0 |  | 1 | 1 | 1 | 0 | 0 | 0
load_220331258 |  | node_1398536_8_15300109_917 |  | CN | 0 | NonResidential | 0 | 0 | 0 | 0 | 0 | 0 | [24 empty] | 8108301 | no | no |  |  | no |  | 0 | 0 | 0 | 0 | 0 | 0 |  | 1 | 1 | 1 | 0 | 0 | 0
load_220331259 |  | node_1398233_538_15300947_736 |  | AN | 0 | Residential | 51033.6+21740.223j | 0 | 0 | 0 | 0 | 0 | [24 empty] | 8108301 | no | no |  |  | no |  | 0 | 0 | 0 | 0 | 0 | 0 |  | 1 | 1 | 1 | 0 | 0 | 0
load_220331260 |  | node_1398287_085_15301200_416 |  | AN | 0 | Residential | 345.6+147.225j | 0 | 0 | 0 | 0 | 0 | [24 empty] | 8108301 | no | no |  |  | no |  | 0 | 0 | 0 | 0 | 0 | 0 |  | 1 | 1 | 1 | 0 | 0 | 0
load_220331261 |  | node_1398285_559_15301226_951 |  | AN | 0 | Residential | 345.6+147.225j | 0 | 0 | 0 | 0 | 0 | [24 empty] | 8108301 | no | no |  |  | no |  | 0 | 0 | 0 | 0 | 0 | 0 |  | 1 | 1 | 1 | 0 | 0 | 0
load_220331262 |  | node_1398290_975_15301324_317 |  | AN | 0 | Residential | 6844.8+2915.873j | 0 | 0 | 0 | 0 | 0 | [24 empty] | 8108301 | no | no |  |  | no |  | 0 | 0 | 0 | 0 | 0 | 0 |  | 1 | 1 | 1 | 0 | 0 | 0
load_220331263 |  | node_1398288_972_15301350_79 |  | BN | 0 | NonResidential | 0 | 666.667+283.999j | 0 | 0 | 0 | 0 | [24 empty] | 8108301 | no | no |  |  | no |  | 0 | 0 | 0 | 0 | 0 | 0 |  | 1 | 1 | 1 | 0 | 0 | 0
load_220331264 |  | node_1398287_807_15301298_005 |  | CN | 0 | Residential | 0 | 0 | 6844.8+2915.873j | 0 | 0 | 0 | [24 empty] | 8108301 | no | no |  |  | no |  | 0 | 0 | 0 | 0 | 0 | 0 |  | 1 | 1 | 1 | 0 | 0 | 0
load_220331265 |  | node_1398249_522_15301688_004 |  | CN | 0 | NonResidential | 0 | 0 | 8666.667+3691.985j | 0 | 0 | 0 | [24 empty] | 8108301 | no | no |  |  | no |  | 0 | 0 | 0 | 0 | 0 | 0 |  | 1 | 1 | 1 | 0 | 0 | 0
load_220331266 |  | node_1398210_287_15301690_889 |  | AN | 0 | NonResidential | 8666.667+3691.985j | 0 | 0 | 0 | 0 | 0 | [24 empty] | 8108301 | no | no |  |  | no |  | 0 | 0 | 0 | 0 | 0 | 0 |  | 1 | 1 | 1 | 0 | 0 | 0
load_220331267 |  | node_1398230_062_15301692_917 |  | BN | 0 | NonResidential | 0 | 8666.667+3691.985j | 0 | 0 | 0 | 0 | [24 empty] | 8108301 | no | no |  |  | no |  | 0 | 0 | 0 | 0 | 0 | 0 |  | 1 | 1 | 1 | 0 | 0 | 0
load_220331268 |  | node_1398234_137_15299987_611 |  | AN | 0 | NonResidential | 12333.333+5253.978j | 0 | 0 | 0 | 0 | 0 | [24 empty] | 8108301 | no | no |  |  | no |  | 0 | 0 | 0 | 0 | 0 | 0 |  | 1 | 1 | 1 | 0 | 0 | 0
load_220331269 |  | node_1398232_638_15300014_149 |  | BN | 0 | NonResidential | 0 | 12333.333+5253.978j | 0 | 0 | 0 | 0 | [24 empty] | 8108301 | no | no |  |  | no |  | 0 | 0 | 0 | 0 | 0 | 0 |  | 1 | 1 | 1 | 0 | 0 | 0
load_220331270 |  | node_1398230_469_15299961_413 |  | CN | 0 | NonResidential | 0 | 0 | 12333.333+5253.978j | 0 | 0 | 0 | [24 empty] | 8108301 | no | no |  |  | no |  | 0 | 0 | 0 | 0 | 0 | 0 |  | 1 | 1 | 1 | 0 | 0 | 0
load_220331271 |  | node_1398183_773_15300341_481 |  | AN | 0 | Residential | 74044.8+31542.953j | 0 | 0 | 0 | 0 | 0 | [24 empty] | 8108301 | no | no |  |  | no |  | 0 | 0 | 0 | 0 | 0 | 0 |  | 1 | 1 | 1 | 0 | 0 | 0
load_220331272 |  | node_1398399_198_15300562_962 |  | AN | 0 | NonResidential | 4000+1703.993j | 0 | 0 | 0 | 0 | 0 | [24 empty] | 8108301 | no | no |  |  | no |  | 0 | 0 | 0 | 0 | 0 | 0 |  | 1 | 1 | 1 | 0 | 0 | 0
load_220331273 |  | node_1398398_234_15300589_55 |  | BN | 0 | NonResidential | 0 | 4000+1703.993j | 0 | 0 | 0 | 0 | [24 empty] | 8108301 | no | no |  |  | no |  | 0 | 0 | 0 | 0 | 0 | 0 |  | 1 | 1 | 1 | 0 | 0 | 0
load_220331274 |  | node_1398395_004_15300536_902 |  | CN | 0 | NonResidential | 0 | 0 | 4000+1703.993j | 0 | 0 | 0 | [24 empty] | 8108301 | no | no |  |  | no |  | 0 | 0 | 0 | 0 | 0 | 0 |  | 1 | 1 | 1 | 0 | 0 | 0
load_220332970 |  | node_1398988_727_15299319_819 |  | AN | 0 | Residential | 31068+13234.913j | 0 | 0 | 0 | 0 | 0 | [24 empty] | 8108301 | no | no |  |  | no |  | 0 | 0 | 0 | 0 | 0 | 0 |  | 1 | 1 | 1 | 0 | 0 | 0
load_220332971 |  | node_1398977_474_15298934_844 |  | AN | 0 | Residential | 15739.2+6704.871j | 0 | 0 | 0 | 0 | 0 | [24 empty] | 8108301 | no | no |  |  | no |  | 0 | 0 | 0 | 0 | 0 | 0 |  | 1 | 1 | 1 | 0 | 0 | 0
load_220332972 |  | node_1398981_117_15298908_701 |  | AN | 0 | NonResidential | 18500+7880.967j | 0 | 0 | 0 | 0 | 0 | [24 empty] | 8108301 | no | no |  |  | no |  | 0 | 0 | 0 | 0 | 0 | 0 |  | 1 | 1 | 1 | 0 | 0 | 0
load_220332973 |  | node_1399057_574_15299630_488 |  | AN | 0 | NonResidential | 22000+9371.961j | 0 | 0 | 0 | 0 | 0 | [24 empty] | 8108301 | no | no |  |  | no |  | 0 | 0 | 0 | 0 | 0 | 0 |  | 1 | 1 | 1 | 0 | 0 | 0
load_220332977 |  | node_1399161_001_15298573_044 |  | AN | 0 | NonResidential | 158.4+67.478j | 0 | 0 | 0 | 0 | 0 | [24 empty] | 8108301 | no | no |  |  | no |  | 0 | 0 | 0 | 0 | 0 | 0 |  | 1 | 1 | 1 | 0 | 0 | 0
load_220332999 |  | node_1398071_898_15299912_86 |  | CN | 0 | NonResidential | 0 | 0 | 36666.667+15619.935j | 0 | 0 | 0 | [24 empty] | 8108301 | no | no |  |  | no |  | 0 | 0 | 0 | 0 | 0 | 0 |  | 1 | 1 | 1 | 0 | 0 | 0
load_220333000 |  | node_1398053_202_15299914_789 |  | BN | 0 | NonResidential | 0 | 36666.667+15619.935j | 0 | 0 | 0 | 0 | [24 empty] | 8108301 | no | no |  |  | no |  | 0 | 0 | 0 | 0 | 0 | 0 |  | 1 | 1 | 1 | 0 | 0 | 0
load_220333001 |  | node_1398033_161_15299911_531 |  | AN | 0 | NonResidential | 36666.667+15619.935j | 0 | 0 | 0 | 0 | 0 | [24 empty] | 8108301 | no | no |  |  | no |  | 0 | 0 | 0 | 0 | 0 | 0 |  | 1 | 1 | 1 | 0 | 0 | 0
load_220333002 |  | node_1398386_112_15299792_336 |  | AN | 0 | Residential | 78350.4+33377.131j | 0 | 0 | 0 | 0 | 0 | [24 empty] | 8108301 | no | no |  |  | no |  | 0 | 0 | 0 | 0 | 0 | 0 |  | 1 | 1 | 1 | 0 | 0 | 0
load_220338748 |  | node_1398676_348_15303627_105 |  | AN | 0 | Residential | 71128.8+30300.742j | 0 | 0 | 0 | 0 | 0 | [24 empty] | 8108301 | no | no |  |  | no |  | 0 | 0 | 0 | 0 | 0 | 0 |  | 1 | 1 | 1 | 0 | 0 | 0
load_220338749 |  | node_1398423_523_15302861_831 |  | AN | 0 | NonResidential | 5666.667+2413.99j | 0 | 0 | 0 | 0 | 0 | [24 empty] | 8108301 | no | no |  |  | no |  | 0 | 0 | 0 | 0 | 0 | 0 |  | 1 | 1 | 1 | 0 | 0 | 0
load_220338750 |  | node_1398422_973_15302846_233 |  | BN | 0 | NonResidential | 0 | 5666.667+2413.99j | 0 | 0 | 0 | 0 | [24 empty] | 8108301 | no | no |  |  | no |  | 0 | 0 | 0 | 0 | 0 | 0 |  | 1 | 1 | 1 | 0 | 0 | 0
load_220338751 |  | node_1398423_389_15302826_448 |  | CN | 0 | NonResidential | 0 | 0 | 5666.667+2413.99j | 0 | 0 | 0 | [24 empty] | 8108301 | no | no |  |  | no |  | 0 | 0 | 0 | 0 | 0 | 0 |  | 1 | 1 | 1 | 0 | 0 | 0
load_220338752 |  | node_1399444_315_15303282_995 |  | AN | 0 | Residential | 52848+22513.154j | 0 | 0 | 0 | 0 | 0 | [24 empty] | 8108301 | no | no |  |  | no |  | 0 | 0 | 0 | 0 | 0 | 0 |  | 1 | 1 | 1 | 0 | 0 | 0
load_220338753 |  | node_1399231_483_15302729_764 |  | AN | 0 | Residential | 33213.6+14148.934j | 0 | 0 | 0 | 0 | 0 | [24 empty] | 8108301 | no | no |  |  | no |  | 0 | 0 | 0 | 0 | 0 | 0 |  | 1 | 1 | 1 | 0 | 0 | 0
load_220338754 |  | node_1399582_739_15302920_287 |  | AN | 0 | Residential | 34567.2+14725.566j | 0 | 0 | 0 | 0 | 0 | [24 empty] | 8108301 | no | no |  |  | no |  | 0 | 0 | 0 | 0 | 0 | 0 |  | 1 | 1 | 1 | 0 | 0 | 0
load_220338755 |  | node_1400186_824_15302965_182 |  | AN | 0 | Residential | 82231.2+35030.345j | 0 | 0 | 0 | 0 | 0 | [24 empty] | 8108301 | no | no |  |  | no |  | 0 | 0 | 0 | 0 | 0 | 0 |  | 1 | 1 | 1 | 0 | 0 | 0
load_220338756 |  | node_1400474_479_15303052_114 |  | AN | 0 | Residential | 33170.4+14130.531j | 0 | 0 | 0 | 0 | 0 | [24 empty] | 8108301 | no | no |  |  | no |  | 0 | 0 | 0 | 0 | 0 | 0 |  | 1 | 1 | 1 | 0 | 0 | 0
load_220338758 |  | node_1401106_557_15303170_639 |  | AN | 0 | Residential | 28843.2+12287.152j | 0 | 0 | 0 | 0 | 0 | [24 empty] | 8108301 | no | no |  |  | no |  | 0 | 0 | 0 | 0 | 0 | 0 |  | 1 | 1 | 1 | 0 | 0 | 0
load_220338759 |  | node_1401469_023_15303214_978 |  | AN | 0 | NonResidential | 72+30.672j | 0 | 0 | 0 | 0 | 0 | [24 empty] | 8108301 | no | no |  |  | no |  | 0 | 0 | 0 | 0 | 0 | 0 |  | 1 | 1 | 1 | 0 | 0 | 0
load_220338760 |  | node_1401929_931_15303459_367 |  | AN | 0 | NonResidential | 2541.6+1082.717j | 0 | 0 | 0 | 0 | 0 | [24 empty] | 8108301 | no | no |  |  | no |  | 0 | 0 | 0 | 0 | 0 | 0 |  | 1 | 1 | 1 | 0 | 0 | 0
load_220338761 |  | node_1402027_238_15302449_446 |  | AN | 0 | NonResidential | 1418.4+604.236j | 0 | 0 | 0 | 0 | 0 | [24 empty] | 8108301 | no | no |  |  | no |  | 0 | 0 | 0 | 0 | 0 | 0 |  | 1 | 1 | 1 | 0 | 0 | 0
load_220338762 |  | node_1402078_864_15303714_091 |  | AN | 0 | NonResidential | 597.6+254.577j | 0 | 0 | 0 | 0 | 0 | [24 empty] | 8108301 | no | no |  |  | no |  | 0 | 0 | 0 | 0 | 0 | 0 |  | 1 | 1 | 1 | 0 | 0 | 0
load_220338763 |  | node_1402245_242_15304944_843 |  | AN | 0 | NonResidential | 5169.6+2202.24j | 0 | 0 | 0 | 0 | 0 | [24 empty] | 8108301 | no | no |  |  | no |  | 0 | 0 | 0 | 0 | 0 | 0 |  | 1 | 1 | 1 | 0 | 0 | 0
load_220338764 |  | node_1402382_519_15305400_942 |  | AN | 0 | Residential | 7005.6+2984.373j | 0 | 0 | 0 | 0 | 0 | [24 empty] | 8108301 | no | no |  |  | no |  | 0 | 0 | 0 | 0 | 0 | 0 |  | 1 | 1 | 1 | 0 | 0 | 0
load_220338765 |  | node_1398566_224_15302825_072 |  | AN | 0 | Residential | 9122.4+3886.126j | 0 | 0 | 0 | 0 | 0 | [24 empty] | 8108301 | no | no |  |  | no |  | 0 | 0 | 0 | 0 | 0 | 0 |  | 1 | 1 | 1 | 0 | 0 | 0
load_220338766 |  | node_1398932_236_15303074_399 |  | AN | 0 | Residential | 39168+16685.498j | 0 | 0 | 0 | 0 | 0 | [24 empty] | 8108301 | no | no |  |  | no |  | 0 | 0 | 0 | 0 | 0 | 0 |  | 1 | 1 | 1 | 0 | 0 | 0
load_220338767 |  | node_1398927_846_15303682_261 |  | AN | 0 | Residential | 51220.8+21819.969j | 0 | 0 | 0 | 0 | 0 | [24 empty] | 8108301 | no | no |  |  | no |  | 0 | 0 | 0 | 0 | 0 | 0 |  | 1 | 1 | 1 | 0 | 0 | 0
load_220338768 |  | node_1399232_529_15303387_768 |  | AN | 0 | Residential | 51012+21731.021j | 0 | 0 | 0 | 0 | 0 | [24 empty] | 8108301 | no | no |  |  | no |  | 0 | 0 | 0 | 0 | 0 | 0 |  | 1 | 1 | 1 | 0 | 0 | 0
load_220338769 |  | node_1399181_678_15303933_064 |  | AN | 0 | Residential | 95673.6+40756.783j | 0 | 0 | 0 | 0 | 0 | [24 empty] | 8108301 | no | no |  |  | no |  | 0 | 0 | 0 | 0 | 0 | 0 |  | 1 | 1 | 1 | 0 | 0 | 0
load_220338771 |  | node_1400222_062_15303701_996 |  | AN | 0 | Residential | 35906.4+15296.062j | 0 | 0 | 0 | 0 | 0 | [24 empty] | 8108301 | no | no |  |  | no |  | 0 | 0 | 0 | 0 | 0 | 0 |  | 1 | 1 | 1 | 0 | 0 | 0
load_220338772 |  | node_1400171_804_15303985_015 |  | AN | 0 | Residential | 21931.2+9342.652j | 0 | 0 | 0 | 0 | 0 | [24 empty] | 8108301 | no | no |  |  | no |  | 0 | 0 | 0 | 0 | 0 | 0 |  | 1 | 1 | 1 | 0 | 0 | 0
load_220340218 |  | node_1403223_697_15306497_409 |  | AN | 0 | NonResidential | 43084.8+18354.048j | 0 | 0 | 0 | 0 | 0 | [24 empty] | 8108301 | no | no |  |  | no |  | 0 | 0 | 0 | 0 | 0 | 0 |  | 1 | 1 | 1 | 0 | 0 | 0
load_220340220 |  | node_1403533_958_15305344_595 |  | AN | 0 | NonResidential | 72+30.672j | 0 | 0 | 0 | 0 | 0 | [24 empty] | 8108301 | no | no |  |  | no |  | 0 | 0 | 0 | 0 | 0 | 0 |  | 1 | 1 | 1 | 0 | 0 | 0
load_220340221 |  | node_1403020_819_15306221_5 |  | AN | 0 | NonResidential | 1000+425.998j | 0 | 0 | 0 | 0 | 0 | [24 empty] | 8108301 | no | no |  |  | no |  | 0 | 0 | 0 | 0 | 0 | 0 |  | 1 | 1 | 1 | 0 | 0 | 0
load_220340222 |  | node_1403811_044_15305372_46 |  | AN | 0 | Residential | 9712.8+4137.635j | 0 | 0 | 0 | 0 | 0 | [24 empty] | 8108301 | no | no |  |  | no |  | 0 | 0 | 0 | 0 | 0 | 0 |  | 1 | 1 | 1 | 0 | 0 | 0
load_220340223 |  | node_1404048_615_15305481_987 |  | AN | 0 | Residential | 2966.4+1263.681j | 0 | 0 | 0 | 0 | 0 | [24 empty] | 8108301 | no | no |  |  | no |  | 0 | 0 | 0 | 0 | 0 | 0 |  | 1 | 1 | 1 | 0 | 0 | 0
load_220340224 |  | node_1404459_504_15305505_933 |  | AN | 0 | Residential | 12362.4+5266.36j | 0 | 0 | 0 | 0 | 0 | [24 empty] | 8108301 | no | no |  |  | no |  | 0 | 0 | 0 | 0 | 0 | 0 |  | 1 | 1 | 1 | 0 | 0 | 0
load_220340225 |  | node_1404906_731_15305590_527 |  | AN | 0 | Residential | 16603.2+7072.934j | 0 | 0 | 0 | 0 | 0 | [24 empty] | 8108301 | no | no |  |  | no |  | 0 | 0 | 0 | 0 | 0 | 0 |  | 1 | 1 | 1 | 0 | 0 | 0
load_220340226 |  | node_1404931_228_15305958_748 |  | AN | 0 | Residential | 11246.4+4790.946j | 0 | 0 | 0 | 0 | 0 | [24 empty] | 8108301 | no | no |  |  | no |  | 0 | 0 | 0 | 0 | 0 | 0 |  | 1 | 1 | 1 | 0 | 0 | 0
load_220340227 |  | node_1405332_756_15305634_041 |  | AN | 0 | Residential | 5860.8+2496.69j | 0 | 0 | 0 | 0 | 0 | [24 empty] | 8108301 | no | no |  |  | no |  | 0 | 0 | 0 | 0 | 0 | 0 |  | 1 | 1 | 1 | 0 | 0 | 0
load_220340228 |  | node_1406112_159_15305506_315 |  | AN | 0 | Residential | 17827.2+7594.355j | 0 | 0 | 0 | 0 | 0 | [24 empty] | 8108301 | no | no |  |  | no |  | 0 | 0 | 0 | 0 | 0 | 0 |  | 1 | 1 | 1 | 0 | 0 | 0
load_220340229 |  | node_1406394_9_15305420_757 |  | AN | 0 | Residential | 4860+2070.351j | 0 | 0 | 0 | 0 | 0 | [24 empty] | 8108301 | no | no |  |  | no |  | 0 | 0 | 0 | 0 | 0 | 0 |  | 1 | 1 | 1 | 0 | 0 | 0
load_220340230 |  | node_1406665_845_15305334_084 |  | AN | 0 | Residential | 2916+1242.211j | 0 | 0 | 0 | 0 | 0 | [24 empty] | 8108301 | no | no |  |  | no |  | 0 | 0 | 0 | 0 | 0 | 0 |  | 1 | 1 | 1 | 0 | 0 | 0
load_220340231 |  | node_1406932_707_15305233_249 |  | AN | 0 | Residential | 8503.2+3622.348j | 0 | 0 | 0 | 0 | 0 | [24 empty] | 8108301 | no | no |  |  | no |  | 0 | 0 | 0 | 0 | 0 | 0 |  | 1 | 1 | 1 | 0 | 0 | 0
load_220340637 |  | node_1405088_848_15305361_194 |  | AN | 0 | Residential | 51336+21869.044j | 0 | 0 | 0 | 0 | 0 | [24 empty] | 8108301 | no | no |  |  | no |  | 0 | 0 | 0 | 0 | 0 | 0 |  | 1 | 1 | 1 | 0 | 0 | 0
load_220340638 |  | node_1405112_032_15304902_648 |  | AN | 0 | Residential | 7070.4+3011.978j | 0 | 0 | 0 | 0 | 0 | [24 empty] | 8108301 | no | no |  |  | no |  | 0 | 0 | 0 | 0 | 0 | 0 |  | 1 | 1 | 1 | 0 | 0 | 0
load_220340639 |  | node_1405045_396_15304730_699 |  | AN | 0 | Residential | 3686.4+1570.4j | 0 | 0 | 0 | 0 | 0 | [24 empty] | 8108301 | no | no |  |  | no |  | 0 | 0 | 0 | 0 | 0 | 0 |  | 1 | 1 | 1 | 0 | 0 | 0
load_220340640 |  | node_1405102_765_15304394_791 |  | AN | 0 | Residential | 21708+9247.569j | 0 | 0 | 0 | 0 | 0 | [24 empty] | 8108301 | no | no |  |  | no |  | 0 | 0 | 0 | 0 | 0 | 0 |  | 1 | 1 | 1 | 0 | 0 | 0
load_220340641 |  | node_1405117_407_15304066_746 |  | AN | 0 | Residential | 22399.2+9542.019j | 0 | 0 | 0 | 0 | 0 | [24 empty] | 8108301 | no | no |  |  | no |  | 0 | 0 | 0 | 0 | 0 | 0 |  | 1 | 1 | 1 | 0 | 0 | 0
load_220427946 |  | node_1399385_893_15300407_665 |  | AN | 0 | NonResidential | 30000+12779.946j | 0 | 0 | 0 | 0 | 0 | [24 empty] | 8108301 | no | no |  |  | no |  | 0 | 0 | 0 | 0 | 0 | 0 |  | 1 | 1 | 1 | 0 | 0 | 0
load_220429131 |  | node_1399348_302_15300530_316 |  | AN | 0 | NonResidential | 127333.333+54243.773j | 0 | 0 | 0 | 0 | 0 | [24 empty] | 8108301 | no | no |  |  | no |  | 0 | 0 | 0 | 0 | 0 | 0 |  | 1 | 1 | 1 | 0 | 0 | 0
load_220432731 |  | node_1405729_763_15305092_112 |  | AN | 0 | Residential | 16912.8+7204.823j | 0 | 0 | 0 | 0 | 0 | [24 empty] | 8108301 | no | no |  |  | no |  | 0 | 0 | 0 | 0 | 0 | 0 |  | 1 | 1 | 1 | 0 | 0 | 0
load_220433158 |  | node_1399328_503_15300531_53 |  | BN | 0 | NonResidential | 0 | 127333.333+54243.773j | 0 | 0 | 0 | 0 | [24 empty] | 8108301 | no | no |  |  | no |  | 0 | 0 | 0 | 0 | 0 | 0 |  | 1 | 1 | 1 | 0 | 0 | 0
load_220433159 |  | node_1399367_16_15300522_259 |  | CN | 0 | NonResidential | 0 | 0 | 127333.333+54243.773j | 0 | 0 | 0 | [24 empty] | 8108301 | no | no |  |  | no |  | 0 | 0 | 0 | 0 | 0 | 0 |  | 1 | 1 | 1 | 0 | 0 | 0
load_220434780 |  | node_1400755_41_15302893_723 |  | AN | 0 | Residential | 9151.2+3898.395j | 0 | 0 | 0 | 0 | 0 | [24 empty] | 8108301 | no | no |  |  | no |  | 0 | 0 | 0 | 0 | 0 | 0 |  | 1 | 1 | 1 | 0 | 0 | 0
load_220437210 |  | node_1399891_866_15299157_419 |  | AN | 0 | NonResidential | 242726.4+103401.013j | 0 | 0 | 0 | 0 | 0 | [24 empty] | 8108301 | no | no |  |  | no |  | 0 | 0 | 0 | 0 | 0 | 0 |  | 1 | 1 | 1 | 0 | 0 | 0
load_220543632 |  | node_1399495_536_15303478_438 |  | AN | 0 | Other | 0 | 0 | 0 | 0 | 0 | 0 | [24 empty] | 8108301 | no | no |  |  | no |  | 0 | 0 | 0 | 0 | 0 | 0 |  | 1 | 1 | 1 | 0 | 0 | 0
load_220596602 |  | node_1398592_763_15301105_041 |  | AN | 0 | NonResidential | 3000+1277.995j | 0 | 0 | 0 | 0 | 0 | [24 empty] | 8108301 | no | no |  |  | no |  | 0 | 0 | 0 | 0 | 0 | 0 |  | 1 | 1 | 1 | 0 | 0 | 0
load_220612063 |  | node_1398401_883_15298968_916 |  | AN | 0 | NonResidential | 3261.6+1389.436j | 0 | 0 | 0 | 0 | 0 | [24 empty] | 8108301 | no | no |  |  | no |  | 0 | 0 | 0 | 0 | 0 | 0 |  | 1 | 1 | 1 | 0 | 0 | 0
load_220625856 |  | node_1399324_939_15299490_31 |  | AN | 0 | NonResidential | 42000+17891.925j | 0 | 0 | 0 | 0 | 0 | [24 empty] | 8108301 | no | no |  |  | no |  | 0 | 0 | 0 | 0 | 0 | 0 |  | 1 | 1 | 1 | 0 | 0 | 0
load_220625857 |  | node_1399331_104_15299465_054 |  | BN | 0 | NonResidential | 0 | 42000+17891.925j | 0 | 0 | 0 | 0 | [24 empty] | 8108301 | no | no |  |  | no |  | 0 | 0 | 0 | 0 | 0 | 0 |  | 1 | 1 | 1 | 0 | 0 | 0
load_220625858 |  | node_1399323_861_15299516_889 |  | CN | 0 | NonResidential | 0 | 0 | 42000+17891.925j | 0 | 0 | 0 | [24 empty] | 8108301 | no | no |  |  | no |  | 0 | 0 | 0 | 0 | 0 | 0 |  | 1 | 1 | 1 | 0 | 0 | 0
load_220647696 |  | node_1398738_897_15300490_731 |  | AN | 0 | NonResidential | 24666.667+10507.956j | 0 | 0 | 0 | 0 | 0 | [24 empty] | 8108301 | no | no |  |  | no |  | 0 | 0 | 0 | 0 | 0 | 0 |  | 1 | 1 | 1 | 0 | 0 | 0
load_220647697 |  | node_1398742_58_15300438_196 |  | BN | 0 | NonResidential | 0 | 24666.667+10507.956j | 0 | 0 | 0 | 0 | [24 empty] | 8108301 | no | no |  |  | no |  | 0 | 0 | 0 | 0 | 0 | 0 |  | 1 | 1 | 1 | 0 | 0 | 0
load_220647700 |  | node_1398743_315_15300464_811 |  | CN | 0 | NonResidential | 0 | 0 | 24666.667+10507.956j | 0 | 0 | 0 | [24 empty] | 8108301 | no | no |  |  | no |  | 0 | 0 | 0 | 0 | 0 | 0 |  | 1 | 1 | 1 | 0 | 0 | 0
load_310013882 |  | node_1398039_926_15299465_224 |  | AN | 0 | NonResidential | 946000+402994.312j | 0 | 0 | 0 | 0 | 0 | [24 empty] | 8108301 | no | no |  |  | no |  | 0 | 0 | 0 | 0 | 0 | 0 |  | 1 | 1 | 1 | 0 | 0 | 0
load_310049245 |  | node_1399100_749_15299907_799 |  | CN | 0 | Other | 0 | 0 | 0 | 0 | 0 | 0 | [24 empty] | 8108301 | no | no |  |  | no |  | 0 | 0 | 0 | 0 | 0 | 0 |  | 1 | 1 | 1 | 0 | 0 | 0
load_310050325 |  | node_1398976_525_15300382_769 |  | AN | 0 | Residential | 10.8+4.601j | 0 | 0 | 0 | 0 | 0 | [24 empty] | 8108301 | no | no |  |  | no |  | 0 | 0 | 0 | 0 | 0 | 0 |  | 1 | 1 | 1 | 0 | 0 | 0
load_310050327 |  | node_1398977_334_15300361_262 |  | AN | 0 | NonResidential | 8000+3407.986j | 0 | 0 | 0 | 0 | 0 | [24 empty] | 8108301 | no | no |  |  | no |  | 0 | 0 | 0 | 0 | 0 | 0 |  | 1 | 1 | 1 | 0 | 0 | 0
load_311935024 |  | node_1398402_724_15300201_12 |  | AN | 0 | NonResidential | 5666.667+2413.99j | 0 | 0 | 0 | 0 | 0 | [24 empty] | 8108301 | no | no |  |  | no |  | 0 | 0 | 0 | 0 | 0 | 0 |  | 1 | 1 | 1 | 0 | 0 | 0
load_311935025 |  | node_1398400_039_15300191_179 |  | BN | 0 | NonResidential | 0 | 5666.667+2413.99j | 0 | 0 | 0 | 0 | [24 empty] | 8108301 | no | no |  |  | no |  | 0 | 0 | 0 | 0 | 0 | 0 |  | 1 | 1 | 1 | 0 | 0 | 0
load_311935026 |  | node_1398400_226_15300178_174 |  | CN | 0 | NonResidential | 0 | 0 | 5666.667+2413.99j | 0 | 0 | 0 | [24 empty] | 8108301 | no | no |  |  | no |  | 0 | 0 | 0 | 0 | 0 | 0 |  | 1 | 1 | 1 | 0 | 0 | 0
load_312005186 |  | node_1400076_578_15298598_011 |  | AN | 0 | NonResidential | 7000+2981.988j | 0 | 0 | 0 | 0 | 0 | [24 empty] | 8108301 | no | no |  |  | no |  | 0 | 0 | 0 | 0 | 0 | 0 |  | 1 | 1 | 1 | 0 | 0 | 0
load_312040849 |  | node_1398878_971_15299800_793 |  | AN | 0 | Other | 0 | 0 | 0 | 0 | 0 | 0 | [24 empty] | 8108301 | no | no |  |  | no |  | 0 | 0 | 0 | 0 | 0 | 0 |  | 1 | 1 | 1 | 0 | 0 | 0
load_312118441 |  | node_1398193_217_15298498_948 |  | AN | 0 | NonResidential | 0 | 0 | 0 | 0 | 0 | 0 | [24 empty] | 8108301 | no | no |  |  | no |  | 0 | 0 | 0 | 0 | 0 | 0 |  | 1 | 1 | 1 | 0 | 0 | 0
load_312118441-L-1 |  | node_1398193_217_15298498_948 |  | AN | 0 | Residential | 0 | 0 | 0 | 0 | 0 | 0 | [24 empty] | 8108301 | no | no |  |  | no |  | 0 | 0 | 0 | 0 | 0 | 0 |  | 1 | 1 | 1 | 0 | 0 | 0
load_312120471 |  | node_1398621_259_15302396_36 |  | ABCN | 0 | Other | 0 | 0 | 0 | 0 | 0 | 0 | [24 empty] | 8108301 | no | no |  |  | no |  | 0 | 0 | 0 | 0 | 0 | 0 |  | 1 | 1 | 1 | 0 | 0 | 0

## node
data_type | static
owner_type | feeder
owner | 8108301
object | node
name | groupid | parent | bustype | phases | nominal_voltage | dcircuit | selected | monitored | monitored_fields | class_monitored_fields | played | played_fields | subsystem | x | y | comments | dist_to_slack
node_1398033_161_15299911_531 |  |  | PQ | ABCN | 7199.558 | 8108301 | no | no |  |  | no |  |  | 1398033.161 | 15299911.531 |  | -1
node_1398039_926_15299465_224 |  |  | PQ | ABCN | 2771.281 | 8108301 | no | no |  |  | no |  |  | 1398039.926 | 15299465.224 |  | -1
node_1398053_202_15299914_789 |  |  | PQ | ABCN | 7199.558 | 8108301 | no | no |  |  | no |  |  | 1398053.202 | 15299914.789 |  | -1
node_1398071_898_15299912_86 |  |  | PQ | ABCN | 7199.558 | 8108301 | no | no |  |  | no |  |  | 1398071.898 | 15299912.86 |  | -1
node_1398183_773_15300341_481 |  |  | PQ | ABCN | 7199.558 | 8108301 | no | no |  |  | no |  |  | 1398183.773 | 15300341.481 |  | -1
node_1398193_217_15298498_948 |  |  | PQ | AN | 7199.558 | 8108301 | no | no |  |  | no |  |  | 1398193.217 | 15298498.948 |  | -1
node_1398210_287_15301690_889 |  |  | PQ | ABCN | 7199.558 | 8108301 | no | no |  |  | no |  |  | 1398210.287 | 15301690.889 |  | -1
node_1398230_062_15301692_917 |  |  | PQ | ABCN | 7199.558 | 8108301 | no | no |  |  | no |  |  | 1398230.062 | 15301692.917 |  | -1
node_1398230_469_15299961_413 |  |  | PQ | ABCN | 7199.558 | 8108301 | no | no |  |  | no |  |  | 1398230.469 | 15299961.413 |  | -1
node_1398232_638_15300014_149 |  |  | PQ | ABCN | 7199.558 | 8108301 | no | no |  |  | no |  |  | 1398232.638 | 15300014.149 |  | -1
node_1398233_538_15300947_736 |  |  | PQ | ABCN | 7199.558 | 8108301 | no | no |  |  | no |  |  | 1398233.538 | 15300947.736 |  | -1
node_1398234_137_15299987_611 |  |  | PQ | ABCN | 7199.558 | 8108301 | no | no |  |  | no |  |  | 1398234.137 | 15299987.611 |  | -1
node_1398249_522_15301688_004 |  |  | PQ | ABCN | 7199.558 | 8108301 | no | no |  |  | no |  |  | 1398249.522 | 15301688.004 |  | -1
node_1398285_559_15301226_951 |  |  | PQ | ABCN | 7199.558 | 8108301 | no | no |  |  | no |  |  | 1398285.559 | 15301226.951 |  | -1
node_1398287_085_15301200_416 |  |  | PQ | ABCN | 7199.558 | 8108301 | no | no |  |  | no |  |  | 1398287.085 | 15301200.416 |  | -1
node_1398287_807_15301298_005 |  |  | PQ | ABCN | 7199.558 | 8108301 | no | no |  |  | no |  |  | 1398287.807 | 15301298.005 |  | -1
node_1398288_972_15301350_79 |  |  | PQ | ABCN | 7199.558 | 8108301 | no | no |  |  | no |  |  | 1398288.972 | 15301350.79 |  | -1
node_1398290_975_15301324_317 |  |  | PQ | ABCN | 7199.558 | 8108301 | no | no |  |  | no |  |  | 1398290.975 | 15301324.317 |  | -1
node_1398386_112_15299792_336 |  |  | PQ | ABCN | 7199.558 | 8108301 | no | no |  |  | no |  |  | 1398386.112 | 15299792.336 |  | -1
node_1398395_004_15300536_902 |  |  | PQ | ABCN | 7199.558 | 8108301 | no | no |  |  | no |  |  | 1398395.004 | 15300536.902 |  | -1
node_1398398_234_15300589_55 |  |  | PQ | ABCN | 7199.558 | 8108301 | no | no |  |  | no |  |  | 1398398.234 | 15300589.55 |  | -1
node_1398399_198_15300562_962 |  |  | PQ | ABCN | 7199.558 | 8108301 | no | no |  |  | no |  |  | 1398399.198 | 15300562.962 |  | -1
node_1398400_039_15300191_179 |  |  | PQ | ABCN | 7199.558 | 8108301 | no | no |  |  | no |  |  | 1398400.039 | 15300191.179 |  | -1
node_1398400_226_15300178_174 |  |  | PQ | ABCN | 7199.558 | 8108301 | no | no |  |  | no |  |  | 1398400.226 | 15300178.174 |  | -1
node_1398401_883_15298968_916 |  |  | PQ | AN | 7199.558 | 8108301 | no | no |  |  | no |  |  | 1398401.883 | 15298968.916 |  | -1
node_1398402_724_15300201_12 |  |  | PQ | ABCN | 7199.558 | 8108301 | no | no |  |  | no |  |  | 1398402.724 | 15300201.12 |  | -1
node_1398422_973_15302846_233 |  |  | PQ | ABCN | 7199.558 | 8108301 | no | no |  |  | no |  |  | 1398422.973 | 15302846.233 |  | -1
node_1398423_389_15302826_448 |  |  | PQ | ABCN | 7199.558 | 8108301 | no | no |  |  | no |  |  | 1398423.389 | 15302826.448 |  | -1
node_1398423_523_15302861_831 |  |  | PQ | ABCN | 7199.558 | 8108301 | no | no |  |  | no |  |  | 1398423.523 | 15302861.831 |  | -1
node_1398536_8_15300109_917 |  |  | PQ | ABCN | 7199.558 | 8108301 | no | no |  |  | no |  |  | 1398536.8 | 15300109.917 |  | -1
node_1398556_5_15300107_093 |  |  | PQ | ABCN | 7199.558 | 8108301 | no | no |  |  | no |  |  | 1398556.5 | 15300107.093 |  | -1
node_1398566_224_15302825_072 |  |  | PQ | AN | 2771.281 | 8108301 | no | no |  |  | no |  |  | 1398566.224 | 15302825.072 |  | -1
node_1398576_105_15300111_217 |  |  | PQ | ABCN | 7199.558 | 8108301 | no | no |  |  | no |  |  | 1398576.105 | 15300111.217 |  | -1
node_1398592_763_15301105_041 |  |  | PQ | ABCN | 7199.558 | 8108301 | no | no |  |  | no |  |  | 1398592.763 | 15301105.041 |  | -1
node_1398621_259_15302396_36 |  |  | PQ | ABCN | 7199.558 | 8108301 | no | no |  |  | no |  |  | 1398621.259 | 15302396.36 |  | -1
node_1398676_348_15303627_105 |  |  | PQ | AN | 2771.281 | 8108301 | no | no |  |  | no |  |  | 1398676.348 | 15303627.105 |  | -1
node_1398738_897_15300490_731 |  |  | PQ | ABCN | 7199.558 | 8108301 | no | no |  |  | no |  |  | 1398738.897 | 15300490.731 |  | -1
node_1398742_58_15300438_196 |  |  | PQ | ABCN | 7199.558 | 8108301 | no | no |  |  | no |  |  | 1398742.58 | 15300438.196 |  | -1
node_1398743_315_15300464_811 |  |  | PQ | ABCN | 7199.558 | 8108301 | no | no |  |  | no |  |  | 1398743.315 | 15300464.811 |  | -1
node_1398756_3_15300360_724 |  |  | PQ | ABCN | 7199.558 | 8108301 | no | no |  |  | no |  |  | 1398756.3 | 15300360.724 |  | -1
node_1398760_327_15300308_237 |  |  | PQ | ABCN | 7199.558 | 8108301 | no | no |  |  | no |  |  | 1398760.327 | 15300308.237 |  | -1
node_1398760_887_15300334_858 |  |  | PQ | ABCN | 7199.558 | 8108301 | no | no |  |  | no |  |  | 1398760.887 | 15300334.858 |  | -1
node_1398766_748_15301374_463 |  |  | PQ | ABCN | 7199.558 | 8108301 | no | no |  |  | no |  |  | 1398766.748 | 15301374.463 |  | -1
node_1398785_847_15301367_489 |  |  | PQ | ABCN | 7199.558 | 8108301 | no | no |  |  | no |  |  | 1398785.847 | 15301367.489 |  | -1
node_1398805_671_15301367_405 |  |  | PQ | ABCN | 7199.558 | 8108301 | no | no |  |  | no |  |  | 1398805.671 | 15301367.405 |  | -1
node_1398878_971_15299800_793 |  |  | PQ | ABCN | 7199.558 | 8108301 | no | no |  |  | no |  |  | 1398878.971 | 15299800.793 |  | -1
node_1398927_846_15303682_261 |  |  | PQ | AN | 2771.281 | 8108301 | no | no |  |  | no |  |  | 1398927.846 | 15303682.261 |  | -1
node_1398932_236_15303074_399 |  |  | PQ | AN | 2771.281 | 8108301 | no | no |  |  | no |  |  | 1398932.236 | 15303074.399 |  | -1
node_1398976_525_15300382_769 |  |  | PQ | ABCN | 7199.558 | 8108301 | no | no |  |  | no |  |  | 1398976.525 | 15300382.769 |  | -1
node_1398977_334_15300361_262 |  |  | PQ | ABCN | 7199.558 | 8108301 | no | no |  |  | no |  |  | 1398977.334 | 15300361.262 |  | -1
node_1398977_474_15298934_844 |  |  | PQ | ABCN | 7199.558 | 8108301 | no | no |  |  | no |  |  | 1398977.474 | 15298934.844 |  | -1
node_1398981_117_15298908_701 |  |  | PQ | ABCN | 7199.558 | 8108301 | no | no |  |  | no |  |  | 1398981.117 | 15298908.701 |  | -1
node_1398988_727_15299319_819 |  |  | PQ | ABCN | 7199.558 | 8108301 | no | no |  |  | no |  |  | 1398988.727 | 15299319.819 |  | -1
node_1398990_814_15300058_379 |  |  | PQ | ABCN | 7199.558 | 8108301 | no | no |  |  | no |  |  | 1398990.814 | 15300058.379 |  | -1
node_1398991_408_15300037_474 |  |  | PQ | ABCN | 7199.558 | 8108301 | no | no |  |  | no |  |  | 1398991.408 | 15300037.474 |  | -1
node_1398991_773_15300048_918 |  |  | PQ | ABCN | 7199.558 | 8108301 | no | no |  |  | no |  |  | 1398991.773 | 15300048.918 |  | -1
node_1399023_234_15300476_503 |  |  | PQ | ABCN | 7199.558 | 8108301 | no | no |  |  | no |  |  | 1399023.234 | 15300476.503 |  | -1
node_1399057_574_15299630_488 |  |  | PQ | ABCN | 7199.558 | 8108301 | no | no |  |  | no |  |  | 1399057.574 | 15299630.488 |  | -1
node_1399089_725_15300629_158 |  |  | PQ | ABCN | 7199.558 | 8108301 | no | no |  |  | no |  |  | 1399089.725 | 15300629.158 |  | -1
node_1399089_809_15300576_36 |  |  | PQ | ABCN | 7199.558 | 8108301 | no | no |  |  | no |  |  | 1399089.809 | 15300576.36 |  | -1
node_1399092_355_15300602_788 |  |  | PQ | ABCN | 7199.558 | 8108301 | no | no |  |  | no |  |  | 1399092.355 | 15300602.788 |  | -1
node_1399098_237_15299954_201 |  |  | PQ | ABCN | 7199.558 | 8108301 | no | no |  |  | no |  |  | 1399098.237 | 15299954.201 |  | -1
node_1399100_343_15299929_018 |  |  | PQ | ABCN | 7199.558 | 8108301 | no | no |  |  | no |  |  | 1399100.343 | 15299929.018 |  | -1
node_1399100_749_15299907_799 |  |  | PQ | ABCN | 7199.558 | 8108301 | no | no |  |  | no |  |  | 1399100.749 | 15299907.799 |  | -1
node_1399117_927_15299743_642 |  |  | PQ | ABCN | 7199.558 | 8108301 | no | no |  |  | no |  |  | 1399117.927 | 15299743.642 |  | -1
node_1399137_695_15299745_841 |  |  | PQ | ABCN | 7199.558 | 8108301 | no | no |  |  | no |  |  | 1399137.695 | 15299745.841 |  | -1
node_1399161_001_15298573_044 |  |  | PQ | AN | 7199.558 | 8108301 | no | no |  |  | no |  |  | 1399161.001 | 15298573.044 |  | -1
node_1399181_678_15303933_064 |  |  | PQ | AN | 2771.281 | 8108301 | no | no |  |  | no |  |  | 1399181.678 | 15303933.064 |  | -1
node_1399231_483_15302729_764 |  |  | PQ | AN | 2771.281 | 8108301 | no | no |  |  | no |  |  | 1399231.483 | 15302729.764 |  | -1
node_1399232_529_15303387_768 |  |  | PQ | AN | 2771.281 | 8108301 | no | no |  |  | no |  |  | 1399232.529 | 15303387.768 |  | -1
node_1399323_861_15299516_889 |  |  | PQ | ABCN | 7199.558 | 8108301 | no | no |  |  | no |  |  | 1399323.861 | 15299516.889 |  | -1
node_1399324_939_15299490_31 |  |  | PQ | ABCN | 7199.558 | 8108301 | no | no |  |  | no |  |  | 1399324.939 | 15299490.31 |  | -1
node_1399328_503_15300531_53 |  |  | PQ | ABCN | 7199.558 | 8108301 | no | no |  |  | no |  |  | 1399328.503 | 15300531.53 |  | -1
node_1399331_104_15299465_054 |  |  | PQ | ABCN | 7199.558 | 8108301 | no | no |  |  | no |  |  | 1399331.104 | 15299465.054 |  | -1
node_1399348_302_15300530_316 |  |  | PQ | ABCN | 7199.558 | 8108301 | no | no |  |  | no |  |  | 1399348.302 | 15300530.316 |  | -1
node_1399367_16_15300522_259 |  |  | PQ | ABCN | 7199.558 | 8108301 | no | no |  |  | no |  |  | 1399367.16 | 15300522.259 |  | -1
node_1399385_893_15300407_665 |  |  | PQ | AN | 7199.558 | 8108301 | no | no |  |  | no |  |  | 1399385.893 | 15300407.665 |  | -1
node_1399403_531_15298716_716 |  |  | PQ | ABCN | 7199.558 | 8108301 | no | no |  |  | no |  |  | 1399403.531 | 15298716.716 |  | -1
node_1399439_737_15299672_973 |  |  | PQ | ABCN | 7199.558 | 8108301 | no | no |  |  | no |  |  | 1399439.737 | 15299672.973 |  | -1
node_1399442_083_15299206_243 |  |  | PQ | ABCN | 7199.558 | 8108301 | no | no |  |  | no |  |  | 1399442.083 | 15299206.243 |  | -1
node_1399444_315_15303282_995 |  |  | PQ | AN | 2771.281 | 8108301 | no | no |  |  | no |  |  | 1399444.315 | 15303282.995 |  | -1
node_1399445_63_15299647_598 |  |  | PQ | ABCN | 7199.558 | 8108301 | no | no |  |  | no |  |  | 1399445.63 | 15299647.598 |  | -1
node_1399446_423_15299620_999 |  |  | PQ | ABCN | 7199.558 | 8108301 | no | no |  |  | no |  |  | 1399446.423 | 15299620.999 |  | -1
node_1399447_699_15299781_753 |  |  | PQ | ABCN | 7199.558 | 8108301 | no | no |  |  | no |  |  | 1399447.699 | 15299781.753 |  | -1
node_1399457_75_15298967_091 |  |  | PQ | ABN | 7199.558 | 8108301 | no | no |  |  | no |  |  | 1399457.75 | 15298967.091 |  | -1
node_1399467_377_15299785_163 |  |  | PQ | ABCN | 7199.558 | 8108301 | no | no |  |  | no |  |  | 1399467.377 | 15299785.163 |  | -1
node_1399485_759_15299795_292 |  |  | PQ | ABCN | 7199.558 | 8108301 | no | no |  |  | no |  |  | 1399485.759 | 15299795.292 |  | -1
node_1399495_536_15303478_438 |  |  | PQ | AN | 2771.281 | 8108301 | no | no |  |  | no |  |  | 1399495.536 | 15303478.438 |  | -1
node_1399582_739_15302920_287 |  |  | PQ | AN | 2771.281 | 8108301 | no | no |  |  | no |  |  | 1399582.739 | 15302920.287 |  | -1
node_1399610_463_15298780_32 |  |  | PQ | ABCN | 7199.558 | 8108301 | no | no |  |  | no |  |  | 1399610.463 | 15298780.32 |  | -1
node_1399631_404_15298651_119 |  |  | PQ | ABCN | 7199.558 | 8108301 | no | no |  |  | no |  |  | 1399631.404 | 15298651.119 |  | -1
node_1399651_635_15299821_555 |  |  | PQ | ABCN | 7199.558 | 8108301 | no | no |  |  | no |  |  | 1399651.635 | 15299821.555 |  | -1
node_1399652_091_15299848_179 |  |  | PQ | ABCN | 7199.558 | 8108301 | no | no |  |  | no |  |  | 1399652.091 | 15299848.179 |  | -1
node_1399656_324_15299795_723 |  |  | PQ | ABCN | 7199.558 | 8108301 | no | no |  |  | no |  |  | 1399656.324 | 15299795.723 |  | -1
node_1399770_924_15298599_148 |  |  | PQ | ABCN | 7199.558 | 8108301 | no | no |  |  | no |  |  | 1399770.924 | 15298599.148 |  | -1
node_1399789_851_15298607_236 |  |  | PQ | ABCN | 7199.558 | 8108301 | no | no |  |  | no |  |  | 1399789.851 | 15298607.236 |  | -1
node_1399804_891_15302953_997 |  |  | PQ | AD | 2771.281 | 8108301 | no | no |  |  | no |  |  | 1399804.891 | 15302953.997 |  | -1
node_1399891_866_15299157_419 |  |  | PQ | ABN | 7199.558 | 8108301 | no | no |  |  | no |  |  | 1399891.866 | 15299157.419 |  | -1
node_1399892_589_15299343_506 |  |  | PQ | ABN | 7199.558 | 8108301 | no | no |  |  | no |  |  | 1399892.589 | 15299343.506 |  | -1
node_1399949_619_15299649_093 |  |  | PQ | ABCN | 7199.558 | 8108301 | no | no |  |  | no |  |  | 1399949.619 | 15299649.093 |  | -1
node_1400016_311_15298793_96 |  |  | PQ | ABN | 7199.558 | 8108301 | no | no |  |  | no |  |  | 1400016.311 | 15298793.96 |  | -1
node_1400076_578_15298598_011 |  |  | PQ | AN | 7199.558 | 8108301 | no | no |  |  | no |  |  | 1400076.578 | 15298598.011 |  | -1
node_1400171_804_15303985_015 |  |  | PQ | AN | 2771.281 | 8108301 | no | no |  |  | no |  |  | 1400171.804 | 15303985.015 |  | -1
node_1400185_235_15298958_662 |  |  | PQ | AN | 7199.558 | 8108301 | no | no |  |  | no |  |  | 1400185.235 | 15298958.662 |  | -1
node_1400186_824_15302965_182 |  |  | PQ | AN | 2771.281 | 8108301 | no | no |  |  | no |  |  | 1400186.824 | 15302965.182 |  | -1
node_1400222_062_15303701_996 |  |  | PQ | AN | 2771.281 | 8108301 | no | no |  |  | no |  |  | 1400222.062 | 15303701.996 |  | -1
node_1400267_76_15299469_637 |  |  | PQ | ABCN | 7199.558 | 8108301 | no | no |  |  | no |  |  | 1400267.76 | 15299469.637 |  | -1
node_1400289_021_15299465_949 |  |  | PQ | ABCN | 7199.558 | 8108301 | no | no |  |  | no |  |  | 1400289.021 | 15299465.949 |  | -1
node_1400474_479_15303052_114 |  |  | PQ | AN | 2771.281 | 8108301 | no | no |  |  | no |  |  | 1400474.479 | 15303052.114 |  | -1
node_1400755_41_15302893_723 |  |  | PQ | AN | 2771.281 | 8108301 | no | no |  |  | no |  |  | 1400755.41 | 15302893.723 |  | -1
node_1401106_557_15303170_639 |  |  | PQ | AN | 2771.281 | 8108301 | no | no |  |  | no |  |  | 1401106.557 | 15303170.639 |  | -1
node_1401469_023_15303214_978 |  |  | PQ | AN | 2771.281 | 8108301 | no | no |  |  | no |  |  | 1401469.023 | 15303214.978 |  | -1
node_1401929_931_15303459_367 |  |  | PQ | AN | 2771.281 | 8108301 | no | no |  |  | no |  |  | 1401929.931 | 15303459.367 |  | -1
node_1402027_238_15302449_446 |  |  | PQ | AN | 2771.281 | 8108301 | no | no |  |  | no |  |  | 1402027.238 | 15302449.446 |  | -1
node_1402078_864_15303714_091 |  |  | PQ | AN | 2771.281 | 8108301 | no | no |  |  | no |  |  | 1402078.864 | 15303714.091 |  | -1
node_1402245_242_15304944_843 |  |  | PQ | AN | 2771.281 | 8108301 | no | no |  |  | no |  |  | 1402245.242 | 15304944.843 |  | -1
node_1402382_519_15305400_942 |  |  | PQ | AN | 2771.281 | 8108301 | no | no |  |  | no |  |  | 1402382.519 | 15305400.942 |  | -1
node_1403020_819_15306221_5 |  |  | PQ | AN | 2771.281 | 8108301 | no | no |  |  | no |  |  | 1403020.819 | 15306221.5 |  | -1
node_1403223_697_15306497_409 |  |  | PQ | AN | 2771.281 | 8108301 | no | no |  |  | no |  |  | 1403223.697 | 15306497.409 |  | -1
node_1403533_958_15305344_595 |  |  | PQ | AN | 2771.281 | 8108301 | no | no |  |  | no |  |  | 1403533.958 | 15305344.595 |  | -1
node_1403811_044_15305372_46 |  |  | PQ | AN | 2771.281 | 8108301 | no | no |  |  | no |  |  | 1403811.044 | 15305372.46 |  | -1
node_1404048_615_15305481_987 |  |  | PQ | AN | 2771.281 | 8108301 | no | no |  |  | no |  |  | 1404048.615 | 15305481.987 |  | -1
node_1404459_504_15305505_933 |  |  | PQ | AN | 2771.281 | 8108301 | no | no |  |  | no |  |  | 1404459.504 | 15305505.933 |  | -1
node_1404899_1_15305662_943 |  |  | PQ | AD | 2771.281 | 8108301 | no | no |  |  | no |  |  | 1404899.1 | 15305662.943 |  | -1
node_1404906_731_15305590_527 |  |  | PQ | AN | 2771.281 | 8108301 | no | no |  |  | no |  |  | 1404906.731 | 15305590.527 |  | -1
node_1404931_228_15305958_748 |  |  | PQ | AN | 2771.281 | 8108301 | no | no |  |  | no |  |  | 1404931.228 | 15305958.748 |  | -1
node_1405045_396_15304730_699 |  |  | PQ | AN | 2771.281 | 8108301 | no | no |  |  | no |  |  | 1405045.396 | 15304730.699 |  | -1
node_1405088_848_15305361_194 |  |  | PQ | AN | 2771.281 | 8108301 | no | no |  |  | no |  |  | 1405088.848 | 15305361.194 |  | -1
node_1405102_765_15304394_791 |  |  | PQ | AN | 2771.281 | 8108301 | no | no |  |  | no |  |  | 1405102.765 | 15304394.791 |  | -1
node_1405112_032_15304902_648 |  |  | PQ | AN | 2771.281 | 8108301 | no | no |  |  | no |  |  | 1405112.032 | 15304902.648 |  | -1
node_1405117_407_15304066_746 |  |  | PQ | AN | 2771.281 | 8108301 | no | no |  |  | no |  |  | 1405117.407 | 15304066.746 |  | -1
node_1405332_756_15305634_041 |  |  | PQ | AN | 2771.281 | 8108301 | no | no |  |  | no |  |  | 1405332.756 | 15305634.041 |  | -1
node_1405729_763_15305092_112 |  |  | PQ | AN | 2771.281 | 8108301 | no | no |  |  | no |  |  | 1405729.763 | 15305092.112 |  | -1
node_1406112_159_15305506_315 |  |  | PQ | AN | 2771.281 | 8108301 | no | no |  |  | no |  |  | 1406112.159 | 15305506.315 |  | -1
node_1406394_9_15305420_757 |  |  | PQ | AN | 2771.281 | 8108301 | no | no |  |  | no |  |  | 1406394.9 | 15305420.757 |  | -1
node_1406665_845_15305334_084 |  |  | PQ | AN | 2771.281 | 8108301 | no | no |  |  | no |  |  | 1406665.845 | 15305334.084 |  | -1
node_1406932_707_15305233_249 |  |  | PQ | AN | 2771.281 | 8108301 | no | no |  |  | no |  |  | 1406932.707 | 15305233.249 |  | -1
node_8108301_200805598 |  |  | PQ | ABCN | 2771.281 | 8108301 | no | no |  |  | no |  |  | 1398034.975 | 15299446.028 |  | -1
node_8108301_200808328 |  |  | PQ | AD | 7199.558 | 8108301 | no | no |  |  | no |  |  | 1399567.642 | 15298689.479 |  | -1
node_8108301_200808329 |  |  | PQ | ABCN | 7199.558 | 8108301 | no | no |  |  | no |  |  | 1399577.67 | 15298779.76 |  | -1
node_8108301_200808331 |  |  | PQ | ABCN | 7199.558 | 8108301 | no | no |  |  | no |  |  | 1399555.256 | 15298882.141 |  | -1
node_8108301_200808332 |  |  | PQ | ABCN | 7199.558 | 8108301 | no | no |  |  | no |  |  | 1399534.566 | 15298985.635 |  | -1
node_8108301_200808333 |  |  | PQ | ABN | 7199.558 | 8108301 | no | no |  |  | no |  |  | 1399499.213 | 15298976.805 |  | -1
node_8108301_200808334 |  |  | PQ | ABCN | 7199.558 | 8108301 | no | no |  |  | no |  |  | 1399500.654 | 15299100.625 |  | -1
node_8108301_200808335 |  |  | PQ | ABCN | 7199.558 | 8108301 | no | no |  |  | no |  |  | 1399468.22 | 15299213.667 |  | -1
node_8108301_200808337 |  |  | PQ | ABCN | 7199.558 | 8108301 | no | no |  |  | no |  |  | 1399440.446 | 15299333.135 |  | -1
node_8108301_200808338 |  |  | PQ | ABCN | 7199.558 | 8108301 | no | no |  |  | no |  |  | 1399419.418 | 15299413.271 |  | -1
node_8108301_200808339 |  |  | PQ | ABCN | 7199.558 | 8108301 | no | no |  |  | no |  |  | 1399397.753 | 15299509.723 |  | -1
node_8108301_200808340 |  |  | PQ | ABCN | 7199.558 | 8108301 | no | no |  |  | no |  |  | 1399371.01 | 15299631.131 |  | -1
node_8108301_200808341 |  |  | PQ | ABCN | 7199.558 | 8108301 | no | no |  |  | no |  |  | 1399344.539 | 15299733.537 |  | -1
node_8108301_200808342 |  |  | PQ | ABCN | 7199.558 | 8108301 | no | no |  |  | no |  |  | 1399320.189 | 15299827.885 |  | -1
node_8108301_200808343 |  |  | PQ | ABCN | 7199.558 | 8108301 | no | no |  |  | no |  |  | 1399318.714 | 15299861.851 |  | -1
node_8108301_200808384 |  |  | PQ | ABCN | 7199.558 | 8108301 | no | no |  |  | no |  |  | 1399337.211 | 15300436.921 |  | -1
node_8108301_200808385 |  |  | PQ | AN | 7199.558 | 8108301 | no | no |  |  | no |  |  | 1399351.871 | 15300428.576 |  | -1
node_8108301_200808435 |  |  | PQ | ABCN | 7199.558 | 8108301 | no | no |  |  | no |  |  | 1399017.839 | 15299908.342 |  | -1
node_8108301_200808436 |  |  | PQ | ABCN | 7199.558 | 8108301 | no | no |  |  | no |  |  | 1399068.635 | 15299920.359 |  | -1
node_8108301_200808437 |  |  | PQ | ABCN | 7199.558 | 8108301 | no | no |  |  | no |  |  | 1399023.701 | 15299964.016 |  | -1
node_8108301_200808438 |  |  | PQ | ABCN | 7199.558 | 8108301 | no | no |  |  | no |  |  | 1399024.158 | 15300047.805 |  | -1
node_8108301_200808439 |  |  | PQ | ABCN | 7199.558 | 8108301 | no | no |  |  | no |  |  | 1399022.924 | 15300147.806 |  | -1
node_8108301_200808440 |  |  | PQ | ABCN | 7199.558 | 8108301 | no | no |  |  | no |  |  | 1399023.596 | 15300246.189 |  | -1
node_8108301_200808441 |  |  | PQ | ABCN | 7199.558 | 8108301 | no | no |  |  | no |  |  | 1399022.71 | 15300382.482 |  | -1
node_8108301_200808445 |  |  | PQ | ABCN | 7199.558 | 8108301 | no | no |  |  | no |  |  | 1399023.314 | 15300490.688 |  | -1
node_8108301_200808446 |  |  | PQ | ABCN | 7199.558 | 8108301 | no | no |  |  | no |  |  | 1399019.783 | 15300610.519 |  | -1
node_8108301_200808447 |  |  | PQ | ABCN | 7199.558 | 8108301 | no | no |  |  | no |  |  | 1399019.642 | 15300745.783 |  | -1
node_8108301_200808448 |  |  | PQ | ABCN | 7199.558 | 8108301 | no | no |  |  | no |  |  | 1399014.169 | 15300894.09 |  | -1
node_8108301_200809182 |  |  | PQ | ABCN | 7199.558 | 8108301 | no | no |  |  | no |  |  | 1399174.385 | 15298663.247 |  | -1
node_8108301_200809183 |  |  | PQ | ABN | 7199.558 | 8108301 | no | no |  |  | no |  |  | 1399957.267 | 15299002.711 |  | -1
node_8108301_200809184 |  |  | PQ | ABN | 7199.558 | 8108301 | no | no |  |  | no |  |  | 1399921.901 | 15299165.142 |  | -1
node_8108301_200809186 |  |  | PQ | ABN | 7199.558 | 8108301 | no | no |  |  | no |  |  | 1399893.782 | 15299311.133 |  | -1
node_8108301_200809187 |  |  | PQ | ABCN | 7199.558 | 8108301 | no | no |  |  | no |  |  | 1399278.732 | 15298670.865 |  | -1
node_8108301_200809188 |  |  | PQ | ABCN | 7199.558 | 8108301 | no | no |  |  | no |  |  | 1399409.902 | 15298684.876 |  | -1
node_8108301_200809191 |  |  | PQ | ABCN | 7199.558 | 8108301 | no | no |  |  | no |  |  | 1399559.351 | 15298694.213 |  | -1
node_8108301_200809193 |  |  | PQ | ABCN | 7199.558 | 8108301 | no | no |  |  | no |  |  | 1399634.438 | 15298684.246 |  | -1
node_8108301_200809194 |  |  | PQ | ABCN | 7199.558 | 8108301 | no | no |  |  | no |  |  | 1399762.19 | 15298699.233 |  | -1
node_8108301_200809196 |  |  | PQ | ABN | 7199.558 | 8108301 | no | no |  |  | no |  |  | 1399859.122 | 15298716.505 |  | -1
node_8108301_200809197 |  |  | PQ | ABN | 7199.558 | 8108301 | no | no |  |  | no |  |  | 1399982.514 | 15298806.472 |  | -1
node_8108301_200809198 |  |  | PQ | AN | 7199.558 | 8108301 | no | no |  |  | no |  |  | 1400051.772 | 15298640.091 |  | -1
node_8108301_200809199 |  |  | PQ | ABN | 7199.558 | 8108301 | no | no |  |  | no |  |  | 1399974.158 | 15298898.27 |  | -1
node_8108301_200809200 |  |  | PQ | AN | 7199.558 | 8108301 | no | no |  |  | no |  |  | 1400019.536 | 15298971.925 |  | -1
node_8108301_200809201 |  |  | PQ | AN | 7199.558 | 8108301 | no | no |  |  | no |  |  | 1400182.223 | 15298995.892 |  | -1
node_8108301_200809214 |  |  | PQ | ABCN | 7199.558 | 8108301 | no | no |  |  | no |  |  | 1399118.507 | 15299840.793 |  | -1
node_8108301_200809218 |  |  | PQ | ABCN | 7199.558 | 8108301 | no | no |  |  | no |  |  | 1399225.426 | 15299848.65 |  | -1
node_8108301_200809219 |  |  | PQ | ABCN | 7199.558 | 8108301 | no | no |  |  | no |  |  | 1399450.826 | 15299878.158 |  | -1
node_8108301_200809220 |  |  | PQ | ABCN | 7199.558 | 8108301 | no | no |  |  | no |  |  | 1399555.921 | 15299899 |  | -1
node_8108301_200809222 |  |  | PQ | ABCN | 7199.558 | 8108301 | no | no |  |  | no |  |  | 1399705.947 | 15299911.947 |  | -1
node_8108301_200809223 |  |  | PQ | ABCN | 7199.558 | 8108301 | no | no |  |  | no |  |  | 1399762.573 | 15299838.894 |  | -1
node_8108301_200809224 |  |  | PQ | ABCN | 7199.558 | 8108301 | no | no |  |  | no |  |  | 1399722.153 | 15299830.604 |  | -1
node_8108301_200809225 |  |  | PQ | ABCN | 7199.558 | 8108301 | no | no |  |  | no |  |  | 1399829.509 | 15299776.499 |  | -1
node_8108301_200809227 |  |  | PQ | ABCN | 7199.558 | 8108301 | no | no |  |  | no |  |  | 1399960.681 | 15299674.098 |  | -1
node_8108301_200809228 |  |  | PQ | ABCN | 7199.558 | 8108301 | no | no |  |  | no |  |  | 1400069.516 | 15299627.279 |  | -1
node_8108301_200809229 |  |  | PQ | ABCN | 7199.558 | 8108301 | no | no |  |  | no |  |  | 1400161.223 | 15299587.08 |  | -1
node_8108301_200809232 |  |  | PQ | ABCN | 7199.558 | 8108301 | no | no |  |  | no |  |  | 1400277.554 | 15299540.879 |  | -1
node_8108301_200809246 |  |  | PQ | ABCN | 7199.558 | 8108301 | no | no |  |  | no |  |  | 1398661.118 | 15300454.63 |  | -1
node_8108301_200809247 |  |  | PQ | ABCN | 7199.558 | 8108301 | no | no |  |  | no |  |  | 1398646.991 | 15300606.217 |  | -1
node_8108301_200809248 |  |  | PQ | ABCN | 7199.558 | 8108301 | no | no |  |  | no |  |  | 1398618.015 | 15300744.979 |  | -1
node_8108301_200809250 |  |  | PQ | ABCN | 7199.558 | 8108301 | no | no |  |  | no |  |  | 1398554.736 | 15301101.932 |  | -1
node_8108301_200809252 |  |  | PQ | ABCN | 7199.558 | 8108301 | no | no |  |  | no |  |  | 1398513.6 | 15301379.998 |  | -1
node_8108301_200809254 |  |  | PQ | ABCN | 7199.558 | 8108301 | no | no |  |  | no |  |  | 1398458.089 | 15301852.391 |  | -1
node_8108301_200809255 |  |  | PQ | ABCN | 7199.558 | 8108301 | no | no |  |  | no |  |  | 1398431.283 | 15302137.423 |  | -1
node_8108301_200809256 |  |  | PQ | ABCN | 7199.558 | 8108301 | no | no |  |  | no |  |  | 1398696.62 | 15300227.674 |  | -1
node_8108301_200809257 |  |  | PQ | ABCN | 7199.558 | 8108301 | no | no |  |  | no |  |  | 1398674.976 | 15300315.323 |  | -1
node_8108301_200809258 |  |  | PQ | ABCN | 7199.558 | 8108301 | no | no |  |  | no |  |  | 1398649.324 | 15301577.16 |  | -1
node_8108301_200809259 |  |  | PQ | ABCN | 7199.558 | 8108301 | no | no |  |  | no |  |  | 1398807.849 | 15301574.359 |  | -1
node_8108301_200809260 |  |  | PQ | ABCN | 7199.558 | 8108301 | no | no |  |  | no |  |  | 1398795.303 | 15301473.938 |  | -1
node_8108301_200809262 |  |  | PQ | ABCN | 7199.558 | 8108301 | no | no |  |  | no |  |  | 1398400.183 | 15299845.769 |  | -1
node_8108301_200809263 |  |  | PQ | ABCN | 7199.558 | 8108301 | no | no |  |  | no |  |  | 1398407.243 | 15299957.548 |  | -1
node_8108301_200809264 |  |  | PQ | ABCN | 7199.558 | 8108301 | no | no |  |  | no |  |  | 1398412.54 | 15300022.339 |  | -1
node_8108301_200809265 |  |  | PQ | ABCN | 7199.558 | 8108301 | no | no |  |  | no |  |  | 1398411.987 | 15300082.533 |  | -1
node_8108301_200809266 |  |  | PQ | ABCN | 7199.558 | 8108301 | no | no |  |  | no |  |  | 1398415.661 | 15300184.207 |  | -1
node_8108301_200809267 |  |  | PQ | ABCN | 7199.558 | 8108301 | no | no |  |  | no |  |  | 1398449.719 | 15300217.339 |  | -1
node_8108301_200809269 |  |  | PQ | ABCN | 7199.558 | 8108301 | no | no |  |  | no |  |  | 1398556.847 | 15300213.747 |  | -1
node_8108301_200809270 |  |  | PQ | ABCN | 7199.558 | 8108301 | no | no |  |  | no |  |  | 1398141.706 | 15299855.209 |  | -1
node_8108301_200809271 |  |  | PQ | ABCN | 7199.558 | 8108301 | no | no |  |  | no |  |  | 1398194.877 | 15300957.541 |  | -1
node_8108301_200809272 |  |  | PQ | ABCN | 7199.558 | 8108301 | no | no |  |  | no |  |  | 1398197.404 | 15301084.536 |  | -1
node_8108301_200809273 |  |  | PQ | ABCN | 7199.558 | 8108301 | no | no |  |  | no |  |  | 1398203.292 | 15301209.272 |  | -1
node_8108301_200809274 |  |  | PQ | ABCN | 7199.558 | 8108301 | no | no |  |  | no |  |  | 1398207.597 | 15301328.775 |  | -1
node_8108301_200809275 |  |  | PQ | ABCN | 7199.558 | 8108301 | no | no |  |  | no |  |  | 1398210.341 | 15301491.675 |  | -1
node_8108301_200809276 |  |  | PQ | ABCN | 7199.558 | 8108301 | no | no |  |  | no |  |  | 1398217.265 | 15301604.134 |  | -1
node_8108301_200809277 |  |  | PQ | ABCN | 7199.558 | 8108301 | no | no |  |  | no |  |  | 1398152.708 | 15299999.552 |  | -1
node_8108301_200809278 |  |  | PQ | ABCN | 7199.558 | 8108301 | no | no |  |  | no |  |  | 1398149.6 | 15300089.894 |  | -1
node_8108301_200809279 |  |  | PQ | ABCN | 7199.558 | 8108301 | no | no |  |  | no |  |  | 1398162.177 | 15300203.512 |  | -1
node_8108301_200809280 |  |  | PQ | ABCN | 7199.558 | 8108301 | no | no |  |  | no |  |  | 1398158.561 | 15300299.243 |  | -1
node_8108301_200809282 |  |  | PQ | ABCN | 7199.558 | 8108301 | no | no |  |  | no |  |  | 1398177.104 | 15300558.926 |  | -1
node_8108301_200809283 |  |  | PQ | ABCN | 7199.558 | 8108301 | no | no |  |  | no |  |  | 1398239.409 | 15300585.198 |  | -1
node_8108301_200809284 |  |  | PQ | ABCN | 7199.558 | 8108301 | no | no |  |  | no |  |  | 1398317.698 | 15300575.332 |  | -1
node_8108301_200809285 |  |  | PQ | ABCN | 7199.558 | 8108301 | no | no |  |  | no |  |  | 1398179.12 | 15300648.563 |  | -1
node_8108301_200809286 |  |  | PQ | ABCN | 7199.558 | 8108301 | no | no |  |  | no |  |  | 1398190.459 | 15300762.43 |  | -1
node_8108301_200809287 |  |  | PQ | ABCN | 7199.558 | 8108301 | no | no |  |  | no |  |  | 1398186.742 | 15300842.735 |  | -1
node_8108301_200815897 |  |  | PQ | ABCN | 7199.558 | 8108301 | no | no |  |  | no |  |  | 1398949.057 | 15299795.284 |  | -1
node_8108301_200815908 |  |  | PQ | ABCN | 7199.558 | 8108301 | no | no |  |  | no |  |  | 1398990.296 | 15299656.199 |  | -1
node_8108301_200815913 |  |  | PQ | ABCN | 7199.558 | 8108301 | no | no |  |  | no |  |  | 1399004.422 | 15299492.071 |  | -1
node_8108301_200815920 |  |  | PQ | ABCN | 7199.558 | 8108301 | no | no |  |  | no |  |  | 1399017.392 | 15299322.739 |  | -1
node_8108301_200815921 |  |  | PQ | ABCN | 7199.558 | 8108301 | no | no |  |  | no |  |  | 1399031.94 | 15299151.243 |  | -1
node_8108301_200815922 |  |  | PQ | ABCN | 7199.558 | 8108301 | no | no |  |  | no |  |  | 1399048.214 | 15298944.151 |  | -1
node_8108301_200815923 |  |  | PQ | ABCN | 7199.558 | 8108301 | no | no |  |  | no |  |  | 1399059.812 | 15298795.907 |  | -1
node_8108301_200815924 |  |  | PQ | ABCN | 7199.558 | 8108301 | no | no |  |  | no |  |  | 1399066.842 | 15298660.937 |  | -1
node_8108301_200815926 |  |  | PQ | ABCN | 7199.558 | 8108301 | no | no |  |  | no |  |  | 1398988.444 | 15299701.936 |  | -1
node_8108301_200815931 |  |  | PQ | ABCN | 7199.558 | 8108301 | no | no |  |  | no |  |  | 1399046.301 | 15299678.708 |  | -1
node_8108301_200815945 |  |  | PQ | AN | 7199.558 | 8108301 | no | no |  |  | no |  |  | 1399136.787 | 15298592.155 |  | -1
node_8108301_200816132 |  |  | PQ | ABCN | 7199.558 | 8108301 | no | no |  |  | no |  |  | 1398046.619 | 15299817.772 |  | -1
node_8108301_200816133 |  |  | PQ | ABCN | 7199.558 | 8108301 | no | no |  |  | no |  |  | 1398192.894 | 15299825.924 |  | -1
node_8108301_200816134 |  |  | PQ | ABCN | 7199.558 | 8108301 | no | no |  |  | no |  |  | 1398377.824 | 15299834.4 |  | -1
node_8108301_200816135 |  |  | PQ | ABCN | 7199.558 | 8108301 | no | no |  |  | no |  |  | 1398554.306 | 15299845.088 |  | -1
node_8108301_200816136 |  |  | PQ | ABCN | 7199.558 | 8108301 | no | no |  |  | no |  |  | 1398884.937 | 15299796.543 |  | -1
node_8108301_200816137 |  |  | PQ | ABCN | 7199.558 | 8108301 | no | no |  |  | no |  |  | 1398806.692 | 15299620.859 |  | -1
node_8108301_200816138 |  |  | PQ | ABCN | 7199.558 | 8108301 | no | no |  |  | no |  |  | 1398557.395 | 15299600.98 |  | -1
node_8108301_200816139 |  |  | PQ | ABCN | 7199.558 | 8108301 | no | no |  |  | no |  |  | 1398531.455 | 15299575.344 |  | -1
node_8108301_200816140 |  |  | PQ | ABCN | 7199.558 | 8108301 | no | no |  |  | no |  |  | 1398547.886 | 15299762.083 |  | -1
node_8108301_200816141 |  |  | PQ | ABCN | 7199.558 | 8108301 | no | no |  |  | no |  |  | 1398105.703 | 15299816.764 |  | -1
node_8108301_200816142 |  |  | PQ | ABCN | 7199.558 | 8108301 | no | no |  |  | no |  |  | 1398051.231 | 15299746.376 |  | -1
node_8108301_200832043 |  |  | PQ | ABCN | 7199.558 | 8108301 | no | no |  |  | no |  |  | 1398487.899 | 15302448.465 |  | -1
node_8108301_200832044 |  |  | PQ | ABCN | 7199.558 | 8108301 | no | no |  |  | no |  |  | 1398536.985 | 15302741.265 |  | -1
node_8108301_200832045 |  |  | PQ | AN | 2771.281 | 8108301 | no | no |  |  | no |  |  | 1398567.678 | 15302851.24 |  | -1
node_8108301_200832046 |  |  | PQ | AD | 2771.281 | 8108301 | no | no |  |  | no |  |  | 1398573.975 | 15302939.165 |  | -1
node_8108301_200832047 |  |  | PQ | AD | 2771.281 | 8108301 | no | no |  |  | no |  |  | 1398570.405 | 15303110.096 |  | -1
node_8108301_200832048 |  |  | PQ | AD | 2771.281 | 8108301 | no | no |  |  | no |  |  | 1398597.866 | 15303277.942 |  | -1
node_8108301_200832049 |  |  | PQ | AD | 2771.281 | 8108301 | no | no |  |  | no |  |  | 1398629.512 | 15303461.371 |  | -1
node_8108301_200832050 |  |  | PQ | AN | 2771.281 | 8108301 | no | no |  |  | no |  |  | 1398638.992 | 15303625.498 |  | -1
node_8108301_200832052 |  |  | PQ | ABCN | 7199.558 | 8108301 | no | no |  |  | no |  |  | 1398494.346 | 15302841.08 |  | -1
node_8108301_200832057 |  |  | PQ | AD | 2771.281 | 8108301 | no | no |  |  | no |  |  | 1398738.823 | 15302798.15 |  | -1
node_8108301_200832059 |  |  | PQ | AD | 2771.281 | 8108301 | no | no |  |  | no |  |  | 1399457.405 | 15303121.325 |  | -1
node_8108301_200832060 |  |  | PQ | AN | 2771.281 | 8108301 | no | no |  |  | no |  |  | 1399471.217 | 15303284.616 |  | -1
node_8108301_200832061 |  |  | PQ | AN | 2771.281 | 8108301 | no | no |  |  | no |  |  | 1399491.218 | 15303449.56 |  | -1
node_8108301_200832064 |  |  | PQ | AD | 2771.281 | 8108301 | no | no |  |  | no |  |  | 1398874.787 | 15302806.532 |  | -1
node_8108301_200832067 |  |  | PQ | AD | 2771.281 | 8108301 | no | no |  |  | no |  |  | 1399093.425 | 15302762.999 |  | -1
node_8108301_200832068 |  |  | PQ | AN | 2771.281 | 8108301 | no | no |  |  | no |  |  | 1399203.381 | 15302783.923 |  | -1
node_8108301_200832069 |  |  | PQ | AD | 2771.281 | 8108301 | no | no |  |  | no |  |  | 1399291.702 | 15302833.11 |  | -1
node_8108301_200832070 |  |  | PQ | AD | 2771.281 | 8108301 | no | no |  |  | no |  |  | 1399437.201 | 15302947.24 |  | -1
node_8108301_200832072 |  |  | PQ | AN | 2771.281 | 8108301 | no | no |  |  | no |  |  | 1399574.99 | 15302957.9 |  | -1
node_8108301_200832073 |  |  | PQ | AD | 2771.281 | 8108301 | no | no |  |  | no |  |  | 1399704.779 | 15302958.105 |  | -1
node_8108301_200832074 |  |  | PQ | AD | 2771.281 | 8108301 | no | no |  |  | no |  |  | 1399815.587 | 15302953.558 |  | -1
node_8108301_200832075 |  |  | PQ | AD | 2771.281 | 8108301 | no | no |  |  | no |  |  | 1399968.978 | 15302943.745 |  | -1
node_8108301_200832077 |  |  | PQ | AN | 2771.281 | 8108301 | no | no |  |  | no |  |  | 1400173.03 | 15302998.243 |  | -1
node_8108301_200832078 |  |  | PQ | AD | 2771.281 | 8108301 | no | no |  |  | no |  |  | 1400322.815 | 15303039.136 |  | -1
node_8108301_200832079 |  |  | PQ | AN | 2771.281 | 8108301 | no | no |  |  | no |  |  | 1400475.51 | 15303082.518 |  | -1
node_8108301_200832080 |  |  | PQ | AD | 2771.281 | 8108301 | no | no |  |  | no |  |  | 1400513.96 | 15303055.414 |  | -1
node_8108301_200832081 |  |  | PQ | AN | 2771.281 | 8108301 | no | no |  |  | no |  |  | 1400722.947 | 15302913.249 |  | -1
node_8108301_200832082 |  |  | PQ | AD | 2771.281 | 8108301 | no | no |  |  | no |  |  | 1400642.826 | 15303119.43 |  | -1
node_8108301_200832083 |  |  | PQ | AD | 2771.281 | 8108301 | no | no |  |  | no |  |  | 1400852.639 | 15303188.633 |  | -1
node_8108301_200832085 |  |  | PQ | AN | 2771.281 | 8108301 | no | no |  |  | no |  |  | 1401101.138 | 15303206.854 |  | -1
node_8108301_200832086 |  |  | PQ | AD | 2771.281 | 8108301 | no | no |  |  | no |  |  | 1401306.119 | 15303221.337 |  | -1
node_8108301_200832087 |  |  | PQ | AN | 2771.281 | 8108301 | no | no |  |  | no |  |  | 1401454.529 | 15303247.275 |  | -1
node_8108301_200832090 |  |  | PQ | AD | 2771.281 | 8108301 | no | no |  |  | no |  |  | 1401690.894 | 15303438.445 |  | -1
node_8108301_200832091 |  |  | PQ | AD | 2771.281 | 8108301 | no | no |  |  | no |  |  | 1401926.572 | 15303629.515 |  | -1
node_8108301_200832092 |  |  | PQ | AN | 2771.281 | 8108301 | no | no |  |  | no |  |  | 1401894.382 | 15303459.676 |  | -1
node_8108301_200832094 |  |  | PQ | AD | 2771.281 | 8108301 | no | no |  |  | no |  |  | 1402004.28 | 15302978.269 |  | -1
node_8108301_200832095 |  |  | PQ | AN | 2771.281 | 8108301 | no | no |  |  | no |  |  | 1402020.286 | 15302483.341 |  | -1
node_8108301_200832096 |  |  | PQ | AN | 2771.281 | 8108301 | no | no |  |  | no |  |  | 1402055.294 | 15303736.387 |  | -1
node_8108301_200832097 |  |  | PQ | AD | 2771.281 | 8108301 | no | no |  |  | no |  |  | 1402193.47 | 15303856.11 |  | -1
node_8108301_200832098 |  |  | PQ | AD | 2771.281 | 8108301 | no | no |  |  | no |  |  | 1402392.351 | 15304100.52 |  | -1
node_8108301_200832099 |  |  | PQ | AD | 2771.281 | 8108301 | no | no |  |  | no |  |  | 1402645.932 | 15304418.08 |  | -1
node_8108301_200832100 |  |  | PQ | AD | 2771.281 | 8108301 | no | no |  |  | no |  |  | 1402819.316 | 15304638.038 |  | -1
node_8108301_200832101 |  |  | PQ | AD | 2771.281 | 8108301 | no | no |  |  | no |  |  | 1402773.903 | 15304737.976 |  | -1
node_8108301_200832102 |  |  | PQ | AD | 2771.281 | 8108301 | no | no |  |  | no |  |  | 1402470.466 | 15304945.444 |  | -1
node_8108301_200832103 |  |  | PQ | AN | 2771.281 | 8108301 | no | no |  |  | no |  |  | 1402275.277 | 15304941.094 |  | -1
node_8108301_200832104 |  |  | PQ | AD | 2771.281 | 8108301 | no | no |  |  | no |  |  | 1402357.167 | 15305134.008 |  | -1
node_8108301_200832105 |  |  | PQ | AN | 2771.281 | 8108301 | no | no |  |  | no |  |  | 1402384.027 | 15305368.121 |  | -1
node_8108301_200832106 |  |  | PQ | AD | 2771.281 | 8108301 | no | no |  |  | no |  |  | 1403035.421 | 15304904.7 |  | -1
node_8108301_200832107 |  |  | PQ | AD | 2771.281 | 8108301 | no | no |  |  | no |  |  | 1398416.845 | 15302907.868 |  | -1
node_8108301_200832108 |  |  | PQ | AN | 2771.281 | 8108301 | no | no |  |  | no |  |  | 1398577.576 | 15302855.843 |  | -1
node_8108301_200832110 |  |  | PQ | AD | 2771.281 | 8108301 | no | no |  |  | no |  |  | 1398882.263 | 15302936.852 |  | -1
node_8108301_200832111 |  |  | PQ | AN | 2771.281 | 8108301 | no | no |  |  | no |  |  | 1398892.509 | 15303070.132 |  | -1
node_8108301_200832117 |  |  | PQ | AN | 2771.281 | 8108301 | no | no |  |  | no |  |  | 1398948.619 | 15303698.809 |  | -1
node_8108301_200832119 |  |  | PQ | AD | 2771.281 | 8108301 | no | no |  |  | no |  |  | 1399150.206 | 15302914.801 |  | -1
node_8108301_200832121 |  |  | PQ | AD | 2771.281 | 8108301 | no | no |  |  | no |  |  | 1399170.885 | 15303087.783 |  | -1
node_8108301_200832122 |  |  | PQ | AD | 2771.281 | 8108301 | no | no |  |  | no |  |  | 1399183.275 | 15303235.309 |  | -1
node_8108301_200832123 |  |  | PQ | AN | 2771.281 | 8108301 | no | no |  |  | no |  |  | 1399204.328 | 15303383.75 |  | -1
node_8108301_200832124 |  |  | PQ | AD | 2771.281 | 8108301 | no | no |  |  | no |  |  | 1399213.868 | 15303540.1 |  | -1
node_8108301_200832125 |  |  | PQ | AD | 2771.281 | 8108301 | no | no |  |  | no |  |  | 1399190.515 | 15303674.68 |  | -1
node_8108301_200832126 |  |  | PQ | AD | 2771.281 | 8108301 | no | no |  |  | no |  |  | 1399011.601 | 15303688.656 |  | -1
node_8108301_200832130 |  |  | PQ | AD | 2771.281 | 8108301 | no | no |  |  | no |  |  | 1399198.177 | 15303792.78 |  | -1
node_8108301_200832131 |  |  | PQ | AN | 2771.281 | 8108301 | no | no |  |  | no |  |  | 1399218.235 | 15303922.368 |  | -1
node_8108301_200832143 |  |  | PQ | AD | 2771.281 | 8108301 | no | no |  |  | no |  |  | 1400176.994 | 15303122.794 |  | -1
node_8108301_200832144 |  |  | PQ | AD | 2771.281 | 8108301 | no | no |  |  | no |  |  | 1400178.88 | 15303252.033 |  | -1
node_8108301_200832145 |  |  | PQ | AD | 2771.281 | 8108301 | no | no |  |  | no |  |  | 1400179.189 | 15303397.637 |  | -1
node_8108301_200832146 |  |  | PQ | AD | 2771.281 | 8108301 | no | no |  |  | no |  |  | 1400183.051 | 15303549.697 |  | -1
node_8108301_200832147 |  |  | PQ | AN | 2771.281 | 8108301 | no | no |  |  | no |  |  | 1400183.445 | 15303701.369 |  | -1
node_8108301_200832148 |  |  | PQ | AD | 2771.281 | 8108301 | no | no |  |  | no |  |  | 1400186.983 | 15303850.51 |  | -1
node_8108301_200832149 |  |  | PQ | AN | 2771.281 | 8108301 | no | no |  |  | no |  |  | 1400189.285 | 15303963.906 |  | -1
node_8108301_200836198 |  |  | PQ | AN | 2771.281 | 8108301 | no | no |  |  | no |  |  | 1403223.672 | 15306464.612 |  | -1
node_8108301_200836199 |  |  | PQ | AN | 2771.281 | 8108301 | no | no |  |  | no |  |  | 1405717.92 | 15305123.167 |  | -1
node_8108301_200836201 |  |  | PQ | AD | 2771.281 | 8108301 | no | no |  |  | no |  |  | 1403196.931 | 15305221.67 |  | -1
node_8108301_200836202 |  |  | PQ | AD | 2771.281 | 8108301 | no | no |  |  | no |  |  | 1403375.019 | 15305304.888 |  | -1
node_8108301_200836203 |  |  | PQ | AN | 2771.281 | 8108301 | no | no |  |  | no |  |  | 1403513.026 | 15305374.684 |  | -1
node_8108301_200836204 |  |  | PQ | AD | 2771.281 | 8108301 | no | no |  |  | no |  |  | 1403628.597 | 15305418.877 |  | -1
node_8108301_200836205 |  |  | PQ | AD | 2771.281 | 8108301 | no | no |  |  | no |  |  | 1403558.28 | 15305613.368 |  | -1
node_8108301_200836206 |  |  | PQ | AD | 2771.281 | 8108301 | no | no |  |  | no |  |  | 1403492.457 | 15305794.045 |  | -1
node_8108301_200836207 |  |  | PQ | AD | 2771.281 | 8108301 | no | no |  |  | no |  |  | 1403491.162 | 15306026.694 |  | -1
node_8108301_200836208 |  |  | PQ | AD | 2771.281 | 8108301 | no | no |  |  | no |  |  | 1403218.958 | 15306141.127 |  | -1
node_8108301_200836209 |  |  | PQ | AN | 2771.281 | 8108301 | no | no |  |  | no |  |  | 1403049.439 | 15306213.23 |  | -1
node_8108301_200836210 |  |  | PQ | AD | 2771.281 | 8108301 | no | no |  |  | no |  |  | 1403492.011 | 15306322.711 |  | -1
node_8108301_200836211 |  |  | PQ | AN | 2771.281 | 8108301 | no | no |  |  | no |  |  | 1403804.442 | 15305407.867 |  | -1
node_8108301_200836214 |  |  | PQ | AN | 2771.281 | 8108301 | no | no |  |  | no |  |  | 1404040.972 | 15305518.209 |  | -1
node_8108301_200836216 |  |  | PQ | AN | 2771.281 | 8108301 | no | no |  |  | no |  |  | 1404443.227 | 15305549.68 |  | -1
node_8108301_200836219 |  |  | PQ | AN | 2771.281 | 8108301 | no | no |  |  | no |  |  | 1404892.604 | 15305627.908 |  | -1
node_8108301_200836220 |  |  | PQ | AD | 2771.281 | 8108301 | no | no |  |  | no |  |  | 1404900.502 | 15305670.505 |  | -1
node_8108301_200836221 |  |  | PQ | AN | 2771.281 | 8108301 | no | no |  |  | no |  |  | 1404905.261 | 15305958.493 |  | -1
node_8108301_200836224 |  |  | PQ | AD | 2771.281 | 8108301 | no | no |  |  | no |  |  | 1405061.771 | 15305650.322 |  | -1
node_8108301_200836226 |  |  | PQ | AN | 2771.281 | 8108301 | no | no |  |  | no |  |  | 1405329.724 | 15305670.4 |  | -1
node_8108301_200836228 |  |  | PQ | AD | 2771.281 | 8108301 | no | no |  |  | no |  |  | 1405635.847 | 15305625.079 |  | -1
node_8108301_200836229 |  |  | PQ | AD | 2771.281 | 8108301 | no | no |  |  | no |  |  | 1405909.675 | 15305585.372 |  | -1
node_8108301_200836230 |  |  | PQ | AN | 2771.281 | 8108301 | no | no |  |  | no |  |  | 1406126.482 | 15305540.44 |  | -1
node_8108301_200836234 |  |  | PQ | AN | 2771.281 | 8108301 | no | no |  |  | no |  |  | 1406398.975 | 15305453.765 |  | -1
node_8108301_200836237 |  |  | PQ | AN | 2771.281 | 8108301 | no | no |  |  | no |  |  | 1406668.883 | 15305366.088 |  | -1
node_8108301_200836239 |  |  | PQ | AN | 2771.281 | 8108301 | no | no |  |  | no |  |  | 1406942.244 | 15305256.27 |  | -1
node_8108301_200837222 |  |  | PQ | AD | 2771.281 | 8108301 | no | no |  |  | no |  |  | 1405065.689 | 15305483.317 |  | -1
node_8108301_200837223 |  |  | PQ | AN | 2771.281 | 8108301 | no | no |  |  | no |  |  | 1405065.941 | 15305350.544 |  | -1
node_8108301_200837224 |  |  | PQ | AD | 2771.281 | 8108301 | no | no |  |  | no |  |  | 1405072.114 | 15305161.188 |  | -1
node_8108301_200837225 |  |  | PQ | AD | 2771.281 | 8108301 | no | no |  |  | no |  |  | 1405071.429 | 15305053.152 |  | -1
node_8108301_200837226 |  |  | PQ | AN | 2771.281 | 8108301 | no | no |  |  | no |  |  | 1405074.943 | 15304893.393 |  | -1
node_8108301_200837228 |  |  | PQ | AN | 2771.281 | 8108301 | no | no |  |  | no |  |  | 1405077.502 | 15304733.161 |  | -1
node_8108301_200837229 |  |  | PQ | AN | 2771.281 | 8108301 | no | no |  |  | no |  |  | 1405083.528 | 15304369.175 |  | -1
node_8108301_200837232 |  |  | PQ | AN | 2771.281 | 8108301 | no | no |  |  | no |  |  | 1405091.076 | 15304079.654 |  | -1
node_8108301_200914628 |  |  | PQ | AD | 2771.281 | 8108301 | no | no |  |  | no |  |  | 1407052.07 | 15305225.328 |  | -1
node_8108301_200917118 |  |  | PQ | ABCN | 7199.558 | 8108301 | no | no |  |  | no |  |  | 1398849.945 | 15299618.366 |  | -1
node_8108301_200980274 |  |  | PQ | ABCN | 7199.558 | 8108301 | no | no |  |  | no |  |  | 1398170.448 | 15300453.06 |  | -1
node_8108301_201011964 |  |  | PQ | ABCN | 7199.558 | 8108301 | no | no |  |  | no |  |  | 1399097.43 | 15300397.649 |  | -1
node_8108301_201015705 |  |  | PQ | ABCN | 7199.558 | 8108301 | no | no |  |  | no |  |  | 1398530.742 | 15301221.833 |  | -1
node_8108301_201016307 |  |  | PQ | ABCN | 7199.558 | 8108301 | no | no |  |  | no |  |  | 1398482.113 | 15301581.575 |  | -1
node_8108301_201017116 |  |  | PQ | ABCN | 7199.558 | 8108301 | no | no |  |  | no |  |  | 1398597.864 | 15300899.083 |  | -1
node_8108301_201024136 |  |  | PQ | AN | 7199.558 | 8108301 | no | no |  |  | no |  |  | 1398495.1 | 15299568.579 |  | -1
node_8108301_201024137 |  |  | PQ | AN | 7199.558 | 8108301 | no | no |  |  | no |  |  | 1398477.075 | 15299270.357 |  | -1
node_8108301_201024138 |  |  | PQ | AN | 7199.558 | 8108301 | no | no |  |  | no |  |  | 1398434.365 | 15298964.382 |  | -1
node_8108301_201024139 |  |  | PQ | AN | 7199.558 | 8108301 | no | no |  |  | no |  |  | 1398422.753 | 15298709.152 |  | -1
node_8108301_310009298 |  |  | PQ | ABCN | 7199.558 | 8108301 | no | no |  |  | no |  |  | 1398402.153 | 15299879.845 |  | -1
node_8108301_310009384 |  |  | PQ | AD | 2771.281 | 8108301 | no | no |  |  | no |  |  | 1403493 | 15306480.843 |  | -1
node_8108301_311902383 |  |  | PQ | ABCN | 2771.281 | 8108301 | no | no |  |  | no |  |  | 1398034.848 | 15299470.577 |  | -1
node_8108301_312118439 |  |  | PQ | AN | 7199.558 | 8108301 | no | no |  |  | no |  |  | 1398238.284 | 15298533.907 |  | -1
node_8108301_312118440 |  |  | PQ | AN | 7199.558 | 8108301 | no | no |  |  | no |  |  | 1398416.676 | 15298558.049 |  | -1
node_8108301_312120464 |  |  | PQ | ABCN | 7199.558 | 8108301 | no | no |  |  | no |  |  | 1398532.73 | 15302446.697 |  | -1
node_8108301_312120470 |  |  | PQ | ABCN | 7199.558 | 8108301 | no | no |  |  | no |  |  | 1398621.621 | 15302431.032 |  | -1
node_8108301_312140492 |  |  | PQ | ABCN | 7199.558 | 8108301 | no | no |  |  | no |  |  | 1398771.163 | 15299618.026 |  | -1
node_220382508 |  |  | PQ | ABCN | 7199.558 | 8108301 | no | no |  |  | no |  |  | 1398050.884 | 15299740.524 |  | -1
node_220387986 |  |  | PQ | AN | 7199.558 | 8108301 | no | no |  |  | no |  |  | 1398564.253 | 15302838.966 |  | -1
node_220464120 |  |  | PQ | AN | 2771.281 | 8108301 | no | no |  |  | no |  |  | 1398566.045 | 15302845.388 |  | -1
node_311902511 |  |  | PQ | ABCN | 2771.281 | 8108301 | no | no |  |  | no |  |  | 1398035.242 | 15299477.207 |  | -1
node_SOURCE_8108301 |  |  | SWING | ABCN | 7199.558 | 8108301 | no | no |  |  | no |  |  | 1398944.287 | 15299676.196 |  | -1
node_intto1_8108301_200808384 |  |  | PQ | ABCN | 7199.558 | 8108301 | no | no |  |  | no |  |  | 1399337.211 | 15300436.921 |  | -1
node_intto1_8108301_200808436 |  |  | PQ | ABCN | 7199.558 | 8108301 | no | no |  |  | no |  |  | 1399068.635 | 15299920.359 |  | -1
node_intto1_8108301_200808438 |  |  | PQ | ABCN | 7199.558 | 8108301 | no | no |  |  | no |  |  | 1399024.158 | 15300047.805 |  | -1
node_intto1_8108301_200809187 |  |  | PQ | ABCN | 7199.558 | 8108301 | no | no |  |  | no |  |  | 1399278.732 | 15298670.865 |  | -1
node_intto1_8108301_200809224 |  |  | PQ | ABCN | 7199.558 | 8108301 | no | no |  |  | no |  |  | 1399722.153 | 15299830.604 |  | -1
node_intto1_8108301_200809269 |  |  | PQ | ABCN | 7199.558 | 8108301 | no | no |  |  | no |  |  | 1398556.847 | 15300213.747 |  | -1
node_intto1_8108301_200809280 |  |  | PQ | ABCN | 7199.558 | 8108301 | no | no |  |  | no |  |  | 1398158.561 | 15300299.243 |  | -1
node_intto1_8108301_200815931 |  |  | PQ | ABCN | 7199.558 | 8108301 | no | no |  |  | no |  |  | 1399046.301 | 15299678.708 |  | -1
node_intto1_8108301_200832048 |  |  | PQ | AD | 2771.281 | 8108301 | no | no |  |  | no |  |  | 1398597.866 | 15303277.942 |  | -1
node_intto1_8108301_200832067 |  |  | PQ | AD | 2771.281 | 8108301 | no | no |  |  | no |  |  | 1399093.425 | 15302762.999 |  | -1
node_intto1_8108301_200832092 |  |  | PQ | AD | 2771.281 | 8108301 | no | no |  |  | no |  |  | 1401894.382 | 15303459.676 |  | -1
node_intto1_8108301_200832101 |  |  | PQ | AD | 2771.281 | 8108301 | no | no |  |  | no |  |  | 1402773.903 | 15304737.976 |  | -1
node_intto1_8108301_200832119 |  |  | PQ | AD | 2771.281 | 8108301 | no | no |  |  | no |  |  | 1399150.206 | 15302914.801 |  | -1
node_intto1_8108301_200836199 |  |  | PQ | AD | 2771.281 | 8108301 | no | no |  |  | no |  |  | 1405717.92 | 15305123.167 |  | -1
node_intto1_8108301_200836205 |  |  | PQ | AD | 2771.281 | 8108301 | no | no |  |  | no |  |  | 1403558.28 | 15305613.368 |  | -1
node_intto1_8108301_200837223 |  |  | PQ | AD | 2771.281 | 8108301 | no | no |  |  | no |  |  | 1405065.941 | 15305350.544 |  | -1
node_intto1_8108301_312120464 |  |  | PQ | ABCN | 7199.558 | 8108301 | no | no |  |  | no |  |  | 1398532.73 | 15302446.697 |  | -1
node_intto1_8108301_312120470 |  |  | PQ | ABCN | 7199.558 | 8108301 | no | no |  |  | no |  |  | 1398621.621 | 15302431.032 |  | -1
node_intto1_220382508 |  |  | PQ | ABCN | 7199.558 | 8108301 | no | no |  |  | no |  |  | 1398050.884 | 15299740.524 |  | -1
node_intto1_220387986 |  |  | PQ | AN | 7199.558 | 8108301 | no | no |  |  | no |  |  | 1398564.253 | 15302838.966 |  | -1
node_intto1_220464120 |  |  | PQ | AN | 7199.558 | 8108301 | no | no |  |  | no |  |  | 1398566.045 | 15302845.388 |  | -1
node_intto1_311902511 |  |  | PQ | ABCN | 7199.558 | 8108301 | no | no |  |  | no |  |  | 1398035.242 | 15299477.207 |  | -1

## overhead_line
data_type | static
owner_type | feeder
owner | 8108301
object | overhead_line
name | groupid | phases | fr | to | length | configuration | dcircuit | selected | monitored | monitored_fields | class_monitored_fields | played | played_fields | comments | R | X | B | lim_kw
oh_line_8108301_200808328 |  | AD | node_8108301_200809191 | node_8108301_200808328 | 9.548 | bal_1P_4/0AA_1/0AA | 8108301 | no | no |  |  | no |  |  | 0 | 0 | 0 | 0
oh_line_8108301_200808329 |  | ABCN | node_8108301_200809191 | node_8108301_200808329 | 87.486 | bal_3P_1/0AA_1/0AA(N) | 8108301 | no | no |  |  | no |  |  | 0 | 0 | 0 | 0
oh_line_8108301_200808331 |  | ABCN | node_8108301_200808329 | node_8108301_200808331 | 104.805 | bal_3P_1/0AA_1/0AA(N) | 8108301 | no | no |  |  | no |  |  | 0 | 0 | 0 | 0
oh_line_8108301_200808332 |  | ABCN | node_8108301_200808331 | node_8108301_200808332 | 105.542 | bal_3P_1/0AA_1/0AA(N) | 8108301 | no | no |  |  | no |  |  | 0 | 0 | 0 | 0
oh_line_8108301_200808333 |  | ABN | node_8108301_200808332 | node_8108301_200808333 | 36.439 | bal_2P_1/0AA_4/0AC(N) | 8108301 | no | no |  |  | no |  |  | 0 | 0 | 0 | 0
oh_line_8108301_200808334 |  | ABCN | node_8108301_200808332 | node_8108301_200808334 | 119.886 | bal_3P_1/0AA_1/0AA(N) | 8108301 | no | no |  |  | no |  |  | 0 | 0 | 0 | 0
oh_line_8108301_200808335 |  | ABCN | node_8108301_200808334 | node_8108301_200808335 | 117.602 | bal_3P_1/0AA_1/0AA(N) | 8108301 | no | no |  |  | no |  |  | 0 | 0 | 0 | 0
oh_line_8108301_200808337 |  | ABCN | node_8108301_200808335 | node_8108301_200808337 | 122.654 | bal_3P_1/0AA_4/0AC(N) | 8108301 | no | no |  |  | no |  |  | 0 | 0 | 0 | 0
oh_line_8108301_200808338 |  | ABCN | node_8108301_200808337 | node_8108301_200808338 | 82.849 | bal_3P_1/0AA_4/0AC(N) | 8108301 | no | no |  |  | no |  |  | 0 | 0 | 0 | 0
oh_line_8108301_200808339 |  | ABCN | node_8108301_200808338 | node_8108301_200808339 | 98.855 | bal_3P_1/0AA_4/0AC(N) | 8108301 | no | no |  |  | no |  |  | 0 | 0 | 0 | 0
oh_line_8108301_200808340 |  | ABCN | node_8108301_200808339 | node_8108301_200808340 | 124.319 | bal_3P_1/0AA_4/0AC(N) | 8108301 | no | no |  |  | no |  |  | 0 | 0 | 0 | 0
oh_line_8108301_200808341 |  | ABCN | node_8108301_200808340 | node_8108301_200808341 | 105.772 | bal_3P_1/0AA_4/0AL(N) | 8108301 | no | no |  |  | no |  |  | 0 | 0 | 0 | 0
oh_line_8108301_200808342 |  | ABCN | node_8108301_200808341 | node_8108301_200808342 | 97.44 | bal_3P_1/0AA_4/0AL(N) | 8108301 | no | no |  |  | no |  |  | 0 | 0 | 0 | 0
oh_line_8108301_200808343 |  | ABCN | node_8108301_200808342 | node_8108301_200808343 | 33.997 | bal_3P_1/0AA_4/0AL(N) | 8108301 | no | no |  |  | no |  |  | 0 | 0 | 0 | 0
oh_line_8108301_200808384 |  | ABCN | node_8108301_201011964 | node_intto1_8108301_200808384 | 242.977 | bal_3P_WYECUST | 8108301 | no | no |  |  | no |  |  | 0 | 0 | 0 | 0
oh_line_8108301_200808385 |  | AN | node_8108301_200808384 | node_8108301_200808385 | 16.869 | bal_1P_WYECUST | 8108301 | no | no |  |  | no |  |  | 0 | 0 | 0 | 0
oh_line_8108301_200808435 |  | ABCN | node_8108301_200815926 | node_8108301_200808435 | 208.489 | bal_3P_477AL_4/0AA(N) | 8108301 | no | no |  |  | no |  |  | 0 | 0 | 0 | 0
oh_line_8108301_200808436 |  | ABCN | node_8108301_200808435 | node_intto1_8108301_200808436 | 52.198 | bal_3P_1/0AC_1/0AA(N) | 8108301 | no | no |  |  | no |  |  | 0 | 0 | 0 | 0
oh_line_8108301_200808437 |  | ABCN | node_8108301_200808435 | node_8108301_200808437 | 55.982 | bal_3P_1/0AC_1/0AA(N) | 8108301 | no | no |  |  | no |  |  | 0 | 0 | 0 | 0
oh_line_8108301_200808438 |  | ABCN | node_8108301_200808437 | node_intto1_8108301_200808438 | 83.79 | bal_3P_1/0AC_4/0AL(N) | 8108301 | no | no |  |  | no |  |  | 0 | 0 | 0 | 0
oh_line_8108301_200808439 |  | ABCN | node_8108301_200808438 | node_8108301_200808439 | 100.009 | bal_3P_1/0AC_4/0AL(N) | 8108301 | no | no |  |  | no |  |  | 0 | 0 | 0 | 0
oh_line_8108301_200808440 |  | ABCN | node_8108301_200808439 | node_8108301_200808440 | 98.384 | bal_3P_1/0AC_4/0AL(N) | 8108301 | no | no |  |  | no |  |  | 0 | 0 | 0 | 0
oh_line_8108301_200808441 |  | ABCN | node_8108301_200808440 | node_8108301_200808441 | 136.296 | bal_3P_1/0AC_4/0AL(N) | 8108301 | no | no |  |  | no |  |  | 0 | 0 | 0 | 0
oh_line_8108301_200808445-1 |  | ABCN | node_1399023_234_15300476_503 | node_8108301_200808445 | 14.185 | bal_3P_1/0AC_4/0AL(N) | 8108301 | no | no |  |  | no |  |  | 0 | 0 | 0 | 0
oh_line_8108301_200808445-2 |  | ABCN | node_8108301_200808441 | node_1399023_234_15300476_503 | 94.023 | bal_3P_1/0AC_4/0AL(N) | 8108301 | no | no |  |  | no |  |  | 0 | 0 | 0 | 0
oh_line_8108301_200808446 |  | ABCN | node_8108301_200808445 | node_8108301_200808446 | 119.883 | bal_3P_1/0AC_4/0AL(N) | 8108301 | no | no |  |  | no |  |  | 0 | 0 | 0 | 0
oh_line_8108301_200808447 |  | ABCN | node_8108301_200808446 | node_8108301_200808447 | 135.263 | bal_3P_1/0AA_4/0AA(N) | 8108301 | no | no |  |  | no |  |  | 0 | 0 | 0 | 0
oh_line_8108301_200808448 |  | ABCN | node_8108301_200808447 | node_8108301_200808448 | 148.408 | bal_3P_1/0AA_1/0AA(N) | 8108301 | no | no |  |  | no |  |  | 0 | 0 | 0 | 0
oh_line_8108301_200809182 |  | ABCN | node_8108301_200815924 | node_8108301_200809182 | 107.568 | bal_3P_4/0AL_4/0AL(N) | 8108301 | no | no |  |  | no |  |  | 0 | 0 | 0 | 0
oh_line_8108301_200809183 |  | ABN | node_8108301_200809199 | node_8108301_200809183 | 105.799 | bal_2P_2CU_4/0AL(N) | 8108301 | no | no |  |  | no |  |  | 0 | 0 | 0 | 0
oh_line_8108301_200809184 |  | ABN | node_8108301_200809183 | node_8108301_200809184 | 166.236 | bal_2P_2CU_4/0AL(N) | 8108301 | no | no |  |  | no |  |  | 0 | 0 | 0 | 0
oh_line_8108301_200809186 |  | ABN | node_8108301_200809184 | node_8108301_200809186 | 148.674 | bal_2P_2CU_4/0AL(N) | 8108301 | no | no |  |  | no |  |  | 0 | 0 | 0 | 0
oh_line_8108301_200809187 |  | ABCN | node_8108301_200809182 | node_intto1_8108301_200809187 | 104.624 | bal_3P_4/0AL_4/0AL(N) | 8108301 | no | no |  |  | no |  |  | 0 | 0 | 0 | 0
oh_line_8108301_200809188 |  | ABCN | node_8108301_200809187 | node_8108301_200809188 | 131.916 | bal_3P_4/0AL_4/0AL(N) | 8108301 | no | no |  |  | no |  |  | 0 | 0 | 0 | 0
oh_line_8108301_200809191 |  | ABCN | node_8108301_200809188 | node_8108301_200809191 | 149.74 | bal_3P_2CU_2CU(N) | 8108301 | no | no |  |  | no |  |  | 0 | 0 | 0 | 0
oh_line_8108301_200809193 |  | ABCN | node_8108301_200809191 | node_8108301_200809193 | 75.745 | bal_3P_1/0AA_4/0AC(N) | 8108301 | no | no |  |  | no |  |  | 0 | 0 | 0 | 0
oh_line_8108301_200809194 |  | ABCN | node_8108301_200809193 | node_8108301_200809194 | 128.628 | bal_3P_1/0AA_4/0AC(N) | 8108301 | no | no |  |  | no |  |  | 0 | 0 | 0 | 0
oh_line_8108301_200809196 |  | ABN | node_8108301_200809194 | node_8108301_200809196 | 98.459 | bal_2P_1/0AA_1/0AA(N) | 8108301 | no | no |  |  | no |  |  | 0 | 0 | 0 | 0
oh_line_8108301_200809197 |  | ABN | node_8108301_200809196 | node_8108301_200809197 | 152.708 | bal_2P_1/0AA_1/0AA(N) | 8108301 | no | no |  |  | no |  |  | 0 | 0 | 0 | 0
oh_line_8108301_200809198 |  | AN | node_8108301_200809197 | node_8108301_200809198 | 180.221 | bal_1P_1/0AA_1/0AA(N) | 8108301 | no | no |  |  | no |  |  | 0 | 0 | 0 | 0
oh_line_8108301_200809199 |  | ABN | node_8108301_200809197 | node_8108301_200809199 | 92.177 | bal_2P_2CU_4/0AL(N) | 8108301 | no | no |  |  | no |  |  | 0 | 0 | 0 | 0
oh_line_8108301_200809200 |  | AN | node_8108301_200809199 | node_8108301_200809200 | 86.511 | bal_1P_1/0AA_1/0AA(N) | 8108301 | no | no |  |  | no |  |  | 0 | 0 | 0 | 0
oh_line_8108301_200809201 |  | AN | node_8108301_200809200 | node_8108301_200809201 | 164.443 | bal_1P_1/0AA_1/0AA(N) | 8108301 | no | no |  |  | no |  |  | 0 | 0 | 0 | 0
oh_line_8108301_200809214 |  | ABCN | node_8108301_200809218 | node_8108301_200809214 | 107.207 | bal_3P_1/0AC_4/0AC(N) | 8108301 | no | no |  |  | no |  |  | 0 | 0 | 0 | 0
oh_line_8108301_200809218 |  | ABCN | node_8108301_200808343 | node_8108301_200809218 | 94.218 | bal_3P_1/0AC_4/0AC(N) | 8108301 | no | no |  |  | no |  |  | 0 | 0 | 0 | 0
oh_line_8108301_200809219 |  | ABCN | node_8108301_200808343 | node_8108301_200809219 | 133.114 | bal_3P_1/0AC_1/0AA(N) | 8108301 | no | no |  |  | no |  |  | 0 | 0 | 0 | 0
oh_line_8108301_200809220 |  | ABCN | node_8108301_200809219 | node_8108301_200809220 | 107.142 | bal_3P_1/0AC_4/0AC(N) | 8108301 | no | no |  |  | no |  |  | 0 | 0 | 0 | 0
oh_line_8108301_200809222 |  | ABCN | node_8108301_200809220 | node_8108301_200809222 | 150.584 | bal_3P_1/0AC_1/0AA(N) | 8108301 | no | no |  |  | no |  |  | 0 | 0 | 0 | 0
oh_line_8108301_200809223 |  | ABCN | node_8108301_200809222 | node_8108301_200809223 | 92.429 | bal_3P_1/0AC_1/0AA(N) | 8108301 | no | no |  |  | no |  |  | 0 | 0 | 0 | 0
oh_line_8108301_200809224 |  | ABCN | node_8108301_200809223 | node_intto1_8108301_200809224 | 41.262 | bal_3P_1/0AC_1/0AA(N) | 8108301 | no | no |  |  | no |  |  | 0 | 0 | 0 | 0
oh_line_8108301_200809225 |  | ABCN | node_8108301_200809223 | node_8108301_200809225 | 91.507 | bal_3P_477AL_2AC(N) | 8108301 | no | no |  |  | no |  |  | 0 | 0 | 0 | 0
oh_line_8108301_200809227 |  | ABCN | node_8108301_200809225 | node_8108301_200809227 | 166.41 | bal_3P_477AL_2AC(N) | 8108301 | no | no |  |  | no |  |  | 0 | 0 | 0 | 0
oh_line_8108301_200809228 |  | ABCN | node_8108301_200809227 | node_8108301_200809228 | 118.478 | bal_3P_477AL_4/0AL(N) | 8108301 | no | no |  |  | no |  |  | 0 | 0 | 0 | 0
oh_line_8108301_200809229 |  | ABCN | node_8108301_200809228 | node_8108301_200809229 | 100.131 | bal_3P_477AL_4/0AL(N) | 8108301 | no | no |  |  | no |  |  | 0 | 0 | 0 | 0
oh_line_8108301_200809232 |  | ABCN | node_8108301_200809229 | node_8108301_200809232 | 125.169 | bal_3P_477AL_4/0AL(N) | 8108301 | no | no |  |  | no |  |  | 0 | 0 | 0 | 0
oh_line_8108301_200809246 |  | ABCN | node_8108301_200809257 | node_8108301_200809246 | 139.994 | bal_3P_4/0AC_1/0AA(N) | 8108301 | no | no |  |  | no |  |  | 0 | 0 | 0 | 0
oh_line_8108301_200809247 |  | ABCN | node_8108301_200809246 | node_8108301_200809247 | 152.244 | bal_3P_4/0AC_1/0AA(N) | 8108301 | no | no |  |  | no |  |  | 0 | 0 | 0 | 0
oh_line_8108301_200809248 |  | ABCN | node_8108301_200809247 | node_8108301_200809248 | 141.755 | bal_3P_4/0AC_1/0AA(N) | 8108301 | no | no |  |  | no |  |  | 0 | 0 | 0 | 0
oh_line_8108301_200809250 |  | ABCN | node_8108301_201017116 | node_8108301_200809250 | 207.383 | bal_3P_4/0AC_1/0AA(N) | 8108301 | no | no |  |  | no |  |  | 0 | 0 | 0 | 0
oh_line_8108301_200809252 |  | ABCN | node_8108301_201015705 | node_8108301_200809252 | 159.091 | bal_3P_4/0AC_1/0AA(N) | 8108301 | no | no |  |  | no |  |  | 0 | 0 | 0 | 0
oh_line_8108301_200809254 |  | ABCN | node_8108301_201016307 | node_8108301_200809254 | 271.88 | bal_3P_2CU_1/0AA(N) | 8108301 | no | no |  |  | no |  |  | 0 | 0 | 0 | 0
oh_line_8108301_200809255 |  | ABCN | node_8108301_200809254 | node_8108301_200809255 | 286.29 | bal_3P_2CU_1/0AA(N) | 8108301 | no | no |  |  | no |  |  | 0 | 0 | 0 | 0
oh_line_8108301_200809256 |  | ABCN | node_8108301_200809269 | node_8108301_200809256 | 140.465 | bal_3P_4/0AL_1/0AA(N) | 8108301 | no | no |  |  | no |  |  | 0 | 0 | 0 | 0
oh_line_8108301_200809257 |  | ABCN | node_8108301_200809256 | node_8108301_200809257 | 90.282 | bal_3P_2/0CU_1/0AC(N) | 8108301 | no | no |  |  | no |  |  | 0 | 0 | 0 | 0
oh_line_8108301_200809258 |  | ABCN | node_8108301_201016307 | node_8108301_200809258 | 167.269 | bal_3P_1/0AC_1/0AA(N) | 8108301 | no | no |  |  | no |  |  | 0 | 0 | 0 | 0
oh_line_8108301_200809259 |  | ABCN | node_8108301_200809258 | node_8108301_200809259 | 158.549 | bal_3P_1/0AC_1/0AA(N) | 8108301 | no | no |  |  | no |  |  | 0 | 0 | 0 | 0
oh_line_8108301_200809260 |  | ABCN | node_8108301_200809259 | node_8108301_200809260 | 101.202 | bal_3P_1/0AA_1/0AA(N) | 8108301 | no | no |  |  | no |  |  | 0 | 0 | 0 | 0
oh_line_8108301_200809262 |  | ABCN | node_8108301_200816134 | node_8108301_200809262 | 25.083 | bal_3P_4/0AL_4/0AL(N) | 8108301 | no | no |  |  | no |  |  | 0 | 0 | 0 | 0
oh_line_8108301_200809263 |  | ABCN | node_8108301_310009298 | node_8108301_200809263 | 77.87 | bal_3P_4/0AL_4/0AL(N) | 8108301 | no | no |  |  | no |  |  | 0 | 0 | 0 | 0
oh_line_8108301_200809264 |  | ABCN | node_8108301_200809263 | node_8108301_200809264 | 65.006 | bal_3P_4/0AL_4/0AL(N) | 8108301 | no | no |  |  | no |  |  | 0 | 0 | 0 | 0
oh_line_8108301_200809265 |  | ABCN | node_8108301_200809264 | node_8108301_200809265 | 60.197 | bal_3P_4/0AL_4/0AL(N) | 8108301 | no | no |  |  | no |  |  | 0 | 0 | 0 | 0
oh_line_8108301_200809266 |  | ABCN | node_8108301_200809265 | node_8108301_200809266 | 101.74 | bal_3P_4/0AL_4/0AL(N) | 8108301 | no | no |  |  | no |  |  | 0 | 0 | 0 | 0
oh_line_8108301_200809267 |  | ABCN | node_8108301_200809266 | node_8108301_200809267 | 47.516 | bal_3P_4/0AL_1/0AA(N) | 8108301 | no | no |  |  | no |  |  | 0 | 0 | 0 | 0
oh_line_8108301_200809269 |  | ABCN | node_8108301_200809267 | node_intto1_8108301_200809269 | 107.188 | bal_3P_4/0AL_4/0AA(N) | 8108301 | no | no |  |  | no |  |  | 0 | 0 | 0 | 0
oh_line_8108301_200809270 |  | ABCN | node_8108301_200816133 | node_8108301_200809270 | 58.973 | bal_3P_1/0AA_1/0AC(N) | 8108301 | no | no |  |  | no |  |  | 0 | 0 | 0 | 0
oh_line_8108301_200809271 |  | ABCN | node_8108301_200809287 | node_8108301_200809271 | 115.094 | bal_3P_4CU_4/0AL(N) | 8108301 | no | no |  |  | no |  |  | 0 | 0 | 0 | 0
oh_line_8108301_200809272 |  | ABCN | node_8108301_200809271 | node_8108301_200809272 | 127.02 | bal_3P_4CU_4/0AL(N) | 8108301 | no | no |  |  | no |  |  | 0 | 0 | 0 | 0
oh_line_8108301_200809273 |  | ABCN | node_8108301_200809272 | node_8108301_200809273 | 124.875 | bal_3P_1/0AC_2/0CU(N) | 8108301 | no | no |  |  | no |  |  | 0 | 0 | 0 | 0
oh_line_8108301_200809274 |  | ABCN | node_8108301_200809273 | node_8108301_200809274 | 119.58 | bal_3P_1/0AC_2/0CU(N) | 8108301 | no | no |  |  | no |  |  | 0 | 0 | 0 | 0
oh_line_8108301_200809275 |  | ABCN | node_8108301_200809274 | node_8108301_200809275 | 162.923 | bal_3P_1/0AC_2/0CU(N) | 8108301 | no | no |  |  | no |  |  | 0 | 0 | 0 | 0
oh_line_8108301_200809276 |  | ABCN | node_8108301_200809275 | node_8108301_200809276 | 112.673 | bal_3P_1/0AC_2/0CU(N) | 8108301 | no | no |  |  | no |  |  | 0 | 0 | 0 | 0
oh_line_8108301_200809277 |  | ABCN | node_8108301_200809270 | node_8108301_200809277 | 144.762 | bal_3P_1/0AA_4/0AL(N) | 8108301 | no | no |  |  | no |  |  | 0 | 0 | 0 | 0
oh_line_8108301_200809278 |  | ABCN | node_8108301_200809277 | node_8108301_200809278 | 90.396 | bal_3P_1/0AA_4/0AL(N) | 8108301 | no | no |  |  | no |  |  | 0 | 0 | 0 | 0
oh_line_8108301_200809279 |  | ABCN | node_8108301_200809278 | node_8108301_200809279 | 114.312 | bal_3P_1/0AA_4/0AL(N) | 8108301 | no | no |  |  | no |  |  | 0 | 0 | 0 | 0
oh_line_8108301_200809280 |  | ABCN | node_8108301_200809279 | node_intto1_8108301_200809280 | 95.799 | bal_3P_1/0AA_4/0AL(N) | 8108301 | no | no |  |  | no |  |  | 0 | 0 | 0 | 0
oh_line_8108301_200809282 |  | ABCN | node_8108301_200980274 | node_8108301_200809282 | 106.075 | bal_3P_4CU_4/0AL(N) | 8108301 | no | no |  |  | no |  |  | 0 | 0 | 0 | 0
oh_line_8108301_200809283 |  | ABCN | node_8108301_200809282 | node_8108301_200809283 | 67.617 | bal_3P_1/0AA_1/0AA(N) | 8108301 | no | no |  |  | no |  |  | 0 | 0 | 0 | 0
oh_line_8108301_200809284 |  | ABCN | node_8108301_200809283 | node_8108301_200809284 | 78.908 | bal_3P_1/0AA_1/0AA(N) | 8108301 | no | no |  |  | no |  |  | 0 | 0 | 0 | 0
oh_line_8108301_200809285 |  | ABCN | node_8108301_200809282 | node_8108301_200809285 | 89.66 | bal_3P_4CU_4/0AL(N) | 8108301 | no | no |  |  | no |  |  | 0 | 0 | 0 | 0
oh_line_8108301_200809286 |  | ABCN | node_8108301_200809285 | node_8108301_200809286 | 114.43 | bal_3P_4CU_4/0AL(N) | 8108301 | no | no |  |  | no |  |  | 0 | 0 | 0 | 0
oh_line_8108301_200809287 |  | ABCN | node_8108301_200809286 | node_8108301_200809287 | 80.391 | bal_3P_4CU_4/0AL(N) | 8108301 | no | no |  |  | no |  |  | 0 | 0 | 0 | 0
oh_line_8108301_200815897 |  | ABCN | node_8108301_200816136 | node_8108301_200815897 | 64.132 | bal_3P_477AL_4/0AA(N) | 8108301 | no | no |  |  | no |  |  | 0 | 0 | 0 | 0
oh_line_8108301_200815908 |  | ABCN | node_8108301_200815926 | node_8108301_200815908 | 45.774 | bal_3P_477AL_4/0AA(N) | 8108301 | no | no |  |  | no |  |  | 0 | 0 | 0 | 0
oh_line_8108301_200815913 |  | ABCN | node_8108301_200815908 | node_8108301_200815913 | 164.735 | bal_3P_477AL_4/0AA(N) | 8108301 | no | no |  |  | no |  |  | 0 | 0 | 0 | 0
oh_line_8108301_200815920 |  | ABCN | node_8108301_200815913 | node_8108301_200815920 | 169.828 | bal_3P_477AL_4/0AA(N) | 8108301 | no | no |  |  | no |  |  | 0 | 0 | 0 | 0
oh_line_8108301_200815921 |  | ABCN | node_8108301_200815920 | node_8108301_200815921 | 172.112 | bal_3P_477AL_4/0AA(N) | 8108301 | no | no |  |  | no |  |  | 0 | 0 | 0 | 0
oh_line_8108301_200815922 |  | ABCN | node_8108301_200815921 | node_8108301_200815922 | 207.73 | bal_3P_477AL_4/0AA(N) | 8108301 | no | no |  |  | no |  |  | 0 | 0 | 0 | 0
oh_line_8108301_200815923 |  | ABCN | node_8108301_200815922 | node_8108301_200815923 | 148.696 | bal_3P_477AL_1/0AA(N) | 8108301 | no | no |  |  | no |  |  | 0 | 0 | 0 | 0
oh_line_8108301_200815924 |  | ABCN | node_8108301_200815923 | node_8108301_200815924 | 135.153 | bal_3P_477AL_1/0AA(N) | 8108301 | no | no |  |  | no |  |  | 0 | 0 | 0 | 0
oh_line_8108301_200815926 |  | ABCN | node_8108301_200815897 | node_8108301_200815926 | 101.318 | bal_3P_477AL_4/0AA(N) | 8108301 | no | no |  |  | no |  |  | 0 | 0 | 0 | 0
oh_line_8108301_200815931 |  | ABCN | node_8108301_200815908 | node_intto1_8108301_200815931 | 60.36 | bal_3P_1/0AC_4/0AA(N) | 8108301 | no | no |  |  | no |  |  | 0 | 0 | 0 | 0
oh_line_8108301_200815945 |  | AN | node_8108301_200815924 | node_8108301_200815945 | 98.099 | bal_1P_1/0AC_1/0AC(N) | 8108301 | no | no |  |  | no |  |  | 0 | 0 | 0 | 0
oh_line_8108301_200816132 |  | ABCN | node_8108301_200816141 | node_8108301_200816132 | 59.093 | bal_3P_1/0AC_4/0AA(N) | 8108301 | no | no |  |  | no |  |  | 0 | 0 | 0 | 0
oh_line_8108301_200816133 |  | ABCN | node_8108301_200816134 | node_8108301_200816133 | 185.124 | bal_3P_4/0AL_4/0AA(N) | 8108301 | no | no |  |  | no |  |  | 0 | 0 | 0 | 0
oh_line_8108301_200816134 |  | ABCN | node_8108301_200816135 | node_8108301_200816134 | 176.806 | bal_3P_4/0AL_4/0AL(N) | 8108301 | no | no |  |  | no |  |  | 0 | 0 | 0 | 0
oh_line_8108301_200816135 |  | ABCN | node_8108301_200816140 | node_8108301_200816135 | 83.252 | bal_3P_477AL_1/0AA(N) | 8108301 | no | no |  |  | no |  |  | 0 | 0 | 0 | 0
oh_line_8108301_200816136 |  | ABCN | node_8108301_200917118 | node_8108301_200816136 | 181.581 | bal_3P_477AL_4/0AL(N) | 8108301 | no | no |  |  | no |  |  | 0 | 0 | 0 | 0
oh_line_8108301_200816137 |  | ABCN | node_8108301_200816136 | node_8108301_200816137 | 192.32 | bal_3P_477AL_1/0AA(N) | 8108301 | no | no |  |  | no |  |  | 0 | 0 | 0 | 0
oh_line_8108301_200816138 |  | ABCN | node_8108301_312140492 | node_8108301_200816138 | 214.446 | bal_3P_477AL_1/0AA(N) | 8108301 | no | no |  |  | no |  |  | 0 | 0 | 0 | 0
oh_line_8108301_200816139 |  | ABCN | node_8108301_200816138 | node_8108301_200816139 | 36.471 | bal_3P_477AL_1/0AA(N) | 8108301 | no | no |  |  | no |  |  | 0 | 0 | 0 | 0
oh_line_8108301_200816140 |  | ABCN | node_8108301_200816139 | node_8108301_200816140 | 187.461 | bal_3P_477AL_1/0AA(N) | 8108301 | no | no |  |  | no |  |  | 0 | 0 | 0 | 0
oh_line_8108301_200816141 |  | ABCN | node_8108301_200816133 | node_8108301_200816141 | 87.67 | bal_3P_4/0AL_4/0AA(N) | 8108301 | no | no |  |  | no |  |  | 0 | 0 | 0 | 0
oh_line_8108301_200816142 |  | ABCN | node_8108301_200816141 | node_8108301_200816142 | 89.003 | bal_3P_4/0AA_1/0AA(N) | 8108301 | no | no |  |  | no |  |  | 0 | 0 | 0 | 0
oh_line_8108301_200832043 |  | ABCN | node_8108301_200809255 | node_8108301_200832043 | 316.153 | bal_3P_1/0AC_1/0AA(N) | 8108301 | no | no |  |  | no |  |  | 0 | 0 | 0 | 0
oh_line_8108301_200832044 |  | ABCN | node_8108301_200832043 | node_8108301_200832044 | 296.885 | bal_3P_1/0AC_1/0AA(N) | 8108301 | no | no |  |  | no |  |  | 0 | 0 | 0 | 0
oh_line_8108301_200832045-1 |  | AN | node_220464120 | node_8108301_200832045 | 6.076 | bal_1P_1/0AC_1/0AC(N) | 8108301 | no | no |  |  | no |  |  | 0 | 0 | 0 | 0
oh_line_8108301_200832045-2 |  | AN | node_220387986 | node_intto1_220464120 | 6.667 | bal_1P_1/0AC_1/0AC(N) | 8108301 | no | no |  |  | no |  |  | 0 | 0 | 0 | 0
oh_line_8108301_200832045-3 |  | AN | node_8108301_200832044 | node_intto1_220387986 | 101.435 | bal_1P_1/0AC_1/0AC(N) | 8108301 | no | no |  |  | no |  |  | 0 | 0 | 0 | 0
oh_line_8108301_200832046 |  | AD | node_8108301_200832045 | node_8108301_200832046 | 88.15 | bal_1P_1/0AC | 8108301 | no | no |  |  | no |  |  | 0 | 0 | 0 | 0
oh_line_8108301_200832047 |  | AD | node_8108301_200832046 | node_8108301_200832047 | 170.968 | bal_1P_4CU | 8108301 | no | no |  |  | no |  |  | 0 | 0 | 0 | 0
oh_line_8108301_200832048 |  | AD | node_8108301_200832047 | node_intto1_8108301_200832048 | 170.077 | bal_1P_4CU | 8108301 | no | no |  |  | no |  |  | 0 | 0 | 0 | 0
oh_line_8108301_200832049 |  | AD | node_8108301_200832048 | node_8108301_200832049 | 186.139 | bal_1P_4CU | 8108301 | no | no |  |  | no |  |  | 0 | 0 | 0 | 0
oh_line_8108301_200832050 |  | AD | node_8108301_200832049 | node_8108301_200832050 | 164.4 | bal_1P_1/0AC | 8108301 | no | no |  |  | no |  |  | 0 | 0 | 0 | 0
oh_line_8108301_200832052 |  | ABCN | node_8108301_200832044 | node_8108301_200832052 | 108.541 | bal_3P_1/0AA_1/0AA(N) | 8108301 | no | no |  |  | no |  |  | 0 | 0 | 0 | 0
oh_line_8108301_200832057 |  | AD | node_8108301_200832108 | node_8108301_200832057 | 171.258 | bal_1P_4/0AL | 8108301 | no | no |  |  | no |  |  | 0 | 0 | 0 | 0
oh_line_8108301_200832059 |  | AD | node_8108301_200832070 | node_8108301_200832059 | 175.253 | bal_1P_1/0AA | 8108301 | no | no |  |  | no |  |  | 0 | 0 | 0 | 0
oh_line_8108301_200832060 |  | AD | node_8108301_200832059 | node_8108301_200832060 | 163.874 | bal_1P_1/0AA | 8108301 | no | no |  |  | no |  |  | 0 | 0 | 0 | 0
oh_line_8108301_200832061 |  | AD | node_8108301_200832060 | node_8108301_200832061 | 166.153 | bal_1P_1/0AA | 8108301 | no | no |  |  | no |  |  | 0 | 0 | 0 | 0
oh_line_8108301_200832064 |  | AD | node_8108301_200832057 | node_8108301_200832064 | 136.222 | bal_1P_4/0AL | 8108301 | no | no |  |  | no |  |  | 0 | 0 | 0 | 0
oh_line_8108301_200832067 |  | AD | node_8108301_200832064 | node_intto1_8108301_200832067 | 222.93 | bal_1P_4/0AL | 8108301 | no | no |  |  | no |  |  | 0 | 0 | 0 | 0
oh_line_8108301_200832068 |  | AD | node_8108301_200832067 | node_8108301_200832068 | 111.929 | bal_1P_4/0AL | 8108301 | no | no |  |  | no |  |  | 0 | 0 | 0 | 0
oh_line_8108301_200832069 |  | AD | node_8108301_200832068 | node_8108301_200832069 | 101.094 | bal_1P_4/0AL | 8108301 | no | no |  |  | no |  |  | 0 | 0 | 0 | 0
oh_line_8108301_200832070 |  | AD | node_8108301_200832069 | node_8108301_200832070 | 184.921 | bal_1P_4/0AL | 8108301 | no | no |  |  | no |  |  | 0 | 0 | 0 | 0
oh_line_8108301_200832072 |  | AD | node_8108301_200832070 | node_8108301_200832072 | 138.2 | bal_1P_4/0AL | 8108301 | no | no |  |  | no |  |  | 0 | 0 | 0 | 0
oh_line_8108301_200832073 |  | AD | node_8108301_200832072 | node_8108301_200832073 | 129.789 | bal_1P_4/0AL | 8108301 | no | no |  |  | no |  |  | 0 | 0 | 0 | 0
oh_line_8108301_200832074-1 |  | AD | node_1399804_891_15302953_997 | node_8108301_200832074 | 10.705 | bal_1P_4/0AL | 8108301 | no | no |  |  | no |  |  | 0 | 0 | 0 | 0
oh_line_8108301_200832074-2 |  | AD | node_8108301_200832073 | node_1399804_891_15302953_997 | 100.196 | bal_1P_4/0AL | 8108301 | no | no |  |  | no |  |  | 0 | 0 | 0 | 0
oh_line_8108301_200832075 |  | AD | node_8108301_200832074 | node_8108301_200832075 | 153.705 | bal_1P_4/0AL | 8108301 | no | no |  |  | no |  |  | 0 | 0 | 0 | 0
oh_line_8108301_200832077 |  | AD | node_8108301_200832075 | node_8108301_200832077 | 211.205 | bal_1P_4/0AL | 8108301 | no | no |  |  | no |  |  | 0 | 0 | 0 | 0
oh_line_8108301_200832078 |  | AD | node_8108301_200832077 | node_8108301_200832078 | 155.267 | bal_1P_4/0AL | 8108301 | no | no |  |  | no |  |  | 0 | 0 | 0 | 0
oh_line_8108301_200832079 |  | AD | node_8108301_200832078 | node_8108301_200832079 | 158.739 | bal_1P_4/0AL | 8108301 | no | no |  |  | no |  |  | 0 | 0 | 0 | 0
oh_line_8108301_200832080 |  | AD | node_8108301_200832079 | node_8108301_200832080 | 47.042 | bal_1P_1/0AA | 8108301 | no | no |  |  | no |  |  | 0 | 0 | 0 | 0
oh_line_8108301_200832081 |  | AD | node_8108301_200832080 | node_8108301_200832081 | 252.758 | bal_1P_1/0AA | 8108301 | no | no |  |  | no |  |  | 0 | 0 | 0 | 0
oh_line_8108301_200832082 |  | AD | node_8108301_200832079 | node_8108301_200832082 | 171.339 | bal_1P_2AC | 8108301 | no | no |  |  | no |  |  | 0 | 0 | 0 | 0
oh_line_8108301_200832083 |  | AD | node_8108301_200832082 | node_8108301_200832083 | 220.932 | bal_1P_2AC | 8108301 | no | no |  |  | no |  |  | 0 | 0 | 0 | 0
oh_line_8108301_200832085 |  | AD | node_8108301_200832083 | node_8108301_200832085 | 249.165 | bal_1P_2AC | 8108301 | no | no |  |  | no |  |  | 0 | 0 | 0 | 0
oh_line_8108301_200832086 |  | AD | node_8108301_200832085 | node_8108301_200832086 | 205.492 | bal_1P_2AC | 8108301 | no | no |  |  | no |  |  | 0 | 0 | 0 | 0
oh_line_8108301_200832087 |  | AD | node_8108301_200832086 | node_8108301_200832087 | 150.66 | bal_1P_2AC | 8108301 | no | no |  |  | no |  |  | 0 | 0 | 0 | 0
oh_line_8108301_200832090 |  | AD | node_8108301_200832087 | node_8108301_200832090 | 303.997 | bal_1P_2AC | 8108301 | no | no |  |  | no |  |  | 0 | 0 | 0 | 0
oh_line_8108301_200832091 |  | AD | node_8108301_200832090 | node_8108301_200832091 | 303.4 | bal_1P_2AC | 8108301 | no | no |  |  | no |  |  | 0 | 0 | 0 | 0
oh_line_8108301_200832092 |  | AD | node_8108301_200832091 | node_intto1_8108301_200832092 | 172.863 | bal_1P_2AC | 8108301 | no | no |  |  | no |  |  | 0 | 0 | 0 | 0
oh_line_8108301_200832094 |  | AD | node_8108301_200832092 | node_8108301_200832094 | 493.792 | bal_1P_2AC | 8108301 | no | no |  |  | no |  |  | 0 | 0 | 0 | 0
oh_line_8108301_200832095 |  | AD | node_8108301_200832094 | node_8108301_200832095 | 495.187 | bal_1P_2AC | 8108301 | no | no |  |  | no |  |  | 0 | 0 | 0 | 0
oh_line_8108301_200832096 |  | AD | node_8108301_200832091 | node_8108301_200832096 | 167.305 | bal_1P_2AC | 8108301 | no | no |  |  | no |  |  | 0 | 0 | 0 | 0
oh_line_8108301_200832097 |  | AD | node_8108301_200832096 | node_8108301_200832097 | 182.829 | bal_1P_2AC | 8108301 | no | no |  |  | no |  |  | 0 | 0 | 0 | 0
oh_line_8108301_200832098 |  | AD | node_8108301_200832097 | node_8108301_200832098 | 315.103 | bal_1P_2AC | 8108301 | no | no |  |  | no |  |  | 0 | 0 | 0 | 0
oh_line_8108301_200832099 |  | AD | node_8108301_200832098 | node_8108301_200832099 | 406.383 | bal_1P_2AC | 8108301 | no | no |  |  | no |  |  | 0 | 0 | 0 | 0
oh_line_8108301_200832100 |  | AD | node_8108301_200832099 | node_8108301_200832100 | 280.078 | bal_1P_2AC | 8108301 | no | no |  |  | no |  |  | 0 | 0 | 0 | 0
oh_line_8108301_200832101 |  | AD | node_8108301_200832100 | node_intto1_8108301_200832101 | 109.772 | bal_1P_1/0AA | 8108301 | no | no |  |  | no |  |  | 0 | 0 | 0 | 0
oh_line_8108301_200832102 |  | AD | node_8108301_200832101 | node_8108301_200832102 | 367.583 | bal_1P_1/0AA | 8108301 | no | no |  |  | no |  |  | 0 | 0 | 0 | 0
oh_line_8108301_200832103 |  | AD | node_8108301_200832102 | node_8108301_200832103 | 195.237 | bal_1P_1/0AA | 8108301 | no | no |  |  | no |  |  | 0 | 0 | 0 | 0
oh_line_8108301_200832104 |  | AD | node_8108301_200832102 | node_8108301_200832104 | 219.984 | bal_1P_1/0AA | 8108301 | no | no |  |  | no |  |  | 0 | 0 | 0 | 0
oh_line_8108301_200832105 |  | AD | node_8108301_200832104 | node_8108301_200832105 | 235.649 | bal_1P_1/0AA | 8108301 | no | no |  |  | no |  |  | 0 | 0 | 0 | 0
oh_line_8108301_200832106 |  | AD | node_8108301_200832100 | node_8108301_200832106 | 343.235 | bal_1P_4/0AC | 8108301 | no | no |  |  | no |  |  | 0 | 0 | 0 | 0
oh_line_8108301_200832107 |  | AD | node_8108301_200832046 | node_8108301_200832107 | 160.216 | bal_1P_4/0AL | 8108301 | no | no |  |  | no |  |  | 0 | 0 | 0 | 0
oh_line_8108301_200832108 |  | AD | node_8108301_200832107 | node_8108301_200832108 | 168.94 | bal_1P_4/0AL | 8108301 | no | no |  |  | no |  |  | 0 | 0 | 0 | 0
oh_line_8108301_200832110 |  | AD | node_8108301_200832064 | node_8108301_200832110 | 130.535 | bal_1P_1/0AA | 8108301 | no | no |  |  | no |  |  | 0 | 0 | 0 | 0
oh_line_8108301_200832111 |  | AD | node_8108301_200832110 | node_8108301_200832111 | 133.673 | bal_1P_1/0AA | 8108301 | no | no |  |  | no |  |  | 0 | 0 | 0 | 0
oh_line_8108301_200832117 |  | AD | node_8108301_200832126 | node_8108301_200832117 | 63.795 | bal_1P_4CU | 8108301 | no | no |  |  | no |  |  | 0 | 0 | 0 | 0
oh_line_8108301_200832119 |  | AD | node_8108301_200832068 | node_intto1_8108301_200832119 | 141.273 | bal_1P_1/0AC | 8108301 | no | no |  |  | no |  |  | 0 | 0 | 0 | 0
oh_line_8108301_200832121 |  | AD | node_8108301_200832119 | node_8108301_200832121 | 174.214 | bal_1P_4CU | 8108301 | no | no |  |  | no |  |  | 0 | 0 | 0 | 0
oh_line_8108301_200832122 |  | AD | node_8108301_200832121 | node_8108301_200832122 | 148.045 | bal_1P_4CU | 8108301 | no | no |  |  | no |  |  | 0 | 0 | 0 | 0
oh_line_8108301_200832123 |  | AD | node_8108301_200832122 | node_8108301_200832123 | 149.927 | bal_1P_4CU | 8108301 | no | no |  |  | no |  |  | 0 | 0 | 0 | 0
oh_line_8108301_200832124 |  | AD | node_8108301_200832123 | node_8108301_200832124 | 156.64 | bal_1P_4CU | 8108301 | no | no |  |  | no |  |  | 0 | 0 | 0 | 0
oh_line_8108301_200832125 |  | AD | node_8108301_200832124 | node_8108301_200832125 | 136.591 | bal_1P_4CU | 8108301 | no | no |  |  | no |  |  | 0 | 0 | 0 | 0
oh_line_8108301_200832126 |  | AD | node_8108301_200832125 | node_8108301_200832126 | 179.46 | bal_1P_4CU | 8108301 | no | no |  |  | no |  |  | 0 | 0 | 0 | 0
oh_line_8108301_200832130 |  | AD | node_8108301_200832125 | node_8108301_200832130 | 118.348 | bal_1P_1/0AC | 8108301 | no | no |  |  | no |  |  | 0 | 0 | 0 | 0
oh_line_8108301_200832131 |  | AD | node_8108301_200832130 | node_8108301_200832131 | 131.131 | bal_1P_1/0AC | 8108301 | no | no |  |  | no |  |  | 0 | 0 | 0 | 0
oh_line_8108301_200832143 |  | AD | node_8108301_200832077 | node_8108301_200832143 | 124.614 | bal_1P_4CU | 8108301 | no | no |  |  | no |  |  | 0 | 0 | 0 | 0
oh_line_8108301_200832144 |  | AD | node_8108301_200832143 | node_8108301_200832144 | 129.253 | bal_1P_4CU | 8108301 | no | no |  |  | no |  |  | 0 | 0 | 0 | 0
oh_line_8108301_200832145 |  | AD | node_8108301_200832144 | node_8108301_200832145 | 145.604 | bal_1P_4CU | 8108301 | no | no |  |  | no |  |  | 0 | 0 | 0 | 0
oh_line_8108301_200832146 |  | AD | node_8108301_200832145 | node_8108301_200832146 | 152.11 | bal_1P_4CU | 8108301 | no | no |  |  | no |  |  | 0 | 0 | 0 | 0
oh_line_8108301_200832147 |  | AD | node_8108301_200832146 | node_8108301_200832147 | 151.672 | bal_1P_4CU | 8108301 | no | no |  |  | no |  |  | 0 | 0 | 0 | 0
oh_line_8108301_200832148 |  | AD | node_8108301_200832147 | node_8108301_200832148 | 149.182 | bal_1P_1/0AA | 8108301 | no | no |  |  | no |  |  | 0 | 0 | 0 | 0
oh_line_8108301_200832149 |  | AD | node_8108301_200832148 | node_8108301_200832149 | 113.419 | bal_1P_1/0AA | 8108301 | no | no |  |  | no |  |  | 0 | 0 | 0 | 0
oh_line_8108301_200836198 |  | AD | node_8108301_200836208 | node_8108301_200836198 | 323.519 | bal_1P_1/0AA | 8108301 | no | no |  |  | no |  |  | 0 | 0 | 0 | 0
oh_line_8108301_200836199 |  | AD | node_8108301_200836228 | node_intto1_8108301_200836199 | 508.582 | bal_1P_2AC | 8108301 | no | no |  |  | no |  |  | 0 | 0 | 0 | 0
oh_line_8108301_200836201 |  | AD | node_8108301_200832106 | node_8108301_200836201 | 355.746 | bal_1P_4/0AC | 8108301 | no | no |  |  | no |  |  | 0 | 0 | 0 | 0
oh_line_8108301_200836202 |  | AD | node_8108301_200836201 | node_8108301_200836202 | 196.572 | bal_1P_4/0AC | 8108301 | no | no |  |  | no |  |  | 0 | 0 | 0 | 0
oh_line_8108301_200836203 |  | AD | node_8108301_200836202 | node_8108301_200836203 | 154.653 | bal_1P_4/0AC | 8108301 | no | no |  |  | no |  |  | 0 | 0 | 0 | 0
oh_line_8108301_200836204 |  | AD | node_8108301_200836203 | node_8108301_200836204 | 123.732 | bal_1P_4/0AC | 8108301 | no | no |  |  | no |  |  | 0 | 0 | 0 | 0
oh_line_8108301_200836205 |  | AD | node_8108301_200836204 | node_intto1_8108301_200836205 | 206.812 | bal_1P_2AC | 8108301 | no | no |  |  | no |  |  | 0 | 0 | 0 | 0
oh_line_8108301_200836206 |  | AD | node_8108301_200836205 | node_8108301_200836206 | 192.294 | bal_1P_2AC | 8108301 | no | no |  |  | no |  |  | 0 | 0 | 0 | 0
oh_line_8108301_200836207 |  | AD | node_8108301_200836206 | node_8108301_200836207 | 232.652 | bal_1P_4CU | 8108301 | no | no |  |  | no |  |  | 0 | 0 | 0 | 0
oh_line_8108301_200836208 |  | AD | node_8108301_200836207 | node_8108301_200836208 | 295.279 | bal_1P_2AC | 8108301 | no | no |  |  | no |  |  | 0 | 0 | 0 | 0
oh_line_8108301_200836209 |  | AD | node_8108301_200836208 | node_8108301_200836209 | 184.216 | bal_1P_2AC | 8108301 | no | no |  |  | no |  |  | 0 | 0 | 0 | 0
oh_line_8108301_200836210 |  | AD | node_8108301_200836207 | node_8108301_200836210 | 296.018 | bal_1P_2AC | 8108301 | no | no |  |  | no |  |  | 0 | 0 | 0 | 0
oh_line_8108301_200836211 |  | AD | node_8108301_200836204 | node_8108301_200836211 | 176.19 | bal_1P_4/0AC | 8108301 | no | no |  |  | no |  |  | 0 | 0 | 0 | 0
oh_line_8108301_200836214 |  | AD | node_8108301_200836211 | node_8108301_200836214 | 261.001 | bal_1P_4/0AC | 8108301 | no | no |  |  | no |  |  | 0 | 0 | 0 | 0
oh_line_8108301_200836216 |  | AD | node_8108301_200836214 | node_8108301_200836216 | 403.484 | bal_1P_2AC | 8108301 | no | no |  |  | no |  |  | 0 | 0 | 0 | 0
oh_line_8108301_200836219 |  | AD | node_8108301_200836216 | node_8108301_200836219 | 456.136 | bal_1P_2AC | 8108301 | no | no |  |  | no |  |  | 0 | 0 | 0 | 0
oh_line_8108301_200836220-1 |  | AD | node_1404899_1_15305662_943 | node_8108301_200836220 | 7.691 | bal_1P_2AC | 8108301 | no | no |  |  | no |  |  | 0 | 0 | 0 | 0
oh_line_8108301_200836220-2 |  | AD | node_8108301_200836219 | node_1404899_1_15305662_943 | 35.632 | bal_1P_2AC | 8108301 | no | no |  |  | no |  |  | 0 | 0 | 0 | 0
oh_line_8108301_200836221 |  | AD | node_8108301_200836220 | node_8108301_200836221 | 288.028 | bal_1P_2AC | 8108301 | no | no |  |  | no |  |  | 0 | 0 | 0 | 0
oh_line_8108301_200836224 |  | AD | node_8108301_200836219 | node_8108301_200836224 | 170.645 | bal_1P_2AC | 8108301 | no | no |  |  | no |  |  | 0 | 0 | 0 | 0
oh_line_8108301_200836226 |  | AD | node_8108301_200836224 | node_8108301_200836226 | 268.705 | bal_1P_2AC | 8108301 | no | no |  |  | no |  |  | 0 | 0 | 0 | 0
oh_line_8108301_200836228 |  | AD | node_8108301_200836226 | node_8108301_200836228 | 309.459 | bal_1P_2AC | 8108301 | no | no |  |  | no |  |  | 0 | 0 | 0 | 0
oh_line_8108301_200836229 |  | AD | node_8108301_200836228 | node_8108301_200836229 | 276.692 | bal_1P_2AC | 8108301 | no | no |  |  | no |  |  | 0 | 0 | 0 | 0
oh_line_8108301_200836230 |  | AD | node_8108301_200836229 | node_8108301_200836230 | 221.415 | bal_1P_2AC | 8108301 | no | no |  |  | no |  |  | 0 | 0 | 0 | 0
oh_line_8108301_200836234 |  | AD | node_8108301_200836230 | node_8108301_200836234 | 285.945 | bal_1P_2AC | 8108301 | no | no |  |  | no |  |  | 0 | 0 | 0 | 0
oh_line_8108301_200836237 |  | AD | node_8108301_200836234 | node_8108301_200836237 | 283.791 | bal_1P_2AC | 8108301 | no | no |  |  | no |  |  | 0 | 0 | 0 | 0
oh_line_8108301_200836239 |  | AD | node_8108301_200836237 | node_8108301_200836239 | 294.596 | bal_1P_2AC | 8108301 | no | no |  |  | no |  |  | 0 | 0 | 0 | 0
oh_line_8108301_200837222 |  | AD | node_8108301_200836224 | node_8108301_200837222 | 167.051 | bal_1P_2AC | 8108301 | no | no |  |  | no |  |  | 0 | 0 | 0 | 0
oh_line_8108301_200837223 |  | AD | node_8108301_200837222 | node_intto1_8108301_200837223 | 132.773 | bal_1P_2AC | 8108301 | no | no |  |  | no |  |  | 0 | 0 | 0 | 0
oh_line_8108301_200837224 |  | AD | node_8108301_200837223 | node_8108301_200837224 | 189.457 | bal_1P_2AC | 8108301 | no | no |  |  | no |  |  | 0 | 0 | 0 | 0
oh_line_8108301_200837225 |  | AD | node_8108301_200837224 | node_8108301_200837225 | 108.038 | bal_1P_2AC | 8108301 | no | no |  |  | no |  |  | 0 | 0 | 0 | 0
oh_line_8108301_200837226 |  | AD | node_8108301_200837225 | node_8108301_200837226 | 159.797 | bal_1P_2AC | 8108301 | no | no |  |  | no |  |  | 0 | 0 | 0 | 0
oh_line_8108301_200837228 |  | AD | node_8108301_200837226 | node_8108301_200837228 | 160.253 | bal_1P_2AC | 8108301 | no | no |  |  | no |  |  | 0 | 0 | 0 | 0
oh_line_8108301_200837229 |  | AD | node_8108301_200837228 | node_8108301_200837229 | 364.036 | bal_1P_2AC | 8108301 | no | no |  |  | no |  |  | 0 | 0 | 0 | 0
oh_line_8108301_200837232 |  | AD | node_8108301_200837229 | node_8108301_200837232 | 289.619 | bal_1P_2AC | 8108301 | no | no |  |  | no |  |  | 0 | 0 | 0 | 0
oh_line_8108301_200914628 |  | AD | node_8108301_200836239 | node_8108301_200914628 | 114.101 | bal_1P_2AC | 8108301 | no | no |  |  | no |  |  | 0 | 0 | 0 | 0
oh_line_8108301_200917118 |  | ABCN | node_SOURCE_8108301 | node_8108301_200917118 | 110.656 | bal_3P_477AL_4/0AL(N) | 8108301 | no | no |  |  | no |  |  | 0 | 0 | 0 | 0
oh_line_8108301_200980274 |  | ABCN | node_8108301_200809280 | node_8108301_200980274 | 154.276 | bal_3P_4CU_4/0AL(N) | 8108301 | no | no |  |  | no |  |  | 0 | 0 | 0 | 0
oh_line_8108301_201011964 |  | ABCN | node_8108301_200808441 | node_8108301_201011964 | 76.243 | bal_3P_WYECUST | 8108301 | no | no |  |  | no |  |  | 0 | 0 | 0 | 0
oh_line_8108301_201015705 |  | ABCN | node_8108301_200809250 | node_8108301_201015705 | 122.279 | bal_3P_4/0AC_1/0AA(N) | 8108301 | no | no |  |  | no |  |  | 0 | 0 | 0 | 0
oh_line_8108301_201016307 |  | ABCN | node_8108301_200809252 | node_8108301_201016307 | 204.021 | bal_3P_4/0AC_1/0AA(N) | 8108301 | no | no |  |  | no |  |  | 0 | 0 | 0 | 0
oh_line_8108301_201017116 |  | ABCN | node_8108301_200809248 | node_8108301_201017116 | 155.416 | bal_3P_4/0AC_1/0AA(N) | 8108301 | no | no |  |  | no |  |  | 0 | 0 | 0 | 0
oh_line_8108301_201024136 |  | AN | node_8108301_200816139 | node_8108301_201024136 | 36.979 | bal_1P_1/0AA_1/0AA(N) | 8108301 | no | no |  |  | no |  |  | 0 | 0 | 0 | 0
oh_line_8108301_201024137 |  | AN | node_8108301_201024136 | node_8108301_201024137 | 298.766 | bal_1P_1/0AA_1/0AA(N) | 8108301 | no | no |  |  | no |  |  | 0 | 0 | 0 | 0
oh_line_8108301_201024138 |  | AN | node_8108301_201024137 | node_8108301_201024138 | 308.942 | bal_1P_1/0AA_1/0AA(N) | 8108301 | no | no |  |  | no |  |  | 0 | 0 | 0 | 0
oh_line_8108301_201024139 |  | AN | node_8108301_201024138 | node_8108301_201024139 | 255.494 | bal_1P_1/0AA_1/0AA(N) | 8108301 | no | no |  |  | no |  |  | 0 | 0 | 0 | 0
oh_line_8108301_310009298 |  | ABCN | node_8108301_200809262 | node_8108301_310009298 | 34.133 | bal_3P_4/0AL_4/0AL(N) | 8108301 | no | no |  |  | no |  |  | 0 | 0 | 0 | 0
oh_line_8108301_310009384 |  | AD | node_8108301_200836210 | node_8108301_310009384 | 158.135 | bal_1P_4CU | 8108301 | no | no |  |  | no |  |  | 0 | 0 | 0 | 0
oh_line_8108301_312118439 |  | AN | node_8108301_312118440 | node_8108301_312118439 | 180.018 | bal_1P_WYECUST | 8108301 | no | no |  |  | no |  |  | 0 | 0 | 0 | 0
oh_line_8108301_312118440 |  | AN | node_8108301_201024139 | node_8108301_312118440 | 151.225 | bal_1P_1/0AA_1/0AA(N) | 8108301 | no | no |  |  | no |  |  | 0 | 0 | 0 | 0
oh_line_8108301_312120464 |  | ABCN | node_8108301_200832043 | node_intto1_8108301_312120464 | 44.866 | bal_3P_1/0AC_1/0AA(N) | 8108301 | no | no |  |  | no |  |  | 0 | 0 | 0 | 0
oh_line_8108301_312140492 |  | ABCN | node_8108301_200816137 | node_8108301_312140492 | 35.641 | bal_3P_477AL_1/0AA(N) | 8108301 | no | no |  |  | no |  |  | 0 | 0 | 0 | 0
oh_line_TAP_OH_891815 |  | ABCN | node_8108301_200808329 | node_1399610_463_15298780_32 | 0.033 | unb_TAPWIRE_OH | 8108301 | no | no |  |  | no |  |  | 0 | 0 | 0 | 0
oh_line_TAP_OH_891816 |  | ABN | node_8108301_200808333 | node_1399457_75_15298967_091 | 0.033 | unb_TAPWIRE_OH | 8108301 | no | no |  |  | no |  |  | 0 | 0 | 0 | 0
oh_line_TAP_OH_891817 |  | ABCN | node_8108301_200808335 | node_1399442_083_15299206_243 | 0.033 | unb_TAPWIRE_OH | 8108301 | no | no |  |  | no |  |  | 0 | 0 | 0 | 0
oh_line_TAP_OH_891831 |  | AN | node_8108301_200808385 | node_1399385_893_15300407_665 | 0.033 | unb_TAPWIRE_OH | 8108301 | no | no |  |  | no |  |  | 0 | 0 | 0 | 0
oh_line_TAP_OH_891987 |  | ABN | node_8108301_200809184 | node_1399891_866_15299157_419 | 0.033 | unb_TAPWIRE_OH | 8108301 | no | no |  |  | no |  |  | 0 | 0 | 0 | 0
oh_line_TAP_OH_891988 |  | ABN | node_8108301_200809186 | node_1399892_589_15299343_506 | 0.033 | unb_TAPWIRE_OH | 8108301 | no | no |  |  | no |  |  | 0 | 0 | 0 | 0
oh_line_TAP_OH_891989 |  | ABCN | node_8108301_200809188 | node_1399403_531_15298716_716 | 0.033 | unb_TAPWIRE_OH | 8108301 | no | no |  |  | no |  |  | 0 | 0 | 0 | 0
oh_line_TAP_OH_891990 |  | ABCN | node_8108301_200809193 | node_1399631_404_15298651_119 | 0.033 | unb_TAPWIRE_OH | 8108301 | no | no |  |  | no |  |  | 0 | 0 | 0 | 0
oh_line_TAP_OH_891992 |  | ABN | node_8108301_200809197 | node_1400016_311_15298793_96 | 0.033 | unb_TAPWIRE_OH | 8108301 | no | no |  |  | no |  |  | 0 | 0 | 0 | 0
oh_line_TAP_OH_891993 |  | AN | node_8108301_200809201 | node_1400185_235_15298958_662 | 0.033 | unb_TAPWIRE_OH | 8108301 | no | no |  |  | no |  |  | 0 | 0 | 0 | 0
oh_line_TAP_OH_891997 |  | ABCN | node_8108301_200809227 | node_1399949_619_15299649_093 | 0.033 | unb_TAPWIRE_OH | 8108301 | no | no |  |  | no |  |  | 0 | 0 | 0 | 0
oh_line_TAP_OH_892000 |  | ABCN | node_8108301_200809250 | node_1398592_763_15301105_041 | 0.033 | unb_TAPWIRE_OH | 8108301 | no | no |  |  | no |  |  | 0 | 0 | 0 | 0
oh_line_TAP_OH_892004 |  | ABCN | node_8108301_200809271 | node_1398233_538_15300947_736 | 0.033 | unb_TAPWIRE_OH | 8108301 | no | no |  |  | no |  |  | 0 | 0 | 0 | 0
oh_line_TAP_OH_892009 |  | ABCN | node_8108301_200809280 | node_1398183_773_15300341_481 | 0.033 | unb_TAPWIRE_OH | 8108301 | no | no |  |  | no |  |  | 0 | 0 | 0 | 0
oh_line_TAP_OH_893123 |  | ABCN | node_8108301_200815920 | node_1398988_727_15299319_819 | 0.033 | unb_TAPWIRE_OH | 8108301 | no | no |  |  | no |  |  | 0 | 0 | 0 | 0
oh_line_TAP_OH_893125 |  | ABCN | node_8108301_200815931 | node_1399057_574_15299630_488 | 0.033 | unb_TAPWIRE_OH | 8108301 | no | no |  |  | no |  |  | 0 | 0 | 0 | 0
oh_line_TAP_OH_893127 |  | AN | node_8108301_200815945 | node_1399161_001_15298573_044 | 0.033 | unb_TAPWIRE_OH | 8108301 | no | no |  |  | no |  |  | 0 | 0 | 0 | 0
oh_line_TAP_OH_893140 |  | ABCN | node_8108301_200816134 | node_1398386_112_15299792_336 | 0.033 | unb_TAPWIRE_OH | 8108301 | no | no |  |  | no |  |  | 0 | 0 | 0 | 0
oh_line_TAP_OH_897917 |  | AN | node_8108301_200832050 | node_1398676_348_15303627_105 | 0.033 | unb_TAPWIRE_OH | 8108301 | no | no |  |  | no |  |  | 0 | 0 | 0 | 0
oh_line_TAP_OH_897919 |  | AN | node_8108301_200832060 | node_1399444_315_15303282_995 | 0.033 | unb_TAPWIRE_OH | 8108301 | no | no |  |  | no |  |  | 0 | 0 | 0 | 0
oh_line_TAP_OH_897920 |  | AN | node_8108301_200832061 | node_1399495_536_15303478_438 | 0.033 | unb_TAPWIRE_OH | 8108301 | no | no |  |  | no |  |  | 0 | 0 | 0 | 0
oh_line_TAP_OH_897921 |  | AN | node_8108301_200832068 | node_1399231_483_15302729_764 | 0.033 | unb_TAPWIRE_OH | 8108301 | no | no |  |  | no |  |  | 0 | 0 | 0 | 0
oh_line_TAP_OH_897922 |  | AN | node_8108301_200832072 | node_1399582_739_15302920_287 | 0.033 | unb_TAPWIRE_OH | 8108301 | no | no |  |  | no |  |  | 0 | 0 | 0 | 0
oh_line_TAP_OH_897923 |  | AN | node_8108301_200832077 | node_1400186_824_15302965_182 | 0.033 | unb_TAPWIRE_OH | 8108301 | no | no |  |  | no |  |  | 0 | 0 | 0 | 0
oh_line_TAP_OH_897924 |  | AN | node_8108301_200832079 | node_1400474_479_15303052_114 | 0.033 | unb_TAPWIRE_OH | 8108301 | no | no |  |  | no |  |  | 0 | 0 | 0 | 0
oh_line_TAP_OH_897925 |  | AN | node_8108301_200832081 | node_1400755_41_15302893_723 | 0.033 | unb_TAPWIRE_OH | 8108301 | no | no |  |  | no |  |  | 0 | 0 | 0 | 0
oh_line_TAP_OH_897926 |  | AN | node_8108301_200832085 | node_1401106_557_15303170_639 | 0.033 | unb_TAPWIRE_OH | 8108301 | no | no |  |  | no |  |  | 0 | 0 | 0 | 0
oh_line_TAP_OH_897927 |  | AN | node_8108301_200832087 | node_1401469_023_15303214_978 | 0.033 | unb_TAPWIRE_OH | 8108301 | no | no |  |  | no |  |  | 0 | 0 | 0 | 0
oh_line_TAP_OH_897928 |  | AN | node_8108301_200832092 | node_1401929_931_15303459_367 | 0.033 | unb_TAPWIRE_OH | 8108301 | no | no |  |  | no |  |  | 0 | 0 | 0 | 0
oh_line_TAP_OH_897929 |  | AN | node_8108301_200832095 | node_1402027_238_15302449_446 | 0.033 | unb_TAPWIRE_OH | 8108301 | no | no |  |  | no |  |  | 0 | 0 | 0 | 0
oh_line_TAP_OH_897930 |  | AN | node_8108301_200832096 | node_1402078_864_15303714_091 | 0.033 | unb_TAPWIRE_OH | 8108301 | no | no |  |  | no |  |  | 0 | 0 | 0 | 0
oh_line_TAP_OH_897931 |  | AN | node_8108301_200832103 | node_1402245_242_15304944_843 | 0.033 | unb_TAPWIRE_OH | 8108301 | no | no |  |  | no |  |  | 0 | 0 | 0 | 0
oh_line_TAP_OH_897932 |  | AN | node_8108301_200832105 | node_1402382_519_15305400_942 | 0.033 | unb_TAPWIRE_OH | 8108301 | no | no |  |  | no |  |  | 0 | 0 | 0 | 0
oh_line_TAP_OH_897933 |  | AN | node_8108301_200832108 | node_1398566_224_15302825_072 | 0.033 | unb_TAPWIRE_OH | 8108301 | no | no |  |  | no |  |  | 0 | 0 | 0 | 0
oh_line_TAP_OH_897934 |  | AN | node_8108301_200832111 | node_1398932_236_15303074_399 | 0.033 | unb_TAPWIRE_OH | 8108301 | no | no |  |  | no |  |  | 0 | 0 | 0 | 0
oh_line_TAP_OH_897935 |  | AN | node_8108301_200832117 | node_1398927_846_15303682_261 | 0.033 | unb_TAPWIRE_OH | 8108301 | no | no |  |  | no |  |  | 0 | 0 | 0 | 0
oh_line_TAP_OH_897936 |  | AN | node_8108301_200832123 | node_1399232_529_15303387_768 | 0.033 | unb_TAPWIRE_OH | 8108301 | no | no |  |  | no |  |  | 0 | 0 | 0 | 0
oh_line_TAP_OH_897937 |  | AN | node_8108301_200832131 | node_1399181_678_15303933_064 | 0.033 | unb_TAPWIRE_OH | 8108301 | no | no |  |  | no |  |  | 0 | 0 | 0 | 0
oh_line_TAP_OH_897939 |  | AN | node_8108301_200832147 | node_1400222_062_15303701_996 | 0.033 | unb_TAPWIRE_OH | 8108301 | no | no |  |  | no |  |  | 0 | 0 | 0 | 0
oh_line_TAP_OH_897940 |  | AN | node_8108301_200832149 | node_1400171_804_15303985_015 | 0.033 | unb_TAPWIRE_OH | 8108301 | no | no |  |  | no |  |  | 0 | 0 | 0 | 0
oh_line_TAP_OH_899117 |  | AN | node_8108301_200836198 | node_1403223_697_15306497_409 | 0.033 | unb_TAPWIRE_OH | 8108301 | no | no |  |  | no |  |  | 0 | 0 | 0 | 0
oh_line_TAP_OH_899118 |  | AN | node_8108301_200836199 | node_1405729_763_15305092_112 | 0.033 | unb_TAPWIRE_OH | 8108301 | no | no |  |  | no |  |  | 0 | 0 | 0 | 0
oh_line_TAP_OH_899119 |  | AN | node_8108301_200836203 | node_1403533_958_15305344_595 | 0.033 | unb_TAPWIRE_OH | 8108301 | no | no |  |  | no |  |  | 0 | 0 | 0 | 0
oh_line_TAP_OH_899120 |  | AN | node_8108301_200836209 | node_1403020_819_15306221_5 | 0.033 | unb_TAPWIRE_OH | 8108301 | no | no |  |  | no |  |  | 0 | 0 | 0 | 0
oh_line_TAP_OH_899121 |  | AN | node_8108301_200836211 | node_1403811_044_15305372_46 | 0.033 | unb_TAPWIRE_OH | 8108301 | no | no |  |  | no |  |  | 0 | 0 | 0 | 0
oh_line_TAP_OH_899122 |  | AN | node_8108301_200836214 | node_1404048_615_15305481_987 | 0.033 | unb_TAPWIRE_OH | 8108301 | no | no |  |  | no |  |  | 0 | 0 | 0 | 0
oh_line_TAP_OH_899123 |  | AN | node_8108301_200836216 | node_1404459_504_15305505_933 | 0.033 | unb_TAPWIRE_OH | 8108301 | no | no |  |  | no |  |  | 0 | 0 | 0 | 0
oh_line_TAP_OH_899124 |  | AN | node_8108301_200836219 | node_1404906_731_15305590_527 | 0.033 | unb_TAPWIRE_OH | 8108301 | no | no |  |  | no |  |  | 0 | 0 | 0 | 0
oh_line_TAP_OH_899125 |  | AN | node_8108301_200836221 | node_1404931_228_15305958_748 | 0.033 | unb_TAPWIRE_OH | 8108301 | no | no |  |  | no |  |  | 0 | 0 | 0 | 0
oh_line_TAP_OH_899126 |  | AN | node_8108301_200836226 | node_1405332_756_15305634_041 | 0.033 | unb_TAPWIRE_OH | 8108301 | no | no |  |  | no |  |  | 0 | 0 | 0 | 0
oh_line_TAP_OH_899127 |  | AN | node_8108301_200836230 | node_1406112_159_15305506_315 | 0.033 | unb_TAPWIRE_OH | 8108301 | no | no |  |  | no |  |  | 0 | 0 | 0 | 0
oh_line_TAP_OH_899128 |  | AN | node_8108301_200836234 | node_1406394_9_15305420_757 | 0.033 | unb_TAPWIRE_OH | 8108301 | no | no |  |  | no |  |  | 0 | 0 | 0 | 0
oh_line_TAP_OH_899129 |  | AN | node_8108301_200836237 | node_1406665_845_15305334_084 | 0.033 | unb_TAPWIRE_OH | 8108301 | no | no |  |  | no |  |  | 0 | 0 | 0 | 0
oh_line_TAP_OH_899130 |  | AN | node_8108301_200836239 | node_1406932_707_15305233_249 | 0.033 | unb_TAPWIRE_OH | 8108301 | no | no |  |  | no |  |  | 0 | 0 | 0 | 0
oh_line_TAP_OH_899491 |  | AN | node_8108301_200837226 | node_1405112_032_15304902_648 | 0.033 | unb_TAPWIRE_OH | 8108301 | no | no |  |  | no |  |  | 0 | 0 | 0 | 0
oh_line_TAP_OH_899492 |  | AN | node_8108301_200837228 | node_1405045_396_15304730_699 | 0.033 | unb_TAPWIRE_OH | 8108301 | no | no |  |  | no |  |  | 0 | 0 | 0 | 0
oh_line_TAP_OH_899493 |  | AN | node_8108301_200837229 | node_1405102_765_15304394_791 | 0.033 | unb_TAPWIRE_OH | 8108301 | no | no |  |  | no |  |  | 0 | 0 | 0 | 0
oh_line_TAP_OH_899494 |  | AN | node_8108301_200837232 | node_1405117_407_15304066_746 | 0.033 | unb_TAPWIRE_OH | 8108301 | no | no |  |  | no |  |  | 0 | 0 | 0 | 0
oh_line_TAP_OH_931618 |  | AN | node_8108301_201024138 | node_1398401_883_15298968_916 | 0.033 | unb_TAPWIRE_OH | 8108301 | no | no |  |  | no |  |  | 0 | 0 | 0 | 0
oh_line_TAP_OH_2144920 |  | ABCN | node_8108301_200808438 | node_1398991_773_15300048_918 | 0.033 | unb_TAPWIRE_OH | 8108301 | no | no |  |  | no |  |  | 0 | 0 | 0 | 0
oh_line_TAP_OH_2144921 |  | ABCN | node_8108301_200808438 | node_1398990_814_15300058_379 | 0.033 | unb_TAPWIRE_OH | 8108301 | no | no |  |  | no |  |  | 0 | 0 | 0 | 0
oh_line_TAP_OH_2144922 |  | ABCN | node_8108301_200808438 | node_1398991_408_15300037_474 | 0.033 | unb_TAPWIRE_OH | 8108301 | no | no |  |  | no |  |  | 0 | 0 | 0 | 0
oh_line_TAP_OH_2144923 |  | ABCN | node_8108301_200808436 | node_1399100_343_15299929_018 | 0.033 | unb_TAPWIRE_OH | 8108301 | no | no |  |  | no |  |  | 0 | 0 | 0 | 0
oh_line_TAP_OH_2144924 |  | ABCN | node_8108301_200808436 | node_1399098_237_15299954_201 | 0.033 | unb_TAPWIRE_OH | 8108301 | no | no |  |  | no |  |  | 0 | 0 | 0 | 0
oh_line_TAP_OH_2144925 |  | ABCN | node_8108301_200808436 | node_1399100_749_15299907_799 | 0.033 | unb_TAPWIRE_OH | 8108301 | no | no |  |  | no |  |  | 0 | 0 | 0 | 0
oh_line_TAP_OH_2255320 |  | ABCN | node_8108301_200808384 | node_1399348_302_15300530_316 | 0.033 | unb_TAPWIRE_OH | 8108301 | no | no |  |  | no |  |  | 0 | 0 | 0 | 0
oh_line_TAP_OH_2255321 |  | ABCN | node_8108301_200808384 | node_1399328_503_15300531_53 | 0.033 | unb_TAPWIRE_OH | 8108301 | no | no |  |  | no |  |  | 0 | 0 | 0 | 0
oh_line_TAP_OH_2255322 |  | ABCN | node_8108301_200808384 | node_1399367_16_15300522_259 | 0.033 | unb_TAPWIRE_OH | 8108301 | no | no |  |  | no |  |  | 0 | 0 | 0 | 0
oh_line_TAP_OH_2255323 |  | ABCN | node_8108301_200808339 | node_1399324_939_15299490_31 | 0.033 | unb_TAPWIRE_OH | 8108301 | no | no |  |  | no |  |  | 0 | 0 | 0 | 0
oh_line_TAP_OH_2255324 |  | ABCN | node_8108301_200808339 | node_1399331_104_15299465_054 | 0.033 | unb_TAPWIRE_OH | 8108301 | no | no |  |  | no |  |  | 0 | 0 | 0 | 0
oh_line_TAP_OH_2255325 |  | ABCN | node_8108301_200808339 | node_1399323_861_15299516_889 | 0.033 | unb_TAPWIRE_OH | 8108301 | no | no |  |  | no |  |  | 0 | 0 | 0 | 0
oh_line_TAP_OH_2255326 |  | ABCN | node_8108301_200809284 | node_1398399_198_15300562_962 | 0.033 | unb_TAPWIRE_OH | 8108301 | no | no |  |  | no |  |  | 0 | 0 | 0 | 0
oh_line_TAP_OH_2255327 |  | ABCN | node_8108301_200809284 | node_1398398_234_15300589_55 | 0.033 | unb_TAPWIRE_OH | 8108301 | no | no |  |  | no |  |  | 0 | 0 | 0 | 0
oh_line_TAP_OH_2255328 |  | ABCN | node_8108301_200809284 | node_1398395_004_15300536_902 | 0.033 | unb_TAPWIRE_OH | 8108301 | no | no |  |  | no |  |  | 0 | 0 | 0 | 0
oh_line_TAP_OH_2255329 |  | ABCN | node_8108301_200808340 | node_1399445_63_15299647_598 | 0.033 | unb_TAPWIRE_OH | 8108301 | no | no |  |  | no |  |  | 0 | 0 | 0 | 0
oh_line_TAP_OH_2255330 |  | ABCN | node_8108301_200808340 | node_1399439_737_15299672_973 | 0.033 | unb_TAPWIRE_OH | 8108301 | no | no |  |  | no |  |  | 0 | 0 | 0 | 0
oh_line_TAP_OH_2255331 |  | ABCN | node_8108301_200808340 | node_1399446_423_15299620_999 | 0.033 | unb_TAPWIRE_OH | 8108301 | no | no |  |  | no |  |  | 0 | 0 | 0 | 0
oh_line_TAP_OH_2255332 |  | ABCN | node_8108301_200809269 | node_1398556_5_15300107_093 | 0.033 | unb_TAPWIRE_OH | 8108301 | no | no |  |  | no |  |  | 0 | 0 | 0 | 0
oh_line_TAP_OH_2255333 |  | ABCN | node_8108301_200809269 | node_1398576_105_15300111_217 | 0.033 | unb_TAPWIRE_OH | 8108301 | no | no |  |  | no |  |  | 0 | 0 | 0 | 0
oh_line_TAP_OH_2255334 |  | ABCN | node_8108301_200809269 | node_1398536_8_15300109_917 | 0.033 | unb_TAPWIRE_OH | 8108301 | no | no |  |  | no |  |  | 0 | 0 | 0 | 0
oh_line_TAP_OH_2255335 |  | ABCN | node_8108301_200832052 | node_1398422_973_15302846_233 | 0.033 | unb_TAPWIRE_OH | 8108301 | no | no |  |  | no |  |  | 0 | 0 | 0 | 0
oh_line_TAP_OH_2255336 |  | ABCN | node_8108301_200832052 | node_1398423_389_15302826_448 | 0.033 | unb_TAPWIRE_OH | 8108301 | no | no |  |  | no |  |  | 0 | 0 | 0 | 0
oh_line_TAP_OH_2255337 |  | ABCN | node_8108301_200832052 | node_1398423_523_15302861_831 | 0.033 | unb_TAPWIRE_OH | 8108301 | no | no |  |  | no |  |  | 0 | 0 | 0 | 0
oh_line_TAP_OH_2255338 |  | ABCN | node_8108301_200809274 | node_1398290_975_15301324_317 | 0.033 | unb_TAPWIRE_OH | 8108301 | no | no |  |  | no |  |  | 0 | 0 | 0 | 0
oh_line_TAP_OH_2255339 |  | ABCN | node_8108301_200809274 | node_1398288_972_15301350_79 | 0.033 | unb_TAPWIRE_OH | 8108301 | no | no |  |  | no |  |  | 0 | 0 | 0 | 0
oh_line_TAP_OH_2255340 |  | ABCN | node_8108301_200809274 | node_1398287_807_15301298_005 | 0.033 | unb_TAPWIRE_OH | 8108301 | no | no |  |  | no |  |  | 0 | 0 | 0 | 0
oh_line_TAP_OH_2255341 |  | ABCN | node_8108301_200809260 | node_1398785_847_15301367_489 | 0.033 | unb_TAPWIRE_OH | 8108301 | no | no |  |  | no |  |  | 0 | 0 | 0 | 0
oh_line_TAP_OH_2255342 |  | ABCN | node_8108301_200809260 | node_1398805_671_15301367_405 | 0.033 | unb_TAPWIRE_OH | 8108301 | no | no |  |  | no |  |  | 0 | 0 | 0 | 0
oh_line_TAP_OH_2255343 |  | ABCN | node_8108301_200809260 | node_1398766_748_15301374_463 | 0.033 | unb_TAPWIRE_OH | 8108301 | no | no |  |  | no |  |  | 0 | 0 | 0 | 0
oh_line_TAP_OH_2255344 |  | ABCN | node_8108301_200809214 | node_1399117_927_15299743_642 | 0.033 | unb_TAPWIRE_OH | 8108301 | no | no |  |  | no |  |  | 0 | 0 | 0 | 0
oh_line_TAP_OH_2255345 |  | ABCN | node_8108301_200809214 | node_1399137_695_15299745_841 | 0.033 | unb_TAPWIRE_OH | 8108301 | no | no |  |  | no |  |  | 0 | 0 | 0 | 0
oh_line_TAP_OH_2255346 |  | ABCN | node_8108301_200809273 | node_1398287_085_15301200_416 | 0.033 | unb_TAPWIRE_OH | 8108301 | no | no |  |  | no |  |  | 0 | 0 | 0 | 0
oh_line_TAP_OH_2255347 |  | ABCN | node_8108301_200809273 | node_1398285_559_15301226_951 | 0.033 | unb_TAPWIRE_OH | 8108301 | no | no |  |  | no |  |  | 0 | 0 | 0 | 0
oh_line_TAP_OH_2255348 |  | ABCN | node_8108301_200816132 | node_1398053_202_15299914_789 | 0.033 | unb_TAPWIRE_OH | 8108301 | no | no |  |  | no |  |  | 0 | 0 | 0 | 0
oh_line_TAP_OH_2255349 |  | ABCN | node_8108301_200816132 | node_1398033_161_15299911_531 | 0.033 | unb_TAPWIRE_OH | 8108301 | no | no |  |  | no |  |  | 0 | 0 | 0 | 0
oh_line_TAP_OH_2255350 |  | ABCN | node_8108301_200816132 | node_1398071_898_15299912_86 | 0.033 | unb_TAPWIRE_OH | 8108301 | no | no |  |  | no |  |  | 0 | 0 | 0 | 0
oh_line_TAP_OH_2255351 |  | ABCN | node_8108301_200808446 | node_1399092_355_15300602_788 | 0.033 | unb_TAPWIRE_OH | 8108301 | no | no |  |  | no |  |  | 0 | 0 | 0 | 0
oh_line_TAP_OH_2255352 |  | ABCN | node_8108301_200808446 | node_1399089_725_15300629_158 | 0.033 | unb_TAPWIRE_OH | 8108301 | no | no |  |  | no |  |  | 0 | 0 | 0 | 0
oh_line_TAP_OH_2255353 |  | ABCN | node_8108301_200808446 | node_1399089_809_15300576_36 | 0.033 | unb_TAPWIRE_OH | 8108301 | no | no |  |  | no |  |  | 0 | 0 | 0 | 0
oh_line_TAP_OH_2255354 |  | ABCN | node_8108301_200815922 | node_1398977_474_15298934_844 | 0.033 | unb_TAPWIRE_OH | 8108301 | no | no |  |  | no |  |  | 0 | 0 | 0 | 0
oh_line_TAP_OH_2255355 |  | ABCN | node_8108301_200815922 | node_1398981_117_15298908_701 | 0.033 | unb_TAPWIRE_OH | 8108301 | no | no |  |  | no |  |  | 0 | 0 | 0 | 0
oh_line_TAP_OH_2255356 |  | ABCN | node_8108301_200809257 | node_1398760_887_15300334_858 | 0.033 | unb_TAPWIRE_OH | 8108301 | no | no |  |  | no |  |  | 0 | 0 | 0 | 0
oh_line_TAP_OH_2255357 |  | ABCN | node_8108301_200809257 | node_1398756_3_15300360_724 | 0.033 | unb_TAPWIRE_OH | 8108301 | no | no |  |  | no |  |  | 0 | 0 | 0 | 0
oh_line_TAP_OH_2255358 |  | ABCN | node_8108301_200809257 | node_1398760_327_15300308_237 | 0.033 | unb_TAPWIRE_OH | 8108301 | no | no |  |  | no |  |  | 0 | 0 | 0 | 0
oh_line_TAP_OH_2255359 |  | ABCN | node_8108301_200809194 | node_1399770_924_15298599_148 | 0.033 | unb_TAPWIRE_OH | 8108301 | no | no |  |  | no |  |  | 0 | 0 | 0 | 0
oh_line_TAP_OH_2255360 |  | ABCN | node_8108301_200809194 | node_1399789_851_15298607_236 | 0.033 | unb_TAPWIRE_OH | 8108301 | no | no |  |  | no |  |  | 0 | 0 | 0 | 0
oh_line_TAP_OH_2255361 |  | ABCN | node_8108301_200809232 | node_1400267_76_15299469_637 | 0.033 | unb_TAPWIRE_OH | 8108301 | no | no |  |  | no |  |  | 0 | 0 | 0 | 0
oh_line_TAP_OH_2255362 |  | ABCN | node_8108301_200809232 | node_1400289_021_15299465_949 | 0.033 | unb_TAPWIRE_OH | 8108301 | no | no |  |  | no |  |  | 0 | 0 | 0 | 0
oh_line_TAP_OH_2255363 |  | ABCN | node_8108301_200809246 | node_1398743_315_15300464_811 | 0.033 | unb_TAPWIRE_OH | 8108301 | no | no |  |  | no |  |  | 0 | 0 | 0 | 0
oh_line_TAP_OH_2255364 |  | ABCN | node_8108301_200809246 | node_1398738_897_15300490_731 | 0.033 | unb_TAPWIRE_OH | 8108301 | no | no |  |  | no |  |  | 0 | 0 | 0 | 0
oh_line_TAP_OH_2255365 |  | ABCN | node_8108301_200809246 | node_1398742_58_15300438_196 | 0.033 | unb_TAPWIRE_OH | 8108301 | no | no |  |  | no |  |  | 0 | 0 | 0 | 0
oh_line_TAP_OH_2255366 |  | ABCN | node_8108301_200809277 | node_1398234_137_15299987_611 | 0.033 | unb_TAPWIRE_OH | 8108301 | no | no |  |  | no |  |  | 0 | 0 | 0 | 0
oh_line_TAP_OH_2255367 |  | ABCN | node_8108301_200809277 | node_1398232_638_15300014_149 | 0.033 | unb_TAPWIRE_OH | 8108301 | no | no |  |  | no |  |  | 0 | 0 | 0 | 0
oh_line_TAP_OH_2255368 |  | ABCN | node_8108301_200809277 | node_1398230_469_15299961_413 | 0.033 | unb_TAPWIRE_OH | 8108301 | no | no |  |  | no |  |  | 0 | 0 | 0 | 0
oh_line_TAP_OH_2255369 |  | ABCN | node_8108301_200809224 | node_1399651_635_15299821_555 | 0.033 | unb_TAPWIRE_OH | 8108301 | no | no |  |  | no |  |  | 0 | 0 | 0 | 0
oh_line_TAP_OH_2255370 |  | ABCN | node_8108301_200809224 | node_1399656_324_15299795_723 | 0.033 | unb_TAPWIRE_OH | 8108301 | no | no |  |  | no |  |  | 0 | 0 | 0 | 0
oh_line_TAP_OH_2255371 |  | ABCN | node_8108301_200809224 | node_1399652_091_15299848_179 | 0.033 | unb_TAPWIRE_OH | 8108301 | no | no |  |  | no |  |  | 0 | 0 | 0 | 0
oh_line_TAP_OH_2255372 |  | ABCN | node_8108301_200809219 | node_1399467_377_15299785_163 | 0.033 | unb_TAPWIRE_OH | 8108301 | no | no |  |  | no |  |  | 0 | 0 | 0 | 0
oh_line_TAP_OH_2255373 |  | ABCN | node_8108301_200809219 | node_1399485_759_15299795_292 | 0.033 | unb_TAPWIRE_OH | 8108301 | no | no |  |  | no |  |  | 0 | 0 | 0 | 0
oh_line_TAP_OH_2255374 |  | ABCN | node_8108301_200809219 | node_1399447_699_15299781_753 | 0.033 | unb_TAPWIRE_OH | 8108301 | no | no |  |  | no |  |  | 0 | 0 | 0 | 0
oh_line_TAP_OH_2255375 |  | ABCN | node_8108301_200809276 | node_1398230_062_15301692_917 | 0.033 | unb_TAPWIRE_OH | 8108301 | no | no |  |  | no |  |  | 0 | 0 | 0 | 0
oh_line_TAP_OH_2255376 |  | ABCN | node_8108301_200809276 | node_1398210_287_15301690_889 | 0.033 | unb_TAPWIRE_OH | 8108301 | no | no |  |  | no |  |  | 0 | 0 | 0 | 0
oh_line_TAP_OH_2255377 |  | ABCN | node_8108301_200809276 | node_1398249_522_15301688_004 | 0.033 | unb_TAPWIRE_OH | 8108301 | no | no |  |  | no |  |  | 0 | 0 | 0 | 0
oh_line_TAP_OH_2470544 |  | ABCN | node_8108301_200808441 | node_1398976_525_15300382_769 | 0.033 | unb_TAPWIRE_OH | 8108301 | no | no |  |  | no |  |  | 0 | 0 | 0 | 0
oh_line_TAP_OH_2470545 |  | ABCN | node_8108301_200808441 | node_1398977_334_15300361_262 | 0.033 | unb_TAPWIRE_OH | 8108301 | no | no |  |  | no |  |  | 0 | 0 | 0 | 0
oh_line_TAP_OH_3055398 |  | AN | node_8108301_200837223 | node_1405088_848_15305361_194 | 0.033 | unb_TAPWIRE_OH | 8108301 | no | no |  |  | no |  |  | 0 | 0 | 0 | 0
oh_line_TAP_OH_3426931 |  | ABCN | node_8108301_200809266 | node_1398402_724_15300201_12 | 0.033 | unb_TAPWIRE_OH | 8108301 | no | no |  |  | no |  |  | 0 | 0 | 0 | 0
oh_line_TAP_OH_3426932 |  | ABCN | node_8108301_200809266 | node_1398400_039_15300191_179 | 0.033 | unb_TAPWIRE_OH | 8108301 | no | no |  |  | no |  |  | 0 | 0 | 0 | 0
oh_line_TAP_OH_3426933 |  | ABCN | node_8108301_200809266 | node_1398400_226_15300178_174 | 0.033 | unb_TAPWIRE_OH | 8108301 | no | no |  |  | no |  |  | 0 | 0 | 0 | 0
oh_line_TAP_OH_3792632 |  | AN | node_8108301_200809198 | node_1400076_578_15298598_011 | 0.033 | unb_TAPWIRE_OH | 8108301 | no | no |  |  | no |  |  | 0 | 0 | 0 | 0
oh_line_TAP_OH_4219131 |  | ABCN | node_8108301_200816136 | node_1398878_971_15299800_793 | 0.033 | unb_TAPWIRE_OH | 8108301 | no | no |  |  | no |  |  | 0 | 0 | 0 | 0
oh_line_TAP_OH_5241198 |  | AN | node_8108301_312118439 | node_1398193_217_15298498_948 | 0.033 | unb_TAPWIRE_OH | 8108301 | no | no |  |  | no |  |  | 0 | 0 | 0 | 0

## overhead_line_conductor
data_type | static
owner_type | feeder
owner | 8108301
object | overhead_line_conductor
name | groupid | geometric_mean_radius | resistance | diameter | rating_summer_continuous | rating_summer_emergency | rating_winter_continuous | rating_winter_emergency | dcircuit | selected | comments
oh_cond_1/0_4/0_AA-AC-AL |  | 0.014 | 0.663 | 0.469 | 235 | 235 | 310 | 310 |  | no
oh_cond_1/0_AAAC |  | 0.012 | 0.876 | 0.398 | 235 | 235 | 310 | 310 |  | no
oh_cond_1/0_ACSR |  | 0.012 | 0.888 | 0.398 | 265 | 265 | 330 | 330 |  | no
oh_cond_2/0_CU |  | 0.013 | 0.44 | 0.414 | 295 | 295 | 425 | 425 |  | no
oh_cond_2_ACSR |  | 0.01 | 1.41 | 0.325 | 195 | 195 | 245 | 245 |  | no
oh_cond_2_CU |  | 0.009 | 0.873 | 0.292 | 190 | 190 | 270 | 270 |  | no
oh_cond_3_#7_CWD_30% |  | 0.005 | 3.07 | 0.311 | 125 | 125 | 195 | 195 |  | no
oh_cond_4/0_AAAC |  | 0.017 | 0.439 | 0.563 | 365 | 365 | 480 | 480 |  | no
oh_cond_4/0_ACSR |  | 0.017 | 0.445 | 0.563 | 410 | 410 | 515 | 515 |  | no
oh_cond_4/0_AL |  | 0.016 | 0.442 | 0.522 | 365 | 365 | 480 | 480 |  | no
oh_cond_4_CU |  | 0.007 | 1.388 | 0.232 | 140 | 140 | 200 | 200 |  | no
oh_cond_477_MCM_AL |  | 0.025 | 0.198 | 0.792 | 605 | 605 | 810 | 810 |  | no
oh_cond_WP-4/0-CU |  | 0.015 | 0.273 | 0.81 | 340 | 340 | 390 | 390 |  | no

## switch
data_type | static
owner_type | feeder
owner | 8108301
object | switch
name | groupid | phases | fr | to | phase_A_state | phase_B_state | phase_C_state | operating_mode | status | dcircuit | selected | monitored | monitored_fields | class_monitored_fields | played | played_fields | comments
switch_220416965 |  | ABCN | node_intto1_8108301_200808438 | node_8108301_200808438 | CLOSED | CLOSED | CLOSED | INDIVIDUAL |  | 8108301 | no | no |  |  | no
switch_220417242 |  | ABCN | node_intto1_8108301_200809269 | node_8108301_200809269 | CLOSED | CLOSED | CLOSED | INDIVIDUAL |  | 8108301 | no | no |  |  | no

## transformer
data_type | static
owner_type | feeder
owner | 8108301
object | transformer
name | groupid | phases | fr | to | configuration | climate | aging_constant | use_thermal_model | aging_granularity | dcircuit | selected | monitored | monitored_fields | class_monitored_fields | played | played_fields | comments
transformer_220464120 |  | AN | node_220464120 | node_intto1_220464120 | config_transformer_220464120 |  | 0 |  | 0 | 8108301 | no | no |  |  | no
transformer_311902511 |  | ABCN | node_311902511 | node_intto1_311902511 | config_transformer_311902511 |  | 0 |  | 0 | 8108301 | no | no |  |  | no

## transformer_configuration
data_type | static
owner_type | feeder
owner | 8108301
object | transformer_configuration
name | groupid | connect_type | install_type | coolant_type | cooling_type | primary_voltage | secondary_voltage | power_rating | powerA_rating | powerB_rating | powerC_rating | impedance | shunt_impedance | core_coil_weight | tank_fittings_weight | oil_volume | rated_winding_time_constant | rated_winding_hot_spot_rise | rated_top_oil_rise | no_load_loss | full_load_loss | reactance_resistance_ratio | installed_insulation_life | dcircuit | selected | comments
config_transformer_220464120 |  | DELTA_GWYE |  |  |  | 4800 | 12470 | 500 | 0 | 0 | 0 | 0.005+0.047j | 0 | 0 | 0 | 0 | 0 | 0 | 0 | 0 | 0 | 10 | 0 |  | no
config_transformer_311902511 |  | DELTA_GWYE |  |  |  | 4800 | 12470 | 2500 | 0 | 0 | 0 | 0.006+0.057j | 0 | 0 | 0 | 0 | 0 | 0 | 0 | 0 | 0 | 10 | 0 |  | no

## underground_line
data_type | static
owner_type | feeder
owner | 8108301
object | underground_line
name | groupid | phases | fr | to | length | configuration | dcircuit | selected | monitored | monitored_fields | class_monitored_fields | played | played_fields | comments
und_line_8108301_200805598 |  | ABCN | node_8108301_311902383 | node_8108301_200805598 | 24.549 | und_3P_500CUURD_500CU(N) | 8108301 | no | no |  |  | no
und_line_8108301_311902383-1 |  | ABCN | node_8108301_200816142 | node_intto1_220382508 | 5.862 | und_3P_4/0ALURD_4/0AL(N) | 8108301 | no | no |  |  | no
und_line_8108301_311902383-2 |  | ABCN | node_220382508 | node_intto1_311902511 | 263.781 | und_3P_4/0ALURD_4/0AL(N) | 8108301 | no | no |  |  | no
und_line_8108301_311902383-3 |  | ABCN | node_311902511 | node_8108301_311902383 | 6.642 | und_3P_4/0ALURD_4/0AL(N) | 8108301 | no | no |  |  | no
und_line_8108301_312120470 |  | ABCN | node_8108301_312120464 | node_intto1_8108301_312120470 | 90.261 | und_3P_WYECUST | 8108301 | no | no |  |  | no
und_line_TAP_UG_444996 |  | ABCN | node_8108301_311902383 | node_1398039_926_15299465_224 | 0.033 | und_TAPWIRE_UG | 8108301 | no | no |  |  | no
und_line_TAP_UG_2638225 |  | ABCN | node_8108301_312120470 | node_1398621_259_15302396_36 | 0.033 | und_TAPWIRE_UG | 8108301 | no | no |  |  | no

## underground_line_conductor
data_type | static
owner_type | feeder
owner | 8108301
object | underground_line_conductor
name | groupid | outer_diameter | conductor_gmr | conductor_diameter | conductor_resistance | neutral_gmr | neutral_diameter | neutral_resistance | neutral_strands | insulation_relative_permitivitty | shield_gmr | shield_resistance | rating_summer_continuous | rating_summer_emergency | rating_winter_continuous | rating_winter_emergency | dcircuit | selected | comments
und_cond_3P_4/0ALURD_4/0AL(N) | [12 empty] | 297 | 297 | 312 | 312 |  | no
und_cond_3P_500CUURD_500CU(N) | [12 empty] | 484 | 484 | 508 | 508 |  | no
und_cond_3P_WYECUST | [12 empty] | 685 | 685 | 685 | 685 |  | no
und_cond_TAPWIRE_UG | [12 empty] | 99999999 | 99999999 | 99999999 | 99999999 |  | no