## capacitor
data_type | static
owner_type | feeder
owner | 8102002
object | capacitor
name | groupid | parent | phases | nominal_voltage | pt_phase | phases_connected | switchA | switchB | switchC | control | voltage_set_high | voltage_set_low | VAr_set_high | VAr_set_low | current_set_high | current_set_low | capacitor_A | capacitor_B | capacitor_C | cap_nominal_voltage | time_delay | dwell_time | lockout_time | remote_sense | remote_sense_B | control_level | dcircuit | selected | monitored | monitored_fields | class_monitored_fields | played | played_fields | comments
cap_220369593 |  | node_1310478_428_15306175_294 | AN | 0 |  | AN | CLOSED |  |  | MANUAL | [6 empty] | 100000 |  |  | 4800 | [6 empty] | 8102002 | no | no |  |  | no
cap_220369595 |  | node_1313995_778_15312623_461 | AN | 0 |  | AN | CLOSED |  |  | MANUAL | [6 empty] | 50000 |  |  | 4800 | [6 empty] | 8102002 | no | no |  |  | no
cap_220369649 |  | node_1305536_729_15303839_208 | AN | 0 |  | AN | CLOSED |  |  | MANUAL | [6 empty] | 50000 |  |  | 4800 | [6 empty] | 8102002 | no | no |  |  | no
cap_220369650 |  | node_1306019_854_15307355_659 | AN | 0 |  | AN | CLOSED |  |  | MANUAL | [6 empty] | 50000 |  |  | 4800 | [6 empty] | 8102002 | no | no |  |  | no
cap_220369651 |  | node_1301374_471_15302354_726 | AN | 0 |  | AN | CLOSED |  |  | MANUAL | [6 empty] | 50000 |  |  | 4800 | [6 empty] | 8102002 | no | no |  |  | no
cap_220369680 |  | node_1301279_659_15296582_726 | ABCN | 0 |  | ABCN | CLOSED | CLOSED | CLOSED | MANUAL | [6 empty] | 150000 | 150000 | 150000 | 4800 | [6 empty] | 8102002 | no | no |  |  | no
cap_220658228 |  | node_1301265_488_15296575_879 | ABCN | 0 |  | ABCN | CLOSED | CLOSED | CLOSED | MANUAL | [6 empty] | 150000 | 150000 | 150000 | 4800 | [6 empty] | 8102002 | no | no |  |  | no

## feeder
data_type | static
owner_type | feeder
owner | 8102002
object | feeder
name | transmission_bus | ARC | ADR | slack_bus | nom_voltages | num_nodes | num_ohlines | num_uglines | num_transformers | num_generators | num_pvs | num_storages | num_loads | miles | mw | mvar | losses_mw | losses_mvar | comments | use_feeder_load_shape | load_shape_scale | use_feeder_pv_shape | pv_shape_scale | description | restore_time | griddisconnect_scenario_probability | gridconnect_scenario_probability | use_energy_not_served | VOLL | discount_rate | yearly_load_growth_percent | planning_horizon | enable_traditional_project_deferral | lifetime_of_investment_years | start_year | base_year | year_the_investment_is_committed | revenue_requirement_scaling_factor | discount_rate | inflation_rate_for_investment | traditional_project_invested_capital | periodicity_of_investment_in_years | priority | maximum_total_investment_cost | DER_portfolio_NPV | DER_portfolio_BC_ratio | total_system_energy_avoided_cost_NPV | total_system_capacity_avoided_cost_NPV | total_system_ancillary_services_avoided_cost_NPV | total_system_CO2_avoided_cost_NPV | total_system_loss_of_load_avoided_cost_NPV | total_system_distribution_capacity_avoided_cost_NPV | total_system_investment_and_operational_cost_NPV | feeder_solar_pv_operating_cost_USdollarperkWh | feeder_energy_storage_operating_cost_USdollarperkWh | feeder_distributed_generator_operating_cost_USdollarperkWh | feeder_distributed_generator_CO2_cost_USdollarperkWh | feeder_demand_response_operating_cost_USdollarperkWh | feeder_solar_pv_investment_cost_USdollarperkW | feeder_energy_storage_investment_cost_USdollarperkW | feeder_distributed_generator_investment_cost_USdollarperkW | feeder_demand_response_investment_cost_USdollarperkW
8102002 |  | ts_slack | none | node_SOURCE_8102002 | 2771.281,7199.557 | 874 | 788 | 41 | 2 | 0 | 0 | 0 | 265 | 20.53 | 7.76 | 3.306 | 0 | 0 |  | 0 | 0 | 1 | 0 |  | 0 | 0 | 0 | 0 | 0 | 0 | 0 | 0 | 0 | 0 | 0 | 0 | 0 | 0 | 0 | 0 | 0 | 0 | 0 | 999999999 | 0 | 0 | 0 | 0 | 0 | 0 | 0 | 0 | 0 | 0 | 0 | 0 | 0 | 0 | 0 | 0 | 0 | 0

## fuse
data_type | static
owner_type | feeder
owner | 8102002
object | fuse
name | groupid | phases | fr | to | phase_A_status | phase_B_status | phase_C_status | repair_dist_type | current_limit | mean_replacement_time | status | dcircuit | selected | monitored | monitored_fields | class_monitored_fields | played | played_fields | comments
fuse_220386900 |  | AD | node_intto1_220386900 | node_220386900 | GOOD | GOOD | GOOD |  | 65 |  |  | 8102002 | no | no |  |  | no
fuse_220386901 |  | AD | node_intto1_8102002_200900254 | node_8102002_200900254 | GOOD | GOOD | GOOD |  | 80 |  |  | 8102002 | no | no |  |  | no
fuse_220387006 |  | AD | node_intto1_8102002_200895580 | node_8102002_200895580 | GOOD | GOOD | GOOD |  | 100 |  |  | 8102002 | no | no |  |  | no
fuse_220387074 |  | AD | node_intto1_8102002_200896932 | node_8102002_200896932 | GOOD | GOOD | GOOD |  | 80 |  |  | 8102002 | no | no |  |  | no
fuse_220387344 |  | AD | node_intto1_8102002_200901869 | node_8102002_200901869 | GOOD | GOOD | GOOD |  | 50 |  |  | 8102002 | no | no |  |  | no
fuse_220387359 |  | ABCD | node_intto1_8102002_200902316 | node_8102002_200902316 | GOOD | GOOD | GOOD |  | 300 |  |  | 8102002 | no | no |  |  | no
fuse_220387368 |  | ABCD | node_intto1_8102002_200902114 | node_8102002_200902114 | GOOD | GOOD | GOOD |  | 80 |  |  | 8102002 | no | no |  |  | no
fuse_220387369 |  | ABCD | node_intto1_8102002_200902090 | node_8102002_200902090 | GOOD | GOOD | GOOD |  | 80 |  |  | 8102002 | no | no |  |  | no
fuse_220511388 |  | AD | node_intto1_8102002_200900191 | node_8102002_200900191 | GOOD | GOOD | GOOD |  | 100 |  |  | 8102002 | no | no |  |  | no
fuse_220538187 |  | ABCN | node_intto1_8102002_200963784 | node_8102002_200963784 | GOOD | GOOD | GOOD |  | 80 |  |  | 8102002 | no | no |  |  | no
fuse_220576254 |  | ABCD | node_intto1_8102002_200902538 | node_8102002_200902538 | GOOD | GOOD | GOOD |  | 10 |  |  | 8102002 | no | no |  |  | no
fuse_220576256 |  | ABCN | node_intto1_8102002_201013514 | node_8102002_201013514 | GOOD | GOOD | GOOD |  | 30 |  |  | 8102002 | no | no |  |  | no
fuse_220576259 |  | AD | node_intto1_8102002_200902561 | node_8102002_200902561 | GOOD | GOOD | GOOD |  | 100 |  |  | 8102002 | no | no |  |  | no
fuse_220576261 |  | ABCD | node_intto1_8102002_200901897 | node_8102002_200901897 | GOOD | GOOD | GOOD |  | 80 |  |  | 8102002 | no | no |  |  | no
fuse_220576264 |  | ABCD | node_intto1_8102002_200901886 | node_8102002_200901886 | GOOD | GOOD | GOOD |  | 140 |  |  | 8102002 | no | no |  |  | no
fuse_220576267 |  | ABCD | node_intto1_8102002_200902313 | node_8102002_200902313 | GOOD | GOOD | GOOD |  | 100 |  |  | 8102002 | no | no |  |  | no
fuse_220576269 |  | ABCD | node_intto1_8102002_200902063 | node_8102002_200902063 | GOOD | GOOD | GOOD |  | 100 |  |  | 8102002 | no | no |  |  | no
fuse_220576272 |  | AD | node_intto1_8102002_200902451 | node_8102002_200902451 | GOOD | GOOD | GOOD |  | 65 |  |  | 8102002 | no | no |  |  | no
fuse_220581636 |  | AD | node_intto1_8102002_200895635 | node_8102002_200895635 | GOOD | GOOD | GOOD |  | 300 |  |  | 8102002 | no | no |  |  | no
fuse_220581643 |  | ABCD | node_intto1_8102002_200915534 | node_8102002_200915534 | GOOD | GOOD | GOOD |  | 80 |  |  | 8102002 | no | no |  |  | no
fuse_220581679 |  | AD | node_intto1_8102002_200900233 | node_8102002_200900233 | GOOD | GOOD | GOOD |  | 30 |  |  | 8102002 | no | no |  |  | no
fuse_220581681 |  | AD | node_intto1_8102002_200898979 | node_8102002_200898979 | GOOD | GOOD | GOOD |  | 30 |  |  | 8102002 | no | no |  |  | no
fuse_220581683 |  | AN | node_intto1_8102002_201014842 | node_8102002_201014842 | GOOD | GOOD | GOOD |  | 30 |  |  | 8102002 | no | no |  |  | no
fuse_220581685 |  | AD | node_intto1_8102002_200899099 | node_8102002_200899099 | GOOD | GOOD | GOOD |  | 30 |  |  | 8102002 | no | no |  |  | no
fuse_220581687 |  | AD | node_intto1_8102002_200895617 | node_8102002_200895617 | GOOD | GOOD | GOOD |  | 65 |  |  | 8102002 | no | no |  |  | no
fuse_220581689 |  | AD | node_intto1_8102002_200896972 | node_8102002_200896972 | GOOD | GOOD | GOOD |  | 30 |  |  | 8102002 | no | no |  |  | no
fuse_220581692 |  | AD | node_intto1_8102002_200911590 | node_8102002_200911590 | GOOD | GOOD | GOOD |  | 40 |  |  | 8102002 | no | no |  |  | no
fuse_220581694 |  | AD | node_intto1_8102002_200897088 | node_8102002_200897088 | GOOD | GOOD | GOOD |  | 25 |  |  | 8102002 | no | no |  |  | no
fuse_220581696 |  | AD | node_intto1_220581696 | node_220581696 | GOOD | GOOD | GOOD |  | 50 |  |  | 8102002 | no | no |  |  | no
fuse_220581698 |  | AD | node_intto1_220581698 | node_220581698 | GOOD | GOOD | GOOD |  | 50 |  |  | 8102002 | no | no |  |  | no
fuse_220581702 |  | AD | node_intto1_8102002_200900656 | node_8102002_200900656 | GOOD | GOOD | GOOD |  | 100 |  |  | 8102002 | no | no |  |  | no
fuse_220581704 |  | AD | node_intto1_8102002_200898867 | node_8102002_200898867 | GOOD | GOOD | GOOD |  | 80 |  |  | 8102002 | no | no |  |  | no
fuse_220581706 |  | AD | node_intto1_8102002_200895567 | node_8102002_200895567 | GOOD | GOOD | GOOD |  | 140 |  |  | 8102002 | no | no |  |  | no
fuse_220581708 |  | AD | node_intto1_8102002_200900168 | node_8102002_200900168 | GOOD | GOOD | GOOD |  | 140 |  |  | 8102002 | no | no |  |  | no
fuse_220581710 |  | AN | node_intto1_8102002_201014844 | node_8102002_201014844 | GOOD | GOOD | GOOD |  | 50 |  |  | 8102002 | no | no |  |  | no
fuse_220581712 |  | AD | node_intto1_8102002_200900275 | node_8102002_200900275 | GOOD | GOOD | GOOD |  | 40 |  |  | 8102002 | no | no |  |  | no
fuse_220597794 |  | AD | node_intto1_8102002_200895716 | node_8102002_200895716 | GOOD | GOOD | GOOD |  | 25 |  |  | 8102002 | no | no |  |  | no
fuse_220624518 |  | AN | node_intto1_8102002_201043470 | node_8102002_201043470 | GOOD | GOOD | GOOD |  | 20 |  |  | 8102002 | no | no |  |  | no
fuse_312015738 |  | ABCD | node_intto1_8102002_200900251 | node_8102002_200900251 | GOOD | GOOD | GOOD |  | 10 |  |  | 8102002 | no | no |  |  | no

## line_configuration
data_type | static
owner_type | feeder
owner | 8102002
object | line_configuration
name | groupid | conductor_A | conductor_B | conductor_C | conductor_N | spacing | z11 | z12 | z13 | z21 | z22 | z23 | z31 | z32 | z33 | c11 | c12 | c13 | c21 | c22 | c23 | c31 | c32 | c33 | dcircuit | selected | comments
bal_1P_1/0AA |  | oh_cond_1/0_AAAC | oh_cond_1/0_AAAC | oh_cond_1/0_AAAC |  |  | 0.972+1.499j | 0.095+0.781j | 0.095+0.781j | 0.095+0.781j | 0.972+1.499j | 0.095+0.781j | 0.095+0.781j | 0.095+0.781j | 0.972+1.499j | 12.796 | -3.172 | -3.172 | -3.172 | 12.796 | -3.172 | -3.172 | -3.172 | 12.796 |  | no
bal_1P_1/0AC |  | oh_cond_1/0_ACSR | oh_cond_1/0_ACSR | oh_cond_1/0_ACSR |  |  | 0.983+1.218j | 0.095+0.781j | 0.095+0.781j | 0.095+0.781j | 0.983+1.218j | 0.095+0.781j | 0.095+0.781j | 0.095+0.781j | 0.983+1.218j | 12.796 | -3.172 | -3.172 | -3.172 | 12.796 | -3.172 | -3.172 | -3.172 | 12.796 |  | no
bal_1P_2AC |  | oh_cond_2_ACSR | oh_cond_2_ACSR | oh_cond_2_ACSR |  |  | 1.505+1.527j | 0.095+0.781j | 0.095+0.781j | 0.095+0.781j | 1.505+1.527j | 0.095+0.781j | 0.095+0.781j | 0.095+0.781j | 1.505+1.527j | 12.393 | -3.017 | -3.017 | -3.017 | 12.393 | -3.017 | -3.017 | -3.017 | 12.393 |  | no
bal_1P_3-104CW |  | oh_cond_3_#104_CWD | oh_cond_3_#104_CWD | oh_cond_3_#104_CWD |  |  | 6.041+1.65j | 0.095+0.781j | 0.095+0.781j | 0.095+0.781j | 6.041+1.65j | 0.095+0.781j | 0.095+0.781j | 0.095+0.781j | 6.041+1.65j | 11.719 | -2.762 | -2.762 | -2.762 | 11.719 | -2.762 | -2.762 | -2.762 | 11.719 |  | no
bal_1P_4/0AA |  | oh_cond_4/0_AAAC | oh_cond_4/0_AAAC | oh_cond_4/0_AAAC |  |  | 0.534+1.457j | 0.095+0.781j | 0.095+0.781j | 0.095+0.781j | 0.534+1.457j | 0.095+0.781j | 0.095+0.781j | 0.095+0.781j | 0.534+1.457j | 13.554 | -3.469 | -3.469 | -3.469 | 13.554 | -3.469 | -3.469 | -3.469 | 13.554 |  | no
bal_1P_4/0AC |  | oh_cond_4/0_ACSR | oh_cond_4/0_ACSR | oh_cond_4/0_ACSR |  |  | 0.54+1.457j | 0.095+0.781j | 0.095+0.781j | 0.095+0.781j | 0.54+1.457j | 0.095+0.781j | 0.095+0.781j | 0.095+0.781j | 0.54+1.457j | 13.554 | -3.469 | -3.469 | -3.469 | 13.554 | -3.469 | -3.469 | -3.469 | 13.554 |  | no
bal_1P_4AC |  | oh_cond_4_ACSR | oh_cond_4_ACSR | oh_cond_4_ACSR |  |  | 2.335+1.555j | 0.095+0.781j | 0.095+0.781j | 0.095+0.781j | 2.335+1.555j | 0.095+0.781j | 0.095+0.781j | 0.095+0.781j | 2.335+1.555j | 11.91 | -2.834 | -2.834 | -2.834 | 11.91 | -2.834 | -2.834 | -2.834 | 11.91 |  | no
bal_1P_4CU |  | oh_cond_4_CU | oh_cond_4_CU | oh_cond_4_CU |  |  | 1.483+1.565j | 0.095+0.781j | 0.095+0.781j | 0.095+0.781j | 1.483+1.565j | 0.095+0.781j | 0.095+0.781j | 0.095+0.781j | 1.483+1.565j | 11.78 | -2.785 | -2.785 | -2.785 | 11.78 | -2.785 | -2.785 | -2.785 | 11.78 |  | no
bal_1P_6CU |  | oh_cond_6_CU | oh_cond_6_CU | oh_cond_6_CU |  |  | 2.275+1.583j | 0.095+0.781j | 0.095+0.781j | 0.095+0.781j | 2.275+1.583j | 0.095+0.781j | 0.095+0.781j | 0.095+0.781j | 2.275+1.583j | 11.393 | -2.641 | -2.641 | -2.641 | 11.393 | -2.641 | -2.641 | -2.641 | 11.393 |  | no
bal_3P_1/0AA |  | oh_cond_1/0_AAAC | oh_cond_1/0_AAAC | oh_cond_1/0_AAAC |  |  | 0.972+1.499j | 0.095+0.781j | 0.095+0.781j | 0.095+0.781j | 0.972+1.499j | 0.095+0.781j | 0.095+0.781j | 0.095+0.781j | 0.972+1.499j | 12.796 | -3.172 | -3.172 | -3.172 | 12.796 | -3.172 | -3.172 | -3.172 | 12.796 |  | no
bal_3P_1/0AC |  | oh_cond_1/0_ACSR | oh_cond_1/0_ACSR | oh_cond_1/0_ACSR |  |  | 0.983+1.497j | 0.095+0.781j | 0.095+0.781j | 0.095+0.781j | 0.983+1.497j | 0.095+0.781j | 0.095+0.781j | 0.095+0.781j | 0.983+1.497j | 12.796 | -3.172 | -3.172 | -3.172 | 12.796 | -3.172 | -3.172 | -3.172 | 12.796 |  | no
bal_3P_2/0CU |  | oh_cond_2/0_CU | oh_cond_2/0_CU | oh_cond_2/0_CU |  |  | 0.535+1.487j | 0.095+0.781j | 0.095+0.781j | 0.095+0.781j | 0.535+1.487j | 0.095+0.781j | 0.095+0.781j | 0.095+0.781j | 0.535+1.487j | 12.878 | -3.204 | -3.204 | -3.204 | 12.878 | -3.204 | -3.204 | -3.204 | 12.878 |  | no
bal_3P_2AC |  | oh_cond_2_ACSR | oh_cond_2_ACSR | oh_cond_2_ACSR |  |  | 1.505+1.527j | 0.095+0.781j | 0.095+0.781j | 0.095+0.781j | 1.505+1.527j | 0.095+0.781j | 0.095+0.781j | 0.095+0.781j | 1.505+1.527j | 12.393 | -3.017 | -3.017 | -3.017 | 12.393 | -3.017 | -3.017 | -3.017 | 12.393 |  | no
bal_3P_4/0AA |  | oh_cond_4/0_AAAC | oh_cond_4/0_AAAC | oh_cond_4/0_AAAC |  |  | 0.534+1.457j | 0.095+0.781j | 0.095+0.781j | 0.095+0.781j | 0.534+1.457j | 0.095+0.781j | 0.095+0.781j | 0.095+0.781j | 0.534+1.457j | 13.554 | -3.469 | -3.469 | -3.469 | 13.554 | -3.469 | -3.469 | -3.469 | 13.554 |  | no
bal_3P_4/0AL |  | oh_cond_4/0_AL | oh_cond_4/0_AL | oh_cond_4/0_AL |  |  | 0.537+1.466j | 0.095+0.781j | 0.095+0.781j | 0.095+0.781j | 0.537+1.466j | 0.095+0.781j | 0.095+0.781j | 0.095+0.781j | 0.537+1.466j | 13.381 | -3.4 | -3.4 | -3.4 | 13.381 | -3.4 | -3.4 | -3.4 | 13.381 |  | no
bal_3P_4CU |  | oh_cond_4_CU | oh_cond_4_CU | oh_cond_4_CU |  |  | 1.483+1.565j | 0.095+0.781j | 0.095+0.781j | 0.095+0.781j | 1.483+1.565j | 0.095+0.781j | 0.095+0.781j | 0.095+0.781j | 1.483+1.565j | 11.78 | -2.785 | -2.785 | -2.785 | 11.78 | -2.785 | -2.785 | -2.785 | 11.78 |  | no
bal_3P_477AL |  | oh_cond_477_MCM_AL | oh_cond_477_MCM_AL | oh_cond_477_MCM_AL |  |  | 0.293+1.41j | 0.095+0.775j | 0.095+0.775j | 0.095+0.775j | 0.293+1.41j | 0.095+0.775j | 0.095+0.775j | 0.095+0.775j | 0.293+1.41j | 14.305 | -3.735 | -3.735 | -3.735 | 14.305 | -3.735 | -3.735 | -3.735 | 14.305 |  | no
bal_3P_DELTACUST |  | oh_cond_2/0_CU | oh_cond_2/0_CU | oh_cond_2/0_CU | oh_cond_3_#7_CWD_30% |  | 0.66+1.378j | 0.22+0.666j | 0.22+0.666j | 0.22+0.666j | 0.66+1.378j | 0.22+0.666j | 0.22+0.666j | 0.22+0.666j | 0.66+1.378j | 13.24 | -2.712 | -2.712 | -2.712 | 13.24 | -2.712 | -2.712 | -2.712 | 13.24 |  | no
unb_3P_2-1/0AC_1/0AA |  | oh_cond_1/0_ACSR | oh_cond_1/0_ACSR | oh_cond_1/0_AAAC |  |  | 0.983+1.497j | 0.095+0.781j | 0.095+0.781j | 0.095+0.781j | 0.983+1.497j | 0.095+0.781j | 0.095+0.781j | 0.095+0.781j | 0.972+1.499j | 12.809 | -3.176 | -3.176 | -3.176 | 12.809 | -3.176 | -3.176 | -3.176 | 12.809 |  | no
unb_TAPWIRE_OH |  | oh_cond_WP-4/0-CU | oh_cond_WP-4/0-CU | oh_cond_WP-4/0-CU | oh_cond_WP-4/0-CU |  | 0.365+1.097j | 0.093+0.433j | 0.094+0.34j | 0.093+0.433j | 0.368+1.078j | 0.095+0.401j | 0.094+0.34j | 0.095+0.401j | 0.368+1.077j | 14.911 | -4.341 | -1.953 | -4.341 | 15.781 | -3.724 | -1.953 | -3.724 | 14.818 |  | no
und_1P_1/0ALURD_1/0AL(N) |  | und_cond_1P_1/0ALURD_1/0AL(N) | und_cond_1P_1/0ALURD_1/0AL(N) | und_cond_1P_1/0ALURD_1/0AL(N) |  |  | 1.674+0.526j | 0.0+0.0j | 0.0+0.0j | 0.0+0.0j | 1.674+0.526j | 0.0+0.0j | 0.0+0.0j | 0.0+0.0j | 1.674+0.526j | 530.19 | 0 | 0 | 0 | 530.19 | 0 | 0 | 0 | 530.19 |  | no
und_1P_2ALURD_2AL(N) |  | und_cond_1P_2ALURD_2AL(N) | und_cond_1P_2ALURD_2AL(N) | und_cond_1P_2ALURD_2AL(N) |  |  | 2.379+0.823j | 0.0+0.0j | 0.0+0.0j | 0.0+0.0j | 2.379+0.823j | 0.0+0.0j | 0.0+0.0j | 0.0+0.0j | 2.379+0.823j | 401.497 | 0 | 0 | 0 | 401.497 | 0 | 0 | 0 | 401.497 |  | no
und_1P_DELTACUST |  | und_cond_1P_DELTACUST | und_cond_1P_DELTACUST | und_cond_1P_DELTACUST |  |  | 0.179+0.233j | 0.061-0.024j | 0.061-0.024j | 0.061-0.024j | 0.179+0.233j | 0.061-0.024j | 0.061-0.024j | 0.061-0.024j | 0.179+0.233j | 324.124 | 0 | 0 | 0 | 324.124 | 0 | 0 | 0 | 324.124 |  | no
und_3P_DELTACUST |  | und_cond_3P_DELTACUST | und_cond_3P_DELTACUST | und_cond_3P_DELTACUST |  |  | 0.179+0.233j | 0.061-0.024j | 0.061-0.024j | 0.061-0.024j | 0.179+0.233j | 0.061-0.024j | 0.061-0.024j | 0.061-0.024j | 0.179+0.233j | 324.124 | 0 | 0 | 0 | 324.124 | 0 | 0 | 0 | 324.124 |  | no
und_TAPWIRE_UG |  | und_cond_TAPWIRE_UG | und_cond_TAPWIRE_UG | und_cond_TAPWIRE_UG |  |  | 0.001+0.001j | 0.0+0.0j | 0.0+0.0j | 0.0+0.0j | 0.001+0.001j | 0.0+0.0j | 0.0+0.0j | 0.0+0.0j | 0.001+0.001j | 0 | 0 | 0 | 0 | 0 | 0 | 0 | 0 | 0 |  | no

## load
data_type | static
owner_type | feeder
owner | 8102002
object | load
name | groupid | parent | bustype | phases | nominal_voltage | load_class | constant_power_A | constant_power_B | constant_power_C | constant_current_A | constant_current_B | constant_current_C | constant_impedance_A | constant_impedance_B | constant_impedance_C | base_power_A | base_power_B | base_power_C | power_pf_A | power_pf_B | power_pf_C | current_pf_A | current_pf_B | current_pf_C | impedance_pf_A | impedance_pf_B | impedance_pf_C | power_fraction_A | power_fraction_B | power_fraction_C | current_fraction_A | current_fraction_B | current_fraction_C | impedance_fraction_A | impedance_fraction_B | impedance_fraction_C | dcircuit | selected | monitored | monitored_fields | class_monitored_fields | played | played_fields | base_kw_A | base_kw_B | base_kw_C | kw_A | kw_B | kw_C | comments | critical_load | dem_resp_lb | dem_resp_ub | dem_resp_shortage_cost | dem_resp_surplus_cost | num_customers
load_220359842 |  | node_1304529_028_15299774_797 |  | AN | 0 | Residential | 38217.6+16280.629j | 0 | 0 | 0 | 0 | 0 | [24 empty] | 8102002 | no | no |  |  | no |  | 0 | 0 | 0 | 0 | 0 | 0 |  | 1 | 1 | 1 | 0 | 0 | 0
load_220359843 |  | node_1304109_889_15299890_563 |  | AN | 0 | Residential | 13687.2+5830.723j | 0 | 0 | 0 | 0 | 0 | [24 empty] | 8102002 | no | no |  |  | no |  | 0 | 0 | 0 | 0 | 0 | 0 |  | 1 | 1 | 1 | 0 | 0 | 0
load_220359844 |  | node_1304488_092_15299453_491 |  | AN | 0 | Residential | 13658.4+5818.454j | 0 | 0 | 0 | 0 | 0 | [24 empty] | 8102002 | no | no |  |  | no |  | 0 | 0 | 0 | 0 | 0 | 0 |  | 1 | 1 | 1 | 0 | 0 | 0
load_220359845 |  | node_1304284_35_15299304_488 |  | AN | 0 | Residential | 43308+18449.131j | 0 | 0 | 0 | 0 | 0 | [24 empty] | 8102002 | no | no |  |  | no |  | 0 | 0 | 0 | 0 | 0 | 0 |  | 1 | 1 | 1 | 0 | 0 | 0
load_220359846 |  | node_1303971_039_15299350_364 |  | AN | 0 | Residential | 28375.2+12087.785j | 0 | 0 | 0 | 0 | 0 | [24 empty] | 8102002 | no | no |  |  | no |  | 0 | 0 | 0 | 0 | 0 | 0 |  | 1 | 1 | 1 | 0 | 0 | 0
load_220359847 |  | node_1303776_542_15299379_388 |  | AN | 0 | Residential | 13485.6+5744.842j | 0 | 0 | 0 | 0 | 0 | [24 empty] | 8102002 | no | no |  |  | no |  | 0 | 0 | 0 | 0 | 0 | 0 |  | 1 | 1 | 1 | 0 | 0 | 0
load_220359848 |  | node_1303676_855_15299690_92 |  | AN | 0 | Residential | 31593.6+13458.817j | 0 | 0 | 0 | 0 | 0 | [24 empty] | 8102002 | no | no |  |  | no |  | 0 | 0 | 0 | 0 | 0 | 0 |  | 1 | 1 | 1 | 0 | 0 | 0
load_220359849 |  | node_1303802_127_15299931_183 |  | AN | 0 | Residential | 27986.4+11922.156j | 0 | 0 | 0 | 0 | 0 | [24 empty] | 8102002 | no | no |  |  | no |  | 0 | 0 | 0 | 0 | 0 | 0 |  | 1 | 1 | 1 | 0 | 0 | 0
load_220359854 |  | node_1306800_36_15298681_001 |  | AN | 0 | Residential | 21031.2+8959.254j | 0 | 0 | 0 | 0 | 0 | [24 empty] | 8102002 | no | no |  |  | no |  | 0 | 0 | 0 | 0 | 0 | 0 |  | 1 | 1 | 1 | 0 | 0 | 0
load_220359855 |  | node_1306699_62_15298414_783 |  | AN | 0 | Residential | 6235.2+2656.184j | 0 | 0 | 0 | 0 | 0 | [24 empty] | 8102002 | no | no |  |  | no |  | 0 | 0 | 0 | 0 | 0 | 0 |  | 1 | 1 | 1 | 0 | 0 | 0
load_220359856 |  | node_1306750_445_15298217_519 |  | AN | 0 | Residential | 17704.8+7542.213j | 0 | 0 | 0 | 0 | 0 | [24 empty] | 8102002 | no | no |  |  | no |  | 0 | 0 | 0 | 0 | 0 | 0 |  | 1 | 1 | 1 | 0 | 0 | 0
load_220359857 |  | node_1306771_703_15297924_5 |  | AN | 0 | Residential | 12160.8+5180.479j | 0 | 0 | 0 | 0 | 0 | [24 empty] | 8102002 | no | no |  |  | no |  | 0 | 0 | 0 | 0 | 0 | 0 |  | 1 | 1 | 1 | 0 | 0 | 0
load_220359877 |  | node_1306062_428_15297842_467 |  | AN | 0 | Residential | 9014.4+3840.118j | 0 | 0 | 0 | 0 | 0 | [24 empty] | 8102002 | no | no |  |  | no |  | 0 | 0 | 0 | 0 | 0 | 0 |  | 1 | 1 | 1 | 0 | 0 | 0
load_220359878 |  | node_1305756_03_15297743_16 |  | AN | 0 | Residential | 28101.6+11971.231j | 0 | 0 | 0 | 0 | 0 | [24 empty] | 8102002 | no | no |  |  | no |  | 0 | 0 | 0 | 0 | 0 | 0 |  | 1 | 1 | 1 | 0 | 0 | 0
load_220360224 |  | node_1305685_819_15298159_461 |  | AN | 0 | Residential | 28512+12146.061j | 0 | 0 | 0 | 0 | 0 | [24 empty] | 8102002 | no | no |  |  | no |  | 0 | 0 | 0 | 0 | 0 | 0 |  | 1 | 1 | 1 | 0 | 0 | 0
load_220360225 |  | node_1305937_282_15298133_471 |  | AN | 0 | NonResidential | 2289.6+975.366j | 0 | 0 | 0 | 0 | 0 | [24 empty] | 8102002 | no | no |  |  | no |  | 0 | 0 | 0 | 0 | 0 | 0 |  | 1 | 1 | 1 | 0 | 0 | 0
load_220360226 |  | node_1306417_607_15298514_39 |  | AN | 0 | NonResidential | 7740+3297.226j | 0 | 0 | 0 | 0 | 0 | [24 empty] | 8102002 | no | no |  |  | no |  | 0 | 0 | 0 | 0 | 0 | 0 |  | 1 | 1 | 1 | 0 | 0 | 0
load_220360227 |  | node_1306720_138_15298994_91 |  | AN | 0 | NonResidential | 511.2+217.77j | 0 | 0 | 0 | 0 | 0 | [24 empty] | 8102002 | no | no |  |  | no |  | 0 | 0 | 0 | 0 | 0 | 0 |  | 1 | 1 | 1 | 0 | 0 | 0
load_220360228 |  | node_1306823_305_15299334_112 |  | AN | 0 | Residential | 6004.8+2558.034j | 0 | 0 | 0 | 0 | 0 | [24 empty] | 8102002 | no | no |  |  | no |  | 0 | 0 | 0 | 0 | 0 | 0 |  | 1 | 1 | 1 | 0 | 0 | 0
load_220360229 |  | node_1307019_398_15299504_784 |  | AN | 0 | Residential | 3434.4+1463.048j | 0 | 0 | 0 | 0 | 0 | [24 empty] | 8102002 | no | no |  |  | no |  | 0 | 0 | 0 | 0 | 0 | 0 |  | 1 | 1 | 1 | 0 | 0 | 0
load_220360230 |  | node_1307300_972_15299947_116 |  | AN | 0 | Residential | 18252+7775.319j | 0 | 0 | 0 | 0 | 0 | [24 empty] | 8102002 | no | no |  |  | no |  | 0 | 0 | 0 | 0 | 0 | 0 |  | 1 | 1 | 1 | 0 | 0 | 0
load_220360231 |  | node_1307500_506_15300289_36 |  | AN | 0 | Residential | 17740.8+7557.549j | 0 | 0 | 0 | 0 | 0 | [24 empty] | 8102002 | no | no |  |  | no |  | 0 | 0 | 0 | 0 | 0 | 0 |  | 1 | 1 | 1 | 0 | 0 | 0
load_220360232 |  | node_1307607_805_15300468_896 |  | AN | 0 | Residential | 2916+1242.211j | 0 | 0 | 0 | 0 | 0 | [24 empty] | 8102002 | no | no |  |  | no |  | 0 | 0 | 0 | 0 | 0 | 0 |  | 1 | 1 | 1 | 0 | 0 | 0
load_220360234 |  | node_1307874_349_15300900_881 |  | AN | 0 | Residential | 12902.4+5496.399j | 0 | 0 | 0 | 0 | 0 | [24 empty] | 8102002 | no | no |  |  | no |  | 0 | 0 | 0 | 0 | 0 | 0 |  | 1 | 1 | 1 | 0 | 0 | 0
load_220360235 |  | node_1307969_732_15301047_086 |  | AN | 0 | Residential | 7459.2+3177.606j | 0 | 0 | 0 | 0 | 0 | [24 empty] | 8102002 | no | no |  |  | no |  | 0 | 0 | 0 | 0 | 0 | 0 |  | 1 | 1 | 1 | 0 | 0 | 0
load_220360236 |  | node_1308069_068_15301207_166 |  | AN | 0 | Residential | 17251.2+7348.98j | 0 | 0 | 0 | 0 | 0 | [24 empty] | 8102002 | no | no |  |  | no |  | 0 | 0 | 0 | 0 | 0 | 0 |  | 1 | 1 | 1 | 0 | 0 | 0
load_220360237 |  | node_1308182_345_15301420_06 |  | AN | 0 | NonResidential | 4010.4+1708.423j | 0 | 0 | 0 | 0 | 0 | [24 empty] | 8102002 | no | no |  |  | no |  | 0 | 0 | 0 | 0 | 0 | 0 |  | 1 | 1 | 1 | 0 | 0 | 0
load_220360238 |  | node_1307854_971_15301645_393 |  | AN | 0 | Residential | 3945.6+1680.819j | 0 | 0 | 0 | 0 | 0 | [24 empty] | 8102002 | no | no |  |  | no |  | 0 | 0 | 0 | 0 | 0 | 0 |  | 1 | 1 | 1 | 0 | 0 | 0
load_220360239 |  | node_1308406_061_15301601_796 |  | AN | 0 | Residential | 33811.2+14403.511j | 0 | 0 | 0 | 0 | 0 | [24 empty] | 8102002 | no | no |  |  | no |  | 0 | 0 | 0 | 0 | 0 | 0 |  | 1 | 1 | 1 | 0 | 0 | 0
load_220360241 |  | node_1308743_052_15302340_258 |  | AN | 0 | Residential | 7466.4+3180.673j | 0 | 0 | 0 | 0 | 0 | [24 empty] | 8102002 | no | no |  |  | no |  | 0 | 0 | 0 | 0 | 0 | 0 |  | 1 | 1 | 1 | 0 | 0 | 0
load_220360242 |  | node_1308853_659_15302634_458 |  | AN | 0 | Residential | 12772.8+5441.19j | 0 | 0 | 0 | 0 | 0 | [24 empty] | 8102002 | no | no |  |  | no |  | 0 | 0 | 0 | 0 | 0 | 0 |  | 1 | 1 | 1 | 0 | 0 | 0
load_220360243 |  | node_1309027_939_15302913_141 |  | AN | 0 | Residential | 12902.4+5496.399j | 0 | 0 | 0 | 0 | 0 | [24 empty] | 8102002 | no | no |  |  | no |  | 0 | 0 | 0 | 0 | 0 | 0 |  | 1 | 1 | 1 | 0 | 0 | 0
load_220360244 |  | node_1309984_269_15304281_61 |  | AN | 0 | Residential | 7279.2+3100.926j | 0 | 0 | 0 | 0 | 0 | [24 empty] | 8102002 | no | no |  |  | no |  | 0 | 0 | 0 | 0 | 0 | 0 |  | 1 | 1 | 1 | 0 | 0 | 0
load_220360245 |  | node_1310489_158_15305596_119 |  | AN | 0 | Residential | 20592+8772.155j | 0 | 0 | 0 | 0 | 0 | [24 empty] | 8102002 | no | no |  |  | no |  | 0 | 0 | 0 | 0 | 0 | 0 |  | 1 | 1 | 1 | 0 | 0 | 0
load_220360246 |  | node_1310210_424_15305556_919 |  | AN | 0 | Residential | 7524+3205.211j | 0 | 0 | 0 | 0 | 0 | [24 empty] | 8102002 | no | no |  |  | no |  | 0 | 0 | 0 | 0 | 0 | 0 |  | 1 | 1 | 1 | 0 | 0 | 0
load_220360247 |  | node_1310441_039_15306058_53 |  | AN | 0 | Residential | 17892+7621.96j | 0 | 0 | 0 | 0 | 0 | [24 empty] | 8102002 | no | no |  |  | no |  | 0 | 0 | 0 | 0 | 0 | 0 |  | 1 | 1 | 1 | 0 | 0 | 0
load_220360248 |  | node_1310512_59_15306430_612 |  | AN | 0 | Residential | 16250.4+6922.641j | 0 | 0 | 0 | 0 | 0 | [24 empty] | 8102002 | no | no |  |  | no |  | 0 | 0 | 0 | 0 | 0 | 0 |  | 1 | 1 | 1 | 0 | 0 | 0
load_220360250 |  | node_1310660_608_15306805_227 |  | AN | 0 | Residential | 22370.4+9529.75j | 0 | 0 | 0 | 0 | 0 | [24 empty] | 8102002 | no | no |  |  | no |  | 0 | 0 | 0 | 0 | 0 | 0 |  | 1 | 1 | 1 | 0 | 0 | 0
load_220360251 |  | node_1310717_492_15307212_786 |  | AN | 0 | Residential | 2952+1257.547j | 0 | 0 | 0 | 0 | 0 | [24 empty] | 8102002 | no | no |  |  | no |  | 0 | 0 | 0 | 0 | 0 | 0 |  | 1 | 1 | 1 | 0 | 0 | 0
load_220360252 |  | node_1304049_315_15298521_333 |  | AN | 0 | Residential | 8755.2+3729.7j | 0 | 0 | 0 | 0 | 0 | [24 empty] | 8102002 | no | no |  |  | no |  | 0 | 0 | 0 | 0 | 0 | 0 |  | 1 | 1 | 1 | 0 | 0 | 0
load_220360253 |  | node_1304328_357_15298386_577 |  | AN | 0 | Residential | 1152+490.75j | 0 | 0 | 0 | 0 | 0 | [24 empty] | 8102002 | no | no |  |  | no |  | 0 | 0 | 0 | 0 | 0 | 0 |  | 1 | 1 | 1 | 0 | 0 | 0
load_220360254 |  | node_1304616_839_15298329_23 |  | AN | 0 | Residential | 14133.6+6020.888j | 0 | 0 | 0 | 0 | 0 | [24 empty] | 8102002 | no | no |  |  | no |  | 0 | 0 | 0 | 0 | 0 | 0 |  | 1 | 1 | 1 | 0 | 0 | 0
load_220360255 |  | node_1304968_548_15298252_479 |  | AN | 0 | Residential | 8316+3542.601j | 0 | 0 | 0 | 0 | 0 | [24 empty] | 8102002 | no | no |  |  | no |  | 0 | 0 | 0 | 0 | 0 | 0 |  | 1 | 1 | 1 | 0 | 0 | 0
load_220360256 |  | node_1305223_687_15298197_963 |  | AN | 0 | Residential | 5774.4+2459.884j | 0 | 0 | 0 | 0 | 0 | [24 empty] | 8102002 | no | no |  |  | no |  | 0 | 0 | 0 | 0 | 0 | 0 |  | 1 | 1 | 1 | 0 | 0 | 0
load_220360257 |  | node_1305419_524_15298225_122 |  | AN | 0 | Residential | 7437.6+3168.404j | 0 | 0 | 0 | 0 | 0 | [24 empty] | 8102002 | no | no |  |  | no |  | 0 | 0 | 0 | 0 | 0 | 0 |  | 1 | 1 | 1 | 0 | 0 | 0
load_220360287 |  | node_1311598_918_15308476_96 |  | AN | 0 | Residential | 1080+460.078j | 0 | 0 | 0 | 0 | 0 | [24 empty] | 8102002 | no | no |  |  | no |  | 0 | 0 | 0 | 0 | 0 | 0 |  | 1 | 1 | 1 | 0 | 0 | 0
load_220360288 |  | node_1313565_441_15310631_478 |  | AN | 0 | Residential | 4392+1870.984j | 0 | 0 | 0 | 0 | 0 | [24 empty] | 8102002 | no | no |  |  | no |  | 0 | 0 | 0 | 0 | 0 | 0 |  | 1 | 1 | 1 | 0 | 0 | 0
load_220360289 |  | node_1313708_482_15311216_569 |  | AN | 0 | NonResidential | 4327.2+1843.379j | 0 | 0 | 0 | 0 | 0 | [24 empty] | 8102002 | no | no |  |  | no |  | 0 | 0 | 0 | 0 | 0 | 0 |  | 1 | 1 | 1 | 0 | 0 | 0
load_220360290 |  | node_1314279_567_15313939_574 |  | AN | 0 | NonResidential | 100.8+42.941j | 0 | 0 | 0 | 0 | 0 | [24 empty] | 8102002 | no | no |  |  | no |  | 0 | 0 | 0 | 0 | 0 | 0 |  | 1 | 1 | 1 | 0 | 0 | 0
load_220360294 |  | node_1313273_812_15310006_795 |  | AN | 0 | NonResidential | 21.6+9.202j | 0 | 0 | 0 | 0 | 0 | [24 empty] | 8102002 | no | no |  |  | no |  | 0 | 0 | 0 | 0 | 0 | 0 |  | 1 | 1 | 1 | 0 | 0 | 0
load_220360295 |  | node_1313396_59_15310164_06 |  | AN | 0 | Residential | 3981.6+1696.154j | 0 | 0 | 0 | 0 | 0 | [24 empty] | 8102002 | no | no |  |  | no |  | 0 | 0 | 0 | 0 | 0 | 0 |  | 1 | 1 | 1 | 0 | 0 | 0
load_220360781 |  | node_1304856_577_15299411_82 |  | AN | 0 | Residential | 37159.2+15829.753j | 0 | 0 | 0 | 0 | 0 | [24 empty] | 8102002 | no | no |  |  | no |  | 0 | 0 | 0 | 0 | 0 | 0 |  | 1 | 1 | 1 | 0 | 0 | 0
load_220360782 |  | node_1305798_651_15298681_21 |  | AN | 0 | Residential | 31593.6+13458.817j | 0 | 0 | 0 | 0 | 0 | [24 empty] | 8102002 | no | no |  |  | no |  | 0 | 0 | 0 | 0 | 0 | 0 |  | 1 | 1 | 1 | 0 | 0 | 0
load_220360783 |  | node_1305130_509_15299099_006 |  | AN | 0 | Residential | 26085.6+11112.419j | 0 | 0 | 0 | 0 | 0 | [24 empty] | 8102002 | no | no |  |  | no |  | 0 | 0 | 0 | 0 | 0 | 0 |  | 1 | 1 | 1 | 0 | 0 | 0
load_220360784 |  | node_1305217_263_15298785_825 |  | AN | 0 | Residential | 68407.2+29141.345j | 0 | 0 | 0 | 0 | 0 | [24 empty] | 8102002 | no | no |  |  | no |  | 0 | 0 | 0 | 0 | 0 | 0 |  | 1 | 1 | 1 | 0 | 0 | 0
load_220360790 |  | node_1305733_89_15298930_432 |  | AN | 0 | Residential | 41788.8+17801.954j | 0 | 0 | 0 | 0 | 0 | [24 empty] | 8102002 | no | no |  |  | no |  | 0 | 0 | 0 | 0 | 0 | 0 |  | 1 | 1 | 1 | 0 | 0 | 0
load_220360791 |  | node_1305963_089_15299113_504 |  | AN | 0 | Residential | 31190.4+13287.055j | 0 | 0 | 0 | 0 | 0 | [24 empty] | 8102002 | no | no |  |  | no |  | 0 | 0 | 0 | 0 | 0 | 0 |  | 1 | 1 | 1 | 0 | 0 | 0
load_220360792 |  | node_1306163_813_15299481_299 |  | AN | 0 | Residential | 1663.2+708.52j | 0 | 0 | 0 | 0 | 0 | [24 empty] | 8102002 | no | no |  |  | no |  | 0 | 0 | 0 | 0 | 0 | 0 |  | 1 | 1 | 1 | 0 | 0 | 0
load_220360793 |  | node_1310231_046_15307069_751 |  | AN | 0 | Residential | 6314.4+2689.923j | 0 | 0 | 0 | 0 | 0 | [24 empty] | 8102002 | no | no |  |  | no |  | 0 | 0 | 0 | 0 | 0 | 0 |  | 1 | 1 | 1 | 0 | 0 | 0
load_220360794 |  | node_1309563_397_15307749_448 |  | AN | 0 | Residential | 7675.2+3269.622j | 0 | 0 | 0 | 0 | 0 | [24 empty] | 8102002 | no | no |  |  | no |  | 0 | 0 | 0 | 0 | 0 | 0 |  | 1 | 1 | 1 | 0 | 0 | 0
load_220360795 |  | node_1309653_386_15307932_542 |  | AN | 0 | Other | 0 | 0 | 0 | 0 | 0 | 0 | [24 empty] | 8102002 | no | no |  |  | no |  | 0 | 0 | 0 | 0 | 0 | 0 |  | 1 | 1 | 1 | 0 | 0 | 0
load_220360796 |  | node_1309746_981_15308818_686 |  | AN | 0 | Residential | 19231.2+8192.457j | 0 | 0 | 0 | 0 | 0 | [24 empty] | 8102002 | no | no |  |  | no |  | 0 | 0 | 0 | 0 | 0 | 0 |  | 1 | 1 | 1 | 0 | 0 | 0
load_220360797 |  | node_1310299_572_15309588_207 |  | AN | 0 | Residential | 1936.8+825.073j | 0 | 0 | 0 | 0 | 0 | [24 empty] | 8102002 | no | no |  |  | no |  | 0 | 0 | 0 | 0 | 0 | 0 |  | 1 | 1 | 1 | 0 | 0 | 0
load_220360814 |  | node_1305999_352_15298579_479 |  | AN | 0 | Residential | 27244.8+11606.236j | 0 | 0 | 0 | 0 | 0 | [24 empty] | 8102002 | no | no |  |  | no |  | 0 | 0 | 0 | 0 | 0 | 0 |  | 1 | 1 | 1 | 0 | 0 | 0
load_220360815 |  | node_1306175_223_15298866_776 |  | AN | 0 | Residential | 63468+27037.255j | 0 | 0 | 0 | 0 | 0 | [24 empty] | 8102002 | no | no |  |  | no |  | 0 | 0 | 0 | 0 | 0 | 0 |  | 1 | 1 | 1 | 0 | 0 | 0
load_220360816 |  | node_1305867_106_15299450_376 |  | AN | 0 | Residential | 29764.8+12679.752j | 0 | 0 | 0 | 0 | 0 | [24 empty] | 8102002 | no | no |  |  | no |  | 0 | 0 | 0 | 0 | 0 | 0 |  | 1 | 1 | 1 | 0 | 0 | 0
load_220360817 |  | node_1305618_253_15299490_52 |  | AN | 0 | Residential | 15422.4+6569.915j | 0 | 0 | 0 | 0 | 0 | [24 empty] | 8102002 | no | no |  |  | no |  | 0 | 0 | 0 | 0 | 0 | 0 |  | 1 | 1 | 1 | 0 | 0 | 0
load_220360818 |  | node_1305391_221_15299542_166 |  | AN | 0 | Residential | 11440.8+4873.76j | 0 | 0 | 0 | 0 | 0 | [24 empty] | 8102002 | no | no |  |  | no |  | 0 | 0 | 0 | 0 | 0 | 0 |  | 1 | 1 | 1 | 0 | 0 | 0
load_220360819 |  | node_1305151_943_15299595_782 |  | AN | 0 | Residential | 9914.4+4223.517j | 0 | 0 | 0 | 0 | 0 | [24 empty] | 8102002 | no | no |  |  | no |  | 0 | 0 | 0 | 0 | 0 | 0 |  | 1 | 1 | 1 | 0 | 0 | 0
load_220360829 |  | node_1313448_497_15312239_187 |  | AN | 0 | Residential | 19749.6+8413.294j | 0 | 0 | 0 | 0 | 0 | [24 empty] | 8102002 | no | no |  |  | no |  | 0 | 0 | 0 | 0 | 0 | 0 |  | 1 | 1 | 1 | 0 | 0 | 0
load_220360830 |  | node_1316303_179_15310252_178 |  | AN | 0 | Other | 0 | 0 | 0 | 0 | 0 | 0 | [24 empty] | 8102002 | no | no |  |  | no |  | 0 | 0 | 0 | 0 | 0 | 0 |  | 1 | 1 | 1 | 0 | 0 | 0
load_220360831 |  | node_1316390_328_15310588_487 |  | AN | 0 | Residential | 29440.8+12541.728j | 0 | 0 | 0 | 0 | 0 | [24 empty] | 8102002 | no | no |  |  | no |  | 0 | 0 | 0 | 0 | 0 | 0 |  | 1 | 1 | 1 | 0 | 0 | 0
load_220360832 |  | node_1316481_028_15310942_372 |  | AN | 0 | Residential | 11455.2+4879.895j | 0 | 0 | 0 | 0 | 0 | [24 empty] | 8102002 | no | no |  |  | no |  | 0 | 0 | 0 | 0 | 0 | 0 |  | 1 | 1 | 1 | 0 | 0 | 0
load_220360833 |  | node_1316256_915_15310061_567 |  | AN | 0 | Residential | 7351.2+3131.598j | 0 | 0 | 0 | 0 | 0 | [24 empty] | 8102002 | no | no |  |  | no |  | 0 | 0 | 0 | 0 | 0 | 0 |  | 1 | 1 | 1 | 0 | 0 | 0
load_220360834 |  | node_1316869_28_15308250_144 |  | AN | 0 | Residential | 23270.4+9913.149j | 0 | 0 | 0 | 0 | 0 | [24 empty] | 8102002 | no | no |  |  | no |  | 0 | 0 | 0 | 0 | 0 | 0 |  | 1 | 1 | 1 | 0 | 0 | 0
load_220360835 |  | node_1314187_792_15311975_522 |  | AN | 0 | Residential | 9172.8+3907.596j | 0 | 0 | 0 | 0 | 0 | [24 empty] | 8102002 | no | no |  |  | no |  | 0 | 0 | 0 | 0 | 0 | 0 |  | 1 | 1 | 1 | 0 | 0 | 0
load_220360836 |  | node_1314698_755_15311637_739 |  | AN | 0 | Residential | 14421.6+6143.576j | 0 | 0 | 0 | 0 | 0 | [24 empty] | 8102002 | no | no |  |  | no |  | 0 | 0 | 0 | 0 | 0 | 0 |  | 1 | 1 | 1 | 0 | 0 | 0
load_220360838 |  | node_1315234_934_15311250_371 |  | AN | 0 | Residential | 9453.6+4027.217j | 0 | 0 | 0 | 0 | 0 | [24 empty] | 8102002 | no | no |  |  | no |  | 0 | 0 | 0 | 0 | 0 | 0 |  | 1 | 1 | 1 | 0 | 0 | 0
load_220360839 |  | node_1315450_457_15310816_358 |  | AN | 0 | Residential | 6775.2+2886.223j | 0 | 0 | 0 | 0 | 0 | [24 empty] | 8102002 | no | no |  |  | no |  | 0 | 0 | 0 | 0 | 0 | 0 |  | 1 | 1 | 1 | 0 | 0 | 0
load_220361495 |  | node_1305782_744_15307437_435 |  | AN | 0 | Residential | 27324+11639.975j | 0 | 0 | 0 | 0 | 0 | [24 empty] | 8102002 | no | no |  |  | no |  | 0 | 0 | 0 | 0 | 0 | 0 |  | 1 | 1 | 1 | 0 | 0 | 0
load_220361496 |  | node_1305513_107_15307402_226 |  | AN | 0 | Residential | 770.4+328.189j | 0 | 0 | 0 | 0 | 0 | [24 empty] | 8102002 | no | no |  |  | no |  | 0 | 0 | 0 | 0 | 0 | 0 |  | 1 | 1 | 1 | 0 | 0 | 0
load_220361519 |  | node_1302029_345_15298472_742 |  | AN | 0 | Residential | 6876+2929.164j | 0 | 0 | 0 | 0 | 0 | [24 empty] | 8102002 | no | no |  |  | no |  | 0 | 0 | 0 | 0 | 0 | 0 |  | 1 | 1 | 1 | 0 | 0 | 0
load_220361520 |  | node_1301668_13_15298412_809 |  | AN | 0 | Residential | 13665.6+5821.521j | 0 | 0 | 0 | 0 | 0 | [24 empty] | 8102002 | no | no |  |  | no |  | 0 | 0 | 0 | 0 | 0 | 0 |  | 1 | 1 | 1 | 0 | 0 | 0
load_220361521 |  | node_1301623_627_15298599_555 |  | AN | 0 | NonResidential | 0 | 0 | 0 | 0 | 0 | 0 | [24 empty] | 8102002 | no | no |  |  | no |  | 0 | 0 | 0 | 0 | 0 | 0 |  | 1 | 1 | 1 | 0 | 0 | 0
load_220361522 |  | node_1300629_807_15298940_968 |  | AN | 0 | Other | 0 | 0 | 0 | 0 | 0 | 0 | [24 empty] | 8102002 | no | no |  |  | no |  | 0 | 0 | 0 | 0 | 0 | 0 |  | 1 | 1 | 1 | 0 | 0 | 0
load_220361523 |  | node_1300607_957_15299142_966 |  | AN | 0 | NonResidential | 14000+5963.975j | 0 | 0 | 0 | 0 | 0 | [24 empty] | 8102002 | no | no |  |  | no |  | 0 | 0 | 0 | 0 | 0 | 0 |  | 1 | 1 | 1 | 0 | 0 | 0
load_220361558 |  | node_1306189_092_15307142_642 |  | AN | 0 | Residential | 18511.2+7885.738j | 0 | 0 | 0 | 0 | 0 | [24 empty] | 8102002 | no | no |  |  | no |  | 0 | 0 | 0 | 0 | 0 | 0 |  | 1 | 1 | 1 | 0 | 0 | 0
load_220361559 |  | node_1306294_741_15307363_45 |  | AN | 0 | Residential | 5335.2+2272.786j | 0 | 0 | 0 | 0 | 0 | [24 empty] | 8102002 | no | no |  |  | no |  | 0 | 0 | 0 | 0 | 0 | 0 |  | 1 | 1 | 1 | 0 | 0 | 0
load_220361560 |  | node_1306336_47_15307800_253 |  | AN | 0 | Residential | 7768.8+3309.495j | 0 | 0 | 0 | 0 | 0 | [24 empty] | 8102002 | no | no |  |  | no |  | 0 | 0 | 0 | 0 | 0 | 0 |  | 1 | 1 | 1 | 0 | 0 | 0
load_220361561 |  | node_1306393_826_15308093_067 |  | AN | 0 | Residential | 7423.2+3162.27j | 0 | 0 | 0 | 0 | 0 | [24 empty] | 8102002 | no | no |  |  | no |  | 0 | 0 | 0 | 0 | 0 | 0 |  | 1 | 1 | 1 | 0 | 0 | 0
load_220361584 |  | node_1305395_11_15304773_024 |  | AN | 0 | Residential | 2318.4+987.634j | 0 | 0 | 0 | 0 | 0 | [24 empty] | 8102002 | no | no |  |  | no |  | 0 | 0 | 0 | 0 | 0 | 0 |  | 1 | 1 | 1 | 0 | 0 | 0
load_220361585 |  | node_1305053_525_15304831_985 |  | AN | 0 | Residential | 11534.4+4913.634j | 0 | 0 | 0 | 0 | 0 | [24 empty] | 8102002 | no | no |  |  | no |  | 0 | 0 | 0 | 0 | 0 | 0 |  | 1 | 1 | 1 | 0 | 0 | 0
load_220361621 |  | node_1311473_802_15304274_496 |  | AN | 0 | Residential | 0 | 0 | 0 | 0 | 0 | 0 | [24 empty] | 8102002 | no | no |  |  | no |  | 0 | 0 | 0 | 0 | 0 | 0 |  | 1 | 1 | 1 | 0 | 0 | 0
load_220361622 |  | node_1312084_501_15304222_884 |  | AN | 0 | Residential | 4888.8+2082.62j | 0 | 0 | 0 | 0 | 0 | [24 empty] | 8102002 | no | no |  |  | no |  | 0 | 0 | 0 | 0 | 0 | 0 |  | 1 | 1 | 1 | 0 | 0 | 0
load_220361781 |  | node_1315336_163_15313229_32 |  | AN | 0 | Residential | 18568.8+7910.276j | 0 | 0 | 0 | 0 | 0 | [24 empty] | 8102002 | no | no |  |  | no |  | 0 | 0 | 0 | 0 | 0 | 0 |  | 1 | 1 | 1 | 0 | 0 | 0
load_220361782 |  | node_1315640_579_15313252_628 |  | AN | 0 | Residential | 9532.8+4060.956j | 0 | 0 | 0 | 0 | 0 | [24 empty] | 8102002 | no | no |  |  | no |  | 0 | 0 | 0 | 0 | 0 | 0 |  | 1 | 1 | 1 | 0 | 0 | 0
load_220362058 |  | node_1302327_711_15298804_529 |  | AN | 0 | NonResidential | 345.6+147.225j | 0 | 0 | 0 | 0 | 0 | [24 empty] | 8102002 | no | no |  |  | no |  | 0 | 0 | 0 | 0 | 0 | 0 |  | 1 | 1 | 1 | 0 | 0 | 0
load_220362060 |  | node_1303356_652_15299123_394 |  | AN | 0 | Residential | 5558.4+2367.868j | 0 | 0 | 0 | 0 | 0 | [24 empty] | 8102002 | no | no |  |  | no |  | 0 | 0 | 0 | 0 | 0 | 0 |  | 1 | 1 | 1 | 0 | 0 | 0
load_220362061 |  | node_1304233_706_15300884_916 |  | AN | 0 | Residential | 3276+1395.57j | 0 | 0 | 0 | 0 | 0 | [24 empty] | 8102002 | no | no |  |  | no |  | 0 | 0 | 0 | 0 | 0 | 0 |  | 1 | 1 | 1 | 0 | 0 | 0
load_220362062 |  | node_1304440_665_15301096_719 |  | AN | 0 | Residential | 10440+4447.421j | 0 | 0 | 0 | 0 | 0 | [24 empty] | 8102002 | no | no |  |  | no |  | 0 | 0 | 0 | 0 | 0 | 0 |  | 1 | 1 | 1 | 0 | 0 | 0
load_220362063 |  | node_1304888_298_15301319_788 |  | AN | 0 | Residential | 15004.8+6392.018j | 0 | 0 | 0 | 0 | 0 | [24 empty] | 8102002 | no | no |  |  | no |  | 0 | 0 | 0 | 0 | 0 | 0 |  | 1 | 1 | 1 | 0 | 0 | 0
load_220362064 |  | node_1305172_829_15301815_691 |  | AN | 0 | Residential | 22730.4+9683.11j | 0 | 0 | 0 | 0 | 0 | [24 empty] | 8102002 | no | no |  |  | no |  | 0 | 0 | 0 | 0 | 0 | 0 |  | 1 | 1 | 1 | 0 | 0 | 0
load_220362065 |  | node_1305240_997_15302202_291 |  | AN | 0 | NonResidential | 3808.8+1622.542j | 0 | 0 | 0 | 0 | 0 | [24 empty] | 8102002 | no | no |  |  | no |  | 0 | 0 | 0 | 0 | 0 | 0 |  | 1 | 1 | 1 | 0 | 0 | 0
load_220362067 |  | node_1305402_288_15303001_546 |  | AN | 0 | Residential | 25639.2+10922.253j | 0 | 0 | 0 | 0 | 0 | [24 empty] | 8102002 | no | no |  |  | no |  | 0 | 0 | 0 | 0 | 0 | 0 |  | 1 | 1 | 1 | 0 | 0 | 0
load_220362068 |  | node_1305449_3_15303233_083 |  | AN | 0 | Residential | 8481.6+3613.146j | 0 | 0 | 0 | 0 | 0 | [24 empty] | 8102002 | no | no |  |  | no |  | 0 | 0 | 0 | 0 | 0 | 0 |  | 1 | 1 | 1 | 0 | 0 | 0
load_220362069 |  | node_1305626_424_15304103_032 |  | AN | 0 | Residential | 42897.6+18274.301j | 0 | 0 | 0 | 0 | 0 | [24 empty] | 8102002 | no | no |  |  | no |  | 0 | 0 | 0 | 0 | 0 | 0 |  | 1 | 1 | 1 | 0 | 0 | 0
load_220362072 |  | node_1305782_265_15304875_596 |  | AN | 0 | Residential | 15537.6+6618.99j | 0 | 0 | 0 | 0 | 0 | [24 empty] | 8102002 | no | no |  |  | no |  | 0 | 0 | 0 | 0 | 0 | 0 |  | 1 | 1 | 1 | 0 | 0 | 0
load_220362073 |  | node_1305876_059_15305510_422 |  | AN | 0 | Residential | 4168.8+1775.901j | 0 | 0 | 0 | 0 | 0 | [24 empty] | 8102002 | no | no |  |  | no |  | 0 | 0 | 0 | 0 | 0 | 0 |  | 1 | 1 | 1 | 0 | 0 | 0
load_220362074 |  | node_1305931_272_15305953_849 |  | AN | 0 | Residential | 5378.4+2291.189j | 0 | 0 | 0 | 0 | 0 | [24 empty] | 8102002 | no | no |  |  | no |  | 0 | 0 | 0 | 0 | 0 | 0 |  | 1 | 1 | 1 | 0 | 0 | 0
load_220362075 |  | node_1305584_905_15306253_954 |  | AN | 0 | Residential | 28713.6+12231.942j | 0 | 0 | 0 | 0 | 0 | [24 empty] | 8102002 | no | no |  |  | no |  | 0 | 0 | 0 | 0 | 0 | 0 |  | 1 | 1 | 1 | 0 | 0 | 0
load_220362078 |  | node_1305990_749_15306689_25 |  | AN | 0 | Residential | 5270.4+2245.181j | 0 | 0 | 0 | 0 | 0 | [24 empty] | 8102002 | no | no |  |  | no |  | 0 | 0 | 0 | 0 | 0 | 0 |  | 1 | 1 | 1 | 0 | 0 | 0
load_220362079 |  | node_1306013_121_15306971_076 |  | AN | 0 | Residential | 11815.2+5033.254j | 0 | 0 | 0 | 0 | 0 | [24 empty] | 8102002 | no | no |  |  | no |  | 0 | 0 | 0 | 0 | 0 | 0 |  | 1 | 1 | 1 | 0 | 0 | 0
load_220362080 |  | node_1305982_019_15307336_977 |  | AN | 0 | Residential | 1836+782.133j | 0 | 0 | 0 | 0 | 0 | [24 empty] | 8102002 | no | no |  |  | no |  | 0 | 0 | 0 | 0 | 0 | 0 |  | 1 | 1 | 1 | 0 | 0 | 0
load_220362082 |  | node_1306586_687_15308865_484 |  | AN | 0 | Residential | 20325.6+8658.669j | 0 | 0 | 0 | 0 | 0 | [24 empty] | 8102002 | no | no |  |  | no |  | 0 | 0 | 0 | 0 | 0 | 0 |  | 1 | 1 | 1 | 0 | 0 | 0
load_220362083 |  | node_1306796_483_15309139_645 |  | AN | 0 | Residential | 6660+2837.148j | 0 | 0 | 0 | 0 | 0 | [24 empty] | 8102002 | no | no |  |  | no |  | 0 | 0 | 0 | 0 | 0 | 0 |  | 1 | 1 | 1 | 0 | 0 | 0
load_220362084 |  | node_1307012_679_15309451_196 |  | AN | 0 | Residential | 10764+4585.445j | 0 | 0 | 0 | 0 | 0 | [24 empty] | 8102002 | no | no |  |  | no |  | 0 | 0 | 0 | 0 | 0 | 0 |  | 1 | 1 | 1 | 0 | 0 | 0
load_220362085 |  | node_1307315_356_15309814_393 |  | AN | 0 | NonResidential | 4442.4+1892.454j | 0 | 0 | 0 | 0 | 0 | [24 empty] | 8102002 | no | no |  |  | no |  | 0 | 0 | 0 | 0 | 0 | 0 |  | 1 | 1 | 1 | 0 | 0 | 0
load_220362086 |  | node_1307492_989_15310041_818 |  | AN | 0 | Residential | 6242.4+2659.251j | 0 | 0 | 0 | 0 | 0 | [24 empty] | 8102002 | no | no |  |  | no |  | 0 | 0 | 0 | 0 | 0 | 0 |  | 1 | 1 | 1 | 0 | 0 | 0
load_220362087 |  | node_1307436_886_15310384_591 |  | AN | 0 | Residential | 4233.6+1803.506j | 0 | 0 | 0 | 0 | 0 | [24 empty] | 8102002 | no | no |  |  | no |  | 0 | 0 | 0 | 0 | 0 | 0 |  | 1 | 1 | 1 | 0 | 0 | 0
load_220362088 |  | node_1307152_865_15310875_516 |  | AN | 0 | Residential | 8949.6+3812.514j | 0 | 0 | 0 | 0 | 0 | [24 empty] | 8102002 | no | no |  |  | no |  | 0 | 0 | 0 | 0 | 0 | 0 |  | 1 | 1 | 1 | 0 | 0 | 0
load_220362091 |  | node_1302236_955_15298610_627 |  | AN | 0 | Residential | 3722.4+1585.736j | 0 | 0 | 0 | 0 | 0 | [24 empty] | 8102002 | no | no |  |  | no |  | 0 | 0 | 0 | 0 | 0 | 0 |  | 1 | 1 | 1 | 0 | 0 | 0
load_220362093 |  | node_1305208_273_15303728_739 |  | AN | 0 | Residential | 22737.6+9686.177j | 0 | 0 | 0 | 0 | 0 | [24 empty] | 8102002 | no | no |  |  | no |  | 0 | 0 | 0 | 0 | 0 | 0 |  | 1 | 1 | 1 | 0 | 0 | 0
load_220362094 |  | node_1304693_313_15303344_708 |  | AN | 0 | Residential | 4881.6+2079.553j | 0 | 0 | 0 | 0 | 0 | [24 empty] | 8102002 | no | no |  |  | no |  | 0 | 0 | 0 | 0 | 0 | 0 |  | 1 | 1 | 1 | 0 | 0 | 0
load_220362095 |  | node_1304443_479_15303115_475 |  | AN | 0 | Residential | 7171.2+3054.918j | 0 | 0 | 0 | 0 | 0 | [24 empty] | 8102002 | no | no |  |  | no |  | 0 | 0 | 0 | 0 | 0 | 0 |  | 1 | 1 | 1 | 0 | 0 | 0
load_220362096 |  | node_1304008_077_15302757_127 |  | AN | 0 | Residential | 52646.4+22427.272j | 0 | 0 | 0 | 0 | 0 | [24 empty] | 8102002 | no | no |  |  | no |  | 0 | 0 | 0 | 0 | 0 | 0 |  | 1 | 1 | 1 | 0 | 0 | 0
load_220362097 |  | node_1303783_624_15302571_501 |  | AN | 0 | Residential | 24458.4+10419.235j | 0 | 0 | 0 | 0 | 0 | [24 empty] | 8102002 | no | no |  |  | no |  | 0 | 0 | 0 | 0 | 0 | 0 |  | 1 | 1 | 1 | 0 | 0 | 0
load_220362098 |  | node_1303564_724_15302427_688 |  | AN | 0 | Residential | 7624.8+3248.151j | 0 | 0 | 0 | 0 | 0 | [24 empty] | 8102002 | no | no |  |  | no |  | 0 | 0 | 0 | 0 | 0 | 0 |  | 1 | 1 | 1 | 0 | 0 | 0
load_220362099 |  | node_1303326_156_15302276_972 |  | AN | 0 | Residential | 2851.2+1214.606j | 0 | 0 | 0 | 0 | 0 | [24 empty] | 8102002 | no | no |  |  | no |  | 0 | 0 | 0 | 0 | 0 | 0 |  | 1 | 1 | 1 | 0 | 0 | 0
load_220362100 |  | node_1303120_2_15302087_683 |  | AN | 0 | Residential | 29944.8+12756.431j | 0 | 0 | 0 | 0 | 0 | [24 empty] | 8102002 | no | no |  |  | no |  | 0 | 0 | 0 | 0 | 0 | 0 |  | 1 | 1 | 1 | 0 | 0 | 0
load_220362101 |  | node_1302863_131_15302227_23 |  | AN | 0 | Residential | 4651.2+1981.403j | 0 | 0 | 0 | 0 | 0 | [24 empty] | 8102002 | no | no |  |  | no |  | 0 | 0 | 0 | 0 | 0 | 0 |  | 1 | 1 | 1 | 0 | 0 | 0
load_220362103 |  | node_1302248_646_15302270_314 |  | AN | 0 | Residential | 44668.8+19028.829j | 0 | 0 | 0 | 0 | 0 | [24 empty] | 8102002 | no | no |  |  | no |  | 0 | 0 | 0 | 0 | 0 | 0 |  | 1 | 1 | 1 | 0 | 0 | 0
load_220362104 |  | node_1301945_392_15302389_995 |  | AN | 0 | Residential | 8460+3603.945j | 0 | 0 | 0 | 0 | 0 | [24 empty] | 8102002 | no | no |  |  | no |  | 0 | 0 | 0 | 0 | 0 | 0 |  | 1 | 1 | 1 | 0 | 0 | 0
load_220362105 |  | node_1301740_366_15302122_577 |  | AN | 0 | Residential | 13917.6+5928.873j | 0 | 0 | 0 | 0 | 0 | [24 empty] | 8102002 | no | no |  |  | no |  | 0 | 0 | 0 | 0 | 0 | 0 |  | 1 | 1 | 1 | 0 | 0 | 0
load_220362106 |  | node_1301111_51_15302319_992 |  | AN | 0 | Residential | 7761.6+3306.428j | 0 | 0 | 0 | 0 | 0 | [24 empty] | 8102002 | no | no |  |  | no |  | 0 | 0 | 0 | 0 | 0 | 0 |  | 1 | 1 | 1 | 0 | 0 | 0
load_220362107 |  | node_1300821_6_15302226_851 |  | AN | 0 | Residential | 2757.6+1174.733j | 0 | 0 | 0 | 0 | 0 | [24 empty] | 8102002 | no | no |  |  | no |  | 0 | 0 | 0 | 0 | 0 | 0 |  | 1 | 1 | 1 | 0 | 0 | 0
load_220362108 |  | node_1300559_254_15302151_147 |  | AN | 0 | Residential | 3528+1502.922j | 0 | 0 | 0 | 0 | 0 | [24 empty] | 8102002 | no | no |  |  | no |  | 0 | 0 | 0 | 0 | 0 | 0 |  | 1 | 1 | 1 | 0 | 0 | 0
load_220362109 |  | node_1300268_489_15302058_472 |  | AN | 0 | Other | 0 | 0 | 0 | 0 | 0 | 0 | [24 empty] | 8102002 | no | no |  |  | no |  | 0 | 0 | 0 | 0 | 0 | 0 |  | 1 | 1 | 1 | 0 | 0 | 0
load_220362110 |  | node_1300390_473_15301878_614 |  | AN | 0 | Residential | 6422.4+2735.931j | 0 | 0 | 0 | 0 | 0 | [24 empty] | 8102002 | no | no |  |  | no |  | 0 | 0 | 0 | 0 | 0 | 0 |  | 1 | 1 | 1 | 0 | 0 | 0
load_220362111 |  | node_1299984_238_15301835_713 |  | AN | 0 | Residential | 11584.8+4935.104j | 0 | 0 | 0 | 0 | 0 | [24 empty] | 8102002 | no | no |  |  | no |  | 0 | 0 | 0 | 0 | 0 | 0 |  | 1 | 1 | 1 | 0 | 0 | 0
load_220362112 |  | node_1299265_001_15301471_934 |  | AN | 0 | Residential | 2563.2+1091.919j | 0 | 0 | 0 | 0 | 0 | [24 empty] | 8102002 | no | no |  |  | no |  | 0 | 0 | 0 | 0 | 0 | 0 |  | 1 | 1 | 1 | 0 | 0 | 0
load_220362266 |  | node_1303737_763_15296152_074 |  | AN | 0 | NonResidential | 3333.333+1419.994j | 0 | 0 | 0 | 0 | 0 | [24 empty] | 8102002 | no | no |  |  | no |  | 0 | 0 | 0 | 0 | 0 | 0 |  | 1 | 1 | 1 | 0 | 0 | 0
load_220362268 |  | node_1303755_803_15296141_223 |  | BN | 0 | NonResidential | 0 | 3333.333+1419.994j | 0 | 0 | 0 | 0 | [24 empty] | 8102002 | no | no |  |  | no |  | 0 | 0 | 0 | 0 | 0 | 0 |  | 1 | 1 | 1 | 0 | 0 | 0
load_220362269 |  | node_1304129_239_15296757_764 |  | AN | 0 | Residential | 5781.6+2462.951j | 0 | 0 | 0 | 0 | 0 | [24 empty] | 8102002 | no | no |  |  | no |  | 0 | 0 | 0 | 0 | 0 | 0 |  | 1 | 1 | 1 | 0 | 0 | 0
load_220362271 |  | node_1305109_626_15295694_844 |  | AN | 0 | Residential | 4356+1855.648j | 0 | 0 | 0 | 0 | 0 | [24 empty] | 8102002 | no | no |  |  | no |  | 0 | 0 | 0 | 0 | 0 | 0 |  | 1 | 1 | 1 | 0 | 0 | 0
load_220362272 |  | node_1305900_271_15295445_013 |  | AN | 0 | NonResidential | 500+212.999j | 0 | 0 | 0 | 0 | 0 | [24 empty] | 8102002 | no | no |  |  | no |  | 0 | 0 | 0 | 0 | 0 | 0 |  | 1 | 1 | 1 | 0 | 0 | 0
load_220362274 |  | node_1307209_845_15296020_056 |  | AN | 0 | NonResidential | 2311.2+984.567j | 0 | 0 | 0 | 0 | 0 | [24 empty] | 8102002 | no | no |  |  | no |  | 0 | 0 | 0 | 0 | 0 | 0 |  | 1 | 1 | 1 | 0 | 0 | 0
load_220362275 |  | node_1307466_252_15295929_889 |  | AN | 0 | NonResidential | 7333.333+3123.987j | 0 | 0 | 0 | 0 | 0 | [24 empty] | 8102002 | no | no |  |  | no |  | 0 | 0 | 0 | 0 | 0 | 0 |  | 1 | 1 | 1 | 0 | 0 | 0
load_220362276 |  | node_1307480_527_15295948_538 |  | BN | 0 | NonResidential | 0 | 7333.333+3123.987j | 0 | 0 | 0 | 0 | [24 empty] | 8102002 | no | no |  |  | no |  | 0 | 0 | 0 | 0 | 0 | 0 |  | 1 | 1 | 1 | 0 | 0 | 0
load_220362277 |  | node_1307448_9_15295916_796 |  | CN | 0 | NonResidential | 0 | 0 | 7333.333+3123.987j | 0 | 0 | 0 | [24 empty] | 8102002 | no | no |  |  | no |  | 0 | 0 | 0 | 0 | 0 | 0 |  | 1 | 1 | 1 | 0 | 0 | 0
load_220362278 |  | node_1307778_954_15296218_428 |  | AN | 0 | Other | 0 | 0 | 0 | 0 | 0 | 0 | [24 empty] | 8102002 | no | no |  |  | no |  | 0 | 0 | 0 | 0 | 0 | 0 |  | 1 | 1 | 1 | 0 | 0 | 0
load_220362604 |  | node_1298565_481_15295394_161 |  | AN | 0 | NonResidential | 3333.333+1419.994j | 0 | 0 | 0 | 0 | 0 | [24 empty] | 8102002 | no | no |  |  | no |  | 0 | 0 | 0 | 0 | 0 | 0 |  | 1 | 1 | 1 | 0 | 0 | 0
load_220362607 |  | node_1298625_987_15295366_265 |  | AN | 0 | Residential | 4406.4+1877.119j | 0 | 0 | 0 | 0 | 0 | [24 empty] | 8102002 | no | no |  |  | no |  | 0 | 0 | 0 | 0 | 0 | 0 |  | 1 | 1 | 1 | 0 | 0 | 0
load_220362608 |  | node_1298615_093_15295388_386 |  | BN | 0 | NonResidential | 0 | 11000+4685.98j | 0 | 0 | 0 | 0 | [24 empty] | 8102002 | no | no |  |  | no |  | 0 | 0 | 0 | 0 | 0 | 0 |  | 1 | 1 | 1 | 0 | 0 | 0
load_220362609 |  | node_1298632_221_15295341_06 |  | CN | 0 | NonResidential | 0 | 0 | 11000+4685.98j | 0 | 0 | 0 | [24 empty] | 8102002 | no | no |  |  | no |  | 0 | 0 | 0 | 0 | 0 | 0 |  | 1 | 1 | 1 | 0 | 0 | 0
load_220362655 |  | node_1298809_83_15297271_433 |  | AN | 0 | Residential | 27468+11701.319j | 0 | 0 | 0 | 0 | 0 | [24 empty] | 8102002 | no | no |  |  | no |  | 0 | 0 | 0 | 0 | 0 | 0 |  | 1 | 1 | 1 | 0 | 0 | 0
load_220362656 |  | node_1298583_381_15297161_88 |  | AN | 0 | NonResidential | 133.2+56.743j | 0 | 0 | 0 | 0 | 0 | [24 empty] | 8102002 | no | no |  |  | no |  | 0 | 0 | 0 | 0 | 0 | 0 |  | 1 | 1 | 1 | 0 | 0 | 0
load_220362657 |  | node_1298602_713_15297168_046 |  | AN | 0 | NonResidential | 133.2+56.743j | 0 | 0 | 0 | 0 | 0 | [24 empty] | 8102002 | no | no |  |  | no |  | 0 | 0 | 0 | 0 | 0 | 0 |  | 1 | 1 | 1 | 0 | 0 | 0
load_220362658 |  | node_1298135_115_15297267_17 |  | AN | 0 | Residential | 28792.8+12265.681j | 0 | 0 | 0 | 0 | 0 | [24 empty] | 8102002 | no | no |  |  | no |  | 0 | 0 | 0 | 0 | 0 | 0 |  | 1 | 1 | 1 | 0 | 0 | 0
load_220362667 |  | node_1302292_105_15297102_331 |  | AN | 0 | Residential | 51307.2+21856.776j | 0 | 0 | 0 | 0 | 0 | [24 empty] | 8102002 | no | no |  |  | no |  | 0 | 0 | 0 | 0 | 0 | 0 |  | 1 | 1 | 1 | 0 | 0 | 0
load_220362676 |  | node_1298466_803_15296718_375 |  | AN | 0 | Residential | 88855.2+37852.157j | 0 | 0 | 0 | 0 | 0 | [24 empty] | 8102002 | no | no |  |  | no |  | 0 | 0 | 0 | 0 | 0 | 0 |  | 1 | 1 | 1 | 0 | 0 | 0
load_220362677 |  | node_1299710_739_15295763_851 |  | AN | 0 | NonResidential | 7000+2981.988j | 0 | 0 | 0 | 0 | 0 | [24 empty] | 8102002 | no | no |  |  | no |  | 0 | 0 | 0 | 0 | 0 | 0 |  | 1 | 1 | 1 | 0 | 0 | 0
load_220362678 |  | node_1299983_014_15295946_184 |  | AN | 0 | Residential | 52142.4+22212.569j | 0 | 0 | 0 | 0 | 0 | [24 empty] | 8102002 | no | no |  |  | no |  | 0 | 0 | 0 | 0 | 0 | 0 |  | 1 | 1 | 1 | 0 | 0 | 0
load_220362679 |  | node_1300254_648_15296137_107 |  | AN | 0 | Residential | 82108.8+34978.202j | 0 | 0 | 0 | 0 | 0 | [24 empty] | 8102002 | no | no |  |  | no |  | 0 | 0 | 0 | 0 | 0 | 0 |  | 1 | 1 | 1 | 0 | 0 | 0
load_220362680 |  | node_1300437_184_15296314_649 |  | AN | 0 | Residential | 49096.8+20915.149j | 0 | 0 | 0 | 0 | 0 | [24 empty] | 8102002 | no | no |  |  | no |  | 0 | 0 | 0 | 0 | 0 | 0 |  | 1 | 1 | 1 | 0 | 0 | 0
load_220362681 |  | node_1300507_659_15296362_584 |  | AN | 0 | Residential | 32918.4+14023.18j | 0 | 0 | 0 | 0 | 0 | [24 empty] | 8102002 | no | no |  |  | no |  | 0 | 0 | 0 | 0 | 0 | 0 |  | 1 | 1 | 1 | 0 | 0 | 0
load_220362682 |  | node_1300916_065_15296524_576 |  | AN | 0 | Residential | 74455.2+31717.782j | 0 | 0 | 0 | 0 | 0 | [24 empty] | 8102002 | no | no |  |  | no |  | 0 | 0 | 0 | 0 | 0 | 0 |  | 1 | 1 | 1 | 0 | 0 | 0
load_220362683 |  | node_1298594_322_15295136_198 |  | AN | 0 | Residential | 18055.2+7691.483j | 0 | 0 | 0 | 0 | 0 | [24 empty] | 8102002 | no | no |  |  | no |  | 0 | 0 | 0 | 0 | 0 | 0 |  | 1 | 1 | 1 | 0 | 0 | 0
load_220362684 |  | node_1298591_027_15295109_901 |  | BN | 0 | Residential | 0 | 18055.2+7691.483j | 0 | 0 | 0 | 0 | [24 empty] | 8102002 | no | no |  |  | no |  | 0 | 0 | 0 | 0 | 0 | 0 |  | 1 | 1 | 1 | 0 | 0 | 0
load_220362688 |  | node_1301584_927_15296126_423 |  | AN | 0 | NonResidential | 7000+2981.988j | 0 | 0 | 0 | 0 | 0 | [24 empty] | 8102002 | no | no |  |  | no |  | 0 | 0 | 0 | 0 | 0 | 0 |  | 1 | 1 | 1 | 0 | 0 | 0
load_220362689 |  | node_1301603_413_15296136_285 |  | BN | 0 | NonResidential | 0 | 7000+2981.988j | 0 | 0 | 0 | 0 | [24 empty] | 8102002 | no | no |  |  | no |  | 0 | 0 | 0 | 0 | 0 | 0 |  | 1 | 1 | 1 | 0 | 0 | 0
load_220362690 |  | node_1301565_213_15296123_301 |  | CN | 0 | NonResidential | 0 | 0 | 7000+2981.988j | 0 | 0 | 0 | [24 empty] | 8102002 | no | no |  |  | no |  | 0 | 0 | 0 | 0 | 0 | 0 |  | 1 | 1 | 1 | 0 | 0 | 0
load_220362691 |  | node_1301846_217_15296209_184 |  | AN | 0 | Residential | 2008.8+855.745j | 0 | 0 | 0 | 0 | 0 | [24 empty] | 8102002 | no | no |  |  | no |  | 0 | 0 | 0 | 0 | 0 | 0 |  | 1 | 1 | 1 | 0 | 0 | 0
load_220362692 |  | node_1301752_186_15295921_981 |  | AN | 0 | NonResidential | 16333.333+6957.971j | 0 | 0 | 0 | 0 | 0 | [24 empty] | 8102002 | no | no |  |  | no |  | 0 | 0 | 0 | 0 | 0 | 0 |  | 1 | 1 | 1 | 0 | 0 | 0
load_220362693 |  | node_1301771_786_15295918_149 |  | BN | 0 | NonResidential | 0 | 16333.333+6957.971j | 0 | 0 | 0 | 0 | [24 empty] | 8102002 | no | no |  |  | no |  | 0 | 0 | 0 | 0 | 0 | 0 |  | 1 | 1 | 1 | 0 | 0 | 0
load_220362694 |  | node_1301734_037_15295932_502 |  | CN | 0 | NonResidential | 0 | 0 | 16333.333+6957.971j | 0 | 0 | 0 | [24 empty] | 8102002 | no | no |  |  | no |  | 0 | 0 | 0 | 0 | 0 | 0 |  | 1 | 1 | 1 | 0 | 0 | 0
load_220362696 |  | node_1298720_982_15295187_499 |  | AN | 0 | NonResidential | 10000+4259.982j | 0 | 0 | 0 | 0 | 0 | [24 empty] | 8102002 | no | no |  |  | no |  | 0 | 0 | 0 | 0 | 0 | 0 |  | 1 | 1 | 1 | 0 | 0 | 0
load_220362699 |  | node_1299069_895_15295492_326 |  | AN | 0 | NonResidential | 1321.2+562.829j | 0 | 0 | 0 | 0 | 0 | [24 empty] | 8102002 | no | no |  |  | no |  | 0 | 0 | 0 | 0 | 0 | 0 |  | 1 | 1 | 1 | 0 | 0 | 0
load_220362700 |  | node_1299056_79_15295472_185 |  | AN | 0 | Residential | 60865.2+25928.467j | 0 | 0 | 0 | 0 | 0 | [24 empty] | 8102002 | no | no |  |  | no |  | 0 | 0 | 0 | 0 | 0 | 0 |  | 1 | 1 | 1 | 0 | 0 | 0
load_220362710 |  | node_1301387_865_15296885_414 |  | AN | 0 | Residential | 24523.2+10446.839j | 0 | 0 | 0 | 0 | 0 | [24 empty] | 8102002 | no | no |  |  | no |  | 0 | 0 | 0 | 0 | 0 | 0 |  | 1 | 1 | 1 | 0 | 0 | 0
load_220362716 |  | node_1299198_324_15296816_296 |  | AN | 0 | NonResidential | 3500+1490.994j | 0 | 0 | 0 | 0 | 0 | [24 empty] | 8102002 | no | no |  |  | no |  | 0 | 0 | 0 | 0 | 0 | 0 |  | 1 | 1 | 1 | 0 | 0 | 0
load_220362717 |  | node_1299188_937_15296839_641 |  | AN | 0 | NonResidential | 3500+1490.994j | 0 | 0 | 0 | 0 | 0 | [24 empty] | 8102002 | no | no |  |  | no |  | 0 | 0 | 0 | 0 | 0 | 0 |  | 1 | 1 | 1 | 0 | 0 | 0
load_220362722 |  | node_1300625_186_15296821_456 |  | AN | 0 | NonResidential | 1771.2+754.528j | 0 | 0 | 0 | 0 | 0 | [24 empty] | 8102002 | no | no |  |  | no |  | 0 | 0 | 0 | 0 | 0 | 0 |  | 1 | 1 | 1 | 0 | 0 | 0
load_220362746 |  | node_1302449_753_15297454_095 |  | BN | 0 | NonResidential | 0 | 10333.333+4401.981j | 0 | 0 | 0 | 0 | [24 empty] | 8102002 | no | no |  |  | no |  | 0 | 0 | 0 | 0 | 0 | 0 |  | 1 | 1 | 1 | 0 | 0 | 0
load_220362747 |  | node_1302430_489_15297460_195 |  | BN | 0 | NonResidential | 0 | 10333.333+4401.981j | 0 | 0 | 0 | 0 | [24 empty] | 8102002 | no | no |  |  | no |  | 0 | 0 | 0 | 0 | 0 | 0 |  | 1 | 1 | 1 | 0 | 0 | 0
load_220362748 |  | node_1302467_14_15297441_494 |  | CN | 0 | NonResidential | 0 | 0 | 10333.333+4401.981j | 0 | 0 | 0 | [24 empty] | 8102002 | no | no |  |  | no |  | 0 | 0 | 0 | 0 | 0 | 0 |  | 1 | 1 | 1 | 0 | 0 | 0
load_220362750 |  | node_1298858_748_15296061_58 |  | AN | 0 | Residential | 35715.6+15214.782j | 0 | 0 | 0 | 0 | 0 | [24 empty] | 8102002 | no | no |  |  | no |  | 0 | 0 | 0 | 0 | 0 | 0 |  | 1 | 1 | 1 | 0 | 0 | 0
load_220362751 |  | node_1299197_067_15296217_162 |  | AN | 0 | Residential | 52077.6+22184.965j | 0 | 0 | 0 | 0 | 0 | [24 empty] | 8102002 | no | no |  |  | no |  | 0 | 0 | 0 | 0 | 0 | 0 |  | 1 | 1 | 1 | 0 | 0 | 0
load_220362752 |  | node_1299281_343_15296348_112 |  | AN | 0 | Other | 0 | 0 | 0 | 0 | 0 | 0 | [24 empty] | 8102002 | no | no |  |  | no |  | 0 | 0 | 0 | 0 | 0 | 0 |  | 1 | 1 | 1 | 0 | 0 | 0
load_220362753 |  | node_1299265_283_15296332_299 |  | BN | 0 | Other | 0 | 0 | 0 | 0 | 0 | 0 | [24 empty] | 8102002 | no | no |  |  | no |  | 0 | 0 | 0 | 0 | 0 | 0 |  | 1 | 1 | 1 | 0 | 0 | 0
load_220362754 |  | node_1299252_782_15296311_479 |  | CN | 0 | Other | 0 | 0 | 0 | 0 | 0 | 0 | [24 empty] | 8102002 | no | no |  |  | no |  | 0 | 0 | 0 | 0 | 0 | 0 |  | 1 | 1 | 1 | 0 | 0 | 0
load_220362755 |  | node_1299614_323_15296504_03 |  | AN | 0 | Residential | 112874.4+48084.293j | 0 | 0 | 0 | 0 | 0 | [24 empty] | 8102002 | no | no |  |  | no |  | 0 | 0 | 0 | 0 | 0 | 0 |  | 1 | 1 | 1 | 0 | 0 | 0
load_220362760 |  | node_1300151_307_15296854_358 |  | AN | 0 | Residential | 68752.8+29288.57j | 0 | 0 | 0 | 0 | 0 | [24 empty] | 8102002 | no | no |  |  | no |  | 0 | 0 | 0 | 0 | 0 | 0 |  | 1 | 1 | 1 | 0 | 0 | 0
load_220362761 |  | node_1300672_734_15297101_498 |  | BN | 0 | NonResidential | 0 | 435.6+185.565j | 0 | 0 | 0 | 0 | [24 empty] | 8102002 | no | no |  |  | no |  | 0 | 0 | 0 | 0 | 0 | 0 |  | 1 | 1 | 1 | 0 | 0 | 0
load_220362762 |  | node_1300944_353_15297197_348 |  | AN | 0 | NonResidential | 986.4+420.205j | 0 | 0 | 0 | 0 | 0 | [24 empty] | 8102002 | no | no |  |  | no |  | 0 | 0 | 0 | 0 | 0 | 0 |  | 1 | 1 | 1 | 0 | 0 | 0
load_220362763 |  | node_1301098_176_15297126_967 |  | AN | 0 | NonResidential | 1333.333+567.997j | 0 | 0 | 0 | 0 | 0 | [24 empty] | 8102002 | no | no |  |  | no |  | 0 | 0 | 0 | 0 | 0 | 0 |  | 1 | 1 | 1 | 0 | 0 | 0
load_220362764 |  | node_1301117_851_15297130_532 |  | BN | 0 | NonResidential | 0 | 1333.333+567.997j | 0 | 0 | 0 | 0 | [24 empty] | 8102002 | no | no |  |  | no |  | 0 | 0 | 0 | 0 | 0 | 0 |  | 1 | 1 | 1 | 0 | 0 | 0
load_220362765 |  | node_1301078_528_15297130_353 |  | CN | 0 | NonResidential | 0 | 0 | 1333.333+567.997j | 0 | 0 | 0 | [24 empty] | 8102002 | no | no |  |  | no |  | 0 | 0 | 0 | 0 | 0 | 0 |  | 1 | 1 | 1 | 0 | 0 | 0
load_220362766 |  | node_1301178_964_15297197_477 |  | AN | 0 | Residential | 45064.8+19197.524j | 0 | 0 | 0 | 0 | 0 | [24 empty] | 8102002 | no | no |  |  | no |  | 0 | 0 | 0 | 0 | 0 | 0 |  | 1 | 1 | 1 | 0 | 0 | 0
load_220362767 |  | node_1298303_456_15295709_625 |  | AN | 0 | Residential | 13464+5735.64j | 0 | 0 | 0 | 0 | 0 | [24 empty] | 8102002 | no | no |  |  | no |  | 0 | 0 | 0 | 0 | 0 | 0 |  | 1 | 1 | 1 | 0 | 0 | 0
load_220362768 |  | node_1298292_784_15295687_055 |  | BN | 0 | Residential | 0 | 13464+5735.64j | 0 | 0 | 0 | 0 | [24 empty] | 8102002 | no | no |  |  | no |  | 0 | 0 | 0 | 0 | 0 | 0 |  | 1 | 1 | 1 | 0 | 0 | 0
load_220362769 |  | node_1298318_091_15295727_769 |  | CN | 0 | Residential | 0 | 0 | 13464+5735.64j | 0 | 0 | 0 | [24 empty] | 8102002 | no | no |  |  | no |  | 0 | 0 | 0 | 0 | 0 | 0 |  | 1 | 1 | 1 | 0 | 0 | 0
load_220362771 |  | node_1302023_92_15297251_609 |  | AN | 0 | Residential | 76730.4+32687.014j | 0 | 0 | 0 | 0 | 0 | [24 empty] | 8102002 | no | no |  |  | no |  | 0 | 0 | 0 | 0 | 0 | 0 |  | 1 | 1 | 1 | 0 | 0 | 0
load_220362772 |  | node_1302828_266_15297075_183 |  | AN | 0 | Residential | 124653.6+53102.211j | 0 | 0 | 0 | 0 | 0 | [24 empty] | 8102002 | no | no |  |  | no |  | 0 | 0 | 0 | 0 | 0 | 0 |  | 1 | 1 | 1 | 0 | 0 | 0
load_220362776 |  | node_1298743_578_15295847_778 |  | AN | 0 | NonResidential | 2160+920.156j | 0 | 0 | 0 | 0 | 0 | [24 empty] | 8102002 | no | no |  |  | no |  | 0 | 0 | 0 | 0 | 0 | 0 |  | 1 | 1 | 1 | 0 | 0 | 0
load_220362839 |  | node_1299059_983_15296285_892 |  | AN | 0 | Residential | 62438.4+26598.647j | 0 | 0 | 0 | 0 | 0 | [24 empty] | 8102002 | no | no |  |  | no |  | 0 | 0 | 0 | 0 | 0 | 0 |  | 1 | 1 | 1 | 0 | 0 | 0
load_220362840 |  | node_1298791_388_15296630_103 |  | AN | 0 | Residential | 111427.2+47467.788j | 0 | 0 | 0 | 0 | 0 | [24 empty] | 8102002 | no | no |  |  | no |  | 0 | 0 | 0 | 0 | 0 | 0 |  | 1 | 1 | 1 | 0 | 0 | 0
load_220362845 |  | node_1301327_938_15297655_903 |  | AN | 0 | Residential | 6184.8+2634.714j | 0 | 0 | 0 | 0 | 0 | [24 empty] | 8102002 | no | no |  |  | no |  | 0 | 0 | 0 | 0 | 0 | 0 |  | 1 | 1 | 1 | 0 | 0 | 0
load_220362846 |  | node_1300648_947_15297633_021 |  | AN | 0 | Residential | 84751.2+36103.86j | 0 | 0 | 0 | 0 | 0 | [24 empty] | 8102002 | no | no |  |  | no |  | 0 | 0 | 0 | 0 | 0 | 0 |  | 1 | 1 | 1 | 0 | 0 | 0
load_220362847 |  | node_1300367_962_15297618_683 |  | AN | 0 | Residential | 27907.2+11888.417j | 0 | 0 | 0 | 0 | 0 | [24 empty] | 8102002 | no | no |  |  | no |  | 0 | 0 | 0 | 0 | 0 | 0 |  | 1 | 1 | 1 | 0 | 0 | 0
load_220362848 |  | node_1299947_249_15297609_744 |  | AN | 0 | Residential | 74167.2+31595.095j | 0 | 0 | 0 | 0 | 0 | [24 empty] | 8102002 | no | no |  |  | no |  | 0 | 0 | 0 | 0 | 0 | 0 |  | 1 | 1 | 1 | 0 | 0 | 0
load_220362870 |  | node_1299536_689_15296948_668 |  | AN | 0 | Residential | 22600.8+9627.9j | 0 | 0 | 0 | 0 | 0 | [24 empty] | 8102002 | no | no |  |  | no |  | 0 | 0 | 0 | 0 | 0 | 0 |  | 1 | 1 | 1 | 0 | 0 | 0
load_220362871 |  | node_1299691_578_15297093_217 |  | AN | 0 | Residential | 57945.6+24684.722j | 0 | 0 | 0 | 0 | 0 | [24 empty] | 8102002 | no | no |  |  | no |  | 0 | 0 | 0 | 0 | 0 | 0 |  | 1 | 1 | 1 | 0 | 0 | 0
load_220362873 |  | node_1299927_86_15297517_639 |  | AN | 0 | Residential | 35085.6+14946.403j | 0 | 0 | 0 | 0 | 0 | [24 empty] | 8102002 | no | no |  |  | no |  | 0 | 0 | 0 | 0 | 0 | 0 |  | 1 | 1 | 1 | 0 | 0 | 0
load_220362890 |  | node_1302220_997_15297251_206 |  | AN | 0 | NonResidential | 1209.6+515.287j | 0 | 0 | 0 | 0 | 0 | [24 empty] | 8102002 | no | no |  |  | no |  | 0 | 0 | 0 | 0 | 0 | 0 |  | 1 | 1 | 1 | 0 | 0 | 0
load_220362894 |  | node_1301218_654_15296509_875 |  | AN | 0 | Other | 0 | 0 | 0 | 0 | 0 | 0 | [24 empty] | 8102002 | no | no |  |  | no |  | 0 | 0 | 0 | 0 | 0 | 0 |  | 1 | 1 | 1 | 0 | 0 | 0
load_220362895 |  | node_1301832_926_15296740_112 |  | AN | 0 | Residential | 34545.6+14716.364j | 0 | 0 | 0 | 0 | 0 | [24 empty] | 8102002 | no | no |  |  | no |  | 0 | 0 | 0 | 0 | 0 | 0 |  | 1 | 1 | 1 | 0 | 0 | 0
load_220362896 |  | node_1302123_667_15296822_86 |  | AN | 0 | Residential | 27460.8+11698.252j | 0 | 0 | 0 | 0 | 0 | [24 empty] | 8102002 | no | no |  |  | no |  | 0 | 0 | 0 | 0 | 0 | 0 |  | 1 | 1 | 1 | 0 | 0 | 0
load_220362897 |  | node_1302642_808_15296753_202 |  | AN | 0 | Residential | 21981.6+9364.122j | 0 | 0 | 0 | 0 | 0 | [24 empty] | 8102002 | no | no |  |  | no |  | 0 | 0 | 0 | 0 | 0 | 0 |  | 1 | 1 | 1 | 0 | 0 | 0
load_220362898 |  | node_1303335_639_15296503_392 |  | AN | 0 | Other | 0 | 0 | 0 | 0 | 0 | 0 | [24 empty] | 8102002 | no | no |  |  | no |  | 0 | 0 | 0 | 0 | 0 | 0 |  | 1 | 1 | 1 | 0 | 0 | 0
load_220425724 |  | node_1299186_174_15297306_322 |  | AN | 0 | NonResidential | 22000+9371.961j | 0 | 0 | 0 | 0 | 0 | [24 empty] | 8102002 | no | no |  |  | no |  | 0 | 0 | 0 | 0 | 0 | 0 |  | 1 | 1 | 1 | 0 | 0 | 0
load_220432076 |  | node_1307107_739_15296244_034 |  | AN | 0 | NonResidential | 0 | 0 | 0 | 0 | 0 | 0 | [24 empty] | 8102002 | no | no |  |  | no |  | 0 | 0 | 0 | 0 | 0 | 0 |  | 1 | 1 | 1 | 0 | 0 | 0
load_220432077 |  | node_1307092_683_15296243_163 |  | BN | 0 | NonResidential | 0 | 0 | 0 | 0 | 0 | 0 | [24 empty] | 8102002 | no | no |  |  | no |  | 0 | 0 | 0 | 0 | 0 | 0 |  | 1 | 1 | 1 | 0 | 0 | 0
load_220432078 |  | node_1307122_314_15296242_641 |  | CN | 0 | NonResidential | 0 | 0 | 0 | 0 | 0 | 0 | [24 empty] | 8102002 | no | no |  |  | no |  | 0 | 0 | 0 | 0 | 0 | 0 |  | 1 | 1 | 1 | 0 | 0 | 0
load_220445965 |  | node_1298602_566_15295160_514 |  | CN | 0 | NonResidential | 0 | 0 | 3345333.333+1425106.032j | 0 | 0 | 0 | [24 empty] | 8102002 | no | no |  |  | no |  | 0 | 0 | 0 | 0 | 0 | 0 |  | 1 | 1 | 1 | 0 | 0 | 0
load_220481982 |  | node_1299278_228_15295819_513 |  | AN | 0 | NonResidential | 410.4+174.83j | 0 | 0 | 0 | 0 | 0 | [24 empty] | 8102002 | no | no |  |  | no |  | 0 | 0 | 0 | 0 | 0 | 0 |  | 1 | 1 | 1 | 0 | 0 | 0
load_220499318 |  | node_1305911_35_15306529_836 |  | AN | 0 | Residential | 24940.8+10624.736j | 0 | 0 | 0 | 0 | 0 | [24 empty] | 8102002 | no | no |  |  | no |  | 0 | 0 | 0 | 0 | 0 | 0 |  | 1 | 1 | 1 | 0 | 0 | 0
load_220500404 |  | node_1306117_086_15298164_919 |  | AN | 0 | Residential | 4456.8+1898.589j | 0 | 0 | 0 | 0 | 0 | [24 empty] | 8102002 | no | no |  |  | no |  | 0 | 0 | 0 | 0 | 0 | 0 |  | 1 | 1 | 1 | 0 | 0 | 0
load_220505571 |  | node_1303722_47_15296168_849 |  | CN | 0 | NonResidential | 0 | 0 | 3333.333+1419.994j | 0 | 0 | 0 | [24 empty] | 8102002 | no | no |  |  | no |  | 0 | 0 | 0 | 0 | 0 | 0 |  | 1 | 1 | 1 | 0 | 0 | 0
load_220511387 |  | node_1305062_357_15301460_27 |  | AN | 0 | Residential | 17863.2+7609.691j | 0 | 0 | 0 | 0 | 0 | [24 empty] | 8102002 | no | no |  |  | no |  | 0 | 0 | 0 | 0 | 0 | 0 |  | 1 | 1 | 1 | 0 | 0 | 0
load_220516981 |  | node_1306131_297_15306520_337 |  | AN | 0 | Other | 0 | 0 | 0 | 0 | 0 | 0 | [24 empty] | 8102002 | no | no |  |  | no |  | 0 | 0 | 0 | 0 | 0 | 0 |  | 1 | 1 | 1 | 0 | 0 | 0
load_220518716 |  | node_1305899_018_15295418_423 |  | AN | 0 | NonResidential | 500+212.999j | 0 | 0 | 0 | 0 | 0 | [24 empty] | 8102002 | no | no |  |  | no |  | 0 | 0 | 0 | 0 | 0 | 0 |  | 1 | 1 | 1 | 0 | 0 | 0
load_220529919 |  | node_1302492_18_15302636_779 |  | AN | 0 | Residential | 13406.4+5711.102j | 0 | 0 | 0 | 0 | 0 | [24 empty] | 8102002 | no | no |  |  | no |  | 0 | 0 | 0 | 0 | 0 | 0 |  | 1 | 1 | 1 | 0 | 0 | 0
load_220529987 |  | node_1304650_65_15306499_753 |  | AN | 0 | NonResidential | 2000+851.996j | 0 | 0 | 0 | 0 | 0 | [24 empty] | 8102002 | no | no |  |  | no |  | 0 | 0 | 0 | 0 | 0 | 0 |  | 1 | 1 | 1 | 0 | 0 | 0
load_220533453 |  | node_1306530_909_15299653_456 |  | AN | 0 | Residential | 5479.2+2334.129j | 0 | 0 | 0 | 0 | 0 | [24 empty] | 8102002 | no | no |  |  | no |  | 0 | 0 | 0 | 0 | 0 | 0 |  | 1 | 1 | 1 | 0 | 0 | 0
load_220535668 |  | node_1302619_973_15302272_16 |  | AN | 0 | Residential | 25200+10735.155j | 0 | 0 | 0 | 0 | 0 | [24 empty] | 8102002 | no | no |  |  | no |  | 0 | 0 | 0 | 0 | 0 | 0 |  | 1 | 1 | 1 | 0 | 0 | 0
load_220538509 |  | node_1298419_35_15295961_924 |  | ABCN | 0 | NonResidential | 10666.667+4543.981j | 10666.667+4543.981j | 10666.667+4543.981j | 0 | 0 | 0 | [24 empty] | 8102002 | no | no |  |  | no |  | 0 | 0 | 0 | 0 | 0 | 0 |  | 1 | 1 | 1 | 0 | 0 | 0
load_220540744 |  | node_1302780_985_15298161_341 |  | AN | 0 | NonResidential | 0 | 0 | 0 | 0 | 0 | 0 | [24 empty] | 8102002 | no | no |  |  | no |  | 0 | 0 | 0 | 0 | 0 | 0 |  | 1 | 1 | 1 | 0 | 0 | 0
load_220540745 |  | node_1302781_197_15298187_97 |  | BN | 0 | NonResidential | 0 | 0 | 0 | 0 | 0 | 0 | [24 empty] | 8102002 | no | no |  |  | no |  | 0 | 0 | 0 | 0 | 0 | 0 |  | 1 | 1 | 1 | 0 | 0 | 0
load_220540746 |  | node_1302775_648_15298135_633 |  | CN | 0 | NonResidential | 0 | 0 | 0 | 0 | 0 | 0 | [24 empty] | 8102002 | no | no |  |  | no |  | 0 | 0 | 0 | 0 | 0 | 0 |  | 1 | 1 | 1 | 0 | 0 | 0
load_220542247 |  | node_1307222_203_15309350_505 |  | AN | 0 | Residential | 10044+4278.726j | 0 | 0 | 0 | 0 | 0 | [24 empty] | 8102002 | no | no |  |  | no |  | 0 | 0 | 0 | 0 | 0 | 0 |  | 1 | 1 | 1 | 0 | 0 | 0
load_220546729 |  | node_1305674_076_15304326_083 |  | AN | 0 | Residential | 25257.6+10759.693j | 0 | 0 | 0 | 0 | 0 | [24 empty] | 8102002 | no | no |  |  | no |  | 0 | 0 | 0 | 0 | 0 | 0 |  | 1 | 1 | 1 | 0 | 0 | 0
load_220553531 |  | node_1304862_717_15295796_679 |  | AN | 0 | NonResidential | 1000+425.998j | 0 | 0 | 0 | 0 | 0 | [24 empty] | 8102002 | no | no |  |  | no |  | 0 | 0 | 0 | 0 | 0 | 0 |  | 1 | 1 | 1 | 0 | 0 | 0
load_220564883 |  | node_1305993_106_15308180_98 |  | AN | 0 | Residential | 1195.2+509.153j | 0 | 0 | 0 | 0 | 0 | [24 empty] | 8102002 | no | no |  |  | no |  | 0 | 0 | 0 | 0 | 0 | 0 |  | 1 | 1 | 1 | 0 | 0 | 0
load_220598222 |  | node_1305358_313_15302764_354 |  | AN | 0 | Residential | 10612.8+4521.034j | 0 | 0 | 0 | 0 | 0 | [24 empty] | 8102002 | no | no |  |  | no |  | 0 | 0 | 0 | 0 | 0 | 0 |  | 1 | 1 | 1 | 0 | 0 | 0
load_220598983 |  | node_1301395_396_15296271_051 |  | AN | 0 | NonResidential | 3000+1277.995j | 0 | 0 | 0 | 0 | 0 | [24 empty] | 8102002 | no | no |  |  | no |  | 0 | 0 | 0 | 0 | 0 | 0 |  | 1 | 1 | 1 | 0 | 0 | 0
load_220598997 |  | node_1301414_145_15296262_595 |  | AN | 0 | NonResidential | 3000+1277.995j | 0 | 0 | 0 | 0 | 0 | [24 empty] | 8102002 | no | no |  |  | no |  | 0 | 0 | 0 | 0 | 0 | 0 |  | 1 | 1 | 1 | 0 | 0 | 0
load_220602747 |  | node_1301597_967_15297173_854 |  | AN | 0 | Residential | 40370.4+17197.718j | 0 | 0 | 0 | 0 | 0 | [24 empty] | 8102002 | no | no |  |  | no |  | 0 | 0 | 0 | 0 | 0 | 0 |  | 1 | 1 | 1 | 0 | 0 | 0
load_220603455 |  | node_1309065_384_15301385_526 |  | AN | 0 | Other | 0 | 0 | 0 | 0 | 0 | 0 | [24 empty] | 8102002 | no | no |  |  | no |  | 0 | 0 | 0 | 0 | 0 | 0 |  | 1 | 1 | 1 | 0 | 0 | 0
load_220614846 |  | node_1303617_871_15298395_374 |  | AN | 0 | Residential | 4636.8+1975.269j | 0 | 0 | 0 | 0 | 0 | [24 empty] | 8102002 | no | no |  |  | no |  | 0 | 0 | 0 | 0 | 0 | 0 |  | 1 | 1 | 1 | 0 | 0 | 0
load_220616360 |  | node_1299942_111_15296717_476 |  | AN | 0 | Residential | 66096+28156.778j | 0 | 0 | 0 | 0 | 0 | [24 empty] | 8102002 | no | no |  |  | no |  | 0 | 0 | 0 | 0 | 0 | 0 |  | 1 | 1 | 1 | 0 | 0 | 0
load_220616439 |  | node_1298644_937_15296981_637 |  | AN | 0 | Residential | 114847.2+48924.702j | 0 | 0 | 0 | 0 | 0 | [24 empty] | 8102002 | no | no |  |  | no |  | 0 | 0 | 0 | 0 | 0 | 0 |  | 1 | 1 | 1 | 0 | 0 | 0
load_220616447 |  | node_1307926_892_15310613_083 |  | AN | 0 | Residential | 32407.2+13805.409j | 0 | 0 | 0 | 0 | 0 | [24 empty] | 8102002 | no | no |  |  | no |  | 0 | 0 | 0 | 0 | 0 | 0 |  | 1 | 1 | 1 | 0 | 0 | 0
load_220619377 |  | node_1298871_995_15296081_553 |  | AN | 0 | NonResidential | 2500+1064.996j | 0 | 0 | 0 | 0 | 0 | [24 empty] | 8102002 | no | no |  |  | no |  | 0 | 0 | 0 | 0 | 0 | 0 |  | 1 | 1 | 1 | 0 | 0 | 0
load_220624503 |  | node_1313063_368_15309160_546 |  | AN | 0 | Residential | 4752+2024.344j | 0 | 0 | 0 | 0 | 0 | [24 empty] | 8102002 | no | no |  |  | no |  | 0 | 0 | 0 | 0 | 0 | 0 |  | 1 | 1 | 1 | 0 | 0 | 0
load_220625770 |  | node_1307706_945_15300629_636 |  | AN | 0 | Residential | 11721.6+4993.381j | 0 | 0 | 0 | 0 | 0 | [24 empty] | 8102002 | no | no |  |  | no |  | 0 | 0 | 0 | 0 | 0 | 0 |  | 1 | 1 | 1 | 0 | 0 | 0
load_220646361 |  | node_1299825_123_15297286_649 |  | AN | 0 | Residential | 24199.2+10308.816j | 0 | 0 | 0 | 0 | 0 | [24 empty] | 8102002 | no | no |  |  | no |  | 0 | 0 | 0 | 0 | 0 | 0 |  | 1 | 1 | 1 | 0 | 0 | 0
load_310041527 |  | node_1315031_344_15311492_67 |  | AN | 0 | Residential | 11923.2+5079.262j | 0 | 0 | 0 | 0 | 0 | [24 empty] | 8102002 | no | no |  |  | no |  | 0 | 0 | 0 | 0 | 0 | 0 |  | 1 | 1 | 1 | 0 | 0 | 0
load_310049200 |  | node_1298561_251_15295406_706 |  | BN | 0 | NonResidential | 0 | 3333.333+1419.994j | 0 | 0 | 0 | 0 | [24 empty] | 8102002 | no | no |  |  | no |  | 0 | 0 | 0 | 0 | 0 | 0 |  | 1 | 1 | 1 | 0 | 0 | 0
load_310049202 |  | node_1298547_448_15295411_419 |  | CN | 0 | NonResidential | 0 | 0 | 3333.333+1419.994j | 0 | 0 | 0 | [24 empty] | 8102002 | no | no |  |  | no |  | 0 | 0 | 0 | 0 | 0 | 0 |  | 1 | 1 | 1 | 0 | 0 | 0
load_310052188 |  | node_1302803_708_15299162_501 |  | AN | 0 | Residential | 6343.2+2702.192j | 0 | 0 | 0 | 0 | 0 | [24 empty] | 8102002 | no | no |  |  | no |  | 0 | 0 | 0 | 0 | 0 | 0 |  | 1 | 1 | 1 | 0 | 0 | 0
load_310057252 |  | node_1313348_644_15312461_839 |  | AN | 0 | Other | 0 | 0 | 0 | 0 | 0 | 0 | [24 empty] | 8102002 | no | no |  |  | no |  | 0 | 0 | 0 | 0 | 0 | 0 |  | 1 | 1 | 1 | 0 | 0 | 0
load_311903678 |  | node_1310369_222_15309183_669 |  | AN | 0 | Residential | 1555.2+662.512j | 0 | 0 | 0 | 0 | 0 | [24 empty] | 8102002 | no | no |  |  | no |  | 0 | 0 | 0 | 0 | 0 | 0 |  | 1 | 1 | 1 | 0 | 0 | 0
load_311995273 |  | node_1309559_52_15310111_684 |  | AN | 0 | Residential | 5400+2300.39j | 0 | 0 | 0 | 0 | 0 | [24 empty] | 8102002 | no | no |  |  | no |  | 0 | 0 | 0 | 0 | 0 | 0 |  | 1 | 1 | 1 | 0 | 0 | 0
load_312051723 |  | node_1302863_255_15298729_639 |  | AN | 0 | NonResidential | 6710.4+2858.618j | 0 | 0 | 0 | 0 | 0 | [24 empty] | 8102002 | no | no |  |  | no |  | 0 | 0 | 0 | 0 | 0 | 0 |  | 1 | 1 | 1 | 0 | 0 | 0
load_312142278 |  | node_1300681_316_15297105_051 |  | AN | 0 | Residential | 23533.2+10025.101j | 0 | 0 | 0 | 0 | 0 | [24 empty] | 8102002 | no | no |  |  | no |  | 0 | 0 | 0 | 0 | 0 | 0 |  | 1 | 1 | 1 | 0 | 0 | 0

## node
data_type | static
owner_type | feeder
owner | 8102002
object | node
name | groupid | parent | bustype | phases | nominal_voltage | dcircuit | selected | monitored | monitored_fields | class_monitored_fields | played | played_fields | subsystem | x | y | comments | dist_to_slack
node_1298135_115_15297267_17 |  |  | PQ | AN | 2771.281 | 8102002 | no | no |  |  | no |  |  | 1298135.115 | 15297267.17 |  | -1
node_1298292_784_15295687_055 |  |  | PQ | ABCN | 2771.281 | 8102002 | no | no |  |  | no |  |  | 1298292.784 | 15295687.055 |  | -1
node_1298303_456_15295709_625 |  |  | PQ | ABCN | 2771.281 | 8102002 | no | no |  |  | no |  |  | 1298303.456 | 15295709.625 |  | -1
node_1298318_091_15295727_769 |  |  | PQ | ABCN | 2771.281 | 8102002 | no | no |  |  | no |  |  | 1298318.091 | 15295727.769 |  | -1
node_1298419_35_15295961_924 |  |  | PQ | ABCN | 2771.281 | 8102002 | no | no |  |  | no |  |  | 1298419.35 | 15295961.924 |  | -1
node_1298466_803_15296718_375 |  |  | PQ | AN | 2771.281 | 8102002 | no | no |  |  | no |  |  | 1298466.803 | 15296718.375 |  | -1
node_1298547_448_15295411_419 |  |  | PQ | ABCN | 2771.281 | 8102002 | no | no |  |  | no |  |  | 1298547.448 | 15295411.419 |  | -1
node_1298561_251_15295406_706 |  |  | PQ | ABCN | 2771.281 | 8102002 | no | no |  |  | no |  |  | 1298561.251 | 15295406.706 |  | -1
node_1298565_481_15295394_161 |  |  | PQ | ABCN | 2771.281 | 8102002 | no | no |  |  | no |  |  | 1298565.481 | 15295394.161 |  | -1
node_1298583_381_15297161_88 |  |  | PQ | ABCN | 2771.281 | 8102002 | no | no |  |  | no |  |  | 1298583.381 | 15297161.88 |  | -1
node_1298591_027_15295109_901 |  |  | PQ | ABCN | 2771.281 | 8102002 | no | no |  |  | no |  |  | 1298591.027 | 15295109.901 |  | -1
node_1298594_322_15295136_198 |  |  | PQ | ABCN | 2771.281 | 8102002 | no | no |  |  | no |  |  | 1298594.322 | 15295136.198 |  | -1
node_1298602_566_15295160_514 |  |  | PQ | ABCN | 2771.281 | 8102002 | no | no |  |  | no |  |  | 1298602.566 | 15295160.514 |  | -1
node_1298602_713_15297168_046 |  |  | PQ | ABCN | 2771.281 | 8102002 | no | no |  |  | no |  |  | 1298602.713 | 15297168.046 |  | -1
node_1298615_093_15295388_386 |  |  | PQ | ABCN | 2771.281 | 8102002 | no | no |  |  | no |  |  | 1298615.093 | 15295388.386 |  | -1
node_1298625_987_15295366_265 |  |  | PQ | ABCN | 2771.281 | 8102002 | no | no |  |  | no |  |  | 1298625.987 | 15295366.265 |  | -1
node_1298632_221_15295341_06 |  |  | PQ | ABCN | 2771.281 | 8102002 | no | no |  |  | no |  |  | 1298632.221 | 15295341.06 |  | -1
node_1298644_937_15296981_637 |  |  | PQ | ABCN | 2771.281 | 8102002 | no | no |  |  | no |  |  | 1298644.937 | 15296981.637 |  | -1
node_1298720_982_15295187_499 |  |  | PQ | ABCN | 2771.281 | 8102002 | no | no |  |  | no |  |  | 1298720.982 | 15295187.499 |  | -1
node_1298743_578_15295847_778 |  |  | PQ | ABCN | 2771.281 | 8102002 | no | no |  |  | no |  |  | 1298743.578 | 15295847.778 |  | -1
node_1298791_388_15296630_103 |  |  | PQ | ABCN | 2771.281 | 8102002 | no | no |  |  | no |  |  | 1298791.388 | 15296630.103 |  | -1
node_1298809_83_15297271_433 |  |  | PQ | AN | 2771.281 | 8102002 | no | no |  |  | no |  |  | 1298809.83 | 15297271.433 |  | -1
node_1298858_748_15296061_58 |  |  | PQ | ABCN | 2771.281 | 8102002 | no | no |  |  | no |  |  | 1298858.748 | 15296061.58 |  | -1
node_1298871_995_15296081_553 |  |  | PQ | ABCN | 2771.281 | 8102002 | no | no |  |  | no |  |  | 1298871.995 | 15296081.553 |  | -1
node_1299056_79_15295472_185 |  |  | PQ | ABCN | 2771.281 | 8102002 | no | no |  |  | no |  |  | 1299056.79 | 15295472.185 |  | -1
node_1299059_983_15296285_892 |  |  | PQ | ABCN | 2771.281 | 8102002 | no | no |  |  | no |  |  | 1299059.983 | 15296285.892 |  | -1
node_1299069_895_15295492_326 |  |  | PQ | ABCN | 2771.281 | 8102002 | no | no |  |  | no |  |  | 1299069.895 | 15295492.326 |  | -1
node_1299186_174_15297306_322 |  |  | PQ | AN | 2771.281 | 8102002 | no | no |  |  | no |  |  | 1299186.174 | 15297306.322 |  | -1
node_1299188_937_15296839_641 |  |  | PQ | ABCN | 2771.281 | 8102002 | no | no |  |  | no |  |  | 1299188.937 | 15296839.641 |  | -1
node_1299197_067_15296217_162 |  |  | PQ | ABCN | 2771.281 | 8102002 | no | no |  |  | no |  |  | 1299197.067 | 15296217.162 |  | -1
node_1299198_324_15296816_296 |  |  | PQ | ABCN | 2771.281 | 8102002 | no | no |  |  | no |  |  | 1299198.324 | 15296816.296 |  | -1
node_1299252_782_15296311_479 |  |  | PQ | ABCN | 2771.281 | 8102002 | no | no |  |  | no |  |  | 1299252.782 | 15296311.479 |  | -1
node_1299265_001_15301471_934 |  |  | PQ | AN | 2771.281 | 8102002 | no | no |  |  | no |  |  | 1299265.001 | 15301471.934 |  | -1
node_1299265_283_15296332_299 |  |  | PQ | ABCN | 2771.281 | 8102002 | no | no |  |  | no |  |  | 1299265.283 | 15296332.299 |  | -1
node_1299278_228_15295819_513 |  |  | PQ | ABCN | 2771.281 | 8102002 | no | no |  |  | no |  |  | 1299278.228 | 15295819.513 |  | -1
node_1299281_343_15296348_112 |  |  | PQ | ABCN | 2771.281 | 8102002 | no | no |  |  | no |  |  | 1299281.343 | 15296348.112 |  | -1
node_1299536_689_15296948_668 |  |  | PQ | AN | 2771.281 | 8102002 | no | no |  |  | no |  |  | 1299536.689 | 15296948.668 |  | -1
node_1299614_323_15296504_03 |  |  | PQ | ABCN | 2771.281 | 8102002 | no | no |  |  | no |  |  | 1299614.323 | 15296504.03 |  | -1
node_1299691_578_15297093_217 |  |  | PQ | AN | 2771.281 | 8102002 | no | no |  |  | no |  |  | 1299691.578 | 15297093.217 |  | -1
node_1299710_739_15295763_851 |  |  | PQ | AN | 2771.281 | 8102002 | no | no |  |  | no |  |  | 1299710.739 | 15295763.851 |  | -1
node_1299825_123_15297286_649 |  |  | PQ | AN | 2771.281 | 8102002 | no | no |  |  | no |  |  | 1299825.123 | 15297286.649 |  | -1
node_1299927_86_15297517_639 |  |  | PQ | AN | 2771.281 | 8102002 | no | no |  |  | no |  |  | 1299927.86 | 15297517.639 |  | -1
node_1299942_111_15296717_476 |  |  | PQ | ABCN | 2771.281 | 8102002 | no | no |  |  | no |  |  | 1299942.111 | 15296717.476 |  | -1
node_1299947_249_15297609_744 |  |  | PQ | AN | 2771.281 | 8102002 | no | no |  |  | no |  |  | 1299947.249 | 15297609.744 |  | -1
node_1299983_014_15295946_184 |  |  | PQ | AN | 2771.281 | 8102002 | no | no |  |  | no |  |  | 1299983.014 | 15295946.184 |  | -1
node_1299984_238_15301835_713 |  |  | PQ | AN | 2771.281 | 8102002 | no | no |  |  | no |  |  | 1299984.238 | 15301835.713 |  | -1
node_1300151_307_15296854_358 |  |  | PQ | ABCN | 2771.281 | 8102002 | no | no |  |  | no |  |  | 1300151.307 | 15296854.358 |  | -1
node_1300254_648_15296137_107 |  |  | PQ | AN | 2771.281 | 8102002 | no | no |  |  | no |  |  | 1300254.648 | 15296137.107 |  | -1
node_1300268_489_15302058_472 |  |  | PQ | AN | 2771.281 | 8102002 | no | no |  |  | no |  |  | 1300268.489 | 15302058.472 |  | -1
node_1300367_962_15297618_683 |  |  | PQ | AN | 2771.281 | 8102002 | no | no |  |  | no |  |  | 1300367.962 | 15297618.683 |  | -1
node_1300390_473_15301878_614 |  |  | PQ | AN | 2771.281 | 8102002 | no | no |  |  | no |  |  | 1300390.473 | 15301878.614 |  | -1
node_1300437_184_15296314_649 |  |  | PQ | AN | 2771.281 | 8102002 | no | no |  |  | no |  |  | 1300437.184 | 15296314.649 |  | -1
node_1300507_659_15296362_584 |  |  | PQ | AN | 2771.281 | 8102002 | no | no |  |  | no |  |  | 1300507.659 | 15296362.584 |  | -1
node_1300559_254_15302151_147 |  |  | PQ | AN | 2771.281 | 8102002 | no | no |  |  | no |  |  | 1300559.254 | 15302151.147 |  | -1
node_1300607_957_15299142_966 |  |  | PQ | AN | 2771.281 | 8102002 | no | no |  |  | no |  |  | 1300607.957 | 15299142.966 |  | -1
node_1300625_186_15296821_456 |  |  | PQ | ABCN | 2771.281 | 8102002 | no | no |  |  | no |  |  | 1300625.186 | 15296821.456 |  | -1
node_1300629_807_15298940_968 |  |  | PQ | AN | 2771.281 | 8102002 | no | no |  |  | no |  |  | 1300629.807 | 15298940.968 |  | -1
node_1300648_947_15297633_021 |  |  | PQ | AN | 2771.281 | 8102002 | no | no |  |  | no |  |  | 1300648.947 | 15297633.021 |  | -1
node_1300672_734_15297101_498 |  |  | PQ | ABCN | 2771.281 | 8102002 | no | no |  |  | no |  |  | 1300672.734 | 15297101.498 |  | -1
node_1300681_316_15297105_051 |  |  | PQ | ABCN | 2771.281 | 8102002 | no | no |  |  | no |  |  | 1300681.316 | 15297105.051 |  | -1
node_1300821_6_15302226_851 |  |  | PQ | AN | 2771.281 | 8102002 | no | no |  |  | no |  |  | 1300821.6 | 15302226.851 |  | -1
node_1300916_065_15296524_576 |  |  | PQ | ABCN | 2771.281 | 8102002 | no | no |  |  | no |  |  | 1300916.065 | 15296524.576 |  | -1
node_1300944_353_15297197_348 |  |  | PQ | ABCN | 2771.281 | 8102002 | no | no |  |  | no |  |  | 1300944.353 | 15297197.348 |  | -1
node_1301078_528_15297130_353 |  |  | PQ | ABCN | 2771.281 | 8102002 | no | no |  |  | no |  |  | 1301078.528 | 15297130.353 |  | -1
node_1301098_176_15297126_967 |  |  | PQ | ABCN | 2771.281 | 8102002 | no | no |  |  | no |  |  | 1301098.176 | 15297126.967 |  | -1
node_1301111_51_15302319_992 |  |  | PQ | AN | 2771.281 | 8102002 | no | no |  |  | no |  |  | 1301111.51 | 15302319.992 |  | -1
node_1301117_851_15297130_532 |  |  | PQ | ABCN | 2771.281 | 8102002 | no | no |  |  | no |  |  | 1301117.851 | 15297130.532 |  | -1
node_1301178_964_15297197_477 |  |  | PQ | ABCN | 2771.281 | 8102002 | no | no |  |  | no |  |  | 1301178.964 | 15297197.477 |  | -1
node_1301218_654_15296509_875 |  |  | PQ | ABCN | 2771.281 | 8102002 | no | no |  |  | no |  |  | 1301218.654 | 15296509.875 |  | -1
node_1301265_488_15296575_879 |  |  | PQ | ABCD | 2771.281 | 8102002 | no | no |  |  | no |  |  | 1301265.488 | 15296575.879 |  | -1
node_1301279_659_15296582_726 |  |  | PQ | ABCD | 2771.281 | 8102002 | no | no |  |  | no |  |  | 1301279.659 | 15296582.726 |  | -1
node_1301327_938_15297655_903 |  |  | PQ | AN | 2771.281 | 8102002 | no | no |  |  | no |  |  | 1301327.938 | 15297655.903 |  | -1
node_1301374_471_15302354_726 |  |  | PQ | AD | 2771.281 | 8102002 | no | no |  |  | no |  |  | 1301374.471 | 15302354.726 |  | -1
node_1301387_865_15296885_414 |  |  | PQ | AN | 2771.281 | 8102002 | no | no |  |  | no |  |  | 1301387.865 | 15296885.414 |  | -1
node_1301395_396_15296271_051 |  |  | PQ | ABCN | 2771.281 | 8102002 | no | no |  |  | no |  |  | 1301395.396 | 15296271.051 |  | -1
node_1301414_145_15296262_595 |  |  | PQ | ABCN | 2771.281 | 8102002 | no | no |  |  | no |  |  | 1301414.145 | 15296262.595 |  | -1
node_1301565_213_15296123_301 |  |  | PQ | ABCN | 2771.281 | 8102002 | no | no |  |  | no |  |  | 1301565.213 | 15296123.301 |  | -1
node_1301584_927_15296126_423 |  |  | PQ | ABCN | 2771.281 | 8102002 | no | no |  |  | no |  |  | 1301584.927 | 15296126.423 |  | -1
node_1301597_967_15297173_854 |  |  | PQ | ABCN | 2771.281 | 8102002 | no | no |  |  | no |  |  | 1301597.967 | 15297173.854 |  | -1
node_1301603_413_15296136_285 |  |  | PQ | ABCN | 2771.281 | 8102002 | no | no |  |  | no |  |  | 1301603.413 | 15296136.285 |  | -1
node_1301623_627_15298599_555 |  |  | PQ | AN | 2771.281 | 8102002 | no | no |  |  | no |  |  | 1301623.627 | 15298599.555 |  | -1
node_1301668_13_15298412_809 |  |  | PQ | AN | 2771.281 | 8102002 | no | no |  |  | no |  |  | 1301668.13 | 15298412.809 |  | -1
node_1301734_037_15295932_502 |  |  | PQ | ABCN | 2771.281 | 8102002 | no | no |  |  | no |  |  | 1301734.037 | 15295932.502 |  | -1
node_1301740_366_15302122_577 |  |  | PQ | AN | 2771.281 | 8102002 | no | no |  |  | no |  |  | 1301740.366 | 15302122.577 |  | -1
node_1301752_186_15295921_981 |  |  | PQ | ABCN | 2771.281 | 8102002 | no | no |  |  | no |  |  | 1301752.186 | 15295921.981 |  | -1
node_1301771_786_15295918_149 |  |  | PQ | ABCN | 2771.281 | 8102002 | no | no |  |  | no |  |  | 1301771.786 | 15295918.149 |  | -1
node_1301832_926_15296740_112 |  |  | PQ | ABCN | 2771.281 | 8102002 | no | no |  |  | no |  |  | 1301832.926 | 15296740.112 |  | -1
node_1301846_217_15296209_184 |  |  | PQ | ABCN | 2771.281 | 8102002 | no | no |  |  | no |  |  | 1301846.217 | 15296209.184 |  | -1
node_1301945_392_15302389_995 |  |  | PQ | AN | 2771.281 | 8102002 | no | no |  |  | no |  |  | 1301945.392 | 15302389.995 |  | -1
node_1302023_92_15297251_609 |  |  | PQ | ABCN | 2771.281 | 8102002 | no | no |  |  | no |  |  | 1302023.92 | 15297251.609 |  | -1
node_1302029_345_15298472_742 |  |  | PQ | AN | 2771.281 | 8102002 | no | no |  |  | no |  |  | 1302029.345 | 15298472.742 |  | -1
node_1302123_667_15296822_86 |  |  | PQ | ABCN | 2771.281 | 8102002 | no | no |  |  | no |  |  | 1302123.667 | 15296822.86 |  | -1
node_1302220_997_15297251_206 |  |  | PQ | ABCN | 2771.281 | 8102002 | no | no |  |  | no |  |  | 1302220.997 | 15297251.206 |  | -1
node_1302236_955_15298610_627 |  |  | PQ | ABCN | 2771.281 | 8102002 | no | no |  |  | no |  |  | 1302236.955 | 15298610.627 |  | -1
node_1302248_646_15302270_314 |  |  | PQ | AN | 2771.281 | 8102002 | no | no |  |  | no |  |  | 1302248.646 | 15302270.314 |  | -1
node_1302292_105_15297102_331 |  |  | PQ | ABCN | 2771.281 | 8102002 | no | no |  |  | no |  |  | 1302292.105 | 15297102.331 |  | -1
node_1302327_711_15298804_529 |  |  | PQ | ABCN | 2771.281 | 8102002 | no | no |  |  | no |  |  | 1302327.711 | 15298804.529 |  | -1
node_1302430_489_15297460_195 |  |  | PQ | ABCN | 2771.281 | 8102002 | no | no |  |  | no |  |  | 1302430.489 | 15297460.195 |  | -1
node_1302449_753_15297454_095 |  |  | PQ | ABCN | 2771.281 | 8102002 | no | no |  |  | no |  |  | 1302449.753 | 15297454.095 |  | -1
node_1302467_14_15297441_494 |  |  | PQ | ABCN | 2771.281 | 8102002 | no | no |  |  | no |  |  | 1302467.14 | 15297441.494 |  | -1
node_1302492_18_15302636_779 |  |  | PQ | AN | 2771.281 | 8102002 | no | no |  |  | no |  |  | 1302492.18 | 15302636.779 |  | -1
node_1302619_973_15302272_16 |  |  | PQ | AN | 2771.281 | 8102002 | no | no |  |  | no |  |  | 1302619.973 | 15302272.16 |  | -1
node_1302642_808_15296753_202 |  |  | PQ | ABCN | 2771.281 | 8102002 | no | no |  |  | no |  |  | 1302642.808 | 15296753.202 |  | -1
node_1302775_648_15298135_633 |  |  | PQ | ABCN | 2771.281 | 8102002 | no | no |  |  | no |  |  | 1302775.648 | 15298135.633 |  | -1
node_1302780_985_15298161_341 |  |  | PQ | ABCN | 2771.281 | 8102002 | no | no |  |  | no |  |  | 1302780.985 | 15298161.341 |  | -1
node_1302781_197_15298187_97 |  |  | PQ | ABCN | 2771.281 | 8102002 | no | no |  |  | no |  |  | 1302781.197 | 15298187.97 |  | -1
node_1302803_708_15299162_501 |  |  | PQ | AN | 2771.281 | 8102002 | no | no |  |  | no |  |  | 1302803.708 | 15299162.501 |  | -1
node_1302828_266_15297075_183 |  |  | PQ | AN | 2771.281 | 8102002 | no | no |  |  | no |  |  | 1302828.266 | 15297075.183 |  | -1
node_1302863_131_15302227_23 |  |  | PQ | AN | 2771.281 | 8102002 | no | no |  |  | no |  |  | 1302863.131 | 15302227.23 |  | -1
node_1302863_255_15298729_639 |  |  | PQ | AN | 2771.281 | 8102002 | no | no |  |  | no |  |  | 1302863.255 | 15298729.639 |  | -1
node_1303120_2_15302087_683 |  |  | PQ | AN | 2771.281 | 8102002 | no | no |  |  | no |  |  | 1303120.2 | 15302087.683 |  | -1
node_1303326_156_15302276_972 |  |  | PQ | AN | 2771.281 | 8102002 | no | no |  |  | no |  |  | 1303326.156 | 15302276.972 |  | -1
node_1303335_639_15296503_392 |  |  | PQ | ABCN | 2771.281 | 8102002 | no | no |  |  | no |  |  | 1303335.639 | 15296503.392 |  | -1
node_1303356_652_15299123_394 |  |  | PQ | AN | 2771.281 | 8102002 | no | no |  |  | no |  |  | 1303356.652 | 15299123.394 |  | -1
node_1303564_724_15302427_688 |  |  | PQ | AN | 2771.281 | 8102002 | no | no |  |  | no |  |  | 1303564.724 | 15302427.688 |  | -1
node_1303617_871_15298395_374 |  |  | PQ | AN | 2771.281 | 8102002 | no | no |  |  | no |  |  | 1303617.871 | 15298395.374 |  | -1
node_1303676_855_15299690_92 |  |  | PQ | AN | 7199.557 | 8102002 | no | no |  |  | no |  |  | 1303676.855 | 15299690.92 |  | -1
node_1303722_47_15296168_849 |  |  | PQ | ABCN | 2771.281 | 8102002 | no | no |  |  | no |  |  | 1303722.47 | 15296168.849 |  | -1
node_1303737_763_15296152_074 |  |  | PQ | ABCN | 2771.281 | 8102002 | no | no |  |  | no |  |  | 1303737.763 | 15296152.074 |  | -1
node_1303755_803_15296141_223 |  |  | PQ | ABCN | 2771.281 | 8102002 | no | no |  |  | no |  |  | 1303755.803 | 15296141.223 |  | -1
node_1303776_542_15299379_388 |  |  | PQ | AN | 7199.557 | 8102002 | no | no |  |  | no |  |  | 1303776.542 | 15299379.388 |  | -1
node_1303783_624_15302571_501 |  |  | PQ | AN | 2771.281 | 8102002 | no | no |  |  | no |  |  | 1303783.624 | 15302571.501 |  | -1
node_1303802_127_15299931_183 |  |  | PQ | AN | 7199.557 | 8102002 | no | no |  |  | no |  |  | 1303802.127 | 15299931.183 |  | -1
node_1303971_039_15299350_364 |  |  | PQ | AN | 7199.557 | 8102002 | no | no |  |  | no |  |  | 1303971.039 | 15299350.364 |  | -1
node_1304008_077_15302757_127 |  |  | PQ | AN | 2771.281 | 8102002 | no | no |  |  | no |  |  | 1304008.077 | 15302757.127 |  | -1
node_1304049_315_15298521_333 |  |  | PQ | AN | 2771.281 | 8102002 | no | no |  |  | no |  |  | 1304049.315 | 15298521.333 |  | -1
node_1304109_889_15299890_563 |  |  | PQ | AN | 7199.557 | 8102002 | no | no |  |  | no |  |  | 1304109.889 | 15299890.563 |  | -1
node_1304129_239_15296757_764 |  |  | PQ | AN | 2771.281 | 8102002 | no | no |  |  | no |  |  | 1304129.239 | 15296757.764 |  | -1
node_1304233_706_15300884_916 |  |  | PQ | AN | 2771.281 | 8102002 | no | no |  |  | no |  |  | 1304233.706 | 15300884.916 |  | -1
node_1304284_35_15299304_488 |  |  | PQ | AN | 7199.557 | 8102002 | no | no |  |  | no |  |  | 1304284.35 | 15299304.488 |  | -1
node_1304328_357_15298386_577 |  |  | PQ | AN | 2771.281 | 8102002 | no | no |  |  | no |  |  | 1304328.357 | 15298386.577 |  | -1
node_1304440_665_15301096_719 |  |  | PQ | AN | 2771.281 | 8102002 | no | no |  |  | no |  |  | 1304440.665 | 15301096.719 |  | -1
node_1304443_479_15303115_475 |  |  | PQ | AN | 2771.281 | 8102002 | no | no |  |  | no |  |  | 1304443.479 | 15303115.475 |  | -1
node_1304488_092_15299453_491 |  |  | PQ | AN | 7199.557 | 8102002 | no | no |  |  | no |  |  | 1304488.092 | 15299453.491 |  | -1
node_1304529_028_15299774_797 |  |  | PQ | AN | 7199.557 | 8102002 | no | no |  |  | no |  |  | 1304529.028 | 15299774.797 |  | -1
node_1304616_839_15298329_23 |  |  | PQ | AN | 2771.281 | 8102002 | no | no |  |  | no |  |  | 1304616.839 | 15298329.23 |  | -1
node_1304650_65_15306499_753 |  |  | PQ | AN | 2771.281 | 8102002 | no | no |  |  | no |  |  | 1304650.65 | 15306499.753 |  | -1
node_1304693_313_15303344_708 |  |  | PQ | AN | 2771.281 | 8102002 | no | no |  |  | no |  |  | 1304693.313 | 15303344.708 |  | -1
node_1304856_577_15299411_82 |  |  | PQ | AN | 2771.281 | 8102002 | no | no |  |  | no |  |  | 1304856.577 | 15299411.82 |  | -1
node_1304862_717_15295796_679 |  |  | PQ | ABCN | 2771.281 | 8102002 | no | no |  |  | no |  |  | 1304862.717 | 15295796.679 |  | -1
node_1304888_298_15301319_788 |  |  | PQ | AN | 2771.281 | 8102002 | no | no |  |  | no |  |  | 1304888.298 | 15301319.788 |  | -1
node_1304968_548_15298252_479 |  |  | PQ | AN | 2771.281 | 8102002 | no | no |  |  | no |  |  | 1304968.548 | 15298252.479 |  | -1
node_1305053_525_15304831_985 |  |  | PQ | AN | 2771.281 | 8102002 | no | no |  |  | no |  |  | 1305053.525 | 15304831.985 |  | -1
node_1305062_357_15301460_27 |  |  | PQ | AN | 2771.281 | 8102002 | no | no |  |  | no |  |  | 1305062.357 | 15301460.27 |  | -1
node_1305109_626_15295694_844 |  |  | PQ | ABCN | 2771.281 | 8102002 | no | no |  |  | no |  |  | 1305109.626 | 15295694.844 |  | -1
node_1305130_509_15299099_006 |  |  | PQ | AN | 2771.281 | 8102002 | no | no |  |  | no |  |  | 1305130.509 | 15299099.006 |  | -1
node_1305151_943_15299595_782 |  |  | PQ | AN | 2771.281 | 8102002 | no | no |  |  | no |  |  | 1305151.943 | 15299595.782 |  | -1
node_1305172_829_15301815_691 |  |  | PQ | AN | 2771.281 | 8102002 | no | no |  |  | no |  |  | 1305172.829 | 15301815.691 |  | -1
node_1305208_273_15303728_739 |  |  | PQ | AN | 2771.281 | 8102002 | no | no |  |  | no |  |  | 1305208.273 | 15303728.739 |  | -1
node_1305217_263_15298785_825 |  |  | PQ | AN | 2771.281 | 8102002 | no | no |  |  | no |  |  | 1305217.263 | 15298785.825 |  | -1
node_1305223_687_15298197_963 |  |  | PQ | AN | 2771.281 | 8102002 | no | no |  |  | no |  |  | 1305223.687 | 15298197.963 |  | -1
node_1305240_997_15302202_291 |  |  | PQ | AN | 2771.281 | 8102002 | no | no |  |  | no |  |  | 1305240.997 | 15302202.291 |  | -1
node_1305358_313_15302764_354 |  |  | PQ | AN | 2771.281 | 8102002 | no | no |  |  | no |  |  | 1305358.313 | 15302764.354 |  | -1
node_1305391_221_15299542_166 |  |  | PQ | AN | 2771.281 | 8102002 | no | no |  |  | no |  |  | 1305391.221 | 15299542.166 |  | -1
node_1305395_11_15304773_024 |  |  | PQ | AN | 2771.281 | 8102002 | no | no |  |  | no |  |  | 1305395.11 | 15304773.024 |  | -1
node_1305402_288_15303001_546 |  |  | PQ | AN | 2771.281 | 8102002 | no | no |  |  | no |  |  | 1305402.288 | 15303001.546 |  | -1
node_1305419_524_15298225_122 |  |  | PQ | AN | 2771.281 | 8102002 | no | no |  |  | no |  |  | 1305419.524 | 15298225.122 |  | -1
node_1305449_3_15303233_083 |  |  | PQ | AN | 2771.281 | 8102002 | no | no |  |  | no |  |  | 1305449.3 | 15303233.083 |  | -1
node_1305513_107_15307402_226 |  |  | PQ | AN | 2771.281 | 8102002 | no | no |  |  | no |  |  | 1305513.107 | 15307402.226 |  | -1
node_1305536_729_15303839_208 |  |  | PQ | AD | 2771.281 | 8102002 | no | no |  |  | no |  |  | 1305536.729 | 15303839.208 |  | -1
node_1305584_905_15306253_954 |  |  | PQ | AN | 2771.281 | 8102002 | no | no |  |  | no |  |  | 1305584.905 | 15306253.954 |  | -1
node_1305618_253_15299490_52 |  |  | PQ | AN | 2771.281 | 8102002 | no | no |  |  | no |  |  | 1305618.253 | 15299490.52 |  | -1
node_1305626_424_15304103_032 |  |  | PQ | AN | 2771.281 | 8102002 | no | no |  |  | no |  |  | 1305626.424 | 15304103.032 |  | -1
node_1305674_076_15304326_083 |  |  | PQ | AN | 2771.281 | 8102002 | no | no |  |  | no |  |  | 1305674.076 | 15304326.083 |  | -1
node_1305685_819_15298159_461 |  |  | PQ | AN | 2771.281 | 8102002 | no | no |  |  | no |  |  | 1305685.819 | 15298159.461 |  | -1
node_1305733_89_15298930_432 |  |  | PQ | AN | 2771.281 | 8102002 | no | no |  |  | no |  |  | 1305733.89 | 15298930.432 |  | -1
node_1305756_03_15297743_16 |  |  | PQ | AN | 7199.557 | 8102002 | no | no |  |  | no |  |  | 1305756.03 | 15297743.16 |  | -1
node_1305782_265_15304875_596 |  |  | PQ | AN | 2771.281 | 8102002 | no | no |  |  | no |  |  | 1305782.265 | 15304875.596 |  | -1
node_1305782_744_15307437_435 |  |  | PQ | AN | 2771.281 | 8102002 | no | no |  |  | no |  |  | 1305782.744 | 15307437.435 |  | -1
node_1305798_651_15298681_21 |  |  | PQ | AN | 2771.281 | 8102002 | no | no |  |  | no |  |  | 1305798.651 | 15298681.21 |  | -1
node_1305867_106_15299450_376 |  |  | PQ | AN | 2771.281 | 8102002 | no | no |  |  | no |  |  | 1305867.106 | 15299450.376 |  | -1
node_1305876_059_15305510_422 |  |  | PQ | AN | 2771.281 | 8102002 | no | no |  |  | no |  |  | 1305876.059 | 15305510.422 |  | -1
node_1305899_018_15295418_423 |  |  | PQ | ABCN | 2771.281 | 8102002 | no | no |  |  | no |  |  | 1305899.018 | 15295418.423 |  | -1
node_1305900_271_15295445_013 |  |  | PQ | ABCN | 2771.281 | 8102002 | no | no |  |  | no |  |  | 1305900.271 | 15295445.013 |  | -1
node_1305911_35_15306529_836 |  |  | PQ | AN | 2771.281 | 8102002 | no | no |  |  | no |  |  | 1305911.35 | 15306529.836 |  | -1
node_1305931_272_15305953_849 |  |  | PQ | AN | 2771.281 | 8102002 | no | no |  |  | no |  |  | 1305931.272 | 15305953.849 |  | -1
node_1305937_282_15298133_471 |  |  | PQ | AN | 2771.281 | 8102002 | no | no |  |  | no |  |  | 1305937.282 | 15298133.471 |  | -1
node_1305963_089_15299113_504 |  |  | PQ | AN | 2771.281 | 8102002 | no | no |  |  | no |  |  | 1305963.089 | 15299113.504 |  | -1
node_1305982_019_15307336_977 |  |  | PQ | AN | 2771.281 | 8102002 | no | no |  |  | no |  |  | 1305982.019 | 15307336.977 |  | -1
node_1305990_749_15306689_25 |  |  | PQ | AN | 2771.281 | 8102002 | no | no |  |  | no |  |  | 1305990.749 | 15306689.25 |  | -1
node_1305993_106_15308180_98 |  |  | PQ | AN | 2771.281 | 8102002 | no | no |  |  | no |  |  | 1305993.106 | 15308180.98 |  | -1
node_1305999_352_15298579_479 |  |  | PQ | AN | 2771.281 | 8102002 | no | no |  |  | no |  |  | 1305999.352 | 15298579.479 |  | -1
node_1306013_121_15306971_076 |  |  | PQ | AN | 2771.281 | 8102002 | no | no |  |  | no |  |  | 1306013.121 | 15306971.076 |  | -1
node_1306019_854_15307355_659 |  |  | PQ | AD | 2771.281 | 8102002 | no | no |  |  | no |  |  | 1306019.854 | 15307355.659 |  | -1
node_1306062_428_15297842_467 |  |  | PQ | AN | 7199.557 | 8102002 | no | no |  |  | no |  |  | 1306062.428 | 15297842.467 |  | -1
node_1306117_086_15298164_919 |  |  | PQ | AN | 2771.281 | 8102002 | no | no |  |  | no |  |  | 1306117.086 | 15298164.919 |  | -1
node_1306131_297_15306520_337 |  |  | PQ | AN | 2771.281 | 8102002 | no | no |  |  | no |  |  | 1306131.297 | 15306520.337 |  | -1
node_1306163_813_15299481_299 |  |  | PQ | AN | 2771.281 | 8102002 | no | no |  |  | no |  |  | 1306163.813 | 15299481.299 |  | -1
node_1306175_223_15298866_776 |  |  | PQ | AN | 2771.281 | 8102002 | no | no |  |  | no |  |  | 1306175.223 | 15298866.776 |  | -1
node_1306189_092_15307142_642 |  |  | PQ | AN | 2771.281 | 8102002 | no | no |  |  | no |  |  | 1306189.092 | 15307142.642 |  | -1
node_1306294_741_15307363_45 |  |  | PQ | AN | 2771.281 | 8102002 | no | no |  |  | no |  |  | 1306294.741 | 15307363.45 |  | -1
node_1306336_47_15307800_253 |  |  | PQ | AN | 2771.281 | 8102002 | no | no |  |  | no |  |  | 1306336.47 | 15307800.253 |  | -1
node_1306393_826_15308093_067 |  |  | PQ | AN | 2771.281 | 8102002 | no | no |  |  | no |  |  | 1306393.826 | 15308093.067 |  | -1
node_1306417_607_15298514_39 |  |  | PQ | AN | 2771.281 | 8102002 | no | no |  |  | no |  |  | 1306417.607 | 15298514.39 |  | -1
node_1306530_909_15299653_456 |  |  | PQ | AN | 2771.281 | 8102002 | no | no |  |  | no |  |  | 1306530.909 | 15299653.456 |  | -1
node_1306586_687_15308865_484 |  |  | PQ | AN | 2771.281 | 8102002 | no | no |  |  | no |  |  | 1306586.687 | 15308865.484 |  | -1
node_1306699_62_15298414_783 |  |  | PQ | AN | 7199.557 | 8102002 | no | no |  |  | no |  |  | 1306699.62 | 15298414.783 |  | -1
node_1306720_138_15298994_91 |  |  | PQ | AN | 2771.281 | 8102002 | no | no |  |  | no |  |  | 1306720.138 | 15298994.91 |  | -1
node_1306750_445_15298217_519 |  |  | PQ | AN | 7199.557 | 8102002 | no | no |  |  | no |  |  | 1306750.445 | 15298217.519 |  | -1
node_1306771_703_15297924_5 |  |  | PQ | AN | 7199.557 | 8102002 | no | no |  |  | no |  |  | 1306771.703 | 15297924.5 |  | -1
node_1306796_483_15309139_645 |  |  | PQ | AN | 2771.281 | 8102002 | no | no |  |  | no |  |  | 1306796.483 | 15309139.645 |  | -1
node_1306800_36_15298681_001 |  |  | PQ | AN | 7199.557 | 8102002 | no | no |  |  | no |  |  | 1306800.36 | 15298681.001 |  | -1
node_1306823_305_15299334_112 |  |  | PQ | AN | 2771.281 | 8102002 | no | no |  |  | no |  |  | 1306823.305 | 15299334.112 |  | -1
node_1307012_679_15309451_196 |  |  | PQ | AN | 2771.281 | 8102002 | no | no |  |  | no |  |  | 1307012.679 | 15309451.196 |  | -1
node_1307019_398_15299504_784 |  |  | PQ | AN | 2771.281 | 8102002 | no | no |  |  | no |  |  | 1307019.398 | 15299504.784 |  | -1
node_1307092_683_15296243_163 |  |  | PQ | ABCN | 2771.281 | 8102002 | no | no |  |  | no |  |  | 1307092.683 | 15296243.163 |  | -1
node_1307107_739_15296244_034 |  |  | PQ | ABCN | 2771.281 | 8102002 | no | no |  |  | no |  |  | 1307107.739 | 15296244.034 |  | -1
node_1307122_314_15296242_641 |  |  | PQ | ABCN | 2771.281 | 8102002 | no | no |  |  | no |  |  | 1307122.314 | 15296242.641 |  | -1
node_1307152_865_15310875_516 |  |  | PQ | AN | 2771.281 | 8102002 | no | no |  |  | no |  |  | 1307152.865 | 15310875.516 |  | -1
node_1307209_845_15296020_056 |  |  | PQ | ABCN | 2771.281 | 8102002 | no | no |  |  | no |  |  | 1307209.845 | 15296020.056 |  | -1
node_1307222_203_15309350_505 |  |  | PQ | AN | 2771.281 | 8102002 | no | no |  |  | no |  |  | 1307222.203 | 15309350.505 |  | -1
node_1307300_972_15299947_116 |  |  | PQ | AN | 2771.281 | 8102002 | no | no |  |  | no |  |  | 1307300.972 | 15299947.116 |  | -1
node_1307315_356_15309814_393 |  |  | PQ | AN | 2771.281 | 8102002 | no | no |  |  | no |  |  | 1307315.356 | 15309814.393 |  | -1
node_1307436_886_15310384_591 |  |  | PQ | AN | 2771.281 | 8102002 | no | no |  |  | no |  |  | 1307436.886 | 15310384.591 |  | -1
node_1307448_9_15295916_796 |  |  | PQ | ABCN | 2771.281 | 8102002 | no | no |  |  | no |  |  | 1307448.9 | 15295916.796 |  | -1
node_1307466_252_15295929_889 |  |  | PQ | ABCN | 2771.281 | 8102002 | no | no |  |  | no |  |  | 1307466.252 | 15295929.889 |  | -1
node_1307480_527_15295948_538 |  |  | PQ | ABCN | 2771.281 | 8102002 | no | no |  |  | no |  |  | 1307480.527 | 15295948.538 |  | -1
node_1307492_989_15310041_818 |  |  | PQ | AN | 2771.281 | 8102002 | no | no |  |  | no |  |  | 1307492.989 | 15310041.818 |  | -1
node_1307500_506_15300289_36 |  |  | PQ | AN | 2771.281 | 8102002 | no | no |  |  | no |  |  | 1307500.506 | 15300289.36 |  | -1
node_1307607_805_15300468_896 |  |  | PQ | AN | 2771.281 | 8102002 | no | no |  |  | no |  |  | 1307607.805 | 15300468.896 |  | -1
node_1307706_945_15300629_636 |  |  | PQ | AN | 2771.281 | 8102002 | no | no |  |  | no |  |  | 1307706.945 | 15300629.636 |  | -1
node_1307778_954_15296218_428 |  |  | PQ | ABCN | 2771.281 | 8102002 | no | no |  |  | no |  |  | 1307778.954 | 15296218.428 |  | -1
node_1307854_971_15301645_393 |  |  | PQ | AN | 2771.281 | 8102002 | no | no |  |  | no |  |  | 1307854.971 | 15301645.393 |  | -1
node_1307874_349_15300900_881 |  |  | PQ | AN | 2771.281 | 8102002 | no | no |  |  | no |  |  | 1307874.349 | 15300900.881 |  | -1
node_1307926_892_15310613_083 |  |  | PQ | AN | 2771.281 | 8102002 | no | no |  |  | no |  |  | 1307926.892 | 15310613.083 |  | -1
node_1307969_732_15301047_086 |  |  | PQ | AN | 2771.281 | 8102002 | no | no |  |  | no |  |  | 1307969.732 | 15301047.086 |  | -1
node_1308069_068_15301207_166 |  |  | PQ | AN | 2771.281 | 8102002 | no | no |  |  | no |  |  | 1308069.068 | 15301207.166 |  | -1
node_1308182_345_15301420_06 |  |  | PQ | AN | 2771.281 | 8102002 | no | no |  |  | no |  |  | 1308182.345 | 15301420.06 |  | -1
node_1308406_061_15301601_796 |  |  | PQ | AN | 2771.281 | 8102002 | no | no |  |  | no |  |  | 1308406.061 | 15301601.796 |  | -1
node_1308743_052_15302340_258 |  |  | PQ | AN | 2771.281 | 8102002 | no | no |  |  | no |  |  | 1308743.052 | 15302340.258 |  | -1
node_1308853_659_15302634_458 |  |  | PQ | AN | 2771.281 | 8102002 | no | no |  |  | no |  |  | 1308853.659 | 15302634.458 |  | -1
node_1309027_939_15302913_141 |  |  | PQ | AN | 2771.281 | 8102002 | no | no |  |  | no |  |  | 1309027.939 | 15302913.141 |  | -1
node_1309065_384_15301385_526 |  |  | PQ | AN | 2771.281 | 8102002 | no | no |  |  | no |  |  | 1309065.384 | 15301385.526 |  | -1
node_1309559_52_15310111_684 |  |  | PQ | AN | 2771.281 | 8102002 | no | no |  |  | no |  |  | 1309559.52 | 15310111.684 |  | -1
node_1309563_397_15307749_448 |  |  | PQ | AN | 2771.281 | 8102002 | no | no |  |  | no |  |  | 1309563.397 | 15307749.448 |  | -1
node_1309653_386_15307932_542 |  |  | PQ | AN | 2771.281 | 8102002 | no | no |  |  | no |  |  | 1309653.386 | 15307932.542 |  | -1
node_1309746_981_15308818_686 |  |  | PQ | AN | 2771.281 | 8102002 | no | no |  |  | no |  |  | 1309746.981 | 15308818.686 |  | -1
node_1309984_269_15304281_61 |  |  | PQ | AN | 2771.281 | 8102002 | no | no |  |  | no |  |  | 1309984.269 | 15304281.61 |  | -1
node_1310210_424_15305556_919 |  |  | PQ | AN | 2771.281 | 8102002 | no | no |  |  | no |  |  | 1310210.424 | 15305556.919 |  | -1
node_1310231_046_15307069_751 |  |  | PQ | AN | 2771.281 | 8102002 | no | no |  |  | no |  |  | 1310231.046 | 15307069.751 |  | -1
node_1310299_572_15309588_207 |  |  | PQ | AN | 2771.281 | 8102002 | no | no |  |  | no |  |  | 1310299.572 | 15309588.207 |  | -1
node_1310369_222_15309183_669 |  |  | PQ | AN | 2771.281 | 8102002 | no | no |  |  | no |  |  | 1310369.222 | 15309183.669 |  | -1
node_1310441_039_15306058_53 |  |  | PQ | AN | 2771.281 | 8102002 | no | no |  |  | no |  |  | 1310441.039 | 15306058.53 |  | -1
node_1310478_428_15306175_294 |  |  | PQ | AD | 2771.281 | 8102002 | no | no |  |  | no |  |  | 1310478.428 | 15306175.294 |  | -1
node_1310489_158_15305596_119 |  |  | PQ | AN | 2771.281 | 8102002 | no | no |  |  | no |  |  | 1310489.158 | 15305596.119 |  | -1
node_1310512_59_15306430_612 |  |  | PQ | AN | 2771.281 | 8102002 | no | no |  |  | no |  |  | 1310512.59 | 15306430.612 |  | -1
node_1310660_608_15306805_227 |  |  | PQ | AN | 2771.281 | 8102002 | no | no |  |  | no |  |  | 1310660.608 | 15306805.227 |  | -1
node_1310717_492_15307212_786 |  |  | PQ | AN | 2771.281 | 8102002 | no | no |  |  | no |  |  | 1310717.492 | 15307212.786 |  | -1
node_1311473_802_15304274_496 |  |  | PQ | AN | 2771.281 | 8102002 | no | no |  |  | no |  |  | 1311473.802 | 15304274.496 |  | -1
node_1311598_918_15308476_96 |  |  | PQ | AN | 2771.281 | 8102002 | no | no |  |  | no |  |  | 1311598.918 | 15308476.96 |  | -1
node_1312084_501_15304222_884 |  |  | PQ | AN | 2771.281 | 8102002 | no | no |  |  | no |  |  | 1312084.501 | 15304222.884 |  | -1
node_1313063_368_15309160_546 |  |  | PQ | AN | 2771.281 | 8102002 | no | no |  |  | no |  |  | 1313063.368 | 15309160.546 |  | -1
node_1313273_812_15310006_795 |  |  | PQ | AN | 2771.281 | 8102002 | no | no |  |  | no |  |  | 1313273.812 | 15310006.795 |  | -1
node_1313348_644_15312461_839 |  |  | PQ | AN | 2771.281 | 8102002 | no | no |  |  | no |  |  | 1313348.644 | 15312461.839 |  | -1
node_1313396_59_15310164_06 |  |  | PQ | AN | 2771.281 | 8102002 | no | no |  |  | no |  |  | 1313396.59 | 15310164.06 |  | -1
node_1313448_497_15312239_187 |  |  | PQ | AN | 2771.281 | 8102002 | no | no |  |  | no |  |  | 1313448.497 | 15312239.187 |  | -1
node_1313565_441_15310631_478 |  |  | PQ | AN | 2771.281 | 8102002 | no | no |  |  | no |  |  | 1313565.441 | 15310631.478 |  | -1
node_1313708_482_15311216_569 |  |  | PQ | AN | 2771.281 | 8102002 | no | no |  |  | no |  |  | 1313708.482 | 15311216.569 |  | -1
node_1313995_778_15312623_461 |  |  | PQ | AD | 2771.281 | 8102002 | no | no |  |  | no |  |  | 1313995.778 | 15312623.461 |  | -1
node_1314187_792_15311975_522 |  |  | PQ | AN | 2771.281 | 8102002 | no | no |  |  | no |  |  | 1314187.792 | 15311975.522 |  | -1
node_1314279_567_15313939_574 |  |  | PQ | AN | 2771.281 | 8102002 | no | no |  |  | no |  |  | 1314279.567 | 15313939.574 |  | -1
node_1314698_755_15311637_739 |  |  | PQ | AN | 2771.281 | 8102002 | no | no |  |  | no |  |  | 1314698.755 | 15311637.739 |  | -1
node_1315031_344_15311492_67 |  |  | PQ | AN | 2771.281 | 8102002 | no | no |  |  | no |  |  | 1315031.344 | 15311492.67 |  | -1
node_1315234_934_15311250_371 |  |  | PQ | AN | 2771.281 | 8102002 | no | no |  |  | no |  |  | 1315234.934 | 15311250.371 |  | -1
node_1315336_163_15313229_32 |  |  | PQ | AN | 2771.281 | 8102002 | no | no |  |  | no |  |  | 1315336.163 | 15313229.32 |  | -1
node_1315450_457_15310816_358 |  |  | PQ | AN | 2771.281 | 8102002 | no | no |  |  | no |  |  | 1315450.457 | 15310816.358 |  | -1
node_1315640_579_15313252_628 |  |  | PQ | AN | 2771.281 | 8102002 | no | no |  |  | no |  |  | 1315640.579 | 15313252.628 |  | -1
node_1316256_915_15310061_567 |  |  | PQ | AN | 2771.281 | 8102002 | no | no |  |  | no |  |  | 1316256.915 | 15310061.567 |  | -1
node_1316303_179_15310252_178 |  |  | PQ | AN | 2771.281 | 8102002 | no | no |  |  | no |  |  | 1316303.179 | 15310252.178 |  | -1
node_1316390_328_15310588_487 |  |  | PQ | AN | 2771.281 | 8102002 | no | no |  |  | no |  |  | 1316390.328 | 15310588.487 |  | -1
node_1316481_028_15310942_372 |  |  | PQ | AN | 2771.281 | 8102002 | no | no |  |  | no |  |  | 1316481.028 | 15310942.372 |  | -1
node_1316869_28_15308250_144 |  |  | PQ | AN | 2771.281 | 8102002 | no | no |  |  | no |  |  | 1316869.28 | 15308250.144 |  | -1
node_8102002_200894262 |  |  | PQ | AN | 7199.557 | 8102002 | no | no |  |  | no |  |  | 1304498.804 | 15299764.116 |  | -1
node_8102002_200894266 |  |  | PQ | AN | 7199.557 | 8102002 | no | no |  |  | no |  |  | 1304107.722 | 15299859.596 |  | -1
node_8102002_200894270 |  |  | PQ | AN | 7199.557 | 8102002 | no | no |  |  | no |  |  | 1304456.559 | 15299460.158 |  | -1
node_8102002_200894274 |  |  | PQ | AN | 7199.557 | 8102002 | no | no |  |  | no |  |  | 1304291.773 | 15299338.071 |  | -1
node_8102002_200894277 |  |  | PQ | AN | 7199.557 | 8102002 | no | no |  |  | no |  |  | 1303993.795 | 15299399.655 |  | -1
node_8102002_200894281 |  |  | PQ | AN | 7199.557 | 8102002 | no | no |  |  | no |  |  | 1303793.144 | 15299410.662 |  | -1
node_8102002_200894284 |  |  | PQ | AN | 7199.557 | 8102002 | no | no |  |  | no |  |  | 1303607.574 | 15299720.701 |  | -1
node_8102002_200894287 |  |  | PQ | AN | 7199.557 | 8102002 | no | no |  |  | no |  |  | 1303774.276 | 15299948.509 |  | -1
node_8102002_200894309 |  |  | PQ | AN | 7199.557 | 8102002 | no | no |  |  | no |  |  | 1306768.701 | 15298675.345 |  | -1
node_8102002_200894312 |  |  | PQ | AN | 7199.557 | 8102002 | no | no |  |  | no |  |  | 1306729.391 | 15298415.91 |  | -1
node_8102002_200894314 |  |  | PQ | AN | 7199.557 | 8102002 | no | no |  |  | no |  |  | 1306703.845 | 15298223.043 |  | -1
node_8102002_200894317 |  |  | PQ | AN | 7199.557 | 8102002 | no | no |  |  | no |  |  | 1306748.331 | 15297953.126 |  | -1
node_8102002_200894432 |  |  | PQ | AN | 7199.557 | 8102002 | no | no |  |  | no |  |  | 1306041.715 | 15297826.544 |  | -1
node_8102002_200894437 |  |  | PQ | AN | 7199.557 | 8102002 | no | no |  |  | no |  |  | 1305786.961 | 15297774.734 |  | -1
node_8102002_200895566 |  |  | PQ | AD | 2771.281 | 8102002 | no | no |  |  | no |  |  | 1302501.181 | 15298757.909 |  | -1
node_8102002_200895567 |  |  | PQ | AD | 2771.281 | 8102002 | no | no |  |  | no |  |  | 1302737.412 | 15298719.375 |  | -1
node_8102002_200895568 |  |  | PQ | AN | 2771.281 | 8102002 | no | no |  |  | no |  |  | 1305686.211 | 15298130.69 |  | -1
node_8102002_200895570 |  |  | PQ | AN | 2771.281 | 8102002 | no | no |  |  | no |  |  | 1305934.448 | 15298170.364 |  | -1
node_8102002_200895571 |  |  | PQ | AN | 2771.281 | 8102002 | no | no |  |  | no |  |  | 1306100.689 | 15298197.168 |  | -1
node_8102002_200895572 |  |  | PQ | AD | 2771.281 | 8102002 | no | no |  |  | no |  |  | 1306266.351 | 15298361.806 |  | -1
node_8102002_200895574 |  |  | PQ | AN | 2771.281 | 8102002 | no | no |  |  | no |  |  | 1306389.56 | 15298536.555 |  | -1
node_8102002_200895576 |  |  | PQ | AD | 2771.281 | 8102002 | no | no |  |  | no |  |  | 1306493.588 | 15298700.581 |  | -1
node_8102002_200895577 |  |  | PQ | AD | 2771.281 | 8102002 | no | no |  |  | no |  |  | 1306587.79 | 15298847.902 |  | -1
node_8102002_200895578 |  |  | PQ | AN | 2771.281 | 8102002 | no | no |  |  | no |  |  | 1306688.24 | 15299017.24 |  | -1
node_8102002_200895579 |  |  | PQ | AD | 2771.281 | 8102002 | no | no |  |  | no |  |  | 1306796.996 | 15299184.188 |  | -1
node_8102002_200895580 |  |  | PQ | AN | 2771.281 | 8102002 | no | no |  |  | no |  |  | 1306849.326 | 15299317.612 |  | -1
node_8102002_200895582 |  |  | PQ | AN | 2771.281 | 8102002 | no | no |  |  | no |  |  | 1306983.4 | 15299529.454 |  | -1
node_8102002_200895583 |  |  | PQ | AD | 2771.281 | 8102002 | no | no |  |  | no |  |  | 1307123.44 | 15299727.962 |  | -1
node_8102002_200895584 |  |  | PQ | AN | 2771.281 | 8102002 | no | no |  |  | no |  |  | 1307276.781 | 15299963.794 |  | -1
node_8102002_200895585 |  |  | PQ | AD | 2771.281 | 8102002 | no | no |  |  | no |  |  | 1307361.91 | 15300107.305 |  | -1
node_8102002_200895586 |  |  | PQ | AN | 2771.281 | 8102002 | no | no |  |  | no |  |  | 1307483.671 | 15300302.477 |  | -1
node_8102002_200895588 |  |  | PQ | AN | 2771.281 | 8102002 | no | no |  |  | no |  |  | 1307684.544 | 15300642.362 |  | -1
node_8102002_200895589 |  |  | PQ | AD | 2771.281 | 8102002 | no | no |  |  | no |  |  | 1307762.054 | 15300783.148 |  | -1
node_8102002_200895591 |  |  | PQ | AN | 2771.281 | 8102002 | no | no |  |  | no |  |  | 1307846.178 | 15300916.885 |  | -1
node_8102002_200895592 |  |  | PQ | AN | 2771.281 | 8102002 | no | no |  |  | no |  |  | 1307941.342 | 15301069.626 |  | -1
node_8102002_200895593 |  |  | PQ | AN | 2771.281 | 8102002 | no | no |  |  | no |  |  | 1308042.356 | 15301222.781 |  | -1
node_8102002_200895594 |  |  | PQ | AN | 2771.281 | 8102002 | no | no |  |  | no |  |  | 1308154.18 | 15301396.852 |  | -1
node_8102002_200895595 |  |  | PQ | AD | 2771.281 | 8102002 | no | no |  |  | no |  |  | 1308123.142 | 15301431.704 |  | -1
node_8102002_200895596 |  |  | PQ | AN | 2771.281 | 8102002 | no | no |  |  | no |  |  | 1307879.549 | 15301622.41 |  | -1
node_8102002_200895598 |  |  | PQ | AN | 2771.281 | 8102002 | no | no |  |  | no |  |  | 1308411.217 | 15301636.591 |  | -1
node_8102002_200895599 |  |  | PQ | AD | 2771.281 | 8102002 | no | no |  |  | no |  |  | 1308619.441 | 15301599.131 |  | -1
node_8102002_200895600 |  |  | PQ | AN | 2771.281 | 8102002 | no | no |  |  | no |  |  | 1309046.441 | 15301415.598 |  | -1
node_8102002_200895601 |  |  | PQ | AD | 2771.281 | 8102002 | no | no |  |  | no |  |  | 1308507.522 | 15302027.215 |  | -1
node_8102002_200895602 |  |  | PQ | AN | 2771.281 | 8102002 | no | no |  |  | no |  |  | 1308721.046 | 15302357.399 |  | -1
node_8102002_200895603 |  |  | PQ | AN | 2771.281 | 8102002 | no | no |  |  | no |  |  | 1308876.613 | 15302615.148 |  | -1
node_8102002_200895605 |  |  | PQ | AN | 2771.281 | 8102002 | no | no |  |  | no |  |  | 1309056.735 | 15302896.851 |  | -1
node_8102002_200895607 |  |  | PQ | AD | 2771.281 | 8102002 | no | no |  |  | no |  |  | 1309271.359 | 15303189.593 |  | -1
node_8102002_200895608 |  |  | PQ | AD | 2771.281 | 8102002 | no | no |  |  | no |  |  | 1309458.514 | 15303534.702 |  | -1
node_8102002_200895609 |  |  | PQ | AD | 2771.281 | 8102002 | no | no |  |  | no |  |  | 1309578.98 | 15303704.713 |  | -1
node_8102002_200895610 |  |  | PQ | AD | 2771.281 | 8102002 | no | no |  |  | no |  |  | 1303420.509 | 15298610.06 |  | -1
node_8102002_200895611 |  |  | PQ | AD | 2771.281 | 8102002 | no | no |  |  | no |  |  | 1309663.65 | 15303896.557 |  | -1
node_8102002_200895612 |  |  | PQ | AD | 2771.281 | 8102002 | no | no |  |  | no |  |  | 1309860.537 | 15304122.811 |  | -1
node_8102002_200895613 |  |  | PQ | AN | 2771.281 | 8102002 | no | no |  |  | no |  |  | 1309954.102 | 15304292.792 |  | -1
node_8102002_200895614 |  |  | PQ | AD | 2771.281 | 8102002 | no | no |  |  | no |  |  | 1310074.089 | 15304614.494 |  | -1
node_8102002_200895615 |  |  | PQ | AD | 2771.281 | 8102002 | no | no |  |  | no |  |  | 1310227.962 | 15304963.986 |  | -1
node_8102002_200895616 |  |  | PQ | AD | 2771.281 | 8102002 | no | no |  |  | no |  |  | 1310339.008 | 15305258.981 |  | -1
node_8102002_200895617 |  |  | PQ | AN | 2771.281 | 8102002 | no | no |  |  | no |  |  | 1310457.641 | 15305599.512 |  | -1
node_8102002_200895618 |  |  | PQ | AD | 2771.281 | 8102002 | no | no |  |  | no |  |  | 1310410.995 | 15305508.049 |  | -1
node_8102002_200895619 |  |  | PQ | AN | 2771.281 | 8102002 | no | no |  |  | no |  |  | 1310243.034 | 15305540.475 |  | -1
node_8102002_200895620 |  |  | PQ | AD | 2771.281 | 8102002 | no | no |  |  | no |  |  | 1310481.708 | 15305909.151 |  | -1
node_8102002_200895621 |  |  | PQ | AD | 2771.281 | 8102002 | no | no |  |  | no |  |  | 1310490.163 | 15306063.208 |  | -1
node_8102002_200895624 |  |  | PQ | AD | 2771.281 | 8102002 | no | no |  |  | no |  |  | 1310477.045 | 15306188.503 |  | -1
node_8102002_200895625 |  |  | PQ | AN | 2771.281 | 8102002 | no | no |  |  | no |  |  | 1310479.755 | 15306435.741 |  | -1
node_8102002_200895627 |  |  | PQ | AD | 2771.281 | 8102002 | no | no |  |  | no |  |  | 1303724.535 | 15298536.387 |  | -1
node_8102002_200895628 |  |  | PQ | AN | 2771.281 | 8102002 | no | no |  |  | no |  |  | 1303633.003 | 15298410.967 |  | -1
node_8102002_200895629 |  |  | PQ | AD | 2771.281 | 8102002 | no | no |  |  | no |  |  | 1310585.86 | 15306735.919 |  | -1
node_8102002_200895630 |  |  | PQ | AN | 2771.281 | 8102002 | no | no |  |  | no |  |  | 1310615.005 | 15306827.393 |  | -1
node_8102002_200895631 |  |  | PQ | AD | 2771.281 | 8102002 | no | no |  |  | no |  |  | 1310709.768 | 15307026.269 |  | -1
node_8102002_200895632 |  |  | PQ | AN | 2771.281 | 8102002 | no | no |  |  | no |  |  | 1310744.253 | 15307194.142 |  | -1
node_8102002_200895633 |  |  | PQ | AD | 2771.281 | 8102002 | no | no |  |  | no |  |  | 1310830.363 | 15307371.466 |  | -1
node_8102002_200895634 |  |  | PQ | AD | 2771.281 | 8102002 | no | no |  |  | no |  |  | 1310973.594 | 15307696.086 |  | -1
node_8102002_200895635 |  |  | PQ | AD | 2771.281 | 8102002 | no | no |  |  | no |  |  | 1311082.922 | 15308014.462 |  | -1
node_8102002_200895636 |  |  | PQ | AN | 2771.281 | 8102002 | no | no |  |  | no |  |  | 1304038.293 | 15298481.052 |  | -1
node_8102002_200895638 |  |  | PQ | AN | 2771.281 | 8102002 | no | no |  |  | no |  |  | 1304336.059 | 15298421.88 |  | -1
node_8102002_200895639 |  |  | PQ | AN | 2771.281 | 8102002 | no | no |  |  | no |  |  | 1304623.666 | 15298367.606 |  | -1
node_8102002_200895640 |  |  | PQ | AD | 2771.281 | 8102002 | no | no |  |  | no |  |  | 1304834.306 | 15298316.908 |  | -1
node_8102002_200895641 |  |  | PQ | AN | 2771.281 | 8102002 | no | no |  |  | no |  |  | 1304972.43 | 15298290.161 |  | -1
node_8102002_200895642 |  |  | PQ | AN | 2771.281 | 8102002 | no | no |  |  | no |  |  | 1305229.024 | 15298235.595 |  | -1
node_8102002_200895643 |  |  | PQ | AN | 2771.281 | 8102002 | no | no |  |  | no |  |  | 1305413.478 | 15298190.436 |  | -1
node_8102002_200895702 |  |  | PQ | AN | 2771.281 | 8102002 | no | no |  |  | no |  |  | 1311630.678 | 15308451.68 |  | -1
node_8102002_200895703 |  |  | PQ | AD | 2771.281 | 8102002 | no | no |  |  | no |  |  | 1313480.189 | 15310450.164 |  | -1
node_8102002_200895706 |  |  | PQ | AN | 2771.281 | 8102002 | no | no |  |  | no |  |  | 1313533.303 | 15310636.943 |  | -1
node_8102002_200895707 |  |  | PQ | AD | 2771.281 | 8102002 | no | no |  |  | no |  |  | 1313601.849 | 15310935.656 |  | -1
node_8102002_200895708 |  |  | PQ | AN | 2771.281 | 8102002 | no | no |  |  | no |  |  | 1313662.8 | 15311228.832 |  | -1
node_8102002_200895709 |  |  | PQ | AD | 2771.281 | 8102002 | no | no |  |  | no |  |  | 1313698.503 | 15311395.883 |  | -1
node_8102002_200895710 |  |  | PQ | AD | 2771.281 | 8102002 | no | no |  |  | no |  |  | 1313736.039 | 15311516.37 |  | -1
node_8102002_200895712 |  |  | PQ | AD | 2771.281 | 8102002 | no | no |  |  | no |  |  | 1313798.954 | 15311819.604 |  | -1
node_8102002_200895713 |  |  | PQ | AD | 2771.281 | 8102002 | no | no |  |  | no |  |  | 1313926.455 | 15312405.809 |  | -1
node_8102002_200895714 |  |  | PQ | AD | 2771.281 | 8102002 | no | no |  |  | no |  |  | 1313991.851 | 15312600.022 |  | -1
node_8102002_200895716 |  |  | PQ | AD | 2771.281 | 8102002 | no | no |  |  | no |  |  | 1314109.605 | 15313107.237 |  | -1
node_8102002_200895717 |  |  | PQ | AD | 2771.281 | 8102002 | no | no |  |  | no |  |  | 1314189.55 | 15313477.682 |  | -1
node_8102002_200895718 |  |  | PQ | AN | 2771.281 | 8102002 | no | no |  |  | no |  |  | 1314264.521 | 15313850.012 |  | -1
node_8102002_200895719 |  |  | PQ | AD | 2771.281 | 8102002 | no | no |  |  | no |  |  | 1311797.765 | 15308590.644 |  | -1
node_8102002_200895727 |  |  | PQ | AD | 2771.281 | 8102002 | no | no |  |  | no |  |  | 1311995.194 | 15308749.201 |  | -1
node_8102002_200895736 |  |  | PQ | AD | 2771.281 | 8102002 | no | no |  |  | no |  |  | 1312307.645 | 15308939.157 |  | -1
node_8102002_200895737 |  |  | PQ | AD | 2771.281 | 8102002 | no | no |  |  | no |  |  | 1312556.909 | 15309116.133 |  | -1
node_8102002_200895739 |  |  | PQ | AD | 2771.281 | 8102002 | no | no |  |  | no |  |  | 1313018.853 | 15309528.994 |  | -1
node_8102002_200895740 |  |  | PQ | AN | 2771.281 | 8102002 | no | no |  |  | no |  |  | 1313234.893 | 15310020.689 |  | -1
node_8102002_200895741 |  |  | PQ | AN | 2771.281 | 8102002 | no | no |  |  | no |  |  | 1313390.568 | 15310271.401 |  | -1
node_8102002_200896930 |  |  | PQ | AD | 2771.281 | 8102002 | no | no |  |  | no |  |  | 1306012.121 | 15298257.768 |  | -1
node_8102002_200896931 |  |  | PQ | AN | 2771.281 | 8102002 | no | no |  |  | no |  |  | 1304861.589 | 15299452.159 |  | -1
node_8102002_200896932 |  |  | PQ | AD | 2771.281 | 8102002 | no | no |  |  | no |  |  | 1305885.609 | 15298467.663 |  | -1
node_8102002_200896934 |  |  | PQ | AN | 2771.281 | 8102002 | no | no |  |  | no |  |  | 1305762.508 | 15298658.797 |  | -1
node_8102002_200896935 |  |  | PQ | AD | 2771.281 | 8102002 | no | no |  |  | no |  |  | 1305636.071 | 15298816.207 |  | -1
node_8102002_200896936 |  |  | PQ | AD | 2771.281 | 8102002 | no | no |  |  | no |  |  | 1305513.097 | 15298965.15 |  | -1
node_8102002_200896937 |  |  | PQ | AD | 2771.281 | 8102002 | no | no |  |  | no |  |  | 1305265.892 | 15299017.755 |  | -1
node_8102002_200896938 |  |  | PQ | AN | 2771.281 | 8102002 | no | no |  |  | no |  |  | 1305118.652 | 15299062.397 |  | -1
node_8102002_200896939 |  |  | PQ | AD | 2771.281 | 8102002 | no | no |  |  | no |  |  | 1304974.451 | 15299110.803 |  | -1
node_8102002_200896941 |  |  | PQ | AD | 2771.281 | 8102002 | no | no |  |  | no |  |  | 1305593.064 | 15298670.167 |  | -1
node_8102002_200896942 |  |  | PQ | AD | 2771.281 | 8102002 | no | no |  |  | no |  |  | 1305391.672 | 15298700.83 |  | -1
node_8102002_200896943 |  |  | PQ | AN | 2771.281 | 8102002 | no | no |  |  | no |  |  | 1305200.613 | 15298749.985 |  | -1
node_8102002_200896966 |  |  | PQ | AN | 2771.281 | 8102002 | no | no |  |  | no |  |  | 1305716.956 | 15298964.741 |  | -1
node_8102002_200896967 |  |  | PQ | AD | 2771.281 | 8102002 | no | no |  |  | no |  |  | 1305869.087 | 15299061.358 |  | -1
node_8102002_200896968 |  |  | PQ | AN | 2771.281 | 8102002 | no | no |  |  | no |  |  | 1305931.568 | 15299133.643 |  | -1
node_8102002_200896969 |  |  | PQ | AD | 2771.281 | 8102002 | no | no |  |  | no |  |  | 1306044.26 | 15299303.974 |  | -1
node_8102002_200896971 |  |  | PQ | AN | 2771.281 | 8102002 | no | no |  |  | no |  |  | 1306135.998 | 15299450.194 |  | -1
node_8102002_200896972 |  |  | PQ | AD | 2771.281 | 8102002 | no | no |  |  | no |  |  | 1310438.722 | 15307483.345 |  | -1
node_8102002_200896973 |  |  | PQ | AN | 2771.281 | 8102002 | no | no |  |  | no |  |  | 1310250.997 | 15307102.42 |  | -1
node_8102002_200896974 |  |  | PQ | AD | 2771.281 | 8102002 | no | no |  |  | no |  |  | 1310312.426 | 15307527.817 |  | -1
node_8102002_200896975 |  |  | PQ | AD | 2771.281 | 8102002 | no | no |  |  | no |  |  | 1310037.477 | 15307711.427 |  | -1
node_8102002_200896976 |  |  | PQ | AD | 2771.281 | 8102002 | no | no |  |  | no |  |  | 1309686.552 | 15307721.221 |  | -1
node_8102002_200896977 |  |  | PQ | AN | 2771.281 | 8102002 | no | no |  |  | no |  |  | 1309599.458 | 15307745.158 |  | -1
node_8102002_200896978 |  |  | PQ | AN | 2771.281 | 8102002 | no | no |  |  | no |  |  | 1309628.354 | 15307934.661 |  | -1
node_8102002_200896980 |  |  | PQ | AD | 2771.281 | 8102002 | no | no |  |  | no |  |  | 1309651.745 | 15308093.937 |  | -1
node_8102002_200896981 |  |  | PQ | AD | 2771.281 | 8102002 | no | no |  |  | no |  |  | 1309704.713 | 15308446.051 |  | -1
node_8102002_200896982 |  |  | PQ | AN | 2771.281 | 8102002 | no | no |  |  | no |  |  | 1309785.847 | 15308803.937 |  | -1
node_8102002_200896983 |  |  | PQ | AD | 2771.281 | 8102002 | no | no |  |  | no |  |  | 1309955.279 | 15309056.559 |  | -1
node_8102002_200896984 |  |  | PQ | AD | 2771.281 | 8102002 | no | no |  |  | no |  |  | 1310114.563 | 15309310.038 |  | -1
node_8102002_200896985 |  |  | PQ | AD | 2771.281 | 8102002 | no | no |  |  | no |  |  | 1310195.235 | 15309744.173 |  | -1
node_8102002_200896986 |  |  | PQ | AN | 2771.281 | 8102002 | no | no |  |  | no |  |  | 1310260.457 | 15309577.793 |  | -1
node_8102002_200896988 |  |  | PQ | AN | 2771.281 | 8102002 | no | no |  |  | no |  |  | 1310365.386 | 15309220.79 |  | -1
node_8102002_200897035 |  |  | PQ | AN | 2771.281 | 8102002 | no | no |  |  | no |  |  | 1305963.22 | 15298592.286 |  | -1
node_8102002_200897036 |  |  | PQ | AD | 2771.281 | 8102002 | no | no |  |  | no |  |  | 1306040.191 | 15298710.217 |  | -1
node_8102002_200897037 |  |  | PQ | AN | 2771.281 | 8102002 | no | no |  |  | no |  |  | 1306144.084 | 15298876.966 |  | -1
node_8102002_200897038 |  |  | PQ | AD | 2771.281 | 8102002 | no | no |  |  | no |  |  | 1306244.711 | 15299051.173 |  | -1
node_8102002_200897039 |  |  | PQ | AD | 2771.281 | 8102002 | no | no |  |  | no |  |  | 1306367.331 | 15299215.948 |  | -1
node_8102002_200897040 |  |  | PQ | AN | 2771.281 | 8102002 | no | no |  |  | no |  |  | 1305858.095 | 15299418.301 |  | -1
node_8102002_200897041 |  |  | PQ | AN | 2771.281 | 8102002 | no | no |  |  | no |  |  | 1305617.287 | 15299463.763 |  | -1
node_8102002_200897042 |  |  | PQ | AN | 2771.281 | 8102002 | no | no |  |  | no |  |  | 1305382.718 | 15299509.86 |  | -1
node_8102002_200897043 |  |  | PQ | AN | 2771.281 | 8102002 | no | no |  |  | no |  |  | 1305153.016 | 15299557.698 |  | -1
node_8102002_200897044 |  |  | PQ | AD | 2771.281 | 8102002 | no | no |  |  | no |  |  | 1304916.283 | 15299608.454 |  | -1
node_8102002_200897045 |  |  | PQ | AN | 7199.557 | 8102002 | no | no |  |  | no |  |  | 1304682.619 | 15299650.957 |  | -1
node_8102002_200897069 |  |  | PQ | AD | 2771.281 | 8102002 | no | no |  |  | no |  |  | 1313539.86 | 15312133.462 |  | -1
node_8102002_200897070 |  |  | PQ | AN | 2771.281 | 8102002 | no | no |  |  | no |  |  | 1313471.767 | 15312261.23 |  | -1
node_8102002_200897073 |  |  | PQ | AN | 2771.281 | 8102002 | no | no |  |  | no |  |  | 1313320.798 | 15312465.656 |  | -1
node_8102002_200897074 |  |  | PQ | AD | 2771.281 | 8102002 | no | no |  |  | no |  |  | 1315629.077 | 15310579.856 |  | -1
node_8102002_200897075 |  |  | PQ | AD | 2771.281 | 8102002 | no | no |  |  | no |  |  | 1315749.582 | 15310363.311 |  | -1
node_8102002_200897076 |  |  | PQ | AD | 2771.281 | 8102002 | no | no |  |  | no |  |  | 1315913.244 | 15310124.056 |  | -1
node_8102002_200897077 |  |  | PQ | AD | 2771.281 | 8102002 | no | no |  |  | no |  |  | 1316042.233 | 15309908.615 |  | -1
node_8102002_200897078 |  |  | PQ | AD | 2771.281 | 8102002 | no | no |  |  | no |  |  | 1316186.886 | 15309921.874 |  | -1
node_8102002_200897079 |  |  | PQ | AN | 2771.281 | 8102002 | no | no |  |  | no |  |  | 1316265.054 | 15310240.565 |  | -1
node_8102002_200897081 |  |  | PQ | AN | 2771.281 | 8102002 | no | no |  |  | no |  |  | 1316359.427 | 15310590.171 |  | -1
node_8102002_200897082 |  |  | PQ | AN | 2771.281 | 8102002 | no | no |  |  | no |  |  | 1316439.073 | 15310938.771 |  | -1
node_8102002_200897084 |  |  | PQ | AN | 2771.281 | 8102002 | no | no |  |  | no |  |  | 1316225.282 | 15310070.236 |  | -1
node_8102002_200897085 |  |  | PQ | AD | 2771.281 | 8102002 | no | no |  |  | no |  |  | 1316419.813 | 15309367.205 |  | -1
node_8102002_200897086 |  |  | PQ | AD | 2771.281 | 8102002 | no | no |  |  | no |  |  | 1316624.76 | 15308893.365 |  | -1
node_8102002_200897087 |  |  | PQ | AD | 2771.281 | 8102002 | no | no |  |  | no |  |  | 1316806.594 | 15308403.951 |  | -1
node_8102002_200897088 |  |  | PQ | AN | 2771.281 | 8102002 | no | no |  |  | no |  |  | 1316858.158 | 15308275.056 |  | -1
node_8102002_200897089 |  |  | PQ | AD | 2771.281 | 8102002 | no | no |  |  | no |  |  | 1313853.134 | 15312062.927 |  | -1
node_8102002_200897092 |  |  | PQ | AD | 2771.281 | 8102002 | no | no |  |  | no |  |  | 1314534.152 | 15311847.671 |  | -1
node_8102002_200897093 |  |  | PQ | AN | 2771.281 | 8102002 | no | no |  |  | no |  |  | 1314723.603 | 15311659.637 |  | -1
node_8102002_200897094 |  |  | PQ | AN | 2771.281 | 8102002 | no | no |  |  | no |  |  | 1315012.216 | 15311483.782 |  | -1
node_8102002_200897095 |  |  | PQ | AN | 2771.281 | 8102002 | no | no |  |  | no |  |  | 1315211.497 | 15311243.188 |  | -1
node_8102002_200897096 |  |  | PQ | AD | 2771.281 | 8102002 | no | no |  |  | no |  |  | 1315290.744 | 15311072.484 |  | -1
node_8102002_200897097 |  |  | PQ | AN | 2771.281 | 8102002 | no | no |  |  | no |  |  | 1315467.275 | 15310838.687 |  | -1
node_8102002_200898806 |  |  | PQ | AN | 2771.281 | 8102002 | no | no |  |  | no |  |  | 1305792.843 | 15307408.599 |  | -1
node_8102002_200898807 |  |  | PQ | AD | 2771.281 | 8102002 | no | no |  |  | no |  |  | 1305672.577 | 15307420.743 |  | -1
node_8102002_200898808 |  |  | PQ | AN | 2771.281 | 8102002 | no | no |  |  | no |  |  | 1305541.203 | 15307442.313 |  | -1
node_8102002_200898867 |  |  | PQ | AN | 2771.281 | 8102002 | no | no |  |  | no |  |  | 1302013.3 | 15298505.788 |  | -1
node_8102002_200898868 |  |  | PQ | AN | 2771.281 | 8102002 | no | no |  |  | no |  |  | 1301677.335 | 15298392.314 |  | -1
node_8102002_200898870 |  |  | PQ | AD | 2771.281 | 8102002 | no | no |  |  | no |  |  | 1301476.022 | 15298323.141 |  | -1
node_8102002_200898871 |  |  | PQ | AD | 2771.281 | 8102002 | no | no |  |  | no |  |  | 1301253.624 | 15298304.022 |  | -1
node_8102002_200898872 |  |  | PQ | AD | 2771.281 | 8102002 | no | no |  |  | no |  |  | 1301213.842 | 15298566.325 |  | -1
node_8102002_200898873 |  |  | PQ | AN | 2771.281 | 8102002 | no | no |  |  | no |  |  | 1301589.658 | 15298599.232 |  | -1
node_8102002_200898874 |  |  | PQ | AD | 2771.281 | 8102002 | no | no |  |  | no |  |  | 1300881.591 | 15298792.796 |  | -1
node_8102002_200898875 |  |  | PQ | AN | 2771.281 | 8102002 | no | no |  |  | no |  |  | 1300652.032 | 15298952.29 |  | -1
node_8102002_200898876 |  |  | PQ | AN | 2771.281 | 8102002 | no | no |  |  | no |  |  | 1300627.799 | 15299121.746 |  | -1
node_8102002_200898977 |  |  | PQ | AN | 2771.281 | 8102002 | no | no |  |  | no |  |  | 1306219.202 | 15307152.293 |  | -1
node_8102002_200898979 |  |  | PQ | AN | 2771.281 | 8102002 | no | no |  |  | no |  |  | 1306248.195 | 15307367.373 |  | -1
node_8102002_200898980 |  |  | PQ | AN | 2771.281 | 8102002 | no | no |  |  | no |  |  | 1306377.111 | 15307803.116 |  | -1
node_8102002_200898982 |  |  | PQ | AN | 2771.281 | 8102002 | no | no |  |  | no |  |  | 1306379.006 | 15308055.217 |  | -1
node_8102002_200899034 |  |  | PQ | AN | 2771.281 | 8102002 | no | no |  |  | no |  |  | 1305385.348 | 15304748.891 |  | -1
node_8102002_200899035 |  |  | PQ | AN | 2771.281 | 8102002 | no | no |  |  | no |  |  | 1305052.981 | 15304800.214 |  | -1
node_8102002_200899098 |  |  | PQ | AD | 2771.281 | 8102002 | no | no |  |  | no |  |  | 1310118.489 | 15304541.03 |  | -1
node_8102002_200899099 |  |  | PQ | AD | 2771.281 | 8102002 | no | no |  |  | no |  |  | 1310476.282 | 15304469.563 |  | -1
node_8102002_200899100 |  |  | PQ | AD | 2771.281 | 8102002 | no | no |  |  | no |  |  | 1310812.512 | 15304413.967 |  | -1
node_8102002_200899101 |  |  | PQ | AD | 2771.281 | 8102002 | no | no |  |  | no |  |  | 1311150.546 | 15304356.71 |  | -1
node_8102002_200899102 |  |  | PQ | AN | 2771.281 | 8102002 | no | no |  |  | no |  |  | 1311476.973 | 15304305.722 |  | -1
node_8102002_200899103 |  |  | PQ | AD | 2771.281 | 8102002 | no | no |  |  | no |  |  | 1311763.078 | 15304255.263 |  | -1
node_8102002_200899104 |  |  | PQ | AN | 2771.281 | 8102002 | no | no |  |  | no |  |  | 1312060.567 | 15304202.407 |  | -1
node_8102002_200899482 |  |  | PQ | AD | 2771.281 | 8102002 | no | no |  |  | no |  |  | 1314392.798 | 15312950.96 |  | -1
node_8102002_200899483 |  |  | PQ | AD | 2771.281 | 8102002 | no | no |  |  | no |  |  | 1314740.819 | 15313159.446 |  | -1
node_8102002_200899484 |  |  | PQ | AD | 2771.281 | 8102002 | no | no |  |  | no |  |  | 1315077.125 | 15313249.399 |  | -1
node_8102002_200899485 |  |  | PQ | AN | 2771.281 | 8102002 | no | no |  |  | no |  |  | 1315335.408 | 15313248.442 |  | -1
node_8102002_200899486 |  |  | PQ | AN | 2771.281 | 8102002 | no | no |  |  | no |  |  | 1315633.108 | 15313276.692 |  | -1
node_8102002_200899487 |  |  | PQ | AD | 2771.281 | 8102002 | no | no |  |  | no |  |  | 1315722.646 | 15313346.935 |  | -1
node_8102002_200900165 |  |  | PQ | ABCD | 2771.281 | 8102002 | no | no |  |  | no |  |  | 1302207.412 | 15298659.092 |  | -1
node_8102002_200900166 |  |  | PQ | ABCN | 2771.281 | 8102002 | no | no |  |  | no |  |  | 1302347.568 | 15298780.097 |  | -1
node_8102002_200900167 |  |  | PQ | AD | 2771.281 | 8102002 | no | no |  |  | no |  |  | 1302494.204 | 15298908.846 |  | -1
node_8102002_200900168 |  |  | PQ | AD | 2771.281 | 8102002 | no | no |  |  | no |  |  | 1302636.521 | 15299020.055 |  | -1
node_8102002_200900170 |  |  | PQ | AN | 2771.281 | 8102002 | no | no |  |  | no |  |  | 1302780.596 | 15299180.757 |  | -1
node_8102002_200900171 |  |  | PQ | AD | 2771.281 | 8102002 | no | no |  |  | no |  |  | 1302943.114 | 15299360.164 |  | -1
node_8102002_200900172 |  |  | PQ | AD | 2771.281 | 8102002 | no | no |  |  | no |  |  | 1303032.289 | 15299470.171 |  | -1
node_8102002_200900173 |  |  | PQ | AD | 2771.281 | 8102002 | no | no |  |  | no |  |  | 1303115.488 | 15299395.516 |  | -1
node_8102002_200900174 |  |  | PQ | AN | 2771.281 | 8102002 | no | no |  |  | no |  |  | 1303310.407 | 15299194.592 |  | -1
node_8102002_200900176 |  |  | PQ | AD | 2771.281 | 8102002 | no | no |  |  | no |  |  | 1303213.165 | 15299676.19 |  | -1
node_8102002_200900177 |  |  | PQ | AD | 2771.281 | 8102002 | no | no |  |  | no |  |  | 1303388.435 | 15299878.418 |  | -1
node_8102002_200900178 |  |  | PQ | AD | 2771.281 | 8102002 | no | no |  |  | no |  |  | 1303559.77 | 15300071.568 |  | -1
node_8102002_200900179 |  |  | PQ | AD | 2771.281 | 8102002 | no | no |  |  | no |  |  | 1303755.424 | 15300296.793 |  | -1
node_8102002_200900180 |  |  | PQ | AD | 2771.281 | 8102002 | no | no |  |  | no |  |  | 1303927.861 | 15300495.983 |  | -1
node_8102002_200900181 |  |  | PQ | AD | 2771.281 | 8102002 | no | no |  |  | no |  |  | 1304090.335 | 15300680.528 |  | -1
node_8102002_200900182 |  |  | PQ | AN | 2771.281 | 8102002 | no | no |  |  | no |  |  | 1304258.097 | 15300871.134 |  | -1
node_8102002_200900184 |  |  | PQ | AN | 2771.281 | 8102002 | no | no |  |  | no |  |  | 1304420.031 | 15301063.226 |  | -1
node_8102002_200900186 |  |  | PQ | AD | 2771.281 | 8102002 | no | no |  |  | no |  |  | 1304529.325 | 15301068.337 |  | -1
node_8102002_200900187 |  |  | PQ | AD | 2771.281 | 8102002 | no | no |  |  | no |  |  | 1304694.278 | 15301204.461 |  | -1
node_8102002_200900188 |  |  | PQ | AN | 2771.281 | 8102002 | no | no |  |  | no |  |  | 1304866.395 | 15301347.089 |  | -1
node_8102002_200900191 |  |  | PQ | AD | 2771.281 | 8102002 | no | no |  |  | no |  |  | 1305103.397 | 15301628.088 |  | -1
node_8102002_200900193 |  |  | PQ | AN | 2771.281 | 8102002 | no | no |  |  | no |  |  | 1305136.792 | 15301823.566 |  | -1
node_8102002_200900194 |  |  | PQ | AD | 2771.281 | 8102002 | no | no |  |  | no |  |  | 1305176.85 | 15302012.576 |  | -1
node_8102002_200900195 |  |  | PQ | AN | 2771.281 | 8102002 | no | no |  |  | no |  |  | 1305217.042 | 15302210.131 |  | -1
node_8102002_200900196 |  |  | PQ | AD | 2771.281 | 8102002 | no | no |  |  | no |  |  | 1305251.792 | 15302397.955 |  | -1
node_8102002_200900197 |  |  | PQ | AD | 2771.281 | 8102002 | no | no |  |  | no |  |  | 1305291.045 | 15302589.751 |  | -1
node_8102002_200900201 |  |  | PQ | AN | 2771.281 | 8102002 | no | no |  |  | no |  |  | 1305417.637 | 15303241.445 |  | -1
node_8102002_200900202 |  |  | PQ | AD | 2771.281 | 8102002 | no | no |  |  | no |  |  | 1305449.899 | 15303402.008 |  | -1
node_8102002_200900203 |  |  | PQ | AD | 2771.281 | 8102002 | no | no |  |  | no |  |  | 1305496.161 | 15303626.258 |  | -1
node_8102002_200900204 |  |  | PQ | AD | 2771.281 | 8102002 | no | no |  |  | no |  |  | 1305520.055 | 15303750.716 |  | -1
node_8102002_200900205 |  |  | PQ | AD | 2771.281 | 8102002 | no | no |  |  | no |  |  | 1305537.634 | 15303844.009 |  | -1
node_8102002_200900206 |  |  | PQ | AN | 2771.281 | 8102002 | no | no |  |  | no |  |  | 1305595.698 | 15304113.398 |  | -1
node_8102002_200900207 |  |  | PQ | AN | 2771.281 | 8102002 | no | no |  |  | no |  |  | 1305641.914 | 15304336.815 |  | -1
node_8102002_200900208 |  |  | PQ | AD | 2771.281 | 8102002 | no | no |  |  | no |  |  | 1305688.255 | 15304577.473 |  | -1
node_8102002_200900209 |  |  | PQ | AD | 2771.281 | 8102002 | no | no |  |  | no |  |  | 1305713.477 | 15304697.091 |  | -1
node_8102002_200900210 |  |  | PQ | AN | 2771.281 | 8102002 | no | no |  |  | no |  |  | 1305745.526 | 15304887.696 |  | -1
node_8102002_200900211 |  |  | PQ | AD | 2771.281 | 8102002 | no | no |  |  | no |  |  | 1305786.367 | 15305093.677 |  | -1
node_8102002_200900212 |  |  | PQ | AD | 2771.281 | 8102002 | no | no |  |  | no |  |  | 1305804.005 | 15305337.154 |  | -1
node_8102002_200900214 |  |  | PQ | AN | 2771.281 | 8102002 | no | no |  |  | no |  |  | 1305837.591 | 15305522.774 |  | -1
node_8102002_200900215 |  |  | PQ | AD | 2771.281 | 8102002 | no | no |  |  | no |  |  | 1305862.781 | 15305695.628 |  | -1
node_8102002_200900217 |  |  | PQ | AN | 2771.281 | 8102002 | no | no |  |  | no |  |  | 1305884.674 | 15305895.322 |  | -1
node_8102002_200900218 |  |  | PQ | AD | 2771.281 | 8102002 | no | no |  |  | no |  |  | 1305574.727 | 15306188.932 |  | -1
node_8102002_200900219 |  |  | PQ | AN | 2771.281 | 8102002 | no | no |  |  | no |  |  | 1305519.566 | 15306191.629 |  | -1
node_8102002_200900220 |  |  | PQ | AN | 2771.281 | 8102002 | no | no |  |  | no |  |  | 1305374.613 | 15306172.012 |  | -1
node_8102002_200900221 |  |  | PQ | AD | 2771.281 | 8102002 | no | no |  |  | no |  |  | 1305362.525 | 15306151.736 |  | -1
node_8102002_200900223 |  |  | PQ | AD | 2771.281 | 8102002 | no | no |  |  | no |  |  | 1305895.567 | 15306083.808 |  | -1
node_8102002_200900225 |  |  | PQ | AN | 2771.281 | 8102002 | no | no |  |  | no |  |  | 1305957.02 | 15306688.972 |  | -1
node_8102002_200900226 |  |  | PQ | AN | 2771.281 | 8102002 | no | no |  |  | no |  |  | 1305992.98 | 15306967.004 |  | -1
node_8102002_200900227 |  |  | PQ | AN | 2771.281 | 8102002 | no | no |  |  | no |  |  | 1306011.655 | 15307325.542 |  | -1
node_8102002_200900228 |  |  | PQ | AD | 2771.281 | 8102002 | no | no |  |  | no |  |  | 1306022.762 | 15307366.342 |  | -1
node_8102002_200900229 |  |  | PQ | AD | 2771.281 | 8102002 | no | no |  |  | no |  |  | 1306196.624 | 15307869.989 |  | -1
node_8102002_200900230 |  |  | PQ | AD | 2771.281 | 8102002 | no | no |  |  | no |  |  | 1306291.092 | 15308062.649 |  | -1
node_8102002_200900231 |  |  | PQ | AN | 2771.281 | 8102002 | no | no |  |  | no |  |  | 1306024.248 | 15308164.851 |  | -1
node_8102002_200900232 |  |  | PQ | AD | 2771.281 | 8102002 | no | no |  |  | no |  |  | 1306352.282 | 15308294.044 |  | -1
node_8102002_200900233 |  |  | PQ | AN | 2771.281 | 8102002 | no | no |  |  | no |  |  | 1306548.513 | 15308889.409 |  | -1
node_8102002_200900234 |  |  | PQ | AN | 2771.281 | 8102002 | no | no |  |  | no |  |  | 1306761.575 | 15309166.161 |  | -1
node_8102002_200900235 |  |  | PQ | AN | 2771.281 | 8102002 | no | no |  |  | no |  |  | 1306994.279 | 15309478.928 |  | -1
node_8102002_200900237 |  |  | PQ | AN | 2771.281 | 8102002 | no | no |  |  | no |  |  | 1307293.925 | 15309832.145 |  | -1
node_8102002_200900239 |  |  | PQ | AN | 2771.281 | 8102002 | no | no |  |  | no |  |  | 1307468.689 | 15310072.797 |  | -1
node_8102002_200900241 |  |  | PQ | AD | 2771.281 | 8102002 | no | no |  |  | no |  |  | 1307644.213 | 15310313.155 |  | -1
node_8102002_200900242 |  |  | PQ | AN | 2771.281 | 8102002 | no | no |  |  | no |  |  | 1307473.119 | 15310362.717 |  | -1
node_8102002_200900243 |  |  | PQ | AD | 2771.281 | 8102002 | no | no |  |  | no |  |  | 1307807.307 | 15310516.491 |  | -1
node_8102002_200900244 |  |  | PQ | AD | 2771.281 | 8102002 | no | no |  |  | no |  |  | 1307644.639 | 15310575.928 |  | -1
node_8102002_200900245 |  |  | PQ | AD | 2771.281 | 8102002 | no | no |  |  | no |  |  | 1307446.031 | 15310754.081 |  | -1
node_8102002_200900246 |  |  | PQ | AN | 2771.281 | 8102002 | no | no |  |  | no |  |  | 1307174.884 | 15310856.804 |  | -1
node_8102002_200900247 |  |  | PQ | AN | 2771.281 | 8102002 | no | no |  |  | no |  |  | 1307892.655 | 15310637.567 |  | -1
node_8102002_200900249 |  |  | PQ | ABCD | 2771.281 | 8102002 | no | no |  |  | no |  |  | 1302201.945 | 15298350.784 |  | -1
node_8102002_200900250 |  |  | PQ | AD | 2771.281 | 8102002 | no | no |  |  | no |  |  | 1308089.633 | 15310888.855 |  | -1
node_8102002_200900251 |  |  | PQ | ABCD | 2771.281 | 8102002 | no | no |  |  | no |  |  | 1302207.615 | 15298501.683 |  | -1
node_8102002_200900252 |  |  | PQ | ABCN | 2771.281 | 8102002 | no | no |  |  | no |  |  | 1302201.165 | 15298606.85 |  | -1
node_8102002_200900254 |  |  | PQ | AD | 2771.281 | 8102002 | no | no |  |  | no |  |  | 1305450.57 | 15303720.815 |  | -1
node_8102002_200900255 |  |  | PQ | AN | 2771.281 | 8102002 | no | no |  |  | no |  |  | 1305208.157 | 15303612.608 |  | -1
node_8102002_200900257 |  |  | PQ | AD | 2771.281 | 8102002 | no | no |  |  | no |  |  | 1305027.039 | 15303448.462 |  | -1
node_8102002_200900258 |  |  | PQ | AD | 2771.281 | 8102002 | no | no |  |  | no |  |  | 1304862.359 | 15303439.518 |  | -1
node_8102002_200900259 |  |  | PQ | AN | 2771.281 | 8102002 | no | no |  |  | no |  |  | 1304713.131 | 15303311.655 |  | -1
node_8102002_200900260 |  |  | PQ | AN | 2771.281 | 8102002 | no | no |  |  | no |  |  | 1304463.06 | 15303094.145 |  | -1
node_8102002_200900261 |  |  | PQ | AD | 2771.281 | 8102002 | no | no |  |  | no |  |  | 1304243.134 | 15302910.941 |  | -1
node_8102002_200900262 |  |  | PQ | AN | 2771.281 | 8102002 | no | no |  |  | no |  |  | 1304024.63 | 15302733.455 |  | -1
node_8102002_200900263 |  |  | PQ | AN | 2771.281 | 8102002 | no | no |  |  | no |  |  | 1303799.42 | 15302542.888 |  | -1
node_8102002_200900265 |  |  | PQ | AN | 2771.281 | 8102002 | no | no |  |  | no |  |  | 1303589.882 | 15302387.915 |  | -1
node_8102002_200900266 |  |  | PQ | AN | 2771.281 | 8102002 | no | no |  |  | no |  |  | 1303343.638 | 15302249.295 |  | -1
node_8102002_200900267 |  |  | PQ | AN | 2771.281 | 8102002 | no | no |  |  | no |  |  | 1303076.297 | 15302104.533 |  | -1
node_8102002_200900268 |  |  | PQ | AN | 2771.281 | 8102002 | no | no |  |  | no |  |  | 1302851.257 | 15302206.086 |  | -1
node_8102002_200900269 |  |  | PQ | AN | 2771.281 | 8102002 | no | no |  |  | no |  |  | 1302612.648 | 15302243.618 |  | -1
node_8102002_200900271 |  |  | PQ | AN | 2771.281 | 8102002 | no | no |  |  | no |  |  | 1302433.417 | 15302281.567 |  | -1
node_8102002_200900272 |  |  | PQ | AN | 2771.281 | 8102002 | no | no |  |  | no |  |  | 1302243.299 | 15302317.958 |  | -1
node_8102002_200900275 |  |  | PQ | AN | 2771.281 | 8102002 | no | no |  |  | no |  |  | 1301915.46 | 15302373.613 |  | -1
node_8102002_200900276 |  |  | PQ | AD | 2771.281 | 8102002 | no | no |  |  | no |  |  | 1301691.422 | 15302382.973 |  | -1
node_8102002_200900277 |  |  | PQ | AN | 2771.281 | 8102002 | no | no |  |  | no |  |  | 1301731.959 | 15302153.997 |  | -1
node_8102002_200900278 |  |  | PQ | AD | 2771.281 | 8102002 | no | no |  |  | no |  |  | 1301369.28 | 15302354.264 |  | -1
node_8102002_200900279 |  |  | PQ | AN | 2771.281 | 8102002 | no | no |  |  | no |  |  | 1301117.624 | 15302298.883 |  | -1
node_8102002_200900281 |  |  | PQ | AN | 2771.281 | 8102002 | no | no |  |  | no |  |  | 1300828.411 | 15302207.5 |  | -1
node_8102002_200900282 |  |  | PQ | AN | 2771.281 | 8102002 | no | no |  |  | no |  |  | 1300563.384 | 15302125.071 |  | -1
node_8102002_200900284 |  |  | PQ | AN | 2771.281 | 8102002 | no | no |  |  | no |  |  | 1300277.79 | 15302034.226 |  | -1
node_8102002_200900285 |  |  | PQ | AN | 2771.281 | 8102002 | no | no |  |  | no |  |  | 1300369.891 | 15301893.839 |  | -1
node_8102002_200900286 |  |  | PQ | AN | 2771.281 | 8102002 | no | no |  |  | no |  |  | 1300000.44 | 15301823.105 |  | -1
node_8102002_200900288 |  |  | PQ | AD | 2771.281 | 8102002 | no | no |  |  | no |  |  | 1299783.005 | 15301622.308 |  | -1
node_8102002_200900289 |  |  | PQ | AD | 2771.281 | 8102002 | no | no |  |  | no |  |  | 1299625.808 | 15301401.417 |  | -1
node_8102002_200900290 |  |  | PQ | AD | 2771.281 | 8102002 | no | no |  |  | no |  |  | 1299406.368 | 15301289.146 |  | -1
node_8102002_200900291 |  |  | PQ | AN | 2771.281 | 8102002 | no | no |  |  | no |  |  | 1299304.3 | 15301454.01 |  | -1
node_8102002_200900652 |  |  | PQ | ABCD | 2771.281 | 8102002 | no | no |  |  | no |  |  | 1303423.405 | 15296419.39 |  | -1
node_8102002_200900653 |  |  | PQ | ABCD | 2771.281 | 8102002 | no | no |  |  | no |  |  | 1303602.648 | 15296326.794 |  | -1
node_8102002_200900654 |  |  | PQ | ABCD | 2771.281 | 8102002 | no | no |  |  | no |  |  | 1303721.64 | 15296269.069 |  | -1
node_8102002_200900655 |  |  | PQ | ABCN | 2771.281 | 8102002 | no | no |  |  | no |  |  | 1303772.439 | 15296234.449 |  | -1
node_8102002_200900656 |  |  | PQ | AD | 2771.281 | 8102002 | no | no |  |  | no |  |  | 1303907.572 | 15296400.973 |  | -1
node_8102002_200900657 |  |  | PQ | AD | 2771.281 | 8102002 | no | no |  |  | no |  |  | 1304013.167 | 15296547.594 |  | -1
node_8102002_200900658 |  |  | PQ | AN | 2771.281 | 8102002 | no | no |  |  | no |  |  | 1304126.37 | 15296726.489 |  | -1
node_8102002_200900660 |  |  | PQ | ABCD | 2771.281 | 8102002 | no | no |  |  | no |  |  | 1303978.218 | 15296144.463 |  | -1
node_8102002_200900661 |  |  | PQ | ABCD | 2771.281 | 8102002 | no | no |  |  | no |  |  | 1304147.935 | 15296063.516 |  | -1
node_8102002_200900662 |  |  | PQ | ABCD | 2771.281 | 8102002 | no | no |  |  | no |  |  | 1304372.557 | 15295963.086 |  | -1
node_8102002_200900663 |  |  | PQ | ABCD | 2771.281 | 8102002 | no | no |  |  | no |  |  | 1304605.571 | 15295876.339 |  | -1
node_8102002_200900664 |  |  | PQ | ABCN | 2771.281 | 8102002 | no | no |  |  | no |  |  | 1304841.731 | 15295755.828 |  | -1
node_8102002_200900666 |  |  | PQ | ABCN | 2771.281 | 8102002 | no | no |  |  | no |  |  | 1305085.205 | 15295660.188 |  | -1
node_8102002_200900668 |  |  | PQ | ABCD | 2771.281 | 8102002 | no | no |  |  | no |  |  | 1305323.61 | 15295552.773 |  | -1
node_8102002_200900670 |  |  | PQ | ABCD | 2771.281 | 8102002 | no | no |  |  | no |  |  | 1305554.809 | 15295540.035 |  | -1
node_8102002_200900671 |  |  | PQ | ABCD | 2771.281 | 8102002 | no | no |  |  | no |  |  | 1305812.301 | 15295514.343 |  | -1
node_8102002_200900672 |  |  | PQ | ABCN | 2771.281 | 8102002 | no | no |  |  | no |  |  | 1305822.815 | 15295435.479 |  | -1
node_8102002_200900673 |  |  | PQ | ABCD | 2771.281 | 8102002 | no | no |  |  | no |  |  | 1306022.873 | 15295508.338 |  | -1
node_8102002_200900674 |  |  | PQ | ABCD | 2771.281 | 8102002 | no | no |  |  | no |  |  | 1306209.827 | 15295550.582 |  | -1
node_8102002_200900675 |  |  | PQ | ABCD | 2771.281 | 8102002 | no | no |  |  | no |  |  | 1306388.698 | 15295604.129 |  | -1
node_8102002_200900676 |  |  | PQ | ABCD | 2771.281 | 8102002 | no | no |  |  | no |  |  | 1306592.909 | 15295693.107 |  | -1
node_8102002_200900677 |  |  | PQ | ABCD | 2771.281 | 8102002 | no | no |  |  | no |  |  | 1306651.95 | 15295720.552 |  | -1
node_8102002_200900678 |  |  | PQ | ABCD | 2771.281 | 8102002 | no | no |  |  | no |  |  | 1306800.582 | 15295790.622 |  | -1
node_8102002_200900679 |  |  | PQ | ABCD | 2771.281 | 8102002 | no | no |  |  | no |  |  | 1307008.539 | 15295892.217 |  | -1
node_8102002_200900680 |  |  | PQ | ABCN | 2771.281 | 8102002 | no | no |  |  | no |  |  | 1307204.722 | 15295988.709 |  | -1
node_8102002_200900681 |  |  | PQ | ABCD | 2771.281 | 8102002 | no | no |  |  | no |  |  | 1307379.991 | 15296074.732 |  | -1
node_8102002_200900682 |  |  | PQ | ABCN | 2771.281 | 8102002 | no | no |  |  | no |  |  | 1307420.588 | 15296005.887 |  | -1
node_8102002_200900684 |  |  | PQ | ABCN | 2771.281 | 8102002 | no | no |  |  | no |  |  | 1307767.86 | 15296234.398 |  | -1
node_8102002_200900687 |  |  | PQ | ABCD | 2771.281 | 8102002 | no | no |  |  | no |  |  | 1307853.727 | 15296356.253 |  | -1
node_8102002_200900688 |  |  | PQ | ABCD | 2771.281 | 8102002 | no | no |  |  | no |  |  | 1307882.48 | 15296468.015 |  | -1
node_8102002_200901701 |  |  | PQ | ABCN | 2771.281 | 8102002 | no | no |  |  | no |  |  | 1298527.151 | 15295374.1 |  | -1
node_8102002_200901702 |  |  | PQ | ABCN | 2771.281 | 8102002 | no | no |  |  | no |  |  | 1298557.764 | 15295327.494 |  | -1
node_8102002_200901703 |  |  | PQ | ABCD | 2771.281 | 8102002 | no | no |  |  | no |  |  | 1298641.564 | 15295190.308 |  | -1
node_8102002_200901798 |  |  | PQ | AN | 2771.281 | 8102002 | no | no |  |  | no |  |  | 1299180.015 | 15297343.719 |  | -1
node_8102002_200901799 |  |  | PQ | AD | 2771.281 | 8102002 | no | no |  |  | no |  |  | 1299046.636 | 15297337.354 |  | -1
node_8102002_200901800 |  |  | PQ | AD | 2771.281 | 8102002 | no | no |  |  | no |  |  | 1298928.724 | 15297322.906 |  | -1
node_8102002_200901801 |  |  | PQ | AN | 2771.281 | 8102002 | no | no |  |  | no |  |  | 1298804.327 | 15297305.795 |  | -1
node_8102002_200901805 |  |  | PQ | AD | 2771.281 | 8102002 | no | no |  |  | no |  |  | 1298684.537 | 15297288.099 |  | -1
node_8102002_200901806 |  |  | PQ | ABCN | 2771.281 | 8102002 | no | no |  |  | no |  |  | 1298578.579 | 15297262.394 |  | -1
node_8102002_200901807 |  |  | PQ | ABCD | 2771.281 | 8102002 | no | no |  |  | no |  |  | 1298467.548 | 15297246.356 |  | -1
node_8102002_200901809 |  |  | PQ | AD | 2771.281 | 8102002 | no | no |  |  | no |  |  | 1298361.77 | 15297244.512 |  | -1
node_8102002_200901811 |  |  | PQ | AD | 2771.281 | 8102002 | no | no |  |  | no |  |  | 1298250.311 | 15297236.985 |  | -1
node_8102002_200901812 |  |  | PQ | AN | 2771.281 | 8102002 | no | no |  |  | no |  |  | 1298137.594 | 15297225.388 |  | -1
node_8102002_200901825 |  |  | PQ | AN | 2771.281 | 8102002 | no | no |  |  | no |  |  | 1299850.103 | 15297300.599 |  | -1
node_8102002_200901827 |  |  | PQ | ABCD | 2771.281 | 8102002 | no | no |  |  | no |  |  | 1302229.617 | 15296896.944 |  | -1
node_8102002_200901828 |  |  | PQ | ABCD | 2771.281 | 8102002 | no | no |  |  | no |  |  | 1302243.711 | 15297004.441 |  | -1
node_8102002_200901829 |  |  | PQ | ABCN | 2771.281 | 8102002 | no | no |  |  | no |  |  | 1302262.196 | 15297105.472 |  | -1
node_8102002_200901856 |  |  | PQ | AD | 2771.281 | 8102002 | no | no |  |  | no |  |  | 1298355.931 | 15296986.344 |  | -1
node_8102002_200901857 |  |  | PQ | AD | 2771.281 | 8102002 | no | no |  |  | no |  |  | 1298453.501 | 15297044.195 |  | -1
node_8102002_200901858 |  |  | PQ | ABCD | 2771.281 | 8102002 | no | no |  |  | no |  |  | 1298558.74 | 15297119.557 |  | -1
node_8102002_200901862 |  |  | PQ | AN | 2771.281 | 8102002 | no | no |  |  | no |  |  | 1298500.81 | 15296738.018 |  | -1
node_8102002_200901863 |  |  | PQ | AD | 2771.281 | 8102002 | no | no |  |  | no |  |  | 1298460.336 | 15296824.074 |  | -1
node_8102002_200901864 |  |  | PQ | AD | 2771.281 | 8102002 | no | no |  |  | no |  |  | 1298405.108 | 15296913.183 |  | -1
node_8102002_200901865 |  |  | PQ | AD | 2771.281 | 8102002 | no | no |  |  | no |  |  | 1298375.636 | 15296964.663 |  | -1
node_8102002_200901867 |  |  | PQ | ABCD | 2771.281 | 8102002 | no | no |  |  | no |  |  | 1299348.846 | 15295571.172 |  | -1
node_8102002_200901868 |  |  | PQ | ABCD | 2771.281 | 8102002 | no | no |  |  | no |  |  | 1299429.143 | 15295620.932 |  | -1
node_8102002_200901869 |  |  | PQ | AD | 2771.281 | 8102002 | no | no |  |  | no |  |  | 1299539.858 | 15295706.578 |  | -1
node_8102002_200901870 |  |  | PQ | AN | 2771.281 | 8102002 | no | no |  |  | no |  |  | 1299683.134 | 15295795.732 |  | -1
node_8102002_200901872 |  |  | PQ | AD | 2771.281 | 8102002 | no | no |  |  | no |  |  | 1299788.473 | 15295858.575 |  | -1
node_8102002_200901874 |  |  | PQ | AD | 2771.281 | 8102002 | no | no |  |  | no |  |  | 1299877.887 | 15295920.928 |  | -1
node_8102002_200901875 |  |  | PQ | AN | 2771.281 | 8102002 | no | no |  |  | no |  |  | 1299960.35 | 15295969.643 |  | -1
node_8102002_200901877 |  |  | PQ | AD | 2771.281 | 8102002 | no | no |  |  | no |  |  | 1300055.555 | 15296036.238 |  | -1
node_8102002_200901878 |  |  | PQ | AD | 2771.281 | 8102002 | no | no |  |  | no |  |  | 1300121.514 | 15296072.585 |  | -1
node_8102002_200901880 |  |  | PQ | AN | 2771.281 | 8102002 | no | no |  |  | no |  |  | 1300220.441 | 15296141.249 |  | -1
node_8102002_200901882 |  |  | PQ | AN | 2771.281 | 8102002 | no | no |  |  | no |  |  | 1300430.413 | 15296282.73 |  | -1
node_8102002_200901883 |  |  | PQ | AN | 2771.281 | 8102002 | no | no |  |  | no |  |  | 1300525.321 | 15296336.935 |  | -1
node_8102002_200901884 |  |  | PQ | AD | 2771.281 | 8102002 | no | no |  |  | no |  |  | 1300582.247 | 15296378.919 |  | -1
node_8102002_200901885 |  |  | PQ | AD | 2771.281 | 8102002 | no | no |  |  | no |  |  | 1300693.358 | 15296447.202 |  | -1
node_8102002_200901886 |  |  | PQ | ABCD | 2771.281 | 8102002 | no | no |  |  | no |  |  | 1300785.745 | 15296504.254 |  | -1
node_8102002_200901887 |  |  | PQ | ABCD | 2771.281 | 8102002 | no | no |  |  | no |  |  | 1300849.366 | 15296542.58 |  | -1
node_8102002_200901889 |  |  | PQ | ABCN | 2771.281 | 8102002 | no | no |  |  | no |  |  | 1300918.431 | 15296551.919 |  | -1
node_8102002_200901891 |  |  | PQ | ABCD | 2771.281 | 8102002 | no | no |  |  | no |  |  | 1301002.699 | 15296525.136 |  | -1
node_8102002_200901894 |  |  | PQ | ABCN | 2771.281 | 8102002 | no | no |  |  | no |  |  | 1298662.211 | 15295110.625 |  | -1
node_8102002_200901895 |  |  | PQ | ABCD | 2771.281 | 8102002 | no | no |  |  | no |  |  | 1301089.65 | 15296499.4 |  | -1
node_8102002_200901896 |  |  | PQ | ABCD | 2771.281 | 8102002 | no | no |  |  | no |  |  | 1301181.622 | 15296458.389 |  | -1
node_8102002_200901897 |  |  | PQ | ABCD | 2771.281 | 8102002 | no | no |  |  | no |  |  | 1301295.907 | 15296412.611 |  | -1
node_8102002_200901901 |  |  | PQ | ABCD | 2771.281 | 8102002 | no | no |  |  | no |  |  | 1301542.995 | 15296300.566 |  | -1
node_8102002_200901902 |  |  | PQ | ABCN | 2771.281 | 8102002 | no | no |  |  | no |  |  | 1301566.222 | 15296224.716 |  | -1
node_8102002_200901904 |  |  | PQ | ABCN | 2771.281 | 8102002 | no | no |  |  | no |  |  | 1301821.764 | 15296180.922 |  | -1
node_8102002_200901905 |  |  | PQ | ABCD | 2771.281 | 8102002 | no | no |  |  | no |  |  | 1301828.89 | 15296141.017 |  | -1
node_8102002_200901906 |  |  | PQ | ABCN | 2771.281 | 8102002 | no | no |  |  | no |  |  | 1301770.427 | 15296023.568 |  | -1
node_8102002_200901908 |  |  | PQ | ABCD | 2771.281 | 8102002 | no | no |  |  | no |  |  | 1301934.115 | 15296106.767 |  | -1
node_8102002_200901913 |  |  | PQ | ABCN | 2771.281 | 8102002 | no | no |  |  | no |  |  | 1298734.051 | 15295158.225 |  | -1
node_8102002_200901921 |  |  | PQ | ABCD | 2771.281 | 8102002 | no | no |  |  | no |  |  | 1298831.743 | 15295224.892 |  | -1
node_8102002_200901922 |  |  | PQ | ABCD | 2771.281 | 8102002 | no | no |  |  | no |  |  | 1298891.068 | 15295269.376 |  | -1
node_8102002_200901923 |  |  | PQ | ABCD | 2771.281 | 8102002 | no | no |  |  | no |  |  | 1299003.153 | 15295342.038 |  | -1
node_8102002_200901925 |  |  | PQ | ABCN | 2771.281 | 8102002 | no | no |  |  | no |  |  | 1299115.592 | 15295414.91 |  | -1
node_8102002_200901926 |  |  | PQ | ABCD | 2771.281 | 8102002 | no | no |  |  | no |  |  | 1299256.971 | 15295512.752 |  | -1
node_8102002_200901955 |  |  | PQ | AD | 2771.281 | 8102002 | no | no |  |  | no |  |  | 1301351.983 | 15296681.126 |  | -1
node_8102002_200901956 |  |  | PQ | AD | 2771.281 | 8102002 | no | no |  |  | no |  |  | 1301349.219 | 15296767.697 |  | -1
node_8102002_200901957 |  |  | PQ | AN | 2771.281 | 8102002 | no | no |  |  | no |  |  | 1301353.855 | 15296884.51 |  | -1
node_8102002_200901986 |  |  | PQ | ABCN | 2771.281 | 8102002 | no | no |  |  | no |  |  | 1299127.285 | 15296779.314 |  | -1
node_8102002_200901995 |  |  | PQ | ABCD | 2771.281 | 8102002 | no | no |  |  | no |  |  | 1300742.772 | 15296571.081 |  | -1
node_8102002_200901996 |  |  | PQ | ABCD | 2771.281 | 8102002 | no | no |  |  | no |  |  | 1300688.555 | 15296656.909 |  | -1
node_8102002_200901997 |  |  | PQ | ABCD | 2771.281 | 8102002 | no | no |  |  | no |  |  | 1300629.559 | 15296739.874 |  | -1
node_8102002_200901998 |  |  | PQ | ABCN | 2771.281 | 8102002 | no | no |  |  | no |  |  | 1300594.719 | 15296802.469 |  | -1
node_8102002_200901999 |  |  | PQ | ABCD | 2771.281 | 8102002 | no | no |  |  | no |  |  | 1300562.261 | 15296852.612 |  | -1
node_8102002_200902000 |  |  | PQ | ABCD | 2771.281 | 8102002 | no | no |  |  | no |  |  | 1300486.723 | 15296962.342 |  | -1
node_8102002_200902062 |  |  | PQ | ABCD | 2771.281 | 8102002 | no | no |  |  | no |  |  | 1298848.44 | 15295955.921 |  | -1
node_8102002_200902063 |  |  | PQ | ABCN | 2771.281 | 8102002 | no | no |  |  | no |  |  | 1298913.222 | 15295996.354 |  | -1
node_8102002_200902064 |  |  | PQ | ABCD | 2771.281 | 8102002 | no | no |  |  | no |  |  | 1299021.822 | 15296070.675 |  | -1
node_8102002_200902065 |  |  | PQ | ABCD | 2771.281 | 8102002 | no | no |  |  | no |  |  | 1299110.476 | 15296130.438 |  | -1
node_8102002_200902066 |  |  | PQ | ABCN | 2771.281 | 8102002 | no | no |  |  | no |  |  | 1299202.275 | 15296188.681 |  | -1
node_8102002_200902067 |  |  | PQ | ABCN | 2771.281 | 8102002 | no | no |  |  | no |  |  | 1299311.665 | 15296261.326 |  | -1
node_8102002_200902068 |  |  | PQ | ABCD | 2771.281 | 8102002 | no | no |  |  | no |  |  | 1299370.239 | 15296310.428 |  | -1
node_8102002_200902069 |  |  | PQ | ABCD | 2771.281 | 8102002 | no | no |  |  | no |  |  | 1299466.959 | 15296364.035 |  | -1
node_8102002_200902070 |  |  | PQ | ABCD | 2771.281 | 8102002 | no | no |  |  | no |  |  | 1299571.122 | 15296439.717 |  | -1
node_8102002_200902071 |  |  | PQ | ABCN | 2771.281 | 8102002 | no | no |  |  | no |  |  | 1299626.094 | 15296473.281 |  | -1
node_8102002_200902074 |  |  | PQ | ABCD | 2771.281 | 8102002 | no | no |  |  | no |  |  | 1299700.529 | 15296525.122 |  | -1
node_8102002_200902075 |  |  | PQ | ABCD | 2771.281 | 8102002 | no | no |  |  | no |  |  | 1299792.888 | 15296588.253 |  | -1
node_8102002_200902076 |  |  | PQ | ABCD | 2771.281 | 8102002 | no | no |  |  | no |  |  | 1299894.287 | 15296659.438 |  | -1
node_8102002_200902077 |  |  | PQ | ABCN | 2771.281 | 8102002 | no | no |  |  | no |  |  | 1299958.851 | 15296695.972 |  | -1
node_8102002_200902078 |  |  | PQ | ABCD | 2771.281 | 8102002 | no | no |  |  | no |  |  | 1300026.559 | 15296728.073 |  | -1
node_8102002_200902079 |  |  | PQ | ABCD | 2771.281 | 8102002 | no | no |  |  | no |  |  | 1300109.158 | 15296797.538 |  | -1
node_8102002_200902080 |  |  | PQ | ABCN | 2771.281 | 8102002 | no | no |  |  | no |  |  | 1300169.363 | 15296837.625 |  | -1
node_8102002_200902081 |  |  | PQ | ABCD | 2771.281 | 8102002 | no | no |  |  | no |  |  | 1300263.781 | 15296899.777 |  | -1
node_8102002_200902082 |  |  | PQ | ABCD | 2771.281 | 8102002 | no | no |  |  | no |  |  | 1300370.299 | 15296966.557 |  | -1
node_8102002_200902083 |  |  | PQ | ABCD | 2771.281 | 8102002 | no | no |  |  | no |  |  | 1300446.418 | 15297005.985 |  | -1
node_8102002_200902088 |  |  | PQ | ABCD | 2771.281 | 8102002 | no | no |  |  | no |  |  | 1300486.598 | 15297029.25 |  | -1
node_8102002_200902089 |  |  | PQ | ABCD | 2771.281 | 8102002 | no | no |  |  | no |  |  | 1300566.732 | 15297080.338 |  | -1
node_8102002_200902090 |  |  | PQ | ABCN | 2771.281 | 8102002 | no | no |  |  | no |  |  | 1300666.333 | 15297128.896 |  | -1
node_8102002_200902091 |  |  | PQ | ABCD | 2771.281 | 8102002 | no | no |  |  | no |  |  | 1300748.031 | 15297168.948 |  | -1
node_8102002_200902093 |  |  | PQ | ABCD | 2771.281 | 8102002 | no | no |  |  | no |  |  | 1300869.705 | 15297195.401 |  | -1
node_8102002_200902094 |  |  | PQ | ABCN | 2771.281 | 8102002 | no | no |  |  | no |  |  | 1300945.535 | 15297225.143 |  | -1
node_8102002_200902096 |  |  | PQ | ABCD | 2771.281 | 8102002 | no | no |  |  | no |  |  | 1300992.601 | 15297228.415 |  | -1
node_8102002_200902097 |  |  | PQ | ABCN | 2771.281 | 8102002 | no | no |  |  | no |  |  | 1301100.284 | 15297228.521 |  | -1
node_8102002_200902099 |  |  | PQ | ABCN | 2771.281 | 8102002 | no | no |  |  | no |  |  | 1301186.54 | 15297227.693 |  | -1
node_8102002_200902103 |  |  | PQ | ABCN | 2771.281 | 8102002 | no | no |  |  | no |  |  | 1298358.109 | 15295642.619 |  | -1
node_8102002_200902106 |  |  | PQ | ABCN | 2771.281 | 8102002 | no | no |  |  | no |  |  | 1301588.938 | 15297226.082 |  | -1
node_8102002_200902112 |  |  | PQ | ABCD | 2771.281 | 8102002 | no | no |  |  | no |  |  | 1301828.025 | 15297217.813 |  | -1
node_8102002_200902113 |  |  | PQ | ABCD | 2771.281 | 8102002 | no | no |  |  | no |  |  | 1301908.876 | 15297214.271 |  | -1
node_8102002_200902114 |  |  | PQ | ABCN | 2771.281 | 8102002 | no | no |  |  | no |  |  | 1302026.179 | 15297216.674 |  | -1
node_8102002_200902115 |  |  | PQ | ABCD | 2771.281 | 8102002 | no | no |  |  | no |  |  | 1302187.965 | 15297214.143 |  | -1
node_8102002_200902116 |  |  | PQ | ABCD | 2771.281 | 8102002 | no | no |  |  | no |  |  | 1302282.948 | 15297210.277 |  | -1
node_8102002_200902117 |  |  | PQ | ABCD | 2771.281 | 8102002 | no | no |  |  | no |  |  | 1298449.379 | 15295702.376 |  | -1
node_8102002_200902118 |  |  | PQ | ABCD | 2771.281 | 8102002 | no | no |  |  | no |  |  | 1302367.618 | 15297190.275 |  | -1
node_8102002_200902119 |  |  | PQ | ABCN | 2771.281 | 8102002 | no | no |  |  | no |  |  | 1302383.162 | 15297223.426 |  | -1
node_8102002_200902123 |  |  | PQ | AN | 2771.281 | 8102002 | no | no |  |  | no |  |  | 1302850.07 | 15297097.765 |  | -1
node_8102002_200902126 |  |  | PQ | AD | 2771.281 | 8102002 | no | no |  |  | no |  |  | 1302986.014 | 15297066.435 |  | -1
node_8102002_200902134 |  |  | PQ | ABCN | 2771.281 | 8102002 | no | no |  |  | no |  |  | 1298716.482 | 15295876.172 |  | -1
node_8102002_200902135 |  |  | PQ | ABCD | 2771.281 | 8102002 | no | no |  |  | no |  |  | 1298792.657 | 15295917.521 |  | -1
node_8102002_200902305 |  |  | PQ | ABCD | 2771.281 | 8102002 | no | no |  |  | no |  |  | 1299352.241 | 15295745.335 |  | -1
node_8102002_200902306 |  |  | PQ | ABCD | 2771.281 | 8102002 | no | no |  |  | no |  |  | 1298768.369 | 15296706.878 |  | -1
node_8102002_200902307 |  |  | PQ | ABCD | 2771.281 | 8102002 | no | no |  |  | no |  |  | 1298710.083 | 15296819.1 |  | -1
node_8102002_200902308 |  |  | PQ | ABCD | 2771.281 | 8102002 | no | no |  |  | no |  |  | 1298664.606 | 15296882.594 |  | -1
node_8102002_200902309 |  |  | PQ | ABCN | 2771.281 | 8102002 | no | no |  |  | no |  |  | 1298611.63 | 15296970.838 |  | -1
node_8102002_200902310 |  |  | PQ | ABCD | 2771.281 | 8102002 | no | no |  |  | no |  |  | 1298556.053 | 15297070.058 |  | -1
node_8102002_200902312 |  |  | PQ | ABCN | 2771.281 | 8102002 | no | no |  |  | no |  |  | 1299298.316 | 15295832.472 |  | -1
node_8102002_200902313 |  |  | PQ | ABCD | 2771.281 | 8102002 | no | no |  |  | no |  |  | 1299238.581 | 15295933.177 |  | -1
node_8102002_200902314 |  |  | PQ | ABCD | 2771.281 | 8102002 | no | no |  |  | no |  |  | 1299175.656 | 15296036.486 |  | -1
node_8102002_200902315 |  |  | PQ | ABCD | 2771.281 | 8102002 | no | no |  |  | no |  |  | 1299071.16 | 15296199.68 |  | -1
node_8102002_200902316 |  |  | PQ | ABCN | 2771.281 | 8102002 | no | no |  |  | no |  |  | 1299027.064 | 15296265.297 |  | -1
node_8102002_200902317 |  |  | PQ | ABCD | 2771.281 | 8102002 | no | no |  |  | no |  |  | 1298955.558 | 15296404.673 |  | -1
node_8102002_200902318 |  |  | PQ | ABCD | 2771.281 | 8102002 | no | no |  |  | no |  |  | 1298876.8 | 15296545.612 |  | -1
node_8102002_200902319 |  |  | PQ | ABCN | 2771.281 | 8102002 | no | no |  |  | no |  |  | 1298814.684 | 15296621.999 |  | -1
node_8102002_200902333 |  |  | PQ | AN | 2771.281 | 8102002 | no | no |  |  | no |  |  | 1301289.114 | 15297659.064 |  | -1
node_8102002_200902334 |  |  | PQ | AD | 2771.281 | 8102002 | no | no |  |  | no |  |  | 1301082.028 | 15297678.831 |  | -1
node_8102002_200902336 |  |  | PQ | AD | 2771.281 | 8102002 | no | no |  |  | no |  |  | 1300902.491 | 15297677.169 |  | -1
node_8102002_200902342 |  |  | PQ | AD | 2771.281 | 8102002 | no | no |  |  | no |  |  | 1300736.142 | 15297674.249 |  | -1
node_8102002_200902343 |  |  | PQ | AN | 2771.281 | 8102002 | no | no |  |  | no |  |  | 1300619.745 | 15297663.186 |  | -1
node_8102002_200902345 |  |  | PQ | AD | 2771.281 | 8102002 | no | no |  |  | no |  |  | 1300493.698 | 15297659.932 |  | -1
node_8102002_200902346 |  |  | PQ | AN | 2771.281 | 8102002 | no | no |  |  | no |  |  | 1300361.892 | 15297651.316 |  | -1
node_8102002_200902347 |  |  | PQ | AD | 2771.281 | 8102002 | no | no |  |  | no |  |  | 1300251.208 | 15297653.114 |  | -1
node_8102002_200902349 |  |  | PQ | AD | 2771.281 | 8102002 | no | no |  |  | no |  |  | 1300115.513 | 15297647.282 |  | -1
node_8102002_200902350 |  |  | PQ | AD | 2771.281 | 8102002 | no | no |  |  | no |  |  | 1300036.836 | 15297645.808 |  | -1
node_8102002_200902351 |  |  | PQ | AN | 2771.281 | 8102002 | no | no |  |  | no |  |  | 1299929.741 | 15297643.191 |  | -1
node_8102002_200902447 |  |  | PQ | ABCD | 2771.281 | 8102002 | no | no |  |  | no |  |  | 1298899.037 | 15296601.92 |  | -1
node_8102002_200902448 |  |  | PQ | ABCD | 2771.281 | 8102002 | no | no |  |  | no |  |  | 1298954.398 | 15296628.76 |  | -1
node_8102002_200902449 |  |  | PQ | ABCD | 2771.281 | 8102002 | no | no |  |  | no |  |  | 1299044.625 | 15296687.409 |  | -1
node_8102002_200902450 |  |  | PQ | ABCD | 2771.281 | 8102002 | no | no |  |  | no |  |  | 1299139.109 | 15296751.321 |  | -1
node_8102002_200902451 |  |  | PQ | AD | 2771.281 | 8102002 | no | no |  |  | no |  |  | 1299222.716 | 15296795.764 |  | -1
node_8102002_200902452 |  |  | PQ | AD | 2771.281 | 8102002 | no | no |  |  | no |  |  | 1299269.697 | 15296825.504 |  | -1
node_8102002_200902453 |  |  | PQ | AD | 2771.281 | 8102002 | no | no |  |  | no |  |  | 1299354.078 | 15296878.014 |  | -1
node_8102002_200902454 |  |  | PQ | AD | 2771.281 | 8102002 | no | no |  |  | no |  |  | 1299430.328 | 15296933.36 |  | -1
node_8102002_200902455 |  |  | PQ | AN | 2771.281 | 8102002 | no | no |  |  | no |  |  | 1299519.912 | 15296974.913 |  | -1
node_8102002_200902456 |  |  | PQ | AD | 2771.281 | 8102002 | no | no |  |  | no |  |  | 1299592.505 | 15297027.088 |  | -1
node_8102002_200902458 |  |  | PQ | AN | 2771.281 | 8102002 | no | no |  |  | no |  |  | 1299705.66 | 15297060.466 |  | -1
node_8102002_200902460 |  |  | PQ | AD | 2771.281 | 8102002 | no | no |  |  | no |  |  | 1299805.38 | 15297138.057 |  | -1
node_8102002_200902462 |  |  | PQ | AD | 2771.281 | 8102002 | no | no |  |  | no |  |  | 1299833.655 | 15297219.741 |  | -1
node_8102002_200902464 |  |  | PQ | AD | 2771.281 | 8102002 | no | no |  |  | no |  |  | 1299869.856 | 15297401.025 |  | -1
node_8102002_200902465 |  |  | PQ | AN | 2771.281 | 8102002 | no | no |  |  | no |  |  | 1299890.564 | 15297524.529 |  | -1
node_8102002_200902466 |  |  | PQ | AD | 2771.281 | 8102002 | no | no |  |  | no |  |  | 1299915.852 | 15297632.227 |  | -1
node_8102002_200902532 |  |  | PQ | ABCN | 2771.281 | 8102002 | no | no |  |  | no |  |  | 1302189.798 | 15297253.452 |  | -1
node_8102002_200902533 |  |  | PQ | ABCD | 2771.281 | 8102002 | no | no |  |  | no |  |  | 1302191.792 | 15297457.669 |  | -1
node_8102002_200902534 |  |  | PQ | ABCD | 2771.281 | 8102002 | no | no |  |  | no |  |  | 1302197.287 | 15297663.23 |  | -1
node_8102002_200902535 |  |  | PQ | ABCD | 2771.281 | 8102002 | no | no |  |  | no |  |  | 1302195.608 | 15297887.221 |  | -1
node_8102002_200902536 |  |  | PQ | ABCD | 2771.281 | 8102002 | no | no |  |  | no |  |  | 1302200.766 | 15298060.741 |  | -1
node_8102002_200902537 |  |  | PQ | ABCD | 2771.281 | 8102002 | no | no |  |  | no |  |  | 1302197 | 15298248.62 |  | -1
node_8102002_200902538 |  |  | PQ | ABCD | 2771.281 | 8102002 | no | no |  |  | no |  |  | 1302341.834 | 15298223.955 |  | -1
node_8102002_200902539 |  |  | PQ | ABCD | 2771.281 | 8102002 | no | no |  |  | no |  |  | 1302515.133 | 15298204.9 |  | -1
node_8102002_200902540 |  |  | PQ | ABCN | 2771.281 | 8102002 | no | no |  |  | no |  |  | 1302711.737 | 15298175.033 |  | -1
node_8102002_200902541 |  |  | PQ | ABCN | 2771.281 | 8102002 | no | no |  |  | no |  |  | 1301200.442 | 15296542.189 |  | -1
node_8102002_200902542 |  |  | PQ | ABCD | 2771.281 | 8102002 | no | no |  |  | no |  |  | 1301269.681 | 15296578.051 |  | -1
node_8102002_200902543 |  |  | PQ | ABCD | 2771.281 | 8102002 | no | no |  |  | no |  |  | 1301350.112 | 15296615.739 |  | -1
node_8102002_200902544 |  |  | PQ | ABCD | 2771.281 | 8102002 | no | no |  |  | no |  |  | 1301419.63 | 15296640.71 |  | -1
node_8102002_200902545 |  |  | PQ | ABCD | 2771.281 | 8102002 | no | no |  |  | no |  |  | 1301494.589 | 15296669.284 |  | -1
node_8102002_200902546 |  |  | PQ | ABCD | 2771.281 | 8102002 | no | no |  |  | no |  |  | 1301603.005 | 15296701.806 |  | -1
node_8102002_200902547 |  |  | PQ | ABCD | 2771.281 | 8102002 | no | no |  |  | no |  |  | 1301717.452 | 15296739.166 |  | -1
node_8102002_200902548 |  |  | PQ | ABCN | 2771.281 | 8102002 | no | no |  |  | no |  |  | 1301824.216 | 15296773.919 |  | -1
node_8102002_200902550 |  |  | PQ | ABCD | 2771.281 | 8102002 | no | no |  |  | no |  |  | 1301916.3 | 15296775.81 |  | -1
node_8102002_200902551 |  |  | PQ | ABCD | 2771.281 | 8102002 | no | no |  |  | no |  |  | 1302020.919 | 15296788.247 |  | -1
node_8102002_200902552 |  |  | PQ | ABCN | 2771.281 | 8102002 | no | no |  |  | no |  |  | 1302121.532 | 15296791.391 |  | -1
node_8102002_200902553 |  |  | PQ | ABCD | 2771.281 | 8102002 | no | no |  |  | no |  |  | 1302211.712 | 15296798.291 |  | -1
node_8102002_200902555 |  |  | PQ | ABCD | 2771.281 | 8102002 | no | no |  |  | no |  |  | 1302308.82 | 15296786.601 |  | -1
node_8102002_200902556 |  |  | PQ | ABCD | 2771.281 | 8102002 | no | no |  |  | no |  |  | 1302437.521 | 15296766.441 |  | -1
node_8102002_200902557 |  |  | PQ | ABCD | 2771.281 | 8102002 | no | no |  |  | no |  |  | 1302532.229 | 15296750.08 |  | -1
node_8102002_200902558 |  |  | PQ | ABCN | 2771.281 | 8102002 | no | no |  |  | no |  |  | 1302628.767 | 15296716.389 |  | -1
node_8102002_200902559 |  |  | PQ | ABCD | 2771.281 | 8102002 | no | no |  |  | no |  |  | 1302750.228 | 15296684.347 |  | -1
node_8102002_200902560 |  |  | PQ | ABCD | 2771.281 | 8102002 | no | no |  |  | no |  |  | 1302901.945 | 15296629.17 |  | -1
node_8102002_200902561 |  |  | PQ | AD | 2771.281 | 8102002 | no | no |  |  | no |  |  | 1302945.185 | 15296850.195 |  | -1
node_8102002_200902562 |  |  | PQ | AD | 2771.281 | 8102002 | no | no |  |  | no |  |  | 1302981.052 | 15297015.198 |  | -1
node_8102002_200902563 |  |  | PQ | ABCD | 2771.281 | 8102002 | no | no |  |  | no |  |  | 1302997.836 | 15296601.191 |  | -1
node_8102002_200902564 |  |  | PQ | ABCD | 2771.281 | 8102002 | no | no |  |  | no |  |  | 1303120.371 | 15296555.013 |  | -1
node_8102002_200902565 |  |  | PQ | ABCD | 2771.281 | 8102002 | no | no |  |  | no |  |  | 1303214.333 | 15296522.472 |  | -1
node_8102002_200902566 |  |  | PQ | ABCN | 2771.281 | 8102002 | no | no |  |  | no |  |  | 1303319.159 | 15296472.463 |  | -1
node_8102002_200911590 |  |  | PQ | AD | 2771.281 | 8102002 | no | no |  |  | no |  |  | 1314015.155 | 15312081.864 |  | -1
node_8102002_200915534 |  |  | PQ | ABCN | 2771.281 | 8102002 | no | no |  |  | no |  |  | 1307019.762 | 15295992.98 |  | -1
node_8102002_200950067 |  |  | PQ | AD | 2771.281 | 8102002 | no | no |  |  | no |  |  | 1303090.439 | 15298668.896 |  | -1
node_8102002_200950310 |  |  | PQ | AN | 2771.281 | 8102002 | no | no |  |  | no |  |  | 1306955.708 | 15309417.804 |  | -1
node_8102002_200950351 |  |  | PQ | AN | 2771.281 | 8102002 | no | no |  |  | no |  |  | 1307577.545 | 15300482.356 |  | -1
node_8102002_200956112 |  |  | PQ | AD | 2771.281 | 8102002 | no | no |  |  | no |  |  | 1308285.136 | 15301674.741 |  | -1
node_8102002_200956113 |  |  | PQ | AD | 2771.281 | 8102002 | no | no |  |  | no |  |  | 1308366.223 | 15301803.092 |  | -1
node_8102002_200961463 |  |  | PQ | AN | 2771.281 | 8102002 | no | no |  |  | no |  |  | 1306434.832 | 15299366.741 |  | -1
node_8102002_200962515 |  |  | PQ | AN | 2771.281 | 8102002 | no | no |  |  | no |  |  | 1305035.502 | 15301482.455 |  | -1
node_8102002_200962516 |  |  | PQ | AD | 2771.281 | 8102002 | no | no |  |  | no |  |  | 1304892.523 | 15301614.719 |  | -1
node_8102002_200962517 |  |  | PQ | AD | 2771.281 | 8102002 | no | no |  |  | no |  |  | 1304753.389 | 15301746.889 |  | -1
node_8102002_200963703 |  |  | PQ | ABCD | 2771.281 | 8102002 | no | no |  |  | no |  |  | 1298561.306 | 15295774.981 |  | -1
node_8102002_200963782 |  |  | PQ | ABCD | 2771.281 | 8102002 | no | no |  |  | no |  |  | 1298623.757 | 15295812.204 |  | -1
node_8102002_200963783 |  |  | PQ | ABCN | 2771.281 | 8102002 | no | no |  |  | no |  |  | 1298586.337 | 15295867.862 |  | -1
node_8102002_200963784 |  |  | PQ | ABCN | 2771.281 | 8102002 | no | no |  |  | no |  |  | 1298435.947 | 15295946.72 |  | -1
node_8102002_200965387 |  |  | PQ | AN | 2771.281 | 8102002 | no | no |  |  | no |  |  | 1305945.721 | 15306536.252 |  | -1
node_8102002_200965388 |  |  | PQ | AN | 2771.281 | 8102002 | no | no |  |  | no |  |  | 1306093.831 | 15306520.133 |  | -1
node_8102002_200970871 |  |  | PQ | AD | 2771.281 | 8102002 | no | no |  |  | no |  |  | 1306552.499 | 15308980.748 |  | -1
node_8102002_200978332 |  |  | PQ | AN | 2771.281 | 8102002 | no | no |  |  | no |  |  | 1307185.965 | 15309352.606 |  | -1
node_8102002_200981643 |  |  | PQ | AN | 2771.281 | 8102002 | no | no |  |  | no |  |  | 1314201.119 | 15311994.539 |  | -1
node_8102002_201010287 |  |  | PQ | AD | 2771.281 | 8102002 | no | no |  |  | no |  |  | 1314023.331 | 15312787.9 |  | -1
node_8102002_201013514 |  |  | PQ | ABCN | 2771.281 | 8102002 | no | no |  |  | no |  |  | 1302428.775 | 15297347.541 |  | -1
node_8102002_201014294 |  |  | PQ | AN | 2771.281 | 8102002 | no | no |  |  | no |  |  | 1305372.663 | 15303011.287 |  | -1
node_8102002_201014842 |  |  | PQ | AN | 2771.281 | 8102002 | no | no |  |  | no |  |  | 1304679.502 | 15306485.016 |  | -1
node_8102002_201014843 |  |  | PQ | ABCN | 2771.281 | 8102002 | no | no |  |  | no |  |  | 1307099.044 | 15296158.844 |  | -1
node_8102002_201014844 |  |  | PQ | AN | 2771.281 | 8102002 | no | no |  |  | no |  |  | 1302486.579 | 15302604.462 |  | -1
node_8102002_201015579 |  |  | PQ | ABCN | 2771.281 | 8102002 | no | no |  |  | no |  |  | 1301430.359 | 15296356.631 |  | -1
node_8102002_201015580 |  |  | PQ | ABCD | 2771.281 | 8102002 | no | no |  |  | no |  |  | 1301699.973 | 15296283.382 |  | -1
node_8102002_201017690 |  |  | PQ | AN | 2771.281 | 8102002 | no | no |  |  | no |  |  | 1312726.944 | 15309274.343 |  | -1
node_8102002_201018057 |  |  | PQ | ABCD | 2771.281 | 8102002 | no | no |  |  | no |  |  | 1301755.415 | 15297215.17 |  | -1
node_8102002_201018058 |  |  | PQ | ABCD | 2771.281 | 8102002 | no | no |  |  | no |  |  | 1301683.048 | 15297220.999 |  | -1
node_8102002_201024068 |  |  | PQ | AN | 2771.281 | 8102002 | no | no |  |  | no |  |  | 1305328.195 | 15302776.273 |  | -1
node_8102002_201038926 |  |  | PQ | AN | 2771.281 | 8102002 | no | no |  |  | no |  |  | 1306521.976 | 15299620.433 |  | -1
node_8102002_201038927 |  |  | PQ | AN | 7199.557 | 8102002 | no | no |  |  | no |  |  | 1306352.858 | 15297876.07 |  | -1
node_8102002_201043470 |  |  | PQ | AN | 2771.281 | 8102002 | no | no |  |  | no |  |  | 1313047.976 | 15309189.51 |  | -1
node_8102002_310010526 |  |  | PQ | AN | 2771.281 | 8102002 | no | no |  |  | no |  |  | 1310459.693 | 15306069.927 |  | -1
node_8102002_311911071 |  |  | PQ | AN | 7199.557 | 8102002 | no | no |  |  | no |  |  | 1306610.005 | 15298826.856 |  | -1
node_8102002_311995267 |  |  | PQ | AN | 2771.281 | 8102002 | no | no |  |  | no |  |  | 1309592.868 | 15310007.17 |  | -1
node_8102002_311996691 |  |  | PQ | AD | 2771.281 | 8102002 | no | no |  |  | no |  |  | 1307626.932 | 15300506.377 |  | -1
node_8102002_312044523 |  |  | PQ | AN | 2771.281 | 8102002 | no | no |  |  | no |  |  | 1302851.027 | 15298701.207 |  | -1
node_8102002_312061433 |  |  | PQ | ABCD | 2771.281 | 8102002 | no | no |  |  | no |  |  | 1307470.431 | 15296121.076 |  | -1
node_220386900 |  |  | PQ | AD | 2771.281 | 8102002 | no | no |  |  | no |  |  | 1305520.962 | 15303755.532 |  | -1
node_220464684 |  |  | PQ | AN | 7199.557 | 8102002 | no | no |  |  | no |  |  | 1304695.686 | 15299648.58 |  | -1
node_220523550 |  |  | PQ | AN | 7199.557 | 8102002 | no | no |  |  | no |  |  | 1306605.002 | 15298831.596 |  | -1
node_220581696 |  |  | PQ | AD | 2771.281 | 8102002 | no | no |  |  | no |  |  | 1304901.831 | 15299611.082 |  | -1
node_220581698 |  |  | PQ | AD | 2771.281 | 8102002 | no | no |  |  | no |  |  | 1306599.901 | 15298836.428 |  | -1
node_SOURCE_8102002 |  |  | SWING | ABCN | 2771.281 | 8102002 | no | no |  |  | no |  |  | 1307852.642 | 15296476.099 |  | -1
node_intto1_8102002_200895567 |  |  | PQ | AD | 2771.281 | 8102002 | no | no |  |  | no |  |  | 1302737.412 | 15298719.375 |  | -1
node_intto1_8102002_200895580 |  |  | PQ | AD | 2771.281 | 8102002 | no | no |  |  | no |  |  | 1306849.326 | 15299317.612 |  | -1
node_intto1_8102002_200895601 |  |  | PQ | AD | 2771.281 | 8102002 | no | no |  |  | no |  |  | 1308507.522 | 15302027.215 |  | -1
node_intto1_8102002_200895617 |  |  | PQ | AD | 2771.281 | 8102002 | no | no |  |  | no |  |  | 1310457.641 | 15305599.512 |  | -1
node_intto1_8102002_200895635 |  |  | PQ | AD | 2771.281 | 8102002 | no | no |  |  | no |  |  | 1311082.922 | 15308014.462 |  | -1
node_intto1_8102002_200895716 |  |  | PQ | AD | 2771.281 | 8102002 | no | no |  |  | no |  |  | 1314109.605 | 15313107.237 |  | -1
node_intto1_8102002_200896932 |  |  | PQ | AD | 2771.281 | 8102002 | no | no |  |  | no |  |  | 1305885.609 | 15298467.663 |  | -1
node_intto1_8102002_200896972 |  |  | PQ | AD | 2771.281 | 8102002 | no | no |  |  | no |  |  | 1310438.722 | 15307483.345 |  | -1
node_intto1_8102002_200897088 |  |  | PQ | AD | 2771.281 | 8102002 | no | no |  |  | no |  |  | 1316858.158 | 15308275.056 |  | -1
node_intto1_8102002_200898867 |  |  | PQ | AD | 2771.281 | 8102002 | no | no |  |  | no |  |  | 1302013.3 | 15298505.788 |  | -1
node_intto1_8102002_200898979 |  |  | PQ | AD | 2771.281 | 8102002 | no | no |  |  | no |  |  | 1306248.195 | 15307367.373 |  | -1
node_intto1_8102002_200899099 |  |  | PQ | AD | 2771.281 | 8102002 | no | no |  |  | no |  |  | 1310476.282 | 15304469.563 |  | -1
node_intto1_8102002_200900168 |  |  | PQ | AD | 2771.281 | 8102002 | no | no |  |  | no |  |  | 1302636.521 | 15299020.055 |  | -1
node_intto1_8102002_200900191 |  |  | PQ | AD | 2771.281 | 8102002 | no | no |  |  | no |  |  | 1305103.397 | 15301628.088 |  | -1
node_intto1_8102002_200900233 |  |  | PQ | AD | 2771.281 | 8102002 | no | no |  |  | no |  |  | 1306548.513 | 15308889.409 |  | -1
node_intto1_8102002_200900251 |  |  | PQ | ABCD | 2771.281 | 8102002 | no | no |  |  | no |  |  | 1302207.615 | 15298501.683 |  | -1
node_intto1_8102002_200900254 |  |  | PQ | AD | 2771.281 | 8102002 | no | no |  |  | no |  |  | 1305450.57 | 15303720.815 |  | -1
node_intto1_8102002_200900275 |  |  | PQ | AD | 2771.281 | 8102002 | no | no |  |  | no |  |  | 1301915.46 | 15302373.613 |  | -1
node_intto1_8102002_200900656 |  |  | PQ | AD | 2771.281 | 8102002 | no | no |  |  | no |  |  | 1303907.572 | 15296400.973 |  | -1
node_intto1_8102002_200901869 |  |  | PQ | AD | 2771.281 | 8102002 | no | no |  |  | no |  |  | 1299539.858 | 15295706.578 |  | -1
node_intto1_8102002_200901886 |  |  | PQ | ABCD | 2771.281 | 8102002 | no | no |  |  | no |  |  | 1300785.745 | 15296504.254 |  | -1
node_intto1_8102002_200901897 |  |  | PQ | ABCD | 2771.281 | 8102002 | no | no |  |  | no |  |  | 1301295.907 | 15296412.611 |  | -1
node_intto1_8102002_200902063 |  |  | PQ | ABCD | 2771.281 | 8102002 | no | no |  |  | no |  |  | 1298913.222 | 15295996.354 |  | -1
node_intto1_8102002_200902088 |  |  | PQ | ABCD | 2771.281 | 8102002 | no | no |  |  | no |  |  | 1300486.598 | 15297029.25 |  | -1
node_intto1_8102002_200902090 |  |  | PQ | ABCD | 2771.281 | 8102002 | no | no |  |  | no |  |  | 1300666.333 | 15297128.896 |  | -1
node_intto1_8102002_200902114 |  |  | PQ | ABCD | 2771.281 | 8102002 | no | no |  |  | no |  |  | 1302026.179 | 15297216.674 |  | -1
node_intto1_8102002_200902313 |  |  | PQ | ABCD | 2771.281 | 8102002 | no | no |  |  | no |  |  | 1299238.581 | 15295933.177 |  | -1
node_intto1_8102002_200902316 |  |  | PQ | ABCD | 2771.281 | 8102002 | no | no |  |  | no |  |  | 1299027.064 | 15296265.297 |  | -1
node_intto1_8102002_200902451 |  |  | PQ | AD | 2771.281 | 8102002 | no | no |  |  | no |  |  | 1299222.716 | 15296795.764 |  | -1
node_intto1_8102002_200902532 |  |  | PQ | ABCD | 2771.281 | 8102002 | no | no |  |  | no |  |  | 1302189.798 | 15297253.452 |  | -1
node_intto1_8102002_200902538 |  |  | PQ | ABCD | 2771.281 | 8102002 | no | no |  |  | no |  |  | 1302341.834 | 15298223.955 |  | -1
node_intto1_8102002_200902561 |  |  | PQ | AD | 2771.281 | 8102002 | no | no |  |  | no |  |  | 1302945.185 | 15296850.195 |  | -1
node_intto1_8102002_200911590 |  |  | PQ | AD | 2771.281 | 8102002 | no | no |  |  | no |  |  | 1314015.155 | 15312081.864 |  | -1
node_intto1_8102002_200915534 |  |  | PQ | ABCD | 2771.281 | 8102002 | no | no |  |  | no |  |  | 1307019.762 | 15295992.98 |  | -1
node_intto1_8102002_200963784 |  |  | PQ | ABCN | 2771.281 | 8102002 | no | no |  |  | no |  |  | 1298435.947 | 15295946.72 |  | -1
node_intto1_8102002_201013514 |  |  | PQ | ABCN | 2771.281 | 8102002 | no | no |  |  | no |  |  | 1302428.775 | 15297347.541 |  | -1
node_intto1_8102002_201014842 |  |  | PQ | AN | 2771.281 | 8102002 | no | no |  |  | no |  |  | 1304679.502 | 15306485.016 |  | -1
node_intto1_8102002_201014844 |  |  | PQ | AN | 2771.281 | 8102002 | no | no |  |  | no |  |  | 1302486.579 | 15302604.462 |  | -1
node_intto1_8102002_201043470 |  |  | PQ | AN | 2771.281 | 8102002 | no | no |  |  | no |  |  | 1313047.976 | 15309189.51 |  | -1
node_intto1_220386900 |  |  | PQ | AD | 2771.281 | 8102002 | no | no |  |  | no |  |  | 1305520.962 | 15303755.532 |  | -1
node_intto1_220464684 |  |  | PQ | AD | 2771.281 | 8102002 | no | no |  |  | no |  |  | 1304695.686 | 15299648.58 |  | -1
node_intto1_220523550 |  |  | PQ | AD | 2771.281 | 8102002 | no | no |  |  | no |  |  | 1306605.002 | 15298831.596 |  | -1
node_intto1_220581696 |  |  | PQ | AD | 2771.281 | 8102002 | no | no |  |  | no |  |  | 1304901.831 | 15299611.082 |  | -1
node_intto1_220581698 |  |  | PQ | AD | 2771.281 | 8102002 | no | no |  |  | no |  |  | 1306599.901 | 15298836.428 |  | -1

## overhead_line
data_type | static
owner_type | feeder
owner | 8102002
object | overhead_line
name | groupid | phases | fr | to | length | configuration | dcircuit | selected | monitored | monitored_fields | class_monitored_fields | played | played_fields | comments | R | X | B | lim_kw
oh_line_8102002_200895566 |  | AD | node_8102002_200900166 | node_8102002_200895566 | 155.207 | bal_1P_4/0AA | 8102002 | no | no |  |  | no |  |  | 0 | 0 | 0 | 0
oh_line_8102002_200895567 |  | AD | node_8102002_200895566 | node_intto1_8102002_200895567 | 239.353 | bal_1P_4/0AA | 8102002 | no | no |  |  | no |  |  | 0 | 0 | 0 | 0
oh_line_8102002_200895568 |  | AD | node_8102002_200895643 | node_8102002_200895568 | 279.201 | bal_1P_4/0AA | 8102002 | no | no |  |  | no |  |  | 0 | 0 | 0 | 0
oh_line_8102002_200895570 |  | AD | node_8102002_200895568 | node_8102002_200895570 | 251.388 | bal_1P_4/0AA | 8102002 | no | no |  |  | no |  |  | 0 | 0 | 0 | 0
oh_line_8102002_200895571 |  | AD | node_8102002_200895570 | node_8102002_200895571 | 168.388 | bal_1P_4/0AA | 8102002 | no | no |  |  | no |  |  | 0 | 0 | 0 | 0
oh_line_8102002_200895572 |  | AD | node_8102002_200895571 | node_8102002_200895572 | 233.558 | bal_1P_4/0AC | 8102002 | no | no |  |  | no |  |  | 0 | 0 | 0 | 0
oh_line_8102002_200895574 |  | AD | node_8102002_200895572 | node_8102002_200895574 | 213.816 | bal_1P_4/0AC | 8102002 | no | no |  |  | no |  |  | 0 | 0 | 0 | 0
oh_line_8102002_200895576 |  | AD | node_8102002_200895574 | node_8102002_200895576 | 194.233 | bal_1P_4/0AC | 8102002 | no | no |  |  | no |  |  | 0 | 0 | 0 | 0
oh_line_8102002_200895577 |  | AD | node_8102002_200895576 | node_8102002_200895577 | 174.864 | bal_1P_4/0AC | 8102002 | no | no |  |  | no |  |  | 0 | 0 | 0 | 0
oh_line_8102002_200895578 |  | AD | node_8102002_200895577 | node_8102002_200895578 | 196.89 | bal_1P_4AC | 8102002 | no | no |  |  | no |  |  | 0 | 0 | 0 | 0
oh_line_8102002_200895579 |  | AD | node_8102002_200895578 | node_8102002_200895579 | 199.247 | bal_1P_4AC | 8102002 | no | no |  |  | no |  |  | 0 | 0 | 0 | 0
oh_line_8102002_200895580 |  | AD | node_8102002_200895579 | node_intto1_8102002_200895580 | 143.319 | bal_1P_4AC | 8102002 | no | no |  |  | no |  |  | 0 | 0 | 0 | 0
oh_line_8102002_200895582 |  | AD | node_8102002_200895580 | node_8102002_200895582 | 250.705 | bal_1P_4AC | 8102002 | no | no |  |  | no |  |  | 0 | 0 | 0 | 0
oh_line_8102002_200895583 |  | AD | node_8102002_200895582 | node_8102002_200895583 | 242.933 | bal_1P_4AC | 8102002 | no | no |  |  | no |  |  | 0 | 0 | 0 | 0
oh_line_8102002_200895584 |  | AD | node_8102002_200895583 | node_8102002_200895584 | 281.301 | bal_1P_4AC | 8102002 | no | no |  |  | no |  |  | 0 | 0 | 0 | 0
oh_line_8102002_200895585 |  | AD | node_8102002_200895584 | node_8102002_200895585 | 166.861 | bal_1P_4AC | 8102002 | no | no |  |  | no |  |  | 0 | 0 | 0 | 0
oh_line_8102002_200895586 |  | AD | node_8102002_200895585 | node_8102002_200895586 | 230.038 | bal_1P_4AC | 8102002 | no | no |  |  | no |  |  | 0 | 0 | 0 | 0
oh_line_8102002_200895588 |  | AD | node_8102002_200950351 | node_8102002_200895588 | 192.485 | bal_1P_1/0AA | 8102002 | no | no |  |  | no |  |  | 0 | 0 | 0 | 0
oh_line_8102002_200895589 |  | AD | node_8102002_200895588 | node_8102002_200895589 | 160.713 | bal_1P_4AC | 8102002 | no | no |  |  | no |  |  | 0 | 0 | 0 | 0
oh_line_8102002_200895591 |  | AD | node_8102002_200895589 | node_8102002_200895591 | 157.995 | bal_1P_4AC | 8102002 | no | no |  |  | no |  |  | 0 | 0 | 0 | 0
oh_line_8102002_200895592 |  | AD | node_8102002_200895591 | node_8102002_200895592 | 179.961 | bal_1P_4AC | 8102002 | no | no |  |  | no |  |  | 0 | 0 | 0 | 0
oh_line_8102002_200895593 |  | AD | node_8102002_200895592 | node_8102002_200895593 | 183.468 | bal_1P_4AC | 8102002 | no | no |  |  | no |  |  | 0 | 0 | 0 | 0
oh_line_8102002_200895594 |  | AD | node_8102002_200895593 | node_8102002_200895594 | 206.894 | bal_1P_4AC | 8102002 | no | no |  |  | no |  |  | 0 | 0 | 0 | 0
oh_line_8102002_200895595 |  | AD | node_8102002_200895594 | node_8102002_200895595 | 46.669 | bal_1P_4AC | 8102002 | no | no |  |  | no |  |  | 0 | 0 | 0 | 0
oh_line_8102002_200895596 |  | AD | node_8102002_200895595 | node_8102002_200895596 | 309.364 | bal_1P_1/0AA | 8102002 | no | no |  |  | no |  |  | 0 | 0 | 0 | 0
oh_line_8102002_200895598 |  | AD | node_8102002_200956112 | node_8102002_200895598 | 131.726 | bal_1P_4AC | 8102002 | no | no |  |  | no |  |  | 0 | 0 | 0 | 0
oh_line_8102002_200895599 |  | AD | node_8102002_200895598 | node_8102002_200895599 | 211.566 | bal_1P_4AC | 8102002 | no | no |  |  | no |  |  | 0 | 0 | 0 | 0
oh_line_8102002_200895600 |  | AD | node_8102002_200895599 | node_8102002_200895600 | 464.773 | bal_1P_2AC | 8102002 | no | no |  |  | no |  |  | 0 | 0 | 0 | 0
oh_line_8102002_200895601 |  | AD | node_8102002_200956113 | node_intto1_8102002_200895601 | 264.946 | bal_1P_2AC | 8102002 | no | no |  |  | no |  |  | 0 | 0 | 0 | 0
oh_line_8102002_200895602 |  | AD | node_8102002_200895601 | node_8102002_200895602 | 393.21 | bal_1P_2AC | 8102002 | no | no |  |  | no |  |  | 0 | 0 | 0 | 0
oh_line_8102002_200895603 |  | AD | node_8102002_200895602 | node_8102002_200895603 | 301.057 | bal_1P_4AC | 8102002 | no | no |  |  | no |  |  | 0 | 0 | 0 | 0
oh_line_8102002_200895605 |  | AD | node_8102002_200895603 | node_8102002_200895605 | 334.366 | bal_1P_4AC | 8102002 | no | no |  |  | no |  |  | 0 | 0 | 0 | 0
oh_line_8102002_200895607 |  | AD | node_8102002_200895605 | node_8102002_200895607 | 362.99 | bal_1P_4AC | 8102002 | no | no |  |  | no |  |  | 0 | 0 | 0 | 0
oh_line_8102002_200895608 |  | AD | node_8102002_200895607 | node_8102002_200895608 | 392.59 | bal_1P_4AC | 8102002 | no | no |  |  | no |  |  | 0 | 0 | 0 | 0
oh_line_8102002_200895609 |  | AD | node_8102002_200895608 | node_8102002_200895609 | 208.364 | bal_1P_4AC | 8102002 | no | no |  |  | no |  |  | 0 | 0 | 0 | 0
oh_line_8102002_200895610 |  | AD | node_8102002_200950067 | node_8102002_200895610 | 335.273 | bal_1P_4/0AA | 8102002 | no | no |  |  | no |  |  | 0 | 0 | 0 | 0
oh_line_8102002_200895611 |  | AD | node_8102002_200895609 | node_8102002_200895611 | 209.698 | bal_1P_4AC | 8102002 | no | no |  |  | no |  |  | 0 | 0 | 0 | 0
oh_line_8102002_200895612 |  | AD | node_8102002_200895611 | node_8102002_200895612 | 299.925 | bal_1P_4AC | 8102002 | no | no |  |  | no |  |  | 0 | 0 | 0 | 0
oh_line_8102002_200895613 |  | AD | node_8102002_200895612 | node_8102002_200895613 | 194.031 | bal_1P_4AC | 8102002 | no | no |  |  | no |  |  | 0 | 0 | 0 | 0
oh_line_8102002_200895614 |  | AD | node_8102002_200895613 | node_8102002_200895614 | 343.35 | bal_1P_4AC | 8102002 | no | no |  |  | no |  |  | 0 | 0 | 0 | 0
oh_line_8102002_200895615 |  | AD | node_8102002_200895614 | node_8102002_200895615 | 381.866 | bal_1P_4AC | 8102002 | no | no |  |  | no |  |  | 0 | 0 | 0 | 0
oh_line_8102002_200895616 |  | AD | node_8102002_200895615 | node_8102002_200895616 | 315.203 | bal_1P_4AC | 8102002 | no | no |  |  | no |  |  | 0 | 0 | 0 | 0
oh_line_8102002_200895617 |  | AD | node_8102002_200895616 | node_intto1_8102002_200895617 | 360.604 | bal_1P_4AC | 8102002 | no | no |  |  | no |  |  | 0 | 0 | 0 | 0
oh_line_8102002_200895618 |  | AD | node_8102002_200895617 | node_8102002_200895618 | 102.671 | bal_1P_1/0AC | 8102002 | no | no |  |  | no |  |  | 0 | 0 | 0 | 0
oh_line_8102002_200895619 |  | AD | node_8102002_200895618 | node_8102002_200895619 | 171.063 | bal_1P_1/0AC | 8102002 | no | no |  |  | no |  |  | 0 | 0 | 0 | 0
oh_line_8102002_200895620 |  | AD | node_8102002_200895617 | node_8102002_200895620 | 310.573 | bal_1P_4AC | 8102002 | no | no |  |  | no |  |  | 0 | 0 | 0 | 0
oh_line_8102002_200895621 |  | AD | node_8102002_200895620 | node_8102002_200895621 | 154.289 | bal_1P_4AC | 8102002 | no | no |  |  | no |  |  | 0 | 0 | 0 | 0
oh_line_8102002_200895624-1 |  | AD | node_8102002_200895621 | node_1310478_428_15306175_294 | 112.699 | bal_1P_4AC | 8102002 | no | no |  |  | no |  |  | 0 | 0 | 0 | 0
oh_line_8102002_200895624-2 |  | AD | node_1310478_428_15306175_294 | node_8102002_200895624 | 13.281 | bal_1P_4AC | 8102002 | no | no |  |  | no |  |  | 0 | 0 | 0 | 0
oh_line_8102002_200895625 |  | AD | node_8102002_200895624 | node_8102002_200895625 | 247.253 | bal_1P_4AC | 8102002 | no | no |  |  | no |  |  | 0 | 0 | 0 | 0
oh_line_8102002_200895627 |  | AD | node_8102002_200895610 | node_8102002_200895627 | 312.826 | bal_1P_4/0AA | 8102002 | no | no |  |  | no |  |  | 0 | 0 | 0 | 0
oh_line_8102002_200895628 |  | AD | node_8102002_200895627 | node_8102002_200895628 | 155.268 | bal_1P_1/0AC | 8102002 | no | no |  |  | no |  |  | 0 | 0 | 0 | 0
oh_line_8102002_200895629 |  | AD | node_8102002_200895625 | node_8102002_200895629 | 318.378 | bal_1P_4AC | 8102002 | no | no |  |  | no |  |  | 0 | 0 | 0 | 0
oh_line_8102002_200895630 |  | AD | node_8102002_200895629 | node_8102002_200895630 | 96.006 | bal_1P_4AC | 8102002 | no | no |  |  | no |  |  | 0 | 0 | 0 | 0
oh_line_8102002_200895631 |  | AD | node_8102002_200895630 | node_8102002_200895631 | 220.298 | bal_1P_4AC | 8102002 | no | no |  |  | no |  |  | 0 | 0 | 0 | 0
oh_line_8102002_200895632 |  | AD | node_8102002_200895631 | node_8102002_200895632 | 171.379 | bal_1P_4AC | 8102002 | no | no |  |  | no |  |  | 0 | 0 | 0 | 0
oh_line_8102002_200895633 |  | AD | node_8102002_200895632 | node_8102002_200895633 | 197.126 | bal_1P_4AC | 8102002 | no | no |  |  | no |  |  | 0 | 0 | 0 | 0
oh_line_8102002_200895634 |  | AD | node_8102002_200895633 | node_8102002_200895634 | 354.814 | bal_1P_4AC | 8102002 | no | no |  |  | no |  |  | 0 | 0 | 0 | 0
oh_line_8102002_200895635 |  | AD | node_8102002_200895634 | node_intto1_8102002_200895635 | 336.624 | bal_1P_4AC | 8102002 | no | no |  |  | no |  |  | 0 | 0 | 0 | 0
oh_line_8102002_200895636 |  | AD | node_8102002_200895627 | node_8102002_200895636 | 318.6 | bal_1P_4/0AA | 8102002 | no | no |  |  | no |  |  | 0 | 0 | 0 | 0
oh_line_8102002_200895638 |  | AD | node_8102002_200895636 | node_8102002_200895638 | 303.588 | bal_1P_4/0AA | 8102002 | no | no |  |  | no |  |  | 0 | 0 | 0 | 0
oh_line_8102002_200895639 |  | AD | node_8102002_200895638 | node_8102002_200895639 | 292.683 | bal_1P_4/0AA | 8102002 | no | no |  |  | no |  |  | 0 | 0 | 0 | 0
oh_line_8102002_200895640 |  | AD | node_8102002_200895639 | node_8102002_200895640 | 216.655 | bal_1P_4/0AA | 8102002 | no | no |  |  | no |  |  | 0 | 0 | 0 | 0
oh_line_8102002_200895641 |  | AD | node_8102002_200895640 | node_8102002_200895641 | 140.69 | bal_1P_4/0AA | 8102002 | no | no |  |  | no |  |  | 0 | 0 | 0 | 0
oh_line_8102002_200895642 |  | AD | node_8102002_200895641 | node_8102002_200895642 | 262.331 | bal_1P_4/0AA | 8102002 | no | no |  |  | no |  |  | 0 | 0 | 0 | 0
oh_line_8102002_200895643 |  | AD | node_8102002_200895642 | node_8102002_200895643 | 189.902 | bal_1P_4/0AA | 8102002 | no | no |  |  | no |  |  | 0 | 0 | 0 | 0
oh_line_8102002_200895702 |  | AD | node_8102002_200895635 | node_8102002_200895702 | 700.853 | bal_1P_3-104CW | 8102002 | no | no |  |  | no |  |  | 0 | 0 | 0 | 0
oh_line_8102002_200895703 |  | AD | node_8102002_200895741 | node_8102002_200895703 | 199.97 | bal_1P_2AC | 8102002 | no | no |  |  | no |  |  | 0 | 0 | 0 | 0
oh_line_8102002_200895706 |  | AD | node_8102002_200895703 | node_8102002_200895706 | 194.184 | bal_1P_2AC | 8102002 | no | no |  |  | no |  |  | 0 | 0 | 0 | 0
oh_line_8102002_200895707 |  | AD | node_8102002_200895706 | node_8102002_200895707 | 306.477 | bal_1P_2AC | 8102002 | no | no |  |  | no |  |  | 0 | 0 | 0 | 0
oh_line_8102002_200895708 |  | AD | node_8102002_200895707 | node_8102002_200895708 | 299.445 | bal_1P_2AC | 8102002 | no | no |  |  | no |  |  | 0 | 0 | 0 | 0
oh_line_8102002_200895709 |  | AD | node_8102002_200895708 | node_8102002_200895709 | 170.824 | bal_1P_2AC | 8102002 | no | no |  |  | no |  |  | 0 | 0 | 0 | 0
oh_line_8102002_200895710 |  | AD | node_8102002_200895709 | node_8102002_200895710 | 126.198 | bal_1P_2AC | 8102002 | no | no |  |  | no |  |  | 0 | 0 | 0 | 0
oh_line_8102002_200895712 |  | AD | node_8102002_200895710 | node_8102002_200895712 | 309.692 | bal_1P_2AC | 8102002 | no | no |  |  | no |  |  | 0 | 0 | 0 | 0
oh_line_8102002_200895713 |  | AD | node_8102002_200897089 | node_8102002_200895713 | 350.737 | bal_1P_2AC | 8102002 | no | no |  |  | no |  |  | 0 | 0 | 0 | 0
oh_line_8102002_200895714 |  | AD | node_8102002_200895713 | node_8102002_200895714 | 204.928 | bal_1P_2AC | 8102002 | no | no |  |  | no |  |  | 0 | 0 | 0 | 0
oh_line_8102002_200895716 |  | AD | node_8102002_201010287 | node_intto1_8102002_200895716 | 330.786 | bal_1P_2AC | 8102002 | no | no |  |  | no |  |  | 0 | 0 | 0 | 0
oh_line_8102002_200895717 |  | AD | node_8102002_200895716 | node_8102002_200895717 | 378.974 | bal_1P_2AC | 8102002 | no | no |  |  | no |  |  | 0 | 0 | 0 | 0
oh_line_8102002_200895718 |  | AD | node_8102002_200895717 | node_8102002_200895718 | 379.803 | bal_1P_2AC | 8102002 | no | no |  |  | no |  |  | 0 | 0 | 0 | 0
oh_line_8102002_200895719 |  | AD | node_8102002_200895702 | node_8102002_200895719 | 217.323 | bal_1P_4AC | 8102002 | no | no |  |  | no |  |  | 0 | 0 | 0 | 0
oh_line_8102002_200895727 |  | AD | node_8102002_200895719 | node_8102002_200895727 | 253.217 | bal_1P_4AC | 8102002 | no | no |  |  | no |  |  | 0 | 0 | 0 | 0
oh_line_8102002_200895736 |  | AD | node_8102002_200895727 | node_8102002_200895736 | 365.663 | bal_1P_4AC | 8102002 | no | no |  |  | no |  |  | 0 | 0 | 0 | 0
oh_line_8102002_200895737 |  | AD | node_8102002_200895736 | node_8102002_200895737 | 305.701 | bal_1P_4AC | 8102002 | no | no |  |  | no |  |  | 0 | 0 | 0 | 0
oh_line_8102002_200895739 |  | AD | node_8102002_201017690 | node_8102002_200895739 | 387.373 | bal_1P_2AC | 8102002 | no | no |  |  | no |  |  | 0 | 0 | 0 | 0
oh_line_8102002_200895740 |  | AD | node_8102002_200895739 | node_8102002_200895740 | 537.064 | bal_1P_2AC | 8102002 | no | no |  |  | no |  |  | 0 | 0 | 0 | 0
oh_line_8102002_200895741 |  | AD | node_8102002_200895740 | node_8102002_200895741 | 295.112 | bal_1P_2AC | 8102002 | no | no |  |  | no |  |  | 0 | 0 | 0 | 0
oh_line_8102002_200896930 |  | AD | node_8102002_200895571 | node_8102002_200896930 | 107.316 | bal_1P_1/0AC | 8102002 | no | no |  |  | no |  |  | 0 | 0 | 0 | 0
oh_line_8102002_200896931 |  | AD | node_8102002_200897044 | node_8102002_200896931 | 165.588 | bal_1P_1/0AC | 8102002 | no | no |  |  | no |  |  | 0 | 0 | 0 | 0
oh_line_8102002_200896932 |  | AD | node_8102002_200896930 | node_intto1_8102002_200896932 | 245.074 | bal_1P_1/0AC | 8102002 | no | no |  |  | no |  |  | 0 | 0 | 0 | 0
oh_line_8102002_200896934 |  | AD | node_8102002_200896932 | node_8102002_200896934 | 227.345 | bal_1P_1/0AC | 8102002 | no | no |  |  | no |  |  | 0 | 0 | 0 | 0
oh_line_8102002_200896935 |  | AD | node_8102002_200896934 | node_8102002_200896935 | 201.902 | bal_1P_1/0AC | 8102002 | no | no |  |  | no |  |  | 0 | 0 | 0 | 0
oh_line_8102002_200896936 |  | AD | node_8102002_200896935 | node_8102002_200896936 | 193.149 | bal_1P_1/0AC | 8102002 | no | no |  |  | no |  |  | 0 | 0 | 0 | 0
oh_line_8102002_200896937 |  | AD | node_8102002_200896936 | node_8102002_200896937 | 252.74 | bal_1P_1/0AC | 8102002 | no | no |  |  | no |  |  | 0 | 0 | 0 | 0
oh_line_8102002_200896938 |  | AD | node_8102002_200896937 | node_8102002_200896938 | 153.859 | bal_1P_1/0AC | 8102002 | no | no |  |  | no |  |  | 0 | 0 | 0 | 0
oh_line_8102002_200896939 |  | AD | node_8102002_200896938 | node_8102002_200896939 | 152.108 | bal_1P_1/0AC | 8102002 | no | no |  |  | no |  |  | 0 | 0 | 0 | 0
oh_line_8102002_200896941 |  | AD | node_8102002_200896934 | node_8102002_200896941 | 169.826 | bal_1P_1/0AC | 8102002 | no | no |  |  | no |  |  | 0 | 0 | 0 | 0
oh_line_8102002_200896942 |  | AD | node_8102002_200896941 | node_8102002_200896942 | 203.713 | bal_1P_1/0AC | 8102002 | no | no |  |  | no |  |  | 0 | 0 | 0 | 0
oh_line_8102002_200896943 |  | AD | node_8102002_200896942 | node_8102002_200896943 | 197.281 | bal_1P_1/0AC | 8102002 | no | no |  |  | no |  |  | 0 | 0 | 0 | 0
oh_line_8102002_200896966 |  | AD | node_8102002_200896936 | node_8102002_200896966 | 203.859 | bal_1P_1/0AC | 8102002 | no | no |  |  | no |  |  | 0 | 0 | 0 | 0
oh_line_8102002_200896967 |  | AD | node_8102002_200896966 | node_8102002_200896967 | 180.219 | bal_1P_1/0AC | 8102002 | no | no |  |  | no |  |  | 0 | 0 | 0 | 0
oh_line_8102002_200896968 |  | AD | node_8102002_200896967 | node_8102002_200896968 | 95.546 | bal_1P_1/0AC | 8102002 | no | no |  |  | no |  |  | 0 | 0 | 0 | 0
oh_line_8102002_200896969 |  | AD | node_8102002_200896968 | node_8102002_200896969 | 204.236 | bal_1P_1/0AC | 8102002 | no | no |  |  | no |  |  | 0 | 0 | 0 | 0
oh_line_8102002_200896971 |  | AD | node_8102002_200896969 | node_8102002_200896971 | 172.616 | bal_1P_1/0AA | 8102002 | no | no |  |  | no |  |  | 0 | 0 | 0 | 0
oh_line_8102002_200896972 |  | AD | node_8102002_200895633 | node_intto1_8102002_200896972 | 407.308 | bal_1P_3-104CW | 8102002 | no | no |  |  | no |  |  | 0 | 0 | 0 | 0
oh_line_8102002_200896973 |  | AD | node_8102002_200896972 | node_8102002_200896973 | 424.67 | bal_1P_2AC | 8102002 | no | no |  |  | no |  |  | 0 | 0 | 0 | 0
oh_line_8102002_200896974 |  | AD | node_8102002_200896972 | node_8102002_200896974 | 133.897 | bal_1P_2AC | 8102002 | no | no |  |  | no |  |  | 0 | 0 | 0 | 0
oh_line_8102002_200896975 |  | AD | node_8102002_200896974 | node_8102002_200896975 | 330.62 | bal_1P_2AC | 8102002 | no | no |  |  | no |  |  | 0 | 0 | 0 | 0
oh_line_8102002_200896976 |  | AD | node_8102002_200896975 | node_8102002_200896976 | 351.061 | bal_1P_2AC | 8102002 | no | no |  |  | no |  |  | 0 | 0 | 0 | 0
oh_line_8102002_200896977 |  | AD | node_8102002_200896976 | node_8102002_200896977 | 90.324 | bal_1P_2AC | 8102002 | no | no |  |  | no |  |  | 0 | 0 | 0 | 0
oh_line_8102002_200896978 |  | AD | node_8102002_200896977 | node_8102002_200896978 | 191.694 | bal_1P_2AC | 8102002 | no | no |  |  | no |  |  | 0 | 0 | 0 | 0
oh_line_8102002_200896980 |  | AD | node_8102002_200896978 | node_8102002_200896980 | 160.985 | bal_1P_2AC | 8102002 | no | no |  |  | no |  |  | 0 | 0 | 0 | 0
oh_line_8102002_200896981 |  | AD | node_8102002_200896980 | node_8102002_200896981 | 356.075 | bal_1P_2AC | 8102002 | no | no |  |  | no |  |  | 0 | 0 | 0 | 0
oh_line_8102002_200896982 |  | AD | node_8102002_200896981 | node_8102002_200896982 | 366.968 | bal_1P_2AC | 8102002 | no | no |  |  | no |  |  | 0 | 0 | 0 | 0
oh_line_8102002_200896983 |  | AD | node_8102002_200896982 | node_8102002_200896983 | 304.179 | bal_1P_1/0AA | 8102002 | no | no |  |  | no |  |  | 0 | 0 | 0 | 0
oh_line_8102002_200896984 |  | AD | node_8102002_200896983 | node_8102002_200896984 | 299.371 | bal_1P_1/0AA | 8102002 | no | no |  |  | no |  |  | 0 | 0 | 0 | 0
oh_line_8102002_200896985 |  | AD | node_8102002_200896984 | node_8102002_200896985 | 441.567 | bal_1P_1/0AA | 8102002 | no | no |  |  | no |  |  | 0 | 0 | 0 | 0
oh_line_8102002_200896986 |  | AD | node_8102002_200896985 | node_8102002_200896986 | 178.707 | bal_1P_4AC | 8102002 | no | no |  |  | no |  |  | 0 | 0 | 0 | 0
oh_line_8102002_200896988 |  | AD | node_8102002_200896986 | node_8102002_200896988 | 372.104 | bal_1P_4AC | 8102002 | no | no |  |  | no |  |  | 0 | 0 | 0 | 0
oh_line_8102002_200897035 |  | AD | node_8102002_200896932 | node_8102002_200897035 | 146.814 | bal_1P_1/0AC | 8102002 | no | no |  |  | no |  |  | 0 | 0 | 0 | 0
oh_line_8102002_200897036 |  | AD | node_8102002_200897035 | node_8102002_200897036 | 140.827 | bal_1P_1/0AC | 8102002 | no | no |  |  | no |  |  | 0 | 0 | 0 | 0
oh_line_8102002_200897037 |  | AD | node_8102002_200897036 | node_8102002_200897037 | 196.466 | bal_1P_1/0AA | 8102002 | no | no |  |  | no |  |  | 0 | 0 | 0 | 0
oh_line_8102002_200897038 |  | AD | node_8102002_200897037 | node_8102002_200897038 | 201.181 | bal_1P_1/0AA | 8102002 | no | no |  |  | no |  |  | 0 | 0 | 0 | 0
oh_line_8102002_200897039 |  | AD | node_8102002_200897038 | node_8102002_200897039 | 205.393 | bal_1P_1/0AA | 8102002 | no | no |  |  | no |  |  | 0 | 0 | 0 | 0
oh_line_8102002_200897040 |  | AD | node_8102002_200896969 | node_8102002_200897040 | 218.467 | bal_1P_1/0AC | 8102002 | no | no |  |  | no |  |  | 0 | 0 | 0 | 0
oh_line_8102002_200897041 |  | AD | node_8102002_200897040 | node_8102002_200897041 | 245.062 | bal_1P_1/0AC | 8102002 | no | no |  |  | no |  |  | 0 | 0 | 0 | 0
oh_line_8102002_200897042 |  | AD | node_8102002_200897041 | node_8102002_200897042 | 239.055 | bal_1P_1/0AC | 8102002 | no | no |  |  | no |  |  | 0 | 0 | 0 | 0
oh_line_8102002_200897043 |  | AD | node_8102002_200897042 | node_8102002_200897043 | 234.63 | bal_1P_1/0AC | 8102002 | no | no |  |  | no |  |  | 0 | 0 | 0 | 0
oh_line_8102002_200897044 |  | AD | node_8102002_200897043 | node_8102002_200897044 | 242.113 | bal_1P_1/0AC | 8102002 | no | no |  |  | no |  |  | 0 | 0 | 0 | 0
oh_line_8102002_200897045-1 |  | AD | node_8102002_200897044 | node_intto1_220581696 | 14.689 | bal_1P_1/0AC | 8102002 | no | no |  |  | no |  |  | 0 | 0 | 0 | 0
oh_line_8102002_200897045-2 |  | AD | node_220581696 | node_intto1_220464684 | 209.527 | bal_1P_1/0AC | 8102002 | no | no |  |  | no |  |  | 0 | 0 | 0 | 0
oh_line_8102002_200897045-3 |  | AD | node_220464684 | node_8102002_200897045 | 13.281 | bal_1P_1/0AC | 8102002 | no | no |  |  | no |  |  | 0 | 0 | 0 | 0
oh_line_8102002_200897069 |  | AD | node_8102002_200911590 | node_8102002_200897069 | 478.095 | bal_1P_2AC | 8102002 | no | no |  |  | no |  |  | 0 | 0 | 0 | 0
oh_line_8102002_200897070 |  | AD | node_8102002_200897069 | node_8102002_200897070 | 144.78 | bal_1P_2AC | 8102002 | no | no |  |  | no |  |  | 0 | 0 | 0 | 0
oh_line_8102002_200897073 |  | AD | node_8102002_200897070 | node_8102002_200897073 | 254.13 | bal_1P_1/0AA | 8102002 | no | no |  |  | no |  |  | 0 | 0 | 0 | 0
oh_line_8102002_200897074 |  | AD | node_8102002_200897097 | node_8102002_200897074 | 305.244 | bal_1P_1/0AA | 8102002 | no | no |  |  | no |  |  | 0 | 0 | 0 | 0
oh_line_8102002_200897075 |  | AD | node_8102002_200897074 | node_8102002_200897075 | 247.817 | bal_1P_1/0AA | 8102002 | no | no |  |  | no |  |  | 0 | 0 | 0 | 0
oh_line_8102002_200897076 |  | AD | node_8102002_200897075 | node_8102002_200897076 | 289.876 | bal_1P_1/0AA | 8102002 | no | no |  |  | no |  |  | 0 | 0 | 0 | 0
oh_line_8102002_200897077 |  | AD | node_8102002_200897076 | node_8102002_200897077 | 251.104 | bal_1P_1/0AA | 8102002 | no | no |  |  | no |  |  | 0 | 0 | 0 | 0
oh_line_8102002_200897078 |  | AD | node_8102002_200897077 | node_8102002_200897078 | 145.259 | bal_1P_1/0AA | 8102002 | no | no |  |  | no |  |  | 0 | 0 | 0 | 0
oh_line_8102002_200897079 |  | AD | node_8102002_200897084 | node_8102002_200897079 | 174.91 | bal_1P_1/0AC | 8102002 | no | no |  |  | no |  |  | 0 | 0 | 0 | 0
oh_line_8102002_200897081 |  | AD | node_8102002_200897079 | node_8102002_200897081 | 362.12 | bal_1P_1/0AC | 8102002 | no | no |  |  | no |  |  | 0 | 0 | 0 | 0
oh_line_8102002_200897082 |  | AD | node_8102002_200897081 | node_8102002_200897082 | 357.583 | bal_1P_1/0AA | 8102002 | no | no |  |  | no |  |  | 0 | 0 | 0 | 0
oh_line_8102002_200897084 |  | AD | node_8102002_200897078 | node_8102002_200897084 | 153.25 | bal_1P_1/0AC | 8102002 | no | no |  |  | no |  |  | 0 | 0 | 0 | 0
oh_line_8102002_200897085 |  | AD | node_8102002_200897078 | node_8102002_200897085 | 601.592 | bal_1P_2AC | 8102002 | no | no |  |  | no |  |  | 0 | 0 | 0 | 0
oh_line_8102002_200897086 |  | AD | node_8102002_200897085 | node_8102002_200897086 | 516.264 | bal_1P_2AC | 8102002 | no | no |  |  | no |  |  | 0 | 0 | 0 | 0
oh_line_8102002_200897087 |  | AD | node_8102002_200897086 | node_8102002_200897087 | 522.101 | bal_1P_2AC | 8102002 | no | no |  |  | no |  |  | 0 | 0 | 0 | 0
oh_line_8102002_200897088 |  | AD | node_8102002_200897087 | node_intto1_8102002_200897088 | 138.826 | bal_1P_2AC | 8102002 | no | no |  |  | no |  |  | 0 | 0 | 0 | 0
oh_line_8102002_200897089 |  | AD | node_8102002_200895712 | node_8102002_200897089 | 249.282 | bal_1P_2AC | 8102002 | no | no |  |  | no |  |  | 0 | 0 | 0 | 0
oh_line_8102002_200897092 |  | AD | node_8102002_200981643 | node_8102002_200897092 | 363.979 | bal_1P_2AC | 8102002 | no | no |  |  | no |  |  | 0 | 0 | 0 | 0
oh_line_8102002_200897093 |  | AD | node_8102002_200897092 | node_8102002_200897093 | 266.924 | bal_1P_2AC | 8102002 | no | no |  |  | no |  |  | 0 | 0 | 0 | 0
oh_line_8102002_200897094 |  | AD | node_8102002_200897093 | node_8102002_200897094 | 337.968 | bal_1P_2AC | 8102002 | no | no |  |  | no |  |  | 0 | 0 | 0 | 0
oh_line_8102002_200897095 |  | AD | node_8102002_200897094 | node_8102002_200897095 | 312.407 | bal_1P_2AC | 8102002 | no | no |  |  | no |  |  | 0 | 0 | 0 | 0
oh_line_8102002_200897096 |  | AD | node_8102002_200897095 | node_8102002_200897096 | 188.203 | bal_1P_1/0AA | 8102002 | no | no |  |  | no |  |  | 0 | 0 | 0 | 0
oh_line_8102002_200897097 |  | AD | node_8102002_200897096 | node_8102002_200897097 | 292.957 | bal_1P_1/0AA | 8102002 | no | no |  |  | no |  |  | 0 | 0 | 0 | 0
oh_line_8102002_200898806 |  | AD | node_8102002_200900228 | node_8102002_200898806 | 233.77 | bal_1P_2AC | 8102002 | no | no |  |  | no |  |  | 0 | 0 | 0 | 0
oh_line_8102002_200898807 |  | AD | node_8102002_200898806 | node_8102002_200898807 | 120.878 | bal_1P_2AC | 8102002 | no | no |  |  | no |  |  | 0 | 0 | 0 | 0
oh_line_8102002_200898808 |  | AD | node_8102002_200898807 | node_8102002_200898808 | 133.133 | bal_1P_2AC | 8102002 | no | no |  |  | no |  |  | 0 | 0 | 0 | 0
oh_line_8102002_200898867 |  | AD | node_8102002_200900165 | node_intto1_8102002_200898867 | 247.349 | bal_1P_2AC | 8102002 | no | no |  |  | no |  |  | 0 | 0 | 0 | 0
oh_line_8102002_200898868 |  | AD | node_8102002_200898867 | node_8102002_200898868 | 354.611 | bal_1P_2AC | 8102002 | no | no |  |  | no |  |  | 0 | 0 | 0 | 0
oh_line_8102002_200898870 |  | AD | node_8102002_200898868 | node_8102002_200898870 | 212.866 | bal_1P_2AC | 8102002 | no | no |  |  | no |  |  | 0 | 0 | 0 | 0
oh_line_8102002_200898871 |  | AD | node_8102002_200898870 | node_8102002_200898871 | 223.218 | bal_1P_2AC | 8102002 | no | no |  |  | no |  |  | 0 | 0 | 0 | 0
oh_line_8102002_200898872 |  | AD | node_8102002_200898871 | node_8102002_200898872 | 265.302 | bal_1P_2AC | 8102002 | no | no |  |  | no |  |  | 0 | 0 | 0 | 0
oh_line_8102002_200898873 |  | AD | node_8102002_200898872 | node_8102002_200898873 | 377.254 | bal_1P_2AC | 8102002 | no | no |  |  | no |  |  | 0 | 0 | 0 | 0
oh_line_8102002_200898874 |  | AD | node_8102002_200898872 | node_8102002_200898874 | 402.094 | bal_1P_2AC | 8102002 | no | no |  |  | no |  |  | 0 | 0 | 0 | 0
oh_line_8102002_200898875 |  | AD | node_8102002_200898874 | node_8102002_200898875 | 279.528 | bal_1P_2AC | 8102002 | no | no |  |  | no |  |  | 0 | 0 | 0 | 0
oh_line_8102002_200898876 |  | AD | node_8102002_200898875 | node_8102002_200898876 | 171.181 | bal_1P_1/0AC | 8102002 | no | no |  |  | no |  |  | 0 | 0 | 0 | 0
oh_line_8102002_200898977 |  | AD | node_8102002_200898979 | node_8102002_200898977 | 217.025 | bal_1P_2AC | 8102002 | no | no |  |  | no |  |  | 0 | 0 | 0 | 0
oh_line_8102002_200898979 |  | AD | node_8102002_200900228 | node_intto1_8102002_200898979 | 225.435 | bal_1P_2AC | 8102002 | no | no |  |  | no |  |  | 0 | 0 | 0 | 0
oh_line_8102002_200898980 |  | AD | node_8102002_200898979 | node_8102002_200898980 | 454.413 | bal_1P_2AC | 8102002 | no | no |  |  | no |  |  | 0 | 0 | 0 | 0
oh_line_8102002_200898982 |  | AD | node_8102002_200898980 | node_8102002_200898982 | 252.108 | bal_1P_1/0AC | 8102002 | no | no |  |  | no |  |  | 0 | 0 | 0 | 0
oh_line_8102002_200899034 |  | AD | node_8102002_200900209 | node_8102002_200899034 | 332.193 | bal_1P_1/0AC | 8102002 | no | no |  |  | no |  |  | 0 | 0 | 0 | 0
oh_line_8102002_200899035 |  | AD | node_8102002_200899034 | node_8102002_200899035 | 336.306 | bal_1P_1/0AC | 8102002 | no | no |  |  | no |  |  | 0 | 0 | 0 | 0
oh_line_8102002_200899098 |  | AD | node_8102002_200895614 | node_8102002_200899098 | 85.839 | bal_1P_1/0AA | 8102002 | no | no |  |  | no |  |  | 0 | 0 | 0 | 0
oh_line_8102002_200899099 |  | AD | node_8102002_200899098 | node_intto1_8102002_200899099 | 364.862 | bal_1P_1/0AA | 8102002 | no | no |  |  | no |  |  | 0 | 0 | 0 | 0
oh_line_8102002_200899100 |  | AD | node_8102002_200899099 | node_8102002_200899100 | 340.795 | bal_1P_1/0AA | 8102002 | no | no |  |  | no |  |  | 0 | 0 | 0 | 0
oh_line_8102002_200899101 |  | AD | node_8102002_200899100 | node_8102002_200899101 | 342.849 | bal_1P_1/0AA | 8102002 | no | no |  |  | no |  |  | 0 | 0 | 0 | 0
oh_line_8102002_200899102 |  | AD | node_8102002_200899101 | node_8102002_200899102 | 330.385 | bal_1P_1/0AA | 8102002 | no | no |  |  | no |  |  | 0 | 0 | 0 | 0
oh_line_8102002_200899103 |  | AD | node_8102002_200899102 | node_8102002_200899103 | 290.52 | bal_1P_1/0AA | 8102002 | no | no |  |  | no |  |  | 0 | 0 | 0 | 0
oh_line_8102002_200899104 |  | AD | node_8102002_200899103 | node_8102002_200899104 | 302.149 | bal_1P_1/0AA | 8102002 | no | no |  |  | no |  |  | 0 | 0 | 0 | 0
oh_line_8102002_200899482 |  | AD | node_8102002_201010287 | node_8102002_200899482 | 403.849 | bal_1P_2AC | 8102002 | no | no |  |  | no |  |  | 0 | 0 | 0 | 0
oh_line_8102002_200899483 |  | AD | node_8102002_200899482 | node_8102002_200899483 | 405.692 | bal_1P_2AC | 8102002 | no | no |  |  | no |  |  | 0 | 0 | 0 | 0
oh_line_8102002_200899484 |  | AD | node_8102002_200899483 | node_8102002_200899484 | 348.127 | bal_1P_1/0AA | 8102002 | no | no |  |  | no |  |  | 0 | 0 | 0 | 0
oh_line_8102002_200899485 |  | AD | node_8102002_200899484 | node_8102002_200899485 | 258.285 | bal_1P_1/0AA | 8102002 | no | no |  |  | no |  |  | 0 | 0 | 0 | 0
oh_line_8102002_200899486 |  | AD | node_8102002_200899485 | node_8102002_200899486 | 299.037 | bal_1P_1/0AA | 8102002 | no | no |  |  | no |  |  | 0 | 0 | 0 | 0
oh_line_8102002_200899487 |  | AD | node_8102002_200899486 | node_8102002_200899487 | 113.804 | bal_1P_1/0AA | 8102002 | no | no |  |  | no |  |  | 0 | 0 | 0 | 0
oh_line_8102002_200900165 |  | ABCD | node_8102002_200900252 | node_8102002_200900165 | 52.614 | bal_3P_4/0AL | 8102002 | no | no |  |  | no |  |  | 0 | 0 | 0 | 0
oh_line_8102002_200900166 |  | ABCD | node_8102002_200900165 | node_8102002_200900166 | 185.165 | bal_3P_4/0AA | 8102002 | no | no |  |  | no |  |  | 0 | 0 | 0 | 0
oh_line_8102002_200900167 |  | AD | node_8102002_200900166 | node_8102002_200900167 | 195.136 | bal_1P_2AC | 8102002 | no | no |  |  | no |  |  | 0 | 0 | 0 | 0
oh_line_8102002_200900168 |  | AD | node_8102002_200900167 | node_intto1_8102002_200900168 | 180.615 | bal_1P_2AC | 8102002 | no | no |  |  | no |  |  | 0 | 0 | 0 | 0
oh_line_8102002_200900170 |  | AD | node_8102002_200900168 | node_8102002_200900170 | 215.831 | bal_1P_2AC | 8102002 | no | no |  |  | no |  |  | 0 | 0 | 0 | 0
oh_line_8102002_200900171 |  | AD | node_8102002_200900170 | node_8102002_200900171 | 242.072 | bal_1P_2AC | 8102002 | no | no |  |  | no |  |  | 0 | 0 | 0 | 0
oh_line_8102002_200900172 |  | AD | node_8102002_200900171 | node_8102002_200900172 | 141.611 | bal_1P_2AC | 8102002 | no | no |  |  | no |  |  | 0 | 0 | 0 | 0
oh_line_8102002_200900173 |  | AD | node_8102002_200900172 | node_8102002_200900173 | 111.783 | bal_1P_1/0AC | 8102002 | no | no |  |  | no |  |  | 0 | 0 | 0 | 0
oh_line_8102002_200900174 |  | AD | node_8102002_200900173 | node_8102002_200900174 | 279.936 | bal_1P_1/0AC | 8102002 | no | no |  |  | no |  |  | 0 | 0 | 0 | 0
oh_line_8102002_200900176 |  | AD | node_8102002_200900172 | node_8102002_200900176 | 274.154 | bal_1P_2AC | 8102002 | no | no |  |  | no |  |  | 0 | 0 | 0 | 0
oh_line_8102002_200900177 |  | AD | node_8102002_200900176 | node_8102002_200900177 | 267.611 | bal_1P_2AC | 8102002 | no | no |  |  | no |  |  | 0 | 0 | 0 | 0
oh_line_8102002_200900178 |  | AD | node_8102002_200900177 | node_8102002_200900178 | 258.191 | bal_1P_2AC | 8102002 | no | no |  |  | no |  |  | 0 | 0 | 0 | 0
oh_line_8102002_200900179 |  | AD | node_8102002_200900178 | node_8102002_200900179 | 298.34 | bal_1P_2AC | 8102002 | no | no |  |  | no |  |  | 0 | 0 | 0 | 0
oh_line_8102002_200900180 |  | AD | node_8102002_200900179 | node_8102002_200900180 | 263.46 | bal_1P_2AC | 8102002 | no | no |  |  | no |  |  | 0 | 0 | 0 | 0
oh_line_8102002_200900181 |  | AD | node_8102002_200900180 | node_8102002_200900181 | 245.875 | bal_1P_2AC | 8102002 | no | no |  |  | no |  |  | 0 | 0 | 0 | 0
oh_line_8102002_200900182 |  | AD | node_8102002_200900181 | node_8102002_200900182 | 253.918 | bal_1P_2AC | 8102002 | no | no |  |  | no |  |  | 0 | 0 | 0 | 0
oh_line_8102002_200900184 |  | AD | node_8102002_200900182 | node_8102002_200900184 | 251.241 | bal_1P_2AC | 8102002 | no | no |  |  | no |  |  | 0 | 0 | 0 | 0
oh_line_8102002_200900186 |  | AD | node_8102002_200900184 | node_8102002_200900186 | 109.413 | bal_1P_2AC | 8102002 | no | no |  |  | no |  |  | 0 | 0 | 0 | 0
oh_line_8102002_200900187 |  | AD | node_8102002_200900186 | node_8102002_200900187 | 213.867 | bal_1P_2AC | 8102002 | no | no |  |  | no |  |  | 0 | 0 | 0 | 0
oh_line_8102002_200900188 |  | AD | node_8102002_200900187 | node_8102002_200900188 | 223.533 | bal_1P_2AC | 8102002 | no | no |  |  | no |  |  | 0 | 0 | 0 | 0
oh_line_8102002_200900191 |  | AD | node_8102002_200962515 | node_intto1_8102002_200900191 | 160.682 | bal_1P_2AC | 8102002 | no | no |  |  | no |  |  | 0 | 0 | 0 | 0
oh_line_8102002_200900193 |  | AD | node_8102002_200900191 | node_8102002_200900193 | 198.311 | bal_1P_2AC | 8102002 | no | no |  |  | no |  |  | 0 | 0 | 0 | 0
oh_line_8102002_200900194 |  | AD | node_8102002_200900193 | node_8102002_200900194 | 193.208 | bal_1P_2AC | 8102002 | no | no |  |  | no |  |  | 0 | 0 | 0 | 0
oh_line_8102002_200900195 |  | AD | node_8102002_200900194 | node_8102002_200900195 | 201.602 | bal_1P_2AC | 8102002 | no | no |  |  | no |  |  | 0 | 0 | 0 | 0
oh_line_8102002_200900196 |  | AD | node_8102002_200900195 | node_8102002_200900196 | 191.012 | bal_1P_2AC | 8102002 | no | no |  |  | no |  |  | 0 | 0 | 0 | 0
oh_line_8102002_200900197 |  | AD | node_8102002_200900196 | node_8102002_200900197 | 195.771 | bal_1P_2AC | 8102002 | no | no |  |  | no |  |  | 0 | 0 | 0 | 0
oh_line_8102002_200900201 |  | AD | node_8102002_201014294 | node_8102002_200900201 | 234.51 | bal_1P_2AC | 8102002 | no | no |  |  | no |  |  | 0 | 0 | 0 | 0
oh_line_8102002_200900202 |  | AD | node_8102002_200900201 | node_8102002_200900202 | 163.772 | bal_1P_2AC | 8102002 | no | no |  |  | no |  |  | 0 | 0 | 0 | 0
oh_line_8102002_200900203 |  | AD | node_8102002_200900202 | node_8102002_200900203 | 228.972 | bal_1P_2AC | 8102002 | no | no |  |  | no |  |  | 0 | 0 | 0 | 0
oh_line_8102002_200900204 |  | AD | node_8102002_200900203 | node_8102002_200900204 | 126.731 | bal_1P_2AC | 8102002 | no | no |  |  | no |  |  | 0 | 0 | 0 | 0
oh_line_8102002_200900205-1 |  | AD | node_1305536_729_15303839_208 | node_8102002_200900205 | 4.886 | bal_1P_2AC | 8102002 | no | no |  |  | no |  |  | 0 | 0 | 0 | 0
oh_line_8102002_200900205-2 |  | AD | node_220386900 | node_1305536_729_15303839_208 | 85.149 | bal_1P_2AC | 8102002 | no | no |  |  | no |  |  | 0 | 0 | 0 | 0
oh_line_8102002_200900205-3 |  | AD | node_8102002_200900204 | node_intto1_220386900 | 4.901 | bal_1P_2AC | 8102002 | no | no |  |  | no |  |  | 0 | 0 | 0 | 0
oh_line_8102002_200900206 |  | AD | node_8102002_200900205 | node_8102002_200900206 | 275.575 | bal_1P_2AC | 8102002 | no | no |  |  | no |  |  | 0 | 0 | 0 | 0
oh_line_8102002_200900207 |  | AD | node_8102002_200900206 | node_8102002_200900207 | 228.147 | bal_1P_2AC | 8102002 | no | no |  |  | no |  |  | 0 | 0 | 0 | 0
oh_line_8102002_200900208 |  | AD | node_8102002_200900207 | node_8102002_200900208 | 245.079 | bal_1P_2AC | 8102002 | no | no |  |  | no |  |  | 0 | 0 | 0 | 0
oh_line_8102002_200900209 |  | AD | node_8102002_200900208 | node_8102002_200900209 | 122.249 | bal_1P_2AC | 8102002 | no | no |  |  | no |  |  | 0 | 0 | 0 | 0
oh_line_8102002_200900210 |  | AD | node_8102002_200900209 | node_8102002_200900210 | 193.28 | bal_1P_2AC | 8102002 | no | no |  |  | no |  |  | 0 | 0 | 0 | 0
oh_line_8102002_200900211 |  | AD | node_8102002_200900210 | node_8102002_200900211 | 209.991 | bal_1P_2AC | 8102002 | no | no |  |  | no |  |  | 0 | 0 | 0 | 0
oh_line_8102002_200900212 |  | AD | node_8102002_200900211 | node_8102002_200900212 | 244.115 | bal_1P_2AC | 8102002 | no | no |  |  | no |  |  | 0 | 0 | 0 | 0
oh_line_8102002_200900214 |  | AD | node_8102002_200900212 | node_8102002_200900214 | 188.634 | bal_1P_2AC | 8102002 | no | no |  |  | no |  |  | 0 | 0 | 0 | 0
oh_line_8102002_200900215 |  | AD | node_8102002_200900214 | node_8102002_200900215 | 174.679 | bal_1P_2AC | 8102002 | no | no |  |  | no |  |  | 0 | 0 | 0 | 0
oh_line_8102002_200900217 |  | AD | node_8102002_200900215 | node_8102002_200900217 | 200.891 | bal_1P_2AC | 8102002 | no | no |  |  | no |  |  | 0 | 0 | 0 | 0
oh_line_8102002_200900218 |  | AD | node_8102002_200900217 | node_8102002_200900218 | 426.935 | bal_1P_2AC | 8102002 | no | no |  |  | no |  |  | 0 | 0 | 0 | 0
oh_line_8102002_200900219 |  | AD | node_8102002_200900218 | node_8102002_200900219 | 55.227 | bal_1P_2AC | 8102002 | no | no |  |  | no |  |  | 0 | 0 | 0 | 0
oh_line_8102002_200900220 |  | AD | node_8102002_200900219 | node_8102002_200900220 | 146.275 | bal_1P_2AC | 8102002 | no | no |  |  | no |  |  | 0 | 0 | 0 | 0
oh_line_8102002_200900221 |  | AD | node_8102002_200900220 | node_8102002_200900221 | 23.606 | bal_1P_2AC | 8102002 | no | no |  |  | no |  |  | 0 | 0 | 0 | 0
oh_line_8102002_200900223 |  | AD | node_8102002_200900217 | node_8102002_200900223 | 188.8 | bal_1P_2AC | 8102002 | no | no |  |  | no |  |  | 0 | 0 | 0 | 0
oh_line_8102002_200900225 |  | AD | node_8102002_200965387 | node_8102002_200900225 | 153.138 | bal_1P_2AC | 8102002 | no | no |  |  | no |  |  | 0 | 0 | 0 | 0
oh_line_8102002_200900226 |  | AD | node_8102002_200900225 | node_8102002_200900226 | 280.348 | bal_1P_2AC | 8102002 | no | no |  |  | no |  |  | 0 | 0 | 0 | 0
oh_line_8102002_200900227 |  | AD | node_8102002_200900226 | node_8102002_200900227 | 359.023 | bal_1P_2AC | 8102002 | no | no |  |  | no |  |  | 0 | 0 | 0 | 0
oh_line_8102002_200900228-1 |  | AD | node_1306019_854_15307355_659 | node_8102002_200900228 | 11.072 | bal_1P_2AC | 8102002 | no | no |  |  | no |  |  | 0 | 0 | 0 | 0
oh_line_8102002_200900228-2 |  | AD | node_8102002_200900227 | node_1306019_854_15307355_659 | 31.213 | bal_1P_2AC | 8102002 | no | no |  |  | no |  |  | 0 | 0 | 0 | 0
oh_line_8102002_200900229 |  | AD | node_8102002_200900228 | node_8102002_200900229 | 532.812 | bal_1P_2AC | 8102002 | no | no |  |  | no |  |  | 0 | 0 | 0 | 0
oh_line_8102002_200900230 |  | AD | node_8102002_200900229 | node_8102002_200900230 | 214.574 | bal_1P_2AC | 8102002 | no | no |  |  | no |  |  | 0 | 0 | 0 | 0
oh_line_8102002_200900231 |  | AD | node_8102002_200900230 | node_8102002_200900231 | 285.747 | bal_1P_1/0AA | 8102002 | no | no |  |  | no |  |  | 0 | 0 | 0 | 0
oh_line_8102002_200900232 |  | AD | node_8102002_200900230 | node_8102002_200900232 | 239.349 | bal_1P_2AC | 8102002 | no | no |  |  | no |  |  | 0 | 0 | 0 | 0
oh_line_8102002_200900233 |  | AD | node_8102002_200900232 | node_intto1_8102002_200900233 | 626.87 | bal_1P_2AC | 8102002 | no | no |  |  | no |  |  | 0 | 0 | 0 | 0
oh_line_8102002_200900234 |  | AD | node_8102002_200900233 | node_8102002_200900234 | 349.267 | bal_1P_2AC | 8102002 | no | no |  |  | no |  |  | 0 | 0 | 0 | 0
oh_line_8102002_200900235 |  | AD | node_8102002_200950310 | node_8102002_200900235 | 72.276 | bal_1P_2AC | 8102002 | no | no |  |  | no |  |  | 0 | 0 | 0 | 0
oh_line_8102002_200900237 |  | AD | node_8102002_200900235 | node_8102002_200900237 | 463.196 | bal_1P_2AC | 8102002 | no | no |  |  | no |  |  | 0 | 0 | 0 | 0
oh_line_8102002_200900239 |  | AD | node_8102002_200900237 | node_8102002_200900239 | 297.415 | bal_1P_2AC | 8102002 | no | no |  |  | no |  |  | 0 | 0 | 0 | 0
oh_line_8102002_200900241 |  | AD | node_8102002_200900239 | node_8102002_200900241 | 297.625 | bal_1P_2AC | 8102002 | no | no |  |  | no |  |  | 0 | 0 | 0 | 0
oh_line_8102002_200900242 |  | AD | node_8102002_200900241 | node_8102002_200900242 | 178.128 | bal_1P_1/0AA | 8102002 | no | no |  |  | no |  |  | 0 | 0 | 0 | 0
oh_line_8102002_200900243 |  | AD | node_8102002_200900241 | node_8102002_200900243 | 260.663 | bal_1P_2AC | 8102002 | no | no |  |  | no |  |  | 0 | 0 | 0 | 0
oh_line_8102002_200900244 |  | AD | node_8102002_200900243 | node_8102002_200900244 | 173.187 | bal_1P_1/0AA | 8102002 | no | no |  |  | no |  |  | 0 | 0 | 0 | 0
oh_line_8102002_200900245 |  | AD | node_8102002_200900244 | node_8102002_200900245 | 266.803 | bal_1P_1/0AA | 8102002 | no | no |  |  | no |  |  | 0 | 0 | 0 | 0
oh_line_8102002_200900246 |  | AD | node_8102002_200900245 | node_8102002_200900246 | 289.953 | bal_1P_1/0AA | 8102002 | no | no |  |  | no |  |  | 0 | 0 | 0 | 0
oh_line_8102002_200900247 |  | AD | node_8102002_200900243 | node_8102002_200900247 | 148.134 | bal_1P_2AC | 8102002 | no | no |  |  | no |  |  | 0 | 0 | 0 | 0
oh_line_8102002_200900249 |  | ABCD | node_8102002_200902537 | node_8102002_200900249 | 102.283 | bal_3P_4/0AL | 8102002 | no | no |  |  | no |  |  | 0 | 0 | 0 | 0
oh_line_8102002_200900250 |  | AD | node_8102002_200900247 | node_8102002_200900250 | 319.29 | bal_1P_2AC | 8102002 | no | no |  |  | no |  |  | 0 | 0 | 0 | 0
oh_line_8102002_200900251 |  | ABCD | node_8102002_200900249 | node_intto1_8102002_200900251 | 151.005 | bal_3P_4/0AL | 8102002 | no | no |  |  | no |  |  | 0 | 0 | 0 | 0
oh_line_8102002_200900252 |  | ABCD | node_8102002_200900251 | node_8102002_200900252 | 105.365 | bal_3P_4/0AL | 8102002 | no | no |  |  | no |  |  | 0 | 0 | 0 | 0
oh_line_8102002_200900254 |  | AD | node_8102002_200900204 | node_intto1_8102002_200900254 | 75.645 | bal_1P_1/0AA | 8102002 | no | no |  |  | no |  |  | 0 | 0 | 0 | 0
oh_line_8102002_200900255 |  | AD | node_8102002_200900254 | node_8102002_200900255 | 265.468 | bal_1P_1/0AA | 8102002 | no | no |  |  | no |  |  | 0 | 0 | 0 | 0
oh_line_8102002_200900257 |  | AD | node_8102002_200900255 | node_8102002_200900257 | 244.433 | bal_1P_1/0AA | 8102002 | no | no |  |  | no |  |  | 0 | 0 | 0 | 0
oh_line_8102002_200900258 |  | AD | node_8102002_200900257 | node_8102002_200900258 | 164.922 | bal_1P_1/0AA | 8102002 | no | no |  |  | no |  |  | 0 | 0 | 0 | 0
oh_line_8102002_200900259 |  | AD | node_8102002_200900258 | node_8102002_200900259 | 196.515 | bal_1P_1/0AA | 8102002 | no | no |  |  | no |  |  | 0 | 0 | 0 | 0
oh_line_8102002_200900260 |  | AD | node_8102002_200900259 | node_8102002_200900260 | 331.431 | bal_1P_1/0AA | 8102002 | no | no |  |  | no |  |  | 0 | 0 | 0 | 0
oh_line_8102002_200900261 |  | AD | node_8102002_200900260 | node_8102002_200900261 | 286.236 | bal_1P_2AC | 8102002 | no | no |  |  | no |  |  | 0 | 0 | 0 | 0
oh_line_8102002_200900262 |  | AD | node_8102002_200900261 | node_8102002_200900262 | 281.505 | bal_1P_2AC | 8102002 | no | no |  |  | no |  |  | 0 | 0 | 0 | 0
oh_line_8102002_200900263 |  | AD | node_8102002_200900262 | node_8102002_200900263 | 295.017 | bal_1P_2AC | 8102002 | no | no |  |  | no |  |  | 0 | 0 | 0 | 0
oh_line_8102002_200900265 |  | AD | node_8102002_200900263 | node_8102002_200900265 | 260.62 | bal_1P_2AC | 8102002 | no | no |  |  | no |  |  | 0 | 0 | 0 | 0
oh_line_8102002_200900266 |  | AD | node_8102002_200900265 | node_8102002_200900266 | 282.58 | bal_1P_2AC | 8102002 | no | no |  |  | no |  |  | 0 | 0 | 0 | 0
oh_line_8102002_200900267 |  | AD | node_8102002_200900266 | node_8102002_200900267 | 304.018 | bal_1P_2AC | 8102002 | no | no |  |  | no |  |  | 0 | 0 | 0 | 0
oh_line_8102002_200900268 |  | AD | node_8102002_200900267 | node_8102002_200900268 | 246.893 | bal_1P_2AC | 8102002 | no | no |  |  | no |  |  | 0 | 0 | 0 | 0
oh_line_8102002_200900269 |  | AD | node_8102002_200900268 | node_8102002_200900269 | 241.543 | bal_1P_2AC | 8102002 | no | no |  |  | no |  |  | 0 | 0 | 0 | 0
oh_line_8102002_200900271 |  | AD | node_8102002_200900269 | node_8102002_200900271 | 183.204 | bal_1P_2AC | 8102002 | no | no |  |  | no |  |  | 0 | 0 | 0 | 0
oh_line_8102002_200900272 |  | AD | node_8102002_200900271 | node_8102002_200900272 | 193.569 | bal_1P_2AC | 8102002 | no | no |  |  | no |  |  | 0 | 0 | 0 | 0
oh_line_8102002_200900275 |  | AD | node_8102002_200900272 | node_intto1_8102002_200900275 | 332.529 | bal_1P_2AC | 8102002 | no | no |  |  | no |  |  | 0 | 0 | 0 | 0
oh_line_8102002_200900276 |  | AD | node_8102002_200900275 | node_8102002_200900276 | 224.233 | bal_1P_2AC | 8102002 | no | no |  |  | no |  |  | 0 | 0 | 0 | 0
oh_line_8102002_200900277 |  | AD | node_8102002_200900276 | node_8102002_200900277 | 232.537 | bal_1P_2AC | 8102002 | no | no |  |  | no |  |  | 0 | 0 | 0 | 0
oh_line_8102002_200900278-1 |  | AD | node_8102002_200900276 | node_1301374_471_15302354_726 | 318.208 | bal_1P_2AC | 8102002 | no | no |  |  | no |  |  | 0 | 0 | 0 | 0
oh_line_8102002_200900278-2 |  | AD | node_1301374_471_15302354_726 | node_8102002_200900278 | 5.212 | bal_1P_2AC | 8102002 | no | no |  |  | no |  |  | 0 | 0 | 0 | 0
oh_line_8102002_200900279 |  | AD | node_8102002_200900278 | node_8102002_200900279 | 257.678 | bal_1P_2AC | 8102002 | no | no |  |  | no |  |  | 0 | 0 | 0 | 0
oh_line_8102002_200900281 |  | AD | node_8102002_200900279 | node_8102002_200900281 | 303.306 | bal_1P_2AC | 8102002 | no | no |  |  | no |  |  | 0 | 0 | 0 | 0
oh_line_8102002_200900282 |  | AD | node_8102002_200900281 | node_8102002_200900282 | 277.55 | bal_1P_2AC | 8102002 | no | no |  |  | no |  |  | 0 | 0 | 0 | 0
oh_line_8102002_200900284 |  | AD | node_8102002_200900282 | node_8102002_200900284 | 299.694 | bal_1P_2AC | 8102002 | no | no |  |  | no |  |  | 0 | 0 | 0 | 0
oh_line_8102002_200900285 |  | AD | node_8102002_200900284 | node_8102002_200900285 | 167.901 | bal_1P_1/0AA | 8102002 | no | no |  |  | no |  |  | 0 | 0 | 0 | 0
oh_line_8102002_200900286 |  | AD | node_8102002_200900284 | node_8102002_200900286 | 348.561 | bal_1P_2AC | 8102002 | no | no |  |  | no |  |  | 0 | 0 | 0 | 0
oh_line_8102002_200900288 |  | AD | node_8102002_200900286 | node_8102002_200900288 | 295.969 | bal_1P_2AC | 8102002 | no | no |  |  | no |  |  | 0 | 0 | 0 | 0
oh_line_8102002_200900289 |  | AD | node_8102002_200900288 | node_8102002_200900289 | 271.116 | bal_1P_2AC | 8102002 | no | no |  |  | no |  |  | 0 | 0 | 0 | 0
oh_line_8102002_200900290 |  | AD | node_8102002_200900289 | node_8102002_200900290 | 246.492 | bal_1P_2AC | 8102002 | no | no |  |  | no |  |  | 0 | 0 | 0 | 0
oh_line_8102002_200900291 |  | AD | node_8102002_200900290 | node_8102002_200900291 | 193.902 | bal_1P_2AC | 8102002 | no | no |  |  | no |  |  | 0 | 0 | 0 | 0
oh_line_8102002_200900652 |  | ABCD | node_8102002_200900653 | node_8102002_200900652 | 201.748 | bal_3P_477AL | 8102002 | no | no |  |  | no |  |  | 0 | 0 | 0 | 0
oh_line_8102002_200900653 |  | ABCD | node_8102002_200900654 | node_8102002_200900653 | 132.255 | bal_3P_477AL | 8102002 | no | no |  |  | no |  |  | 0 | 0 | 0 | 0
oh_line_8102002_200900654 |  | ABCD | node_8102002_200900655 | node_8102002_200900654 | 61.474 | bal_3P_477AL | 8102002 | no | no |  |  | no |  |  | 0 | 0 | 0 | 0
oh_line_8102002_200900655 |  | ABCD | node_8102002_200900660 | node_8102002_200900655 | 224.594 | bal_3P_477AL | 8102002 | no | no |  |  | no |  |  | 0 | 0 | 0 | 0
oh_line_8102002_200900656 |  | AD | node_8102002_200900655 | node_intto1_8102002_200900656 | 214.636 | bal_1P_6CU | 8102002 | no | no |  |  | no |  |  | 0 | 0 | 0 | 0
oh_line_8102002_200900657 |  | AD | node_8102002_200900656 | node_8102002_200900657 | 180.687 | bal_1P_6CU | 8102002 | no | no |  |  | no |  |  | 0 | 0 | 0 | 0
oh_line_8102002_200900658 |  | AD | node_8102002_200900657 | node_8102002_200900658 | 211.704 | bal_1P_6CU | 8102002 | no | no |  |  | no |  |  | 0 | 0 | 0 | 0
oh_line_8102002_200900660 |  | ABCD | node_8102002_200900661 | node_8102002_200900660 | 188.033 | bal_3P_477AL | 8102002 | no | no |  |  | no |  |  | 0 | 0 | 0 | 0
oh_line_8102002_200900661 |  | ABCD | node_8102002_200900662 | node_8102002_200900661 | 246.052 | bal_3P_477AL | 8102002 | no | no |  |  | no |  |  | 0 | 0 | 0 | 0
oh_line_8102002_200900662 |  | ABCD | node_8102002_200900663 | node_8102002_200900662 | 248.637 | bal_3P_477AL | 8102002 | no | no |  |  | no |  |  | 0 | 0 | 0 | 0
oh_line_8102002_200900663 |  | ABCD | node_8102002_200900664 | node_8102002_200900663 | 265.131 | bal_3P_477AL | 8102002 | no | no |  |  | no |  |  | 0 | 0 | 0 | 0
oh_line_8102002_200900664 |  | ABCD | node_8102002_200900666 | node_8102002_200900664 | 261.585 | bal_3P_477AL | 8102002 | no | no |  |  | no |  |  | 0 | 0 | 0 | 0
oh_line_8102002_200900666 |  | ABCD | node_8102002_200900668 | node_8102002_200900666 | 261.486 | bal_3P_477AL | 8102002 | no | no |  |  | no |  |  | 0 | 0 | 0 | 0
oh_line_8102002_200900668 |  | ABCD | node_8102002_200900670 | node_8102002_200900668 | 231.55 | bal_3P_477AL | 8102002 | no | no |  |  | no |  |  | 0 | 0 | 0 | 0
oh_line_8102002_200900670 |  | ABCD | node_8102002_200900671 | node_8102002_200900670 | 258.771 | bal_3P_477AL | 8102002 | no | no |  |  | no |  |  | 0 | 0 | 0 | 0
oh_line_8102002_200900671 |  | ABCD | node_8102002_200900673 | node_8102002_200900671 | 210.657 | bal_3P_477AL | 8102002 | no | no |  |  | no |  |  | 0 | 0 | 0 | 0
oh_line_8102002_200900672 |  | ABCD | node_8102002_200900671 | node_8102002_200900672 | 79.562 | bal_3P_2AC | 8102002 | no | no |  |  | no |  |  | 0 | 0 | 0 | 0
oh_line_8102002_200900673 |  | ABCD | node_8102002_200900674 | node_8102002_200900673 | 191.668 | bal_3P_477AL | 8102002 | no | no |  |  | no |  |  | 0 | 0 | 0 | 0
oh_line_8102002_200900674 |  | ABCD | node_8102002_200900675 | node_8102002_200900674 | 186.713 | bal_3P_477AL | 8102002 | no | no |  |  | no |  |  | 0 | 0 | 0 | 0
oh_line_8102002_200900675 |  | ABCD | node_8102002_200900676 | node_8102002_200900675 | 222.754 | bal_3P_477AL | 8102002 | no | no |  |  | no |  |  | 0 | 0 | 0 | 0
oh_line_8102002_200900676 |  | ABCD | node_8102002_200900677 | node_8102002_200900676 | 65.108 | bal_3P_477AL | 8102002 | no | no |  |  | no |  |  | 0 | 0 | 0 | 0
oh_line_8102002_200900677 |  | ABCD | node_8102002_200900678 | node_8102002_200900677 | 164.321 | bal_3P_477AL | 8102002 | no | no |  |  | no |  |  | 0 | 0 | 0 | 0
oh_line_8102002_200900678 |  | ABCD | node_8102002_200900679 | node_8102002_200900678 | 231.447 | bal_3P_477AL | 8102002 | no | no |  |  | no |  |  | 0 | 0 | 0 | 0
oh_line_8102002_200900679 |  | ABCD | node_8102002_200900680 | node_8102002_200900679 | 218.629 | bal_3P_477AL | 8102002 | no | no |  |  | no |  |  | 0 | 0 | 0 | 0
oh_line_8102002_200900680 |  | ABCD | node_8102002_200900681 | node_8102002_200900680 | 195.241 | bal_3P_477AL | 8102002 | no | no |  |  | no |  |  | 0 | 0 | 0 | 0
oh_line_8102002_200900681 |  | ABCD | node_8102002_312061433 | node_8102002_200900681 | 101.623 | bal_3P_477AL | 8102002 | no | no |  |  | no |  |  | 0 | 0 | 0 | 0
oh_line_8102002_200900682 |  | ABCD | node_8102002_200900681 | node_8102002_200900682 | 79.923 | bal_3P_1/0AA | 8102002 | no | no |  |  | no |  |  | 0 | 0 | 0 | 0
oh_line_8102002_200900684 |  | ABCD | node_8102002_200900687 | node_8102002_200900684 | 149.07 | bal_3P_477AL | 8102002 | no | no |  |  | no |  |  | 0 | 0 | 0 | 0
oh_line_8102002_200900687 |  | ABCD | node_8102002_200900688 | node_8102002_200900687 | 115.401 | bal_3P_477AL | 8102002 | no | no |  |  | no |  |  | 0 | 0 | 0 | 0
oh_line_8102002_200900688 |  | ABCD | node_SOURCE_8102002 | node_8102002_200900688 | 30.914 | bal_3P_477AL | 8102002 | no | no |  |  | no |  |  | 0 | 0 | 0 | 0
oh_line_8102002_200901701 |  | ABCD | node_8102002_200901702 | node_8102002_200901701 | 55.762 | bal_3P_1/0AA | 8102002 | no | no |  |  | no |  |  | 0 | 0 | 0 | 0
oh_line_8102002_200901702 |  | ABCD | node_8102002_200901703 | node_8102002_200901702 | 160.755 | bal_3P_1/0AC | 8102002 | no | no |  |  | no |  |  | 0 | 0 | 0 | 0
oh_line_8102002_200901703 |  | ABCD | node_8102002_200901894 | node_8102002_200901703 | 82.315 | bal_3P_1/0AC | 8102002 | no | no |  |  | no |  |  | 0 | 0 | 0 | 0
oh_line_8102002_200901798 |  | AD | node_8102002_200901799 | node_8102002_200901798 | 133.531 | bal_1P_4CU | 8102002 | no | no |  |  | no |  |  | 0 | 0 | 0 | 0
oh_line_8102002_200901799 |  | AD | node_8102002_200901800 | node_8102002_200901799 | 118.794 | bal_1P_4CU | 8102002 | no | no |  |  | no |  |  | 0 | 0 | 0 | 0
oh_line_8102002_200901800 |  | AD | node_8102002_200901801 | node_8102002_200901800 | 125.569 | bal_1P_4CU | 8102002 | no | no |  |  | no |  |  | 0 | 0 | 0 | 0
oh_line_8102002_200901801 |  | AD | node_8102002_200901805 | node_8102002_200901801 | 121.09 | bal_1P_4CU | 8102002 | no | no |  |  | no |  |  | 0 | 0 | 0 | 0
oh_line_8102002_200901805 |  | AD | node_8102002_200901806 | node_8102002_200901805 | 109.032 | bal_1P_4CU | 8102002 | no | no |  |  | no |  |  | 0 | 0 | 0 | 0
oh_line_8102002_200901806 |  | ABCD | node_8102002_200901807 | node_8102002_200901806 | 112.184 | bal_3P_4CU | 8102002 | no | no |  |  | no |  |  | 0 | 0 | 0 | 0
oh_line_8102002_200901807 |  | ABCD | node_8102002_200901858 | node_8102002_200901807 | 156.186 | bal_3P_4CU | 8102002 | no | no |  |  | no |  |  | 0 | 0 | 0 | 0
oh_line_8102002_200901809 |  | AD | node_8102002_200901807 | node_8102002_200901809 | 105.794 | bal_1P_1/0AC | 8102002 | no | no |  |  | no |  |  | 0 | 0 | 0 | 0
oh_line_8102002_200901811 |  | AD | node_8102002_200901809 | node_8102002_200901811 | 111.712 | bal_1P_1/0AC | 8102002 | no | no |  |  | no |  |  | 0 | 0 | 0 | 0
oh_line_8102002_200901812 |  | AD | node_8102002_200901811 | node_8102002_200901812 | 113.312 | bal_1P_1/0AC | 8102002 | no | no |  |  | no |  |  | 0 | 0 | 0 | 0
oh_line_8102002_200901825 |  | AD | node_8102002_200902462 | node_8102002_200901825 | 82.514 | bal_1P_6CU | 8102002 | no | no |  |  | no |  |  | 0 | 0 | 0 | 0
oh_line_8102002_200901827 |  | ABCD | node_8102002_200902553 | node_8102002_200901827 | 100.264 | bal_3P_4/0AL | 8102002 | no | no |  |  | no |  |  | 0 | 0 | 0 | 0
oh_line_8102002_200901828 |  | ABCD | node_8102002_200901827 | node_8102002_200901828 | 108.417 | bal_3P_4/0AL | 8102002 | no | no |  |  | no |  |  | 0 | 0 | 0 | 0
oh_line_8102002_200901829 |  | ABCD | node_8102002_200901828 | node_8102002_200901829 | 102.708 | bal_3P_4/0AL | 8102002 | no | no |  |  | no |  |  | 0 | 0 | 0 | 0
oh_line_8102002_200901856 |  | AD | node_8102002_200901857 | node_8102002_200901856 | 113.431 | bal_1P_1/0AC | 8102002 | no | no |  |  | no |  |  | 0 | 0 | 0 | 0
oh_line_8102002_200901857 |  | AD | node_8102002_200901858 | node_8102002_200901857 | 129.765 | bal_1P_1/0AC | 8102002 | no | no |  |  | no |  |  | 0 | 0 | 0 | 0
oh_line_8102002_200901858 |  | ABCD | node_8102002_200902310 | node_8102002_200901858 | 49.572 | bal_3P_1/0AA | 8102002 | no | no |  |  | no |  |  | 0 | 0 | 0 | 0
oh_line_8102002_200901862 |  | AD | node_8102002_200901863 | node_8102002_200901862 | 95.1 | bal_1P_1/0AC | 8102002 | no | no |  |  | no |  |  | 0 | 0 | 0 | 0
oh_line_8102002_200901863 |  | AD | node_8102002_200901864 | node_8102002_200901863 | 104.835 | bal_1P_1/0AC | 8102002 | no | no |  |  | no |  |  | 0 | 0 | 0 | 0
oh_line_8102002_200901864 |  | AD | node_8102002_200901865 | node_8102002_200901864 | 59.319 | bal_1P_1/0AC | 8102002 | no | no |  |  | no |  |  | 0 | 0 | 0 | 0
oh_line_8102002_200901865 |  | AD | node_8102002_200901856 | node_8102002_200901865 | 29.298 | bal_1P_1/0AC | 8102002 | no | no |  |  | no |  |  | 0 | 0 | 0 | 0
oh_line_8102002_200901867 |  | ABCD | node_8102002_200901868 | node_8102002_200901867 | 94.465 | bal_3P_1/0AC | 8102002 | no | no |  |  | no |  |  | 0 | 0 | 0 | 0
oh_line_8102002_200901868 |  | ABCD | node_8102002_200902305 | node_8102002_200901868 | 146.253 | bal_3P_1/0AC | 8102002 | no | no |  |  | no |  |  | 0 | 0 | 0 | 0
oh_line_8102002_200901869 |  | AD | node_8102002_200901868 | node_intto1_8102002_200901869 | 139.976 | bal_1P_1/0AC | 8102002 | no | no |  |  | no |  |  | 0 | 0 | 0 | 0
oh_line_8102002_200901870 |  | AD | node_8102002_200901869 | node_8102002_200901870 | 168.749 | bal_1P_1/0AC | 8102002 | no | no |  |  | no |  |  | 0 | 0 | 0 | 0
oh_line_8102002_200901872 |  | AD | node_8102002_200901870 | node_8102002_200901872 | 122.66 | bal_1P_1/0AC | 8102002 | no | no |  |  | no |  |  | 0 | 0 | 0 | 0
oh_line_8102002_200901874 |  | AD | node_8102002_200901872 | node_8102002_200901874 | 109.009 | bal_1P_1/0AC | 8102002 | no | no |  |  | no |  |  | 0 | 0 | 0 | 0
oh_line_8102002_200901875 |  | AD | node_8102002_200901874 | node_8102002_200901875 | 95.777 | bal_1P_1/0AC | 8102002 | no | no |  |  | no |  |  | 0 | 0 | 0 | 0
oh_line_8102002_200901877 |  | AD | node_8102002_200901875 | node_8102002_200901877 | 116.184 | bal_1P_6CU | 8102002 | no | no |  |  | no |  |  | 0 | 0 | 0 | 0
oh_line_8102002_200901878 |  | AD | node_8102002_200901877 | node_8102002_200901878 | 75.311 | bal_1P_6CU | 8102002 | no | no |  |  | no |  |  | 0 | 0 | 0 | 0
oh_line_8102002_200901880 |  | AD | node_8102002_200901878 | node_8102002_200901880 | 120.421 | bal_1P_6CU | 8102002 | no | no |  |  | no |  |  | 0 | 0 | 0 | 0
oh_line_8102002_200901882 |  | AD | node_8102002_200901883 | node_8102002_200901882 | 109.296 | bal_1P_1/0AC | 8102002 | no | no |  |  | no |  |  | 0 | 0 | 0 | 0
oh_line_8102002_200901883 |  | AD | node_8102002_200901884 | node_8102002_200901883 | 70.733 | bal_1P_1/0AC | 8102002 | no | no |  |  | no |  |  | 0 | 0 | 0 | 0
oh_line_8102002_200901884 |  | AD | node_8102002_200901885 | node_8102002_200901884 | 130.416 | bal_1P_1/0AC | 8102002 | no | no |  |  | no |  |  | 0 | 0 | 0 | 0
oh_line_8102002_200901885 |  | AD | node_8102002_200901886 | node_8102002_200901885 | 108.583 | bal_1P_1/0AC | 8102002 | no | no |  |  | no |  |  | 0 | 0 | 0 | 0
oh_line_8102002_200901886 |  | ABCD | node_8102002_200901887 | node_intto1_8102002_200901886 | 74.273 | bal_3P_477AL | 8102002 | no | no |  |  | no |  |  | 0 | 0 | 0 | 0
oh_line_8102002_200901887 |  | ABCD | node_8102002_200901889 | node_8102002_200901887 | 69.694 | bal_3P_477AL | 8102002 | no | no |  |  | no |  |  | 0 | 0 | 0 | 0
oh_line_8102002_200901889 |  | ABCD | node_8102002_200901891 | node_8102002_200901889 | 88.422 | bal_3P_477AL | 8102002 | no | no |  |  | no |  |  | 0 | 0 | 0 | 0
oh_line_8102002_200901891 |  | ABCD | node_8102002_200901895 | node_8102002_200901891 | 90.68 | bal_3P_477AL | 8102002 | no | no |  |  | no |  |  | 0 | 0 | 0 | 0
oh_line_8102002_200901894 |  | ABCD | node_8102002_200901913 | node_8102002_200901894 | 86.179 | bal_3P_1/0AC | 8102002 | no | no |  |  | no |  |  | 0 | 0 | 0 | 0
oh_line_8102002_200901895 |  | ABCD | node_8102002_200902541 | node_8102002_200901895 | 118.768 | bal_3P_477AL | 8102002 | no | no |  |  | no |  |  | 0 | 0 | 0 | 0
oh_line_8102002_200901896 |  | ABCD | node_8102002_200901895 | node_8102002_200901896 | 100.701 | bal_3P_1/0AC | 8102002 | no | no |  |  | no |  |  | 0 | 0 | 0 | 0
oh_line_8102002_200901897 |  | ABCD | node_8102002_200901896 | node_intto1_8102002_200901897 | 123.113 | bal_3P_1/0AC | 8102002 | no | no |  |  | no |  |  | 0 | 0 | 0 | 0
oh_line_8102002_200901901 |  | ABCD | node_8102002_201015579 | node_8102002_200901901 | 125.818 | bal_3P_1/0AC | 8102002 | no | no |  |  | no |  |  | 0 | 0 | 0 | 0
oh_line_8102002_200901902 |  | ABCD | node_8102002_200901901 | node_8102002_200901902 | 79.326 | bal_3P_1/0AA | 8102002 | no | no |  |  | no |  |  | 0 | 0 | 0 | 0
oh_line_8102002_200901904 |  | ABCD | node_8102002_201015580 | node_8102002_200901904 | 159.158 | bal_3P_1/0AC | 8102002 | no | no |  |  | no |  |  | 0 | 0 | 0 | 0
oh_line_8102002_200901905 |  | ABCD | node_8102002_200901904 | node_8102002_200901905 | 40.536 | bal_3P_1/0AC | 8102002 | no | no |  |  | no |  |  | 0 | 0 | 0 | 0
oh_line_8102002_200901906 |  | ABCD | node_8102002_200901905 | node_8102002_200901906 | 131.196 | bal_3P_1/0AC | 8102002 | no | no |  |  | no |  |  | 0 | 0 | 0 | 0
oh_line_8102002_200901908 |  | ABCD | node_8102002_200901904 | node_8102002_200901908 | 134.617 | bal_3P_1/0AC | 8102002 | no | no |  |  | no |  |  | 0 | 0 | 0 | 0
oh_line_8102002_200901913 |  | ABCD | node_8102002_200901921 | node_8102002_200901913 | 118.272 | bal_3P_1/0AC | 8102002 | no | no |  |  | no |  |  | 0 | 0 | 0 | 0
oh_line_8102002_200901921 |  | ABCD | node_8102002_200901922 | node_8102002_200901921 | 74.15 | bal_3P_1/0AC | 8102002 | no | no |  |  | no |  |  | 0 | 0 | 0 | 0
oh_line_8102002_200901922 |  | ABCD | node_8102002_200901923 | node_8102002_200901922 | 133.577 | bal_3P_1/0AC | 8102002 | no | no |  |  | no |  |  | 0 | 0 | 0 | 0
oh_line_8102002_200901923 |  | ABCD | node_8102002_200901925 | node_8102002_200901923 | 133.989 | bal_3P_1/0AC | 8102002 | no | no |  |  | no |  |  | 0 | 0 | 0 | 0
oh_line_8102002_200901925 |  | ABCD | node_8102002_200901926 | node_8102002_200901925 | 171.932 | bal_3P_1/0AC | 8102002 | no | no |  |  | no |  |  | 0 | 0 | 0 | 0
oh_line_8102002_200901926 |  | ABCD | node_8102002_200901867 | node_8102002_200901926 | 108.876 | bal_3P_1/0AC | 8102002 | no | no |  |  | no |  |  | 0 | 0 | 0 | 0
oh_line_8102002_200901955 |  | AD | node_8102002_200902543 | node_8102002_200901955 | 65.414 | bal_1P_1/0AC | 8102002 | no | no |  |  | no |  |  | 0 | 0 | 0 | 0
oh_line_8102002_200901956 |  | AD | node_8102002_200901955 | node_8102002_200901956 | 86.615 | bal_1P_1/0AC | 8102002 | no | no |  |  | no |  |  | 0 | 0 | 0 | 0
oh_line_8102002_200901957 |  | AD | node_8102002_200901956 | node_8102002_200901957 | 116.905 | bal_1P_1/0AC | 8102002 | no | no |  |  | no |  |  | 0 | 0 | 0 | 0
oh_line_8102002_200901986 |  | ABCD | node_8102002_200902450 | node_8102002_200901986 | 30.388 | bal_3P_1/0AC | 8102002 | no | no |  |  | no |  |  | 0 | 0 | 0 | 0
oh_line_8102002_200901995 |  | ABCD | node_8102002_200901886 | node_8102002_200901995 | 79.451 | bal_3P_477AL | 8102002 | no | no |  |  | no |  |  | 0 | 0 | 0 | 0
oh_line_8102002_200901996 |  | ABCD | node_8102002_200901995 | node_8102002_200901996 | 101.518 | bal_3P_477AL | 8102002 | no | no |  |  | no |  |  | 0 | 0 | 0 | 0
oh_line_8102002_200901997 |  | ABCD | node_8102002_200901996 | node_8102002_200901997 | 101.802 | bal_3P_477AL | 8102002 | no | no |  |  | no |  |  | 0 | 0 | 0 | 0
oh_line_8102002_200901998 |  | ABCD | node_8102002_200901997 | node_8102002_200901998 | 71.638 | bal_3P_477AL | 8102002 | no | no |  |  | no |  |  | 0 | 0 | 0 | 0
oh_line_8102002_200901999 |  | ABCD | node_8102002_200901998 | node_8102002_200901999 | 59.732 | bal_3P_477AL | 8102002 | no | no |  |  | no |  |  | 0 | 0 | 0 | 0
oh_line_8102002_200902000 |  | ABCD | node_8102002_200901999 | node_8102002_200902000 | 133.216 | bal_3P_477AL | 8102002 | no | no |  |  | no |  |  | 0 | 0 | 0 | 0
oh_line_8102002_200902062 |  | ABCD | node_8102002_200902063 | node_8102002_200902062 | 76.365 | bal_3P_2/0CU | 8102002 | no | no |  |  | no |  |  | 0 | 0 | 0 | 0
oh_line_8102002_200902063 |  | ABCD | node_8102002_200902064 | node_intto1_8102002_200902063 | 131.596 | bal_3P_2/0CU | 8102002 | no | no |  |  | no |  |  | 0 | 0 | 0 | 0
oh_line_8102002_200902064 |  | ABCD | node_8102002_200902065 | node_8102002_200902064 | 106.916 | bal_3P_2/0CU | 8102002 | no | no |  |  | no |  |  | 0 | 0 | 0 | 0
oh_line_8102002_200902065 |  | ABCD | node_8102002_200902066 | node_8102002_200902065 | 108.716 | bal_3P_2/0CU | 8102002 | no | no |  |  | no |  |  | 0 | 0 | 0 | 0
oh_line_8102002_200902066 |  | ABCD | node_8102002_200902067 | node_8102002_200902066 | 131.315 | bal_3P_2/0CU | 8102002 | no | no |  |  | no |  |  | 0 | 0 | 0 | 0
oh_line_8102002_200902067 |  | ABCD | node_8102002_200902068 | node_8102002_200902067 | 76.432 | bal_3P_2/0CU | 8102002 | no | no |  |  | no |  |  | 0 | 0 | 0 | 0
oh_line_8102002_200902068 |  | ABCD | node_8102002_200902069 | node_8102002_200902068 | 110.582 | bal_3P_2/0CU | 8102002 | no | no |  |  | no |  |  | 0 | 0 | 0 | 0
oh_line_8102002_200902069 |  | ABCD | node_8102002_200902070 | node_8102002_200902069 | 128.755 | bal_3P_2/0CU | 8102002 | no | no |  |  | no |  |  | 0 | 0 | 0 | 0
oh_line_8102002_200902070 |  | ABCD | node_8102002_200902071 | node_8102002_200902070 | 64.409 | bal_3P_2/0CU | 8102002 | no | no |  |  | no |  |  | 0 | 0 | 0 | 0
oh_line_8102002_200902071 |  | ABCD | node_8102002_200902074 | node_8102002_200902071 | 90.708 | bal_3P_2/0CU | 8102002 | no | no |  |  | no |  |  | 0 | 0 | 0 | 0
oh_line_8102002_200902074 |  | ABCD | node_8102002_200902075 | node_8102002_200902074 | 111.874 | bal_3P_2/0CU | 8102002 | no | no |  |  | no |  |  | 0 | 0 | 0 | 0
oh_line_8102002_200902075 |  | ABCD | node_8102002_200902076 | node_8102002_200902075 | 123.891 | bal_3P_2/0CU | 8102002 | no | no |  |  | no |  |  | 0 | 0 | 0 | 0
oh_line_8102002_200902076 |  | ABCD | node_8102002_200902077 | node_8102002_200902076 | 74.184 | bal_3P_2/0CU | 8102002 | no | no |  |  | no |  |  | 0 | 0 | 0 | 0
oh_line_8102002_200902077 |  | ABCD | node_8102002_200902078 | node_8102002_200902077 | 74.932 | bal_3P_2/0CU | 8102002 | no | no |  |  | no |  |  | 0 | 0 | 0 | 0
oh_line_8102002_200902078 |  | ABCD | node_8102002_200902079 | node_8102002_200902078 | 107.926 | bal_3P_2/0CU | 8102002 | no | no |  |  | no |  |  | 0 | 0 | 0 | 0
oh_line_8102002_200902079 |  | ABCD | node_8102002_200902080 | node_8102002_200902079 | 72.33 | bal_3P_2/0CU | 8102002 | no | no |  |  | no |  |  | 0 | 0 | 0 | 0
oh_line_8102002_200902080 |  | ABCD | node_8102002_200902081 | node_8102002_200902080 | 113.038 | bal_3P_2/0CU | 8102002 | no | no |  |  | no |  |  | 0 | 0 | 0 | 0
oh_line_8102002_200902081 |  | ABCD | node_8102002_200902082 | node_8102002_200902081 | 125.72 | bal_3P_2/0CU | 8102002 | no | no |  |  | no |  |  | 0 | 0 | 0 | 0
oh_line_8102002_200902082 |  | ABCD | node_8102002_200902083 | node_8102002_200902082 | 85.725 | bal_3P_2/0CU | 8102002 | no | no |  |  | no |  |  | 0 | 0 | 0 | 0
oh_line_8102002_200902083 |  | ABCD | node_8102002_200902088 | node_8102002_200902083 | 46.429 | bal_3P_2/0CU | 8102002 | no | no |  |  | no |  |  | 0 | 0 | 0 | 0
oh_line_8102002_200902088 |  | ABCD | node_8102002_200902000 | node_intto1_8102002_200902088 | 68.13 | bal_3P_477AL | 8102002 | no | no |  |  | no |  |  | 0 | 0 | 0 | 0
oh_line_8102002_200902089 |  | ABCD | node_8102002_200902088 | node_8102002_200902089 | 95.034 | bal_3P_2/0CU | 8102002 | no | no |  |  | no |  |  | 0 | 0 | 0 | 0
oh_line_8102002_200902090 |  | ABCD | node_8102002_200902089 | node_intto1_8102002_200902090 | 110.807 | bal_3P_2/0CU | 8102002 | no | no |  |  | no |  |  | 0 | 0 | 0 | 0
oh_line_8102002_200902091 |  | ABCD | node_8102002_200902090 | node_8102002_200902091 | 90.987 | bal_3P_1/0AA | 8102002 | no | no |  |  | no |  |  | 0 | 0 | 0 | 0
oh_line_8102002_200902093 |  | ABCD | node_8102002_200902091 | node_8102002_200902093 | 124.517 | bal_3P_1/0AA | 8102002 | no | no |  |  | no |  |  | 0 | 0 | 0 | 0
oh_line_8102002_200902094 |  | ABCD | node_8102002_200902093 | node_8102002_200902094 | 81.453 | bal_3P_1/0AA | 8102002 | no | no |  |  | no |  |  | 0 | 0 | 0 | 0
oh_line_8102002_200902096 |  | ABCD | node_8102002_200902094 | node_8102002_200902096 | 47.18 | bal_3P_1/0AA | 8102002 | no | no |  |  | no |  |  | 0 | 0 | 0 | 0
oh_line_8102002_200902097 |  | ABCD | node_8102002_200902096 | node_8102002_200902097 | 107.683 | bal_3P_1/0AA | 8102002 | no | no |  |  | no |  |  | 0 | 0 | 0 | 0
oh_line_8102002_200902099 |  | ABCD | node_8102002_200902097 | node_8102002_200902099 | 86.261 | bal_3P_1/0AA | 8102002 | no | no |  |  | no |  |  | 0 | 0 | 0 | 0
oh_line_8102002_200902103 |  | ABCD | node_8102002_200902117 | node_8102002_200902103 | 109.092 | bal_3P_2/0CU | 8102002 | no | no |  |  | no |  |  | 0 | 0 | 0 | 0
oh_line_8102002_200902106 |  | ABCD | node_8102002_201018058 | node_8102002_200902106 | 94.247 | bal_3P_1/0AA | 8102002 | no | no |  |  | no |  |  | 0 | 0 | 0 | 0
oh_line_8102002_200902112 |  | ABCD | node_8102002_200902113 | node_8102002_200902112 | 80.928 | bal_3P_1/0AA | 8102002 | no | no |  |  | no |  |  | 0 | 0 | 0 | 0
oh_line_8102002_200902113 |  | ABCD | node_8102002_200902114 | node_8102002_200902113 | 117.328 | bal_3P_1/0AA | 8102002 | no | no |  |  | no |  |  | 0 | 0 | 0 | 0
oh_line_8102002_200902114 |  | ABCD | node_8102002_200902115 | node_intto1_8102002_200902114 | 161.806 | bal_3P_4/0AL | 8102002 | no | no |  |  | no |  |  | 0 | 0 | 0 | 0
oh_line_8102002_200902115 |  | ABCD | node_8102002_200902116 | node_8102002_200902115 | 95.062 | bal_3P_4/0AL | 8102002 | no | no |  |  | no |  |  | 0 | 0 | 0 | 0
oh_line_8102002_200902116 |  | ABCD | node_8102002_200901829 | node_8102002_200902116 | 106.84 | bal_3P_4/0AL | 8102002 | no | no |  |  | no |  |  | 0 | 0 | 0 | 0
oh_line_8102002_200902117 |  | ABCD | node_8102002_200963703 | node_8102002_200902117 | 133.414 | bal_3P_2/0CU | 8102002 | no | no |  |  | no |  |  | 0 | 0 | 0 | 0
oh_line_8102002_200902118 |  | ABCD | node_8102002_200902116 | node_8102002_200902118 | 87 | bal_3P_4/0AL | 8102002 | no | no |  |  | no |  |  | 0 | 0 | 0 | 0
oh_line_8102002_200902119 |  | ABCD | node_8102002_200902118 | node_8102002_200902119 | 36.615 | bal_3P_1/0AC | 8102002 | no | no |  |  | no |  |  | 0 | 0 | 0 | 0
oh_line_8102002_200902123 |  | AD | node_8102002_200902126 | node_8102002_200902123 | 139.508 | bal_1P_1/0AC | 8102002 | no | no |  |  | no |  |  | 0 | 0 | 0 | 0
oh_line_8102002_200902126 |  | AD | node_8102002_200902562 | node_8102002_200902126 | 51.477 | bal_1P_2AC | 8102002 | no | no |  |  | no |  |  | 0 | 0 | 0 | 0
oh_line_8102002_200902134 |  | ABCD | node_8102002_200902135 | node_8102002_200902134 | 86.674 | bal_3P_2/0CU | 8102002 | no | no |  |  | no |  |  | 0 | 0 | 0 | 0
oh_line_8102002_200902135 |  | ABCD | node_8102002_200902062 | node_8102002_200902135 | 67.722 | bal_3P_2/0CU | 8102002 | no | no |  |  | no |  |  | 0 | 0 | 0 | 0
oh_line_8102002_200902305 |  | ABCD | node_8102002_200902312 | node_8102002_200902305 | 102.473 | bal_3P_1/0AC | 8102002 | no | no |  |  | no |  |  | 0 | 0 | 0 | 0
oh_line_8102002_200902306 |  | ABCD | node_8102002_200902319 | node_8102002_200902306 | 96.693 | unb_3P_2-1/0AC_1/0AA | 8102002 | no | no |  |  | no |  |  | 0 | 0 | 0 | 0
oh_line_8102002_200902307 |  | ABCD | node_8102002_200902306 | node_8102002_200902307 | 126.456 | unb_3P_2-1/0AC_1/0AA | 8102002 | no | no |  |  | no |  |  | 0 | 0 | 0 | 0
oh_line_8102002_200902308 |  | ABCD | node_8102002_200902307 | node_8102002_200902308 | 78.1 | unb_3P_2-1/0AC_1/0AA | 8102002 | no | no |  |  | no |  |  | 0 | 0 | 0 | 0
oh_line_8102002_200902309 |  | ABCD | node_8102002_200902308 | node_8102002_200902309 | 102.925 | unb_3P_2-1/0AC_1/0AA | 8102002 | no | no |  |  | no |  |  | 0 | 0 | 0 | 0
oh_line_8102002_200902310 |  | ABCD | node_8102002_200902309 | node_8102002_200902310 | 113.725 | bal_3P_1/0AA | 8102002 | no | no |  |  | no |  |  | 0 | 0 | 0 | 0
oh_line_8102002_200902312 |  | ABCD | node_8102002_200902313 | node_8102002_200902312 | 117.089 | bal_3P_1/0AC | 8102002 | no | no |  |  | no |  |  | 0 | 0 | 0 | 0
oh_line_8102002_200902313 |  | ABCD | node_8102002_200902314 | node_intto1_8102002_200902313 | 120.964 | bal_3P_1/0AC | 8102002 | no | no |  |  | no |  |  | 0 | 0 | 0 | 0
oh_line_8102002_200902314 |  | ABCD | node_8102002_200902065 | node_8102002_200902314 | 114.347 | bal_3P_1/0AC | 8102002 | no | no |  |  | no |  |  | 0 | 0 | 0 | 0
oh_line_8102002_200902315 |  | ABCD | node_8102002_200902065 | node_8102002_200902315 | 79.626 | bal_3P_1/0AC | 8102002 | no | no |  |  | no |  |  | 0 | 0 | 0 | 0
oh_line_8102002_200902316 |  | ABCD | node_8102002_200902315 | node_intto1_8102002_200902316 | 79.058 | bal_3P_1/0AC | 8102002 | no | no |  |  | no |  |  | 0 | 0 | 0 | 0
oh_line_8102002_200902317 |  | ABCD | node_8102002_200902316 | node_8102002_200902317 | 156.648 | bal_3P_1/0AC | 8102002 | no | no |  |  | no |  |  | 0 | 0 | 0 | 0
oh_line_8102002_200902318 |  | ABCD | node_8102002_200902317 | node_8102002_200902318 | 161.452 | bal_3P_1/0AC | 8102002 | no | no |  |  | no |  |  | 0 | 0 | 0 | 0
oh_line_8102002_200902319 |  | ABCD | node_8102002_200902318 | node_8102002_200902319 | 98.455 | bal_3P_1/0AC | 8102002 | no | no |  |  | no |  |  | 0 | 0 | 0 | 0
oh_line_8102002_200902333 |  | AD | node_8102002_200902334 | node_8102002_200902333 | 208.028 | bal_1P_1/0AC | 8102002 | no | no |  |  | no |  |  | 0 | 0 | 0 | 0
oh_line_8102002_200902334 |  | AD | node_8102002_200902336 | node_8102002_200902334 | 179.544 | bal_1P_1/0AC | 8102002 | no | no |  |  | no |  |  | 0 | 0 | 0 | 0
oh_line_8102002_200902336 |  | AD | node_8102002_200902342 | node_8102002_200902336 | 166.375 | bal_1P_1/0AC | 8102002 | no | no |  |  | no |  |  | 0 | 0 | 0 | 0
oh_line_8102002_200902342 |  | AD | node_8102002_200902343 | node_8102002_200902342 | 116.921 | bal_1P_1/0AC | 8102002 | no | no |  |  | no |  |  | 0 | 0 | 0 | 0
oh_line_8102002_200902343 |  | AD | node_8102002_200902345 | node_8102002_200902343 | 126.089 | bal_1P_1/0AC | 8102002 | no | no |  |  | no |  |  | 0 | 0 | 0 | 0
oh_line_8102002_200902345 |  | AD | node_8102002_200902346 | node_8102002_200902345 | 132.087 | bal_1P_1/0AC | 8102002 | no | no |  |  | no |  |  | 0 | 0 | 0 | 0
oh_line_8102002_200902346 |  | AD | node_8102002_200902347 | node_8102002_200902346 | 110.699 | bal_1P_1/0AC | 8102002 | no | no |  |  | no |  |  | 0 | 0 | 0 | 0
oh_line_8102002_200902347 |  | AD | node_8102002_200902349 | node_8102002_200902347 | 135.821 | bal_1P_1/0AC | 8102002 | no | no |  |  | no |  |  | 0 | 0 | 0 | 0
oh_line_8102002_200902349 |  | AD | node_8102002_200902350 | node_8102002_200902349 | 78.691 | bal_1P_1/0AC | 8102002 | no | no |  |  | no |  |  | 0 | 0 | 0 | 0
oh_line_8102002_200902350 |  | AD | node_8102002_200902351 | node_8102002_200902350 | 107.127 | bal_1P_1/0AC | 8102002 | no | no |  |  | no |  |  | 0 | 0 | 0 | 0
oh_line_8102002_200902351 |  | AD | node_8102002_200902466 | node_8102002_200902351 | 17.695 | bal_1P_1/0AC | 8102002 | no | no |  |  | no |  |  | 0 | 0 | 0 | 0
oh_line_8102002_200902447 |  | ABCD | node_8102002_200902319 | node_8102002_200902447 | 86.71 | bal_3P_1/0AC | 8102002 | no | no |  |  | no |  |  | 0 | 0 | 0 | 0
oh_line_8102002_200902448 |  | ABCD | node_8102002_200902447 | node_8102002_200902448 | 61.525 | bal_3P_1/0AC | 8102002 | no | no |  |  | no |  |  | 0 | 0 | 0 | 0
oh_line_8102002_200902449 |  | ABCD | node_8102002_200902448 | node_8102002_200902449 | 107.613 | bal_3P_1/0AC | 8102002 | no | no |  |  | no |  |  | 0 | 0 | 0 | 0
oh_line_8102002_200902450 |  | ABCD | node_8102002_200902449 | node_8102002_200902450 | 114.07 | bal_3P_1/0AC | 8102002 | no | no |  |  | no |  |  | 0 | 0 | 0 | 0
oh_line_8102002_200902451 |  | AD | node_8102002_200902450 | node_intto1_8102002_200902451 | 94.686 | bal_1P_1/0AC | 8102002 | no | no |  |  | no |  |  | 0 | 0 | 0 | 0
oh_line_8102002_200902452 |  | AD | node_8102002_200902451 | node_8102002_200902452 | 55.603 | bal_1P_1/0AC | 8102002 | no | no |  |  | no |  |  | 0 | 0 | 0 | 0
oh_line_8102002_200902453 |  | AD | node_8102002_200902452 | node_8102002_200902453 | 99.385 | bal_1P_1/0AC | 8102002 | no | no |  |  | no |  |  | 0 | 0 | 0 | 0
oh_line_8102002_200902454 |  | AD | node_8102002_200902453 | node_8102002_200902454 | 94.219 | bal_1P_1/0AC | 8102002 | no | no |  |  | no |  |  | 0 | 0 | 0 | 0
oh_line_8102002_200902455 |  | AD | node_8102002_200902454 | node_8102002_200902455 | 98.752 | bal_1P_1/0AC | 8102002 | no | no |  |  | no |  |  | 0 | 0 | 0 | 0
oh_line_8102002_200902456 |  | AD | node_8102002_200902455 | node_8102002_200902456 | 89.398 | bal_1P_1/0AC | 8102002 | no | no |  |  | no |  |  | 0 | 0 | 0 | 0
oh_line_8102002_200902458 |  | AD | node_8102002_200902456 | node_8102002_200902458 | 117.976 | bal_1P_1/0AC | 8102002 | no | no |  |  | no |  |  | 0 | 0 | 0 | 0
oh_line_8102002_200902460 |  | AD | node_8102002_200902458 | node_8102002_200902460 | 126.35 | bal_1P_1/0AC | 8102002 | no | no |  |  | no |  |  | 0 | 0 | 0 | 0
oh_line_8102002_200902462 |  | AD | node_8102002_200902460 | node_8102002_200902462 | 86.44 | bal_1P_6CU | 8102002 | no | no |  |  | no |  |  | 0 | 0 | 0 | 0
oh_line_8102002_200902464 |  | AD | node_8102002_200901825 | node_8102002_200902464 | 102.35 | bal_1P_6CU | 8102002 | no | no |  |  | no |  |  | 0 | 0 | 0 | 0
oh_line_8102002_200902465 |  | AD | node_8102002_200902464 | node_8102002_200902465 | 125.228 | bal_1P_1/0AC | 8102002 | no | no |  |  | no |  |  | 0 | 0 | 0 | 0
oh_line_8102002_200902466 |  | AD | node_8102002_200902465 | node_8102002_200902466 | 110.627 | bal_1P_1/0AC | 8102002 | no | no |  |  | no |  |  | 0 | 0 | 0 | 0
oh_line_8102002_200902532 |  | ABCD | node_8102002_200902115 | node_intto1_8102002_200902532 | 39.352 | bal_3P_4/0AL | 8102002 | no | no |  |  | no |  |  | 0 | 0 | 0 | 0
oh_line_8102002_200902533 |  | ABCD | node_8102002_200902532 | node_8102002_200902533 | 204.226 | bal_3P_4/0AL | 8102002 | no | no |  |  | no |  |  | 0 | 0 | 0 | 0
oh_line_8102002_200902534 |  | ABCD | node_8102002_200902533 | node_8102002_200902534 | 205.635 | bal_3P_4/0AL | 8102002 | no | no |  |  | no |  |  | 0 | 0 | 0 | 0
oh_line_8102002_200902535 |  | ABCD | node_8102002_200902534 | node_8102002_200902535 | 223.997 | bal_3P_4/0AL | 8102002 | no | no |  |  | no |  |  | 0 | 0 | 0 | 0
oh_line_8102002_200902536 |  | ABCD | node_8102002_200902535 | node_8102002_200902536 | 173.597 | bal_3P_4/0AL | 8102002 | no | no |  |  | no |  |  | 0 | 0 | 0 | 0
oh_line_8102002_200902537 |  | ABCD | node_8102002_200902536 | node_8102002_200902537 | 187.917 | bal_3P_4/0AL | 8102002 | no | no |  |  | no |  |  | 0 | 0 | 0 | 0
oh_line_8102002_200902538 |  | ABCD | node_8102002_200902537 | node_intto1_8102002_200902538 | 146.92 | bal_3P_4/0AL | 8102002 | no | no |  |  | no |  |  | 0 | 0 | 0 | 0
oh_line_8102002_200902539 |  | ABCD | node_8102002_200902538 | node_8102002_200902539 | 174.343 | bal_3P_4/0AL | 8102002 | no | no |  |  | no |  |  | 0 | 0 | 0 | 0
oh_line_8102002_200902540 |  | ABCD | node_8102002_200902539 | node_8102002_200902540 | 198.86 | bal_3P_4/0AL | 8102002 | no | no |  |  | no |  |  | 0 | 0 | 0 | 0
oh_line_8102002_200902541-1 |  | ABCD | node_8102002_200902542 | node_1301265_488_15296575_879 | 4.722 | bal_3P_477AL | 8102002 | no | no |  |  | no |  |  | 0 | 0 | 0 | 0
oh_line_8102002_200902541-2 |  | ABCD | node_1301265_488_15296575_879 | node_8102002_200902541 | 73.252 | bal_3P_477AL | 8102002 | no | no |  |  | no |  |  | 0 | 0 | 0 | 0
oh_line_8102002_200902542-1 |  | ABCD | node_8102002_200902543 | node_1301279_659_15296582_726 | 77.805 | bal_3P_477AL | 8102002 | no | no |  |  | no |  |  | 0 | 0 | 0 | 0
oh_line_8102002_200902542-2 |  | ABCD | node_1301279_659_15296582_726 | node_8102002_200902542 | 11.019 | bal_3P_477AL | 8102002 | no | no |  |  | no |  |  | 0 | 0 | 0 | 0
oh_line_8102002_200902543 |  | ABCD | node_8102002_200902544 | node_8102002_200902543 | 73.867 | bal_3P_477AL | 8102002 | no | no |  |  | no |  |  | 0 | 0 | 0 | 0
oh_line_8102002_200902544 |  | ABCD | node_8102002_200902545 | node_8102002_200902544 | 80.22 | bal_3P_477AL | 8102002 | no | no |  |  | no |  |  | 0 | 0 | 0 | 0
oh_line_8102002_200902545 |  | ABCD | node_8102002_200902546 | node_8102002_200902545 | 113.189 | bal_3P_477AL | 8102002 | no | no |  |  | no |  |  | 0 | 0 | 0 | 0
oh_line_8102002_200902546 |  | ABCD | node_8102002_200902547 | node_8102002_200902546 | 120.391 | bal_3P_477AL | 8102002 | no | no |  |  | no |  |  | 0 | 0 | 0 | 0
oh_line_8102002_200902547 |  | ABCD | node_8102002_200902548 | node_8102002_200902547 | 112.277 | bal_3P_477AL | 8102002 | no | no |  |  | no |  |  | 0 | 0 | 0 | 0
oh_line_8102002_200902548 |  | ABCD | node_8102002_200902550 | node_8102002_200902548 | 92.104 | bal_3P_477AL | 8102002 | no | no |  |  | no |  |  | 0 | 0 | 0 | 0
oh_line_8102002_200902550 |  | ABCD | node_8102002_200902551 | node_8102002_200902550 | 105.356 | bal_3P_477AL | 8102002 | no | no |  |  | no |  |  | 0 | 0 | 0 | 0
oh_line_8102002_200902551 |  | ABCD | node_8102002_200902552 | node_8102002_200902551 | 100.662 | bal_3P_477AL | 8102002 | no | no |  |  | no |  |  | 0 | 0 | 0 | 0
oh_line_8102002_200902552 |  | ABCD | node_8102002_200902553 | node_8102002_200902552 | 90.444 | bal_3P_477AL | 8102002 | no | no |  |  | no |  |  | 0 | 0 | 0 | 0
oh_line_8102002_200902553 |  | ABCD | node_8102002_200902555 | node_8102002_200902553 | 97.809 | bal_3P_477AL | 8102002 | no | no |  |  | no |  |  | 0 | 0 | 0 | 0
oh_line_8102002_200902555 |  | ABCD | node_8102002_200902556 | node_8102002_200902555 | 130.27 | bal_3P_477AL | 8102002 | no | no |  |  | no |  |  | 0 | 0 | 0 | 0
oh_line_8102002_200902556 |  | ABCD | node_8102002_200902557 | node_8102002_200902556 | 96.111 | bal_3P_477AL | 8102002 | no | no |  |  | no |  |  | 0 | 0 | 0 | 0
oh_line_8102002_200902557 |  | ABCD | node_8102002_200902558 | node_8102002_200902557 | 102.249 | bal_3P_477AL | 8102002 | no | no |  |  | no |  |  | 0 | 0 | 0 | 0
oh_line_8102002_200902558 |  | ABCD | node_8102002_200902559 | node_8102002_200902558 | 125.616 | bal_3P_477AL | 8102002 | no | no |  |  | no |  |  | 0 | 0 | 0 | 0
oh_line_8102002_200902559 |  | ABCD | node_8102002_200902560 | node_8102002_200902559 | 161.439 | bal_3P_477AL | 8102002 | no | no |  |  | no |  |  | 0 | 0 | 0 | 0
oh_line_8102002_200902560 |  | ABCD | node_8102002_200902563 | node_8102002_200902560 | 99.89 | bal_3P_477AL | 8102002 | no | no |  |  | no |  |  | 0 | 0 | 0 | 0
oh_line_8102002_200902561 |  | AD | node_8102002_200902560 | node_intto1_8102002_200902561 | 225.215 | bal_1P_2AC | 8102002 | no | no |  |  | no |  |  | 0 | 0 | 0 | 0
oh_line_8102002_200902562 |  | AD | node_8102002_200902561 | node_8102002_200902562 | 168.856 | bal_1P_2AC | 8102002 | no | no |  |  | no |  |  | 0 | 0 | 0 | 0
oh_line_8102002_200902563 |  | ABCD | node_8102002_200902564 | node_8102002_200902563 | 130.947 | bal_3P_477AL | 8102002 | no | no |  |  | no |  |  | 0 | 0 | 0 | 0
oh_line_8102002_200902564 |  | ABCD | node_8102002_200902565 | node_8102002_200902564 | 99.438 | bal_3P_477AL | 8102002 | no | no |  |  | no |  |  | 0 | 0 | 0 | 0
oh_line_8102002_200902565 |  | ABCD | node_8102002_200902566 | node_8102002_200902565 | 116.144 | bal_3P_477AL | 8102002 | no | no |  |  | no |  |  | 0 | 0 | 0 | 0
oh_line_8102002_200902566 |  | ABCD | node_8102002_200900652 | node_8102002_200902566 | 116.978 | bal_3P_477AL | 8102002 | no | no |  |  | no |  |  | 0 | 0 | 0 | 0
oh_line_8102002_200911590 |  | AD | node_8102002_200897089 | node_intto1_8102002_200911590 | 163.123 | bal_1P_2AC | 8102002 | no | no |  |  | no |  |  | 0 | 0 | 0 | 0
oh_line_8102002_200915534 |  | ABCD | node_8102002_200900679 | node_intto1_8102002_200915534 | 101.385 | bal_3P_1/0AC | 8102002 | no | no |  |  | no |  |  | 0 | 0 | 0 | 0
oh_line_8102002_200950067 |  | AD | node_8102002_312044523 | node_8102002_200950067 | 241.582 | bal_1P_4/0AA | 8102002 | no | no |  |  | no |  |  | 0 | 0 | 0 | 0
oh_line_8102002_200950310 |  | AD | node_8102002_200900234 | node_8102002_200950310 | 317.823 | bal_1P_2AC | 8102002 | no | no |  |  | no |  |  | 0 | 0 | 0 | 0
oh_line_8102002_200950351 |  | AD | node_8102002_200895586 | node_8102002_200950351 | 202.901 | bal_1P_1/0AA | 8102002 | no | no |  |  | no |  |  | 0 | 0 | 0 | 0
oh_line_8102002_200956112 |  | AD | node_8102002_200895595 | node_8102002_200956112 | 292.078 | bal_1P_4AC | 8102002 | no | no |  |  | no |  |  | 0 | 0 | 0 | 0
oh_line_8102002_200956113 |  | AD | node_8102002_200956112 | node_8102002_200956113 | 151.819 | bal_1P_2AC | 8102002 | no | no |  |  | no |  |  | 0 | 0 | 0 | 0
oh_line_8102002_200961463 |  | AD | node_8102002_200897039 | node_8102002_200961463 | 165.212 | bal_1P_1/0AA | 8102002 | no | no |  |  | no |  |  | 0 | 0 | 0 | 0
oh_line_8102002_200962515 |  | AD | node_8102002_200900188 | node_8102002_200962515 | 216.613 | bal_1P_2AC | 8102002 | no | no |  |  | no |  |  | 0 | 0 | 0 | 0
oh_line_8102002_200962516 |  | AD | node_8102002_200962515 | node_8102002_200962516 | 194.774 | bal_1P_1/0AA | 8102002 | no | no |  |  | no |  |  | 0 | 0 | 0 | 0
oh_line_8102002_200962517 |  | AD | node_8102002_200962516 | node_8102002_200962517 | 191.904 | bal_1P_1/0AA | 8102002 | no | no |  |  | no |  |  | 0 | 0 | 0 | 0
oh_line_8102002_200963703 |  | ABCD | node_8102002_200963782 | node_8102002_200963703 | 72.702 | bal_3P_2/0CU | 8102002 | no | no |  |  | no |  |  | 0 | 0 | 0 | 0
oh_line_8102002_200963782 |  | ABCD | node_8102002_200902134 | node_8102002_200963782 | 112.649 | bal_3P_2/0CU | 8102002 | no | no |  |  | no |  |  | 0 | 0 | 0 | 0
oh_line_8102002_200963783 |  | ABCD | node_8102002_200963782 | node_8102002_200963783 | 67.068 | bal_3P_1/0AA | 8102002 | no | no |  |  | no |  |  | 0 | 0 | 0 | 0
oh_line_8102002_200965387 |  | AD | node_8102002_200900223 | node_8102002_200965387 | 455.215 | bal_1P_2AC | 8102002 | no | no |  |  | no |  |  | 0 | 0 | 0 | 0
oh_line_8102002_200965388 |  | AD | node_8102002_200965387 | node_8102002_200965388 | 148.984 | bal_1P_1/0AA | 8102002 | no | no |  |  | no |  |  | 0 | 0 | 0 | 0
oh_line_8102002_200970871 |  | AD | node_8102002_200900233 | node_8102002_200970871 | 91.426 | bal_1P_2AC | 8102002 | no | no |  |  | no |  |  | 0 | 0 | 0 | 0
oh_line_8102002_200981643 |  | AD | node_8102002_200911590 | node_8102002_200981643 | 205.447 | bal_1P_2AC | 8102002 | no | no |  |  | no |  |  | 0 | 0 | 0 | 0
oh_line_8102002_201010287-1 |  | AD | node_1313995_778_15312623_461 | node_8102002_201010287 | 166.732 | bal_1P_2AC | 8102002 | no | no |  |  | no |  |  | 0 | 0 | 0 | 0
oh_line_8102002_201010287-2 |  | AD | node_8102002_200895714 | node_1313995_778_15312623_461 | 23.766 | bal_1P_2AC | 8102002 | no | no |  |  | no |  |  | 0 | 0 | 0 | 0
oh_line_8102002_201013514 |  | ABCN | node_8102002_200902119 | node_intto1_8102002_201013514 | 132.231 | bal_3P_DELTACUST | 8102002 | no | no |  |  | no |  |  | 0 | 0 | 0 | 0
oh_line_8102002_201014294 |  | AD | node_8102002_201024068 | node_8102002_201014294 | 239.184 | bal_1P_2AC | 8102002 | no | no |  |  | no |  |  | 0 | 0 | 0 | 0
oh_line_8102002_201014843 |  | ABCN | node_8102002_200915534 | node_8102002_201014843 | 183.839 | bal_3P_DELTACUST | 8102002 | no | no |  |  | no |  |  | 0 | 0 | 0 | 0
oh_line_8102002_201015579 |  | ABCD | node_8102002_200901897 | node_8102002_201015579 | 145.64 | bal_3P_1/0AC | 8102002 | no | no |  |  | no |  |  | 0 | 0 | 0 | 0
oh_line_8102002_201015580 |  | ABCD | node_8102002_200901901 | node_8102002_201015580 | 157.916 | bal_3P_1/0AC | 8102002 | no | no |  |  | no |  |  | 0 | 0 | 0 | 0
oh_line_8102002_201017690 |  | AD | node_8102002_200895737 | node_8102002_201017690 | 232.255 | bal_1P_2AC | 8102002 | no | no |  |  | no |  |  | 0 | 0 | 0 | 0
oh_line_8102002_201018057 |  | ABCD | node_8102002_200902112 | node_8102002_201018057 | 72.658 | bal_3P_1/0AA | 8102002 | no | no |  |  | no |  |  | 0 | 0 | 0 | 0
oh_line_8102002_201018058 |  | ABCD | node_8102002_201018057 | node_8102002_201018058 | 72.602 | bal_3P_1/0AA | 8102002 | no | no |  |  | no |  |  | 0 | 0 | 0 | 0
oh_line_8102002_201024068 |  | AD | node_8102002_200900197 | node_8102002_201024068 | 190.186 | bal_1P_2AC | 8102002 | no | no |  |  | no |  |  | 0 | 0 | 0 | 0
oh_line_8102002_310010526 |  | AD | node_8102002_200895621 | node_8102002_310010526 | 31.202 | bal_1P_4AC | 8102002 | no | no |  |  | no |  |  | 0 | 0 | 0 | 0
oh_line_8102002_311911071-1 |  | AD | node_220523550 | node_8102002_311911071 | 6.892 | bal_1P_4/0AC | 8102002 | no | no |  |  | no |  |  | 0 | 0 | 0 | 0
oh_line_8102002_311911071-2 |  | AD | node_220581698 | node_intto1_220523550 | 7.026 | bal_1P_4/0AC | 8102002 | no | no |  |  | no |  |  | 0 | 0 | 0 | 0
oh_line_8102002_311911071-3 |  | AD | node_8102002_200895577 | node_intto1_220581698 | 16.684 | bal_1P_4/0AC | 8102002 | no | no |  |  | no |  |  | 0 | 0 | 0 | 0
oh_line_8102002_311995267 |  | AD | node_8102002_200896985 | node_8102002_311995267 | 657.278 | bal_1P_1/0AA | 8102002 | no | no |  |  | no |  |  | 0 | 0 | 0 | 0
oh_line_8102002_311996691 |  | AD | node_8102002_200950351 | node_8102002_311996691 | 54.918 | bal_1P_4/0AA | 8102002 | no | no |  |  | no |  |  | 0 | 0 | 0 | 0
oh_line_8102002_312044523 |  | AD | node_8102002_200895567 | node_8102002_312044523 | 115.059 | bal_1P_4/0AA | 8102002 | no | no |  |  | no |  |  | 0 | 0 | 0 | 0
oh_line_8102002_312061433 |  | ABCD | node_8102002_200900684 | node_8102002_312061433 | 318.285 | bal_3P_477AL | 8102002 | no | no |  |  | no |  |  | 0 | 0 | 0 | 0
oh_line_TAP_OH_915738 |  | AN | node_8102002_200895568 | node_1305685_819_15298159_461 | 0.033 | unb_TAPWIRE_OH | 8102002 | no | no |  |  | no |  |  | 0 | 0 | 0 | 0
oh_line_TAP_OH_915739 |  | AN | node_8102002_200895570 | node_1305937_282_15298133_471 | 0.033 | unb_TAPWIRE_OH | 8102002 | no | no |  |  | no |  |  | 0 | 0 | 0 | 0
oh_line_TAP_OH_915740 |  | AN | node_8102002_200895571 | node_1306117_086_15298164_919 | 0.033 | unb_TAPWIRE_OH | 8102002 | no | no |  |  | no |  |  | 0 | 0 | 0 | 0
oh_line_TAP_OH_915741 |  | AN | node_8102002_200895574 | node_1306417_607_15298514_39 | 0.033 | unb_TAPWIRE_OH | 8102002 | no | no |  |  | no |  |  | 0 | 0 | 0 | 0
oh_line_TAP_OH_915742 |  | AN | node_8102002_200895578 | node_1306720_138_15298994_91 | 0.033 | unb_TAPWIRE_OH | 8102002 | no | no |  |  | no |  |  | 0 | 0 | 0 | 0
oh_line_TAP_OH_915743 |  | AN | node_8102002_200895580 | node_1306823_305_15299334_112 | 0.033 | unb_TAPWIRE_OH | 8102002 | no | no |  |  | no |  |  | 0 | 0 | 0 | 0
oh_line_TAP_OH_915744 |  | AN | node_8102002_200895582 | node_1307019_398_15299504_784 | 0.033 | unb_TAPWIRE_OH | 8102002 | no | no |  |  | no |  |  | 0 | 0 | 0 | 0
oh_line_TAP_OH_915745 |  | AN | node_8102002_200895584 | node_1307300_972_15299947_116 | 0.033 | unb_TAPWIRE_OH | 8102002 | no | no |  |  | no |  |  | 0 | 0 | 0 | 0
oh_line_TAP_OH_915746 |  | AN | node_8102002_200895586 | node_1307500_506_15300289_36 | 0.033 | unb_TAPWIRE_OH | 8102002 | no | no |  |  | no |  |  | 0 | 0 | 0 | 0
oh_line_TAP_OH_915747 |  | AN | node_8102002_200950351 | node_1307607_805_15300468_896 | 0.033 | unb_TAPWIRE_OH | 8102002 | no | no |  |  | no |  |  | 0 | 0 | 0 | 0
oh_line_TAP_OH_915748 |  | AN | node_8102002_200895588 | node_1307706_945_15300629_636 | 0.033 | unb_TAPWIRE_OH | 8102002 | no | no |  |  | no |  |  | 0 | 0 | 0 | 0
oh_line_TAP_OH_915749 |  | AN | node_8102002_200895591 | node_1307874_349_15300900_881 | 0.033 | unb_TAPWIRE_OH | 8102002 | no | no |  |  | no |  |  | 0 | 0 | 0 | 0
oh_line_TAP_OH_915750 |  | AN | node_8102002_200895592 | node_1307969_732_15301047_086 | 0.033 | unb_TAPWIRE_OH | 8102002 | no | no |  |  | no |  |  | 0 | 0 | 0 | 0
oh_line_TAP_OH_915751 |  | AN | node_8102002_200895593 | node_1308069_068_15301207_166 | 0.033 | unb_TAPWIRE_OH | 8102002 | no | no |  |  | no |  |  | 0 | 0 | 0 | 0
oh_line_TAP_OH_915752 |  | AN | node_8102002_200895594 | node_1308182_345_15301420_06 | 0.033 | unb_TAPWIRE_OH | 8102002 | no | no |  |  | no |  |  | 0 | 0 | 0 | 0
oh_line_TAP_OH_915753 |  | AN | node_8102002_200895596 | node_1307854_971_15301645_393 | 0.033 | unb_TAPWIRE_OH | 8102002 | no | no |  |  | no |  |  | 0 | 0 | 0 | 0
oh_line_TAP_OH_915754 |  | AN | node_8102002_200895598 | node_1308406_061_15301601_796 | 0.033 | unb_TAPWIRE_OH | 8102002 | no | no |  |  | no |  |  | 0 | 0 | 0 | 0
oh_line_TAP_OH_915755 |  | AN | node_8102002_200895600 | node_1309065_384_15301385_526 | 0.033 | unb_TAPWIRE_OH | 8102002 | no | no |  |  | no |  |  | 0 | 0 | 0 | 0
oh_line_TAP_OH_915756 |  | AN | node_8102002_200895602 | node_1308743_052_15302340_258 | 0.033 | unb_TAPWIRE_OH | 8102002 | no | no |  |  | no |  |  | 0 | 0 | 0 | 0
oh_line_TAP_OH_915757 |  | AN | node_8102002_200895603 | node_1308853_659_15302634_458 | 0.033 | unb_TAPWIRE_OH | 8102002 | no | no |  |  | no |  |  | 0 | 0 | 0 | 0
oh_line_TAP_OH_915758 |  | AN | node_8102002_200895605 | node_1309027_939_15302913_141 | 0.033 | unb_TAPWIRE_OH | 8102002 | no | no |  |  | no |  |  | 0 | 0 | 0 | 0
oh_line_TAP_OH_915759 |  | AN | node_8102002_200895613 | node_1309984_269_15304281_61 | 0.033 | unb_TAPWIRE_OH | 8102002 | no | no |  |  | no |  |  | 0 | 0 | 0 | 0
oh_line_TAP_OH_915760 |  | AN | node_8102002_200895617 | node_1310489_158_15305596_119 | 0.033 | unb_TAPWIRE_OH | 8102002 | no | no |  |  | no |  |  | 0 | 0 | 0 | 0
oh_line_TAP_OH_915761 |  | AN | node_8102002_200895619 | node_1310210_424_15305556_919 | 0.033 | unb_TAPWIRE_OH | 8102002 | no | no |  |  | no |  |  | 0 | 0 | 0 | 0
oh_line_TAP_OH_915762 |  | AN | node_8102002_310010526 | node_1310441_039_15306058_53 | 0.033 | unb_TAPWIRE_OH | 8102002 | no | no |  |  | no |  |  | 0 | 0 | 0 | 0
oh_line_TAP_OH_915763 |  | AN | node_8102002_200895625 | node_1310512_59_15306430_612 | 0.033 | unb_TAPWIRE_OH | 8102002 | no | no |  |  | no |  |  | 0 | 0 | 0 | 0
oh_line_TAP_OH_915764 |  | AN | node_8102002_200895628 | node_1303617_871_15298395_374 | 0.033 | unb_TAPWIRE_OH | 8102002 | no | no |  |  | no |  |  | 0 | 0 | 0 | 0
oh_line_TAP_OH_915765 |  | AN | node_8102002_200895630 | node_1310660_608_15306805_227 | 0.033 | unb_TAPWIRE_OH | 8102002 | no | no |  |  | no |  |  | 0 | 0 | 0 | 0
oh_line_TAP_OH_915766 |  | AN | node_8102002_200895632 | node_1310717_492_15307212_786 | 0.033 | unb_TAPWIRE_OH | 8102002 | no | no |  |  | no |  |  | 0 | 0 | 0 | 0
oh_line_TAP_OH_915767 |  | AN | node_8102002_200895636 | node_1304049_315_15298521_333 | 0.033 | unb_TAPWIRE_OH | 8102002 | no | no |  |  | no |  |  | 0 | 0 | 0 | 0
oh_line_TAP_OH_915768 |  | AN | node_8102002_200895638 | node_1304328_357_15298386_577 | 0.033 | unb_TAPWIRE_OH | 8102002 | no | no |  |  | no |  |  | 0 | 0 | 0 | 0
oh_line_TAP_OH_915769 |  | AN | node_8102002_200895639 | node_1304616_839_15298329_23 | 0.033 | unb_TAPWIRE_OH | 8102002 | no | no |  |  | no |  |  | 0 | 0 | 0 | 0
oh_line_TAP_OH_915770 |  | AN | node_8102002_200895641 | node_1304968_548_15298252_479 | 0.033 | unb_TAPWIRE_OH | 8102002 | no | no |  |  | no |  |  | 0 | 0 | 0 | 0
oh_line_TAP_OH_915771 |  | AN | node_8102002_200895642 | node_1305223_687_15298197_963 | 0.033 | unb_TAPWIRE_OH | 8102002 | no | no |  |  | no |  |  | 0 | 0 | 0 | 0
oh_line_TAP_OH_915772 |  | AN | node_8102002_200895643 | node_1305419_524_15298225_122 | 0.033 | unb_TAPWIRE_OH | 8102002 | no | no |  |  | no |  |  | 0 | 0 | 0 | 0
oh_line_TAP_OH_915798 |  | AN | node_8102002_200895702 | node_1311598_918_15308476_96 | 0.033 | unb_TAPWIRE_OH | 8102002 | no | no |  |  | no |  |  | 0 | 0 | 0 | 0
oh_line_TAP_OH_915799 |  | AN | node_8102002_200895706 | node_1313565_441_15310631_478 | 0.033 | unb_TAPWIRE_OH | 8102002 | no | no |  |  | no |  |  | 0 | 0 | 0 | 0
oh_line_TAP_OH_915800 |  | AN | node_8102002_200895708 | node_1313708_482_15311216_569 | 0.033 | unb_TAPWIRE_OH | 8102002 | no | no |  |  | no |  |  | 0 | 0 | 0 | 0
oh_line_TAP_OH_915801 |  | AN | node_8102002_200895718 | node_1314279_567_15313939_574 | 0.033 | unb_TAPWIRE_OH | 8102002 | no | no |  |  | no |  |  | 0 | 0 | 0 | 0
oh_line_TAP_OH_915806 |  | AN | node_8102002_200895740 | node_1313273_812_15310006_795 | 0.033 | unb_TAPWIRE_OH | 8102002 | no | no |  |  | no |  |  | 0 | 0 | 0 | 0
oh_line_TAP_OH_915807 |  | AN | node_8102002_200895741 | node_1313396_59_15310164_06 | 0.033 | unb_TAPWIRE_OH | 8102002 | no | no |  |  | no |  |  | 0 | 0 | 0 | 0
oh_line_TAP_OH_916256 |  | AN | node_8102002_200896931 | node_1304856_577_15299411_82 | 0.033 | unb_TAPWIRE_OH | 8102002 | no | no |  |  | no |  |  | 0 | 0 | 0 | 0
oh_line_TAP_OH_916257 |  | AN | node_8102002_200896934 | node_1305798_651_15298681_21 | 0.033 | unb_TAPWIRE_OH | 8102002 | no | no |  |  | no |  |  | 0 | 0 | 0 | 0
oh_line_TAP_OH_916258 |  | AN | node_8102002_200896938 | node_1305130_509_15299099_006 | 0.033 | unb_TAPWIRE_OH | 8102002 | no | no |  |  | no |  |  | 0 | 0 | 0 | 0
oh_line_TAP_OH_916259 |  | AN | node_8102002_200896943 | node_1305217_263_15298785_825 | 0.033 | unb_TAPWIRE_OH | 8102002 | no | no |  |  | no |  |  | 0 | 0 | 0 | 0
oh_line_TAP_OH_916265 |  | AN | node_8102002_200896966 | node_1305733_89_15298930_432 | 0.033 | unb_TAPWIRE_OH | 8102002 | no | no |  |  | no |  |  | 0 | 0 | 0 | 0
oh_line_TAP_OH_916266 |  | AN | node_8102002_200896968 | node_1305963_089_15299113_504 | 0.033 | unb_TAPWIRE_OH | 8102002 | no | no |  |  | no |  |  | 0 | 0 | 0 | 0
oh_line_TAP_OH_916267 |  | AN | node_8102002_200896971 | node_1306163_813_15299481_299 | 0.033 | unb_TAPWIRE_OH | 8102002 | no | no |  |  | no |  |  | 0 | 0 | 0 | 0
oh_line_TAP_OH_916268 |  | AN | node_8102002_200896973 | node_1310231_046_15307069_751 | 0.033 | unb_TAPWIRE_OH | 8102002 | no | no |  |  | no |  |  | 0 | 0 | 0 | 0
oh_line_TAP_OH_916269 |  | AN | node_8102002_200896977 | node_1309563_397_15307749_448 | 0.033 | unb_TAPWIRE_OH | 8102002 | no | no |  |  | no |  |  | 0 | 0 | 0 | 0
oh_line_TAP_OH_916270 |  | AN | node_8102002_200896978 | node_1309653_386_15307932_542 | 0.033 | unb_TAPWIRE_OH | 8102002 | no | no |  |  | no |  |  | 0 | 0 | 0 | 0
oh_line_TAP_OH_916271 |  | AN | node_8102002_200896982 | node_1309746_981_15308818_686 | 0.033 | unb_TAPWIRE_OH | 8102002 | no | no |  |  | no |  |  | 0 | 0 | 0 | 0
oh_line_TAP_OH_916272 |  | AN | node_8102002_200896986 | node_1310299_572_15309588_207 | 0.033 | unb_TAPWIRE_OH | 8102002 | no | no |  |  | no |  |  | 0 | 0 | 0 | 0
oh_line_TAP_OH_916273 |  | AN | node_8102002_200896988 | node_1310369_222_15309183_669 | 0.033 | unb_TAPWIRE_OH | 8102002 | no | no |  |  | no |  |  | 0 | 0 | 0 | 0
oh_line_TAP_OH_916289 |  | AN | node_8102002_200897035 | node_1305999_352_15298579_479 | 0.033 | unb_TAPWIRE_OH | 8102002 | no | no |  |  | no |  |  | 0 | 0 | 0 | 0
oh_line_TAP_OH_916290 |  | AN | node_8102002_200897037 | node_1306175_223_15298866_776 | 0.033 | unb_TAPWIRE_OH | 8102002 | no | no |  |  | no |  |  | 0 | 0 | 0 | 0
oh_line_TAP_OH_916291 |  | AN | node_8102002_200897040 | node_1305867_106_15299450_376 | 0.033 | unb_TAPWIRE_OH | 8102002 | no | no |  |  | no |  |  | 0 | 0 | 0 | 0
oh_line_TAP_OH_916292 |  | AN | node_8102002_200897041 | node_1305618_253_15299490_52 | 0.033 | unb_TAPWIRE_OH | 8102002 | no | no |  |  | no |  |  | 0 | 0 | 0 | 0
oh_line_TAP_OH_916293 |  | AN | node_8102002_200897042 | node_1305391_221_15299542_166 | 0.033 | unb_TAPWIRE_OH | 8102002 | no | no |  |  | no |  |  | 0 | 0 | 0 | 0
oh_line_TAP_OH_916294 |  | AN | node_8102002_200897043 | node_1305151_943_15299595_782 | 0.033 | unb_TAPWIRE_OH | 8102002 | no | no |  |  | no |  |  | 0 | 0 | 0 | 0
oh_line_TAP_OH_916303 |  | AN | node_8102002_200897070 | node_1313448_497_15312239_187 | 0.033 | unb_TAPWIRE_OH | 8102002 | no | no |  |  | no |  |  | 0 | 0 | 0 | 0
oh_line_TAP_OH_916304 |  | AN | node_8102002_200897079 | node_1316303_179_15310252_178 | 0.033 | unb_TAPWIRE_OH | 8102002 | no | no |  |  | no |  |  | 0 | 0 | 0 | 0
oh_line_TAP_OH_916305 |  | AN | node_8102002_200897081 | node_1316390_328_15310588_487 | 0.033 | unb_TAPWIRE_OH | 8102002 | no | no |  |  | no |  |  | 0 | 0 | 0 | 0
oh_line_TAP_OH_916306 |  | AN | node_8102002_200897082 | node_1316481_028_15310942_372 | 0.033 | unb_TAPWIRE_OH | 8102002 | no | no |  |  | no |  |  | 0 | 0 | 0 | 0
oh_line_TAP_OH_916307 |  | AN | node_8102002_200897084 | node_1316256_915_15310061_567 | 0.033 | unb_TAPWIRE_OH | 8102002 | no | no |  |  | no |  |  | 0 | 0 | 0 | 0
oh_line_TAP_OH_916308 |  | AN | node_8102002_200897088 | node_1316869_28_15308250_144 | 0.033 | unb_TAPWIRE_OH | 8102002 | no | no |  |  | no |  |  | 0 | 0 | 0 | 0
oh_line_TAP_OH_916309 |  | AN | node_8102002_200897093 | node_1314698_755_15311637_739 | 0.033 | unb_TAPWIRE_OH | 8102002 | no | no |  |  | no |  |  | 0 | 0 | 0 | 0
oh_line_TAP_OH_916310 |  | AN | node_8102002_200897094 | node_1315031_344_15311492_67 | 0.033 | unb_TAPWIRE_OH | 8102002 | no | no |  |  | no |  |  | 0 | 0 | 0 | 0
oh_line_TAP_OH_916311 |  | AN | node_8102002_200897095 | node_1315234_934_15311250_371 | 0.033 | unb_TAPWIRE_OH | 8102002 | no | no |  |  | no |  |  | 0 | 0 | 0 | 0
oh_line_TAP_OH_916312 |  | AN | node_8102002_200897097 | node_1315450_457_15310816_358 | 0.033 | unb_TAPWIRE_OH | 8102002 | no | no |  |  | no |  |  | 0 | 0 | 0 | 0
oh_line_TAP_OH_916884 |  | AN | node_8102002_200898806 | node_1305782_744_15307437_435 | 0.033 | unb_TAPWIRE_OH | 8102002 | no | no |  |  | no |  |  | 0 | 0 | 0 | 0
oh_line_TAP_OH_916885 |  | AN | node_8102002_200898808 | node_1305513_107_15307402_226 | 0.033 | unb_TAPWIRE_OH | 8102002 | no | no |  |  | no |  |  | 0 | 0 | 0 | 0
oh_line_TAP_OH_916907 |  | AN | node_8102002_200898867 | node_1302029_345_15298472_742 | 0.033 | unb_TAPWIRE_OH | 8102002 | no | no |  |  | no |  |  | 0 | 0 | 0 | 0
oh_line_TAP_OH_916908 |  | AN | node_8102002_200898868 | node_1301668_13_15298412_809 | 0.033 | unb_TAPWIRE_OH | 8102002 | no | no |  |  | no |  |  | 0 | 0 | 0 | 0
oh_line_TAP_OH_916909 |  | AN | node_8102002_200898873 | node_1301623_627_15298599_555 | 0.033 | unb_TAPWIRE_OH | 8102002 | no | no |  |  | no |  |  | 0 | 0 | 0 | 0
oh_line_TAP_OH_916910 |  | AN | node_8102002_200898875 | node_1300629_807_15298940_968 | 0.033 | unb_TAPWIRE_OH | 8102002 | no | no |  |  | no |  |  | 0 | 0 | 0 | 0
oh_line_TAP_OH_916911 |  | AN | node_8102002_200898876 | node_1300607_957_15299142_966 | 0.033 | unb_TAPWIRE_OH | 8102002 | no | no |  |  | no |  |  | 0 | 0 | 0 | 0
oh_line_TAP_OH_916942 |  | AN | node_8102002_200898977 | node_1306189_092_15307142_642 | 0.033 | unb_TAPWIRE_OH | 8102002 | no | no |  |  | no |  |  | 0 | 0 | 0 | 0
oh_line_TAP_OH_916943 |  | AN | node_8102002_200898979 | node_1306294_741_15307363_45 | 0.033 | unb_TAPWIRE_OH | 8102002 | no | no |  |  | no |  |  | 0 | 0 | 0 | 0
oh_line_TAP_OH_916944 |  | AN | node_8102002_200898980 | node_1306336_47_15307800_253 | 0.033 | unb_TAPWIRE_OH | 8102002 | no | no |  |  | no |  |  | 0 | 0 | 0 | 0
oh_line_TAP_OH_916945 |  | AN | node_8102002_200898982 | node_1306393_826_15308093_067 | 0.033 | unb_TAPWIRE_OH | 8102002 | no | no |  |  | no |  |  | 0 | 0 | 0 | 0
oh_line_TAP_OH_916964 |  | AN | node_8102002_200899034 | node_1305395_11_15304773_024 | 0.033 | unb_TAPWIRE_OH | 8102002 | no | no |  |  | no |  |  | 0 | 0 | 0 | 0
oh_line_TAP_OH_916965 |  | AN | node_8102002_200899035 | node_1305053_525_15304831_985 | 0.033 | unb_TAPWIRE_OH | 8102002 | no | no |  |  | no |  |  | 0 | 0 | 0 | 0
oh_line_TAP_OH_916994 |  | AN | node_8102002_200899102 | node_1311473_802_15304274_496 | 0.033 | unb_TAPWIRE_OH | 8102002 | no | no |  |  | no |  |  | 0 | 0 | 0 | 0
oh_line_TAP_OH_916995 |  | AN | node_8102002_200899104 | node_1312084_501_15304222_884 | 0.033 | unb_TAPWIRE_OH | 8102002 | no | no |  |  | no |  |  | 0 | 0 | 0 | 0
oh_line_TAP_OH_917143 |  | AN | node_8102002_200899485 | node_1315336_163_15313229_32 | 0.033 | unb_TAPWIRE_OH | 8102002 | no | no |  |  | no |  |  | 0 | 0 | 0 | 0
oh_line_TAP_OH_917144 |  | AN | node_8102002_200899486 | node_1315640_579_15313252_628 | 0.033 | unb_TAPWIRE_OH | 8102002 | no | no |  |  | no |  |  | 0 | 0 | 0 | 0
oh_line_TAP_OH_917357 |  | ABCN | node_8102002_200900166 | node_1302327_711_15298804_529 | 0.033 | unb_TAPWIRE_OH | 8102002 | no | no |  |  | no |  |  | 0 | 0 | 0 | 0
oh_line_TAP_OH_917358 |  | AN | node_8102002_200900170 | node_1302803_708_15299162_501 | 0.033 | unb_TAPWIRE_OH | 8102002 | no | no |  |  | no |  |  | 0 | 0 | 0 | 0
oh_line_TAP_OH_917359 |  | AN | node_8102002_200900174 | node_1303356_652_15299123_394 | 0.033 | unb_TAPWIRE_OH | 8102002 | no | no |  |  | no |  |  | 0 | 0 | 0 | 0
oh_line_TAP_OH_917360 |  | AN | node_8102002_200900182 | node_1304233_706_15300884_916 | 0.033 | unb_TAPWIRE_OH | 8102002 | no | no |  |  | no |  |  | 0 | 0 | 0 | 0
oh_line_TAP_OH_917361 |  | AN | node_8102002_200900184 | node_1304440_665_15301096_719 | 0.033 | unb_TAPWIRE_OH | 8102002 | no | no |  |  | no |  |  | 0 | 0 | 0 | 0
oh_line_TAP_OH_917362 |  | AN | node_8102002_200900188 | node_1304888_298_15301319_788 | 0.033 | unb_TAPWIRE_OH | 8102002 | no | no |  |  | no |  |  | 0 | 0 | 0 | 0
oh_line_TAP_OH_917363 |  | AN | node_8102002_200900193 | node_1305172_829_15301815_691 | 0.033 | unb_TAPWIRE_OH | 8102002 | no | no |  |  | no |  |  | 0 | 0 | 0 | 0
oh_line_TAP_OH_917364 |  | AN | node_8102002_200900195 | node_1305240_997_15302202_291 | 0.033 | unb_TAPWIRE_OH | 8102002 | no | no |  |  | no |  |  | 0 | 0 | 0 | 0
oh_line_TAP_OH_917365 |  | AN | node_8102002_200900201 | node_1305449_3_15303233_083 | 0.033 | unb_TAPWIRE_OH | 8102002 | no | no |  |  | no |  |  | 0 | 0 | 0 | 0
oh_line_TAP_OH_917366 |  | AN | node_8102002_200900206 | node_1305626_424_15304103_032 | 0.033 | unb_TAPWIRE_OH | 8102002 | no | no |  |  | no |  |  | 0 | 0 | 0 | 0
oh_line_TAP_OH_917367 |  | AN | node_8102002_200900207 | node_1305674_076_15304326_083 | 0.033 | unb_TAPWIRE_OH | 8102002 | no | no |  |  | no |  |  | 0 | 0 | 0 | 0
oh_line_TAP_OH_917369 |  | AN | node_8102002_200900210 | node_1305782_265_15304875_596 | 0.033 | unb_TAPWIRE_OH | 8102002 | no | no |  |  | no |  |  | 0 | 0 | 0 | 0
oh_line_TAP_OH_917370 |  | AN | node_8102002_200900214 | node_1305876_059_15305510_422 | 0.033 | unb_TAPWIRE_OH | 8102002 | no | no |  |  | no |  |  | 0 | 0 | 0 | 0
oh_line_TAP_OH_917371 |  | AN | node_8102002_200900217 | node_1305931_272_15305953_849 | 0.033 | unb_TAPWIRE_OH | 8102002 | no | no |  |  | no |  |  | 0 | 0 | 0 | 0
oh_line_TAP_OH_917372 |  | AN | node_8102002_200900219 | node_1305584_905_15306253_954 | 0.033 | unb_TAPWIRE_OH | 8102002 | no | no |  |  | no |  |  | 0 | 0 | 0 | 0
oh_line_TAP_OH_917374 |  | AN | node_8102002_200900225 | node_1305990_749_15306689_25 | 0.033 | unb_TAPWIRE_OH | 8102002 | no | no |  |  | no |  |  | 0 | 0 | 0 | 0
oh_line_TAP_OH_917375 |  | AN | node_8102002_200900226 | node_1306013_121_15306971_076 | 0.033 | unb_TAPWIRE_OH | 8102002 | no | no |  |  | no |  |  | 0 | 0 | 0 | 0
oh_line_TAP_OH_917376 |  | AN | node_8102002_200900227 | node_1305982_019_15307336_977 | 0.033 | unb_TAPWIRE_OH | 8102002 | no | no |  |  | no |  |  | 0 | 0 | 0 | 0
oh_line_TAP_OH_917377 |  | AN | node_8102002_200900231 | node_1305993_106_15308180_98 | 0.033 | unb_TAPWIRE_OH | 8102002 | no | no |  |  | no |  |  | 0 | 0 | 0 | 0
oh_line_TAP_OH_917378 |  | AN | node_8102002_200900233 | node_1306586_687_15308865_484 | 0.033 | unb_TAPWIRE_OH | 8102002 | no | no |  |  | no |  |  | 0 | 0 | 0 | 0
oh_line_TAP_OH_917379 |  | AN | node_8102002_200900234 | node_1306796_483_15309139_645 | 0.033 | unb_TAPWIRE_OH | 8102002 | no | no |  |  | no |  |  | 0 | 0 | 0 | 0
oh_line_TAP_OH_917380 |  | AN | node_8102002_200900235 | node_1307012_679_15309451_196 | 0.033 | unb_TAPWIRE_OH | 8102002 | no | no |  |  | no |  |  | 0 | 0 | 0 | 0
oh_line_TAP_OH_917381 |  | AN | node_8102002_200900237 | node_1307315_356_15309814_393 | 0.033 | unb_TAPWIRE_OH | 8102002 | no | no |  |  | no |  |  | 0 | 0 | 0 | 0
oh_line_TAP_OH_917382 |  | AN | node_8102002_200900239 | node_1307492_989_15310041_818 | 0.033 | unb_TAPWIRE_OH | 8102002 | no | no |  |  | no |  |  | 0 | 0 | 0 | 0
oh_line_TAP_OH_917383 |  | AN | node_8102002_200900242 | node_1307436_886_15310384_591 | 0.033 | unb_TAPWIRE_OH | 8102002 | no | no |  |  | no |  |  | 0 | 0 | 0 | 0
oh_line_TAP_OH_917384 |  | AN | node_8102002_200900246 | node_1307152_865_15310875_516 | 0.033 | unb_TAPWIRE_OH | 8102002 | no | no |  |  | no |  |  | 0 | 0 | 0 | 0
oh_line_TAP_OH_917385 |  | AN | node_8102002_200900247 | node_1307926_892_15310613_083 | 0.033 | unb_TAPWIRE_OH | 8102002 | no | no |  |  | no |  |  | 0 | 0 | 0 | 0
oh_line_TAP_OH_917386 |  | ABCN | node_8102002_200900252 | node_1302236_955_15298610_627 | 0.033 | unb_TAPWIRE_OH | 8102002 | no | no |  |  | no |  |  | 0 | 0 | 0 | 0
oh_line_TAP_OH_917387 |  | AN | node_8102002_200900255 | node_1305208_273_15303728_739 | 0.033 | unb_TAPWIRE_OH | 8102002 | no | no |  |  | no |  |  | 0 | 0 | 0 | 0
oh_line_TAP_OH_917388 |  | AN | node_8102002_200900259 | node_1304693_313_15303344_708 | 0.033 | unb_TAPWIRE_OH | 8102002 | no | no |  |  | no |  |  | 0 | 0 | 0 | 0
oh_line_TAP_OH_917389 |  | AN | node_8102002_200900260 | node_1304443_479_15303115_475 | 0.033 | unb_TAPWIRE_OH | 8102002 | no | no |  |  | no |  |  | 0 | 0 | 0 | 0
oh_line_TAP_OH_917390 |  | AN | node_8102002_200900262 | node_1304008_077_15302757_127 | 0.033 | unb_TAPWIRE_OH | 8102002 | no | no |  |  | no |  |  | 0 | 0 | 0 | 0
oh_line_TAP_OH_917391 |  | AN | node_8102002_200900263 | node_1303783_624_15302571_501 | 0.033 | unb_TAPWIRE_OH | 8102002 | no | no |  |  | no |  |  | 0 | 0 | 0 | 0
oh_line_TAP_OH_917392 |  | AN | node_8102002_200900265 | node_1303564_724_15302427_688 | 0.033 | unb_TAPWIRE_OH | 8102002 | no | no |  |  | no |  |  | 0 | 0 | 0 | 0
oh_line_TAP_OH_917393 |  | AN | node_8102002_200900266 | node_1303326_156_15302276_972 | 0.033 | unb_TAPWIRE_OH | 8102002 | no | no |  |  | no |  |  | 0 | 0 | 0 | 0
oh_line_TAP_OH_917394 |  | AN | node_8102002_200900267 | node_1303120_2_15302087_683 | 0.033 | unb_TAPWIRE_OH | 8102002 | no | no |  |  | no |  |  | 0 | 0 | 0 | 0
oh_line_TAP_OH_917395 |  | AN | node_8102002_200900268 | node_1302863_131_15302227_23 | 0.033 | unb_TAPWIRE_OH | 8102002 | no | no |  |  | no |  |  | 0 | 0 | 0 | 0
oh_line_TAP_OH_917396 |  | AN | node_8102002_200900269 | node_1302619_973_15302272_16 | 0.033 | unb_TAPWIRE_OH | 8102002 | no | no |  |  | no |  |  | 0 | 0 | 0 | 0
oh_line_TAP_OH_917397 |  | AN | node_8102002_200900272 | node_1302248_646_15302270_314 | 0.033 | unb_TAPWIRE_OH | 8102002 | no | no |  |  | no |  |  | 0 | 0 | 0 | 0
oh_line_TAP_OH_917398 |  | AN | node_8102002_200900275 | node_1301945_392_15302389_995 | 0.033 | unb_TAPWIRE_OH | 8102002 | no | no |  |  | no |  |  | 0 | 0 | 0 | 0
oh_line_TAP_OH_917399 |  | AN | node_8102002_200900277 | node_1301740_366_15302122_577 | 0.033 | unb_TAPWIRE_OH | 8102002 | no | no |  |  | no |  |  | 0 | 0 | 0 | 0
oh_line_TAP_OH_917400 |  | AN | node_8102002_200900279 | node_1301111_51_15302319_992 | 0.033 | unb_TAPWIRE_OH | 8102002 | no | no |  |  | no |  |  | 0 | 0 | 0 | 0
oh_line_TAP_OH_917401 |  | AN | node_8102002_200900281 | node_1300821_6_15302226_851 | 0.033 | unb_TAPWIRE_OH | 8102002 | no | no |  |  | no |  |  | 0 | 0 | 0 | 0
oh_line_TAP_OH_917402 |  | AN | node_8102002_200900282 | node_1300559_254_15302151_147 | 0.033 | unb_TAPWIRE_OH | 8102002 | no | no |  |  | no |  |  | 0 | 0 | 0 | 0
oh_line_TAP_OH_917403 |  | AN | node_8102002_200900284 | node_1300268_489_15302058_472 | 0.033 | unb_TAPWIRE_OH | 8102002 | no | no |  |  | no |  |  | 0 | 0 | 0 | 0
oh_line_TAP_OH_917404 |  | AN | node_8102002_200900285 | node_1300390_473_15301878_614 | 0.033 | unb_TAPWIRE_OH | 8102002 | no | no |  |  | no |  |  | 0 | 0 | 0 | 0
oh_line_TAP_OH_917405 |  | AN | node_8102002_200900286 | node_1299984_238_15301835_713 | 0.033 | unb_TAPWIRE_OH | 8102002 | no | no |  |  | no |  |  | 0 | 0 | 0 | 0
oh_line_TAP_OH_917406 |  | AN | node_8102002_200900291 | node_1299265_001_15301471_934 | 0.033 | unb_TAPWIRE_OH | 8102002 | no | no |  |  | no |  |  | 0 | 0 | 0 | 0
oh_line_TAP_OH_917545 |  | AN | node_8102002_200900658 | node_1304129_239_15296757_764 | 0.033 | unb_TAPWIRE_OH | 8102002 | no | no |  |  | no |  |  | 0 | 0 | 0 | 0
oh_line_TAP_OH_917546 |  | ABCN | node_8102002_200900664 | node_1304862_717_15295796_679 | 0.033 | unb_TAPWIRE_OH | 8102002 | no | no |  |  | no |  |  | 0 | 0 | 0 | 0
oh_line_TAP_OH_917547 |  | ABCN | node_8102002_200900666 | node_1305109_626_15295694_844 | 0.033 | unb_TAPWIRE_OH | 8102002 | no | no |  |  | no |  |  | 0 | 0 | 0 | 0
oh_line_TAP_OH_917549 |  | ABCN | node_8102002_200900680 | node_1307209_845_15296020_056 | 0.033 | unb_TAPWIRE_OH | 8102002 | no | no |  |  | no |  |  | 0 | 0 | 0 | 0
oh_line_TAP_OH_917551 |  | ABCN | node_8102002_200900684 | node_1307778_954_15296218_428 | 0.033 | unb_TAPWIRE_OH | 8102002 | no | no |  |  | no |  |  | 0 | 0 | 0 | 0
oh_line_TAP_OH_917853 |  | AN | node_8102002_200901798 | node_1299186_174_15297306_322 | 0.033 | unb_TAPWIRE_OH | 8102002 | no | no |  |  | no |  |  | 0 | 0 | 0 | 0
oh_line_TAP_OH_917854 |  | AN | node_8102002_200901801 | node_1298809_83_15297271_433 | 0.033 | unb_TAPWIRE_OH | 8102002 | no | no |  |  | no |  |  | 0 | 0 | 0 | 0
oh_line_TAP_OH_917856 |  | AN | node_8102002_200901812 | node_1298135_115_15297267_17 | 0.033 | unb_TAPWIRE_OH | 8102002 | no | no |  |  | no |  |  | 0 | 0 | 0 | 0
oh_line_TAP_OH_917860 |  | AN | node_8102002_200901825 | node_1299825_123_15297286_649 | 0.033 | unb_TAPWIRE_OH | 8102002 | no | no |  |  | no |  |  | 0 | 0 | 0 | 0
oh_line_TAP_OH_917861 |  | ABCN | node_8102002_200901829 | node_1302292_105_15297102_331 | 0.033 | unb_TAPWIRE_OH | 8102002 | no | no |  |  | no |  |  | 0 | 0 | 0 | 0
oh_line_TAP_OH_917867 |  | AN | node_8102002_200901862 | node_1298466_803_15296718_375 | 0.033 | unb_TAPWIRE_OH | 8102002 | no | no |  |  | no |  |  | 0 | 0 | 0 | 0
oh_line_TAP_OH_917868 |  | AN | node_8102002_200901870 | node_1299710_739_15295763_851 | 0.033 | unb_TAPWIRE_OH | 8102002 | no | no |  |  | no |  |  | 0 | 0 | 0 | 0
oh_line_TAP_OH_917869 |  | AN | node_8102002_200901875 | node_1299983_014_15295946_184 | 0.033 | unb_TAPWIRE_OH | 8102002 | no | no |  |  | no |  |  | 0 | 0 | 0 | 0
oh_line_TAP_OH_917870 |  | AN | node_8102002_200901880 | node_1300254_648_15296137_107 | 0.033 | unb_TAPWIRE_OH | 8102002 | no | no |  |  | no |  |  | 0 | 0 | 0 | 0
oh_line_TAP_OH_917871 |  | AN | node_8102002_200901882 | node_1300437_184_15296314_649 | 0.033 | unb_TAPWIRE_OH | 8102002 | no | no |  |  | no |  |  | 0 | 0 | 0 | 0
oh_line_TAP_OH_917872 |  | AN | node_8102002_200901883 | node_1300507_659_15296362_584 | 0.033 | unb_TAPWIRE_OH | 8102002 | no | no |  |  | no |  |  | 0 | 0 | 0 | 0
oh_line_TAP_OH_917873 |  | ABCN | node_8102002_200901889 | node_1300916_065_15296524_576 | 0.033 | unb_TAPWIRE_OH | 8102002 | no | no |  |  | no |  |  | 0 | 0 | 0 | 0
oh_line_TAP_OH_917876 |  | ABCN | node_8102002_200901904 | node_1301846_217_15296209_184 | 0.033 | unb_TAPWIRE_OH | 8102002 | no | no |  |  | no |  |  | 0 | 0 | 0 | 0
oh_line_TAP_OH_917879 |  | ABCN | node_8102002_200901913 | node_1298720_982_15295187_499 | 0.033 | unb_TAPWIRE_OH | 8102002 | no | no |  |  | no |  |  | 0 | 0 | 0 | 0
oh_line_TAP_OH_917888 |  | AN | node_8102002_200901957 | node_1301387_865_15296885_414 | 0.033 | unb_TAPWIRE_OH | 8102002 | no | no |  |  | no |  |  | 0 | 0 | 0 | 0
oh_line_TAP_OH_917896 |  | ABCN | node_8102002_200901998 | node_1300625_186_15296821_456 | 0.033 | unb_TAPWIRE_OH | 8102002 | no | no |  |  | no |  |  | 0 | 0 | 0 | 0
oh_line_TAP_OH_917912 |  | ABCN | node_8102002_200902066 | node_1299197_067_15296217_162 | 0.033 | unb_TAPWIRE_OH | 8102002 | no | no |  |  | no |  |  | 0 | 0 | 0 | 0
oh_line_TAP_OH_917914 |  | ABCN | node_8102002_200902071 | node_1299614_323_15296504_03 | 0.033 | unb_TAPWIRE_OH | 8102002 | no | no |  |  | no |  |  | 0 | 0 | 0 | 0
oh_line_TAP_OH_917916 |  | ABCN | node_8102002_200902077 | node_1299942_111_15296717_476 | 0.033 | unb_TAPWIRE_OH | 8102002 | no | no |  |  | no |  |  | 0 | 0 | 0 | 0
oh_line_TAP_OH_917917 |  | ABCN | node_8102002_200902080 | node_1300151_307_15296854_358 | 0.033 | unb_TAPWIRE_OH | 8102002 | no | no |  |  | no |  |  | 0 | 0 | 0 | 0
oh_line_TAP_OH_917918 |  | ABCN | node_8102002_200902090 | node_1300672_734_15297101_498 | 0.033 | unb_TAPWIRE_OH | 8102002 | no | no |  |  | no |  |  | 0 | 0 | 0 | 0
oh_line_TAP_OH_917919 |  | ABCN | node_8102002_200902094 | node_1300944_353_15297197_348 | 0.033 | unb_TAPWIRE_OH | 8102002 | no | no |  |  | no |  |  | 0 | 0 | 0 | 0
oh_line_TAP_OH_917921 |  | ABCN | node_8102002_200902099 | node_1301178_964_15297197_477 | 0.033 | unb_TAPWIRE_OH | 8102002 | no | no |  |  | no |  |  | 0 | 0 | 0 | 0
oh_line_TAP_OH_917923 |  | ABCN | node_8102002_200902106 | node_1301597_967_15297173_854 | 0.033 | unb_TAPWIRE_OH | 8102002 | no | no |  |  | no |  |  | 0 | 0 | 0 | 0
oh_line_TAP_OH_917924 |  | ABCN | node_8102002_200902114 | node_1302023_92_15297251_609 | 0.033 | unb_TAPWIRE_OH | 8102002 | no | no |  |  | no |  |  | 0 | 0 | 0 | 0
oh_line_TAP_OH_917925 |  | AN | node_8102002_200902123 | node_1302828_266_15297075_183 | 0.033 | unb_TAPWIRE_OH | 8102002 | no | no |  |  | no |  |  | 0 | 0 | 0 | 0
oh_line_TAP_OH_917926 |  | ABCN | node_8102002_200902134 | node_1298743_578_15295847_778 | 0.033 | unb_TAPWIRE_OH | 8102002 | no | no |  |  | no |  |  | 0 | 0 | 0 | 0
oh_line_TAP_OH_917963 |  | ABCN | node_8102002_200902309 | node_1298644_937_15296981_637 | 0.033 | unb_TAPWIRE_OH | 8102002 | no | no |  |  | no |  |  | 0 | 0 | 0 | 0
oh_line_TAP_OH_917964 |  | ABCN | node_8102002_200902312 | node_1299278_228_15295819_513 | 0.033 | unb_TAPWIRE_OH | 8102002 | no | no |  |  | no |  |  | 0 | 0 | 0 | 0
oh_line_TAP_OH_917965 |  | ABCN | node_8102002_200902316 | node_1299059_983_15296285_892 | 0.033 | unb_TAPWIRE_OH | 8102002 | no | no |  |  | no |  |  | 0 | 0 | 0 | 0
oh_line_TAP_OH_917966 |  | ABCN | node_8102002_200902319 | node_1298791_388_15296630_103 | 0.033 | unb_TAPWIRE_OH | 8102002 | no | no |  |  | no |  |  | 0 | 0 | 0 | 0
oh_line_TAP_OH_917969 |  | AN | node_8102002_200902333 | node_1301327_938_15297655_903 | 0.033 | unb_TAPWIRE_OH | 8102002 | no | no |  |  | no |  |  | 0 | 0 | 0 | 0
oh_line_TAP_OH_917970 |  | AN | node_8102002_200902343 | node_1300648_947_15297633_021 | 0.033 | unb_TAPWIRE_OH | 8102002 | no | no |  |  | no |  |  | 0 | 0 | 0 | 0
oh_line_TAP_OH_917971 |  | AN | node_8102002_200902346 | node_1300367_962_15297618_683 | 0.033 | unb_TAPWIRE_OH | 8102002 | no | no |  |  | no |  |  | 0 | 0 | 0 | 0
oh_line_TAP_OH_917972 |  | AN | node_8102002_200902351 | node_1299947_249_15297609_744 | 0.033 | unb_TAPWIRE_OH | 8102002 | no | no |  |  | no |  |  | 0 | 0 | 0 | 0
oh_line_TAP_OH_917986 |  | AN | node_8102002_200902455 | node_1299536_689_15296948_668 | 0.033 | unb_TAPWIRE_OH | 8102002 | no | no |  |  | no |  |  | 0 | 0 | 0 | 0
oh_line_TAP_OH_917987 |  | AN | node_8102002_200902458 | node_1299691_578_15297093_217 | 0.033 | unb_TAPWIRE_OH | 8102002 | no | no |  |  | no |  |  | 0 | 0 | 0 | 0
oh_line_TAP_OH_917989 |  | AN | node_8102002_200902465 | node_1299927_86_15297517_639 | 0.033 | unb_TAPWIRE_OH | 8102002 | no | no |  |  | no |  |  | 0 | 0 | 0 | 0
oh_line_TAP_OH_918004 |  | ABCN | node_8102002_200902532 | node_1302220_997_15297251_206 | 0.033 | unb_TAPWIRE_OH | 8102002 | no | no |  |  | no |  |  | 0 | 0 | 0 | 0
oh_line_TAP_OH_918006 |  | ABCN | node_8102002_200902541 | node_1301218_654_15296509_875 | 0.033 | unb_TAPWIRE_OH | 8102002 | no | no |  |  | no |  |  | 0 | 0 | 0 | 0
oh_line_TAP_OH_918007 |  | ABCN | node_8102002_200902548 | node_1301832_926_15296740_112 | 0.033 | unb_TAPWIRE_OH | 8102002 | no | no |  |  | no |  |  | 0 | 0 | 0 | 0
oh_line_TAP_OH_918008 |  | ABCN | node_8102002_200902552 | node_1302123_667_15296822_86 | 0.033 | unb_TAPWIRE_OH | 8102002 | no | no |  |  | no |  |  | 0 | 0 | 0 | 0
oh_line_TAP_OH_918009 |  | ABCN | node_8102002_200902558 | node_1302642_808_15296753_202 | 0.033 | unb_TAPWIRE_OH | 8102002 | no | no |  |  | no |  |  | 0 | 0 | 0 | 0
oh_line_TAP_OH_918010 |  | ABCN | node_8102002_200902566 | node_1303335_639_15296503_392 | 0.033 | unb_TAPWIRE_OH | 8102002 | no | no |  |  | no |  |  | 0 | 0 | 0 | 0
oh_line_TAP_OH_922583 |  | AN | node_8102002_200962515 | node_1305062_357_15301460_27 | 0.033 | unb_TAPWIRE_OH | 8102002 | no | no |  |  | no |  |  | 0 | 0 | 0 | 0
oh_line_TAP_OH_923197 |  | AN | node_8102002_200965387 | node_1305911_35_15306529_836 | 0.033 | unb_TAPWIRE_OH | 8102002 | no | no |  |  | no |  |  | 0 | 0 | 0 | 0
oh_line_TAP_OH_923198 |  | AN | node_8102002_200965388 | node_1306131_297_15306520_337 | 0.033 | unb_TAPWIRE_OH | 8102002 | no | no |  |  | no |  |  | 0 | 0 | 0 | 0
oh_line_TAP_OH_926252 |  | AN | node_8102002_200981643 | node_1314187_792_15311975_522 | 0.033 | unb_TAPWIRE_OH | 8102002 | no | no |  |  | no |  |  | 0 | 0 | 0 | 0
oh_line_TAP_OH_929496 |  | AN | node_8102002_201014294 | node_1305402_288_15303001_546 | 0.033 | unb_TAPWIRE_OH | 8102002 | no | no |  |  | no |  |  | 0 | 0 | 0 | 0
oh_line_TAP_OH_931606 |  | AN | node_8102002_201024068 | node_1305358_313_15302764_354 | 0.033 | unb_TAPWIRE_OH | 8102002 | no | no |  |  | no |  |  | 0 | 0 | 0 | 0
oh_line_TAP_OH_2138125 |  | ABCN | node_8102002_200901986 | node_1299198_324_15296816_296 | 0.033 | unb_TAPWIRE_OH | 8102002 | no | no |  |  | no |  |  | 0 | 0 | 0 | 0
oh_line_TAP_OH_2138126 |  | ABCN | node_8102002_200901986 | node_1299188_937_15296839_641 | 0.033 | unb_TAPWIRE_OH | 8102002 | no | no |  |  | no |  |  | 0 | 0 | 0 | 0
oh_line_TAP_OH_2138143 |  | ABCN | node_8102002_200902063 | node_1298871_995_15296081_553 | 0.033 | unb_TAPWIRE_OH | 8102002 | no | no |  |  | no |  |  | 0 | 0 | 0 | 0
oh_line_TAP_OH_2138144 |  | ABCN | node_8102002_200902063 | node_1298858_748_15296061_58 | 0.033 | unb_TAPWIRE_OH | 8102002 | no | no |  |  | no |  |  | 0 | 0 | 0 | 0
oh_line_TAP_OH_2138159 |  | ABCN | node_8102002_201013514 | node_1302449_753_15297454_095 | 0.033 | unb_TAPWIRE_OH | 8102002 | no | no |  |  | no |  |  | 0 | 0 | 0 | 0
oh_line_TAP_OH_2138160 |  | ABCN | node_8102002_201013514 | node_1302430_489_15297460_195 | 0.033 | unb_TAPWIRE_OH | 8102002 | no | no |  |  | no |  |  | 0 | 0 | 0 | 0
oh_line_TAP_OH_2138161 |  | ABCN | node_8102002_201013514 | node_1302467_14_15297441_494 | 0.033 | unb_TAPWIRE_OH | 8102002 | no | no |  |  | no |  |  | 0 | 0 | 0 | 0
oh_line_TAP_OH_2138184 |  | ABCN | node_8102002_201015579 | node_1301395_396_15296271_051 | 0.033 | unb_TAPWIRE_OH | 8102002 | no | no |  |  | no |  |  | 0 | 0 | 0 | 0
oh_line_TAP_OH_2138185 |  | ABCN | node_8102002_201015579 | node_1301414_145_15296262_595 | 0.033 | unb_TAPWIRE_OH | 8102002 | no | no |  |  | no |  |  | 0 | 0 | 0 | 0
oh_line_TAP_OH_2138265 |  | ABCN | node_8102002_200901906 | node_1301752_186_15295921_981 | 0.033 | unb_TAPWIRE_OH | 8102002 | no | no |  |  | no |  |  | 0 | 0 | 0 | 0
oh_line_TAP_OH_2138266 |  | ABCN | node_8102002_200901906 | node_1301771_786_15295918_149 | 0.033 | unb_TAPWIRE_OH | 8102002 | no | no |  |  | no |  |  | 0 | 0 | 0 | 0
oh_line_TAP_OH_2138267 |  | ABCN | node_8102002_200901906 | node_1301734_037_15295932_502 | 0.033 | unb_TAPWIRE_OH | 8102002 | no | no |  |  | no |  |  | 0 | 0 | 0 | 0
oh_line_TAP_OH_2141722 |  | ABCN | node_8102002_200901894 | node_1298594_322_15295136_198 | 0.033 | unb_TAPWIRE_OH | 8102002 | no | no |  |  | no |  |  | 0 | 0 | 0 | 0
oh_line_TAP_OH_2141723 |  | ABCN | node_8102002_200901894 | node_1298591_027_15295109_901 | 0.033 | unb_TAPWIRE_OH | 8102002 | no | no |  |  | no |  |  | 0 | 0 | 0 | 0
oh_line_TAP_OH_2141724 |  | ABCN | node_8102002_200901894 | node_1298602_566_15295160_514 | 0.033 | unb_TAPWIRE_OH | 8102002 | no | no |  |  | no |  |  | 0 | 0 | 0 | 0
oh_line_TAP_OH_2141786 |  | ABCN | node_8102002_200902540 | node_1302780_985_15298161_341 | 0.033 | unb_TAPWIRE_OH | 8102002 | no | no |  |  | no |  |  | 0 | 0 | 0 | 0
oh_line_TAP_OH_2141787 |  | ABCN | node_8102002_200902540 | node_1302781_197_15298187_97 | 0.033 | unb_TAPWIRE_OH | 8102002 | no | no |  |  | no |  |  | 0 | 0 | 0 | 0
oh_line_TAP_OH_2141788 |  | ABCN | node_8102002_200902540 | node_1302775_648_15298135_633 | 0.033 | unb_TAPWIRE_OH | 8102002 | no | no |  |  | no |  |  | 0 | 0 | 0 | 0
oh_line_TAP_OH_2141840 |  | ABCN | node_8102002_200900672 | node_1305899_018_15295418_423 | 0.033 | unb_TAPWIRE_OH | 8102002 | no | no |  |  | no |  |  | 0 | 0 | 0 | 0
oh_line_TAP_OH_2141841 |  | ABCN | node_8102002_200900672 | node_1305900_271_15295445_013 | 0.033 | unb_TAPWIRE_OH | 8102002 | no | no |  |  | no |  |  | 0 | 0 | 0 | 0
oh_line_TAP_OH_2141852 |  | ABCN | node_8102002_200901702 | node_1298625_987_15295366_265 | 0.033 | unb_TAPWIRE_OH | 8102002 | no | no |  |  | no |  |  | 0 | 0 | 0 | 0
oh_line_TAP_OH_2141853 |  | ABCN | node_8102002_200901702 | node_1298615_093_15295388_386 | 0.033 | unb_TAPWIRE_OH | 8102002 | no | no |  |  | no |  |  | 0 | 0 | 0 | 0
oh_line_TAP_OH_2141854 |  | ABCN | node_8102002_200901702 | node_1298632_221_15295341_06 | 0.033 | unb_TAPWIRE_OH | 8102002 | no | no |  |  | no |  |  | 0 | 0 | 0 | 0
oh_line_TAP_OH_2141860 |  | ABCN | node_8102002_200901925 | node_1299069_895_15295492_326 | 0.033 | unb_TAPWIRE_OH | 8102002 | no | no |  |  | no |  |  | 0 | 0 | 0 | 0
oh_line_TAP_OH_2141861 |  | ABCN | node_8102002_200901925 | node_1299056_79_15295472_185 | 0.033 | unb_TAPWIRE_OH | 8102002 | no | no |  |  | no |  |  | 0 | 0 | 0 | 0
oh_line_TAP_OH_2141900 |  | ABCN | node_8102002_200902067 | node_1299265_283_15296332_299 | 0.033 | unb_TAPWIRE_OH | 8102002 | no | no |  |  | no |  |  | 0 | 0 | 0 | 0
oh_line_TAP_OH_2141901 |  | ABCN | node_8102002_200902067 | node_1299252_782_15296311_479 | 0.033 | unb_TAPWIRE_OH | 8102002 | no | no |  |  | no |  |  | 0 | 0 | 0 | 0
oh_line_TAP_OH_2141902 |  | ABCN | node_8102002_200902067 | node_1299281_343_15296348_112 | 0.033 | unb_TAPWIRE_OH | 8102002 | no | no |  |  | no |  |  | 0 | 0 | 0 | 0
oh_line_TAP_OH_2141905 |  | ABCN | node_8102002_200902103 | node_1298303_456_15295709_625 | 0.033 | unb_TAPWIRE_OH | 8102002 | no | no |  |  | no |  |  | 0 | 0 | 0 | 0
oh_line_TAP_OH_2141906 |  | ABCN | node_8102002_200902103 | node_1298292_784_15295687_055 | 0.033 | unb_TAPWIRE_OH | 8102002 | no | no |  |  | no |  |  | 0 | 0 | 0 | 0
oh_line_TAP_OH_2141907 |  | ABCN | node_8102002_200902103 | node_1298318_091_15295727_769 | 0.033 | unb_TAPWIRE_OH | 8102002 | no | no |  |  | no |  |  | 0 | 0 | 0 | 0
oh_line_TAP_OH_2141911 |  | ABCN | node_8102002_200901701 | node_1298565_481_15295394_161 | 0.033 | unb_TAPWIRE_OH | 8102002 | no | no |  |  | no |  |  | 0 | 0 | 0 | 0
oh_line_TAP_OH_2202131 |  | ABCN | node_8102002_200900655 | node_1303737_763_15296152_074 | 0.033 | unb_TAPWIRE_OH | 8102002 | no | no |  |  | no |  |  | 0 | 0 | 0 | 0
oh_line_TAP_OH_2202132 |  | ABCN | node_8102002_200900655 | node_1303755_803_15296141_223 | 0.033 | unb_TAPWIRE_OH | 8102002 | no | no |  |  | no |  |  | 0 | 0 | 0 | 0
oh_line_TAP_OH_2202133 |  | ABCN | node_8102002_200900655 | node_1303722_47_15296168_849 | 0.033 | unb_TAPWIRE_OH | 8102002 | no | no |  |  | no |  |  | 0 | 0 | 0 | 0
oh_line_TAP_OH_2202144 |  | ABCN | node_8102002_201014843 | node_1307107_739_15296244_034 | 0.033 | unb_TAPWIRE_OH | 8102002 | no | no |  |  | no |  |  | 0 | 0 | 0 | 0
oh_line_TAP_OH_2202145 |  | ABCN | node_8102002_201014843 | node_1307092_683_15296243_163 | 0.033 | unb_TAPWIRE_OH | 8102002 | no | no |  |  | no |  |  | 0 | 0 | 0 | 0
oh_line_TAP_OH_2202146 |  | ABCN | node_8102002_201014843 | node_1307122_314_15296242_641 | 0.033 | unb_TAPWIRE_OH | 8102002 | no | no |  |  | no |  |  | 0 | 0 | 0 | 0
oh_line_TAP_OH_2202147 |  | ABCN | node_8102002_200901902 | node_1301584_927_15296126_423 | 0.033 | unb_TAPWIRE_OH | 8102002 | no | no |  |  | no |  |  | 0 | 0 | 0 | 0
oh_line_TAP_OH_2202148 |  | ABCN | node_8102002_200901902 | node_1301603_413_15296136_285 | 0.033 | unb_TAPWIRE_OH | 8102002 | no | no |  |  | no |  |  | 0 | 0 | 0 | 0
oh_line_TAP_OH_2202149 |  | ABCN | node_8102002_200901902 | node_1301565_213_15296123_301 | 0.033 | unb_TAPWIRE_OH | 8102002 | no | no |  |  | no |  |  | 0 | 0 | 0 | 0
oh_line_TAP_OH_2202158 |  | ABCN | node_8102002_200901806 | node_1298583_381_15297161_88 | 0.033 | unb_TAPWIRE_OH | 8102002 | no | no |  |  | no |  |  | 0 | 0 | 0 | 0
oh_line_TAP_OH_2202159 |  | ABCN | node_8102002_200901806 | node_1298602_713_15297168_046 | 0.033 | unb_TAPWIRE_OH | 8102002 | no | no |  |  | no |  |  | 0 | 0 | 0 | 0
oh_line_TAP_OH_2213740 |  | ABCN | node_8102002_200902097 | node_1301098_176_15297126_967 | 0.033 | unb_TAPWIRE_OH | 8102002 | no | no |  |  | no |  |  | 0 | 0 | 0 | 0
oh_line_TAP_OH_2213741 |  | ABCN | node_8102002_200902097 | node_1301117_851_15297130_532 | 0.033 | unb_TAPWIRE_OH | 8102002 | no | no |  |  | no |  |  | 0 | 0 | 0 | 0
oh_line_TAP_OH_2213742 |  | ABCN | node_8102002_200902097 | node_1301078_528_15297130_353 | 0.033 | unb_TAPWIRE_OH | 8102002 | no | no |  |  | no |  |  | 0 | 0 | 0 | 0
oh_line_TAP_OH_2213746 |  | ABCN | node_8102002_200900682 | node_1307466_252_15295929_889 | 0.033 | unb_TAPWIRE_OH | 8102002 | no | no |  |  | no |  |  | 0 | 0 | 0 | 0
oh_line_TAP_OH_2213747 |  | ABCN | node_8102002_200900682 | node_1307480_527_15295948_538 | 0.033 | unb_TAPWIRE_OH | 8102002 | no | no |  |  | no |  |  | 0 | 0 | 0 | 0
oh_line_TAP_OH_2213748 |  | ABCN | node_8102002_200900682 | node_1307448_9_15295916_796 | 0.033 | unb_TAPWIRE_OH | 8102002 | no | no |  |  | no |  |  | 0 | 0 | 0 | 0
oh_line_TAP_OH_2450537 |  | ABCN | node_8102002_200901701 | node_1298561_251_15295406_706 | 0.033 | unb_TAPWIRE_OH | 8102002 | no | no |  |  | no |  |  | 0 | 0 | 0 | 0
oh_line_TAP_OH_2450538 |  | ABCN | node_8102002_200901701 | node_1298547_448_15295411_419 | 0.033 | unb_TAPWIRE_OH | 8102002 | no | no |  |  | no |  |  | 0 | 0 | 0 | 0
oh_line_TAP_OH_2572553 |  | AN | node_8102002_200897073 | node_1313348_644_15312461_839 | 0.033 | unb_TAPWIRE_OH | 8102002 | no | no |  |  | no |  |  | 0 | 0 | 0 | 0
oh_line_TAP_OH_3689006 |  | AN | node_8102002_311995267 | node_1309559_52_15310111_684 | 0.033 | unb_TAPWIRE_OH | 8102002 | no | no |  |  | no |  |  | 0 | 0 | 0 | 0
oh_line_TAP_OH_4334727 |  | AN | node_8102002_312044523 | node_1302863_255_15298729_639 | 0.033 | unb_TAPWIRE_OH | 8102002 | no | no |  |  | no |  |  | 0 | 0 | 0 | 0
oh_line_TAP_OH_5587644 |  | ABCN | node_8102002_200902090 | node_1300681_316_15297105_051 | 0.033 | unb_TAPWIRE_OH | 8102002 | no | no |  |  | no |  |  | 0 | 0 | 0 | 0

## overhead_line_conductor
data_type | static
owner_type | feeder
owner | 8102002
object | overhead_line_conductor
name | groupid | geometric_mean_radius | resistance | diameter | rating_summer_continuous | rating_summer_emergency | rating_winter_continuous | rating_winter_emergency | dcircuit | selected | comments
oh_cond_1/0_AAAC |  | 0.012 | 0.876 | 0.398 | 235 | 235 | 310 | 310 |  | no
oh_cond_1/0_ACSR |  | 0.012 | 0.888 | 0.398 | 265 | 265 | 330 | 330 |  | no
oh_cond_2/0_CU |  | 0.013 | 0.44 | 0.414 | 295 | 295 | 425 | 425 |  | no
oh_cond_2_ACSR |  | 0.01 | 1.41 | 0.325 | 195 | 195 | 245 | 245 |  | no
oh_cond_3_#7_CWD_30% |  | 0.005 | 3.07 | 0.311 | 125 | 125 | 195 | 195 |  | no
oh_cond_3_#104_CWD |  | 0.003 | 5.945 | 0.224 | 90 | 90 | 130 | 130 |  | no
oh_cond_4/0_AAAC |  | 0.017 | 0.439 | 0.563 | 365 | 365 | 480 | 480 |  | no
oh_cond_4/0_ACSR |  | 0.017 | 0.445 | 0.563 | 410 | 410 | 515 | 515 |  | no
oh_cond_4/0_AL |  | 0.016 | 0.442 | 0.522 | 365 | 365 | 480 | 480 |  | no
oh_cond_4_ACSR |  | 0.008 | 2.24 | 0.25 | 145 | 145 | 185 | 185 |  | no
oh_cond_4_CU |  | 0.007 | 1.388 | 0.232 | 140 | 140 | 200 | 200 |  | no
oh_cond_6_CU |  | 0.006 | 2.18 | 0.184 | 110 | 110 | 150 | 150 |  | no
oh_cond_477_MCM_AL |  | 0.025 | 0.198 | 0.792 | 605 | 605 | 810 | 810 |  | no
oh_cond_WP-4/0-CU |  | 0.015 | 0.273 | 0.81 | 340 | 340 | 390 | 390 |  | no

## regulator
data_type | static
owner_type | feeder
owner | 8102002
object | regulator
name | groupid | phases | fr | to | configuration | sense_node | dcircuit | selected | monitored | monitored_fields | class_monitored_fields | played | played_fields | comments
regulator_220370740 |  | AD | node_intto1_8102002_200895601 | node_8102002_200895601 | config_regulator_220370740 |  | 8102002 | no | no |  |  | no

## regulator_configuration
data_type | static
owner_type | feeder
owner | 8102002
object | regulator_configuration
name | groupid | connect_type | band_center | band_width | time_delay | dwell_time | raise_taps | lower_taps | current_transducer_ratio | power_transducer_ratio | compensator_r_setting_A | compensator_x_setting_A | compensator_r_setting_B | compensator_x_setting_B | compensator_r_setting_C | compensator_x_setting_C | CT_phase | PT_phase | regulation | control_level | Control | Type | tap_pos_A | tap_pos_B | tap_pos_C | dcircuit | selected | comments
config_regulator_220370740 |  | WYE_WYE | 123 | 3 |  |  | 16 | 16 | 100 | 40 | 0 | 0 | 0 | 0 | 0 | 0 | A | A | 0.1 | INDIVIDUAL | OUTPUT_VOLTAGE | A | 0 | 0 | 0 |  | no

## switch
data_type | static
owner_type | feeder
owner | 8102002
object | switch
name | groupid | phases | fr | to | phase_A_state | phase_B_state | phase_C_state | operating_mode | status | dcircuit | selected | monitored | monitored_fields | class_monitored_fields | played | played_fields | comments
switch_220416119 |  | ABCD | node_intto1_8102002_200902088 | node_8102002_200902088 | CLOSED | CLOSED | CLOSED | INDIVIDUAL |  | 8102002 | no | no |  |  | no
switch_220416133 |  | ABCD | node_intto1_8102002_200902532 | node_8102002_200902532 | CLOSED | CLOSED | CLOSED | INDIVIDUAL |  | 8102002 | no | no |  |  | no

## transformer
data_type | static
owner_type | feeder
owner | 8102002
object | transformer
name | groupid | phases | fr | to | configuration | climate | aging_constant | use_thermal_model | aging_granularity | dcircuit | selected | monitored | monitored_fields | class_monitored_fields | played | played_fields | comments
transformer_220464684 |  | AD | node_intto1_220464684 | node_220464684 | config_transformer_220464684 |  | 0 |  | 0 | 8102002 | no | no |  |  | no
transformer_220523550 |  | AD | node_intto1_220523550 | node_220523550 | config_transformer_220523550 |  | 0 |  | 0 | 8102002 | no | no |  |  | no

## transformer_configuration
data_type | static
owner_type | feeder
owner | 8102002
object | transformer_configuration
name | groupid | connect_type | install_type | coolant_type | cooling_type | primary_voltage | secondary_voltage | power_rating | powerA_rating | powerB_rating | powerC_rating | impedance | shunt_impedance | core_coil_weight | tank_fittings_weight | oil_volume | rated_winding_time_constant | rated_winding_hot_spot_rise | rated_top_oil_rise | no_load_loss | full_load_loss | reactance_resistance_ratio | installed_insulation_life | dcircuit | selected | comments
config_transformer_220464684 |  | DELTA_GWYE |  |  |  | 4800 | 12470 | 167 | 0 | 0 | 0 | 0.004+0.04j | 0 | 0 | 0 | 0 | 0 | 0 | 0 | 0 | 0 | 10 | 0 |  | no
config_transformer_220523550 |  | DELTA_GWYE |  |  |  | 4800 | 12470 | 167 | 0 | 0 | 0 | 0.004+0.04j | 0 | 0 | 0 | 0 | 0 | 0 | 0 | 0 | 0 | 10 | 0 |  | no

## underground_line
data_type | static
owner_type | feeder
owner | 8102002
object | underground_line
name | groupid | phases | fr | to | length | configuration | dcircuit | selected | monitored | monitored_fields | class_monitored_fields | played | played_fields | comments
und_line_8102002_200894262 |  | AN | node_8102002_200897045 | node_8102002_200894262 | 215.983 | und_1P_1/0ALURD_1/0AL(N) | 8102002 | no | no |  |  | no
und_line_8102002_200894266 |  | AN | node_8102002_200894262 | node_8102002_200894266 | 402.569 | und_1P_1/0ALURD_1/0AL(N) | 8102002 | no | no |  |  | no
und_line_8102002_200894270 |  | AN | node_8102002_200894262 | node_8102002_200894270 | 306.88 | und_1P_1/0ALURD_1/0AL(N) | 8102002 | no | no |  |  | no
und_line_8102002_200894274 |  | AN | node_8102002_200894270 | node_8102002_200894274 | 205.085 | und_1P_1/0ALURD_1/0AL(N) | 8102002 | no | no |  |  | no
und_line_8102002_200894277 |  | AN | node_8102002_200894274 | node_8102002_200894277 | 304.275 | und_1P_1/0ALURD_1/0AL(N) | 8102002 | no | no |  |  | no
und_line_8102002_200894281 |  | AN | node_8102002_200894277 | node_8102002_200894281 | 200.953 | und_1P_1/0ALURD_1/0AL(N) | 8102002 | no | no |  |  | no
und_line_8102002_200894284 |  | AN | node_8102002_200894281 | node_8102002_200894284 | 361.332 | und_1P_1/0ALURD_1/0AL(N) | 8102002 | no | no |  |  | no
und_line_8102002_200894287 |  | AN | node_8102002_200894284 | node_8102002_200894287 | 282.287 | und_1P_2ALURD_2AL(N) | 8102002 | no | no |  |  | no
und_line_8102002_200894309 |  | AN | node_8102002_311911071 | node_8102002_200894309 | 219.408 | und_1P_1/0ALURD_1/0AL(N) | 8102002 | no | no |  |  | no
und_line_8102002_200894312 |  | AN | node_8102002_200894309 | node_8102002_200894312 | 262.396 | und_1P_1/0ALURD_1/0AL(N) | 8102002 | no | no |  |  | no
und_line_8102002_200894314 |  | AN | node_8102002_200894312 | node_8102002_200894314 | 194.552 | und_1P_1/0ALURD_1/0AL(N) | 8102002 | no | no |  |  | no
und_line_8102002_200894317 |  | AN | node_8102002_200894314 | node_8102002_200894317 | 273.558 | und_1P_1/0ALURD_1/0AL(N) | 8102002 | no | no |  |  | no
und_line_8102002_200894432 |  | AN | node_8102002_201038927 | node_8102002_200894432 | 315.06 | und_1P_1/0ALURD_1/0AL(N) | 8102002 | no | no |  |  | no
und_line_8102002_200894437 |  | AN | node_8102002_200894432 | node_8102002_200894437 | 259.969 | und_1P_2ALURD_2AL(N) | 8102002 | no | no |  |  | no
und_line_8102002_200963784 |  | ABCN | node_8102002_200963783 | node_intto1_8102002_200963784 | 169.81 | und_3P_DELTACUST | 8102002 | no | no |  |  | no
und_line_8102002_200978332 |  | AN | node_8102002_200950310 | node_8102002_200978332 | 239.309 | und_1P_DELTACUST | 8102002 | no | no |  |  | no
und_line_8102002_201014842 |  | AN | node_8102002_200900220 | node_intto1_8102002_201014842 | 762.332 | und_1P_DELTACUST | 8102002 | no | no |  |  | no
und_line_8102002_201014844 |  | AN | node_8102002_200900271 | node_intto1_8102002_201014844 | 327.241 | und_1P_DELTACUST | 8102002 | no | no |  |  | no
und_line_8102002_201038926 |  | AN | node_8102002_200961463 | node_8102002_201038926 | 268.242 | und_1P_DELTACUST | 8102002 | no | no |  |  | no
und_line_8102002_201038927 |  | AN | node_8102002_200894317 | node_8102002_201038927 | 402.909 | und_1P_1/0ALURD_1/0AL(N) | 8102002 | no | no |  |  | no
und_line_8102002_201043470 |  | AN | node_8102002_201017690 | node_intto1_8102002_201043470 | 332.052 | und_1P_DELTACUST | 8102002 | no | no |  |  | no
und_line_TAP_UG_59806 |  | AN | node_8102002_200894262 | node_1304529_028_15299774_797 | 0.033 | und_TAPWIRE_UG | 8102002 | no | no |  |  | no
und_line_TAP_UG_59807 |  | AN | node_8102002_200894266 | node_1304109_889_15299890_563 | 0.033 | und_TAPWIRE_UG | 8102002 | no | no |  |  | no
und_line_TAP_UG_59808 |  | AN | node_8102002_200894270 | node_1304488_092_15299453_491 | 0.033 | und_TAPWIRE_UG | 8102002 | no | no |  |  | no
und_line_TAP_UG_59809 |  | AN | node_8102002_200894274 | node_1304284_35_15299304_488 | 0.033 | und_TAPWIRE_UG | 8102002 | no | no |  |  | no
und_line_TAP_UG_59810 |  | AN | node_8102002_200894277 | node_1303971_039_15299350_364 | 0.033 | und_TAPWIRE_UG | 8102002 | no | no |  |  | no
und_line_TAP_UG_59811 |  | AN | node_8102002_200894281 | node_1303776_542_15299379_388 | 0.033 | und_TAPWIRE_UG | 8102002 | no | no |  |  | no
und_line_TAP_UG_59812 |  | AN | node_8102002_200894284 | node_1303676_855_15299690_92 | 0.033 | und_TAPWIRE_UG | 8102002 | no | no |  |  | no
und_line_TAP_UG_59813 |  | AN | node_8102002_200894287 | node_1303802_127_15299931_183 | 0.033 | und_TAPWIRE_UG | 8102002 | no | no |  |  | no
und_line_TAP_UG_59818 |  | AN | node_8102002_200894309 | node_1306800_36_15298681_001 | 0.033 | und_TAPWIRE_UG | 8102002 | no | no |  |  | no
und_line_TAP_UG_59819 |  | AN | node_8102002_200894312 | node_1306699_62_15298414_783 | 0.033 | und_TAPWIRE_UG | 8102002 | no | no |  |  | no
und_line_TAP_UG_59820 |  | AN | node_8102002_200894314 | node_1306750_445_15298217_519 | 0.033 | und_TAPWIRE_UG | 8102002 | no | no |  |  | no
und_line_TAP_UG_59821 |  | AN | node_8102002_200894317 | node_1306771_703_15297924_5 | 0.033 | und_TAPWIRE_UG | 8102002 | no | no |  |  | no
und_line_TAP_UG_59841 |  | AN | node_8102002_200894432 | node_1306062_428_15297842_467 | 0.033 | und_TAPWIRE_UG | 8102002 | no | no |  |  | no
und_line_TAP_UG_59842 |  | AN | node_8102002_200894437 | node_1305756_03_15297743_16 | 0.033 | und_TAPWIRE_UG | 8102002 | no | no |  |  | no
und_line_TAP_UG_60433 |  | ABCN | node_8102002_200963784 | node_1298419_35_15295961_924 | 0.033 | und_TAPWIRE_UG | 8102002 | no | no |  |  | no
und_line_TAP_UG_62425 |  | AN | node_8102002_200978332 | node_1307222_203_15309350_505 | 0.033 | und_TAPWIRE_UG | 8102002 | no | no |  |  | no
und_line_TAP_UG_64544 |  | AN | node_8102002_201014842 | node_1304650_65_15306499_753 | 0.033 | und_TAPWIRE_UG | 8102002 | no | no |  |  | no
und_line_TAP_UG_64545 |  | AN | node_8102002_201014844 | node_1302492_18_15302636_779 | 0.033 | und_TAPWIRE_UG | 8102002 | no | no |  |  | no
und_line_TAP_UG_66779 |  | AN | node_8102002_201038926 | node_1306530_909_15299653_456 | 0.033 | und_TAPWIRE_UG | 8102002 | no | no |  |  | no
und_line_TAP_UG_67770 |  | AN | node_8102002_201043470 | node_1313063_368_15309160_546 | 0.033 | und_TAPWIRE_UG | 8102002 | no | no |  |  | no

## underground_line_conductor
data_type | static
owner_type | feeder
owner | 8102002
object | underground_line_conductor
name | groupid | outer_diameter | conductor_gmr | conductor_diameter | conductor_resistance | neutral_gmr | neutral_diameter | neutral_resistance | neutral_strands | insulation_relative_permitivitty | shield_gmr | shield_resistance | rating_summer_continuous | rating_summer_emergency | rating_winter_continuous | rating_winter_emergency | dcircuit | selected | comments
und_cond_1P_1/0ALURD_1/0AL(N) | [12 empty] | 160 | 160 | 180 | 180 |  | no
und_cond_1P_2ALURD_2AL(N) | [12 empty] | 125 | 125 | 140 | 140 |  | no
und_cond_1P_DELTACUST | [12 empty] | 685 | 685 | 685 | 685 |  | no
und_cond_3P_DELTACUST | [12 empty] | 685 | 685 | 685 | 685 |  | no
und_cond_TAPWIRE_UG | [12 empty] | 99999999 | 99999999 | 99999999 | 99999999 |  | no