## capacitor
data_type | static
owner_type | feeder
owner | 8105801
object | capacitor
name | groupid | parent | phases | nominal_voltage | pt_phase | phases_connected | switchA | switchB | switchC | control | voltage_set_high | voltage_set_low | VAr_set_high | VAr_set_low | current_set_high | current_set_low | capacitor_A | capacitor_B | capacitor_C | cap_nominal_voltage | time_delay | dwell_time | lockout_time | remote_sense | remote_sense_B | control_level | dcircuit | selected | monitored | monitored_fields | class_monitored_fields | played | played_fields | comments
cap_220369585 |  | node_1323794_067_15314974_468 | AN | 0 |  | AN | CLOSED |  |  | MANUAL | [6 empty] | 50000 |  |  | 4800 | [6 empty] | 8105801 | no | no |  |  | no
cap_220369597 |  | node_1335156_052_15293739_461 | AN | 0 |  | AN | CLOSED |  |  | MANUAL | [6 empty] | 50000 |  |  | 4800 | [6 empty] | 8105801 | no | no |  |  | no
cap_220369635 |  | node_1331227_542_15281294_127 | AN | 0 |  | AN | CLOSED |  |  | MANUAL | [6 empty] | 50000 |  |  | 4800 | [6 empty] | 8105801 | no | no |  |  | no
cap_220369652 |  | node_1326174_911_15311100_07 | AN | 0 |  | AN | CLOSED |  |  | MANUAL | [6 empty] | 150000 |  |  | 4800 | [6 empty] | 8105801 | no | no |  |  | no
cap_220369653 |  | node_1330328_219_15320187_224 | AN | 0 |  | AN | CLOSED |  |  | MANUAL | [6 empty] | 50000 |  |  | 4800 | [6 empty] | 8105801 | no | no |  |  | no
cap_220369668 |  | node_1329908_797_15283879_865 | AN | 0 |  | AN | CLOSED |  |  | MANUAL | [6 empty] | 50000 |  |  | 4800 | [6 empty] | 8105801 | no | no |  |  | no

## feeder
data_type | static
owner_type | feeder
owner | 8105801
object | feeder
name | transmission_bus | ARC | ADR | slack_bus | nom_voltages | num_nodes | num_ohlines | num_uglines | num_transformers | num_generators | num_pvs | num_storages | num_loads | miles | mw | mvar | losses_mw | losses_mvar | comments | use_feeder_load_shape | load_shape_scale | use_feeder_pv_shape | pv_shape_scale | description | restore_time | griddisconnect_scenario_probability | gridconnect_scenario_probability | use_energy_not_served | VOLL | discount_rate | yearly_load_growth_percent | planning_horizon | enable_traditional_project_deferral | lifetime_of_investment_years | start_year | base_year | year_the_investment_is_committed | revenue_requirement_scaling_factor | discount_rate | inflation_rate_for_investment | traditional_project_invested_capital | periodicity_of_investment_in_years | priority | maximum_total_investment_cost | DER_portfolio_NPV | DER_portfolio_BC_ratio | total_system_energy_avoided_cost_NPV | total_system_capacity_avoided_cost_NPV | total_system_ancillary_services_avoided_cost_NPV | total_system_CO2_avoided_cost_NPV | total_system_loss_of_load_avoided_cost_NPV | total_system_distribution_capacity_avoided_cost_NPV | total_system_investment_and_operational_cost_NPV | feeder_solar_pv_operating_cost_USdollarperkWh | feeder_energy_storage_operating_cost_USdollarperkWh | feeder_distributed_generator_operating_cost_USdollarperkWh | feeder_distributed_generator_CO2_cost_USdollarperkWh | feeder_demand_response_operating_cost_USdollarperkWh | feeder_solar_pv_investment_cost_USdollarperkW | feeder_energy_storage_investment_cost_USdollarperkW | feeder_distributed_generator_investment_cost_USdollarperkW | feeder_demand_response_investment_cost_USdollarperkW
8105801 |  | ts_slack | none | node_SOURCE_8105801 | 11.951,19918.584,2771.281,7199.558 | 1514 | 1361 | 30 | 10 | 0 | 0 | 0 | 432 | 43.079 | 7.794 | 3.32 | 0 | 0 |  | 0 | 0 | 1 | 0 |  | 0 | 0 | 0 | 0 | 0 | 0 | 0 | 0 | 0 | 0 | 0 | 0 | 0 | 0 | 0 | 0 | 0 | 0 | 0 | 999999999 | 0 | 0 | 0 | 0 | 0 | 0 | 0 | 0 | 0 | 0 | 0 | 0 | 0 | 0 | 0 | 0 | 0 | 0

## fuse
data_type | static
owner_type | feeder
owner | 8105801
object | fuse
name | groupid | phases | fr | to | phase_A_status | phase_B_status | phase_C_status | repair_dist_type | current_limit | mean_replacement_time | status | dcircuit | selected | monitored | monitored_fields | class_monitored_fields | played | played_fields | comments
fuse_220386841 |  | AN | node_intto1_8105801_200898835 | node_8105801_200898835 | GOOD | GOOD | GOOD |  | 40 |  |  | 8105801 | no | no |  |  | no
fuse_220386921 |  | AN | node_intto1_8105801_200899242 | node_8105801_200899242 | GOOD | GOOD | GOOD |  | 40 |  |  | 8105801 | no | no |  |  | no
fuse_220386932 |  | AD | node_intto1_8105801_200899235 | node_8105801_200899235 | GOOD | GOOD | GOOD |  | 30 |  |  | 8105801 | no | no |  |  | no
fuse_220386954 |  | AN | node_intto1_8105801_200895806 | node_8105801_200895806 | GOOD | GOOD | GOOD |  | 65 |  |  | 8105801 | no | no |  |  | no
fuse_220386955 |  | AN | node_intto1_220386955 | node_220386955 | GOOD | GOOD | GOOD |  | 25 |  |  | 8105801 | no | no |  |  | no
fuse_220386956 |  | AD | node_intto1_8105801_200895796 | node_8105801_200895796 | GOOD | GOOD | GOOD |  | 80 |  |  | 8105801 | no | no |  |  | no
fuse_220386958 |  | AD | node_intto1_8105801_200895826 | node_8105801_200895826 | GOOD | GOOD | GOOD |  | 40 |  |  | 8105801 | no | no |  |  | no
fuse_220387038 |  | AN | node_intto1_8105801_200896167 | node_8105801_200896167 | GOOD | GOOD | GOOD |  | 40 |  |  | 8105801 | no | no |  |  | no
fuse_220387063 |  | AN | node_intto1_8105801_200896450 | node_8105801_200896450 | GOOD | GOOD | GOOD |  | 40 |  |  | 8105801 | no | no |  |  | no
fuse_220387072 |  | AN | node_intto1_8105801_200896501 | node_8105801_200896501 | GOOD | GOOD | GOOD |  | 40 |  |  | 8105801 | no | no |  |  | no
fuse_220387246 |  | AN | node_intto1_220387246 | node_220387246 | GOOD | GOOD | GOOD |  | 8 |  |  | 8105801 | no | no |  |  | no
fuse_220387247 |  | AN | node_intto1_8105801_200896714 | node_8105801_200896714 | GOOD | GOOD | GOOD |  | 40 |  |  | 8105801 | no | no |  |  | no
fuse_220387269 |  | AD | node_intto1_8105801_200900571 | node_8105801_200900571 | GOOD | GOOD | GOOD |  | 50 |  |  | 8105801 | no | no |  |  | no
fuse_220387270 |  | AD | node_intto1_8105801_200978669 | node_8105801_200978669 | GOOD | GOOD | GOOD |  | 80 |  |  | 8105801 | no | no |  |  | no
fuse_220387272 |  | AN | node_intto1_220387272 | node_220387272 | GOOD | GOOD | GOOD |  | 8 |  |  | 8105801 | no | no |  |  | no
fuse_220387273 |  | AD | node_intto1_8105801_200898622 | node_8105801_200898622 | GOOD | GOOD | GOOD |  | 50 |  |  | 8105801 | no | no |  |  | no
fuse_220387274 |  | AD | node_intto1_8105801_200900489 | node_8105801_200900489 | GOOD | GOOD | GOOD |  | 80 |  |  | 8105801 | no | no |  |  | no
fuse_220387276 |  | AN | node_intto1_8105801_200900294 | node_8105801_200900294 | GOOD | GOOD | GOOD |  | 2 |  |  | 8105801 | no | no |  |  | no
fuse_220387277 |  | AD | node_intto1_8105801_200900628 | node_8105801_200900628 | GOOD | GOOD | GOOD |  | 30 |  |  | 8105801 | no | no |  |  | no
fuse_220387279 |  | AN | node_intto1_220387279 | node_220387279 | GOOD | GOOD | GOOD |  | 8 |  |  | 8105801 | no | no |  |  | no
fuse_220387280 |  | AN | node_intto1_8105801_200900385 | node_8105801_200900385 | GOOD | GOOD | GOOD |  | 40 |  |  | 8105801 | no | no |  |  | no
fuse_220387284 |  | AN | node_intto1_220387284 | node_220387284 | GOOD | GOOD | GOOD |  | 25 |  |  | 8105801 | no | no |  |  | no
fuse_220387293 |  | AD | node_intto1_8105801_200900586 | node_8105801_200900586 | GOOD | GOOD | GOOD |  | 25 |  |  | 8105801 | no | no |  |  | no
fuse_220387295 |  | AD | node_intto1_8105801_200900629 | node_8105801_200900629 | GOOD | GOOD | GOOD |  | 30 |  |  | 8105801 | no | no |  |  | no
fuse_220387296 |  | AD | node_intto1_8105801_200900722 | node_8105801_200900722 | GOOD | GOOD | GOOD |  | 30 |  |  | 8105801 | no | no |  |  | no
fuse_220387298 |  | AN | node_intto1_220387298 | node_220387298 | GOOD | GOOD | GOOD |  | 12 |  |  | 8105801 | no | no |  |  | no
fuse_220387299 |  | AN | node_intto1_220387299 | node_220387299 | GOOD | GOOD | GOOD |  | 12 |  |  | 8105801 | no | no |  |  | no
fuse_220387300 |  | ABCN | node_intto1_8105801_200950513 | node_8105801_200950513 | GOOD | GOOD | GOOD |  | 100 |  |  | 8105801 | no | no |  |  | no
fuse_220465572 |  | AD | node_intto1_8105801_200900559 | node_8105801_200900559 | GOOD | GOOD | GOOD |  | 30 |  |  | 8105801 | no | no |  |  | no
fuse_220507912 |  | ABCN | node_intto1_8105801_200896484 | node_8105801_200896484 | GOOD | GOOD | GOOD |  | 100 |  |  | 8105801 | no | no |  |  | no
fuse_220518743 |  | AD | node_intto1_8105801_200967057 | node_8105801_200967057 | GOOD | GOOD | GOOD |  | 40 |  |  | 8105801 | no | no |  |  | no
fuse_220521016 |  | AD | node_intto1_8105801_200894922 | node_8105801_200894922 | GOOD | GOOD | GOOD |  | 300 |  |  | 8105801 | no | no |  |  | no
fuse_220537906 |  | AN | node_intto1_8105801_200976073 | node_8105801_200976073 | GOOD | GOOD | GOOD |  | 25 |  |  | 8105801 | no | no |  |  | no
fuse_220543294 |  | ABCN | node_intto1_8105801_310027274 | node_8105801_310027274 | GOOD | GOOD | GOOD |  | 40 |  |  | 8105801 | no | no |  |  | no
fuse_220544599 |  | AN | node_intto1_8105801_200974255 | node_8105801_200974255 | GOOD | GOOD | GOOD |  | 30 |  |  | 8105801 | no | no |  |  | no
fuse_220546675 |  | AN | node_intto1_8105801_200980256 | node_8105801_200980256 | GOOD | GOOD | GOOD |  | 30 |  |  | 8105801 | no | no |  |  | no
fuse_220549421 |  | AN | node_intto1_8105801_200981773 | node_8105801_200981773 | GOOD | GOOD | GOOD |  | 2 |  |  | 8105801 | no | no |  |  | no
fuse_220581297 |  | AD | node_intto1_8105801_200899125 | node_8105801_200899125 | GOOD | GOOD | GOOD |  | 50 |  |  | 8105801 | no | no |  |  | no
fuse_220606374 |  | AD | node_intto1_8105801_201020345 | node_8105801_201020345 | GOOD | GOOD | GOOD |  | 65 |  |  | 8105801 | no | no |  |  | no
fuse_220625784 |  | ABCN | node_intto1_8105801_200896495 | node_8105801_200896495 | GOOD | GOOD | GOOD |  | 2 |  |  | 8105801 | no | no |  |  | no
fuse_220638948 |  | AD | node_intto1_8105801_200894948 | node_8105801_200894948 | GOOD | GOOD | GOOD |  | 25 |  |  | 8105801 | no | no |  |  | no
fuse_220638963 |  | AN | node_intto1_8105801_200895886 | node_8105801_200895886 | GOOD | GOOD | GOOD |  | 25 |  |  | 8105801 | no | no |  |  | no
fuse_220638965 |  | AD | node_intto1_8105801_200895891 | node_8105801_200895891 | GOOD | GOOD | GOOD |  | 25 |  |  | 8105801 | no | no |  |  | no
fuse_220638967 |  | AD | node_intto1_8105801_200899478 | node_8105801_200899478 | GOOD | GOOD | GOOD |  | 25 |  |  | 8105801 | no | no |  |  | no
fuse_220638969 |  | AD | node_intto1_8105801_200894991 | node_8105801_200894991 | GOOD | GOOD | GOOD |  | 25 |  |  | 8105801 | no | no |  |  | no
fuse_220638971 |  | AD | node_intto1_8105801_200894977 | node_8105801_200894977 | GOOD | GOOD | GOOD |  | 40 |  |  | 8105801 | no | no |  |  | no
fuse_220638972 |  | AD | node_intto1_8105801_200894975 | node_8105801_200894975 | GOOD | GOOD | GOOD |  | 40 |  |  | 8105801 | no | no |  |  | no
fuse_220638973 |  | AD | node_intto1_8105801_310029145 | node_8105801_310029145 | GOOD | GOOD | GOOD |  | 65 |  |  | 8105801 | no | no |  |  | no
fuse_220639004 |  | AD | node_intto1_8105801_200967096 | node_8105801_200967096 | GOOD | GOOD | GOOD |  | 40 |  |  | 8105801 | no | no |  |  | no
fuse_220639005 |  | AD | node_intto1_8105801_200978668 | node_8105801_200978668 | GOOD | GOOD | GOOD |  | 80 |  |  | 8105801 | no | no |  |  | no
fuse_220639007 |  | AD | node_intto1_8105801_200896246 | node_8105801_200896246 | GOOD | GOOD | GOOD |  | 50 |  |  | 8105801 | no | no |  |  | no
fuse_220639008 |  | AD | node_intto1_8105801_200895825 | node_8105801_200895825 | GOOD | GOOD | GOOD |  | 40 |  |  | 8105801 | no | no |  |  | no
fuse_220639933 |  | AD | node_intto1_8105801_200895905 | node_8105801_200895905 | GOOD | GOOD | GOOD |  | 30 |  |  | 8105801 | no | no |  |  | no
fuse_220639934 |  | AD | node_intto1_8105801_200895906 | node_8105801_200895906 | GOOD | GOOD | GOOD |  | 30 |  |  | 8105801 | no | no |  |  | no
fuse_220639935 |  | AD | node_intto1_8105801_200900550 | node_8105801_200900550 | GOOD | GOOD | GOOD |  | 30 |  |  | 8105801 | no | no |  |  | no
fuse_220639937 |  | AD | node_intto1_8105801_200900721 | node_8105801_200900721 | GOOD | GOOD | GOOD |  | 300 |  |  | 8105801 | no | no |  |  | no
fuse_220639939 |  | AD | node_intto1_8105801_200897030 | node_8105801_200897030 | GOOD | GOOD | GOOD |  | 40 |  |  | 8105801 | no | no |  |  | no
fuse_220639943 |  | AD | node_intto1_8105801_200900725 | node_8105801_200900725 | GOOD | GOOD | GOOD |  | 25 |  |  | 8105801 | no | no |  |  | no
fuse_220639945 |  | AN | node_intto1_8105801_200896992 | node_8105801_200896992 | GOOD | GOOD | GOOD |  | 40 |  |  | 8105801 | no | no |  |  | no
fuse_220639946 |  | AD | node_intto1_8105801_200900363 | node_8105801_200900363 | GOOD | GOOD | GOOD |  | 40 |  |  | 8105801 | no | no |  |  | no
fuse_220639947 |  | AN | node_intto1_8105801_200895006 | node_8105801_200895006 | GOOD | GOOD | GOOD |  | 40 |  |  | 8105801 | no | no |  |  | no
fuse_220639948 |  | ABCN | node_intto1_8105801_200894904 | node_8105801_200894904 | GOOD | GOOD | GOOD |  | 40 |  |  | 8105801 | no | no |  |  | no
fuse_220639949 |  | AD | node_intto1_8105801_200900409 | node_8105801_200900409 | GOOD | GOOD | GOOD |  | 25 |  |  | 8105801 | no | no |  |  | no
fuse_220639951 |  | AD | node_intto1_8105801_200896364 | node_8105801_200896364 | GOOD | GOOD | GOOD |  | 25 |  |  | 8105801 | no | no |  |  | no
fuse_220639953 |  | AD | node_intto1_8105801_200900512 | node_8105801_200900512 | GOOD | GOOD | GOOD |  | 25 |  |  | 8105801 | no | no |  |  | no
fuse_220639955 |  | AD | node_intto1_8105801_200896247 | node_8105801_200896247 | GOOD | GOOD | GOOD |  | 50 |  |  | 8105801 | no | no |  |  | no
fuse_220639956 |  | AD | node_intto1_8105801_200896262 | node_8105801_200896262 | GOOD | GOOD | GOOD |  | 30 |  |  | 8105801 | no | no |  |  | no
fuse_220639957 |  | AN | node_intto1_8105801_200896245 | node_8105801_200896245 | GOOD | GOOD | GOOD |  | 30 |  |  | 8105801 | no | no |  |  | no
fuse_220640040 |  | ABCN | node_intto1_8105801_200894791 | node_8105801_200894791 | GOOD | GOOD | GOOD |  | 40 |  |  | 8105801 | no | no |  |  | no
fuse_220640064 |  | AD | node_intto1_8105801_200901086 | node_8105801_200901086 | GOOD | GOOD | GOOD |  | 80 |  |  | 8105801 | no | no |  |  | no
fuse_220640065 |  | AD | node_intto1_8105801_200901085 | node_8105801_200901085 | GOOD | GOOD | GOOD |  | 80 |  |  | 8105801 | no | no |  |  | no
fuse_220640066 |  | AN | node_intto1_8105801_200896491 | node_8105801_200896491 | GOOD | GOOD | GOOD |  | 40 |  |  | 8105801 | no | no |  |  | no
fuse_220640067 |  | AD | node_intto1_8105801_200901127 | node_8105801_200901127 | GOOD | GOOD | GOOD |  | 300 |  |  | 8105801 | no | no |  |  | no
fuse_220640069 |  | AD | node_intto1_8105801_200901130 | node_8105801_200901130 | GOOD | GOOD | GOOD |  | 25 |  |  | 8105801 | no | no |  |  | no
fuse_220640095 |  | AD | node_intto1_8105801_200897100 | node_8105801_200897100 | GOOD | GOOD | GOOD |  | 30 |  |  | 8105801 | no | no |  |  | no
fuse_220640097 |  | AD | node_intto1_8105801_200898793 | node_8105801_200898793 | GOOD | GOOD | GOOD |  | 50 |  |  | 8105801 | no | no |  |  | no
fuse_220640098 |  | AD | node_intto1_8105801_200898794 | node_8105801_200898794 | GOOD | GOOD | GOOD |  | 50 |  |  | 8105801 | no | no |  |  | no
fuse_220640142 |  | AN | node_intto1_8105801_200901099 | node_8105801_200901099 | GOOD | GOOD | GOOD |  | 40 |  |  | 8105801 | no | no |  |  | no
fuse_220657056 |  | AN | node_intto1_220657056 | node_220657056 | GOOD | GOOD | GOOD |  | 65 |  |  | 8105801 | no | no |  |  | no
fuse_310033562 |  | AN | node_intto1_8105801_310012411 | node_8105801_310012411 | GOOD | GOOD | GOOD |  | 40 |  |  | 8105801 | no | no |  |  | no
fuse_310063988 |  | AN | node_intto1_310063988 | node_310063988 | GOOD | GOOD | GOOD |  | 25 |  |  | 8105801 | no | no |  |  | no
fuse_311881085 |  | AD | node_intto1_8105801_200901135 | node_8105801_200901135 | GOOD | GOOD | GOOD |  | 25 |  |  | 8105801 | no | no |  |  | no
fuse_311899394 |  | AD | node_intto1_8105801_200900708 | node_8105801_200900708 | GOOD | GOOD | GOOD |  | 300 |  |  | 8105801 | no | no |  |  | no
fuse_311900167 |  | ABCN | node_intto1_8105801_311900738 | node_8105801_311900738 | GOOD | GOOD | GOOD |  | 40 |  |  | 8105801 | no | no |  |  | no
fuse_312012106 |  | AD | node_intto1_8105801_200900362 | node_8105801_200900362 | GOOD | GOOD | GOOD |  | 100 |  |  | 8105801 | no | no |  |  | no
fuse_312012107 |  | AN | node_intto1_312012107 | node_312012107 | GOOD | GOOD | GOOD |  | 25 |  |  | 8105801 | no | no |  |  | no

## line_configuration
data_type | static
owner_type | feeder
owner | 8105801
object | line_configuration
name | groupid | conductor_A | conductor_B | conductor_C | conductor_N | spacing | z11 | z12 | z13 | z21 | z22 | z23 | z31 | z32 | z33 | c11 | c12 | c13 | c21 | c22 | c23 | c31 | c32 | c33 | dcircuit | selected | comments
bal_1P_1/0AA |  | oh_cond_1/0_AAAC | oh_cond_1/0_AAAC | oh_cond_1/0_AAAC |  |  | 0.972+1.499j | 0.095+0.781j | 0.095+0.781j | 0.095+0.781j | 0.972+1.499j | 0.095+0.781j | 0.095+0.781j | 0.095+0.781j | 0.972+1.499j | 12.796 | -3.172 | -3.172 | -3.172 | 12.796 | -3.172 | -3.172 | -3.172 | 12.796 |  | no
bal_1P_1/0AA_1/0AA(N) |  | oh_cond_1/0_AAAC | oh_cond_1/0_AAAC | oh_cond_1/0_AAAC | oh_cond_1/0_AAAC |  | 1.078+1.186j | 0.201+0.467j | 0.201+0.467j | 0.201+0.467j | 1.078+1.186j | 0.201+0.467j | 0.201+0.467j | 0.201+0.467j | 1.078+1.186j | 13.243 | -2.726 | -2.726 | -2.726 | 13.243 | -2.726 | -2.726 | -2.726 | 13.243 |  | no
bal_1P_1/0AA_4/0AC(N) |  | oh_cond_1/0_AAAC | oh_cond_1/0_AAAC | oh_cond_1/0_AAAC | oh_cond_4/0_ACSR |  | 1.012+1.121j | 0.136+0.403j | 0.136+0.403j | 0.136+0.403j | 1.012+1.121j | 0.136+0.403j | 0.136+0.403j | 0.136+0.403j | 1.012+1.121j | 13.267 | -2.702 | -2.702 | -2.702 | 13.267 | -2.702 | -2.702 | -2.702 | 13.267 |  | no
bal_1P_1/0AC |  | oh_cond_1/0_ACSR | oh_cond_1/0_ACSR | oh_cond_1/0_ACSR |  |  | 0.983+1.218j | 0.095+0.781j | 0.095+0.781j | 0.095+0.781j | 0.983+1.218j | 0.095+0.781j | 0.095+0.781j | 0.095+0.781j | 0.983+1.218j | 12.796 | -3.172 | -3.172 | -3.172 | 12.796 | -3.172 | -3.172 | -3.172 | 12.796 |  | no
bal_1P_1/0AC_1/0AA(N) |  | oh_cond_1/0_ACSR | oh_cond_1/0_ACSR | oh_cond_1/0_ACSR | oh_cond_1/0_AAAC |  | 1.089+1.184j | 0.201+0.467j | 0.201+0.467j | 0.201+0.467j | 1.089+1.184j | 0.201+0.467j | 0.201+0.467j | 0.201+0.467j | 1.089+1.184j | 13.243 | -2.726 | -2.726 | -2.726 | 13.243 | -2.726 | -2.726 | -2.726 | 13.243 |  | no
bal_1P_1/0AC_1/0AC(N) |  | oh_cond_1/0_ACSR | oh_cond_1/0_ACSR | oh_cond_1/0_ACSR | oh_cond_1/0_ACSR |  | 1.091+1.185j | 0.203+0.469j | 0.203+0.469j | 0.203+0.469j | 1.091+1.185j | 0.203+0.469j | 0.203+0.469j | 0.203+0.469j | 1.091+1.185j | 13.243 | -2.726 | -2.726 | -2.726 | 13.243 | -2.726 | -2.726 | -2.726 | 13.243 |  | no
bal_1P_1/0AC_2AC(N) |  | oh_cond_1/0_ACSR | oh_cond_1/0_ACSR | oh_cond_1/0_ACSR | oh_cond_2_ACSR |  | 1.123+1.259j | 0.235+0.543j | 0.235+0.543j | 0.235+0.543j | 1.123+1.259j | 0.235+0.543j | 0.235+0.543j | 0.235+0.543j | 1.123+1.259j | 13.23 | -2.739 | -2.739 | -2.739 | 13.23 | -2.739 | -2.739 | -2.739 | 13.23 |  | no
bal_1P_1/0AC_4/0AL(N) |  | oh_cond_1/0_ACSR | oh_cond_1/0_ACSR | oh_cond_1/0_ACSR | oh_cond_4/0_AL |  | 1.022+1.12j | 0.134+0.404j | 0.134+0.404j | 0.134+0.404j | 1.022+1.12j | 0.134+0.404j | 0.134+0.404j | 0.134+0.404j | 1.022+1.12j | 13.261 | -2.707 | -2.707 | -2.707 | 13.261 | -2.707 | -2.707 | -2.707 | 13.261 |  | no
bal_1P_2AC |  | oh_cond_2_ACSR | oh_cond_2_ACSR | oh_cond_2_ACSR |  |  | 1.505+1.527j | 0.095+0.781j | 0.095+0.781j | 0.095+0.781j | 1.505+1.527j | 0.095+0.781j | 0.095+0.781j | 0.095+0.781j | 1.505+1.527j | 12.393 | -3.017 | -3.017 | -3.017 | 12.393 | -3.017 | -3.017 | -3.017 | 12.393 |  | no
bal_1P_2AC_2AC(N) |  | oh_cond_2_ACSR | oh_cond_2_ACSR | oh_cond_2_ACSR | oh_cond_2_ACSR |  | 1.645+1.289j | 0.235+0.543j | 0.235+0.543j | 0.235+0.543j | 1.645+1.289j | 0.235+0.543j | 0.235+0.543j | 0.235+0.543j | 1.645+1.289j | 12.813 | -2.597 | -2.597 | -2.597 | 12.813 | -2.597 | -2.597 | -2.597 | 12.813 |  | no
bal_1P_4/0AA |  | oh_cond_4/0_AAAC | oh_cond_4/0_AAAC | oh_cond_4/0_AAAC |  |  | 0.534+1.457j | 0.095+0.781j | 0.095+0.781j | 0.095+0.781j | 0.534+1.457j | 0.095+0.781j | 0.095+0.781j | 0.095+0.781j | 0.534+1.457j | 13.554 | -3.469 | -3.469 | -3.469 | 13.554 | -3.469 | -3.469 | -3.469 | 13.554 |  | no
bal_1P_4/0AA_1/0AA(N) |  | oh_cond_4/0_AAAC | oh_cond_4/0_AAAC | oh_cond_4/0_AAAC | oh_cond_1/0_AAAC |  | 0.64+1.144j | 0.201+0.467j | 0.201+0.467j | 0.201+0.467j | 0.64+1.144j | 0.201+0.467j | 0.201+0.467j | 0.201+0.467j | 0.64+1.144j | 14.027 | -2.996 | -2.996 | -2.996 | 14.027 | -2.996 | -2.996 | -2.996 | 14.027 |  | no
bal_1P_4/0AC |  | oh_cond_4/0_ACSR | oh_cond_4/0_ACSR | oh_cond_4/0_ACSR |  |  | 0.54+1.457j | 0.095+0.781j | 0.095+0.781j | 0.095+0.781j | 0.54+1.457j | 0.095+0.781j | 0.095+0.781j | 0.095+0.781j | 0.54+1.457j | 13.554 | -3.469 | -3.469 | -3.469 | 13.554 | -3.469 | -3.469 | -3.469 | 13.554 |  | no
bal_1P_4/0AL |  | oh_cond_4/0_AL | oh_cond_4/0_AL | oh_cond_4/0_AL |  |  | 0.537+1.466j | 0.095+0.781j | 0.095+0.781j | 0.095+0.781j | 0.537+1.466j | 0.095+0.781j | 0.095+0.781j | 0.095+0.781j | 0.537+1.466j | 13.381 | -3.4 | -3.4 | -3.4 | 13.381 | -3.4 | -3.4 | -3.4 | 13.381 |  | no
bal_1P_4AC |  | oh_cond_4_ACSR | oh_cond_4_ACSR | oh_cond_4_ACSR |  |  | 2.335+1.555j | 0.095+0.781j | 0.095+0.781j | 0.095+0.781j | 2.335+1.555j | 0.095+0.781j | 0.095+0.781j | 0.095+0.781j | 2.335+1.555j | 11.91 | -2.834 | -2.834 | -2.834 | 11.91 | -2.834 | -2.834 | -2.834 | 11.91 |  | no
bal_1P_4ACW |  | oh_cond_4A_CWD | oh_cond_4A_CWD | oh_cond_4A_CWD |  |  | 1.49+1.583j | 0.095+0.781j | 0.095+0.781j | 0.095+0.781j | 1.49+1.583j | 0.095+0.781j | 0.095+0.781j | 0.095+0.781j | 1.49+1.583j | 12.178 | -2.935 | -2.935 | -2.935 | 12.178 | -2.935 | -2.935 | -2.935 | 12.178 |  | no
bal_1P_477AL |  | oh_cond_477_MCM_AL | oh_cond_477_MCM_AL | oh_cond_477_MCM_AL |  |  | 0.293+1.41j | 0.095+0.781j | 0.095+0.781j | 0.095+0.781j | 0.293+1.41j | 0.095+0.781j | 0.095+0.781j | 0.095+0.781j | 0.293+1.41j | 14.4 | -3.806 | -3.806 | -3.806 | 14.4 | -3.806 | -3.806 | -3.806 | 14.4 |  | no
bal_1P_477AL_4/0AA(N) |  | oh_cond_477_MCM_AL | oh_cond_477_MCM_AL | oh_cond_477_MCM_AL | oh_cond_4/0_AAAC |  | 0.332+1.031j | 0.134+0.402j | 0.134+0.402j | 0.134+0.402j | 0.332+1.031j | 0.134+0.402j | 0.134+0.402j | 0.134+0.402j | 0.332+1.031j | 14.927 | -3.279 | -3.279 | -3.279 | 14.927 | -3.279 | -3.279 | -3.279 | 14.927 |  | no
bal_1P_DELTACUST |  | oh_cond_2/0_CU | oh_cond_2/0_CU | oh_cond_2/0_CU | oh_cond_3_#7_CWD_30% |  | 0.66+1.378j | 0.22+0.666j | 0.22+0.666j | 0.22+0.666j | 0.66+1.378j | 0.22+0.666j | 0.22+0.666j | 0.22+0.666j | 0.66+1.378j | 13.24 | -2.712 | -2.712 | -2.712 | 13.24 | -2.712 | -2.712 | -2.712 | 13.24 |  | no
bal_1P_WYECUST |  | oh_cond_2/0_CU | oh_cond_2/0_CU | oh_cond_2/0_CU | oh_cond_3_#7_CWD_30% |  | 0.66+1.378j | 0.22+0.666j | 0.22+0.666j | 0.22+0.666j | 0.66+1.378j | 0.22+0.666j | 0.22+0.666j | 0.22+0.666j | 0.66+1.378j | 13.24 | -2.712 | -2.712 | -2.712 | 13.24 | -2.712 | -2.712 | -2.712 | 13.24 |  | no
bal_2P_1/0AC_1/0AA(N) |  | oh_cond_1/0_ACSR | oh_cond_1/0_ACSR | oh_cond_1/0_ACSR | oh_cond_1/0_AAAC |  | 1.089+1.184j | 0.201+0.467j | 0.201+0.467j | 0.201+0.467j | 1.089+1.184j | 0.201+0.467j | 0.201+0.467j | 0.201+0.467j | 1.089+1.184j | 13.243 | -2.726 | -2.726 | -2.726 | 13.243 | -2.726 | -2.726 | -2.726 | 13.243 |  | no
bal_2P_4/0AA_1/0AA(N) |  | oh_cond_4/0_AAAC | oh_cond_4/0_AAAC | oh_cond_4/0_AAAC | oh_cond_1/0_AAAC |  | 0.64+1.144j | 0.201+0.467j | 0.201+0.467j | 0.201+0.467j | 0.64+1.144j | 0.201+0.467j | 0.201+0.467j | 0.201+0.467j | 0.64+1.144j | 14.027 | -2.996 | -2.996 | -2.996 | 14.027 | -2.996 | -2.996 | -2.996 | 14.027 |  | no
bal_3P_1/0AA_1/0AA(N) |  | oh_cond_1/0_AAAC | oh_cond_1/0_AAAC | oh_cond_1/0_AAAC | oh_cond_1/0_AAAC |  | 1.078+1.186j | 0.201+0.467j | 0.201+0.467j | 0.201+0.467j | 1.078+1.186j | 0.201+0.467j | 0.201+0.467j | 0.201+0.467j | 1.078+1.186j | 13.243 | -2.726 | -2.726 | -2.726 | 13.243 | -2.726 | -2.726 | -2.726 | 13.243 |  | no
bal_3P_4/0AA_1/0AA(N) |  | oh_cond_4/0_AAAC | oh_cond_4/0_AAAC | oh_cond_4/0_AAAC | oh_cond_1/0_AAAC |  | 0.64+1.144j | 0.201+0.467j | 0.201+0.467j | 0.201+0.467j | 0.64+1.144j | 0.201+0.467j | 0.201+0.467j | 0.201+0.467j | 0.64+1.144j | 14.027 | -2.996 | -2.996 | -2.996 | 14.027 | -2.996 | -2.996 | -2.996 | 14.027 |  | no
bal_3P_4/0AC_4/0AA(N) |  | oh_cond_4/0_ACSR | oh_cond_4/0_ACSR | oh_cond_4/0_ACSR | oh_cond_4/0_AAAC |  | 0.579+1.078j | 0.134+0.402j | 0.134+0.402j | 0.134+0.402j | 0.579+1.078j | 0.134+0.402j | 0.134+0.402j | 0.134+0.402j | 0.579+1.078j | 14.052 | -2.971 | -2.971 | -2.971 | 14.052 | -2.971 | -2.971 | -2.971 | 14.052 |  | no
bal_3P_4/0AL_4/0AA(N) |  | oh_cond_4/0_AL | oh_cond_4/0_AL | oh_cond_4/0_AL | oh_cond_4/0_AAAC |  | 0.576+1.087j | 0.134+0.402j | 0.134+0.402j | 0.134+0.402j | 0.576+1.087j | 0.134+0.402j | 0.134+0.402j | 0.134+0.402j | 0.576+1.087j | 13.873 | -2.909 | -2.909 | -2.909 | 13.873 | -2.909 | -2.909 | -2.909 | 13.873 |  | no
bal_3P_4/0AL_4/0AL(N) |  | oh_cond_4/0_AL | oh_cond_4/0_AL | oh_cond_4/0_AL | oh_cond_4/0_AL |  | 0.576+1.089j | 0.134+0.404j | 0.134+0.404j | 0.134+0.404j | 0.576+1.089j | 0.134+0.404j | 0.134+0.404j | 0.134+0.404j | 0.576+1.089j | 13.867 | -2.914 | -2.914 | -2.914 | 13.867 | -2.914 | -2.914 | -2.914 | 13.867 |  | no
bal_3P_477AL_4/0AA(N) |  | oh_cond_477_MCM_AL | oh_cond_477_MCM_AL | oh_cond_477_MCM_AL | oh_cond_4/0_AAAC |  | 0.332+1.031j | 0.134+0.402j | 0.134+0.402j | 0.134+0.402j | 0.332+1.031j | 0.134+0.402j | 0.134+0.402j | 0.134+0.402j | 0.332+1.031j | 14.927 | -3.279 | -3.279 | -3.279 | 14.927 | -3.279 | -3.279 | -3.279 | 14.927 |  | no
bal_3P_477AL_4/0AC(N) |  | oh_cond_477_MCM_AL | oh_cond_477_MCM_AL | oh_cond_477_MCM_AL | oh_cond_4/0_ACSR |  | 0.334+1.032j | 0.136+0.403j | 0.136+0.403j | 0.136+0.403j | 0.334+1.032j | 0.136+0.403j | 0.136+0.403j | 0.136+0.403j | 0.334+1.032j | 14.927 | -3.279 | -3.279 | -3.279 | 14.927 | -3.279 | -3.279 | -3.279 | 14.927 |  | no
bal_3P_477AL_4/0AL(N) |  | oh_cond_477_MCM_AL | oh_cond_477_MCM_AL | oh_cond_477_MCM_AL | oh_cond_4/0_AL |  | 0.332+1.034j | 0.134+0.404j | 0.134+0.404j | 0.134+0.404j | 0.332+1.034j | 0.134+0.404j | 0.134+0.404j | 0.134+0.404j | 0.332+1.034j | 14.921 | -3.285 | -3.285 | -3.285 | 14.921 | -3.285 | -3.285 | -3.285 | 14.921 |  | no
unb_TAPWIRE_OH |  | oh_cond_WP-4/0-CU | oh_cond_WP-4/0-CU | oh_cond_WP-4/0-CU | oh_cond_WP-4/0-CU |  | 0.365+1.097j | 0.093+0.433j | 0.094+0.34j | 0.093+0.433j | 0.368+1.078j | 0.095+0.401j | 0.094+0.34j | 0.095+0.401j | 0.368+1.077j | 14.911 | -4.341 | -1.953 | -4.341 | 15.781 | -3.724 | -1.953 | -3.724 | 14.818 |  | no
und_1P_2ALURD |  | und_cond_1P_2ALURD | und_cond_1P_2ALURD | und_cond_1P_2ALURD |  |  | 2.379+0.823j | 0.0+0.0j | 0.0+0.0j | 0.0+0.0j | 2.379+0.823j | 0.0+0.0j | 0.0+0.0j | 0.0+0.0j | 2.379+0.823j | 401.497 | 0 | 0 | 0 | 401.497 | 0 | 0 | 0 | 401.497 |  | no
und_1P_2ALURD_2AL(N) |  | und_cond_1P_2ALURD_2AL(N) | und_cond_1P_2ALURD_2AL(N) | und_cond_1P_2ALURD_2AL(N) |  |  | 2.379+0.823j | 0.0+0.0j | 0.0+0.0j | 0.0+0.0j | 2.379+0.823j | 0.0+0.0j | 0.0+0.0j | 0.0+0.0j | 2.379+0.823j | 401.497 | 0 | 0 | 0 | 401.497 | 0 | 0 | 0 | 401.497 |  | no
und_1P_DELTACUST |  | und_cond_1P_DELTACUST | und_cond_1P_DELTACUST | und_cond_1P_DELTACUST |  |  | 0.179+0.233j | 0.061-0.024j | 0.061-0.024j | 0.061-0.024j | 0.179+0.233j | 0.061-0.024j | 0.061-0.024j | 0.061-0.024j | 0.179+0.233j | 324.124 | 0 | 0 | 0 | 324.124 | 0 | 0 | 0 | 324.124 |  | no
und_1P_WYECUST |  | und_cond_1P_WYECUST | und_cond_1P_WYECUST | und_cond_1P_WYECUST |  |  | 0.179+0.233j | 0.061-0.024j | 0.061-0.024j | 0.061-0.024j | 0.179+0.233j | 0.061-0.024j | 0.061-0.024j | 0.061-0.024j | 0.179+0.233j | 324.124 | 0 | 0 | 0 | 324.124 | 0 | 0 | 0 | 324.124 |  | no
und_3P_2ALURD |  | und_cond_3P_2ALURD | und_cond_3P_2ALURD | und_cond_3P_2ALURD |  |  | 2.125+0.49j | 0.384+0.067j | 0.384+0.067j | 0.384+0.067j | 2.125+0.49j | 0.384+0.067j | 0.384+0.067j | 0.384+0.067j | 2.125+0.49j | 401.498 | 0 | 0 | 0 | 401.498 | 0 | 0 | 0 | 401.498 |  | no
und_3P_WYECUST |  | und_cond_3P_WYECUST | und_cond_3P_WYECUST | und_cond_3P_WYECUST |  |  | 0.179+0.233j | 0.061-0.024j | 0.061-0.024j | 0.061-0.024j | 0.179+0.233j | 0.061-0.024j | 0.061-0.024j | 0.061-0.024j | 0.179+0.233j | 324.124 | 0 | 0 | 0 | 324.124 | 0 | 0 | 0 | 324.124 |  | no
und_TAPWIRE_UG |  | und_cond_TAPWIRE_UG | und_cond_TAPWIRE_UG | und_cond_TAPWIRE_UG |  |  | 0.001+0.001j | 0.0+0.0j | 0.0+0.0j | 0.0+0.0j | 0.001+0.001j | 0.0+0.0j | 0.0+0.0j | 0.0+0.0j | 0.001+0.001j | 0 | 0 | 0 | 0 | 0 | 0 | 0 | 0 | 0 |  | no

## load
data_type | static
owner_type | feeder
owner | 8105801
object | load
name | groupid | parent | bustype | phases | nominal_voltage | load_class | constant_power_A | constant_power_B | constant_power_C | constant_current_A | constant_current_B | constant_current_C | constant_impedance_A | constant_impedance_B | constant_impedance_C | base_power_A | base_power_B | base_power_C | power_pf_A | power_pf_B | power_pf_C | current_pf_A | current_pf_B | current_pf_C | impedance_pf_A | impedance_pf_B | impedance_pf_C | power_fraction_A | power_fraction_B | power_fraction_C | current_fraction_A | current_fraction_B | current_fraction_C | impedance_fraction_A | impedance_fraction_B | impedance_fraction_C | dcircuit | selected | monitored | monitored_fields | class_monitored_fields | played | played_fields | base_kw_A | base_kw_B | base_kw_C | kw_A | kw_B | kw_C | comments | critical_load | dem_resp_lb | dem_resp_ub | dem_resp_shortage_cost | dem_resp_surplus_cost | num_customers
load_220359899 |  | node_1308693_191_15296829_044 |  | AN | 0 | Residential | 94320+40180.152j | 0 | 0 | 0 | 0 | 0 | [24 empty] | 8105801 | no | no |  |  | no |  | 0 | 0 | 0 | 0 | 0 | 0 |  | 1 | 1 | 1 | 0 | 0 | 0
load_220359902 |  | node_1328934_611_15287399_571 |  | AN | 0 | Residential | 2797.2+1191.602j | 0 | 0 | 0 | 0 | 0 | [24 empty] | 8105801 | no | no |  |  | no |  | 0 | 0 | 0 | 0 | 0 | 0 |  | 1 | 1 | 1 | 0 | 0 | 0
load_220359903 |  | node_1328652_614_15287372_242 |  | AN | 0 | NonResidential | 288+122.687j | 0 | 0 | 0 | 0 | 0 | [24 empty] | 8105801 | no | no |  |  | no |  | 0 | 0 | 0 | 0 | 0 | 0 |  | 1 | 1 | 1 | 0 | 0 | 0
load_220359904 |  | node_1328513_255_15287274_599 |  | AN | 0 | Residential | 9064.8+3861.589j | 0 | 0 | 0 | 0 | 0 | [24 empty] | 8105801 | no | no |  |  | no |  | 0 | 0 | 0 | 0 | 0 | 0 |  | 1 | 1 | 1 | 0 | 0 | 0
load_220359905 |  | node_1328156_618_15287328_589 |  | AN | 0 | Residential | 13838.4+5895.134j | 0 | 0 | 0 | 0 | 0 | [24 empty] | 8105801 | no | no |  |  | no |  | 0 | 0 | 0 | 0 | 0 | 0 |  | 1 | 1 | 1 | 0 | 0 | 0
load_220359906 |  | node_1327696_841_15287306_443 |  | AN | 0 | Residential | 47714.4+20326.249j | 0 | 0 | 0 | 0 | 0 | [24 empty] | 8105801 | no | no |  |  | no |  | 0 | 0 | 0 | 0 | 0 | 0 |  | 1 | 1 | 1 | 0 | 0 | 0
load_220359907 |  | node_1327272_254_15287618_101 |  | AN | 0 | Residential | 10288.8+4383.01j | 0 | 0 | 0 | 0 | 0 | [24 empty] | 8105801 | no | no |  |  | no |  | 0 | 0 | 0 | 0 | 0 | 0 |  | 1 | 1 | 1 | 0 | 0 | 0
load_220359976 |  | node_1320095_277_15304683_677 |  | AN | 0 | NonResidential | 3000+1277.995j | 0 | 0 | 0 | 0 | 0 | [24 empty] | 8105801 | no | no |  |  | no |  | 0 | 0 | 0 | 0 | 0 | 0 |  | 1 | 1 | 1 | 0 | 0 | 0
load_220359977 |  | node_1320436_867_15304957_04 |  | AN | 0 | Residential | 6631.2+2824.879j | 0 | 0 | 0 | 0 | 0 | [24 empty] | 8105801 | no | no |  |  | no |  | 0 | 0 | 0 | 0 | 0 | 0 |  | 1 | 1 | 1 | 0 | 0 | 0
load_220359979 |  | node_1320109_751_15305424_272 |  | AN | 0 | NonResidential | 25000+10649.955j | 0 | 0 | 0 | 0 | 0 | [24 empty] | 8105801 | no | no |  |  | no |  | 0 | 0 | 0 | 0 | 0 | 0 |  | 1 | 1 | 1 | 0 | 0 | 0
load_220359981 |  | node_1320413_462_15306972_956 |  | AN | 0 | Residential | 820.8+349.659j | 0 | 0 | 0 | 0 | 0 | [24 empty] | 8105801 | no | no |  |  | no |  | 0 | 0 | 0 | 0 | 0 | 0 |  | 1 | 1 | 1 | 0 | 0 | 0
load_220359982 |  | node_1321735_858_15308717_493 |  | AN | 0 | Residential | 2620.8+1116.456j | 0 | 0 | 0 | 0 | 0 | [24 empty] | 8105801 | no | no |  |  | no |  | 0 | 0 | 0 | 0 | 0 | 0 |  | 1 | 1 | 1 | 0 | 0 | 0
load_220359983 |  | node_1322031_645_15309127_272 |  | AN | 0 | Residential | 6393.6+2723.662j | 0 | 0 | 0 | 0 | 0 | [24 empty] | 8105801 | no | no |  |  | no |  | 0 | 0 | 0 | 0 | 0 | 0 |  | 1 | 1 | 1 | 0 | 0 | 0
load_220359984 |  | node_1322403_168_15309423_505 |  | AN | 0 | Residential | 9633.6+4103.896j | 0 | 0 | 0 | 0 | 0 | [24 empty] | 8105801 | no | no |  |  | no |  | 0 | 0 | 0 | 0 | 0 | 0 |  | 1 | 1 | 1 | 0 | 0 | 0
load_220359986 |  | node_1323039_245_15310102_392 |  | AN | 0 | Residential | 17092.8+7281.502j | 0 | 0 | 0 | 0 | 0 | [24 empty] | 8105801 | no | no |  |  | no |  | 0 | 0 | 0 | 0 | 0 | 0 |  | 1 | 1 | 1 | 0 | 0 | 0
load_220359987 |  | node_1323221_931_15310307_236 |  | AN | 0 | Residential | 47419.2+20200.495j | 0 | 0 | 0 | 0 | 0 | [24 empty] | 8105801 | no | no |  |  | no |  | 0 | 0 | 0 | 0 | 0 | 0 |  | 1 | 1 | 1 | 0 | 0 | 0
load_220359988 |  | node_1323434_819_15311195_763 |  | AN | 0 | Residential | 41421.6+17645.528j | 0 | 0 | 0 | 0 | 0 | [24 empty] | 8105801 | no | no |  |  | no |  | 0 | 0 | 0 | 0 | 0 | 0 |  | 1 | 1 | 1 | 0 | 0 | 0
load_220359989 |  | node_1322941_751_15311231_739 |  | AN | 0 | Residential | 22593.6+9624.833j | 0 | 0 | 0 | 0 | 0 | [24 empty] | 8105801 | no | no |  |  | no |  | 0 | 0 | 0 | 0 | 0 | 0 |  | 1 | 1 | 1 | 0 | 0 | 0
load_220359990 |  | node_1323544_776_15311525_992 |  | AN | 0 | Residential | 17157.6+7309.107j | 0 | 0 | 0 | 0 | 0 | [24 empty] | 8105801 | no | no |  |  | no |  | 0 | 0 | 0 | 0 | 0 | 0 |  | 1 | 1 | 1 | 0 | 0 | 0
load_220359991 |  | node_1323867_906_15311858_301 |  | AN | 0 | Residential | 6609.6+2815.678j | 0 | 0 | 0 | 0 | 0 | [24 empty] | 8105801 | no | no |  |  | no |  | 0 | 0 | 0 | 0 | 0 | 0 |  | 1 | 1 | 1 | 0 | 0 | 0
load_220359992 |  | node_1324144_898_15311933_132 |  | AN | 0 | Residential | 727.2+309.786j | 0 | 0 | 0 | 0 | 0 | [24 empty] | 8105801 | no | no |  |  | no |  | 0 | 0 | 0 | 0 | 0 | 0 |  | 1 | 1 | 1 | 0 | 0 | 0
load_220359996 |  | node_1323626_91_15313496_66 |  | AN | 0 | Residential | 18936+8066.702j | 0 | 0 | 0 | 0 | 0 | [24 empty] | 8105801 | no | no |  |  | no |  | 0 | 0 | 0 | 0 | 0 | 0 |  | 1 | 1 | 1 | 0 | 0 | 0
load_220360000 |  | node_1323475_032_15314055_187 |  | AN | 0 | Residential | 26906.4+11462.078j | 0 | 0 | 0 | 0 | 0 | [24 empty] | 8105801 | no | no |  |  | no |  | 0 | 0 | 0 | 0 | 0 | 0 |  | 1 | 1 | 1 | 0 | 0 | 0
load_220360001 |  | node_1323147_398_15314584_699 |  | AN | 0 | Residential | 6595.2+2809.543j | 0 | 0 | 0 | 0 | 0 | [24 empty] | 8105801 | no | no |  |  | no |  | 0 | 0 | 0 | 0 | 0 | 0 |  | 1 | 1 | 1 | 0 | 0 | 0
load_220360002 |  | node_1323779_472_15314793_685 |  | AN | 0 | Residential | 32688+13925.03j | 0 | 0 | 0 | 0 | 0 | [24 empty] | 8105801 | no | no |  |  | no |  | 0 | 0 | 0 | 0 | 0 | 0 |  | 1 | 1 | 1 | 0 | 0 | 0
load_220360003 |  | node_1323832_721_15315419_933 |  | AN | 0 | Residential | 14234.4+6063.829j | 0 | 0 | 0 | 0 | 0 | [24 empty] | 8105801 | no | no |  |  | no |  | 0 | 0 | 0 | 0 | 0 | 0 |  | 1 | 1 | 1 | 0 | 0 | 0
load_220360004 |  | node_1323945_741_15315770_783 |  | AN | 0 | Residential | 4327.2+1843.379j | 0 | 0 | 0 | 0 | 0 | [24 empty] | 8105801 | no | no |  |  | no |  | 0 | 0 | 0 | 0 | 0 | 0 |  | 1 | 1 | 1 | 0 | 0 | 0
load_220360006 |  | node_1324458_197_15317111_086 |  | AN | 0 | Residential | 3319.2+1413.973j | 0 | 0 | 0 | 0 | 0 | [24 empty] | 8105801 | no | no |  |  | no |  | 0 | 0 | 0 | 0 | 0 | 0 |  | 1 | 1 | 1 | 0 | 0 | 0
load_220360007 |  | node_1324713_171_15317709_56 |  | AN | 0 | Residential | 7106.4+3027.314j | 0 | 0 | 0 | 0 | 0 | [24 empty] | 8105801 | no | no |  |  | no |  | 0 | 0 | 0 | 0 | 0 | 0 |  | 1 | 1 | 1 | 0 | 0 | 0
load_220360008 |  | node_1325036_605_15318092_259 |  | AN | 0 | Residential | 1756.8+748.394j | 0 | 0 | 0 | 0 | 0 | [24 empty] | 8105801 | no | no |  |  | no |  | 0 | 0 | 0 | 0 | 0 | 0 |  | 1 | 1 | 1 | 0 | 0 | 0
load_220360009 |  | node_1325159_027_15318379_396 |  | AN | 0 | Residential | 9936+4232.718j | 0 | 0 | 0 | 0 | 0 | [24 empty] | 8105801 | no | no |  |  | no |  | 0 | 0 | 0 | 0 | 0 | 0 |  | 1 | 1 | 1 | 0 | 0 | 0
load_220360010 |  | node_1325367_278_15318575_1 |  | AN | 0 | Residential | 5889.6+2508.959j | 0 | 0 | 0 | 0 | 0 | [24 empty] | 8105801 | no | no |  |  | no |  | 0 | 0 | 0 | 0 | 0 | 0 |  | 1 | 1 | 1 | 0 | 0 | 0
load_220360011 |  | node_1325490_504_15318815_122 |  | AN | 0 | Residential | 9230.4+3932.134j | 0 | 0 | 0 | 0 | 0 | [24 empty] | 8105801 | no | no |  |  | no |  | 0 | 0 | 0 | 0 | 0 | 0 |  | 1 | 1 | 1 | 0 | 0 | 0
load_220360021 |  | node_1318706_202_15306327_396 |  | AN | 0 | Residential | 7293.6+3107.061j | 0 | 0 | 0 | 0 | 0 | [24 empty] | 8105801 | no | no |  |  | no |  | 0 | 0 | 0 | 0 | 0 | 0 |  | 1 | 1 | 1 | 0 | 0 | 0
load_220360023 |  | node_1319329_894_15304479_498 |  | AN | 0 | NonResidential | 32000+13631.943j | 0 | 0 | 0 | 0 | 0 | [24 empty] | 8105801 | no | no |  |  | no |  | 0 | 0 | 0 | 0 | 0 | 0 |  | 1 | 1 | 1 | 0 | 0 | 0
load_220360024 |  | node_1318987_907_15305525_953 |  | AN | 0 | Residential | 4593.6+1956.865j | 0 | 0 | 0 | 0 | 0 | [24 empty] | 8105801 | no | no |  |  | no |  | 0 | 0 | 0 | 0 | 0 | 0 |  | 1 | 1 | 1 | 0 | 0 | 0
load_220360025 |  | node_1318811_538_15306107_652 |  | AN | 0 | Residential | 26964+11486.616j | 0 | 0 | 0 | 0 | 0 | [24 empty] | 8105801 | no | no |  |  | no |  | 0 | 0 | 0 | 0 | 0 | 0 |  | 1 | 1 | 1 | 0 | 0 | 0
load_220360191 |  | node_1312439_499_15302410_839 |  | AN | 0 | Residential | 11844+5045.523j | 0 | 0 | 0 | 0 | 0 | [24 empty] | 8105801 | no | no |  |  | no |  | 0 | 0 | 0 | 0 | 0 | 0 |  | 1 | 1 | 1 | 0 | 0 | 0
load_220360192 |  | node_1312128_475_15302461_114 |  | AN | 0 | Residential | 6084+2591.773j | 0 | 0 | 0 | 0 | 0 | [24 empty] | 8105801 | no | no |  |  | no |  | 0 | 0 | 0 | 0 | 0 | 0 |  | 1 | 1 | 1 | 0 | 0 | 0
load_220360193 |  | node_1312510_515_15302836_831 |  | AN | 0 | Residential | 8683.2+3699.028j | 0 | 0 | 0 | 0 | 0 | [24 empty] | 8105801 | no | no |  |  | no |  | 0 | 0 | 0 | 0 | 0 | 0 |  | 1 | 1 | 1 | 0 | 0 | 0
load_220360194 |  | node_1312379_341_15303528_993 |  | AN | 0 | Residential | 11764.8+5011.784j | 0 | 0 | 0 | 0 | 0 | [24 empty] | 8105801 | no | no |  |  | no |  | 0 | 0 | 0 | 0 | 0 | 0 |  | 1 | 1 | 1 | 0 | 0 | 0
load_220360195 |  | node_1313244_89_15303459_897 |  | AN | 0 | Residential | 25545.6+10882.38j | 0 | 0 | 0 | 0 | 0 | [24 empty] | 8105801 | no | no |  |  | no |  | 0 | 0 | 0 | 0 | 0 | 0 |  | 1 | 1 | 1 | 0 | 0 | 0
load_220360196 |  | node_1312422_998_15300381_617 |  | AN | 0 | Residential | 50961.6+21709.551j | 0 | 0 | 0 | 0 | 0 | [24 empty] | 8105801 | no | no |  |  | no |  | 0 | 0 | 0 | 0 | 0 | 0 |  | 1 | 1 | 1 | 0 | 0 | 0
load_220360198 |  | node_1311941_968_15301537_327 |  | AN | 0 | Residential | 6616.8+2818.745j | 0 | 0 | 0 | 0 | 0 | [24 empty] | 8105801 | no | no |  |  | no |  | 0 | 0 | 0 | 0 | 0 | 0 |  | 1 | 1 | 1 | 0 | 0 | 0
load_220360308 |  | node_1334932_125_15292404_943 |  | AN | 0 | Residential | 6444+2745.133j | 0 | 0 | 0 | 0 | 0 | [24 empty] | 8105801 | no | no |  |  | no |  | 0 | 0 | 0 | 0 | 0 | 0 |  | 1 | 1 | 1 | 0 | 0 | 0
load_220360309 |  | node_1334955_232_15295364_107 |  | AN | 0 | Residential | 3326.4+1417.04j | 0 | 0 | 0 | 0 | 0 | [24 empty] | 8105801 | no | no |  |  | no |  | 0 | 0 | 0 | 0 | 0 | 0 |  | 1 | 1 | 1 | 0 | 0 | 0
load_220360310 |  | node_1334663_578_15295396_836 |  | AN | 0 | Residential | 4089.6+1742.162j | 0 | 0 | 0 | 0 | 0 | [24 empty] | 8105801 | no | no |  |  | no |  | 0 | 0 | 0 | 0 | 0 | 0 |  | 1 | 1 | 1 | 0 | 0 | 0
load_220360311 |  | node_1334332_378_15295577_731 |  | AN | 0 | Residential | 15264+6502.437j | 0 | 0 | 0 | 0 | 0 | [24 empty] | 8105801 | no | no |  |  | no |  | 0 | 0 | 0 | 0 | 0 | 0 |  | 1 | 1 | 1 | 0 | 0 | 0
load_220360312 |  | node_1334024_143_15295560_659 |  | AN | 0 | Residential | 24458.4+10419.235j | 0 | 0 | 0 | 0 | 0 | [24 empty] | 8105801 | no | no |  |  | no |  | 0 | 0 | 0 | 0 | 0 | 0 |  | 1 | 1 | 1 | 0 | 0 | 0
load_220360313 |  | node_1333724_75_15295549_116 |  | AN | 0 | Residential | 20512.8+8738.416j | 0 | 0 | 0 | 0 | 0 | [24 empty] | 8105801 | no | no |  |  | no |  | 0 | 0 | 0 | 0 | 0 | 0 |  | 1 | 1 | 1 | 0 | 0 | 0
load_220360314 |  | node_1333371_621_15295546_77 |  | AN | 0 | Residential | 27921.6+11894.552j | 0 | 0 | 0 | 0 | 0 | [24 empty] | 8105801 | no | no |  |  | no |  | 0 | 0 | 0 | 0 | 0 | 0 |  | 1 | 1 | 1 | 0 | 0 | 0
load_220360315 |  | node_1333029_453_15295478_076 |  | AN | 0 | Residential | 12816+5459.593j | 0 | 0 | 0 | 0 | 0 | [24 empty] | 8105801 | no | no |  |  | no |  | 0 | 0 | 0 | 0 | 0 | 0 |  | 1 | 1 | 1 | 0 | 0 | 0
load_220360316 |  | node_1332827_272_15295542_06 |  | AN | 0 | Residential | 5119.2+2180.77j | 0 | 0 | 0 | 0 | 0 | [24 empty] | 8105801 | no | no |  |  | no |  | 0 | 0 | 0 | 0 | 0 | 0 |  | 1 | 1 | 1 | 0 | 0 | 0
load_220360317 |  | node_1332650_396_15295469_876 |  | AN | 0 | Residential | 20822.4+8870.305j | 0 | 0 | 0 | 0 | 0 | [24 empty] | 8105801 | no | no |  |  | no |  | 0 | 0 | 0 | 0 | 0 | 0 |  | 1 | 1 | 1 | 0 | 0 | 0
load_220360318 |  | node_1332320_762_15295421_51 |  | AN | 0 | Residential | 6962.4+2965.97j | 0 | 0 | 0 | 0 | 0 | [24 empty] | 8105801 | no | no |  |  | no |  | 0 | 0 | 0 | 0 | 0 | 0 |  | 1 | 1 | 1 | 0 | 0 | 0
load_220360319 |  | node_1331982_053_15295379_968 |  | AN | 0 | Residential | 3693.6+1573.467j | 0 | 0 | 0 | 0 | 0 | [24 empty] | 8105801 | no | no |  |  | no |  | 0 | 0 | 0 | 0 | 0 | 0 |  | 1 | 1 | 1 | 0 | 0 | 0
load_220360320 |  | node_1335322_419_15292665_017 |  | AN | 0 | Residential | 3067.2+1306.622j | 0 | 0 | 0 | 0 | 0 | [24 empty] | 8105801 | no | no |  |  | no |  | 0 | 0 | 0 | 0 | 0 | 0 |  | 1 | 1 | 1 | 0 | 0 | 0
load_220360321 |  | node_1331614_019_15295386_933 |  | AN | 0 | Residential | 17604+7499.273j | 0 | 0 | 0 | 0 | 0 | [24 empty] | 8105801 | no | no |  |  | no |  | 0 | 0 | 0 | 0 | 0 | 0 |  | 1 | 1 | 1 | 0 | 0 | 0
load_220360322 |  | node_1331312_285_15295347_107 |  | AN | 0 | Residential | 4341.6+1849.514j | 0 | 0 | 0 | 0 | 0 | [24 empty] | 8105801 | no | no |  |  | no |  | 0 | 0 | 0 | 0 | 0 | 0 |  | 1 | 1 | 1 | 0 | 0 | 0
load_220360323 |  | node_1330922_011_15295344_904 |  | AN | 0 | Residential | 16646.4+7091.337j | 0 | 0 | 0 | 0 | 0 | [24 empty] | 8105801 | no | no |  |  | no |  | 0 | 0 | 0 | 0 | 0 | 0 |  | 1 | 1 | 1 | 0 | 0 | 0
load_220360324 |  | node_1330438_104_15295326_971 |  | AN | 0 | Residential | 5176.8+2205.308j | 0 | 0 | 0 | 0 | 0 | [24 empty] | 8105801 | no | no |  |  | no |  | 0 | 0 | 0 | 0 | 0 | 0 |  | 1 | 1 | 1 | 0 | 0 | 0
load_220360326 |  | node_1329642_145_15295288_64 |  | AN | 0 | NonResidential | 1000+425.998j | 0 | 0 | 0 | 0 | 0 | [24 empty] | 8105801 | no | no |  |  | no |  | 0 | 0 | 0 | 0 | 0 | 0 |  | 1 | 1 | 1 | 0 | 0 | 0
load_220360327 |  | node_1329347_701_15295279_226 |  | AN | 0 | Residential | 3520.8+1499.855j | 0 | 0 | 0 | 0 | 0 | [24 empty] | 8105801 | no | no |  |  | no |  | 0 | 0 | 0 | 0 | 0 | 0 |  | 1 | 1 | 1 | 0 | 0 | 0
load_220360328 |  | node_1329045_446_15295270_597 |  | AN | 0 | NonResidential | 3700.8+1576.534j | 0 | 0 | 0 | 0 | 0 | [24 empty] | 8105801 | no | no |  |  | no |  | 0 | 0 | 0 | 0 | 0 | 0 |  | 1 | 1 | 1 | 0 | 0 | 0
load_220360329 |  | node_1335293_92_15293063_148 |  | AN | 0 | Residential | 8416.8+3585.542j | 0 | 0 | 0 | 0 | 0 | [24 empty] | 8105801 | no | no |  |  | no |  | 0 | 0 | 0 | 0 | 0 | 0 |  | 1 | 1 | 1 | 0 | 0 | 0
load_220360330 |  | node_1328635_858_15295263_8 |  | AN | 0 | Residential | 7344+3128.531j | 0 | 0 | 0 | 0 | 0 | [24 empty] | 8105801 | no | no |  |  | no |  | 0 | 0 | 0 | 0 | 0 | 0 |  | 1 | 1 | 1 | 0 | 0 | 0
load_220360331 |  | node_1335885_128_15293247_121 |  | AN | 0 | Residential | 3549.6+1512.123j | 0 | 0 | 0 | 0 | 0 | [24 empty] | 8105801 | no | no |  |  | no |  | 0 | 0 | 0 | 0 | 0 | 0 |  | 1 | 1 | 1 | 0 | 0 | 0
load_220360332 |  | node_1335322_779_15293750_489 |  | AN | 0 | Residential | 23630.4+10066.508j | 0 | 0 | 0 | 0 | 0 | [24 empty] | 8105801 | no | no |  |  | no |  | 0 | 0 | 0 | 0 | 0 | 0 |  | 1 | 1 | 1 | 0 | 0 | 0
load_220360333 |  | node_1335133_582_15294000_412 |  | AN | 0 | Residential | 2527.2+1076.583j | 0 | 0 | 0 | 0 | 0 | [24 empty] | 8105801 | no | no |  |  | no |  | 0 | 0 | 0 | 0 | 0 | 0 |  | 1 | 1 | 1 | 0 | 0 | 0
load_220360334 |  | node_1335103_603_15294298_349 |  | AN | 0 | Residential | 15213.6+6480.966j | 0 | 0 | 0 | 0 | 0 | [24 empty] | 8105801 | no | no |  |  | no |  | 0 | 0 | 0 | 0 | 0 | 0 |  | 1 | 1 | 1 | 0 | 0 | 0
load_220360335 |  | node_1335060_328_15294469_65 |  | AN | 0 | Residential | 42480+18096.404j | 0 | 0 | 0 | 0 | 0 | [24 empty] | 8105801 | no | no |  |  | no |  | 0 | 0 | 0 | 0 | 0 | 0 |  | 1 | 1 | 1 | 0 | 0 | 0
load_220360336 |  | node_1334976_829_15294887_265 |  | AN | 0 | Residential | 5328+2269.718j | 0 | 0 | 0 | 0 | 0 | [24 empty] | 8105801 | no | no |  |  | no |  | 0 | 0 | 0 | 0 | 0 | 0 |  | 1 | 1 | 1 | 0 | 0 | 0
load_220360361 |  | node_1320697_824_15317072_208 |  | AN | 0 | Residential | 14155.2+6030.09j | 0 | 0 | 0 | 0 | 0 | [24 empty] | 8105801 | no | no |  |  | no |  | 0 | 0 | 0 | 0 | 0 | 0 |  | 1 | 1 | 1 | 0 | 0 | 0
load_220360364 |  | node_1322461_546_15317167_374 |  | AN | 0 | Residential | 16214.4+6907.305j | 0 | 0 | 0 | 0 | 0 | [24 empty] | 8105801 | no | no |  |  | no |  | 0 | 0 | 0 | 0 | 0 | 0 |  | 1 | 1 | 1 | 0 | 0 | 0
load_220360365 |  | node_1321109_334_15317025_796 |  | AN | 0 | Residential | 16084.8+6852.096j | 0 | 0 | 0 | 0 | 0 | [24 empty] | 8105801 | no | no |  |  | no |  | 0 | 0 | 0 | 0 | 0 | 0 |  | 1 | 1 | 1 | 0 | 0 | 0
load_220360366 |  | node_1330703_481_15311253_255 |  | AN | 0 | Residential | 14212.8+6054.627j | 0 | 0 | 0 | 0 | 0 | [24 empty] | 8105801 | no | no |  |  | no |  | 0 | 0 | 0 | 0 | 0 | 0 |  | 1 | 1 | 1 | 0 | 0 | 0
load_220360367 |  | node_1333841_991_15311382_516 |  | AN | 0 | Residential | 3268.8+1392.503j | 0 | 0 | 0 | 0 | 0 | [24 empty] | 8105801 | no | no |  |  | no |  | 0 | 0 | 0 | 0 | 0 | 0 |  | 1 | 1 | 1 | 0 | 0 | 0
load_220360368 |  | node_1334133_322_15311426_809 |  | AN | 0 | Residential | 5911.2+2518.161j | 0 | 0 | 0 | 0 | 0 | [24 empty] | 8105801 | no | no |  |  | no |  | 0 | 0 | 0 | 0 | 0 | 0 |  | 1 | 1 | 1 | 0 | 0 | 0
load_220360370 |  | node_1331422_264_15311283_087 |  | AN | 0 | Other | 0 | 0 | 0 | 0 | 0 | 0 | [24 empty] | 8105801 | no | no |  |  | no |  | 0 | 0 | 0 | 0 | 0 | 0 |  | 1 | 1 | 1 | 0 | 0 | 0
load_220360371 |  | node_1332569_08_15311331_653 |  | AN | 0 | Other | 0 | 0 | 0 | 0 | 0 | 0 | [24 empty] | 8105801 | no | no |  |  | no |  | 0 | 0 | 0 | 0 | 0 | 0 |  | 1 | 1 | 1 | 0 | 0 | 0
load_220360372 |  | node_1333469_78_15311368_686 |  | AN | 0 | Residential | 0 | 0 | 0 | 0 | 0 | 0 | [24 empty] | 8105801 | no | no |  |  | no |  | 0 | 0 | 0 | 0 | 0 | 0 |  | 1 | 1 | 1 | 0 | 0 | 0
load_220360476 |  | node_1330948_279_15290142_079 |  | AN | 0 | Residential | 5846.4+2490.556j | 0 | 0 | 0 | 0 | 0 | [24 empty] | 8105801 | no | no |  |  | no |  | 0 | 0 | 0 | 0 | 0 | 0 |  | 1 | 1 | 1 | 0 | 0 | 0
load_220360477 |  | node_1331187_166_15290457_263 |  | AN | 0 | Residential | 10800+4600.781j | 0 | 0 | 0 | 0 | 0 | [24 empty] | 8105801 | no | no |  |  | no |  | 0 | 0 | 0 | 0 | 0 | 0 |  | 1 | 1 | 1 | 0 | 0 | 0
load_220360478 |  | node_1331182_127_15290042_971 |  | AN | 0 | Residential | 24386.4+10388.563j | 0 | 0 | 0 | 0 | 0 | [24 empty] | 8105801 | no | no |  |  | no |  | 0 | 0 | 0 | 0 | 0 | 0 |  | 1 | 1 | 1 | 0 | 0 | 0
load_220360479 |  | node_1331408_366_15290120_741 |  | AN | 0 | Residential | 4089.6+1742.162j | 0 | 0 | 0 | 0 | 0 | [24 empty] | 8105801 | no | no |  |  | no |  | 0 | 0 | 0 | 0 | 0 | 0 |  | 1 | 1 | 1 | 0 | 0 | 0
load_220360480 |  | node_1329017_798_15290123_69 |  | AN | 0 | Residential | 8928+3803.312j | 0 | 0 | 0 | 0 | 0 | [24 empty] | 8105801 | no | no |  |  | no |  | 0 | 0 | 0 | 0 | 0 | 0 |  | 1 | 1 | 1 | 0 | 0 | 0
load_220360481 |  | node_1329648_045_15290066_943 |  | AN | 0 | Residential | 60782.4+25893.194j | 0 | 0 | 0 | 0 | 0 | [24 empty] | 8105801 | no | no |  |  | no |  | 0 | 0 | 0 | 0 | 0 | 0 |  | 1 | 1 | 1 | 0 | 0 | 0
load_220360482 |  | node_1329953_93_15290080_373 |  | AN | 0 | Residential | 4744.8+2021.276j | 0 | 0 | 0 | 0 | 0 | [24 empty] | 8105801 | no | no |  |  | no |  | 0 | 0 | 0 | 0 | 0 | 0 |  | 1 | 1 | 1 | 0 | 0 | 0
load_220360483 |  | node_1330202_758_15290094_051 |  | AN | 0 | Residential | 24271.2+10339.488j | 0 | 0 | 0 | 0 | 0 | [24 empty] | 8105801 | no | no |  |  | no |  | 0 | 0 | 0 | 0 | 0 | 0 |  | 1 | 1 | 1 | 0 | 0 | 0
load_220360526 |  | node_1334977_24_15296358_271 |  | AN | 0 | Residential | 4269.6+1818.842j | 0 | 0 | 0 | 0 | 0 | [24 empty] | 8105801 | no | no |  |  | no |  | 0 | 0 | 0 | 0 | 0 | 0 |  | 1 | 1 | 1 | 0 | 0 | 0
load_220360527 |  | node_1335272_071_15295549_094 |  | AN | 0 | NonResidential | 9338.4+3978.142j | 0 | 0 | 0 | 0 | 0 | [24 empty] | 8105801 | no | no |  |  | no |  | 0 | 0 | 0 | 0 | 0 | 0 |  | 1 | 1 | 1 | 0 | 0 | 0
load_220360528 |  | node_1337834_425_15295050_538 |  | AN | 0 | Residential | 11908.8+5073.128j | 0 | 0 | 0 | 0 | 0 | [24 empty] | 8105801 | no | no |  |  | no |  | 0 | 0 | 0 | 0 | 0 | 0 |  | 1 | 1 | 1 | 0 | 0 | 0
load_220360529 |  | node_1338320_236_15294801_143 |  | AN | 0 | Residential | 6775.2+2886.223j | 0 | 0 | 0 | 0 | 0 | [24 empty] | 8105801 | no | no |  |  | no |  | 0 | 0 | 0 | 0 | 0 | 0 |  | 1 | 1 | 1 | 0 | 0 | 0
load_220360530 |  | node_1336050_637_15295478_698 |  | AN | 0 | Residential | 8265.6+3521.131j | 0 | 0 | 0 | 0 | 0 | [24 empty] | 8105801 | no | no |  |  | no |  | 0 | 0 | 0 | 0 | 0 | 0 |  | 1 | 1 | 1 | 0 | 0 | 0
load_220360531 |  | node_1336598_602_15295410_286 |  | AN | 0 | Residential | 7106.4+3027.314j | 0 | 0 | 0 | 0 | 0 | [24 empty] | 8105801 | no | no |  |  | no |  | 0 | 0 | 0 | 0 | 0 | 0 |  | 1 | 1 | 1 | 0 | 0 | 0
load_220360533 |  | node_1337085_691_15295270_376 |  | AN | 0 | Residential | 16603.2+7072.934j | 0 | 0 | 0 | 0 | 0 | [24 empty] | 8105801 | no | no |  |  | no |  | 0 | 0 | 0 | 0 | 0 | 0 |  | 1 | 1 | 1 | 0 | 0 | 0
load_220360534 |  | node_1337389_287_15295136_038 |  | AN | 0 | Residential | 35704.8+15210.181j | 0 | 0 | 0 | 0 | 0 | [24 empty] | 8105801 | no | no |  |  | no |  | 0 | 0 | 0 | 0 | 0 | 0 |  | 1 | 1 | 1 | 0 | 0 | 0
load_220360571 |  | node_1325912_203_15299131_981 |  | AN | 0 | Residential | 86688+36928.933j | 0 | 0 | 0 | 0 | 0 | [24 empty] | 8105801 | no | no |  |  | no |  | 0 | 0 | 0 | 0 | 0 | 0 |  | 1 | 1 | 1 | 0 | 0 | 0
load_220360572 |  | node_1326036_069_15299213_299 |  | AN | 0 | Residential | 2793.6+1190.069j | 0 | 0 | 0 | 0 | 0 | [24 empty] | 8105801 | no | no |  |  | no |  | 0 | 0 | 0 | 0 | 0 | 0 |  | 1 | 1 | 1 | 0 | 0 | 0
load_220360573 |  | node_1326017_414_15299541_655 |  | AN | 0 | Residential | 5601.6+2386.272j | 0 | 0 | 0 | 0 | 0 | [24 empty] | 8105801 | no | no |  |  | no |  | 0 | 0 | 0 | 0 | 0 | 0 |  | 1 | 1 | 1 | 0 | 0 | 0
load_220360574 |  | node_1324271_177_15297096_608 |  | AN | 0 | Residential | 10915.2+4649.856j | 0 | 0 | 0 | 0 | 0 | [24 empty] | 8105801 | no | no |  |  | no |  | 0 | 0 | 0 | 0 | 0 | 0 |  | 1 | 1 | 1 | 0 | 0 | 0
load_220360575 |  | node_1324270_347_15298179_296 |  | AN | 0 | Residential | 11534.4+4913.634j | 0 | 0 | 0 | 0 | 0 | [24 empty] | 8105801 | no | no |  |  | no |  | 0 | 0 | 0 | 0 | 0 | 0 |  | 1 | 1 | 1 | 0 | 0 | 0
load_220360577 |  | node_1324991_645_15299182_203 |  | AN | 0 | Residential | 7502.4+3196.009j | 0 | 0 | 0 | 0 | 0 | [24 empty] | 8105801 | no | no |  |  | no |  | 0 | 0 | 0 | 0 | 0 | 0 |  | 1 | 1 | 1 | 0 | 0 | 0
load_220360604 |  | node_1328466_139_15293411_568 |  | AN | 0 | Residential | 5184+2208.375j | 0 | 0 | 0 | 0 | 0 | [24 empty] | 8105801 | no | no |  |  | no |  | 0 | 0 | 0 | 0 | 0 | 0 |  | 1 | 1 | 1 | 0 | 0 | 0
load_220360605 |  | node_1328130_21_15293355_023 |  | AN | 0 | Residential | 28656+12207.405j | 0 | 0 | 0 | 0 | 0 | [24 empty] | 8105801 | no | no |  |  | no |  | 0 | 0 | 0 | 0 | 0 | 0 |  | 1 | 1 | 1 | 0 | 0 | 0
load_220360607 |  | node_1327859_561_15293580_822 |  | AN | 0 | Residential | 2116.8+901.753j | 0 | 0 | 0 | 0 | 0 | [24 empty] | 8105801 | no | no |  |  | no |  | 0 | 0 | 0 | 0 | 0 | 0 |  | 1 | 1 | 1 | 0 | 0 | 0
load_220360608 |  | node_1328282_467_15293948_565 |  | AN | 0 | Residential | 11239.2+4787.879j | 0 | 0 | 0 | 0 | 0 | [24 empty] | 8105801 | no | no |  |  | no |  | 0 | 0 | 0 | 0 | 0 | 0 |  | 1 | 1 | 1 | 0 | 0 | 0
load_220360609 |  | node_1329769_084_15290476_285 |  | AN | 0 | Residential | 12398.4+5281.696j | 0 | 0 | 0 | 0 | 0 | [24 empty] | 8105801 | no | no |  |  | no |  | 0 | 0 | 0 | 0 | 0 | 0 |  | 1 | 1 | 1 | 0 | 0 | 0
load_220360610 |  | node_1328272_323_15294378_03 |  | AN | 0 | Residential | 9936+4232.718j | 0 | 0 | 0 | 0 | 0 | [24 empty] | 8105801 | no | no |  |  | no |  | 0 | 0 | 0 | 0 | 0 | 0 |  | 1 | 1 | 1 | 0 | 0 | 0
load_220360613 |  | node_1328106_797_15295097_369 |  | AN | 0 | Residential | 5853.6+2493.623j | 0 | 0 | 0 | 0 | 0 | [24 empty] | 8105801 | no | no |  |  | no |  | 0 | 0 | 0 | 0 | 0 | 0 |  | 1 | 1 | 1 | 0 | 0 | 0
load_220360614 |  | node_1328443_811_15295095_051 |  | AN | 0 | Residential | 20858.4+8885.641j | 0 | 0 | 0 | 0 | 0 | [24 empty] | 8105801 | no | no |  |  | no |  | 0 | 0 | 0 | 0 | 0 | 0 |  | 1 | 1 | 1 | 0 | 0 | 0
load_220360615 |  | node_1329747_201_15290735_399 |  | AN | 0 | Residential | 66038.4+28132.241j | 0 | 0 | 0 | 0 | 0 | [24 empty] | 8105801 | no | no |  |  | no |  | 0 | 0 | 0 | 0 | 0 | 0 |  | 1 | 1 | 1 | 0 | 0 | 0
load_220360616 |  | node_1328195_759_15296715_715 |  | AN | 0 | Residential | 4896+2085.687j | 0 | 0 | 0 | 0 | 0 | [24 empty] | 8105801 | no | no |  |  | no |  | 0 | 0 | 0 | 0 | 0 | 0 |  | 1 | 1 | 1 | 0 | 0 | 0
load_220360617 |  | node_1329695_039_15291120_447 |  | AN | 0 | Residential | 20426.4+8701.61j | 0 | 0 | 0 | 0 | 0 | [24 empty] | 8105801 | no | no |  |  | no |  | 0 | 0 | 0 | 0 | 0 | 0 |  | 1 | 1 | 1 | 0 | 0 | 0
load_220360618 |  | node_1330026_902_15291145_12 |  | AN | 0 | Residential | 21909.6+9333.451j | 0 | 0 | 0 | 0 | 0 | [24 empty] | 8105801 | no | no |  |  | no |  | 0 | 0 | 0 | 0 | 0 | 0 |  | 1 | 1 | 1 | 0 | 0 | 0
load_220360619 |  | node_1329719_04_15291329_84 |  | AN | 0 | Residential | 21492+9155.554j | 0 | 0 | 0 | 0 | 0 | [24 empty] | 8105801 | no | no |  |  | no |  | 0 | 0 | 0 | 0 | 0 | 0 |  | 1 | 1 | 1 | 0 | 0 | 0
load_220360620 |  | node_1329599_542_15291546_424 |  | AN | 0 | Residential | 19778.4+8425.563j | 0 | 0 | 0 | 0 | 0 | [24 empty] | 8105801 | no | no |  |  | no |  | 0 | 0 | 0 | 0 | 0 | 0 |  | 1 | 1 | 1 | 0 | 0 | 0
load_220360621 |  | node_1329559_546_15291744_367 |  | AN | 0 | Residential | 7056+3005.843j | 0 | 0 | 0 | 0 | 0 | [24 empty] | 8105801 | no | no |  |  | no |  | 0 | 0 | 0 | 0 | 0 | 0 |  | 1 | 1 | 1 | 0 | 0 | 0
load_220360622 |  | node_1329579_597_15292008_84 |  | AN | 0 | Residential | 28548+12161.397j | 0 | 0 | 0 | 0 | 0 | [24 empty] | 8105801 | no | no |  |  | no |  | 0 | 0 | 0 | 0 | 0 | 0 |  | 1 | 1 | 1 | 0 | 0 | 0
load_220360623 |  | node_1330270_887_15292589_798 |  | AN | 0 | Residential | 26208+11164.561j | 0 | 0 | 0 | 0 | 0 | [24 empty] | 8105801 | no | no |  |  | no |  | 0 | 0 | 0 | 0 | 0 | 0 |  | 1 | 1 | 1 | 0 | 0 | 0
load_220360624 |  | node_1329318_354_15292242_637 |  | AN | 0 | Residential | 64440+27451.325j | 0 | 0 | 0 | 0 | 0 | [24 empty] | 8105801 | no | no |  |  | no |  | 0 | 0 | 0 | 0 | 0 | 0 |  | 1 | 1 | 1 | 0 | 0 | 0
load_220360706 |  | node_1329395_291_15288990_972 |  | AN | 0 | Residential | 39456+16808.186j | 0 | 0 | 0 | 0 | 0 | [24 empty] | 8105801 | no | no |  |  | no |  | 0 | 0 | 0 | 0 | 0 | 0 |  | 1 | 1 | 1 | 0 | 0 | 0
load_220360707 |  | node_1329709_029_15288989_235 |  | AN | 0 | Residential | 24156+10290.413j | 0 | 0 | 0 | 0 | 0 | [24 empty] | 8105801 | no | no |  |  | no |  | 0 | 0 | 0 | 0 | 0 | 0 |  | 1 | 1 | 1 | 0 | 0 | 0
load_220360708 |  | node_1329626_612_15289228_969 |  | AN | 0 | Residential | 7120.8+3033.448j | 0 | 0 | 0 | 0 | 0 | [24 empty] | 8105801 | no | no |  |  | no |  | 0 | 0 | 0 | 0 | 0 | 0 |  | 1 | 1 | 1 | 0 | 0 | 0
load_220360709 |  | node_1330065_339_15289190_066 |  | AN | 0 | Residential | 6480+2760.468j | 0 | 0 | 0 | 0 | 0 | [24 empty] | 8105801 | no | no |  |  | no |  | 0 | 0 | 0 | 0 | 0 | 0 |  | 1 | 1 | 1 | 0 | 0 | 0
load_220360773 |  | node_1310853_945_15296776_372 |  | AN | 0 | NonResidential | 878.4+374.197j | 0 | 0 | 0 | 0 | 0 | [24 empty] | 8105801 | no | no |  |  | no |  | 0 | 0 | 0 | 0 | 0 | 0 |  | 1 | 1 | 1 | 0 | 0 | 0
load_220360774 |  | node_1311188_037_15296521_275 |  | AN | 0 | Residential | 44056.8+18768.118j | 0 | 0 | 0 | 0 | 0 | [24 empty] | 8105801 | no | no |  |  | no |  | 0 | 0 | 0 | 0 | 0 | 0 |  | 1 | 1 | 1 | 0 | 0 | 0
load_220360775 |  | node_1311456_733_15296840_075 |  | AN | 0 | Residential | 27028.8+11514.221j | 0 | 0 | 0 | 0 | 0 | [24 empty] | 8105801 | no | no |  |  | no |  | 0 | 0 | 0 | 0 | 0 | 0 |  | 1 | 1 | 1 | 0 | 0 | 0
load_220360799 |  | node_1313832_328_15297814_003 |  | AN | 0 | Residential | 3081.6+1312.756j | 0 | 0 | 0 | 0 | 0 | [24 empty] | 8105801 | no | no |  |  | no |  | 0 | 0 | 0 | 0 | 0 | 0 |  | 1 | 1 | 1 | 0 | 0 | 0
load_220360800 |  | node_1315399_595_15296706_268 |  | AN | 0 | Residential | 12571.2+5355.309j | 0 | 0 | 0 | 0 | 0 | [24 empty] | 8105801 | no | no |  |  | no |  | 0 | 0 | 0 | 0 | 0 | 0 |  | 1 | 1 | 1 | 0 | 0 | 0
load_220360801 |  | node_1315466_774_15297188_807 |  | AN | 0 | Residential | 13356+5689.632j | 0 | 0 | 0 | 0 | 0 | [24 empty] | 8105801 | no | no |  |  | no |  | 0 | 0 | 0 | 0 | 0 | 0 |  | 1 | 1 | 1 | 0 | 0 | 0
load_220360802 |  | node_1310855_871_15296281_788 |  | AN | 0 | Residential | 12780+5444.257j | 0 | 0 | 0 | 0 | 0 | [24 empty] | 8105801 | no | no |  |  | no |  | 0 | 0 | 0 | 0 | 0 | 0 |  | 1 | 1 | 1 | 0 | 0 | 0
load_220360803 |  | node_1313106_744_15296272_268 |  | AN | 0 | Residential | 3902.4+1662.415j | 0 | 0 | 0 | 0 | 0 | [24 empty] | 8105801 | no | no |  |  | no |  | 0 | 0 | 0 | 0 | 0 | 0 |  | 1 | 1 | 1 | 0 | 0 | 0
load_220360804 |  | node_1313309_285_15296287_735 |  | AN | 0 | Residential | 10267.2+4373.809j | 0 | 0 | 0 | 0 | 0 | [24 empty] | 8105801 | no | no |  |  | no |  | 0 | 0 | 0 | 0 | 0 | 0 |  | 1 | 1 | 1 | 0 | 0 | 0
load_220360805 |  | node_1313508_118_15296297_552 |  | AN | 0 | Residential | 11707.2+4987.246j | 0 | 0 | 0 | 0 | 0 | [24 empty] | 8105801 | no | no |  |  | no |  | 0 | 0 | 0 | 0 | 0 | 0 |  | 1 | 1 | 1 | 0 | 0 | 0
load_220360806 |  | node_1313788_762_15296318_272 |  | AN | 0 | Residential | 25970.4+11063.344j | 0 | 0 | 0 | 0 | 0 | [24 empty] | 8105801 | no | no |  |  | no |  | 0 | 0 | 0 | 0 | 0 | 0 |  | 1 | 1 | 1 | 0 | 0 | 0
load_220360807 |  | node_1312214_156_15296236_207 |  | AN | 0 | Residential | 6775.2+2886.223j | 0 | 0 | 0 | 0 | 0 | [24 empty] | 8105801 | no | no |  |  | no |  | 0 | 0 | 0 | 0 | 0 | 0 |  | 1 | 1 | 1 | 0 | 0 | 0
load_220360808 |  | node_1312409_017_15296244_155 |  | AN | 0 | Residential | 21470.4+9146.352j | 0 | 0 | 0 | 0 | 0 | [24 empty] | 8105801 | no | no |  |  | no |  | 0 | 0 | 0 | 0 | 0 | 0 |  | 1 | 1 | 1 | 0 | 0 | 0
load_220360809 |  | node_1312595_546_15296246_639 |  | AN | 0 | Residential | 12456+5306.234j | 0 | 0 | 0 | 0 | 0 | [24 empty] | 8105801 | no | no |  |  | no |  | 0 | 0 | 0 | 0 | 0 | 0 |  | 1 | 1 | 1 | 0 | 0 | 0
load_220360813 |  | node_1311677_883_15297249_764 |  | AN | 0 | Residential | 50918.4+21691.148j | 0 | 0 | 0 | 0 | 0 | [24 empty] | 8105801 | no | no |  |  | no |  | 0 | 0 | 0 | 0 | 0 | 0 |  | 1 | 1 | 1 | 0 | 0 | 0
load_220360840 |  | node_1330366_575_15282660_908 |  | AN | 0 | Residential | 6321.6+2692.99j | 0 | 0 | 0 | 0 | 0 | [24 empty] | 8105801 | no | no |  |  | no |  | 0 | 0 | 0 | 0 | 0 | 0 |  | 1 | 1 | 1 | 0 | 0 | 0
load_220360841 |  | node_1330660_818_15282837_949 |  | AN | 0 | Residential | 17654.4+7520.743j | 0 | 0 | 0 | 0 | 0 | [24 empty] | 8105801 | no | no |  |  | no |  | 0 | 0 | 0 | 0 | 0 | 0 |  | 1 | 1 | 1 | 0 | 0 | 0
load_220360842 |  | node_1330376_296_15283167_061 |  | AN | 0 | Residential | 42451.2+18084.135j | 0 | 0 | 0 | 0 | 0 | [24 empty] | 8105801 | no | no |  |  | no |  | 0 | 0 | 0 | 0 | 0 | 0 |  | 1 | 1 | 1 | 0 | 0 | 0
load_220360843 |  | node_1330764_291_15283436_619 |  | AN | 0 | Residential | 22183.2+9450.004j | 0 | 0 | 0 | 0 | 0 | [24 empty] | 8105801 | no | no |  |  | no |  | 0 | 0 | 0 | 0 | 0 | 0 |  | 1 | 1 | 1 | 0 | 0 | 0
load_220360887 |  | node_1312248_265_15297450_257 |  | AN | 0 | Residential | 27950.4+11906.821j | 0 | 0 | 0 | 0 | 0 | [24 empty] | 8105801 | no | no |  |  | no |  | 0 | 0 | 0 | 0 | 0 | 0 |  | 1 | 1 | 1 | 0 | 0 | 0
load_220360903 |  | node_1329778_935_15285966_402 |  | AN | 0 | Residential | 82684.8+35223.577j | 0 | 0 | 0 | 0 | 0 | [24 empty] | 8105801 | no | no |  |  | no |  | 0 | 0 | 0 | 0 | 0 | 0 |  | 1 | 1 | 1 | 0 | 0 | 0
load_220361428 |  | node_1334357_035_15304892_16 |  | AN | 0 | Residential | 29088+12391.436j | 0 | 0 | 0 | 0 | 0 | [24 empty] | 8105801 | no | no |  |  | no |  | 0 | 0 | 0 | 0 | 0 | 0 |  | 1 | 1 | 1 | 0 | 0 | 0
load_220361429 |  | node_1333403_178_15305432_025 |  | AN | 0 | Residential | 43264.8+18430.728j | 0 | 0 | 0 | 0 | 0 | [24 empty] | 8105801 | no | no |  |  | no |  | 0 | 0 | 0 | 0 | 0 | 0 |  | 1 | 1 | 1 | 0 | 0 | 0
load_220361430 |  | node_1333287_359_15305594_387 |  | AN | 0 | Residential | 26251.2+11182.964j | 0 | 0 | 0 | 0 | 0 | [24 empty] | 8105801 | no | no |  |  | no |  | 0 | 0 | 0 | 0 | 0 | 0 |  | 1 | 1 | 1 | 0 | 0 | 0
load_220361431 |  | node_1333613_631_15305889_101 |  | AN | 0 | Residential | 2491.2+1061.247j | 0 | 0 | 0 | 0 | 0 | [24 empty] | 8105801 | no | no |  |  | no |  | 0 | 0 | 0 | 0 | 0 | 0 |  | 1 | 1 | 1 | 0 | 0 | 0
load_220361432 |  | node_1333269_225_15306181_961 |  | AN | 0 | Residential | 9756+4156.039j | 0 | 0 | 0 | 0 | 0 | [24 empty] | 8105801 | no | no |  |  | no |  | 0 | 0 | 0 | 0 | 0 | 0 |  | 1 | 1 | 1 | 0 | 0 | 0
load_220361433 |  | node_1333556_424_15306423_199 |  | AN | 0 | Residential | 1821.6+775.998j | 0 | 0 | 0 | 0 | 0 | [24 empty] | 8105801 | no | no |  |  | no |  | 0 | 0 | 0 | 0 | 0 | 0 |  | 1 | 1 | 1 | 0 | 0 | 0
load_220361434 |  | node_1333369_088_15304983_719 |  | AN | 0 | Residential | 7632+3251.218j | 0 | 0 | 0 | 0 | 0 | [24 empty] | 8105801 | no | no |  |  | no |  | 0 | 0 | 0 | 0 | 0 | 0 |  | 1 | 1 | 1 | 0 | 0 | 0
load_220361488 |  | node_1333045_958_15280778_413 |  | AN | 0 | Residential | 4507.2+1920.059j | 0 | 0 | 0 | 0 | 0 | [24 empty] | 8105801 | no | no |  |  | no |  | 0 | 0 | 0 | 0 | 0 | 0 |  | 1 | 1 | 1 | 0 | 0 | 0
load_220361489 |  | node_1333344_771_15280808_065 |  | AN | 0 | Residential | 37454.4+15955.508j | 0 | 0 | 0 | 0 | 0 | [24 empty] | 8105801 | no | no |  |  | no |  | 0 | 0 | 0 | 0 | 0 | 0 |  | 1 | 1 | 1 | 0 | 0 | 0
load_220361490 |  | node_1333747_949_15280893_863 |  | AN | 0 | Residential | 25999.2+11075.613j | 0 | 0 | 0 | 0 | 0 | [24 empty] | 8105801 | no | no |  |  | no |  | 0 | 0 | 0 | 0 | 0 | 0 |  | 1 | 1 | 1 | 0 | 0 | 0
load_220361491 |  | node_1333960_389_15281077_956 |  | AN | 0 | Residential | 5803.2+2472.153j | 0 | 0 | 0 | 0 | 0 | [24 empty] | 8105801 | no | no |  |  | no |  | 0 | 0 | 0 | 0 | 0 | 0 |  | 1 | 1 | 1 | 0 | 0 | 0
load_220361493 |  | node_1331852_644_15280754_918 |  | AN | 0 | Residential | 50198.4+21384.429j | 0 | 0 | 0 | 0 | 0 | [24 empty] | 8105801 | no | no |  |  | no |  | 0 | 0 | 0 | 0 | 0 | 0 |  | 1 | 1 | 1 | 0 | 0 | 0
load_220361494 |  | node_1332503_686_15280712_496 |  | AN | 0 | Residential | 10137.6+4318.6j | 0 | 0 | 0 | 0 | 0 | [24 empty] | 8105801 | no | no |  |  | no |  | 0 | 0 | 0 | 0 | 0 | 0 |  | 1 | 1 | 1 | 0 | 0 | 0
load_220361507 |  | node_1328749_311_15297511_619 |  | AN | 0 | Residential | 4464+1901.656j | 0 | 0 | 0 | 0 | 0 | [24 empty] | 8105801 | no | no |  |  | no |  | 0 | 0 | 0 | 0 | 0 | 0 |  | 1 | 1 | 1 | 0 | 0 | 0
load_220361508 |  | node_1329033_861_15297653_829 |  | AN | 0 | Residential | 4608+1963j | 0 | 0 | 0 | 0 | 0 | [24 empty] | 8105801 | no | no |  |  | no |  | 0 | 0 | 0 | 0 | 0 | 0 |  | 1 | 1 | 1 | 0 | 0 | 0
load_220361509 |  | node_1329196_164_15297697_588 |  | AN | 0 | Residential | 11001.6+4686.662j | 0 | 0 | 0 | 0 | 0 | [24 empty] | 8105801 | no | no |  |  | no |  | 0 | 0 | 0 | 0 | 0 | 0 |  | 1 | 1 | 1 | 0 | 0 | 0
load_220361586 |  | node_1328934_307_15301896_42 |  | AN | 0 | Residential | 6825.6+2907.693j | 0 | 0 | 0 | 0 | 0 | [24 empty] | 8105801 | no | no |  |  | no |  | 0 | 0 | 0 | 0 | 0 | 0 |  | 1 | 1 | 1 | 0 | 0 | 0
load_220361587 |  | node_1328502_856_15303108_102 |  | AN | 0 | Residential | 17064+7269.234j | 0 | 0 | 0 | 0 | 0 | [24 empty] | 8105801 | no | no |  |  | no |  | 0 | 0 | 0 | 0 | 0 | 0 |  | 1 | 1 | 1 | 0 | 0 | 0
load_220361588 |  | node_1328174_058_15303272_481 |  | AN | 0 | NonResidential | 1000+425.998j | 0 | 0 | 0 | 0 | 0 | [24 empty] | 8105801 | no | no |  |  | no |  | 0 | 0 | 0 | 0 | 0 | 0 |  | 1 | 1 | 1 | 0 | 0 | 0
load_220361589 |  | node_1323775_034_15314134_904 |  | AN | 0 | Residential | 12621.6+5376.779j | 0 | 0 | 0 | 0 | 0 | [24 empty] | 8105801 | no | no |  |  | no |  | 0 | 0 | 0 | 0 | 0 | 0 |  | 1 | 1 | 1 | 0 | 0 | 0
load_220361590 |  | node_1324162_399_15313662_613 |  | AN | 0 | Residential | 7099.2+3024.247j | 0 | 0 | 0 | 0 | 0 | [24 empty] | 8105801 | no | no |  |  | no |  | 0 | 0 | 0 | 0 | 0 | 0 |  | 1 | 1 | 1 | 0 | 0 | 0
load_220361606 |  | node_1327184_364_15292138_316 |  | AN | 0 | Other | 0 | 0 | 0 | 0 | 0 | 0 | [24 empty] | 8105801 | no | no |  |  | no |  | 0 | 0 | 0 | 0 | 0 | 0 |  | 1 | 1 | 1 | 0 | 0 | 0
load_220361607 |  | node_1327768_071_15292674_445 |  | AN | 0 | Residential | 14054.4+5987.149j | 0 | 0 | 0 | 0 | 0 | [24 empty] | 8105801 | no | no |  |  | no |  | 0 | 0 | 0 | 0 | 0 | 0 |  | 1 | 1 | 1 | 0 | 0 | 0
load_220361635 |  | node_1331504_415_15294985_812 |  | AN | 0 | Residential | 13219.2+5631.356j | 0 | 0 | 0 | 0 | 0 | [24 empty] | 8105801 | no | no |  |  | no |  | 0 | 0 | 0 | 0 | 0 | 0 |  | 1 | 1 | 1 | 0 | 0 | 0
load_220361636 |  | node_1331783_342_15292157_127 |  | AN | 0 | Residential | 9648+4110.031j | 0 | 0 | 0 | 0 | 0 | [24 empty] | 8105801 | no | no |  |  | no |  | 0 | 0 | 0 | 0 | 0 | 0 |  | 1 | 1 | 1 | 0 | 0 | 0
load_220361638 |  | node_1331732_678_15294701_624 |  | AN | 0 | Residential | 18086.4+7704.774j | 0 | 0 | 0 | 0 | 0 | [24 empty] | 8105801 | no | no |  |  | no |  | 0 | 0 | 0 | 0 | 0 | 0 |  | 1 | 1 | 1 | 0 | 0 | 0
load_220361639 |  | node_1331370_322_15294369_911 |  | AN | 0 | Residential | 12909.6+5499.467j | 0 | 0 | 0 | 0 | 0 | [24 empty] | 8105801 | no | no |  |  | no |  | 0 | 0 | 0 | 0 | 0 | 0 |  | 1 | 1 | 1 | 0 | 0 | 0
load_220361640 |  | node_1332123_428_15294030_627 |  | AN | 0 | Residential | 11469.6+4886.029j | 0 | 0 | 0 | 0 | 0 | [24 empty] | 8105801 | no | no |  |  | no |  | 0 | 0 | 0 | 0 | 0 | 0 |  | 1 | 1 | 1 | 0 | 0 | 0
load_220361641 |  | node_1331434_874_15293632_636 |  | AN | 0 | Residential | 21564+9186.226j | 0 | 0 | 0 | 0 | 0 | [24 empty] | 8105801 | no | no |  |  | no |  | 0 | 0 | 0 | 0 | 0 | 0 |  | 1 | 1 | 1 | 0 | 0 | 0
load_220361642 |  | node_1331714_149_15293409_567 |  | AN | 0 | Residential | 16243.2+6919.574j | 0 | 0 | 0 | 0 | 0 | [24 empty] | 8105801 | no | no |  |  | no |  | 0 | 0 | 0 | 0 | 0 | 0 |  | 1 | 1 | 1 | 0 | 0 | 0
load_220361643 |  | node_1332224_481_15293466_475 |  | AN | 0 | NonResidential | 93.6+39.873j | 0 | 0 | 0 | 0 | 0 | [24 empty] | 8105801 | no | no |  |  | no |  | 0 | 0 | 0 | 0 | 0 | 0 |  | 1 | 1 | 1 | 0 | 0 | 0
load_220361644 |  | node_1332252_808_15293200_946 |  | AN | 0 | Residential | 20484+8726.147j | 0 | 0 | 0 | 0 | 0 | [24 empty] | 8105801 | no | no |  |  | no |  | 0 | 0 | 0 | 0 | 0 | 0 |  | 1 | 1 | 1 | 0 | 0 | 0
load_220361645 |  | node_1331281_432_15292850_262 |  | AN | 0 | Residential | 22492.8+9581.893j | 0 | 0 | 0 | 0 | 0 | [24 empty] | 8105801 | no | no |  |  | no |  | 0 | 0 | 0 | 0 | 0 | 0 |  | 1 | 1 | 1 | 0 | 0 | 0
load_220361684 |  | node_1331296_541_15318794_447 |  | AN | 0 | Residential | 19576.8+8339.682j | 0 | 0 | 0 | 0 | 0 | [24 empty] | 8105801 | no | no |  |  | no |  | 0 | 0 | 0 | 0 | 0 | 0 |  | 1 | 1 | 1 | 0 | 0 | 0
load_220361685 |  | node_1331668_701_15318636_646 |  | AN | 0 | Residential | 15429.6+6572.982j | 0 | 0 | 0 | 0 | 0 | [24 empty] | 8105801 | no | no |  |  | no |  | 0 | 0 | 0 | 0 | 0 | 0 |  | 1 | 1 | 1 | 0 | 0 | 0
load_220361686 |  | node_1332027_972_15318349_282 |  | AN | 0 | Residential | 338.4+144.158j | 0 | 0 | 0 | 0 | 0 | [24 empty] | 8105801 | no | no |  |  | no |  | 0 | 0 | 0 | 0 | 0 | 0 |  | 1 | 1 | 1 | 0 | 0 | 0
load_220361687 |  | node_1332297_998_15318202_492 |  | AN | 0 | Residential | 13176+5612.952j | 0 | 0 | 0 | 0 | 0 | [24 empty] | 8105801 | no | no |  |  | no |  | 0 | 0 | 0 | 0 | 0 | 0 |  | 1 | 1 | 1 | 0 | 0 | 0
load_220361689 |  | node_1322932_254_15297711_926 |  | AN | 0 | Residential | 13464+5735.64j | 0 | 0 | 0 | 0 | 0 | [24 empty] | 8105801 | no | no |  |  | no |  | 0 | 0 | 0 | 0 | 0 | 0 |  | 1 | 1 | 1 | 0 | 0 | 0
load_220361691 |  | node_1322660_998_15298483_109 |  | AN | 0 | Residential | 24933.6+10621.669j | 0 | 0 | 0 | 0 | 0 | [24 empty] | 8105801 | no | no |  |  | no |  | 0 | 0 | 0 | 0 | 0 | 0 |  | 1 | 1 | 1 | 0 | 0 | 0
load_220361692 |  | node_1322912_741_15298633_617 |  | AN | 0 | Residential | 2268+966.164j | 0 | 0 | 0 | 0 | 0 | [24 empty] | 8105801 | no | no |  |  | no |  | 0 | 0 | 0 | 0 | 0 | 0 |  | 1 | 1 | 1 | 0 | 0 | 0
load_220361693 |  | node_1323165_105_15298915_401 |  | AN | 0 | Residential | 9144+3895.328j | 0 | 0 | 0 | 0 | 0 | [24 empty] | 8105801 | no | no |  |  | no |  | 0 | 0 | 0 | 0 | 0 | 0 |  | 1 | 1 | 1 | 0 | 0 | 0
load_220361740 |  | node_1307753_42_15296584_144 |  | AN | 0 | Other | 0 | 0 | 0 | 0 | 0 | 0 | [24 empty] | 8105801 | no | no |  |  | no |  | 0 | 0 | 0 | 0 | 0 | 0 |  | 1 | 1 | 1 | 0 | 0 | 0
load_220361779 |  | node_1321258_82_15316978_465 |  | AN | 0 | Residential | 3708+1579.601j | 0 | 0 | 0 | 0 | 0 | [24 empty] | 8105801 | no | no |  |  | no |  | 0 | 0 | 0 | 0 | 0 | 0 |  | 1 | 1 | 1 | 0 | 0 | 0
load_220361780 |  | node_1321247_92_15315942_615 |  | AN | 0 | Residential | 6868.8+2926.097j | 0 | 0 | 0 | 0 | 0 | [24 empty] | 8105801 | no | no |  |  | no |  | 0 | 0 | 0 | 0 | 0 | 0 |  | 1 | 1 | 1 | 0 | 0 | 0
load_220361823 |  | node_1324324_677_15293634_241 |  | AN | 0 | Residential | 14572.8+6207.987j | 0 | 0 | 0 | 0 | 0 | [24 empty] | 8105801 | no | no |  |  | no |  | 0 | 0 | 0 | 0 | 0 | 0 |  | 1 | 1 | 1 | 0 | 0 | 0
load_220362138 |  | node_1314251_702_15296349_18 |  | AN | 0 | Residential | 25934.4+11048.008j | 0 | 0 | 0 | 0 | 0 | [24 empty] | 8105801 | no | no |  |  | no |  | 0 | 0 | 0 | 0 | 0 | 0 |  | 1 | 1 | 1 | 0 | 0 | 0
load_220362139 |  | node_1314476_144_15296365_312 |  | AN | 0 | Residential | 2851.2+1214.606j | 0 | 0 | 0 | 0 | 0 | [24 empty] | 8105801 | no | no |  |  | no |  | 0 | 0 | 0 | 0 | 0 | 0 |  | 1 | 1 | 1 | 0 | 0 | 0
load_220362140 |  | node_1314702_96_15296377_687 |  | AN | 0 | Residential | 29080.8+12388.369j | 0 | 0 | 0 | 0 | 0 | [24 empty] | 8105801 | no | no |  |  | no |  | 0 | 0 | 0 | 0 | 0 | 0 |  | 1 | 1 | 1 | 0 | 0 | 0
load_220362142 |  | node_1315227_715_15296529_141 |  | AN | 0 | Residential | 25207.2+10738.222j | 0 | 0 | 0 | 0 | 0 | [24 empty] | 8105801 | no | no |  |  | no |  | 0 | 0 | 0 | 0 | 0 | 0 |  | 1 | 1 | 1 | 0 | 0 | 0
load_220362143 |  | node_1315449_384_15296530_77 |  | AN | 0 | Residential | 10418.4+4438.22j | 0 | 0 | 0 | 0 | 0 | [24 empty] | 8105801 | no | no |  |  | no |  | 0 | 0 | 0 | 0 | 0 | 0 |  | 1 | 1 | 1 | 0 | 0 | 0
load_220362144 |  | node_1315858_336_15296435_385 |  | AN | 0 | Residential | 64267.2+27377.713j | 0 | 0 | 0 | 0 | 0 | [24 empty] | 8105801 | no | no |  |  | no |  | 0 | 0 | 0 | 0 | 0 | 0 |  | 1 | 1 | 1 | 0 | 0 | 0
load_220362146 |  | node_1317308_111_15296484_293 |  | AN | 0 | Residential | 19144.8+8155.651j | 0 | 0 | 0 | 0 | 0 | [24 empty] | 8105801 | no | no |  |  | no |  | 0 | 0 | 0 | 0 | 0 | 0 |  | 1 | 1 | 1 | 0 | 0 | 0
load_220362147 |  | node_1317973_705_15296500_929 |  | AN | 0 | Residential | 15386.4+6554.579j | 0 | 0 | 0 | 0 | 0 | [24 empty] | 8105801 | no | no |  |  | no |  | 0 | 0 | 0 | 0 | 0 | 0 |  | 1 | 1 | 1 | 0 | 0 | 0
load_220362149 |  | node_1318622_426_15296629_105 |  | AN | 0 | Residential | 14997.6+6388.951j | 0 | 0 | 0 | 0 | 0 | [24 empty] | 8105801 | no | no |  |  | no |  | 0 | 0 | 0 | 0 | 0 | 0 |  | 1 | 1 | 1 | 0 | 0 | 0
load_220362150 |  | node_1319122_633_15296658_674 |  | AN | 0 | Residential | 50335.2+21442.705j | 0 | 0 | 0 | 0 | 0 | [24 empty] | 8105801 | no | no |  |  | no |  | 0 | 0 | 0 | 0 | 0 | 0 |  | 1 | 1 | 1 | 0 | 0 | 0
load_220362151 |  | node_1319543_88_15296635_759 |  | AN | 0 | Residential | 4420.8+1883.253j | 0 | 0 | 0 | 0 | 0 | [24 empty] | 8105801 | no | no |  |  | no |  | 0 | 0 | 0 | 0 | 0 | 0 |  | 1 | 1 | 1 | 0 | 0 | 0
load_220362152 |  | node_1320207_194_15296660_233 |  | AN | 0 | Residential | 4809.6+2048.881j | 0 | 0 | 0 | 0 | 0 | [24 empty] | 8105801 | no | no |  |  | no |  | 0 | 0 | 0 | 0 | 0 | 0 |  | 1 | 1 | 1 | 0 | 0 | 0
load_220362154 |  | node_1321238_349_15296710_783 |  | AN | 0 | Residential | 10252.8+4367.675j | 0 | 0 | 0 | 0 | 0 | [24 empty] | 8105801 | no | no |  |  | no |  | 0 | 0 | 0 | 0 | 0 | 0 |  | 1 | 1 | 1 | 0 | 0 | 0
load_220362155 |  | node_1321488_506_15296722_302 |  | AN | 0 | Residential | 11440.8+4873.76j | 0 | 0 | 0 | 0 | 0 | [24 empty] | 8105801 | no | no |  |  | no |  | 0 | 0 | 0 | 0 | 0 | 0 |  | 1 | 1 | 1 | 0 | 0 | 0
load_220362156 |  | node_1322124_201_15296756_505 |  | AN | 0 | NonResidential | 2361.6+1006.037j | 0 | 0 | 0 | 0 | 0 | [24 empty] | 8105801 | no | no |  |  | no |  | 0 | 0 | 0 | 0 | 0 | 0 |  | 1 | 1 | 1 | 0 | 0 | 0
load_220362157 |  | node_1322391_502_15296772_072 |  | AN | 0 | Residential | 13363.2+5692.699j | 0 | 0 | 0 | 0 | 0 | [24 empty] | 8105801 | no | no |  |  | no |  | 0 | 0 | 0 | 0 | 0 | 0 |  | 1 | 1 | 1 | 0 | 0 | 0
load_220362158 |  | node_1322806_806_15296792_232 |  | AN | 0 | Residential | 4939.2+2104.09j | 0 | 0 | 0 | 0 | 0 | [24 empty] | 8105801 | no | no |  |  | no |  | 0 | 0 | 0 | 0 | 0 | 0 |  | 1 | 1 | 1 | 0 | 0 | 0
load_220362159 |  | node_1323042_642_15296802_015 |  | AN | 0 | Residential | 5464.8+2327.995j | 0 | 0 | 0 | 0 | 0 | [24 empty] | 8105801 | no | no |  |  | no |  | 0 | 0 | 0 | 0 | 0 | 0 |  | 1 | 1 | 1 | 0 | 0 | 0
load_220362160 |  | node_1323480_844_15296824_453 |  | AN | 0 | Residential | 14220+6057.695j | 0 | 0 | 0 | 0 | 0 | [24 empty] | 8105801 | no | no |  |  | no |  | 0 | 0 | 0 | 0 | 0 | 0 |  | 1 | 1 | 1 | 0 | 0 | 0
load_220362161 |  | node_1323701_008_15296835_425 |  | AN | 0 | Residential | 13053.6+5560.81j | 0 | 0 | 0 | 0 | 0 | [24 empty] | 8105801 | no | no |  |  | no |  | 0 | 0 | 0 | 0 | 0 | 0 |  | 1 | 1 | 1 | 0 | 0 | 0
load_220362163 |  | node_1324228_42_15296645_468 |  | AN | 0 | Residential | 1951.2+831.208j | 0 | 0 | 0 | 0 | 0 | [24 empty] | 8105801 | no | no |  |  | no |  | 0 | 0 | 0 | 0 | 0 | 0 |  | 1 | 1 | 1 | 0 | 0 | 0
load_220362164 |  | node_1323271_097_15296684_979 |  | AN | 0 | Residential | 21160.8+9014.463j | 0 | 0 | 0 | 0 | 0 | [24 empty] | 8105801 | no | no |  |  | no |  | 0 | 0 | 0 | 0 | 0 | 0 |  | 1 | 1 | 1 | 0 | 0 | 0
load_220362165 |  | node_1324969_361_15296907_785 |  | AN | 0 | Residential | 6026.4+2567.236j | 0 | 0 | 0 | 0 | 0 | [24 empty] | 8105801 | no | no |  |  | no |  | 0 | 0 | 0 | 0 | 0 | 0 |  | 1 | 1 | 1 | 0 | 0 | 0
load_220362166 |  | node_1325111_055_15297074_382 |  | AN | 0 | Residential | 7884+3358.57j | 0 | 0 | 0 | 0 | 0 | [24 empty] | 8105801 | no | no |  |  | no |  | 0 | 0 | 0 | 0 | 0 | 0 |  | 1 | 1 | 1 | 0 | 0 | 0
load_220362167 |  | node_1326011_254_15297039_706 |  | AN | 0 | Residential | 5342.4+2275.853j | 0 | 0 | 0 | 0 | 0 | [24 empty] | 8105801 | no | no |  |  | no |  | 0 | 0 | 0 | 0 | 0 | 0 |  | 1 | 1 | 1 | 0 | 0 | 0
load_220362168 |  | node_1326388_966_15297131_209 |  | AN | 0 | Residential | 2181.6+929.358j | 0 | 0 | 0 | 0 | 0 | [24 empty] | 8105801 | no | no |  |  | no |  | 0 | 0 | 0 | 0 | 0 | 0 |  | 1 | 1 | 1 | 0 | 0 | 0
load_220362169 |  | node_1326777_689_15297053_054 |  | AN | 0 | Residential | 14155.2+6030.09j | 0 | 0 | 0 | 0 | 0 | [24 empty] | 8105801 | no | no |  |  | no |  | 0 | 0 | 0 | 0 | 0 | 0 |  | 1 | 1 | 1 | 0 | 0 | 0
load_220362170 |  | node_1326990_942_15297115_398 |  | AN | 0 | NonResidential | 1411.2+601.169j | 0 | 0 | 0 | 0 | 0 | [24 empty] | 8105801 | no | no |  |  | no |  | 0 | 0 | 0 | 0 | 0 | 0 |  | 1 | 1 | 1 | 0 | 0 | 0
load_220362171 |  | node_1327843_319_15297128_113 |  | AN | 0 | NonResidential | 4168.8+1775.901j | 0 | 0 | 0 | 0 | 0 | [24 empty] | 8105801 | no | no |  |  | no |  | 0 | 0 | 0 | 0 | 0 | 0 |  | 1 | 1 | 1 | 0 | 0 | 0
load_220362173 |  | node_1328269_472_15297900_908 |  | AN | 0 | Residential | 2354.4+1002.97j | 0 | 0 | 0 | 0 | 0 | [24 empty] | 8105801 | no | no |  |  | no |  | 0 | 0 | 0 | 0 | 0 | 0 |  | 1 | 1 | 1 | 0 | 0 | 0
load_220362177 |  | node_1328924_608_15299536_694 |  | AN | 0 | Residential | 6264+2668.453j | 0 | 0 | 0 | 0 | 0 | [24 empty] | 8105801 | no | no |  |  | no |  | 0 | 0 | 0 | 0 | 0 | 0 |  | 1 | 1 | 1 | 0 | 0 | 0
load_220362178 |  | node_1328719_595_15300493_15 |  | AN | 0 | Residential | 4636.8+1975.269j | 0 | 0 | 0 | 0 | 0 | [24 empty] | 8105801 | no | no |  |  | no |  | 0 | 0 | 0 | 0 | 0 | 0 |  | 1 | 1 | 1 | 0 | 0 | 0
load_220362179 |  | node_1328950_031_15301477_519 |  | AN | 0 | Residential | 4759.2+2027.411j | 0 | 0 | 0 | 0 | 0 | [24 empty] | 8105801 | no | no |  |  | no |  | 0 | 0 | 0 | 0 | 0 | 0 |  | 1 | 1 | 1 | 0 | 0 | 0
load_220362180 |  | node_1328908_079_15301701_839 |  | AN | 0 | Residential | 5896.8+2512.026j | 0 | 0 | 0 | 0 | 0 | [24 empty] | 8105801 | no | no |  |  | no |  | 0 | 0 | 0 | 0 | 0 | 0 |  | 1 | 1 | 1 | 0 | 0 | 0
load_220362181 |  | node_1328791_022_15302927_304 |  | AN | 0 | Residential | 3988.8+1699.222j | 0 | 0 | 0 | 0 | 0 | [24 empty] | 8105801 | no | no |  |  | no |  | 0 | 0 | 0 | 0 | 0 | 0 |  | 1 | 1 | 1 | 0 | 0 | 0
load_220362182 |  | node_1329034_08_15302762_888 |  | AN | 0 | Residential | 8164.8+3478.19j | 0 | 0 | 0 | 0 | 0 | [24 empty] | 8105801 | no | no |  |  | no |  | 0 | 0 | 0 | 0 | 0 | 0 |  | 1 | 1 | 1 | 0 | 0 | 0
load_220362183 |  | node_1329385_442_15302980_73 |  | AN | 0 | Residential | 116121.6+49467.594j | 0 | 0 | 0 | 0 | 0 | [24 empty] | 8105801 | no | no |  |  | no |  | 0 | 0 | 0 | 0 | 0 | 0 |  | 1 | 1 | 1 | 0 | 0 | 0
load_220362185 |  | node_1329654_035_15303284_954 |  | AN | 0 | Residential | 101347.2+43173.726j | 0 | 0 | 0 | 0 | 0 | [24 empty] | 8105801 | no | no |  |  | no |  | 0 | 0 | 0 | 0 | 0 | 0 |  | 1 | 1 | 1 | 0 | 0 | 0
load_220362186 |  | node_1329962_001_15303633_576 |  | AN | 0 | Residential | 15991.2+6812.223j | 0 | 0 | 0 | 0 | 0 | [24 empty] | 8105801 | no | no |  |  | no |  | 0 | 0 | 0 | 0 | 0 | 0 |  | 1 | 1 | 1 | 0 | 0 | 0
load_220362189 |  | node_1330464_646_15304304_695 |  | AN | 0 | Residential | 15069.6+6419.623j | 0 | 0 | 0 | 0 | 0 | [24 empty] | 8105801 | no | no |  |  | no |  | 0 | 0 | 0 | 0 | 0 | 0 |  | 1 | 1 | 1 | 0 | 0 | 0
load_220362190 |  | node_1330664_67_15304351_708 |  | AN | 0 | Residential | 26431.2+11259.644j | 0 | 0 | 0 | 0 | 0 | [24 empty] | 8105801 | no | no |  |  | no |  | 0 | 0 | 0 | 0 | 0 | 0 |  | 1 | 1 | 1 | 0 | 0 | 0
load_220362191 |  | node_1331000_592_15304408_593 |  | AN | 0 | NonResidential | 460.8+196.3j | 0 | 0 | 0 | 0 | 0 | [24 empty] | 8105801 | no | no |  |  | no |  | 0 | 0 | 0 | 0 | 0 | 0 |  | 1 | 1 | 1 | 0 | 0 | 0
load_220362192 |  | node_1331364_942_15304606_313 |  | AN | 0 | Residential | 14349.6+6112.904j | 0 | 0 | 0 | 0 | 0 | [24 empty] | 8105801 | no | no |  |  | no |  | 0 | 0 | 0 | 0 | 0 | 0 |  | 1 | 1 | 1 | 0 | 0 | 0
load_220362193 |  | node_1331591_46_15304708_07 |  | AN | 0 | Residential | 10684.8+4551.706j | 0 | 0 | 0 | 0 | 0 | [24 empty] | 8105801 | no | no |  |  | no |  | 0 | 0 | 0 | 0 | 0 | 0 |  | 1 | 1 | 1 | 0 | 0 | 0
load_220362194 |  | node_1331851_252_15304822_578 |  | AN | 0 | Residential | 2570.4+1094.986j | 0 | 0 | 0 | 0 | 0 | [24 empty] | 8105801 | no | no |  |  | no |  | 0 | 0 | 0 | 0 | 0 | 0 |  | 1 | 1 | 1 | 0 | 0 | 0
load_220362195 |  | node_1332054_557_15305169_343 |  | AN | 0 | NonResidential | 244.8+104.284j | 0 | 0 | 0 | 0 | 0 | [24 empty] | 8105801 | no | no |  |  | no |  | 0 | 0 | 0 | 0 | 0 | 0 |  | 1 | 1 | 1 | 0 | 0 | 0
load_220362196 |  | node_1332380_095_15305306_278 |  | AN | 0 | Residential | 4204.8+1791.237j | 0 | 0 | 0 | 0 | 0 | [24 empty] | 8105801 | no | no |  |  | no |  | 0 | 0 | 0 | 0 | 0 | 0 |  | 1 | 1 | 1 | 0 | 0 | 0
load_220362197 |  | node_1332632_285_15305550_119 |  | AN | 0 | Residential | 29808+12698.155j | 0 | 0 | 0 | 0 | 0 | [24 empty] | 8105801 | no | no |  |  | no |  | 0 | 0 | 0 | 0 | 0 | 0 |  | 1 | 1 | 1 | 0 | 0 | 0
load_220362198 |  | node_1332709_527_15305863_553 |  | AN | 0 | Residential | 16416+6993.187j | 0 | 0 | 0 | 0 | 0 | [24 empty] | 8105801 | no | no |  |  | no |  | 0 | 0 | 0 | 0 | 0 | 0 |  | 1 | 1 | 1 | 0 | 0 | 0
load_220362199 |  | node_1333055_413_15306220_864 |  | AN | 0 | Residential | 11289.6+4809.349j | 0 | 0 | 0 | 0 | 0 | [24 empty] | 8105801 | no | no |  |  | no |  | 0 | 0 | 0 | 0 | 0 | 0 |  | 1 | 1 | 1 | 0 | 0 | 0
load_220362204 |  | node_1329896_443_15303998_339 |  | AN | 0 | NonResidential | 835.2+355.794j | 0 | 0 | 0 | 0 | 0 | [24 empty] | 8105801 | no | no |  |  | no |  | 0 | 0 | 0 | 0 | 0 | 0 |  | 1 | 1 | 1 | 0 | 0 | 0
load_220362205 |  | node_1329654_233_15304210_486 |  | AN | 0 | Residential | 7156.8+3048.784j | 0 | 0 | 0 | 0 | 0 | [24 empty] | 8105801 | no | no |  |  | no |  | 0 | 0 | 0 | 0 | 0 | 0 |  | 1 | 1 | 1 | 0 | 0 | 0
load_220362206 |  | node_1327318_301_15307010_625 |  | AN | 0 | Residential | 9352.8+3984.276j | 0 | 0 | 0 | 0 | 0 | [24 empty] | 8105801 | no | no |  |  | no |  | 0 | 0 | 0 | 0 | 0 | 0 |  | 1 | 1 | 1 | 0 | 0 | 0
load_220362207 |  | node_1327288_161_15307852_789 |  | AN | 0 | Residential | 5148+2193.039j | 0 | 0 | 0 | 0 | 0 | [24 empty] | 8105801 | no | no |  |  | no |  | 0 | 0 | 0 | 0 | 0 | 0 |  | 1 | 1 | 1 | 0 | 0 | 0
load_220362208 |  | node_1327278_809_15308227_223 |  | AN | 0 | Residential | 2174.4+926.291j | 0 | 0 | 0 | 0 | 0 | [24 empty] | 8105801 | no | no |  |  | no |  | 0 | 0 | 0 | 0 | 0 | 0 |  | 1 | 1 | 1 | 0 | 0 | 0
load_220362209 |  | node_1327266_732_15308576_895 |  | AN | 0 | Residential | 4708.8+2005.94j | 0 | 0 | 0 | 0 | 0 | [24 empty] | 8105801 | no | no |  |  | no |  | 0 | 0 | 0 | 0 | 0 | 0 |  | 1 | 1 | 1 | 0 | 0 | 0
load_220362210 |  | node_1327246_918_15308934_296 |  | AN | 0 | Residential | 5529.6+2355.6j | 0 | 0 | 0 | 0 | 0 | [24 empty] | 8105801 | no | no |  |  | no |  | 0 | 0 | 0 | 0 | 0 | 0 |  | 1 | 1 | 1 | 0 | 0 | 0
load_220362211 |  | node_1329317_771_15304343_574 |  | AN | 0 | Residential | 2678.4+1140.994j | 0 | 0 | 0 | 0 | 0 | [24 empty] | 8105801 | no | no |  |  | no |  | 0 | 0 | 0 | 0 | 0 | 0 |  | 1 | 1 | 1 | 0 | 0 | 0
load_220362213 |  | node_1326355_806_15310745_349 |  | AN | 0 | Residential | 4845.6+2064.217j | 0 | 0 | 0 | 0 | 0 | [24 empty] | 8105801 | no | no |  |  | no |  | 0 | 0 | 0 | 0 | 0 | 0 |  | 1 | 1 | 1 | 0 | 0 | 0
load_220362214 |  | node_1325976_096_15311333_354 |  | AN | 0 | Residential | 3254.4+1386.369j | 0 | 0 | 0 | 0 | 0 | [24 empty] | 8105801 | no | no |  |  | no |  | 0 | 0 | 0 | 0 | 0 | 0 |  | 1 | 1 | 1 | 0 | 0 | 0
load_220362215 |  | node_1325941_871_15311492_659 |  | AN | 0 | Residential | 13017.6+5545.474j | 0 | 0 | 0 | 0 | 0 | [24 empty] | 8105801 | no | no |  |  | no |  | 0 | 0 | 0 | 0 | 0 | 0 |  | 1 | 1 | 1 | 0 | 0 | 0
load_220362216 |  | node_1325580_204_15311971_679 |  | AN | 0 | Residential | 39340.8+16759.111j | 0 | 0 | 0 | 0 | 0 | [24 empty] | 8105801 | no | no |  |  | no |  | 0 | 0 | 0 | 0 | 0 | 0 |  | 1 | 1 | 1 | 0 | 0 | 0
load_220362217 |  | node_1329088_575_15304637_858 |  | AN | 0 | Residential | 14824.8+6315.338j | 0 | 0 | 0 | 0 | 0 | [24 empty] | 8105801 | no | no |  |  | no |  | 0 | 0 | 0 | 0 | 0 | 0 |  | 1 | 1 | 1 | 0 | 0 | 0
load_220362218 |  | node_1328863_152_15304931_622 |  | AN | 0 | Other | 0 | 0 | 0 | 0 | 0 | 0 | [24 empty] | 8105801 | no | no |  |  | no |  | 0 | 0 | 0 | 0 | 0 | 0 |  | 1 | 1 | 1 | 0 | 0 | 0
load_220362219 |  | node_1328433_467_15305369_614 |  | AN | 0 | Residential | 9374.4+3993.478j | 0 | 0 | 0 | 0 | 0 | [24 empty] | 8105801 | no | no |  |  | no |  | 0 | 0 | 0 | 0 | 0 | 0 |  | 1 | 1 | 1 | 0 | 0 | 0
load_220362220 |  | node_1328224_407_15305548_494 |  | AN | 0 | Residential | 31593.6+13458.817j | 0 | 0 | 0 | 0 | 0 | [24 empty] | 8105801 | no | no |  |  | no |  | 0 | 0 | 0 | 0 | 0 | 0 |  | 1 | 1 | 1 | 0 | 0 | 0
load_220362221 |  | node_1327867_965_15305808_742 |  | AN | 0 | Residential | 2721.6+1159.397j | 0 | 0 | 0 | 0 | 0 | [24 empty] | 8105801 | no | no |  |  | no |  | 0 | 0 | 0 | 0 | 0 | 0 |  | 1 | 1 | 1 | 0 | 0 | 0
load_220362224 |  | node_1330361_562_15304958_557 |  | AN | 0 | Residential | 6544.8+2788.073j | 0 | 0 | 0 | 0 | 0 | [24 empty] | 8105801 | no | no |  |  | no |  | 0 | 0 | 0 | 0 | 0 | 0 |  | 1 | 1 | 1 | 0 | 0 | 0
load_220362225 |  | node_1330766_883_15309396_692 |  | AN | 0 | Residential | 5875.2+2502.825j | 0 | 0 | 0 | 0 | 0 | [24 empty] | 8105801 | no | no |  |  | no |  | 0 | 0 | 0 | 0 | 0 | 0 |  | 1 | 1 | 1 | 0 | 0 | 0
load_220362226 |  | node_1330462_403_15310062_743 |  | AN | 0 | Residential | 9093.6+3873.857j | 0 | 0 | 0 | 0 | 0 | [24 empty] | 8105801 | no | no |  |  | no |  | 0 | 0 | 0 | 0 | 0 | 0 |  | 1 | 1 | 1 | 0 | 0 | 0
load_220362227 |  | node_1330714_299_15310593_466 |  | AN | 0 | Residential | 4456.8+1898.589j | 0 | 0 | 0 | 0 | 0 | [24 empty] | 8105801 | no | no |  |  | no |  | 0 | 0 | 0 | 0 | 0 | 0 |  | 1 | 1 | 1 | 0 | 0 | 0
load_220362228 |  | node_1330366_568_15310668_322 |  | AN | 0 | Residential | 26352+11225.905j | 0 | 0 | 0 | 0 | 0 | [24 empty] | 8105801 | no | no |  |  | no |  | 0 | 0 | 0 | 0 | 0 | 0 |  | 1 | 1 | 1 | 0 | 0 | 0
load_220362229 |  | node_1330281_372_15311654_81 |  | AN | 0 | Residential | 5587.2+2380.137j | 0 | 0 | 0 | 0 | 0 | [24 empty] | 8105801 | no | no |  |  | no |  | 0 | 0 | 0 | 0 | 0 | 0 |  | 1 | 1 | 1 | 0 | 0 | 0
load_220362230 |  | node_1330563_483_15305656_538 |  | AN | 0 | Residential | 4658.4+1984.47j | 0 | 0 | 0 | 0 | 0 | [24 empty] | 8105801 | no | no |  |  | no |  | 0 | 0 | 0 | 0 | 0 | 0 |  | 1 | 1 | 1 | 0 | 0 | 0
load_220362231 |  | node_1330359_239_15312068_996 |  | AN | 0 | Residential | 4615.2+1966.067j | 0 | 0 | 0 | 0 | 0 | [24 empty] | 8105801 | no | no |  |  | no |  | 0 | 0 | 0 | 0 | 0 | 0 |  | 1 | 1 | 1 | 0 | 0 | 0
load_220362232 |  | node_1329726_109_15313434_812 |  | AN | 0 | Residential | 7653.6+3260.42j | 0 | 0 | 0 | 0 | 0 | [24 empty] | 8105801 | no | no |  |  | no |  | 0 | 0 | 0 | 0 | 0 | 0 |  | 1 | 1 | 1 | 0 | 0 | 0
load_220362233 |  | node_1329585_365_15314351_019 |  | AN | 0 | NonResidential | 1036.8+441.675j | 0 | 0 | 0 | 0 | 0 | [24 empty] | 8105801 | no | no |  |  | no |  | 0 | 0 | 0 | 0 | 0 | 0 |  | 1 | 1 | 1 | 0 | 0 | 0
load_220362236 |  | node_1329729_511_15315017_058 |  | AN | 0 | Residential | 14104.8+6008.62j | 0 | 0 | 0 | 0 | 0 | [24 empty] | 8105801 | no | no |  |  | no |  | 0 | 0 | 0 | 0 | 0 | 0 |  | 1 | 1 | 1 | 0 | 0 | 0
load_220362237 |  | node_1329809_54_15315374_512 |  | AN | 0 | Residential | 3088.8+1315.823j | 0 | 0 | 0 | 0 | 0 | [24 empty] | 8105801 | no | no |  |  | no |  | 0 | 0 | 0 | 0 | 0 | 0 |  | 1 | 1 | 1 | 0 | 0 | 0
load_220362238 |  | node_1329530_445_15315394_505 |  | AN | 0 | Residential | 17632.8+7511.541j | 0 | 0 | 0 | 0 | 0 | [24 empty] | 8105801 | no | no |  |  | no |  | 0 | 0 | 0 | 0 | 0 | 0 |  | 1 | 1 | 1 | 0 | 0 | 0
load_220362239 |  | node_1329955_23_15316322_642 |  | AN | 0 | Residential | 8748+3726.632j | 0 | 0 | 0 | 0 | 0 | [24 empty] | 8105801 | no | no |  |  | no |  | 0 | 0 | 0 | 0 | 0 | 0 |  | 1 | 1 | 1 | 0 | 0 | 0
load_220362240 |  | node_1330268_413_15317123_219 |  | AN | 0 | Residential | 11448+4876.828j | 0 | 0 | 0 | 0 | 0 | [24 empty] | 8105801 | no | no |  |  | no |  | 0 | 0 | 0 | 0 | 0 | 0 |  | 1 | 1 | 1 | 0 | 0 | 0
load_220362241 |  | node_1330523_231_15317344_51 |  | AN | 0 | Residential | 18864+8036.03j | 0 | 0 | 0 | 0 | 0 | [24 empty] | 8105801 | no | no |  |  | no |  | 0 | 0 | 0 | 0 | 0 | 0 |  | 1 | 1 | 1 | 0 | 0 | 0
load_220362242 |  | node_1330771_229_15317676_002 |  | AN | 0 | Residential | 5601.6+2386.272j | 0 | 0 | 0 | 0 | 0 | [24 empty] | 8105801 | no | no |  |  | no |  | 0 | 0 | 0 | 0 | 0 | 0 |  | 1 | 1 | 1 | 0 | 0 | 0
load_220362243 |  | node_1330711_037_15306448_537 |  | AN | 0 | Residential | 6530.4+2781.939j | 0 | 0 | 0 | 0 | 0 | [24 empty] | 8105801 | no | no |  |  | no |  | 0 | 0 | 0 | 0 | 0 | 0 |  | 1 | 1 | 1 | 0 | 0 | 0
load_220362245 |  | node_1330701_654_15318334_043 |  | AN | 0 | Residential | 12506.4+5327.704j | 0 | 0 | 0 | 0 | 0 | [24 empty] | 8105801 | no | no |  |  | no |  | 0 | 0 | 0 | 0 | 0 | 0 |  | 1 | 1 | 1 | 0 | 0 | 0
load_220362246 |  | node_1330450_967_15318420_572 |  | AN | 0 | Residential | 5760+2453.75j | 0 | 0 | 0 | 0 | 0 | [24 empty] | 8105801 | no | no |  |  | no |  | 0 | 0 | 0 | 0 | 0 | 0 |  | 1 | 1 | 1 | 0 | 0 | 0
load_220362247 |  | node_1330724_612_15318700_51 |  | AN | 0 | Residential | 9014.4+3840.118j | 0 | 0 | 0 | 0 | 0 | [24 empty] | 8105801 | no | no |  |  | no |  | 0 | 0 | 0 | 0 | 0 | 0 |  | 1 | 1 | 1 | 0 | 0 | 0
load_220362248 |  | node_1330417_279_15319488_824 |  | AN | 0 | Residential | 9345.6+3981.209j | 0 | 0 | 0 | 0 | 0 | [24 empty] | 8105801 | no | no |  |  | no |  | 0 | 0 | 0 | 0 | 0 | 0 |  | 1 | 1 | 1 | 0 | 0 | 0
load_220362249 |  | node_1330483_217_15319692_025 |  | AN | 0 | Residential | 14572.8+6207.987j | 0 | 0 | 0 | 0 | 0 | [24 empty] | 8105801 | no | no |  |  | no |  | 0 | 0 | 0 | 0 | 0 | 0 |  | 1 | 1 | 1 | 0 | 0 | 0
load_220362250 |  | node_1330326_033_15320025_117 |  | AN | 0 | Residential | 13147.2+5600.684j | 0 | 0 | 0 | 0 | 0 | [24 empty] | 8105801 | no | no |  |  | no |  | 0 | 0 | 0 | 0 | 0 | 0 |  | 1 | 1 | 1 | 0 | 0 | 0
load_220362251 |  | node_1330472_522_15320655_383 |  | AN | 0 | NonResidential | 3312+1410.906j | 0 | 0 | 0 | 0 | 0 | [24 empty] | 8105801 | no | no |  |  | no |  | 0 | 0 | 0 | 0 | 0 | 0 |  | 1 | 1 | 1 | 0 | 0 | 0
load_220362252 |  | node_1329761_035_15320394_548 |  | AN | 0 | Residential | 4413.6+1880.186j | 0 | 0 | 0 | 0 | 0 | [24 empty] | 8105801 | no | no |  |  | no |  | 0 | 0 | 0 | 0 | 0 | 0 |  | 1 | 1 | 1 | 0 | 0 | 0
load_220362253 |  | node_1329608_465_15320598_116 |  | AN | 0 | Residential | 2520+1073.516j | 0 | 0 | 0 | 0 | 0 | [24 empty] | 8105801 | no | no |  |  | no |  | 0 | 0 | 0 | 0 | 0 | 0 |  | 1 | 1 | 1 | 0 | 0 | 0
load_220362254 |  | node_1330813_203_15306753_766 |  | AN | 0 | Residential | 7797.6+3321.764j | 0 | 0 | 0 | 0 | 0 | [24 empty] | 8105801 | no | no |  |  | no |  | 0 | 0 | 0 | 0 | 0 | 0 |  | 1 | 1 | 1 | 0 | 0 | 0
load_220362255 |  | node_1329359_401_15320596_319 |  | AN | 0 | Residential | 15480+6594.452j | 0 | 0 | 0 | 0 | 0 | [24 empty] | 8105801 | no | no |  |  | no |  | 0 | 0 | 0 | 0 | 0 | 0 |  | 1 | 1 | 1 | 0 | 0 | 0
load_220362256 |  | node_1329051_261_15320405_05 |  | AN | 0 | Residential | 39988.8+17035.157j | 0 | 0 | 0 | 0 | 0 | [24 empty] | 8105801 | no | no |  |  | no |  | 0 | 0 | 0 | 0 | 0 | 0 |  | 1 | 1 | 1 | 0 | 0 | 0
load_220362257 |  | node_1328804_171_15320448_258 |  | AN | 0 | Residential | 7430.4+3165.337j | 0 | 0 | 0 | 0 | 0 | [24 empty] | 8105801 | no | no |  |  | no |  | 0 | 0 | 0 | 0 | 0 | 0 |  | 1 | 1 | 1 | 0 | 0 | 0
load_220362258 |  | node_1328515_926_15320608_936 |  | AN | 0 | Residential | 34682.4+14774.641j | 0 | 0 | 0 | 0 | 0 | [24 empty] | 8105801 | no | no |  |  | no |  | 0 | 0 | 0 | 0 | 0 | 0 |  | 1 | 1 | 1 | 0 | 0 | 0
load_220362259 |  | node_1330803_489_15307098_018 |  | AN | 0 | Residential | 22082.4+9407.063j | 0 | 0 | 0 | 0 | 0 | [24 empty] | 8105801 | no | no |  |  | no |  | 0 | 0 | 0 | 0 | 0 | 0 |  | 1 | 1 | 1 | 0 | 0 | 0
load_220362260 |  | node_1331142_106_15307860_898 |  | AN | 0 | Residential | 9100.8+3876.925j | 0 | 0 | 0 | 0 | 0 | [24 empty] | 8105801 | no | no |  |  | no |  | 0 | 0 | 0 | 0 | 0 | 0 |  | 1 | 1 | 1 | 0 | 0 | 0
load_220362261 |  | node_1331559_078_15307878_235 |  | AN | 0 | Residential | 9720+4140.703j | 0 | 0 | 0 | 0 | 0 | [24 empty] | 8105801 | no | no |  |  | no |  | 0 | 0 | 0 | 0 | 0 | 0 |  | 1 | 1 | 1 | 0 | 0 | 0
load_220362262 |  | node_1330676_081_15308196_395 |  | AN | 0 | Residential | 5716.8+2435.347j | 0 | 0 | 0 | 0 | 0 | [24 empty] | 8105801 | no | no |  |  | no |  | 0 | 0 | 0 | 0 | 0 | 0 |  | 1 | 1 | 1 | 0 | 0 | 0
load_220362279 |  | node_1308982_406_15296630_024 |  | AN | 0 | Residential | 55029.6+23442.511j | 0 | 0 | 0 | 0 | 0 | [24 empty] | 8105801 | no | no |  |  | no |  | 0 | 0 | 0 | 0 | 0 | 0 |  | 1 | 1 | 1 | 0 | 0 | 0
load_220362281 |  | node_1310067_975_15297317_996 |  | AN | 0 | NonResidential | 1000+425.998j | 0 | 0 | 0 | 0 | 0 | [24 empty] | 8105801 | no | no |  |  | no |  | 0 | 0 | 0 | 0 | 0 | 0 |  | 1 | 1 | 1 | 0 | 0 | 0
load_220362283 |  | node_1311116_608_15297113_776 |  | AN | 0 | Residential | 23133.6+9854.872j | 0 | 0 | 0 | 0 | 0 | [24 empty] | 8105801 | no | no |  |  | no |  | 0 | 0 | 0 | 0 | 0 | 0 |  | 1 | 1 | 1 | 0 | 0 | 0
load_220362284 |  | node_1311638_478_15297396_458 |  | AN | 0 | Residential | 37735.2+16075.128j | 0 | 0 | 0 | 0 | 0 | [24 empty] | 8105801 | no | no |  |  | no |  | 0 | 0 | 0 | 0 | 0 | 0 |  | 1 | 1 | 1 | 0 | 0 | 0
load_220362285 |  | node_1311878_772_15297721_504 |  | AN | 0 | Residential | 26229.6+11173.763j | 0 | 0 | 0 | 0 | 0 | [24 empty] | 8105801 | no | no |  |  | no |  | 0 | 0 | 0 | 0 | 0 | 0 |  | 1 | 1 | 1 | 0 | 0 | 0
load_220362287 |  | node_1313287_352_15298754_15 |  | AN | 0 | Residential | 6364.8+2711.393j | 0 | 0 | 0 | 0 | 0 | [24 empty] | 8105801 | no | no |  |  | no |  | 0 | 0 | 0 | 0 | 0 | 0 |  | 1 | 1 | 1 | 0 | 0 | 0
load_220362288 |  | node_1313785_829_15298823_327 |  | AN | 0 | Residential | 1065.6+453.944j | 0 | 0 | 0 | 0 | 0 | [24 empty] | 8105801 | no | no |  |  | no |  | 0 | 0 | 0 | 0 | 0 | 0 |  | 1 | 1 | 1 | 0 | 0 | 0
load_220362289 |  | node_1313970_347_15298448_593 |  | AN | 0 | Residential | 194.4+82.814j | 0 | 0 | 0 | 0 | 0 | [24 empty] | 8105801 | no | no |  |  | no |  | 0 | 0 | 0 | 0 | 0 | 0 |  | 1 | 1 | 1 | 0 | 0 | 0
load_220362290 |  | node_1315125_552_15298811_9 |  | AN | 0 | Residential | 8928+3803.312j | 0 | 0 | 0 | 0 | 0 | [24 empty] | 8105801 | no | no |  |  | no |  | 0 | 0 | 0 | 0 | 0 | 0 |  | 1 | 1 | 1 | 0 | 0 | 0
load_220362291 |  | node_1314923_213_15300830_21 |  | AN | 0 | Residential | 5263.2+2242.114j | 0 | 0 | 0 | 0 | 0 | [24 empty] | 8105801 | no | no |  |  | no |  | 0 | 0 | 0 | 0 | 0 | 0 |  | 1 | 1 | 1 | 0 | 0 | 0
load_220362292 |  | node_1316990_892_15302643_603 |  | AN | 0 | NonResidential | 10000+4259.982j | 0 | 0 | 0 | 0 | 0 | [24 empty] | 8105801 | no | no |  |  | no |  | 0 | 0 | 0 | 0 | 0 | 0 |  | 1 | 1 | 1 | 0 | 0 | 0
load_220362418 |  | node_1328743_226_15287931_463 |  | AN | 0 | NonResidential | 24000+10223.957j | 0 | 0 | 0 | 0 | 0 | [24 empty] | 8105801 | no | no |  |  | no |  | 0 | 0 | 0 | 0 | 0 | 0 |  | 1 | 1 | 1 | 0 | 0 | 0
load_220362430 |  | node_1330566_649_15282104_96 |  | AN | 0 | NonResidential | 1173.6+499.952j | 0 | 0 | 0 | 0 | 0 | [24 empty] | 8105801 | no | no |  |  | no |  | 0 | 0 | 0 | 0 | 0 | 0 |  | 1 | 1 | 1 | 0 | 0 | 0
load_220362431 |  | node_1330054_028_15282868_428 |  | AN | 0 | Residential | 4240.8+1806.573j | 0 | 0 | 0 | 0 | 0 | [24 empty] | 8105801 | no | no |  |  | no |  | 0 | 0 | 0 | 0 | 0 | 0 |  | 1 | 1 | 1 | 0 | 0 | 0
load_220362432 |  | node_1329934_64_15283366_261 |  | AN | 0 | Residential | 14990.4+6385.884j | 0 | 0 | 0 | 0 | 0 | [24 empty] | 8105801 | no | no |  |  | no |  | 0 | 0 | 0 | 0 | 0 | 0 |  | 1 | 1 | 1 | 0 | 0 | 0
load_220362433 |  | node_1329714_668_15284859_304 |  | AN | 0 | Residential | 93477.6+39821.291j | 0 | 0 | 0 | 0 | 0 | [24 empty] | 8105801 | no | no |  |  | no |  | 0 | 0 | 0 | 0 | 0 | 0 |  | 1 | 1 | 1 | 0 | 0 | 0
load_220362434 |  | node_1329558_316_15285578_249 |  | AN | 0 | Residential | 38916+16578.147j | 0 | 0 | 0 | 0 | 0 | [24 empty] | 8105801 | no | no |  |  | no |  | 0 | 0 | 0 | 0 | 0 | 0 |  | 1 | 1 | 1 | 0 | 0 | 0
load_220362435 |  | node_1329505_59_15286445_45 |  | AN | 0 | Residential | 27014.4+11508.086j | 0 | 0 | 0 | 0 | 0 | [24 empty] | 8105801 | no | no |  |  | no |  | 0 | 0 | 0 | 0 | 0 | 0 |  | 1 | 1 | 1 | 0 | 0 | 0
load_220362436 |  | node_1329352_101_15286567_184 |  | AN | 0 | Residential | 12376.8+5272.495j | 0 | 0 | 0 | 0 | 0 | [24 empty] | 8105801 | no | no |  |  | no |  | 0 | 0 | 0 | 0 | 0 | 0 |  | 1 | 1 | 1 | 0 | 0 | 0
load_220362437 |  | node_1329298_376_15286804_013 |  | AN | 0 | Residential | 1260+536.758j | 0 | 0 | 0 | 0 | 0 | [24 empty] | 8105801 | no | no |  |  | no |  | 0 | 0 | 0 | 0 | 0 | 0 |  | 1 | 1 | 1 | 0 | 0 | 0
load_220362438 |  | node_1329474_145_15287131_65 |  | AN | 0 | Residential | 30643.2+13053.949j | 0 | 0 | 0 | 0 | 0 | [24 empty] | 8105801 | no | no |  |  | no |  | 0 | 0 | 0 | 0 | 0 | 0 |  | 1 | 1 | 1 | 0 | 0 | 0
load_220362439 |  | node_1329205_646_15287555_807 |  | AN | 0 | Residential | 22392+9538.952j | 0 | 0 | 0 | 0 | 0 | [24 empty] | 8105801 | no | no |  |  | no |  | 0 | 0 | 0 | 0 | 0 | 0 |  | 1 | 1 | 1 | 0 | 0 | 0
load_220362440 |  | node_1329140_879_15287819_061 |  | AN | 0 | Residential | 18482.4+7873.469j | 0 | 0 | 0 | 0 | 0 | [24 empty] | 8105801 | no | no |  |  | no |  | 0 | 0 | 0 | 0 | 0 | 0 |  | 1 | 1 | 1 | 0 | 0 | 0
load_220362441 |  | node_1329133_505_15288124_321 |  | AN | 0 | Residential | 38325.6+16326.637j | 0 | 0 | 0 | 0 | 0 | [24 empty] | 8105801 | no | no |  |  | no |  | 0 | 0 | 0 | 0 | 0 | 0 |  | 1 | 1 | 1 | 0 | 0 | 0
load_220362443 |  | node_1328404_641_15289167_109 |  | AN | 0 | Residential | 10555.2+4496.496j | 0 | 0 | 0 | 0 | 0 | [24 empty] | 8105801 | no | no |  |  | no |  | 0 | 0 | 0 | 0 | 0 | 0 |  | 1 | 1 | 1 | 0 | 0 | 0
load_220362444 |  | node_1328560_402_15289396_908 |  | AN | 0 | NonResidential | 16268.4+6930.309j | 0 | 0 | 0 | 0 | 0 | [24 empty] | 8105801 | no | no |  |  | no |  | 0 | 0 | 0 | 0 | 0 | 0 |  | 1 | 1 | 1 | 0 | 0 | 0
load_220362445 |  | node_1328567_239_15289371_986 |  | AN | 0 | NonResidential | 16268.4+6930.309j | 0 | 0 | 0 | 0 | 0 | [24 empty] | 8105801 | no | no |  |  | no |  | 0 | 0 | 0 | 0 | 0 | 0 |  | 1 | 1 | 1 | 0 | 0 | 0
load_220362446 |  | node_1328496_315_15289759_119 |  | AN | 0 | Residential | 10648.8+4536.37j | 0 | 0 | 0 | 0 | 0 | [24 empty] | 8105801 | no | no |  |  | no |  | 0 | 0 | 0 | 0 | 0 | 0 |  | 1 | 1 | 1 | 0 | 0 | 0
load_220362447 |  | node_1328468_741_15290264_537 |  | AN | 0 | Residential | 12816+5459.593j | 0 | 0 | 0 | 0 | 0 | [24 empty] | 8105801 | no | no |  |  | no |  | 0 | 0 | 0 | 0 | 0 | 0 |  | 1 | 1 | 1 | 0 | 0 | 0
load_220362448 |  | node_1327907_989_15290199_814 |  | AN | 0 | NonResidential | 1000+425.998j | 0 | 0 | 0 | 0 | 0 | [24 empty] | 8105801 | no | no |  |  | no |  | 0 | 0 | 0 | 0 | 0 | 0 |  | 1 | 1 | 1 | 0 | 0 | 0
load_220362449 |  | node_1327917_848_15290176_815 |  | BN | 0 | NonResidential | 0 | 1000+425.998j | 0 | 0 | 0 | 0 | [24 empty] | 8105801 | no | no |  |  | no |  | 0 | 0 | 0 | 0 | 0 | 0 |  | 1 | 1 | 1 | 0 | 0 | 0
load_220362450 |  | node_1328387_634_15290641_095 |  | AN | 0 | Residential | 8589.6+3659.154j | 0 | 0 | 0 | 0 | 0 | [24 empty] | 8105801 | no | no |  |  | no |  | 0 | 0 | 0 | 0 | 0 | 0 |  | 1 | 1 | 1 | 0 | 0 | 0
load_220362451 |  | node_1328379_752_15290665_446 |  | BN | 0 | Residential | 0 | 8589.6+3659.154j | 0 | 0 | 0 | 0 | [24 empty] | 8105801 | no | no |  |  | no |  | 0 | 0 | 0 | 0 | 0 | 0 |  | 1 | 1 | 1 | 0 | 0 | 0
load_220362453 |  | node_1328170_828_15290968_681 |  | AN | 0 | Residential | 15235.2+6490.168j | 0 | 0 | 0 | 0 | 0 | [24 empty] | 8105801 | no | no |  |  | no |  | 0 | 0 | 0 | 0 | 0 | 0 |  | 1 | 1 | 1 | 0 | 0 | 0
load_220362454 |  | node_1327946_17_15291204_23 |  | AN | 0 | Residential | 24033.6+10238.271j | 0 | 0 | 0 | 0 | 0 | [24 empty] | 8105801 | no | no |  |  | no |  | 0 | 0 | 0 | 0 | 0 | 0 |  | 1 | 1 | 1 | 0 | 0 | 0
load_220362455 |  | node_1327985_329_15291724_373 |  | AN | 0 | Residential | 2268+966.164j | 0 | 0 | 0 | 0 | 0 | [24 empty] | 8105801 | no | no |  |  | no |  | 0 | 0 | 0 | 0 | 0 | 0 |  | 1 | 1 | 1 | 0 | 0 | 0
load_220362456 |  | node_1327632_762_15291527_166 |  | AN | 0 | Residential | 21132+9002.194j | 0 | 0 | 0 | 0 | 0 | [24 empty] | 8105801 | no | no |  |  | no |  | 0 | 0 | 0 | 0 | 0 | 0 |  | 1 | 1 | 1 | 0 | 0 | 0
load_220362457 |  | node_1327028_044_15291941_289 |  | AN | 0 | Residential | 13176+5612.952j | 0 | 0 | 0 | 0 | 0 | [24 empty] | 8105801 | no | no |  |  | no |  | 0 | 0 | 0 | 0 | 0 | 0 |  | 1 | 1 | 1 | 0 | 0 | 0
load_220362458 |  | node_1326186_15292803_15 |  | AN | 0 | Residential | 12412.8+5287.831j | 0 | 0 | 0 | 0 | 0 | [24 empty] | 8105801 | no | no |  |  | no |  | 0 | 0 | 0 | 0 | 0 | 0 |  | 1 | 1 | 1 | 0 | 0 | 0
load_220362459 |  | node_1325720_793_15293119_488 |  | AN | 0 | Residential | 17064+7269.234j | 0 | 0 | 0 | 0 | 0 | [24 empty] | 8105801 | no | no |  |  | no |  | 0 | 0 | 0 | 0 | 0 | 0 |  | 1 | 1 | 1 | 0 | 0 | 0
load_220362460 |  | node_1325274_143_15293274_088 |  | AN | 0 | Residential | 35582.4+15158.039j | 0 | 0 | 0 | 0 | 0 | [24 empty] | 8105801 | no | no |  |  | no |  | 0 | 0 | 0 | 0 | 0 | 0 |  | 1 | 1 | 1 | 0 | 0 | 0
load_220427465 |  | node_1330838_357_15309608_007 |  | AN | 0 | Residential | 6876+2929.164j | 0 | 0 | 0 | 0 | 0 | [24 empty] | 8105801 | no | no |  |  | no |  | 0 | 0 | 0 | 0 | 0 | 0 |  | 1 | 1 | 1 | 0 | 0 | 0
load_220431978 |  | node_1325332_401_15299183_25 |  | AN | 0 | Residential | 6624+2821.812j | 0 | 0 | 0 | 0 | 0 | [24 empty] | 8105801 | no | no |  |  | no |  | 0 | 0 | 0 | 0 | 0 | 0 |  | 1 | 1 | 1 | 0 | 0 | 0
load_220432034 |  | node_1327623_464_15294044_538 |  | AN | 0 | Residential | 2995.2+1275.95j | 0 | 0 | 0 | 0 | 0 | [24 empty] | 8105801 | no | no |  |  | no |  | 0 | 0 | 0 | 0 | 0 | 0 |  | 1 | 1 | 1 | 0 | 0 | 0
load_220432808 |  | node_1323208_639_15295551_881 |  | AN | 0 | NonResidential | 10288.8+4383.01j | 0 | 0 | 0 | 0 | 0 | [24 empty] | 8105801 | no | no |  |  | no |  | 0 | 0 | 0 | 0 | 0 | 0 |  | 1 | 1 | 1 | 0 | 0 | 0
load_220440793 |  | node_1328822_778_15298131_233 |  | AN | 0 | Residential | 2282.4+972.298j | 0 | 0 | 0 | 0 | 0 | [24 empty] | 8105801 | no | no |  |  | no |  | 0 | 0 | 0 | 0 | 0 | 0 |  | 1 | 1 | 1 | 0 | 0 | 0
load_220461996 |  | node_1320449_396_15296668_349 |  | AN | 0 | NonResidential | 6890.4+2935.298j | 0 | 0 | 0 | 0 | 0 | [24 empty] | 8105801 | no | no |  |  | no |  | 0 | 0 | 0 | 0 | 0 | 0 |  | 1 | 1 | 1 | 0 | 0 | 0
load_220474254 |  | node_1321220_666_15316197_857 |  | AN | 0 | Residential | 5047.2+2150.098j | 0 | 0 | 0 | 0 | 0 | [24 empty] | 8105801 | no | no |  |  | no |  | 0 | 0 | 0 | 0 | 0 | 0 |  | 1 | 1 | 1 | 0 | 0 | 0
load_220481988 |  | node_1323226_229_15297306_097 |  | AN | 0 | Residential | 6422.4+2735.931j | 0 | 0 | 0 | 0 | 0 | [24 empty] | 8105801 | no | no |  |  | no |  | 0 | 0 | 0 | 0 | 0 | 0 |  | 1 | 1 | 1 | 0 | 0 | 0
load_220506404 |  | node_1319973_407_15305012_281 |  | AN | 0 | Residential | 2822.4+1202.337j | 0 | 0 | 0 | 0 | 0 | [24 empty] | 8105801 | no | no |  |  | no |  | 0 | 0 | 0 | 0 | 0 | 0 |  | 1 | 1 | 1 | 0 | 0 | 0
load_220507913 |  | node_1329803_598_15290958_429 |  | AN | 0 | Residential | 4896+2085.687j | 0 | 0 | 0 | 0 | 0 | [24 empty] | 8105801 | no | no |  |  | no |  | 0 | 0 | 0 | 0 | 0 | 0 |  | 1 | 1 | 1 | 0 | 0 | 0
load_220508551 |  | node_1332121_592_15292448_68 |  | AN | 0 | Other | 0 | 0 | 0 | 0 | 0 | 0 | [24 empty] | 8105801 | no | no |  |  | no |  | 0 | 0 | 0 | 0 | 0 | 0 |  | 1 | 1 | 1 | 0 | 0 | 0
load_220518042 |  | node_1328099_917_15294739_076 |  | AN | 0 | Residential | 32644.8+13906.627j | 0 | 0 | 0 | 0 | 0 | [24 empty] | 8105801 | no | no |  |  | no |  | 0 | 0 | 0 | 0 | 0 | 0 |  | 1 | 1 | 1 | 0 | 0 | 0
load_220518217 |  | node_1331123_141_15294653_707 |  | AN | 0 | Residential | 5227.2+2226.778j | 0 | 0 | 0 | 0 | 0 | [24 empty] | 8105801 | no | no |  |  | no |  | 0 | 0 | 0 | 0 | 0 | 0 |  | 1 | 1 | 1 | 0 | 0 | 0
load_220519234 |  | node_1328788_829_15314524_927 |  | AN | 0 | Residential | 8424+3588.609j | 0 | 0 | 0 | 0 | 0 | [24 empty] | 8105801 | no | no |  |  | no |  | 0 | 0 | 0 | 0 | 0 | 0 |  | 1 | 1 | 1 | 0 | 0 | 0
load_220521047 |  | node_1319677_66_15298274_656 |  | AN | 0 | Residential | 6228+2653.117j | 0 | 0 | 0 | 0 | 0 | [24 empty] | 8105801 | no | no |  |  | no |  | 0 | 0 | 0 | 0 | 0 | 0 |  | 1 | 1 | 1 | 0 | 0 | 0
load_220521103 |  | node_1320304_006_15302833_218 |  | AN | 0 | Residential | 62625.6+26678.394j | 0 | 0 | 0 | 0 | 0 | [24 empty] | 8105801 | no | no |  |  | no |  | 0 | 0 | 0 | 0 | 0 | 0 |  | 1 | 1 | 1 | 0 | 0 | 0
load_220521106 |  | node_1321048_709_15302125_396 |  | AN | 0 | Residential | 6307.2+2686.856j | 0 | 0 | 0 | 0 | 0 | [24 empty] | 8105801 | no | no |  |  | no |  | 0 | 0 | 0 | 0 | 0 | 0 |  | 1 | 1 | 1 | 0 | 0 | 0
load_220521107 |  | node_1320179_448_15303647_356 |  | AN | 0 | NonResidential | 7000+2981.988j | 0 | 0 | 0 | 0 | 0 | [24 empty] | 8105801 | no | no |  |  | no |  | 0 | 0 | 0 | 0 | 0 | 0 |  | 1 | 1 | 1 | 0 | 0 | 0
load_220521109 |  | node_1319950_125_15298620_667 |  | AN | 0 | Residential | 9079.2+3867.723j | 0 | 0 | 0 | 0 | 0 | [24 empty] | 8105801 | no | no |  |  | no |  | 0 | 0 | 0 | 0 | 0 | 0 |  | 1 | 1 | 1 | 0 | 0 | 0
load_220521111 |  | node_1319934_143_15301137_25 |  | AN | 0 | NonResidential | 0 | 0 | 0 | 0 | 0 | 0 | [24 empty] | 8105801 | no | no |  |  | no |  | 0 | 0 | 0 | 0 | 0 | 0 |  | 1 | 1 | 1 | 0 | 0 | 0
load_220521114 |  | node_1319999_474_15301400_166 |  | AN | 0 | NonResidential | 3096+1318.89j | 0 | 0 | 0 | 0 | 0 | [24 empty] | 8105801 | no | no |  |  | no |  | 0 | 0 | 0 | 0 | 0 | 0 |  | 1 | 1 | 1 | 0 | 0 | 0
load_220521115 |  | node_1319498_425_15298215_149 |  | AN | 0 | Residential | 2073.6+883.35j | 0 | 0 | 0 | 0 | 0 | [24 empty] | 8105801 | no | no |  |  | no |  | 0 | 0 | 0 | 0 | 0 | 0 |  | 1 | 1 | 1 | 0 | 0 | 0
load_220530170 |  | node_1328000_312_15301865_473 |  | AN | 0 | Residential | 22428+9554.288j | 0 | 0 | 0 | 0 | 0 | [24 empty] | 8105801 | no | no |  |  | no |  | 0 | 0 | 0 | 0 | 0 | 0 |  | 1 | 1 | 1 | 0 | 0 | 0
load_220530181 |  | node_1320391_827_15317504_949 |  | AN | 0 | Residential | 0 | 0 | 0 | 0 | 0 | 0 | [24 empty] | 8105801 | no | no |  |  | no |  | 0 | 0 | 0 | 0 | 0 | 0 |  | 1 | 1 | 1 | 0 | 0 | 0
load_220530616 |  | node_1320235_355_15315615_162 |  | AN | 0 | Residential | 3225.6+1374.1j | 0 | 0 | 0 | 0 | 0 | [24 empty] | 8105801 | no | no |  |  | no |  | 0 | 0 | 0 | 0 | 0 | 0 |  | 1 | 1 | 1 | 0 | 0 | 0
load_220532172 |  | node_1336370_657_15296298_34 |  | AN | 0 | Residential | 5248.8+2235.979j | 0 | 0 | 0 | 0 | 0 | [24 empty] | 8105801 | no | no |  |  | no |  | 0 | 0 | 0 | 0 | 0 | 0 |  | 1 | 1 | 1 | 0 | 0 | 0
load_220533942 |  | node_1319830_601_15300479_805 |  | AN | 0 | Other | 0 | 0 | 0 | 0 | 0 | 0 | [24 empty] | 8105801 | no | no |  |  | no |  | 0 | 0 | 0 | 0 | 0 | 0 |  | 1 | 1 | 1 | 0 | 0 | 0
load_220537881 |  | node_1322716_096_15309768_968 |  | AN | 0 | Residential | 12592.8+5364.51j | 0 | 0 | 0 | 0 | 0 | [24 empty] | 8105801 | no | no |  |  | no |  | 0 | 0 | 0 | 0 | 0 | 0 |  | 1 | 1 | 1 | 0 | 0 | 0
load_220537882 |  | node_1322398_334_15309920_338 |  | AN | 0 | Other | 0 | 0 | 0 | 0 | 0 | 0 | [24 empty] | 8105801 | no | no |  |  | no |  | 0 | 0 | 0 | 0 | 0 | 0 |  | 1 | 1 | 1 | 0 | 0 | 0
load_220541322 |  | node_1326691_243_15292659_49 |  | AN | 0 | Residential | 6415.2+2732.864j | 0 | 0 | 0 | 0 | 0 | [24 empty] | 8105801 | no | no |  |  | no |  | 0 | 0 | 0 | 0 | 0 | 0 |  | 1 | 1 | 1 | 0 | 0 | 0
load_220542370 |  | node_1319759_036_15299299_575 |  | AN | 0 | Residential | 23940+10198.397j | 0 | 0 | 0 | 0 | 0 | [24 empty] | 8105801 | no | no |  |  | no |  | 0 | 0 | 0 | 0 | 0 | 0 |  | 1 | 1 | 1 | 0 | 0 | 0
load_220542371 |  | node_1320132_38_15300200_933 |  | AN | 0 | Residential | 8078.4+3441.384j | 0 | 0 | 0 | 0 | 0 | [24 empty] | 8105801 | no | no |  |  | no |  | 0 | 0 | 0 | 0 | 0 | 0 |  | 1 | 1 | 1 | 0 | 0 | 0
load_220542372 |  | node_1319796_568_15299726_104 |  | AN | 0 | Residential | 8136+3465.921j | 0 | 0 | 0 | 0 | 0 | [24 empty] | 8105801 | no | no |  |  | no |  | 0 | 0 | 0 | 0 | 0 | 0 |  | 1 | 1 | 1 | 0 | 0 | 0
load_220542373 |  | node_1318045_626_15295979_065 |  | AN | 0 | Residential | 51501.6+21939.59j | 0 | 0 | 0 | 0 | 0 | [24 empty] | 8105801 | no | no |  |  | no |  | 0 | 0 | 0 | 0 | 0 | 0 |  | 1 | 1 | 1 | 0 | 0 | 0
load_220542389 |  | node_1320070_939_15300710_63 |  | AN | 0 | Residential | 13759.2+5861.395j | 0 | 0 | 0 | 0 | 0 | [24 empty] | 8105801 | no | no |  |  | no |  | 0 | 0 | 0 | 0 | 0 | 0 |  | 1 | 1 | 1 | 0 | 0 | 0
load_220542498 |  | node_1332525_031_15295803_682 |  | AN | 0 | Residential | 6760.8+2880.089j | 0 | 0 | 0 | 0 | 0 | [24 empty] | 8105801 | no | no |  |  | no |  | 0 | 0 | 0 | 0 | 0 | 0 |  | 1 | 1 | 1 | 0 | 0 | 0
load_220542537 |  | node_1324062_871_15316114_68 |  | AN | 0 | Residential | 6933.6+2953.701j | 0 | 0 | 0 | 0 | 0 | [24 empty] | 8105801 | no | no |  |  | no |  | 0 | 0 | 0 | 0 | 0 | 0 |  | 1 | 1 | 1 | 0 | 0 | 0
load_220542539 |  | node_1323654_976_15317141_283 |  | AN | 0 | Residential | 504+214.703j | 0 | 0 | 0 | 0 | 0 | [24 empty] | 8105801 | no | no |  |  | no |  | 0 | 0 | 0 | 0 | 0 | 0 |  | 1 | 1 | 1 | 0 | 0 | 0
load_220543246 |  | node_1318831_793_15297279_927 |  | AN | 0 | Other | 0 | 0 | 0 | 0 | 0 | 0 | [24 empty] | 8105801 | no | no |  |  | no |  | 0 | 0 | 0 | 0 | 0 | 0 |  | 1 | 1 | 1 | 0 | 0 | 0
load_220543247 |  | node_1319101_06_15297810_115 |  | AN | 0 | Residential | 49248+20979.56j | 0 | 0 | 0 | 0 | 0 | [24 empty] | 8105801 | no | no |  |  | no |  | 0 | 0 | 0 | 0 | 0 | 0 |  | 1 | 1 | 1 | 0 | 0 | 0
load_220543249 |  | node_1320190_23_15302445_337 |  | AN | 0 | Residential | 4240.8+1806.573j | 0 | 0 | 0 | 0 | 0 | [24 empty] | 8105801 | no | no |  |  | no |  | 0 | 0 | 0 | 0 | 0 | 0 |  | 1 | 1 | 1 | 0 | 0 | 0
load_220543250 |  | node_1320053_598_15301658_611 |  | AN | 0 | NonResidential | 568.8+242.308j | 0 | 0 | 0 | 0 | 0 | [24 empty] | 8105801 | no | no |  |  | no |  | 0 | 0 | 0 | 0 | 0 | 0 |  | 1 | 1 | 1 | 0 | 0 | 0
load_220543251 |  | node_1319881_235_15300919_929 |  | AN | 0 | Residential | 9676.8+4122.3j | 0 | 0 | 0 | 0 | 0 | [24 empty] | 8105801 | no | no |  |  | no |  | 0 | 0 | 0 | 0 | 0 | 0 |  | 1 | 1 | 1 | 0 | 0 | 0
load_220543252 |  | node_1320071_777_15304159_784 |  | AN | 0 | Residential | 532.8+226.972j | 0 | 0 | 0 | 0 | 0 | [24 empty] | 8105801 | no | no |  |  | no |  | 0 | 0 | 0 | 0 | 0 | 0 |  | 1 | 1 | 1 | 0 | 0 | 0
load_220543253 |  | node_1320164_57_15302180_217 |  | AN | 0 | Residential | 4226.4+1800.439j | 0 | 0 | 0 | 0 | 0 | [24 empty] | 8105801 | no | no |  |  | no |  | 0 | 0 | 0 | 0 | 0 | 0 |  | 1 | 1 | 1 | 0 | 0 | 0
load_220544035 |  | node_1328954_403_15287397_956 |  | AN | 0 | Residential | 2797.2+1191.602j | 0 | 0 | 0 | 0 | 0 | [24 empty] | 8105801 | no | no |  |  | no |  | 0 | 0 | 0 | 0 | 0 | 0 |  | 1 | 1 | 1 | 0 | 0 | 0
load_220545722 |  | node_1322549_236_15298198_455 |  | AN | 0 | Residential | 15660+6671.132j | 0 | 0 | 0 | 0 | 0 | [24 empty] | 8105801 | no | no |  |  | no |  | 0 | 0 | 0 | 0 | 0 | 0 |  | 1 | 1 | 1 | 0 | 0 | 0
load_220546653 |  | node_1330390_878_15306589_763 |  | AN | 0 | Other | 0 | 0 | 0 | 0 | 0 | 0 | [24 empty] | 8105801 | no | no |  |  | no |  | 0 | 0 | 0 | 0 | 0 | 0 |  | 1 | 1 | 1 | 0 | 0 | 0
load_220549402 |  | node_1328497_317_15300774_922 |  | AN | 0 | Residential | 24681.6+10514.318j | 0 | 0 | 0 | 0 | 0 | [24 empty] | 8105801 | no | no |  |  | no |  | 0 | 0 | 0 | 0 | 0 | 0 |  | 1 | 1 | 1 | 0 | 0 | 0
load_220549613 |  | node_1329483_794_15286684_027 |  | AN | 0 | Other | 0 | 0 | 0 | 0 | 0 | 0 | [24 empty] | 8105801 | no | no |  |  | no |  | 0 | 0 | 0 | 0 | 0 | 0 |  | 1 | 1 | 1 | 0 | 0 | 0
load_220550853 |  | node_1331247_274_15295573_364 |  | AN | 0 | Residential | 5184+2208.375j | 0 | 0 | 0 | 0 | 0 | [24 empty] | 8105801 | no | no |  |  | no |  | 0 | 0 | 0 | 0 | 0 | 0 |  | 1 | 1 | 1 | 0 | 0 | 0
load_220555454 |  | node_1329078_977_15314447_099 |  | AN | 0 | Residential | 17344.8+7388.854j | 0 | 0 | 0 | 0 | 0 | [24 empty] | 8105801 | no | no |  |  | no |  | 0 | 0 | 0 | 0 | 0 | 0 |  | 1 | 1 | 1 | 0 | 0 | 0
load_220563446 |  | node_1308790_509_15296704_941 |  | AN | 0 | NonResidential | 3000+1277.995j | 0 | 0 | 0 | 0 | 0 | [24 empty] | 8105801 | no | no |  |  | no |  | 0 | 0 | 0 | 0 | 0 | 0 |  | 1 | 1 | 1 | 0 | 0 | 0
load_220572883 |  | node_1332178_712_15311314_419 |  | AN | 0 | Residential | 3132+1334.226j | 0 | 0 | 0 | 0 | 0 | [24 empty] | 8105801 | no | no |  |  | no |  | 0 | 0 | 0 | 0 | 0 | 0 |  | 1 | 1 | 1 | 0 | 0 | 0
load_220573291 |  | node_1312464_272_15298017_692 |  | AN | 0 | Residential | 2930.4+1248.345j | 0 | 0 | 0 | 0 | 0 | [24 empty] | 8105801 | no | no |  |  | no |  | 0 | 0 | 0 | 0 | 0 | 0 |  | 1 | 1 | 1 | 0 | 0 | 0
load_220575626 |  | node_1328312_68_15297216_711 |  | AN | 0 | Residential | 53251.2+22684.916j | 0 | 0 | 0 | 0 | 0 | [24 empty] | 8105801 | no | no |  |  | no |  | 0 | 0 | 0 | 0 | 0 | 0 |  | 1 | 1 | 1 | 0 | 0 | 0
load_220593871 |  | node_1319798_411_15300262_574 |  | AN | 0 | Residential | 3376.8+1438.511j | 0 | 0 | 0 | 0 | 0 | [24 empty] | 8105801 | no | no |  |  | no |  | 0 | 0 | 0 | 0 | 0 | 0 |  | 1 | 1 | 1 | 0 | 0 | 0
load_220594148 |  | node_1330340_208_15320316_274 |  | AN | 0 | Residential | 3852+1640.945j | 0 | 0 | 0 | 0 | 0 | [24 empty] | 8105801 | no | no |  |  | no |  | 0 | 0 | 0 | 0 | 0 | 0 |  | 1 | 1 | 1 | 0 | 0 | 0
load_220600071 |  | node_1328689_303_15290090_897 |  | AN | 0 | NonResidential | 5284.8+2251.315j | 0 | 0 | 0 | 0 | 0 | [24 empty] | 8105801 | no | no |  |  | no |  | 0 | 0 | 0 | 0 | 0 | 0 |  | 1 | 1 | 1 | 0 | 0 | 0
load_220602589 |  | node_1327456_211_15297096_257 |  | AN | 0 | Residential | 5918.4+2521.228j | 0 | 0 | 0 | 0 | 0 | [24 empty] | 8105801 | no | no |  |  | no |  | 0 | 0 | 0 | 0 | 0 | 0 |  | 1 | 1 | 1 | 0 | 0 | 0
load_220614835 |  | node_1316525_491_15296463_902 |  | AN | 0 | Residential | 6825.6+2907.693j | 0 | 0 | 0 | 0 | 0 | [24 empty] | 8105801 | no | no |  |  | no |  | 0 | 0 | 0 | 0 | 0 | 0 |  | 1 | 1 | 1 | 0 | 0 | 0
load_220614954 |  | node_1330632_592_15283636_376 |  | AN | 0 | Residential | 12175.2+5186.613j | 0 | 0 | 0 | 0 | 0 | [24 empty] | 8105801 | no | no |  |  | no |  | 0 | 0 | 0 | 0 | 0 | 0 |  | 1 | 1 | 1 | 0 | 0 | 0
load_220623193 |  | node_1328825_256_15289084_474 |  | AN | 0 | Residential | 160797.6+68499.491j | 0 | 0 | 0 | 0 | 0 | [24 empty] | 8105801 | no | no |  |  | no |  | 0 | 0 | 0 | 0 | 0 | 0 |  | 1 | 1 | 1 | 0 | 0 | 0
load_220625774 |  | node_1329809_863_15291719_374 |  | AN | 0 | Residential | 3160.8+1346.495j | 0 | 0 | 0 | 0 | 0 | [24 empty] | 8105801 | no | no |  |  | no |  | 0 | 0 | 0 | 0 | 0 | 0 |  | 1 | 1 | 1 | 0 | 0 | 0
load_220625854 |  | node_1318261_85_15296641_803 |  | AN | 0 | Residential | 11131.2+4741.871j | 0 | 0 | 0 | 0 | 0 | [24 empty] | 8105801 | no | no |  |  | no |  | 0 | 0 | 0 | 0 | 0 | 0 |  | 1 | 1 | 1 | 0 | 0 | 0
load_220627229 |  | node_1319924_87_15304764_294 |  | AN | 0 | Residential | 30736.8+13093.822j | 0 | 0 | 0 | 0 | 0 | [24 empty] | 8105801 | no | no |  |  | no |  | 0 | 0 | 0 | 0 | 0 | 0 |  | 1 | 1 | 1 | 0 | 0 | 0
load_220648329 |  | node_1324734_309_15318133_968 |  | AN | 0 | Residential | 1440+613.437j | 0 | 0 | 0 | 0 | 0 | [24 empty] | 8105801 | no | no |  |  | no |  | 0 | 0 | 0 | 0 | 0 | 0 |  | 1 | 1 | 1 | 0 | 0 | 0
load_220653029 |  | node_1327054_869_15287333_301 |  | AN | 0 | Other | 0 | 0 | 0 | 0 | 0 | 0 | [24 empty] | 8105801 | no | no |  |  | no |  | 0 | 0 | 0 | 0 | 0 | 0 |  | 1 | 1 | 1 | 0 | 0 | 0
load_220653032 |  | node_1327035_777_15287325_858 |  | BN | 0 | Other | 0 | 0 | 0 | 0 | 0 | 0 | [24 empty] | 8105801 | no | no |  |  | no |  | 0 | 0 | 0 | 0 | 0 | 0 |  | 1 | 1 | 1 | 0 | 0 | 0
load_220653033 |  | node_1307974_822_15296620_93 |  | AN | 0 | Other | 0 | 0 | 0 | 0 | 0 | 0 | [24 empty] | 8105801 | no | no |  |  | no |  | 0 | 0 | 0 | 0 | 0 | 0 |  | 1 | 1 | 1 | 0 | 0 | 0
load_220653034 |  | node_1307983_383_15296619_886 |  | BN | 0 | Other | 0 | 0 | 0 | 0 | 0 | 0 | [24 empty] | 8105801 | no | no |  |  | no |  | 0 | 0 | 0 | 0 | 0 | 0 |  | 1 | 1 | 1 | 0 | 0 | 0
load_220653036 |  | node_1327074_706_15287333_872 |  | CN | 0 | Other | 0 | 0 | 0 | 0 | 0 | 0 | [24 empty] | 8105801 | no | no |  |  | no |  | 0 | 0 | 0 | 0 | 0 | 0 |  | 1 | 1 | 1 | 0 | 0 | 0
load_220653040 |  | node_1307967_188_15296619_982 |  | CN | 0 | Other | 0 | 0 | 0 | 0 | 0 | 0 | [24 empty] | 8105801 | no | no |  |  | no |  | 0 | 0 | 0 | 0 | 0 | 0 |  | 1 | 1 | 1 | 0 | 0 | 0
load_220657103 |  | node_1323525_588_15312094_54 |  | AN | 0 | Residential | 0 | 0 | 0 | 0 | 0 | 0 | [24 empty] | 8105801 | no | no |  |  | no |  | 0 | 0 | 0 | 0 | 0 | 0 |  | 1 | 1 | 1 | 0 | 0 | 0
load_220657104 |  | node_1323582_588_15312624_513 |  | AN | 0 | Residential | 2527.2+1076.583j | 0 | 0 | 0 | 0 | 0 | [24 empty] | 8105801 | no | no |  |  | no |  | 0 | 0 | 0 | 0 | 0 | 0 |  | 1 | 1 | 1 | 0 | 0 | 0
load_310006847 |  | node_1328533_509_15293151_145 |  | AN | 0 | Residential | 25848+11011.202j | 0 | 0 | 0 | 0 | 0 | [24 empty] | 8105801 | no | no |  |  | no |  | 0 | 0 | 0 | 0 | 0 | 0 |  | 1 | 1 | 1 | 0 | 0 | 0
load_310019077 |  | node_1320231_188_15303131_778 |  | AN | 0 | Other | 0 | 0 | 0 | 0 | 0 | 0 | [24 empty] | 8105801 | no | no |  |  | no |  | 0 | 0 | 0 | 0 | 0 | 0 |  | 1 | 1 | 1 | 0 | 0 | 0
load_310019861 |  | node_1330318_578_15304104_615 |  | AN | 0 | Residential | 2311.2+984.567j | 0 | 0 | 0 | 0 | 0 | [24 empty] | 8105801 | no | no |  |  | no |  | 0 | 0 | 0 | 0 | 0 | 0 |  | 1 | 1 | 1 | 0 | 0 | 0
load_310019862 |  | node_1330279_938_15304776_846 |  | AN | 0 | Residential | 22802.4+9713.782j | 0 | 0 | 0 | 0 | 0 | [24 empty] | 8105801 | no | no |  |  | no |  | 0 | 0 | 0 | 0 | 0 | 0 |  | 1 | 1 | 1 | 0 | 0 | 0
load_310020869 |  | node_1323835_928_15302565_55 |  | AN | 0 | Residential | 88408.8+37661.991j | 0 | 0 | 0 | 0 | 0 | [24 empty] | 8105801 | no | no |  |  | no |  | 0 | 0 | 0 | 0 | 0 | 0 |  | 1 | 1 | 1 | 0 | 0 | 0
load_310054528 |  | node_1320127_578_15317019_209 |  | AN | 0 | Residential | 6904.8+2941.432j | 0 | 0 | 0 | 0 | 0 | [24 empty] | 8105801 | no | no |  |  | no |  | 0 | 0 | 0 | 0 | 0 | 0 |  | 1 | 1 | 1 | 0 | 0 | 0
load_310055823 |  | node_1331026_871_15311262_63 |  | AN | 0 | Residential | 18691.2+7962.418j | 0 | 0 | 0 | 0 | 0 | [24 empty] | 8105801 | no | no |  |  | no |  | 0 | 0 | 0 | 0 | 0 | 0 |  | 1 | 1 | 1 | 0 | 0 | 0
load_310059034 |  | node_1319578_793_15303888_251 |  | ABCN | 0 | Other | 0 | 0 | 0 | 0 | 0 | 0 | [24 empty] | 8105801 | no | no |  |  | no |  | 0 | 0 | 0 | 0 | 0 | 0 |  | 1 | 1 | 1 | 0 | 0 | 0
load_310059293 |  | node_1319513_949_15304682_518 |  | AN | 0 | Residential | 17164.8+7312.174j | 0 | 0 | 0 | 0 | 0 | [24 empty] | 8105801 | no | no |  |  | no |  | 0 | 0 | 0 | 0 | 0 | 0 |  | 1 | 1 | 1 | 0 | 0 | 0
load_310060015 |  | node_1328136_856_15294600_043 |  | ABCN | 0 | Residential | 9168+3905.552j | 9168+3905.552j | 9168+3905.552j | 0 | 0 | 0 | [24 empty] | 8105801 | no | no |  |  | no |  | 0 | 0 | 0 | 0 | 0 | 0 |  | 1 | 1 | 1 | 0 | 0 | 0
load_310060687 |  | node_1326581_307_15310318_136 |  | AN | 0 | Residential | 22982.4+9790.461j | 0 | 0 | 0 | 0 | 0 | [24 empty] | 8105801 | no | no |  |  | no |  | 0 | 0 | 0 | 0 | 0 | 0 |  | 1 | 1 | 1 | 0 | 0 | 0
load_310060949 |  | node_1328291_083_15293617_405 |  | AN | 0 | Residential | 3340.8+1423.175j | 0 | 0 | 0 | 0 | 0 | [24 empty] | 8105801 | no | no |  |  | no |  | 0 | 0 | 0 | 0 | 0 | 0 |  | 1 | 1 | 1 | 0 | 0 | 0
load_310061033 |  | node_1322430_999_15304536_257 |  | AN | 0 | Residential | 34437.6+14670.356j | 0 | 0 | 0 | 0 | 0 | [24 empty] | 8105801 | no | no |  |  | no |  | 0 | 0 | 0 | 0 | 0 | 0 |  | 1 | 1 | 1 | 0 | 0 | 0
load_310064828 |  | node_1323691_883_15313104_973 |  | AN | 0 | Residential | 7056+3005.843j | 0 | 0 | 0 | 0 | 0 | [24 empty] | 8105801 | no | no |  |  | no |  | 0 | 0 | 0 | 0 | 0 | 0 |  | 1 | 1 | 1 | 0 | 0 | 0
load_310064830 |  | node_1331985_346_15311382_317 |  | AN | 0 | Residential | 5068.8+2159.3j | 0 | 0 | 0 | 0 | 0 | [24 empty] | 8105801 | no | no |  |  | no |  | 0 | 0 | 0 | 0 | 0 | 0 |  | 1 | 1 | 1 | 0 | 0 | 0
load_311900751 |  | node_1319571_9_15303826_316 |  | ABCN | 0 | NonResidential | 526333.333+224217.061j | 526333.333+224217.061j | 526333.333+224217.061j | 0 | 0 | 0 | [24 empty] | 8105801 | no | no |  |  | no |  | 0 | 0 | 0 | 0 | 0 | 0 |  | 1 | 1 | 1 | 0 | 0 | 0
load_311901737 |  | node_1328545_627_15289599_077 |  | AN | 0 | Other | 0 | 0 | 0 | 0 | 0 | 0 | [24 empty] | 8105801 | no | no |  |  | no |  | 0 | 0 | 0 | 0 | 0 | 0 |  | 1 | 1 | 1 | 0 | 0 | 0
load_311914896 |  | node_1324669_098_15298237_914 |  | AN | 0 | Residential | 19404+8266.069j | 0 | 0 | 0 | 0 | 0 | [24 empty] | 8105801 | no | no |  |  | no |  | 0 | 0 | 0 | 0 | 0 | 0 |  | 1 | 1 | 1 | 0 | 0 | 0
load_312075850 |  | node_1319162_652_15304704_645 |  | AN | 0 | Other | 0 | 0 | 0 | 0 | 0 | 0 | [24 empty] | 8105801 | no | no |  |  | no |  | 0 | 0 | 0 | 0 | 0 | 0 |  | 1 | 1 | 1 | 0 | 0 | 0
load_312098921 |  | node_1319578_711_15299860_166 |  | AN | 0 | NonResidential | 35020.8+14918.798j | 0 | 0 | 0 | 0 | 0 | [24 empty] | 8105801 | no | no |  |  | no |  | 0 | 0 | 0 | 0 | 0 | 0 |  | 1 | 1 | 1 | 0 | 0 | 0
load_312098921-L-1 |  | node_1319578_711_15299860_166 |  | AN | 0 | Residential | 0 | 0 | 0 | 0 | 0 | 0 | [24 empty] | 8105801 | no | no |  |  | no |  | 0 | 0 | 0 | 0 | 0 | 0 |  | 1 | 1 | 1 | 0 | 0 | 0
load_312141973 |  | node_1330213_534_15309248_891 |  | AN | 0 | Other | 0 | 0 | 0 | 0 | 0 | 0 | [24 empty] | 8105801 | no | no |  |  | no |  | 0 | 0 | 0 | 0 | 0 | 0 |  | 1 | 1 | 1 | 0 | 0 | 0

## node
data_type | static
owner_type | feeder
owner | 8105801
object | node
name | groupid | parent | bustype | phases | nominal_voltage | dcircuit | selected | monitored | monitored_fields | class_monitored_fields | played | played_fields | subsystem | x | y | comments | dist_to_slack
node_515-R1-312082839 |  |  | PQ | ABCN | 19918.584 | 8105801 | no | no |  |  | no |  |  | 1319566.633 | 15299685.233 |  | -1
node_515AX42-220581420 |  |  | PQ | ABCN | 19918.584 | 8105801 | no | no |  |  | no |  |  | 1318473.781 | 15296863.621 |  | -1
node_515AX42-220625844 |  |  | PQ | ABCN | 19918.584 | 8105801 | no | no |  |  | no |  |  | 1318470.866 | 15296859.493 |  | -1
node_1307753_42_15296584_144 |  |  | PQ | ABCN | 19918.584 | 8105801 | no | no |  |  | no |  |  | 1307753.42 | 15296584.144 |  | -1
node_1307773_892_15296529_185 |  |  | PQ | ABCN | 19918.584 | 8105801 | no | no |  |  | no |  |  | 1307773.892 | 15296529.185 |  | -1
node_1307967_188_15296619_982 |  |  | PQ | ABCN | 19918.584 | 8105801 | no | no |  |  | no |  |  | 1307967.188 | 15296619.982 |  | -1
node_1307974_822_15296620_93 |  |  | PQ | ABCN | 19918.584 | 8105801 | no | no |  |  | no |  |  | 1307974.822 | 15296620.93 |  | -1
node_1307983_383_15296619_886 |  |  | PQ | ABCN | 19918.584 | 8105801 | no | no |  |  | no |  |  | 1307983.383 | 15296619.886 |  | -1
node_1308693_191_15296829_044 |  |  | PQ | AN | 7199.558 | 8105801 | no | no |  |  | no |  |  | 1308693.191 | 15296829.044 |  | -1
node_1308790_509_15296704_941 |  |  | PQ | AN | 7199.558 | 8105801 | no | no |  |  | no |  |  | 1308790.509 | 15296704.941 |  | -1
node_1308982_406_15296630_024 |  |  | PQ | ABCN | 19918.584 | 8105801 | no | no |  |  | no |  |  | 1308982.406 | 15296630.024 |  | -1
node_1310067_975_15297317_996 |  |  | PQ | AN | 19918.584 | 8105801 | no | no |  |  | no |  |  | 1310067.975 | 15297317.996 |  | -1
node_1310853_945_15296776_372 |  |  | PQ | ABCN | 19918.584 | 8105801 | no | no |  |  | no |  |  | 1310853.945 | 15296776.372 |  | -1
node_1310855_871_15296281_788 |  |  | PQ | AN | 19918.584 | 8105801 | no | no |  |  | no |  |  | 1310855.871 | 15296281.788 |  | -1
node_1311116_608_15297113_776 |  |  | PQ | AN | 2771.281 | 8105801 | no | no |  |  | no |  |  | 1311116.608 | 15297113.776 |  | -1
node_1311188_037_15296521_275 |  |  | PQ | ABCN | 19918.584 | 8105801 | no | no |  |  | no |  |  | 1311188.037 | 15296521.275 |  | -1
node_1311456_733_15296840_075 |  |  | PQ | AN | 19918.584 | 8105801 | no | no |  |  | no |  |  | 1311456.733 | 15296840.075 |  | -1
node_1311638_478_15297396_458 |  |  | PQ | AN | 2771.281 | 8105801 | no | no |  |  | no |  |  | 1311638.478 | 15297396.458 |  | -1
node_1311677_883_15297249_764 |  |  | PQ | AN | 2771.281 | 8105801 | no | no |  |  | no |  |  | 1311677.883 | 15297249.764 |  | -1
node_1311878_772_15297721_504 |  |  | PQ | AN | 2771.281 | 8105801 | no | no |  |  | no |  |  | 1311878.772 | 15297721.504 |  | -1
node_1311941_968_15301537_327 |  |  | PQ | AN | 2771.281 | 8105801 | no | no |  |  | no |  |  | 1311941.968 | 15301537.327 |  | -1
node_1312128_475_15302461_114 |  |  | PQ | AN | 2771.281 | 8105801 | no | no |  |  | no |  |  | 1312128.475 | 15302461.114 |  | -1
node_1312214_156_15296236_207 |  |  | PQ | ABCN | 19918.584 | 8105801 | no | no |  |  | no |  |  | 1312214.156 | 15296236.207 |  | -1
node_1312248_265_15297450_257 |  |  | PQ | AN | 2771.281 | 8105801 | no | no |  |  | no |  |  | 1312248.265 | 15297450.257 |  | -1
node_1312379_341_15303528_993 |  |  | PQ | AN | 2771.281 | 8105801 | no | no |  |  | no |  |  | 1312379.341 | 15303528.993 |  | -1
node_1312409_017_15296244_155 |  |  | PQ | ABCN | 19918.584 | 8105801 | no | no |  |  | no |  |  | 1312409.017 | 15296244.155 |  | -1
node_1312422_998_15300381_617 |  |  | PQ | AN | 2771.281 | 8105801 | no | no |  |  | no |  |  | 1312422.998 | 15300381.617 |  | -1
node_1312439_499_15302410_839 |  |  | PQ | AN | 2771.281 | 8105801 | no | no |  |  | no |  |  | 1312439.499 | 15302410.839 |  | -1
node_1312464_272_15298017_692 |  |  | PQ | AN | 2771.281 | 8105801 | no | no |  |  | no |  |  | 1312464.272 | 15298017.692 |  | -1
node_1312510_515_15302836_831 |  |  | PQ | AN | 2771.281 | 8105801 | no | no |  |  | no |  |  | 1312510.515 | 15302836.831 |  | -1
node_1312595_546_15296246_639 |  |  | PQ | ABCN | 19918.584 | 8105801 | no | no |  |  | no |  |  | 1312595.546 | 15296246.639 |  | -1
node_1313106_744_15296272_268 |  |  | PQ | ABCN | 19918.584 | 8105801 | no | no |  |  | no |  |  | 1313106.744 | 15296272.268 |  | -1
node_1313244_89_15303459_897 |  |  | PQ | AN | 2771.281 | 8105801 | no | no |  |  | no |  |  | 1313244.89 | 15303459.897 |  | -1
node_1313287_352_15298754_15 |  |  | PQ | AN | 2771.281 | 8105801 | no | no |  |  | no |  |  | 1313287.352 | 15298754.15 |  | -1
node_1313309_285_15296287_735 |  |  | PQ | ABCN | 19918.584 | 8105801 | no | no |  |  | no |  |  | 1313309.285 | 15296287.735 |  | -1
node_1313508_118_15296297_552 |  |  | PQ | ABCN | 19918.584 | 8105801 | no | no |  |  | no |  |  | 1313508.118 | 15296297.552 |  | -1
node_1313785_829_15298823_327 |  |  | PQ | AN | 2771.281 | 8105801 | no | no |  |  | no |  |  | 1313785.829 | 15298823.327 |  | -1
node_1313788_762_15296318_272 |  |  | PQ | ABCN | 19918.584 | 8105801 | no | no |  |  | no |  |  | 1313788.762 | 15296318.272 |  | -1
node_1313832_328_15297814_003 |  |  | PQ | AN | 2771.281 | 8105801 | no | no |  |  | no |  |  | 1313832.328 | 15297814.003 |  | -1
node_1313970_347_15298448_593 |  |  | PQ | AN | 2771.281 | 8105801 | no | no |  |  | no |  |  | 1313970.347 | 15298448.593 |  | -1
node_1314251_702_15296349_18 |  |  | PQ | ABCN | 19918.584 | 8105801 | no | no |  |  | no |  |  | 1314251.702 | 15296349.18 |  | -1
node_1314476_144_15296365_312 |  |  | PQ | ABCN | 19918.584 | 8105801 | no | no |  |  | no |  |  | 1314476.144 | 15296365.312 |  | -1
node_1314702_96_15296377_687 |  |  | PQ | ABCN | 19918.584 | 8105801 | no | no |  |  | no |  |  | 1314702.96 | 15296377.687 |  | -1
node_1314923_213_15300830_21 |  |  | PQ | AN | 2771.281 | 8105801 | no | no |  |  | no |  |  | 1314923.213 | 15300830.21 |  | -1
node_1315125_552_15298811_9 |  |  | PQ | AN | 2771.281 | 8105801 | no | no |  |  | no |  |  | 1315125.552 | 15298811.9 |  | -1
node_1315227_715_15296529_141 |  |  | PQ | ABCN | 19918.584 | 8105801 | no | no |  |  | no |  |  | 1315227.715 | 15296529.141 |  | -1
node_1315399_595_15296706_268 |  |  | PQ | AN | 19918.584 | 8105801 | no | no |  |  | no |  |  | 1315399.595 | 15296706.268 |  | -1
node_1315449_384_15296530_77 |  |  | PQ | ABCN | 19918.584 | 8105801 | no | no |  |  | no |  |  | 1315449.384 | 15296530.77 |  | -1
node_1315466_774_15297188_807 |  |  | PQ | AN | 19918.584 | 8105801 | no | no |  |  | no |  |  | 1315466.774 | 15297188.807 |  | -1
node_1315858_336_15296435_385 |  |  | PQ | ABCN | 19918.584 | 8105801 | no | no |  |  | no |  |  | 1315858.336 | 15296435.385 |  | -1
node_1316525_491_15296463_902 |  |  | PQ | ABCN | 19918.584 | 8105801 | no | no |  |  | no |  |  | 1316525.491 | 15296463.902 |  | -1
node_1316990_892_15302643_603 |  |  | PQ | AN | 2771.281 | 8105801 | no | no |  |  | no |  |  | 1316990.892 | 15302643.603 |  | -1
node_1317308_111_15296484_293 |  |  | PQ | ABCN | 19918.584 | 8105801 | no | no |  |  | no |  |  | 1317308.111 | 15296484.293 |  | -1
node_1317973_705_15296500_929 |  |  | PQ | ABCN | 19918.584 | 8105801 | no | no |  |  | no |  |  | 1317973.705 | 15296500.929 |  | -1
node_1318045_626_15295979_065 |  |  | PQ | AN | 19918.584 | 8105801 | no | no |  |  | no |  |  | 1318045.626 | 15295979.065 |  | -1
node_1318261_85_15296641_803 |  |  | PQ | ABCN | 19918.584 | 8105801 | no | no |  |  | no |  |  | 1318261.85 | 15296641.803 |  | -1
node_1318622_426_15296629_105 |  |  | PQ | ABCN | 19918.584 | 8105801 | no | no |  |  | no |  |  | 1318622.426 | 15296629.105 |  | -1
node_1318706_202_15306327_396 |  |  | PQ | AN | 2771.281 | 8105801 | no | no |  |  | no |  |  | 1318706.202 | 15306327.396 |  | -1
node_1318811_538_15306107_652 |  |  | PQ | AN | 2771.281 | 8105801 | no | no |  |  | no |  |  | 1318811.538 | 15306107.652 |  | -1
node_1318831_793_15297279_927 |  |  | PQ | ABCN | 19918.584 | 8105801 | no | no |  |  | no |  |  | 1318831.793 | 15297279.927 |  | -1
node_1318987_907_15305525_953 |  |  | PQ | AN | 2771.281 | 8105801 | no | no |  |  | no |  |  | 1318987.907 | 15305525.953 |  | -1
node_1319101_06_15297810_115 |  |  | PQ | ABCN | 19918.584 | 8105801 | no | no |  |  | no |  |  | 1319101.06 | 15297810.115 |  | -1
node_1319122_633_15296658_674 |  |  | PQ | ABCN | 19918.584 | 8105801 | no | no |  |  | no |  |  | 1319122.633 | 15296658.674 |  | -1
node_1319162_652_15304704_645 |  |  | PQ | AN | 2771.281 | 8105801 | no | no |  |  | no |  |  | 1319162.652 | 15304704.645 |  | -1
node_1319329_894_15304479_498 |  |  | PQ | AN | 2771.281 | 8105801 | no | no |  |  | no |  |  | 1319329.894 | 15304479.498 |  | -1
node_1319498_425_15298215_149 |  |  | PQ | ABCN | 19918.584 | 8105801 | no | no |  |  | no |  |  | 1319498.425 | 15298215.149 |  | -1
node_1319513_949_15304682_518 |  |  | PQ | AN | 2771.281 | 8105801 | no | no |  |  | no |  |  | 1319513.949 | 15304682.518 |  | -1
node_1319543_88_15296635_759 |  |  | PQ | ABCN | 19918.584 | 8105801 | no | no |  |  | no |  |  | 1319543.88 | 15296635.759 |  | -1
node_1319571_9_15303826_316 |  |  | PQ | ABCN | 19918.584 | 8105801 | no | no |  |  | no |  |  | 1319571.9 | 15303826.316 |  | -1
node_1319578_711_15299860_166 |  |  | PQ | ABCN | 19918.584 | 8105801 | no | no |  |  | no |  |  | 1319578.711 | 15299860.166 |  | -1
node_1319578_793_15303888_251 |  |  | PQ | ABCN | 19918.584 | 8105801 | no | no |  |  | no |  |  | 1319578.793 | 15303888.251 |  | -1
node_1319677_66_15298274_656 |  |  | PQ | ABN | 19918.584 | 8105801 | no | no |  |  | no |  |  | 1319677.66 | 15298274.656 |  | -1
node_1319759_036_15299299_575 |  |  | PQ | AN | 19918.584 | 8105801 | no | no |  |  | no |  |  | 1319759.036 | 15299299.575 |  | -1
node_1319796_568_15299726_104 |  |  | PQ | AN | 19918.584 | 8105801 | no | no |  |  | no |  |  | 1319796.568 | 15299726.104 |  | -1
node_1319798_411_15300262_574 |  |  | PQ | AN | 19918.584 | 8105801 | no | no |  |  | no |  |  | 1319798.411 | 15300262.574 |  | -1
node_1319830_601_15300479_805 |  |  | PQ | AN | 19918.584 | 8105801 | no | no |  |  | no |  |  | 1319830.601 | 15300479.805 |  | -1
node_1319881_235_15300919_929 |  |  | PQ | ABCN | 19918.584 | 8105801 | no | no |  |  | no |  |  | 1319881.235 | 15300919.929 |  | -1
node_1319924_87_15304764_294 |  |  | PQ | AN | 2771.281 | 8105801 | no | no |  |  | no |  |  | 1319924.87 | 15304764.294 |  | -1
node_1319934_143_15301137_25 |  |  | PQ | ABCN | 19918.584 | 8105801 | no | no |  |  | no |  |  | 1319934.143 | 15301137.25 |  | -1
node_1319950_125_15298620_667 |  |  | PQ | ABN | 19918.584 | 8105801 | no | no |  |  | no |  |  | 1319950.125 | 15298620.667 |  | -1
node_1319973_407_15305012_281 |  |  | PQ | AN | 2771.281 | 8105801 | no | no |  |  | no |  |  | 1319973.407 | 15305012.281 |  | -1
node_1319999_474_15301400_166 |  |  | PQ | ABCN | 19918.584 | 8105801 | no | no |  |  | no |  |  | 1319999.474 | 15301400.166 |  | -1
node_1320053_598_15301658_611 |  |  | PQ | ABCN | 19918.584 | 8105801 | no | no |  |  | no |  |  | 1320053.598 | 15301658.611 |  | -1
node_1320070_939_15300710_63 |  |  | PQ | AN | 19918.584 | 8105801 | no | no |  |  | no |  |  | 1320070.939 | 15300710.63 |  | -1
node_1320071_777_15304159_784 |  |  | PQ | AN | 19918.584 | 8105801 | no | no |  |  | no |  |  | 1320071.777 | 15304159.784 |  | -1
node_1320095_277_15304683_677 |  |  | PQ | AN | 2771.281 | 8105801 | no | no |  |  | no |  |  | 1320095.277 | 15304683.677 |  | -1
node_1320109_751_15305424_272 |  |  | PQ | AN | 2771.281 | 8105801 | no | no |  |  | no |  |  | 1320109.751 | 15305424.272 |  | -1
node_1320127_578_15317019_209 |  |  | PQ | AN | 2771.281 | 8105801 | no | no |  |  | no |  |  | 1320127.578 | 15317019.209 |  | -1
node_1320132_38_15300200_933 |  |  | PQ | AN | 19918.584 | 8105801 | no | no |  |  | no |  |  | 1320132.38 | 15300200.933 |  | -1
node_1320164_57_15302180_217 |  |  | PQ | ABCN | 19918.584 | 8105801 | no | no |  |  | no |  |  | 1320164.57 | 15302180.217 |  | -1
node_1320179_448_15303647_356 |  |  | PQ | ABCN | 19918.584 | 8105801 | no | no |  |  | no |  |  | 1320179.448 | 15303647.356 |  | -1
node_1320190_23_15302445_337 |  |  | PQ | ABCN | 19918.584 | 8105801 | no | no |  |  | no |  |  | 1320190.23 | 15302445.337 |  | -1
node_1320207_194_15296660_233 |  |  | PQ | ABCN | 19918.584 | 8105801 | no | no |  |  | no |  |  | 1320207.194 | 15296660.233 |  | -1
node_1320231_188_15303131_778 |  |  | PQ | ABCN | 19918.584 | 8105801 | no | no |  |  | no |  |  | 1320231.188 | 15303131.778 |  | -1
node_1320235_355_15315615_162 |  |  | PQ | AN | 2771.281 | 8105801 | no | no |  |  | no |  |  | 1320235.355 | 15315615.162 |  | -1
node_1320304_006_15302833_218 |  |  | PQ | ABCN | 19918.584 | 8105801 | no | no |  |  | no |  |  | 1320304.006 | 15302833.218 |  | -1
node_1320391_827_15317504_949 |  |  | PQ | AN | 2771.281 | 8105801 | no | no |  |  | no |  |  | 1320391.827 | 15317504.949 |  | -1
node_1320413_462_15306972_956 |  |  | PQ | AN | 2771.281 | 8105801 | no | no |  |  | no |  |  | 1320413.462 | 15306972.956 |  | -1
node_1320436_867_15304957_04 |  |  | PQ | AN | 2771.281 | 8105801 | no | no |  |  | no |  |  | 1320436.867 | 15304957.04 |  | -1
node_1320449_396_15296668_349 |  |  | PQ | ABCN | 19918.584 | 8105801 | no | no |  |  | no |  |  | 1320449.396 | 15296668.349 |  | -1
node_1320697_824_15317072_208 |  |  | PQ | AN | 2771.281 | 8105801 | no | no |  |  | no |  |  | 1320697.824 | 15317072.208 |  | -1
node_1321048_709_15302125_396 |  |  | PQ | AN | 19918.584 | 8105801 | no | no |  |  | no |  |  | 1321048.709 | 15302125.396 |  | -1
node_1321109_334_15317025_796 |  |  | PQ | AN | 2771.281 | 8105801 | no | no |  |  | no |  |  | 1321109.334 | 15317025.796 |  | -1
node_1321220_666_15316197_857 |  |  | PQ | AN | 2771.281 | 8105801 | no | no |  |  | no |  |  | 1321220.666 | 15316197.857 |  | -1
node_1321238_349_15296710_783 |  |  | PQ | ABCN | 19918.584 | 8105801 | no | no |  |  | no |  |  | 1321238.349 | 15296710.783 |  | -1
node_1321247_92_15315942_615 |  |  | PQ | AN | 2771.281 | 8105801 | no | no |  |  | no |  |  | 1321247.92 | 15315942.615 |  | -1
node_1321258_82_15316978_465 |  |  | PQ | AN | 2771.281 | 8105801 | no | no |  |  | no |  |  | 1321258.82 | 15316978.465 |  | -1
node_1321488_506_15296722_302 |  |  | PQ | ABCN | 19918.584 | 8105801 | no | no |  |  | no |  |  | 1321488.506 | 15296722.302 |  | -1
node_1321735_858_15308717_493 |  |  | PQ | AN | 2771.281 | 8105801 | no | no |  |  | no |  |  | 1321735.858 | 15308717.493 |  | -1
node_1322031_645_15309127_272 |  |  | PQ | AN | 2771.281 | 8105801 | no | no |  |  | no |  |  | 1322031.645 | 15309127.272 |  | -1
node_1322124_201_15296756_505 |  |  | PQ | ABCN | 19918.584 | 8105801 | no | no |  |  | no |  |  | 1322124.201 | 15296756.505 |  | -1
node_1322391_502_15296772_072 |  |  | PQ | ABCN | 19918.584 | 8105801 | no | no |  |  | no |  |  | 1322391.502 | 15296772.072 |  | -1
node_1322398_334_15309920_338 |  |  | PQ | AN | 2771.281 | 8105801 | no | no |  |  | no |  |  | 1322398.334 | 15309920.338 |  | -1
node_1322403_168_15309423_505 |  |  | PQ | AN | 2771.281 | 8105801 | no | no |  |  | no |  |  | 1322403.168 | 15309423.505 |  | -1
node_1322430_999_15304536_257 |  |  | PQ | AN | 7199.558 | 8105801 | no | no |  |  | no |  |  | 1322430.999 | 15304536.257 |  | -1
node_1322461_546_15317167_374 |  |  | PQ | AN | 2771.281 | 8105801 | no | no |  |  | no |  |  | 1322461.546 | 15317167.374 |  | -1
node_1322549_236_15298198_455 |  |  | PQ | AN | 19918.584 | 8105801 | no | no |  |  | no |  |  | 1322549.236 | 15298198.455 |  | -1
node_1322660_998_15298483_109 |  |  | PQ | AN | 19918.584 | 8105801 | no | no |  |  | no |  |  | 1322660.998 | 15298483.109 |  | -1
node_1322716_096_15309768_968 |  |  | PQ | AN | 2771.281 | 8105801 | no | no |  |  | no |  |  | 1322716.096 | 15309768.968 |  | -1
node_1322806_806_15296792_232 |  |  | PQ | ABCN | 19918.584 | 8105801 | no | no |  |  | no |  |  | 1322806.806 | 15296792.232 |  | -1
node_1322912_741_15298633_617 |  |  | PQ | AN | 19918.584 | 8105801 | no | no |  |  | no |  |  | 1322912.741 | 15298633.617 |  | -1
node_1322932_254_15297711_926 |  |  | PQ | AN | 19918.584 | 8105801 | no | no |  |  | no |  |  | 1322932.254 | 15297711.926 |  | -1
node_1322941_751_15311231_739 |  |  | PQ | AN | 2771.281 | 8105801 | no | no |  |  | no |  |  | 1322941.751 | 15311231.739 |  | -1
node_1323039_245_15310102_392 |  |  | PQ | AN | 2771.281 | 8105801 | no | no |  |  | no |  |  | 1323039.245 | 15310102.392 |  | -1
node_1323042_642_15296802_015 |  |  | PQ | ABCN | 19918.584 | 8105801 | no | no |  |  | no |  |  | 1323042.642 | 15296802.015 |  | -1
node_1323147_398_15314584_699 |  |  | PQ | AN | 2771.281 | 8105801 | no | no |  |  | no |  |  | 1323147.398 | 15314584.699 |  | -1
node_1323165_105_15298915_401 |  |  | PQ | AN | 19918.584 | 8105801 | no | no |  |  | no |  |  | 1323165.105 | 15298915.401 |  | -1
node_1323208_639_15295551_881 |  |  | PQ | AN | 19918.584 | 8105801 | no | no |  |  | no |  |  | 1323208.639 | 15295551.881 |  | -1
node_1323221_931_15310307_236 |  |  | PQ | AN | 2771.281 | 8105801 | no | no |  |  | no |  |  | 1323221.931 | 15310307.236 |  | -1
node_1323226_229_15297306_097 |  |  | PQ | AN | 19918.584 | 8105801 | no | no |  |  | no |  |  | 1323226.229 | 15297306.097 |  | -1
node_1323271_097_15296684_979 |  |  | PQ | AN | 2771.281 | 8105801 | no | no |  |  | no |  |  | 1323271.097 | 15296684.979 |  | -1
node_1323434_819_15311195_763 |  |  | PQ | AN | 2771.281 | 8105801 | no | no |  |  | no |  |  | 1323434.819 | 15311195.763 |  | -1
node_1323475_032_15314055_187 |  |  | PQ | AN | 2771.281 | 8105801 | no | no |  |  | no |  |  | 1323475.032 | 15314055.187 |  | -1
node_1323480_844_15296824_453 |  |  | PQ | ABCN | 19918.584 | 8105801 | no | no |  |  | no |  |  | 1323480.844 | 15296824.453 |  | -1
node_1323525_588_15312094_54 |  |  | PQ | AN | 2771.281 | 8105801 | no | no |  |  | no |  |  | 1323525.588 | 15312094.54 |  | -1
node_1323544_776_15311525_992 |  |  | PQ | AN | 2771.281 | 8105801 | no | no |  |  | no |  |  | 1323544.776 | 15311525.992 |  | -1
node_1323582_588_15312624_513 |  |  | PQ | AN | 2771.281 | 8105801 | no | no |  |  | no |  |  | 1323582.588 | 15312624.513 |  | -1
node_1323626_91_15313496_66 |  |  | PQ | AN | 2771.281 | 8105801 | no | no |  |  | no |  |  | 1323626.91 | 15313496.66 |  | -1
node_1323654_976_15317141_283 |  |  | PQ | AN | 2771.281 | 8105801 | no | no |  |  | no |  |  | 1323654.976 | 15317141.283 |  | -1
node_1323691_883_15313104_973 |  |  | PQ | AN | 2771.281 | 8105801 | no | no |  |  | no |  |  | 1323691.883 | 15313104.973 |  | -1
node_1323701_008_15296835_425 |  |  | PQ | ABCN | 19918.584 | 8105801 | no | no |  |  | no |  |  | 1323701.008 | 15296835.425 |  | -1
node_1323775_034_15314134_904 |  |  | PQ | AN | 2771.281 | 8105801 | no | no |  |  | no |  |  | 1323775.034 | 15314134.904 |  | -1
node_1323779_472_15314793_685 |  |  | PQ | AN | 2771.281 | 8105801 | no | no |  |  | no |  |  | 1323779.472 | 15314793.685 |  | -1
node_1323794_067_15314974_468 |  |  | PQ | AD | 2771.281 | 8105801 | no | no |  |  | no |  |  | 1323794.067 | 15314974.468 |  | -1
node_1323832_721_15315419_933 |  |  | PQ | AN | 2771.281 | 8105801 | no | no |  |  | no |  |  | 1323832.721 | 15315419.933 |  | -1
node_1323835_928_15302565_55 |  |  | PQ | AN | 7199.558 | 8105801 | no | no |  |  | no |  |  | 1323835.928 | 15302565.55 |  | -1
node_1323867_906_15311858_301 |  |  | PQ | AN | 2771.281 | 8105801 | no | no |  |  | no |  |  | 1323867.906 | 15311858.301 |  | -1
node_1323945_741_15315770_783 |  |  | PQ | AN | 2771.281 | 8105801 | no | no |  |  | no |  |  | 1323945.741 | 15315770.783 |  | -1
node_1324062_871_15316114_68 |  |  | PQ | AN | 2771.281 | 8105801 | no | no |  |  | no |  |  | 1324062.871 | 15316114.68 |  | -1
node_1324144_898_15311933_132 |  |  | PQ | AN | 2771.281 | 8105801 | no | no |  |  | no |  |  | 1324144.898 | 15311933.132 |  | -1
node_1324162_399_15313662_613 |  |  | PQ | AN | 2771.281 | 8105801 | no | no |  |  | no |  |  | 1324162.399 | 15313662.613 |  | -1
node_1324228_42_15296645_468 |  |  | PQ | AN | 2771.281 | 8105801 | no | no |  |  | no |  |  | 1324228.42 | 15296645.468 |  | -1
node_1324270_347_15298179_296 |  |  | PQ | AN | 2771.281 | 8105801 | no | no |  |  | no |  |  | 1324270.347 | 15298179.296 |  | -1
node_1324271_177_15297096_608 |  |  | PQ | AN | 2771.281 | 8105801 | no | no |  |  | no |  |  | 1324271.177 | 15297096.608 |  | -1
node_1324324_677_15293634_241 |  |  | PQ | AN | 11.951 | 8105801 | no | no |  |  | no |  |  | 1324324.677 | 15293634.241 |  | -1
node_1324458_197_15317111_086 |  |  | PQ | AN | 2771.281 | 8105801 | no | no |  |  | no |  |  | 1324458.197 | 15317111.086 |  | -1
node_1324669_098_15298237_914 |  |  | PQ | AN | 2771.281 | 8105801 | no | no |  |  | no |  |  | 1324669.098 | 15298237.914 |  | -1
node_1324713_171_15317709_56 |  |  | PQ | AN | 2771.281 | 8105801 | no | no |  |  | no |  |  | 1324713.171 | 15317709.56 |  | -1
node_1324734_309_15318133_968 |  |  | PQ | AN | 2771.281 | 8105801 | no | no |  |  | no |  |  | 1324734.309 | 15318133.968 |  | -1
node_1324969_361_15296907_785 |  |  | PQ | ABCN | 19918.584 | 8105801 | no | no |  |  | no |  |  | 1324969.361 | 15296907.785 |  | -1
node_1324991_645_15299182_203 |  |  | PQ | AN | 2771.281 | 8105801 | no | no |  |  | no |  |  | 1324991.645 | 15299182.203 |  | -1
node_1325036_605_15318092_259 |  |  | PQ | AN | 2771.281 | 8105801 | no | no |  |  | no |  |  | 1325036.605 | 15318092.259 |  | -1
node_1325111_055_15297074_382 |  |  | PQ | ABCN | 19918.584 | 8105801 | no | no |  |  | no |  |  | 1325111.055 | 15297074.382 |  | -1
node_1325159_027_15318379_396 |  |  | PQ | AN | 2771.281 | 8105801 | no | no |  |  | no |  |  | 1325159.027 | 15318379.396 |  | -1
node_1325274_143_15293274_088 |  |  | PQ | AN | 11.951 | 8105801 | no | no |  |  | no |  |  | 1325274.143 | 15293274.088 |  | -1
node_1325332_401_15299183_25 |  |  | PQ | AN | 2771.281 | 8105801 | no | no |  |  | no |  |  | 1325332.401 | 15299183.25 |  | -1
node_1325367_278_15318575_1 |  |  | PQ | AN | 2771.281 | 8105801 | no | no |  |  | no |  |  | 1325367.278 | 15318575.1 |  | -1
node_1325490_504_15318815_122 |  |  | PQ | AN | 2771.281 | 8105801 | no | no |  |  | no |  |  | 1325490.504 | 15318815.122 |  | -1
node_1325580_204_15311971_679 |  |  | PQ | AN | 2771.281 | 8105801 | no | no |  |  | no |  |  | 1325580.204 | 15311971.679 |  | -1
node_1325720_793_15293119_488 |  |  | PQ | AN | 11.951 | 8105801 | no | no |  |  | no |  |  | 1325720.793 | 15293119.488 |  | -1
node_1325912_203_15299131_981 |  |  | PQ | AN | 2771.281 | 8105801 | no | no |  |  | no |  |  | 1325912.203 | 15299131.981 |  | -1
node_1325941_871_15311492_659 |  |  | PQ | AN | 2771.281 | 8105801 | no | no |  |  | no |  |  | 1325941.871 | 15311492.659 |  | -1
node_1325976_096_15311333_354 |  |  | PQ | AN | 2771.281 | 8105801 | no | no |  |  | no |  |  | 1325976.096 | 15311333.354 |  | -1
node_1326011_254_15297039_706 |  |  | PQ | ABCN | 19918.584 | 8105801 | no | no |  |  | no |  |  | 1326011.254 | 15297039.706 |  | -1
node_1326017_414_15299541_655 |  |  | PQ | AN | 2771.281 | 8105801 | no | no |  |  | no |  |  | 1326017.414 | 15299541.655 |  | -1
node_1326036_069_15299213_299 |  |  | PQ | AN | 2771.281 | 8105801 | no | no |  |  | no |  |  | 1326036.069 | 15299213.299 |  | -1
node_1326174_911_15311100_07 |  |  | PQ | AD | 2771.281 | 8105801 | no | no |  |  | no |  |  | 1326174.911 | 15311100.07 |  | -1
node_1326186_15292803_15 |  |  | PQ | AN | 11.951 | 8105801 | no | no |  |  | no |  |  | 1326186 | 15292803.15 |  | -1
node_1326355_806_15310745_349 |  |  | PQ | AN | 2771.281 | 8105801 | no | no |  |  | no |  |  | 1326355.806 | 15310745.349 |  | -1
node_1326388_966_15297131_209 |  |  | PQ | ABCN | 19918.584 | 8105801 | no | no |  |  | no |  |  | 1326388.966 | 15297131.209 |  | -1
node_1326581_307_15310318_136 |  |  | PQ | AN | 2771.281 | 8105801 | no | no |  |  | no |  |  | 1326581.307 | 15310318.136 |  | -1
node_1326691_243_15292659_49 |  |  | PQ | AN | 11.951 | 8105801 | no | no |  |  | no |  |  | 1326691.243 | 15292659.49 |  | -1
node_1326777_689_15297053_054 |  |  | PQ | ABCN | 19918.584 | 8105801 | no | no |  |  | no |  |  | 1326777.689 | 15297053.054 |  | -1
node_1326990_942_15297115_398 |  |  | PQ | ABCN | 19918.584 | 8105801 | no | no |  |  | no |  |  | 1326990.942 | 15297115.398 |  | -1
node_1327028_044_15291941_289 |  |  | PQ | AN | 11.951 | 8105801 | no | no |  |  | no |  |  | 1327028.044 | 15291941.289 |  | -1
node_1327035_777_15287325_858 |  |  | PQ | ABCN | 19918.584 | 8105801 | no | no |  |  | no |  |  | 1327035.777 | 15287325.858 |  | -1
node_1327054_869_15287333_301 |  |  | PQ | ABCN | 19918.584 | 8105801 | no | no |  |  | no |  |  | 1327054.869 | 15287333.301 |  | -1
node_1327074_706_15287333_872 |  |  | PQ | ABCN | 19918.584 | 8105801 | no | no |  |  | no |  |  | 1327074.706 | 15287333.872 |  | -1
node_1327184_364_15292138_316 |  |  | PQ | AN | 11.951 | 8105801 | no | no |  |  | no |  |  | 1327184.364 | 15292138.316 |  | -1
node_1327246_918_15308934_296 |  |  | PQ | AN | 2771.281 | 8105801 | no | no |  |  | no |  |  | 1327246.918 | 15308934.296 |  | -1
node_1327266_732_15308576_895 |  |  | PQ | AN | 2771.281 | 8105801 | no | no |  |  | no |  |  | 1327266.732 | 15308576.895 |  | -1
node_1327272_254_15287618_101 |  |  | PQ | AN | 19918.584 | 8105801 | no | no |  |  | no |  |  | 1327272.254 | 15287618.101 |  | -1
node_1327278_809_15308227_223 |  |  | PQ | AN | 2771.281 | 8105801 | no | no |  |  | no |  |  | 1327278.809 | 15308227.223 |  | -1
node_1327288_161_15307852_789 |  |  | PQ | AN | 2771.281 | 8105801 | no | no |  |  | no |  |  | 1327288.161 | 15307852.789 |  | -1
node_1327318_301_15307010_625 |  |  | PQ | AN | 2771.281 | 8105801 | no | no |  |  | no |  |  | 1327318.301 | 15307010.625 |  | -1
node_1327456_211_15297096_257 |  |  | PQ | ABCN | 19918.584 | 8105801 | no | no |  |  | no |  |  | 1327456.211 | 15297096.257 |  | -1
node_1327623_464_15294044_538 |  |  | PQ | AN | 19918.584 | 8105801 | no | no |  |  | no |  |  | 1327623.464 | 15294044.538 |  | -1
node_1327632_762_15291527_166 |  |  | PQ | AN | 11.951 | 8105801 | no | no |  |  | no |  |  | 1327632.762 | 15291527.166 |  | -1
node_1327696_841_15287306_443 |  |  | PQ | ABCN | 19918.584 | 8105801 | no | no |  |  | no |  |  | 1327696.841 | 15287306.443 |  | -1
node_1327768_071_15292674_445 |  |  | PQ | AN | 11.951 | 8105801 | no | no |  |  | no |  |  | 1327768.071 | 15292674.445 |  | -1
node_1327843_319_15297128_113 |  |  | PQ | ABCN | 19918.584 | 8105801 | no | no |  |  | no |  |  | 1327843.319 | 15297128.113 |  | -1
node_1327859_561_15293580_822 |  |  | PQ | AN | 19918.584 | 8105801 | no | no |  |  | no |  |  | 1327859.561 | 15293580.822 |  | -1
node_1327867_965_15305808_742 |  |  | PQ | AN | 2771.281 | 8105801 | no | no |  |  | no |  |  | 1327867.965 | 15305808.742 |  | -1
node_1327907_989_15290199_814 |  |  | PQ | ABN | 19918.584 | 8105801 | no | no |  |  | no |  |  | 1327907.989 | 15290199.814 |  | -1
node_1327917_848_15290176_815 |  |  | PQ | ABN | 19918.584 | 8105801 | no | no |  |  | no |  |  | 1327917.848 | 15290176.815 |  | -1
node_1327946_17_15291204_23 |  |  | PQ | AN | 11.951 | 8105801 | no | no |  |  | no |  |  | 1327946.17 | 15291204.23 |  | -1
node_1327985_329_15291724_373 |  |  | PQ | AN | 11.951 | 8105801 | no | no |  |  | no |  |  | 1327985.329 | 15291724.373 |  | -1
node_1328000_312_15301865_473 |  |  | PQ | AN | 19918.584 | 8105801 | no | no |  |  | no |  |  | 1328000.312 | 15301865.473 |  | -1
node_1328099_917_15294739_076 |  |  | PQ | ABCN | 19918.584 | 8105801 | no | no |  |  | no |  |  | 1328099.917 | 15294739.076 |  | -1
node_1328106_797_15295097_369 |  |  | PQ | ABCN | 19918.584 | 8105801 | no | no |  |  | no |  |  | 1328106.797 | 15295097.369 |  | -1
node_1328130_21_15293355_023 |  |  | PQ | AN | 19918.584 | 8105801 | no | no |  |  | no |  |  | 1328130.21 | 15293355.023 |  | -1
node_1328136_856_15294600_043 |  |  | PQ | ABCN | 19918.584 | 8105801 | no | no |  |  | no |  |  | 1328136.856 | 15294600.043 |  | -1
node_1328156_618_15287328_589 |  |  | PQ | ABCN | 19918.584 | 8105801 | no | no |  |  | no |  |  | 1328156.618 | 15287328.589 |  | -1
node_1328170_828_15290968_681 |  |  | PQ | AN | 11.951 | 8105801 | no | no |  |  | no |  |  | 1328170.828 | 15290968.681 |  | -1
node_1328174_058_15303272_481 |  |  | PQ | AN | 19918.584 | 8105801 | no | no |  |  | no |  |  | 1328174.058 | 15303272.481 |  | -1
node_1328195_759_15296715_715 |  |  | PQ | ABCN | 19918.584 | 8105801 | no | no |  |  | no |  |  | 1328195.759 | 15296715.715 |  | -1
node_1328224_407_15305548_494 |  |  | PQ | AN | 2771.281 | 8105801 | no | no |  |  | no |  |  | 1328224.407 | 15305548.494 |  | -1
node_1328269_472_15297900_908 |  |  | PQ | AN | 19918.584 | 8105801 | no | no |  |  | no |  |  | 1328269.472 | 15297900.908 |  | -1
node_1328272_323_15294378_03 |  |  | PQ | ABCN | 19918.584 | 8105801 | no | no |  |  | no |  |  | 1328272.323 | 15294378.03 |  | -1
node_1328282_467_15293948_565 |  |  | PQ | ABCN | 19918.584 | 8105801 | no | no |  |  | no |  |  | 1328282.467 | 15293948.565 |  | -1
node_1328291_083_15293617_405 |  |  | PQ | ABCN | 19918.584 | 8105801 | no | no |  |  | no |  |  | 1328291.083 | 15293617.405 |  | -1
node_1328312_68_15297216_711 |  |  | PQ | ABCN | 19918.584 | 8105801 | no | no |  |  | no |  |  | 1328312.68 | 15297216.711 |  | -1
node_1328379_752_15290665_446 |  |  | PQ | ABN | 19918.584 | 8105801 | no | no |  |  | no |  |  | 1328379.752 | 15290665.446 |  | -1
node_1328387_634_15290641_095 |  |  | PQ | ABN | 19918.584 | 8105801 | no | no |  |  | no |  |  | 1328387.634 | 15290641.095 |  | -1
node_1328404_641_15289167_109 |  |  | PQ | AN | 19918.584 | 8105801 | no | no |  |  | no |  |  | 1328404.641 | 15289167.109 |  | -1
node_1328433_467_15305369_614 |  |  | PQ | AN | 2771.281 | 8105801 | no | no |  |  | no |  |  | 1328433.467 | 15305369.614 |  | -1
node_1328443_811_15295095_051 |  |  | PQ | AN | 19918.584 | 8105801 | no | no |  |  | no |  |  | 1328443.811 | 15295095.051 |  | -1
node_1328466_139_15293411_568 |  |  | PQ | ABCN | 19918.584 | 8105801 | no | no |  |  | no |  |  | 1328466.139 | 15293411.568 |  | -1
node_1328468_741_15290264_537 |  |  | PQ | ABN | 19918.584 | 8105801 | no | no |  |  | no |  |  | 1328468.741 | 15290264.537 |  | -1
node_1328496_315_15289759_119 |  |  | PQ | ABCN | 19918.584 | 8105801 | no | no |  |  | no |  |  | 1328496.315 | 15289759.119 |  | -1
node_1328497_317_15300774_922 |  |  | PQ | AN | 19918.584 | 8105801 | no | no |  |  | no |  |  | 1328497.317 | 15300774.922 |  | -1
node_1328502_856_15303108_102 |  |  | PQ | AN | 19918.584 | 8105801 | no | no |  |  | no |  |  | 1328502.856 | 15303108.102 |  | -1
node_1328513_255_15287274_599 |  |  | PQ | ABCN | 19918.584 | 8105801 | no | no |  |  | no |  |  | 1328513.255 | 15287274.599 |  | -1
node_1328515_926_15320608_936 |  |  | PQ | AN | 2771.281 | 8105801 | no | no |  |  | no |  |  | 1328515.926 | 15320608.936 |  | -1
node_1328533_509_15293151_145 |  |  | PQ | ABCN | 19918.584 | 8105801 | no | no |  |  | no |  |  | 1328533.509 | 15293151.145 |  | -1
node_1328545_627_15289599_077 |  |  | PQ | ABCN | 19918.584 | 8105801 | no | no |  |  | no |  |  | 1328545.627 | 15289599.077 |  | -1
node_1328560_402_15289396_908 |  |  | PQ | ABCN | 19918.584 | 8105801 | no | no |  |  | no |  |  | 1328560.402 | 15289396.908 |  | -1
node_1328567_239_15289371_986 |  |  | PQ | ABCN | 19918.584 | 8105801 | no | no |  |  | no |  |  | 1328567.239 | 15289371.986 |  | -1
node_1328635_858_15295263_8 |  |  | PQ | AN | 19918.584 | 8105801 | no | no |  |  | no |  |  | 1328635.858 | 15295263.8 |  | -1
node_1328652_614_15287372_242 |  |  | PQ | ABCN | 19918.584 | 8105801 | no | no |  |  | no |  |  | 1328652.614 | 15287372.242 |  | -1
node_1328689_303_15290090_897 |  |  | PQ | ABCN | 19918.584 | 8105801 | no | no |  |  | no |  |  | 1328689.303 | 15290090.897 |  | -1
node_1328719_595_15300493_15 |  |  | PQ | AN | 19918.584 | 8105801 | no | no |  |  | no |  |  | 1328719.595 | 15300493.15 |  | -1
node_1328743_226_15287931_463 |  |  | PQ | AN | 19918.584 | 8105801 | no | no |  |  | no |  |  | 1328743.226 | 15287931.463 |  | -1
node_1328749_311_15297511_619 |  |  | PQ | AN | 19918.584 | 8105801 | no | no |  |  | no |  |  | 1328749.311 | 15297511.619 |  | -1
node_1328788_829_15314524_927 |  |  | PQ | AN | 2771.281 | 8105801 | no | no |  |  | no |  |  | 1328788.829 | 15314524.927 |  | -1
node_1328791_022_15302927_304 |  |  | PQ | AN | 19918.584 | 8105801 | no | no |  |  | no |  |  | 1328791.022 | 15302927.304 |  | -1
node_1328804_171_15320448_258 |  |  | PQ | AN | 2771.281 | 8105801 | no | no |  |  | no |  |  | 1328804.171 | 15320448.258 |  | -1
node_1328822_778_15298131_233 |  |  | PQ | AN | 19918.584 | 8105801 | no | no |  |  | no |  |  | 1328822.778 | 15298131.233 |  | -1
node_1328825_256_15289084_474 |  |  | PQ | ABCN | 19918.584 | 8105801 | no | no |  |  | no |  |  | 1328825.256 | 15289084.474 |  | -1
node_1328863_152_15304931_622 |  |  | PQ | AN | 2771.281 | 8105801 | no | no |  |  | no |  |  | 1328863.152 | 15304931.622 |  | -1
node_1328908_079_15301701_839 |  |  | PQ | AN | 19918.584 | 8105801 | no | no |  |  | no |  |  | 1328908.079 | 15301701.839 |  | -1
node_1328924_608_15299536_694 |  |  | PQ | AN | 19918.584 | 8105801 | no | no |  |  | no |  |  | 1328924.608 | 15299536.694 |  | -1
node_1328934_307_15301896_42 |  |  | PQ | AN | 19918.584 | 8105801 | no | no |  |  | no |  |  | 1328934.307 | 15301896.42 |  | -1
node_1328934_611_15287399_571 |  |  | PQ | ABCN | 19918.584 | 8105801 | no | no |  |  | no |  |  | 1328934.611 | 15287399.571 |  | -1
node_1328950_031_15301477_519 |  |  | PQ | AN | 19918.584 | 8105801 | no | no |  |  | no |  |  | 1328950.031 | 15301477.519 |  | -1
node_1328954_403_15287397_956 |  |  | PQ | ABCN | 19918.584 | 8105801 | no | no |  |  | no |  |  | 1328954.403 | 15287397.956 |  | -1
node_1329017_798_15290123_69 |  |  | PQ | ABCN | 19918.584 | 8105801 | no | no |  |  | no |  |  | 1329017.798 | 15290123.69 |  | -1
node_1329033_861_15297653_829 |  |  | PQ | AN | 19918.584 | 8105801 | no | no |  |  | no |  |  | 1329033.861 | 15297653.829 |  | -1
node_1329034_08_15302762_888 |  |  | PQ | AN | 19918.584 | 8105801 | no | no |  |  | no |  |  | 1329034.08 | 15302762.888 |  | -1
node_1329045_446_15295270_597 |  |  | PQ | AN | 19918.584 | 8105801 | no | no |  |  | no |  |  | 1329045.446 | 15295270.597 |  | -1
node_1329051_261_15320405_05 |  |  | PQ | AN | 2771.281 | 8105801 | no | no |  |  | no |  |  | 1329051.261 | 15320405.05 |  | -1
node_1329078_977_15314447_099 |  |  | PQ | AN | 2771.281 | 8105801 | no | no |  |  | no |  |  | 1329078.977 | 15314447.099 |  | -1
node_1329088_575_15304637_858 |  |  | PQ | AN | 2771.281 | 8105801 | no | no |  |  | no |  |  | 1329088.575 | 15304637.858 |  | -1
node_1329133_505_15288124_321 |  |  | PQ | ABCN | 19918.584 | 8105801 | no | no |  |  | no |  |  | 1329133.505 | 15288124.321 |  | -1
node_1329140_879_15287819_061 |  |  | PQ | ABCN | 19918.584 | 8105801 | no | no |  |  | no |  |  | 1329140.879 | 15287819.061 |  | -1
node_1329196_164_15297697_588 |  |  | PQ | AN | 19918.584 | 8105801 | no | no |  |  | no |  |  | 1329196.164 | 15297697.588 |  | -1
node_1329205_646_15287555_807 |  |  | PQ | ABCN | 19918.584 | 8105801 | no | no |  |  | no |  |  | 1329205.646 | 15287555.807 |  | -1
node_1329298_376_15286804_013 |  |  | PQ | AN | 2771.281 | 8105801 | no | no |  |  | no |  |  | 1329298.376 | 15286804.013 |  | -1
node_1329317_771_15304343_574 |  |  | PQ | AN | 2771.281 | 8105801 | no | no |  |  | no |  |  | 1329317.771 | 15304343.574 |  | -1
node_1329318_354_15292242_637 |  |  | PQ | ABCN | 19918.584 | 8105801 | no | no |  |  | no |  |  | 1329318.354 | 15292242.637 |  | -1
node_1329347_701_15295279_226 |  |  | PQ | AN | 19918.584 | 8105801 | no | no |  |  | no |  |  | 1329347.701 | 15295279.226 |  | -1
node_1329352_101_15286567_184 |  |  | PQ | AN | 2771.281 | 8105801 | no | no |  |  | no |  |  | 1329352.101 | 15286567.184 |  | -1
node_1329359_401_15320596_319 |  |  | PQ | AN | 2771.281 | 8105801 | no | no |  |  | no |  |  | 1329359.401 | 15320596.319 |  | -1
node_1329385_442_15302980_73 |  |  | PQ | AN | 19918.584 | 8105801 | no | no |  |  | no |  |  | 1329385.442 | 15302980.73 |  | -1
node_1329395_291_15288990_972 |  |  | PQ | AN | 19918.584 | 8105801 | no | no |  |  | no |  |  | 1329395.291 | 15288990.972 |  | -1
node_1329474_145_15287131_65 |  |  | PQ | AN | 19918.584 | 8105801 | no | no |  |  | no |  |  | 1329474.145 | 15287131.65 |  | -1
node_1329483_794_15286684_027 |  |  | PQ | AN | 2771.281 | 8105801 | no | no |  |  | no |  |  | 1329483.794 | 15286684.027 |  | -1
node_1329505_59_15286445_45 |  |  | PQ | AN | 2771.281 | 8105801 | no | no |  |  | no |  |  | 1329505.59 | 15286445.45 |  | -1
node_1329530_445_15315394_505 |  |  | PQ | AN | 2771.281 | 8105801 | no | no |  |  | no |  |  | 1329530.445 | 15315394.505 |  | -1
node_1329558_316_15285578_249 |  |  | PQ | AN | 2771.281 | 8105801 | no | no |  |  | no |  |  | 1329558.316 | 15285578.249 |  | -1
node_1329559_546_15291744_367 |  |  | PQ | ABCN | 19918.584 | 8105801 | no | no |  |  | no |  |  | 1329559.546 | 15291744.367 |  | -1
node_1329579_597_15292008_84 |  |  | PQ | ABCN | 19918.584 | 8105801 | no | no |  |  | no |  |  | 1329579.597 | 15292008.84 |  | -1
node_1329585_365_15314351_019 |  |  | PQ | AN | 2771.281 | 8105801 | no | no |  |  | no |  |  | 1329585.365 | 15314351.019 |  | -1
node_1329599_542_15291546_424 |  |  | PQ | ABCN | 19918.584 | 8105801 | no | no |  |  | no |  |  | 1329599.542 | 15291546.424 |  | -1
node_1329608_465_15320598_116 |  |  | PQ | AN | 2771.281 | 8105801 | no | no |  |  | no |  |  | 1329608.465 | 15320598.116 |  | -1
node_1329626_612_15289228_969 |  |  | PQ | AN | 19918.584 | 8105801 | no | no |  |  | no |  |  | 1329626.612 | 15289228.969 |  | -1
node_1329642_145_15295288_64 |  |  | PQ | AN | 19918.584 | 8105801 | no | no |  |  | no |  |  | 1329642.145 | 15295288.64 |  | -1
node_1329648_045_15290066_943 |  |  | PQ | ABCN | 19918.584 | 8105801 | no | no |  |  | no |  |  | 1329648.045 | 15290066.943 |  | -1
node_1329654_035_15303284_954 |  |  | PQ | AN | 19918.584 | 8105801 | no | no |  |  | no |  |  | 1329654.035 | 15303284.954 |  | -1
node_1329654_233_15304210_486 |  |  | PQ | AN | 2771.281 | 8105801 | no | no |  |  | no |  |  | 1329654.233 | 15304210.486 |  | -1
node_1329695_039_15291120_447 |  |  | PQ | ABCN | 19918.584 | 8105801 | no | no |  |  | no |  |  | 1329695.039 | 15291120.447 |  | -1
node_1329709_029_15288989_235 |  |  | PQ | AN | 19918.584 | 8105801 | no | no |  |  | no |  |  | 1329709.029 | 15288989.235 |  | -1
node_1329714_668_15284859_304 |  |  | PQ | AN | 2771.281 | 8105801 | no | no |  |  | no |  |  | 1329714.668 | 15284859.304 |  | -1
node_1329719_04_15291329_84 |  |  | PQ | ABCN | 19918.584 | 8105801 | no | no |  |  | no |  |  | 1329719.04 | 15291329.84 |  | -1
node_1329726_109_15313434_812 |  |  | PQ | AN | 2771.281 | 8105801 | no | no |  |  | no |  |  | 1329726.109 | 15313434.812 |  | -1
node_1329729_511_15315017_058 |  |  | PQ | AN | 2771.281 | 8105801 | no | no |  |  | no |  |  | 1329729.511 | 15315017.058 |  | -1
node_1329747_201_15290735_399 |  |  | PQ | ABCN | 19918.584 | 8105801 | no | no |  |  | no |  |  | 1329747.201 | 15290735.399 |  | -1
node_1329761_035_15320394_548 |  |  | PQ | AN | 2771.281 | 8105801 | no | no |  |  | no |  |  | 1329761.035 | 15320394.548 |  | -1
node_1329769_084_15290476_285 |  |  | PQ | ABCN | 19918.584 | 8105801 | no | no |  |  | no |  |  | 1329769.084 | 15290476.285 |  | -1
node_1329778_935_15285966_402 |  |  | PQ | AN | 2771.281 | 8105801 | no | no |  |  | no |  |  | 1329778.935 | 15285966.402 |  | -1
node_1329803_598_15290958_429 |  |  | PQ | ABCN | 19918.584 | 8105801 | no | no |  |  | no |  |  | 1329803.598 | 15290958.429 |  | -1
node_1329809_54_15315374_512 |  |  | PQ | AN | 2771.281 | 8105801 | no | no |  |  | no |  |  | 1329809.54 | 15315374.512 |  | -1
node_1329809_863_15291719_374 |  |  | PQ | AN | 19918.584 | 8105801 | no | no |  |  | no |  |  | 1329809.863 | 15291719.374 |  | -1
node_1329896_443_15303998_339 |  |  | PQ | AN | 2771.281 | 8105801 | no | no |  |  | no |  |  | 1329896.443 | 15303998.339 |  | -1
node_1329908_797_15283879_865 |  |  | PQ | AD | 2771.281 | 8105801 | no | no |  |  | no |  |  | 1329908.797 | 15283879.865 |  | -1
node_1329934_64_15283366_261 |  |  | PQ | AN | 2771.281 | 8105801 | no | no |  |  | no |  |  | 1329934.64 | 15283366.261 |  | -1
node_1329953_93_15290080_373 |  |  | PQ | AN | 19918.584 | 8105801 | no | no |  |  | no |  |  | 1329953.93 | 15290080.373 |  | -1
node_1329955_23_15316322_642 |  |  | PQ | AN | 2771.281 | 8105801 | no | no |  |  | no |  |  | 1329955.23 | 15316322.642 |  | -1
node_1329962_001_15303633_576 |  |  | PQ | AN | 19918.584 | 8105801 | no | no |  |  | no |  |  | 1329962.001 | 15303633.576 |  | -1
node_1330026_902_15291145_12 |  |  | PQ | AN | 19918.584 | 8105801 | no | no |  |  | no |  |  | 1330026.902 | 15291145.12 |  | -1
node_1330054_028_15282868_428 |  |  | PQ | AN | 2771.281 | 8105801 | no | no |  |  | no |  |  | 1330054.028 | 15282868.428 |  | -1
node_1330065_339_15289190_066 |  |  | PQ | AN | 19918.584 | 8105801 | no | no |  |  | no |  |  | 1330065.339 | 15289190.066 |  | -1
node_1330202_758_15290094_051 |  |  | PQ | AN | 19918.584 | 8105801 | no | no |  |  | no |  |  | 1330202.758 | 15290094.051 |  | -1
node_1330213_534_15309248_891 |  |  | PQ | AN | 2771.281 | 8105801 | no | no |  |  | no |  |  | 1330213.534 | 15309248.891 |  | -1
node_1330268_413_15317123_219 |  |  | PQ | AN | 2771.281 | 8105801 | no | no |  |  | no |  |  | 1330268.413 | 15317123.219 |  | -1
node_1330270_887_15292589_798 |  |  | PQ | AN | 19918.584 | 8105801 | no | no |  |  | no |  |  | 1330270.887 | 15292589.798 |  | -1
node_1330279_938_15304776_846 |  |  | PQ | AN | 2771.281 | 8105801 | no | no |  |  | no |  |  | 1330279.938 | 15304776.846 |  | -1
node_1330281_372_15311654_81 |  |  | PQ | AN | 2771.281 | 8105801 | no | no |  |  | no |  |  | 1330281.372 | 15311654.81 |  | -1
node_1330318_578_15304104_615 |  |  | PQ | AN | 2771.281 | 8105801 | no | no |  |  | no |  |  | 1330318.578 | 15304104.615 |  | -1
node_1330326_033_15320025_117 |  |  | PQ | AN | 2771.281 | 8105801 | no | no |  |  | no |  |  | 1330326.033 | 15320025.117 |  | -1
node_1330328_219_15320187_224 |  |  | PQ | AD | 2771.281 | 8105801 | no | no |  |  | no |  |  | 1330328.219 | 15320187.224 |  | -1
node_1330340_208_15320316_274 |  |  | PQ | AN | 2771.281 | 8105801 | no | no |  |  | no |  |  | 1330340.208 | 15320316.274 |  | -1
node_1330359_239_15312068_996 |  |  | PQ | AN | 2771.281 | 8105801 | no | no |  |  | no |  |  | 1330359.239 | 15312068.996 |  | -1
node_1330361_562_15304958_557 |  |  | PQ | AN | 2771.281 | 8105801 | no | no |  |  | no |  |  | 1330361.562 | 15304958.557 |  | -1
node_1330366_568_15310668_322 |  |  | PQ | AN | 2771.281 | 8105801 | no | no |  |  | no |  |  | 1330366.568 | 15310668.322 |  | -1
node_1330366_575_15282660_908 |  |  | PQ | AN | 2771.281 | 8105801 | no | no |  |  | no |  |  | 1330366.575 | 15282660.908 |  | -1
node_1330376_296_15283167_061 |  |  | PQ | AN | 2771.281 | 8105801 | no | no |  |  | no |  |  | 1330376.296 | 15283167.061 |  | -1
node_1330390_878_15306589_763 |  |  | PQ | AN | 2771.281 | 8105801 | no | no |  |  | no |  |  | 1330390.878 | 15306589.763 |  | -1
node_1330417_279_15319488_824 |  |  | PQ | AN | 2771.281 | 8105801 | no | no |  |  | no |  |  | 1330417.279 | 15319488.824 |  | -1
node_1330438_104_15295326_971 |  |  | PQ | AN | 2771.281 | 8105801 | no | no |  |  | no |  |  | 1330438.104 | 15295326.971 |  | -1
node_1330450_967_15318420_572 |  |  | PQ | AN | 2771.281 | 8105801 | no | no |  |  | no |  |  | 1330450.967 | 15318420.572 |  | -1
node_1330462_403_15310062_743 |  |  | PQ | AN | 2771.281 | 8105801 | no | no |  |  | no |  |  | 1330462.403 | 15310062.743 |  | -1
node_1330464_646_15304304_695 |  |  | PQ | AN | 2771.281 | 8105801 | no | no |  |  | no |  |  | 1330464.646 | 15304304.695 |  | -1
node_1330472_522_15320655_383 |  |  | PQ | AN | 2771.281 | 8105801 | no | no |  |  | no |  |  | 1330472.522 | 15320655.383 |  | -1
node_1330483_217_15319692_025 |  |  | PQ | AN | 2771.281 | 8105801 | no | no |  |  | no |  |  | 1330483.217 | 15319692.025 |  | -1
node_1330523_231_15317344_51 |  |  | PQ | AN | 2771.281 | 8105801 | no | no |  |  | no |  |  | 1330523.231 | 15317344.51 |  | -1
node_1330563_483_15305656_538 |  |  | PQ | AN | 2771.281 | 8105801 | no | no |  |  | no |  |  | 1330563.483 | 15305656.538 |  | -1
node_1330566_649_15282104_96 |  |  | PQ | AN | 2771.281 | 8105801 | no | no |  |  | no |  |  | 1330566.649 | 15282104.96 |  | -1
node_1330632_592_15283636_376 |  |  | PQ | AN | 2771.281 | 8105801 | no | no |  |  | no |  |  | 1330632.592 | 15283636.376 |  | -1
node_1330660_818_15282837_949 |  |  | PQ | AN | 2771.281 | 8105801 | no | no |  |  | no |  |  | 1330660.818 | 15282837.949 |  | -1
node_1330664_67_15304351_708 |  |  | PQ | AN | 2771.281 | 8105801 | no | no |  |  | no |  |  | 1330664.67 | 15304351.708 |  | -1
node_1330676_081_15308196_395 |  |  | PQ | AN | 2771.281 | 8105801 | no | no |  |  | no |  |  | 1330676.081 | 15308196.395 |  | -1
node_1330701_654_15318334_043 |  |  | PQ | AN | 2771.281 | 8105801 | no | no |  |  | no |  |  | 1330701.654 | 15318334.043 |  | -1
node_1330703_481_15311253_255 |  |  | PQ | AN | 2771.281 | 8105801 | no | no |  |  | no |  |  | 1330703.481 | 15311253.255 |  | -1
node_1330711_037_15306448_537 |  |  | PQ | AN | 2771.281 | 8105801 | no | no |  |  | no |  |  | 1330711.037 | 15306448.537 |  | -1
node_1330714_299_15310593_466 |  |  | PQ | AN | 2771.281 | 8105801 | no | no |  |  | no |  |  | 1330714.299 | 15310593.466 |  | -1
node_1330724_612_15318700_51 |  |  | PQ | AN | 2771.281 | 8105801 | no | no |  |  | no |  |  | 1330724.612 | 15318700.51 |  | -1
node_1330764_291_15283436_619 |  |  | PQ | AN | 2771.281 | 8105801 | no | no |  |  | no |  |  | 1330764.291 | 15283436.619 |  | -1
node_1330766_883_15309396_692 |  |  | PQ | AN | 2771.281 | 8105801 | no | no |  |  | no |  |  | 1330766.883 | 15309396.692 |  | -1
node_1330771_229_15317676_002 |  |  | PQ | AN | 2771.281 | 8105801 | no | no |  |  | no |  |  | 1330771.229 | 15317676.002 |  | -1
node_1330803_489_15307098_018 |  |  | PQ | AN | 2771.281 | 8105801 | no | no |  |  | no |  |  | 1330803.489 | 15307098.018 |  | -1
node_1330813_203_15306753_766 |  |  | PQ | AN | 2771.281 | 8105801 | no | no |  |  | no |  |  | 1330813.203 | 15306753.766 |  | -1
node_1330838_357_15309608_007 |  |  | PQ | AN | 2771.281 | 8105801 | no | no |  |  | no |  |  | 1330838.357 | 15309608.007 |  | -1
node_1330922_011_15295344_904 |  |  | PQ | AN | 2771.281 | 8105801 | no | no |  |  | no |  |  | 1330922.011 | 15295344.904 |  | -1
node_1330948_279_15290142_079 |  |  | PQ | AN | 19918.584 | 8105801 | no | no |  |  | no |  |  | 1330948.279 | 15290142.079 |  | -1
node_1331000_592_15304408_593 |  |  | PQ | AN | 2771.281 | 8105801 | no | no |  |  | no |  |  | 1331000.592 | 15304408.593 |  | -1
node_1331026_871_15311262_63 |  |  | PQ | AN | 2771.281 | 8105801 | no | no |  |  | no |  |  | 1331026.871 | 15311262.63 |  | -1
node_1331123_141_15294653_707 |  |  | PQ | AN | 2771.281 | 8105801 | no | no |  |  | no |  |  | 1331123.141 | 15294653.707 |  | -1
node_1331142_106_15307860_898 |  |  | PQ | AN | 2771.281 | 8105801 | no | no |  |  | no |  |  | 1331142.106 | 15307860.898 |  | -1
node_1331182_127_15290042_971 |  |  | PQ | AN | 19918.584 | 8105801 | no | no |  |  | no |  |  | 1331182.127 | 15290042.971 |  | -1
node_1331187_166_15290457_263 |  |  | PQ | AN | 19918.584 | 8105801 | no | no |  |  | no |  |  | 1331187.166 | 15290457.263 |  | -1
node_1331227_542_15281294_127 |  |  | PQ | AD | 2771.281 | 8105801 | no | no |  |  | no |  |  | 1331227.542 | 15281294.127 |  | -1
node_1331247_274_15295573_364 |  |  | PQ | AN | 2771.281 | 8105801 | no | no |  |  | no |  |  | 1331247.274 | 15295573.364 |  | -1
node_1331281_432_15292850_262 |  |  | PQ | AN | 2771.281 | 8105801 | no | no |  |  | no |  |  | 1331281.432 | 15292850.262 |  | -1
node_1331296_541_15318794_447 |  |  | PQ | AN | 2771.281 | 8105801 | no | no |  |  | no |  |  | 1331296.541 | 15318794.447 |  | -1
node_1331312_285_15295347_107 |  |  | PQ | AN | 2771.281 | 8105801 | no | no |  |  | no |  |  | 1331312.285 | 15295347.107 |  | -1
node_1331364_942_15304606_313 |  |  | PQ | AN | 2771.281 | 8105801 | no | no |  |  | no |  |  | 1331364.942 | 15304606.313 |  | -1
node_1331370_322_15294369_911 |  |  | PQ | AN | 2771.281 | 8105801 | no | no |  |  | no |  |  | 1331370.322 | 15294369.911 |  | -1
node_1331408_366_15290120_741 |  |  | PQ | AN | 19918.584 | 8105801 | no | no |  |  | no |  |  | 1331408.366 | 15290120.741 |  | -1
node_1331422_264_15311283_087 |  |  | PQ | AN | 2771.281 | 8105801 | no | no |  |  | no |  |  | 1331422.264 | 15311283.087 |  | -1
node_1331434_874_15293632_636 |  |  | PQ | AN | 2771.281 | 8105801 | no | no |  |  | no |  |  | 1331434.874 | 15293632.636 |  | -1
node_1331504_415_15294985_812 |  |  | PQ | AN | 2771.281 | 8105801 | no | no |  |  | no |  |  | 1331504.415 | 15294985.812 |  | -1
node_1331559_078_15307878_235 |  |  | PQ | AN | 2771.281 | 8105801 | no | no |  |  | no |  |  | 1331559.078 | 15307878.235 |  | -1
node_1331591_46_15304708_07 |  |  | PQ | AN | 2771.281 | 8105801 | no | no |  |  | no |  |  | 1331591.46 | 15304708.07 |  | -1
node_1331614_019_15295386_933 |  |  | PQ | AN | 2771.281 | 8105801 | no | no |  |  | no |  |  | 1331614.019 | 15295386.933 |  | -1
node_1331668_701_15318636_646 |  |  | PQ | AN | 2771.281 | 8105801 | no | no |  |  | no |  |  | 1331668.701 | 15318636.646 |  | -1
node_1331714_149_15293409_567 |  |  | PQ | AN | 2771.281 | 8105801 | no | no |  |  | no |  |  | 1331714.149 | 15293409.567 |  | -1
node_1331732_678_15294701_624 |  |  | PQ | AN | 2771.281 | 8105801 | no | no |  |  | no |  |  | 1331732.678 | 15294701.624 |  | -1
node_1331783_342_15292157_127 |  |  | PQ | AN | 2771.281 | 8105801 | no | no |  |  | no |  |  | 1331783.342 | 15292157.127 |  | -1
node_1331851_252_15304822_578 |  |  | PQ | AN | 2771.281 | 8105801 | no | no |  |  | no |  |  | 1331851.252 | 15304822.578 |  | -1
node_1331852_644_15280754_918 |  |  | PQ | AN | 2771.281 | 8105801 | no | no |  |  | no |  |  | 1331852.644 | 15280754.918 |  | -1
node_1331982_053_15295379_968 |  |  | PQ | AN | 2771.281 | 8105801 | no | no |  |  | no |  |  | 1331982.053 | 15295379.968 |  | -1
node_1331985_346_15311382_317 |  |  | PQ | AN | 2771.281 | 8105801 | no | no |  |  | no |  |  | 1331985.346 | 15311382.317 |  | -1
node_1332027_972_15318349_282 |  |  | PQ | AN | 2771.281 | 8105801 | no | no |  |  | no |  |  | 1332027.972 | 15318349.282 |  | -1
node_1332054_557_15305169_343 |  |  | PQ | AN | 2771.281 | 8105801 | no | no |  |  | no |  |  | 1332054.557 | 15305169.343 |  | -1
node_1332121_592_15292448_68 |  |  | PQ | AN | 2771.281 | 8105801 | no | no |  |  | no |  |  | 1332121.592 | 15292448.68 |  | -1
node_1332123_428_15294030_627 |  |  | PQ | AN | 2771.281 | 8105801 | no | no |  |  | no |  |  | 1332123.428 | 15294030.627 |  | -1
node_1332178_712_15311314_419 |  |  | PQ | AN | 2771.281 | 8105801 | no | no |  |  | no |  |  | 1332178.712 | 15311314.419 |  | -1
node_1332224_481_15293466_475 |  |  | PQ | AN | 2771.281 | 8105801 | no | no |  |  | no |  |  | 1332224.481 | 15293466.475 |  | -1
node_1332252_808_15293200_946 |  |  | PQ | AN | 2771.281 | 8105801 | no | no |  |  | no |  |  | 1332252.808 | 15293200.946 |  | -1
node_1332297_998_15318202_492 |  |  | PQ | AN | 2771.281 | 8105801 | no | no |  |  | no |  |  | 1332297.998 | 15318202.492 |  | -1
node_1332320_762_15295421_51 |  |  | PQ | AN | 2771.281 | 8105801 | no | no |  |  | no |  |  | 1332320.762 | 15295421.51 |  | -1
node_1332380_095_15305306_278 |  |  | PQ | AN | 2771.281 | 8105801 | no | no |  |  | no |  |  | 1332380.095 | 15305306.278 |  | -1
node_1332503_686_15280712_496 |  |  | PQ | AN | 2771.281 | 8105801 | no | no |  |  | no |  |  | 1332503.686 | 15280712.496 |  | -1
node_1332525_031_15295803_682 |  |  | PQ | AN | 2771.281 | 8105801 | no | no |  |  | no |  |  | 1332525.031 | 15295803.682 |  | -1
node_1332569_08_15311331_653 |  |  | PQ | AN | 2771.281 | 8105801 | no | no |  |  | no |  |  | 1332569.08 | 15311331.653 |  | -1
node_1332632_285_15305550_119 |  |  | PQ | AN | 2771.281 | 8105801 | no | no |  |  | no |  |  | 1332632.285 | 15305550.119 |  | -1
node_1332650_396_15295469_876 |  |  | PQ | AN | 2771.281 | 8105801 | no | no |  |  | no |  |  | 1332650.396 | 15295469.876 |  | -1
node_1332709_527_15305863_553 |  |  | PQ | AN | 2771.281 | 8105801 | no | no |  |  | no |  |  | 1332709.527 | 15305863.553 |  | -1
node_1332827_272_15295542_06 |  |  | PQ | AN | 2771.281 | 8105801 | no | no |  |  | no |  |  | 1332827.272 | 15295542.06 |  | -1
node_1333029_453_15295478_076 |  |  | PQ | AN | 2771.281 | 8105801 | no | no |  |  | no |  |  | 1333029.453 | 15295478.076 |  | -1
node_1333045_958_15280778_413 |  |  | PQ | AN | 2771.281 | 8105801 | no | no |  |  | no |  |  | 1333045.958 | 15280778.413 |  | -1
node_1333055_413_15306220_864 |  |  | PQ | AN | 2771.281 | 8105801 | no | no |  |  | no |  |  | 1333055.413 | 15306220.864 |  | -1
node_1333269_225_15306181_961 |  |  | PQ | AN | 2771.281 | 8105801 | no | no |  |  | no |  |  | 1333269.225 | 15306181.961 |  | -1
node_1333287_359_15305594_387 |  |  | PQ | AN | 2771.281 | 8105801 | no | no |  |  | no |  |  | 1333287.359 | 15305594.387 |  | -1
node_1333344_771_15280808_065 |  |  | PQ | AN | 2771.281 | 8105801 | no | no |  |  | no |  |  | 1333344.771 | 15280808.065 |  | -1
node_1333369_088_15304983_719 |  |  | PQ | AN | 2771.281 | 8105801 | no | no |  |  | no |  |  | 1333369.088 | 15304983.719 |  | -1
node_1333371_621_15295546_77 |  |  | PQ | AN | 2771.281 | 8105801 | no | no |  |  | no |  |  | 1333371.621 | 15295546.77 |  | -1
node_1333403_178_15305432_025 |  |  | PQ | AN | 2771.281 | 8105801 | no | no |  |  | no |  |  | 1333403.178 | 15305432.025 |  | -1
node_1333469_78_15311368_686 |  |  | PQ | AN | 2771.281 | 8105801 | no | no |  |  | no |  |  | 1333469.78 | 15311368.686 |  | -1
node_1333556_424_15306423_199 |  |  | PQ | AN | 2771.281 | 8105801 | no | no |  |  | no |  |  | 1333556.424 | 15306423.199 |  | -1
node_1333613_631_15305889_101 |  |  | PQ | AN | 2771.281 | 8105801 | no | no |  |  | no |  |  | 1333613.631 | 15305889.101 |  | -1
node_1333724_75_15295549_116 |  |  | PQ | AN | 2771.281 | 8105801 | no | no |  |  | no |  |  | 1333724.75 | 15295549.116 |  | -1
node_1333747_949_15280893_863 |  |  | PQ | AN | 2771.281 | 8105801 | no | no |  |  | no |  |  | 1333747.949 | 15280893.863 |  | -1
node_1333841_991_15311382_516 |  |  | PQ | AN | 2771.281 | 8105801 | no | no |  |  | no |  |  | 1333841.991 | 15311382.516 |  | -1
node_1333960_389_15281077_956 |  |  | PQ | AN | 2771.281 | 8105801 | no | no |  |  | no |  |  | 1333960.389 | 15281077.956 |  | -1
node_1334024_143_15295560_659 |  |  | PQ | AN | 2771.281 | 8105801 | no | no |  |  | no |  |  | 1334024.143 | 15295560.659 |  | -1
node_1334133_322_15311426_809 |  |  | PQ | AN | 2771.281 | 8105801 | no | no |  |  | no |  |  | 1334133.322 | 15311426.809 |  | -1
node_1334332_378_15295577_731 |  |  | PQ | AN | 2771.281 | 8105801 | no | no |  |  | no |  |  | 1334332.378 | 15295577.731 |  | -1
node_1334357_035_15304892_16 |  |  | PQ | AN | 2771.281 | 8105801 | no | no |  |  | no |  |  | 1334357.035 | 15304892.16 |  | -1
node_1334663_578_15295396_836 |  |  | PQ | AN | 2771.281 | 8105801 | no | no |  |  | no |  |  | 1334663.578 | 15295396.836 |  | -1
node_1334932_125_15292404_943 |  |  | PQ | AN | 2771.281 | 8105801 | no | no |  |  | no |  |  | 1334932.125 | 15292404.943 |  | -1
node_1334955_232_15295364_107 |  |  | PQ | AN | 2771.281 | 8105801 | no | no |  |  | no |  |  | 1334955.232 | 15295364.107 |  | -1
node_1334976_829_15294887_265 |  |  | PQ | AN | 2771.281 | 8105801 | no | no |  |  | no |  |  | 1334976.829 | 15294887.265 |  | -1
node_1334977_24_15296358_271 |  |  | PQ | AN | 2771.281 | 8105801 | no | no |  |  | no |  |  | 1334977.24 | 15296358.271 |  | -1
node_1335060_328_15294469_65 |  |  | PQ | AN | 2771.281 | 8105801 | no | no |  |  | no |  |  | 1335060.328 | 15294469.65 |  | -1
node_1335103_603_15294298_349 |  |  | PQ | AN | 2771.281 | 8105801 | no | no |  |  | no |  |  | 1335103.603 | 15294298.349 |  | -1
node_1335133_582_15294000_412 |  |  | PQ | AN | 2771.281 | 8105801 | no | no |  |  | no |  |  | 1335133.582 | 15294000.412 |  | -1
node_1335156_052_15293739_461 |  |  | PQ | AD | 2771.281 | 8105801 | no | no |  |  | no |  |  | 1335156.052 | 15293739.461 |  | -1
node_1335272_071_15295549_094 |  |  | PQ | AN | 2771.281 | 8105801 | no | no |  |  | no |  |  | 1335272.071 | 15295549.094 |  | -1
node_1335293_92_15293063_148 |  |  | PQ | AN | 2771.281 | 8105801 | no | no |  |  | no |  |  | 1335293.92 | 15293063.148 |  | -1
node_1335322_419_15292665_017 |  |  | PQ | AN | 2771.281 | 8105801 | no | no |  |  | no |  |  | 1335322.419 | 15292665.017 |  | -1
node_1335322_779_15293750_489 |  |  | PQ | AN | 2771.281 | 8105801 | no | no |  |  | no |  |  | 1335322.779 | 15293750.489 |  | -1
node_1335885_128_15293247_121 |  |  | PQ | AN | 2771.281 | 8105801 | no | no |  |  | no |  |  | 1335885.128 | 15293247.121 |  | -1
node_1336050_637_15295478_698 |  |  | PQ | AN | 2771.281 | 8105801 | no | no |  |  | no |  |  | 1336050.637 | 15295478.698 |  | -1
node_1336370_657_15296298_34 |  |  | PQ | AN | 2771.281 | 8105801 | no | no |  |  | no |  |  | 1336370.657 | 15296298.34 |  | -1
node_1336598_602_15295410_286 |  |  | PQ | AN | 2771.281 | 8105801 | no | no |  |  | no |  |  | 1336598.602 | 15295410.286 |  | -1
node_1337085_691_15295270_376 |  |  | PQ | AN | 2771.281 | 8105801 | no | no |  |  | no |  |  | 1337085.691 | 15295270.376 |  | -1
node_1337389_287_15295136_038 |  |  | PQ | AN | 2771.281 | 8105801 | no | no |  |  | no |  |  | 1337389.287 | 15295136.038 |  | -1
node_1337834_425_15295050_538 |  |  | PQ | AN | 2771.281 | 8105801 | no | no |  |  | no |  |  | 1337834.425 | 15295050.538 |  | -1
node_1338320_236_15294801_143 |  |  | PQ | AN | 2771.281 | 8105801 | no | no |  |  | no |  |  | 1338320.236 | 15294801.143 |  | -1
node_8105801_200894532 |  |  | PQ | AN | 7199.558 | 8105801 | no | no |  |  | no |  |  | 1308707.624 | 15296799.591 |  | -1
node_8105801_200894533 |  |  | PQ | AN | 7199.558 | 8105801 | no | no |  |  | no |  |  | 1308808.736 | 15296583.78 |  | -1
node_8105801_200894780 |  |  | PQ | ABCN | 19918.584 | 8105801 | no | no |  |  | no |  |  | 1328934.603 | 15287292.129 |  | -1
node_8105801_200894782 |  |  | PQ | ABCN | 19918.584 | 8105801 | no | no |  |  | no |  |  | 1328657.467 | 15287336.203 |  | -1
node_8105801_200894783 |  |  | PQ | ABCN | 19918.584 | 8105801 | no | no |  |  | no |  |  | 1328510.217 | 15287309.715 |  | -1
node_8105801_200894784 |  |  | PQ | ABCN | 19918.584 | 8105801 | no | no |  |  | no |  |  | 1328305.002 | 15287303.776 |  | -1
node_8105801_200894785 |  |  | PQ | ABCN | 19918.584 | 8105801 | no | no |  |  | no |  |  | 1328158.115 | 15287291.906 |  | -1
node_8105801_200894786 |  |  | PQ | ABCN | 19918.584 | 8105801 | no | no |  |  | no |  |  | 1328050.243 | 15287291.02 |  | -1
node_8105801_200894787 |  |  | PQ | ABCN | 19918.584 | 8105801 | no | no |  |  | no |  |  | 1327868.641 | 15287282.236 |  | -1
node_8105801_200894789 |  |  | PQ | ABCN | 19918.584 | 8105801 | no | no |  |  | no |  |  | 1327700.411 | 15287282.274 |  | -1
node_8105801_200894790 |  |  | PQ | ABCN | 19918.584 | 8105801 | no | no |  |  | no |  |  | 1327492.374 | 15287266.94 |  | -1
node_8105801_200894791 |  |  | PQ | ABCN | 19918.584 | 8105801 | no | no |  |  | no |  |  | 1327291.307 | 15287252.592 |  | -1
node_8105801_200894792 |  |  | PQ | AN | 19918.584 | 8105801 | no | no |  |  | no |  |  | 1327270.098 | 15287446.648 |  | -1
node_8105801_200894793 |  |  | PQ | AN | 19918.584 | 8105801 | no | no |  |  | no |  |  | 1327259.96 | 15287580.729 |  | -1
node_8105801_200894794 |  |  | PQ | ABCN | 19918.584 | 8105801 | no | no |  |  | no |  |  | 1327068.884 | 15287231.506 |  | -1
node_8105801_200894898 |  |  | PQ | AN | 19918.584 | 8105801 | no | no |  |  | no |  |  | 1321017.229 | 15302119.312 |  | -1
node_8105801_200894899 |  |  | PQ | AN | 19918.584 | 8105801 | no | no |  |  | no |  |  | 1320078.361 | 15300191.193 |  | -1
node_8105801_200894903 |  |  | PQ | ABCN | 19918.584 | 8105801 | no | no |  |  | no |  |  | 1320021.466 | 15301669.922 |  | -1
node_8105801_200894904 |  |  | PQ | ABCN | 19918.584 | 8105801 | no | no |  |  | no |  |  | 1320079.973 | 15301952.057 |  | -1
node_8105801_200894908 |  |  | PQ | ABCN | 19918.584 | 8105801 | no | no |  |  | no |  |  | 1320160.391 | 15302455.81 |  | -1
node_8105801_200894909 |  |  | PQ | ABCN | 19918.584 | 8105801 | no | no |  |  | no |  |  | 1320235.919 | 15302687.162 |  | -1
node_8105801_200894915 |  |  | PQ | ABCN | 19918.584 | 8105801 | no | no |  |  | no |  |  | 1319810.251 | 15303848.225 |  | -1
node_8105801_200894916 |  |  | PQ | ABCN | 19918.584 | 8105801 | no | no |  |  | no |  |  | 1319584.392 | 15303811.252 |  | -1
node_8105801_200894921 |  |  | PQ | AD | 2771.281 | 8105801 | no | no |  |  | no |  |  | 1320035.647 | 15304486.695 |  | -1
node_8105801_200894922 |  |  | PQ | AN | 2771.281 | 8105801 | no | no |  |  | no |  |  | 1320063.447 | 15304689.031 |  | -1
node_8105801_200894927 |  |  | PQ | AN | 2771.281 | 8105801 | no | no |  |  | no |  |  | 1320079.729 | 15305421.923 |  | -1
node_8105801_200894929 |  |  | PQ | ABCN | 19918.584 | 8105801 | no | no |  |  | no |  |  | 1319124.832 | 15297789.78 |  | -1
node_8105801_200894930 |  |  | PQ | ABCN | 19918.584 | 8105801 | no | no |  |  | no |  |  | 1319006.634 | 15297630.895 |  | -1
node_8105801_200894932 |  |  | PQ | AD | 2771.281 | 8105801 | no | no |  |  | no |  |  | 1320151.548 | 15305837.553 |  | -1
node_8105801_200894933 |  |  | PQ | AD | 2771.281 | 8105801 | no | no |  |  | no |  |  | 1320226.683 | 15306346.866 |  | -1
node_8105801_200894934 |  |  | PQ | AD | 2771.281 | 8105801 | no | no |  |  | no |  |  | 1320295.134 | 15306723.867 |  | -1
node_8105801_200894935 |  |  | PQ | AN | 2771.281 | 8105801 | no | no |  |  | no |  |  | 1320390.249 | 15306990.538 |  | -1
node_8105801_200894936 |  |  | PQ | AD | 2771.281 | 8105801 | no | no |  |  | no |  |  | 1320465.343 | 15307154.555 |  | -1
node_8105801_200894937 |  |  | PQ | AD | 2771.281 | 8105801 | no | no |  |  | no |  |  | 1320625.736 | 15307519.11 |  | -1
node_8105801_200894938 |  |  | PQ | AD | 2771.281 | 8105801 | no | no |  |  | no |  |  | 1320845.06 | 15307801.949 |  | -1
node_8105801_200894939 |  |  | PQ | AD | 2771.281 | 8105801 | no | no |  |  | no |  |  | 1321212.232 | 15308185.936 |  | -1
node_8105801_200894940 |  |  | PQ | AN | 2771.281 | 8105801 | no | no |  |  | no |  |  | 1321714.907 | 15308737.924 |  | -1
node_8105801_200894941 |  |  | PQ | AN | 2771.281 | 8105801 | no | no |  |  | no |  |  | 1322064.042 | 15309102.624 |  | -1
node_8105801_200894943 |  |  | PQ | AN | 2771.281 | 8105801 | no | no |  |  | no |  |  | 1322378.935 | 15309437.68 |  | -1
node_8105801_200894944 |  |  | PQ | ABCN | 19918.584 | 8105801 | no | no |  |  | no |  |  | 1319218.543 | 15297910.723 |  | -1
node_8105801_200894945 |  |  | PQ | ABCN | 19918.584 | 8105801 | no | no |  |  | no |  |  | 1319386.129 | 15298122.369 |  | -1
node_8105801_200894948 |  |  | PQ | AN | 2771.281 | 8105801 | no | no |  |  | no |  |  | 1323019.087 | 15310122.137 |  | -1
node_8105801_200894949 |  |  | PQ | AN | 2771.281 | 8105801 | no | no |  |  | no |  |  | 1323190.156 | 15310322.734 |  | -1
node_8105801_200894950 |  |  | PQ | AD | 2771.281 | 8105801 | no | no |  |  | no |  |  | 1323336.828 | 15310763.614 |  | -1
node_8105801_200894951 |  |  | PQ | AD | 2771.281 | 8105801 | no | no |  |  | no |  |  | 1323450.284 | 15311135.314 |  | -1
node_8105801_200894952 |  |  | PQ | AD | 2771.281 | 8105801 | no | no |  |  | no |  |  | 1323588.247 | 15311171.046 |  | -1
node_8105801_200894953 |  |  | PQ | AN | 2771.281 | 8105801 | no | no |  |  | no |  |  | 1323415.326 | 15311162.81 |  | -1
node_8105801_200894954 |  |  | PQ | AN | 2771.281 | 8105801 | no | no |  |  | no |  |  | 1322974.303 | 15311213.197 |  | -1
node_8105801_200894956 |  |  | PQ | AN | 2771.281 | 8105801 | no | no |  |  | no |  |  | 1323576.232 | 15311513.52 |  | -1
node_8105801_200894957 |  |  | PQ | AD | 2771.281 | 8105801 | no | no |  |  | no |  |  | 1323692.129 | 15311854.168 |  | -1
node_8105801_200894958 |  |  | PQ | AN | 2771.281 | 8105801 | no | no |  |  | no |  |  | 1323863.485 | 15311873.644 |  | -1
node_8105801_200894959 |  |  | PQ | AN | 2771.281 | 8105801 | no | no |  |  | no |  |  | 1324134.471 | 15311908.593 |  | -1
node_8105801_200894965 |  |  | PQ | AN | 2771.281 | 8105801 | no | no |  |  | no |  |  | 1323585.872 | 15313497.112 |  | -1
node_8105801_200894966 |  |  | PQ | ABCN | 19918.584 | 8105801 | no | no |  |  | no |  |  | 1319476.052 | 15298232.83 |  | -1
node_8105801_200894967 |  |  | PQ | ABCN | 19918.584 | 8105801 | no | no |  |  | no |  |  | 1319635.01 | 15298449.388 |  | -1
node_8105801_200894969 |  |  | PQ | ABN | 19918.584 | 8105801 | no | no |  |  | no |  |  | 1319853.302 | 15298418.568 |  | -1
node_8105801_200894970 |  |  | PQ | ABN | 19918.584 | 8105801 | no | no |  |  | no |  |  | 1319916.071 | 15298635.061 |  | -1
node_8105801_200894972 |  |  | PQ | AN | 2771.281 | 8105801 | no | no |  |  | no |  |  | 1323499.132 | 15314054.5 |  | -1
node_8105801_200894974 |  |  | PQ | AD | 2771.281 | 8105801 | no | no |  |  | no |  |  | 1323610.156 | 15314399.729 |  | -1
node_8105801_200894975 |  |  | PQ | AD | 2771.281 | 8105801 | no | no |  |  | no |  |  | 1323397.632 | 15314460.549 |  | -1
node_8105801_200894976 |  |  | PQ | AN | 2771.281 | 8105801 | no | no |  |  | no |  |  | 1323171.877 | 15314563.86 |  | -1
node_8105801_200894977 |  |  | PQ | AD | 2771.281 | 8105801 | no | no |  |  | no |  |  | 1323680.917 | 15314601.625 |  | -1
node_8105801_200894978 |  |  | PQ | AN | 2771.281 | 8105801 | no | no |  |  | no |  |  | 1323742.78 | 15314800.034 |  | -1
node_8105801_200894979 |  |  | PQ | AD | 2771.281 | 8105801 | no | no |  |  | no |  |  | 1323795.416 | 15314979.054 |  | -1
node_8105801_200894980 |  |  | PQ | AN | 2771.281 | 8105801 | no | no |  |  | no |  |  | 1323862.101 | 15315416.149 |  | -1
node_8105801_200894982 |  |  | PQ | AN | 2771.281 | 8105801 | no | no |  |  | no |  |  | 1323976.628 | 15315756.846 |  | -1
node_8105801_200894986 |  |  | PQ | AD | 2771.281 | 8105801 | no | no |  |  | no |  |  | 1324203.423 | 15316445.609 |  | -1
node_8105801_200894987 |  |  | PQ | AD | 2771.281 | 8105801 | no | no |  |  | no |  |  | 1324308.843 | 15316777.086 |  | -1
node_8105801_200894988 |  |  | PQ | AN | 2771.281 | 8105801 | no | no |  |  | no |  |  | 1324424.448 | 15317124.069 |  | -1
node_8105801_200894990 |  |  | PQ | ABCN | 19918.584 | 8105801 | no | no |  |  | no |  |  | 1319710.338 | 15299153.668 |  | -1
node_8105801_200894991 |  |  | PQ | AD | 2771.281 | 8105801 | no | no |  |  | no |  |  | 1324582.237 | 15317407.352 |  | -1
node_8105801_200894992 |  |  | PQ | AN | 2771.281 | 8105801 | no | no |  |  | no |  |  | 1324743.71 | 15317697.285 |  | -1
node_8105801_200894994 |  |  | PQ | AD | 2771.281 | 8105801 | no | no |  |  | no |  |  | 1324875.74 | 15317886.319 |  | -1
node_8105801_200894995 |  |  | PQ | AN | 2771.281 | 8105801 | no | no |  |  | no |  |  | 1324745.719 | 15318103.372 |  | -1
node_8105801_200894997 |  |  | PQ | AN | 2771.281 | 8105801 | no | no |  |  | no |  |  | 1325012.603 | 15318102.905 |  | -1
node_8105801_200894998 |  |  | PQ | AN | 2771.281 | 8105801 | no | no |  |  | no |  |  | 1325184.126 | 15318359.15 |  | -1
node_8105801_200895000 |  |  | PQ | AN | 2771.281 | 8105801 | no | no |  |  | no |  |  | 1325342.586 | 15318593.793 |  | -1
node_8105801_200895001 |  |  | PQ | AN | 2771.281 | 8105801 | no | no |  |  | no |  |  | 1325470.539 | 15318784.505 |  | -1
node_8105801_200895002 |  |  | PQ | AN | 19918.584 | 8105801 | no | no |  |  | no |  |  | 1319718.139 | 15299293.326 |  | -1
node_8105801_200895003 |  |  | PQ | AN | 19918.584 | 8105801 | no | no |  |  | no |  |  | 1319762.088 | 15299698.108 |  | -1
node_8105801_200895006 |  |  | PQ | AN | 19918.584 | 8105801 | no | no |  |  | no |  |  | 1319816.249 | 15300219.26 |  | -1
node_8105801_200895009 |  |  | PQ | AN | 19918.584 | 8105801 | no | no |  |  | no |  |  | 1320038.229 | 15300679.504 |  | -1
node_8105801_200895012 |  |  | PQ | ABCN | 19918.584 | 8105801 | no | no |  |  | no |  |  | 1319966.22 | 15301411.257 |  | -1
node_8105801_200895013 |  |  | PQ | AN | 2771.281 | 8105801 | no | no |  |  | no |  |  | 1319918.514 | 15304734.674 |  | -1
node_8105801_200895017 |  |  | PQ | AN | 2771.281 | 8105801 | no | no |  |  | no |  |  | 1318713.534 | 15306293.025 |  | -1
node_8105801_200895018 |  |  | PQ | AD | 2771.281 | 8105801 | no | no |  |  | no |  |  | 1319331.65 | 15304746.253 |  | -1
node_8105801_200895020 |  |  | PQ | AN | 2771.281 | 8105801 | no | no |  |  | no |  |  | 1319331.794 | 15304510.444 |  | -1
node_8105801_200895021 |  |  | PQ | AN | 2771.281 | 8105801 | no | no |  |  | no |  |  | 1319184.212 | 15304723.636 |  | -1
node_8105801_200895022 |  |  | PQ | AD | 2771.281 | 8105801 | no | no |  |  | no |  |  | 1319102.703 | 15304975.976 |  | -1
node_8105801_200895023 |  |  | PQ | AD | 2771.281 | 8105801 | no | no |  |  | no |  |  | 1319026.354 | 15305249.974 |  | -1
node_8105801_200895024 |  |  | PQ | AN | 2771.281 | 8105801 | no | no |  |  | no |  |  | 1318954.458 | 15305516.057 |  | -1
node_8105801_200895026 |  |  | PQ | AD | 2771.281 | 8105801 | no | no |  |  | no |  |  | 1318860.457 | 15305692.149 |  | -1
node_8105801_200895027 |  |  | PQ | AD | 2771.281 | 8105801 | no | no |  |  | no |  |  | 1318836.237 | 15305888.119 |  | -1
node_8105801_200895028 |  |  | PQ | AN | 2771.281 | 8105801 | no | no |  |  | no |  |  | 1318776.176 | 15306093.692 |  | -1
node_8105801_200895471 |  |  | PQ | AD | 2771.281 | 8105801 | no | no |  |  | no |  |  | 1313164.274 | 15299123.821 |  | -1
node_8105801_200895472 |  |  | PQ | AN | 2771.281 | 8105801 | no | no |  |  | no |  |  | 1312405.2 | 15302419.057 |  | -1
node_8105801_200895474 |  |  | PQ | AN | 2771.281 | 8105801 | no | no |  |  | no |  |  | 1312160.631 | 15302457.385 |  | -1
node_8105801_200895475 |  |  | PQ | AN | 2771.281 | 8105801 | no | no |  |  | no |  |  | 1312485.378 | 15302841.718 |  | -1
node_8105801_200895476 |  |  | PQ | AD | 2771.281 | 8105801 | no | no |  |  | no |  |  | 1312535.898 | 15303205.546 |  | -1
node_8105801_200895477 |  |  | PQ | AD | 2771.281 | 8105801 | no | no |  |  | no |  |  | 1312582.441 | 15303426.478 |  | -1
node_8105801_200895478 |  |  | PQ | AN | 2771.281 | 8105801 | no | no |  |  | no |  |  | 1312415.417 | 15303511.268 |  | -1
node_8105801_200895479 |  |  | PQ | AD | 2771.281 | 8105801 | no | no |  |  | no |  |  | 1312903.13 | 15303432.693 |  | -1
node_8105801_200895480 |  |  | PQ | AN | 2771.281 | 8105801 | no | no |  |  | no |  |  | 1313201.147 | 15303465.654 |  | -1
node_8105801_200895481 |  |  | PQ | AD | 2771.281 | 8105801 | no | no |  |  | no |  |  | 1313064.312 | 15299529.401 |  | -1
node_8105801_200895482 |  |  | PQ | AD | 2771.281 | 8105801 | no | no |  |  | no |  |  | 1312833.046 | 15299715.313 |  | -1
node_8105801_200895483 |  |  | PQ | AD | 2771.281 | 8105801 | no | no |  |  | no |  |  | 1312575.279 | 15299955.438 |  | -1
node_8105801_200895484 |  |  | PQ | AD | 2771.281 | 8105801 | no | no |  |  | no |  |  | 1312375.995 | 15300154.257 |  | -1
node_8105801_200895485 |  |  | PQ | AN | 2771.281 | 8105801 | no | no |  |  | no |  |  | 1312367.664 | 15300365.261 |  | -1
node_8105801_200895486 |  |  | PQ | AD | 2771.281 | 8105801 | no | no |  |  | no |  |  | 1312360.007 | 15300622.29 |  | -1
node_8105801_200895487 |  |  | PQ | AD | 2771.281 | 8105801 | no | no |  |  | no |  |  | 1312180.441 | 15301157.1 |  | -1
node_8105801_200895488 |  |  | PQ | AD | 2771.281 | 8105801 | no | no |  |  | no |  |  | 1312224.733 | 15301506.773 |  | -1
node_8105801_200895489 |  |  | PQ | AN | 2771.281 | 8105801 | no | no |  |  | no |  |  | 1311980.738 | 15301536.214 |  | -1
node_8105801_200895769 |  |  | PQ | AD | 2771.281 | 8105801 | no | no |  |  | no |  |  | 1335355.585 | 15292347.118 |  | -1
node_8105801_200895770 |  |  | PQ | AD | 2771.281 | 8105801 | no | no |  |  | no |  |  | 1335193.836 | 15292405.478 |  | -1
node_8105801_200895771 |  |  | PQ | AN | 2771.281 | 8105801 | no | no |  |  | no |  |  | 1334949.252 | 15292393.355 |  | -1
node_8105801_200895772 |  |  | PQ | AN | 2771.281 | 8105801 | no | no |  |  | no |  |  | 1334958.289 | 15295331.451 |  | -1
node_8105801_200895773 |  |  | PQ | AN | 2771.281 | 8105801 | no | no |  |  | no |  |  | 1334656.021 | 15295422.45 |  | -1
node_8105801_200895774 |  |  | PQ | AN | 2771.281 | 8105801 | no | no |  |  | no |  |  | 1334321.76 | 15295543.146 |  | -1
node_8105801_200895776 |  |  | PQ | AN | 2771.281 | 8105801 | no | no |  |  | no |  |  | 1334025.585 | 15295522.486 |  | -1
node_8105801_200895778 |  |  | PQ | AN | 2771.281 | 8105801 | no | no |  |  | no |  |  | 1333721.49 | 15295517.052 |  | -1
node_8105801_200895780 |  |  | PQ | AN | 2771.281 | 8105801 | no | no |  |  | no |  |  | 1333372.051 | 15295518.86 |  | -1
node_8105801_200895782 |  |  | PQ | AN | 2771.281 | 8105801 | no | no |  |  | no |  |  | 1333024.612 | 15295504.462 |  | -1
node_8105801_200895784 |  |  | PQ | AN | 2771.281 | 8105801 | no | no |  |  | no |  |  | 1332827.61 | 15295505.398 |  | -1
node_8105801_200895786 |  |  | PQ | AN | 2771.281 | 8105801 | no | no |  |  | no |  |  | 1332652.268 | 15295507.996 |  | -1
node_8105801_200895788 |  |  | PQ | AN | 2771.281 | 8105801 | no | no |  |  | no |  |  | 1332314.837 | 15295456.793 |  | -1
node_8105801_200895789 |  |  | PQ | AN | 2771.281 | 8105801 | no | no |  |  | no |  |  | 1331960.978 | 15295408.361 |  | -1
node_8105801_200895790 |  |  | PQ | AN | 2771.281 | 8105801 | no | no |  |  | no |  |  | 1335275.406 | 15292662.527 |  | -1
node_8105801_200895794 |  |  | PQ | AN | 2771.281 | 8105801 | no | no |  |  | no |  |  | 1331307.938 | 15295381.866 |  | -1
node_8105801_200895795 |  |  | PQ | AN | 2771.281 | 8105801 | no | no |  |  | no |  |  | 1330922.256 | 15295379.28 |  | -1
node_8105801_200895796 |  |  | PQ | AN | 2771.281 | 8105801 | no | no |  |  | no |  |  | 1330431.428 | 15295370.755 |  | -1
node_8105801_200895798 |  |  | PQ | AD | 2771.281 | 8105801 | no | no |  |  | no |  |  | 1330151.801 | 15295353.071 |  | -1
node_8105801_200895799 |  |  | PQ | AN | 2771.281 | 8105801 | no | no |  |  | no |  |  | 1329862.485 | 15295345.049 |  | -1
node_8105801_200895800 |  |  | PQ | AN | 19918.584 | 8105801 | no | no |  |  | no |  |  | 1329643.575 | 15295323.027 |  | -1
node_8105801_200895801 |  |  | PQ | AN | 19918.584 | 8105801 | no | no |  |  | no |  |  | 1329344.174 | 15295314.767 |  | -1
node_8105801_200895802 |  |  | PQ | AN | 19918.584 | 8105801 | no | no |  |  | no |  |  | 1329047.02 | 15295301.981 |  | -1
node_8105801_200895803 |  |  | PQ | AN | 19918.584 | 8105801 | no | no |  |  | no |  |  | 1328786.727 | 15295303 |  | -1
node_8105801_200895804 |  |  | PQ | AN | 2771.281 | 8105801 | no | no |  |  | no |  |  | 1335253.732 | 15293052.943 |  | -1
node_8105801_200895806 |  |  | PQ | AN | 19918.584 | 8105801 | no | no |  |  | no |  |  | 1328634.016 | 15295294.886 |  | -1
node_8105801_200895807 |  |  | PQ | AN | 19918.584 | 8105801 | no | no |  |  | no |  |  | 1328222.929 | 15295284.659 |  | -1
node_8105801_200895808 |  |  | PQ | AD | 2771.281 | 8105801 | no | no |  |  | no |  |  | 1335197.752 | 15293286.782 |  | -1
node_8105801_200895809 |  |  | PQ | AD | 2771.281 | 8105801 | no | no |  |  | no |  |  | 1335285.75 | 15293268.048 |  | -1
node_8105801_200895810 |  |  | PQ | AD | 2771.281 | 8105801 | no | no |  |  | no |  |  | 1335571.777 | 15293236.986 |  | -1
node_8105801_200895811 |  |  | PQ | AN | 2771.281 | 8105801 | no | no |  |  | no |  |  | 1335861.271 | 15293211.886 |  | -1
node_8105801_200895813 |  |  | PQ | AD | 2771.281 | 8105801 | no | no |  |  | no |  |  | 1335161.269 | 15293714.992 |  | -1
node_8105801_200895814 |  |  | PQ | AN | 2771.281 | 8105801 | no | no |  |  | no |  |  | 1335292.113 | 15293743.489 |  | -1
node_8105801_200895816 |  |  | PQ | AN | 2771.281 | 8105801 | no | no |  |  | no |  |  | 1335102.518 | 15293990.579 |  | -1
node_8105801_200895818 |  |  | PQ | AN | 2771.281 | 8105801 | no | no |  |  | no |  |  | 1335069.602 | 15294287.718 |  | -1
node_8105801_200895822 |  |  | PQ | AD | 2771.281 | 8105801 | no | no |  |  | no |  |  | 1335035.245 | 15294656.785 |  | -1
node_8105801_200895823 |  |  | PQ | AN | 2771.281 | 8105801 | no | no |  |  | no |  |  | 1335054.11 | 15294485.93 |  | -1
node_8105801_200895825 |  |  | PQ | AN | 2771.281 | 8105801 | no | no |  |  | no |  |  | 1335008.69 | 15294891.407 |  | -1
node_8105801_200895826 |  |  | PQ | AD | 2771.281 | 8105801 | no | no |  |  | no |  |  | 1334998.993 | 15294976.306 |  | -1
node_8105801_200895885 |  |  | PQ | AN | 2771.281 | 8105801 | no | no |  |  | no |  |  | 1320393.269 | 15317470.292 |  | -1
node_8105801_200895886 |  |  | PQ | AN | 2771.281 | 8105801 | no | no |  |  | no |  |  | 1320208.405 | 15315680.036 |  | -1
node_8105801_200895887 |  |  | PQ | AD | 2771.281 | 8105801 | no | no |  |  | no |  |  | 1324045.476 | 15317113.859 |  | -1
node_8105801_200895888 |  |  | PQ | AN | 2771.281 | 8105801 | no | no |  |  | no |  |  | 1320698.928 | 15317040.91 |  | -1
node_8105801_200895890 |  |  | PQ | AD | 2771.281 | 8105801 | no | no |  |  | no |  |  | 1320471.166 | 15317024.415 |  | -1
node_8105801_200895891 |  |  | PQ | AN | 2771.281 | 8105801 | no | no |  |  | no |  |  | 1320407.547 | 15317090.529 |  | -1
node_8105801_200895892 |  |  | PQ | AN | 2771.281 | 8105801 | no | no |  |  | no |  |  | 1320258.121 | 15317017.258 |  | -1
node_8105801_200895893 |  |  | PQ | AN | 2771.281 | 8105801 | no | no |  |  | no |  |  | 1320158.404 | 15317016.128 |  | -1
node_8105801_200895895 |  |  | PQ | AD | 2771.281 | 8105801 | no | no |  |  | no |  |  | 1323214.253 | 15317096.943 |  | -1
node_8105801_200895896 |  |  | PQ | AD | 2771.281 | 8105801 | no | no |  |  | no |  |  | 1322823.597 | 15317079.795 |  | -1
node_8105801_200895897 |  |  | PQ | AN | 2771.281 | 8105801 | no | no |  |  | no |  |  | 1322460.853 | 15317129.379 |  | -1
node_8105801_200895898 |  |  | PQ | AD | 2771.281 | 8105801 | no | no |  |  | no |  |  | 1322133.4 | 15317091.57 |  | -1
node_8105801_200895899 |  |  | PQ | AD | 2771.281 | 8105801 | no | no |  |  | no |  |  | 1321773.41 | 15317077.755 |  | -1
node_8105801_200895900 |  |  | PQ | AD | 2771.281 | 8105801 | no | no |  |  | no |  |  | 1321333.107 | 15317060.838 |  | -1
node_8105801_200895901 |  |  | PQ | AN | 2771.281 | 8105801 | no | no |  |  | no |  |  | 1321107.568 | 15317061.445 |  | -1
node_8105801_200895905 |  |  | PQ | AD | 2771.281 | 8105801 | no | no |  |  | no |  |  | 1330490.831 | 15311273.949 |  | -1
node_8105801_200895906 |  |  | PQ | AN | 2771.281 | 8105801 | no | no |  |  | no |  |  | 1330704.155 | 15311286.882 |  | -1
node_8105801_200895907 |  |  | PQ | AN | 2771.281 | 8105801 | no | no |  |  | no |  |  | 1333841.77 | 15311416.199 |  | -1
node_8105801_200895909 |  |  | PQ | AN | 2771.281 | 8105801 | no | no |  |  | no |  |  | 1334096.349 | 15311420.919 |  | -1
node_8105801_200895910 |  |  | PQ | AN | 2771.281 | 8105801 | no | no |  |  | no |  |  | 1331028.319 | 15311297.818 |  | -1
node_8105801_200895911 |  |  | PQ | AN | 2771.281 | 8105801 | no | no |  |  | no |  |  | 1331422.264 | 15311320.744 |  | -1
node_8105801_200895912 |  |  | PQ | AD | 2771.281 | 8105801 | no | no |  |  | no |  |  | 1331704.248 | 15311325.051 |  | -1
node_8105801_200895913 |  |  | PQ | AN | 2771.281 | 8105801 | no | no |  |  | no |  |  | 1331999.11 | 15311341.907 |  | -1
node_8105801_200895914 |  |  | PQ | AD | 2771.281 | 8105801 | no | no |  |  | no |  |  | 1332377.77 | 15311354.453 |  | -1
node_8105801_200895915 |  |  | PQ | AN | 2771.281 | 8105801 | no | no |  |  | no |  |  | 1332570.41 | 15311360.271 |  | -1
node_8105801_200895916 |  |  | PQ | AD | 2771.281 | 8105801 | no | no |  |  | no |  |  | 1332748.629 | 15311365.204 |  | -1
node_8105801_200895917 |  |  | PQ | AD | 2771.281 | 8105801 | no | no |  |  | no |  |  | 1333130.038 | 15311384.953 |  | -1
node_8105801_200895918 |  |  | PQ | AN | 2771.281 | 8105801 | no | no |  |  | no |  |  | 1333463.354 | 15311396.716 |  | -1
node_8105801_200896151 |  |  | PQ | ABCN | 19918.584 | 8105801 | no | no |  |  | no |  |  | 1328551.908 | 15290038.01 |  | -1
node_8105801_200896152 |  |  | PQ | ABCN | 19918.584 | 8105801 | no | no |  |  | no |  |  | 1328689.232 | 15290056.139 |  | -1
node_8105801_200896153 |  |  | PQ | AN | 19918.584 | 8105801 | no | no |  |  | no |  |  | 1330641.664 | 15290153.204 |  | -1
node_8105801_200896154 |  |  | PQ | AN | 19918.584 | 8105801 | no | no |  |  | no |  |  | 1330952.897 | 15290177.209 |  | -1
node_8105801_200896156 |  |  | PQ | AN | 19918.584 | 8105801 | no | no |  |  | no |  |  | 1330977.04 | 15290279.659 |  | -1
node_8105801_200896157 |  |  | PQ | AN | 19918.584 | 8105801 | no | no |  |  | no |  |  | 1331162.745 | 15290431.522 |  | -1
node_8105801_200896158 |  |  | PQ | AN | 19918.584 | 8105801 | no | no |  |  | no |  |  | 1331182.647 | 15290077.8 |  | -1
node_8105801_200896159 |  |  | PQ | AN | 19918.584 | 8105801 | no | no |  |  | no |  |  | 1331374.913 | 15290112.436 |  | -1
node_8105801_200896160 |  |  | PQ | ABCN | 19918.584 | 8105801 | no | no |  |  | no |  |  | 1328827.284 | 15290068.041 |  | -1
node_8105801_200896161 |  |  | PQ | ABCN | 19918.584 | 8105801 | no | no |  |  | no |  |  | 1329027.64 | 15290090.703 |  | -1
node_8105801_200896162 |  |  | PQ | ABCN | 19918.584 | 8105801 | no | no |  |  | no |  |  | 1329228.237 | 15290097.106 |  | -1
node_8105801_200896163 |  |  | PQ | ABCN | 19918.584 | 8105801 | no | no |  |  | no |  |  | 1329437.256 | 15290141.215 |  | -1
node_8105801_200896164 |  |  | PQ | ABCN | 19918.584 | 8105801 | no | no |  |  | no |  |  | 1329650.404 | 15290098.187 |  | -1
node_8105801_200896165 |  |  | PQ | ABCN | 19918.584 | 8105801 | no | no |  |  | no |  |  | 1329810.925 | 15290104.21 |  | -1
node_8105801_200896166 |  |  | PQ | AN | 19918.584 | 8105801 | no | no |  |  | no |  |  | 1329953.132 | 15290118.869 |  | -1
node_8105801_200896167 |  |  | PQ | AN | 19918.584 | 8105801 | no | no |  |  | no |  |  | 1330201.682 | 15290127.508 |  | -1
node_8105801_200896169 |  |  | PQ | AN | 19918.584 | 8105801 | no | no |  |  | no |  |  | 1330430.783 | 15290137.193 |  | -1
node_8105801_200896245 |  |  | PQ | AN | 2771.281 | 8105801 | no | no |  |  | no |  |  | 1336371.813 | 15296266.084 |  | -1
node_8105801_200896246 |  |  | PQ | AD | 2771.281 | 8105801 | no | no |  |  | no |  |  | 1335062.89 | 15295393.218 |  | -1
node_8105801_200896247 |  |  | PQ | AD | 2771.281 | 8105801 | no | no |  |  | no |  |  | 1335032.127 | 15295564.45 |  | -1
node_8105801_200896248 |  |  | PQ | AD | 2771.281 | 8105801 | no | no |  |  | no |  |  | 1335046.403 | 15295827.589 |  | -1
node_8105801_200896249 |  |  | PQ | AD | 2771.281 | 8105801 | no | no |  |  | no |  |  | 1335004.096 | 15296090.125 |  | -1
node_8105801_200896250 |  |  | PQ | AN | 2771.281 | 8105801 | no | no |  |  | no |  |  | 1334980.324 | 15296325.139 |  | -1
node_8105801_200896251 |  |  | PQ | AN | 2771.281 | 8105801 | no | no |  |  | no |  |  | 1335278.513 | 15295518.347 |  | -1
node_8105801_200896252 |  |  | PQ | AN | 2771.281 | 8105801 | no | no |  |  | no |  |  | 1337818.775 | 15295018.839 |  | -1
node_8105801_200896254 |  |  | PQ | AD | 2771.281 | 8105801 | no | no |  |  | no |  |  | 1338020.564 | 15294927.781 |  | -1
node_8105801_200896255 |  |  | PQ | AN | 2771.281 | 8105801 | no | no |  |  | no |  |  | 1338288.218 | 15294819.018 |  | -1
node_8105801_200896256 |  |  | PQ | AD | 2771.281 | 8105801 | no | no |  |  | no |  |  | 1335582.456 | 15295531.639 |  | -1
node_8105801_200896257 |  |  | PQ | AD | 2771.281 | 8105801 | no | no |  |  | no |  |  | 1335873.08 | 15295536.491 |  | -1
node_8105801_200896258 |  |  | PQ | AN | 2771.281 | 8105801 | no | no |  |  | no |  |  | 1336054.96 | 15295515.084 |  | -1
node_8105801_200896260 |  |  | PQ | AD | 2771.281 | 8105801 | no | no |  |  | no |  |  | 1336260.659 | 15295486.742 |  | -1
node_8105801_200896261 |  |  | PQ | AD | 2771.281 | 8105801 | no | no |  |  | no |  |  | 1336255.425 | 15295531.776 |  | -1
node_8105801_200896262 |  |  | PQ | AN | 2771.281 | 8105801 | no | no |  |  | no |  |  | 1336384.741 | 15295575.288 |  | -1
node_8105801_200896263 |  |  | PQ | AN | 2771.281 | 8105801 | no | no |  |  | no |  |  | 1336599.831 | 15295447.614 |  | -1
node_8105801_200896265 |  |  | PQ | AD | 2771.281 | 8105801 | no | no |  |  | no |  |  | 1336833.628 | 15295349.581 |  | -1
node_8105801_200896266 |  |  | PQ | AN | 2771.281 | 8105801 | no | no |  |  | no |  |  | 1337077.449 | 15295245.99 |  | -1
node_8105801_200896267 |  |  | PQ | AN | 2771.281 | 8105801 | no | no |  |  | no |  |  | 1337393.426 | 15295164.928 |  | -1
node_8105801_200896268 |  |  | PQ | AD | 2771.281 | 8105801 | no | no |  |  | no |  |  | 1337548.803 | 15295118.257 |  | -1
node_8105801_200896354 |  |  | PQ | AN | 2771.281 | 8105801 | no | no |  |  | no |  |  | 1325319.167 | 15299159.546 |  | -1
node_8105801_200896357 |  |  | PQ | AD | 2771.281 | 8105801 | no | no |  |  | no |  |  | 1325664.985 | 15299169.985 |  | -1
node_8105801_200896358 |  |  | PQ | AN | 2771.281 | 8105801 | no | no |  |  | no |  |  | 1325890.053 | 15299146.093 |  | -1
node_8105801_200896361 |  |  | PQ | AN | 2771.281 | 8105801 | no | no |  |  | no |  |  | 1326003.02 | 15299226.059 |  | -1
node_8105801_200896362 |  |  | PQ | AN | 2771.281 | 8105801 | no | no |  |  | no |  |  | 1326015.421 | 15299508.892 |  | -1
node_8105801_200896363 |  |  | PQ | AN | 2771.281 | 8105801 | no | no |  |  | no |  |  | 1324239.932 | 15297087.745 |  | -1
node_8105801_200896364 |  |  | PQ | AD | 2771.281 | 8105801 | no | no |  |  | no |  |  | 1324229.1 | 15297438.571 |  | -1
node_8105801_200896365 |  |  | PQ | AD | 2771.281 | 8105801 | no | no |  |  | no |  |  | 1324379.806 | 15297783.315 |  | -1
node_8105801_200896366 |  |  | PQ | AD | 2771.281 | 8105801 | no | no |  |  | no |  |  | 1324541.682 | 15298133.411 |  | -1
node_8105801_200896367 |  |  | PQ | AN | 2771.281 | 8105801 | no | no |  |  | no |  |  | 1324297.504 | 15298168.475 |  | -1
node_8105801_200896368 |  |  | PQ | AN | 2771.281 | 8105801 | no | no |  |  | no |  |  | 1324588.066 | 15298250.611 |  | -1
node_8105801_200896369 |  |  | PQ | AD | 2771.281 | 8105801 | no | no |  |  | no |  |  | 1324691.187 | 15298466.696 |  | -1
node_8105801_200896370 |  |  | PQ | AD | 2771.281 | 8105801 | no | no |  |  | no |  |  | 1324846.83 | 15298812.506 |  | -1
node_8105801_200896371 |  |  | PQ | AN | 2771.281 | 8105801 | no | no |  |  | no |  |  | 1325003.234 | 15299147.91 |  | -1
node_8105801_200896373 |  |  | PQ | AD | 2771.281 | 8105801 | no | no |  |  | no |  |  | 1325182.149 | 15299154.528 |  | -1
node_8105801_200896450 |  |  | PQ | AN | 19918.584 | 8105801 | no | no |  |  | no |  |  | 1327663.29 | 15294059.286 |  | -1
node_8105801_200896451 |  |  | PQ | ABCN | 19918.584 | 8105801 | no | no |  |  | no |  |  | 1329817.154 | 15290213.071 |  | -1
node_8105801_200896452 |  |  | PQ | ABCN | 19918.584 | 8105801 | no | no |  |  | no |  |  | 1329221.15 | 15292438.363 |  | -1
node_8105801_200896453 |  |  | PQ | ABCN | 19918.584 | 8105801 | no | no |  |  | no |  |  | 1329031.778 | 15292655.271 |  | -1
node_8105801_200896454 |  |  | PQ | ABCN | 19918.584 | 8105801 | no | no |  |  | no |  |  | 1328847.003 | 15292866.301 |  | -1
node_8105801_200896455 |  |  | PQ | ABCN | 19918.584 | 8105801 | no | no |  |  | no |  |  | 1328681.892 | 15292983.733 |  | -1
node_8105801_200896456 |  |  | PQ | ABCN | 19918.584 | 8105801 | no | no |  |  | no |  |  | 1328566.028 | 15293169.035 |  | -1
node_8105801_200896457 |  |  | PQ | ABCN | 19918.584 | 8105801 | no | no |  |  | no |  |  | 1328442.667 | 15293371.676 |  | -1
node_8105801_200896458 |  |  | PQ | AN | 19918.584 | 8105801 | no | no |  |  | no |  |  | 1328279.48 | 15293458.647 |  | -1
node_8105801_200896459 |  |  | PQ | AN | 19918.584 | 8105801 | no | no |  |  | no |  |  | 1328157.977 | 15293355.177 |  | -1
node_8105801_200896460 |  |  | PQ | ABCN | 19918.584 | 8105801 | no | no |  |  | no |  |  | 1328257.73 | 15293608.601 |  | -1
node_8105801_200896461 |  |  | PQ | AN | 19918.584 | 8105801 | no | no |  |  | no |  |  | 1327892.208 | 15293591.122 |  | -1
node_8105801_200896462 |  |  | PQ | ABCN | 19918.584 | 8105801 | no | no |  |  | no |  |  | 1328242.3 | 15293810.229 |  | -1
node_8105801_200896463 |  |  | PQ | ABCN | 19918.584 | 8105801 | no | no |  |  | no |  |  | 1328246.96 | 15293955.277 |  | -1
node_8105801_200896465 |  |  | PQ | ABCN | 19918.584 | 8105801 | no | no |  |  | no |  |  | 1328307.361 | 15294149.637 |  | -1
node_8105801_200896466 |  |  | PQ | ABCN | 19918.584 | 8105801 | no | no |  |  | no |  |  | 1329799.652 | 15290487.068 |  | -1
node_8105801_200896467 |  |  | PQ | ABCN | 19918.584 | 8105801 | no | no |  |  | no |  |  | 1328238.996 | 15294363.183 |  | -1
node_8105801_200896469 |  |  | PQ | AN | 19918.584 | 8105801 | no | no |  |  | no |  |  | 1328174.514 | 15294349.204 |  | -1
node_8105801_200896470 |  |  | PQ | ABCN | 19918.584 | 8105801 | no | no |  |  | no |  |  | 1328160.856 | 15294584.082 |  | -1
node_8105801_200896473 |  |  | PQ | ABCN | 19918.584 | 8105801 | no | no |  |  | no |  |  | 1328130.458 | 15294741.049 |  | -1
node_8105801_200896475 |  |  | PQ | ABCN | 19918.584 | 8105801 | no | no |  |  | no |  |  | 1328145.057 | 15294949.395 |  | -1
node_8105801_200896476 |  |  | PQ | ABCN | 19918.584 | 8105801 | no | no |  |  | no |  |  | 1328139.151 | 15295097.683 |  | -1
node_8105801_200896477 |  |  | PQ | AN | 19918.584 | 8105801 | no | no |  |  | no |  |  | 1328203.524 | 15295089.608 |  | -1
node_8105801_200896478 |  |  | PQ | AN | 19918.584 | 8105801 | no | no |  |  | no |  |  | 1328406.039 | 15295094.391 |  | -1
node_8105801_200896479 |  |  | PQ | ABCN | 19918.584 | 8105801 | no | no |  |  | no |  |  | 1328132.753 | 15295334.917 |  | -1
node_8105801_200896480 |  |  | PQ | ABCN | 19918.584 | 8105801 | no | no |  |  | no |  |  | 1328189.545 | 15295369.705 |  | -1
node_8105801_200896481 |  |  | PQ | ABCN | 19918.584 | 8105801 | no | no |  |  | no |  |  | 1328183.19 | 15295597.139 |  | -1
node_8105801_200896482 |  |  | PQ | ABCN | 19918.584 | 8105801 | no | no |  |  | no |  |  | 1328165.717 | 15295802.044 |  | -1
node_8105801_200896483 |  |  | PQ | ABCN | 19918.584 | 8105801 | no | no |  |  | no |  |  | 1328156.316 | 15296017.011 |  | -1
node_8105801_200896484 |  |  | PQ | ABCN | 19918.584 | 8105801 | no | no |  |  | no |  |  | 1329787.634 | 15290745.638 |  | -1
node_8105801_200896485 |  |  | PQ | ABCN | 19918.584 | 8105801 | no | no |  |  | no |  |  | 1328154.314 | 15296237.928 |  | -1
node_8105801_200896486 |  |  | PQ | ABCN | 19918.584 | 8105801 | no | no |  |  | no |  |  | 1328176.747 | 15296466.299 |  | -1
node_8105801_200896487 |  |  | PQ | ABCN | 19918.584 | 8105801 | no | no |  |  | no |  |  | 1328224.384 | 15296712.723 |  | -1
node_8105801_200896488 |  |  | PQ | ABCN | 19918.584 | 8105801 | no | no |  |  | no |  |  | 1328271.175 | 15296989.264 |  | -1
node_8105801_200896490 |  |  | PQ | ABCN | 19918.584 | 8105801 | no | no |  |  | no |  |  | 1329735.005 | 15291136.176 |  | -1
node_8105801_200896491 |  |  | PQ | AN | 19918.584 | 8105801 | no | no |  |  | no |  |  | 1329758.732 | 15291186.854 |  | -1
node_8105801_200896492 |  |  | PQ | AN | 19918.584 | 8105801 | no | no |  |  | no |  |  | 1330005.355 | 15291154.359 |  | -1
node_8105801_200896493 |  |  | PQ | ABCN | 19918.584 | 8105801 | no | no |  |  | no |  |  | 1329683.925 | 15291327.568 |  | -1
node_8105801_200896495 |  |  | PQ | ABCN | 19918.584 | 8105801 | no | no |  |  | no |  |  | 1329625.571 | 15291556.399 |  | -1
node_8105801_200896496 |  |  | PQ | ABCN | 19918.584 | 8105801 | no | no |  |  | no |  |  | 1329598.508 | 15291757.267 |  | -1
node_8105801_200896497 |  |  | PQ | ABCN | 19918.584 | 8105801 | no | no |  |  | no |  |  | 1329547.836 | 15292000.694 |  | -1
node_8105801_200896499 |  |  | PQ | ABCN | 19918.584 | 8105801 | no | no |  |  | no |  |  | 1329450.737 | 15292162.154 |  | -1
node_8105801_200896500 |  |  | PQ | AN | 19918.584 | 8105801 | no | no |  |  | no |  |  | 1329509.841 | 15292176.801 |  | -1
node_8105801_200896501 |  |  | PQ | AN | 19918.584 | 8105801 | no | no |  |  | no |  |  | 1329799.437 | 15292327.245 |  | -1
node_8105801_200896502 |  |  | PQ | AN | 19918.584 | 8105801 | no | no |  |  | no |  |  | 1330069.718 | 15292443.741 |  | -1
node_8105801_200896503 |  |  | PQ | AN | 19918.584 | 8105801 | no | no |  |  | no |  |  | 1330247.644 | 15292578.195 |  | -1
node_8105801_200896504 |  |  | PQ | ABCN | 19918.584 | 8105801 | no | no |  |  | no |  |  | 1329339.752 | 15292266.835 |  | -1
node_8105801_200896714 |  |  | PQ | AN | 19918.584 | 8105801 | no | no |  |  | no |  |  | 1329036.163 | 15288945.89 |  | -1
node_8105801_200896715 |  |  | PQ | AN | 19918.584 | 8105801 | no | no |  |  | no |  |  | 1329236.061 | 15288951.109 |  | -1
node_8105801_200896716 |  |  | PQ | AN | 19918.584 | 8105801 | no | no |  |  | no |  |  | 1329396.417 | 15288957.019 |  | -1
node_8105801_200896718 |  |  | PQ | AN | 19918.584 | 8105801 | no | no |  |  | no |  |  | 1329679.724 | 15288959.374 |  | -1
node_8105801_200896720 |  |  | PQ | AN | 19918.584 | 8105801 | no | no |  |  | no |  |  | 1329666.186 | 15289221.943 |  | -1
node_8105801_200896721 |  |  | PQ | AN | 19918.584 | 8105801 | no | no |  |  | no |  |  | 1329708.117 | 15289145.175 |  | -1
node_8105801_200896722 |  |  | PQ | AN | 19918.584 | 8105801 | no | no |  |  | no |  |  | 1330034.419 | 15289188.975 |  | -1
node_8105801_200896901 |  |  | PQ | ABCN | 19918.584 | 8105801 | no | no |  |  | no |  |  | 1310825.933 | 15297014.014 |  | -1
node_8105801_200896902 |  |  | PQ | ABCN | 19918.584 | 8105801 | no | no |  |  | no |  |  | 1310840.139 | 15296878.493 |  | -1
node_8105801_200896903 |  |  | PQ | ABCN | 19918.584 | 8105801 | no | no |  |  | no |  |  | 1310814.743 | 15296787.01 |  | -1
node_8105801_200896904 |  |  | PQ | ABCN | 19918.584 | 8105801 | no | no |  |  | no |  |  | 1310753.654 | 15296666.064 |  | -1
node_8105801_200896905 |  |  | PQ | ABCN | 19918.584 | 8105801 | no | no |  |  | no |  |  | 1310841.842 | 15296570.543 |  | -1
node_8105801_200896906 |  |  | PQ | ABCN | 19918.584 | 8105801 | no | no |  |  | no |  |  | 1310991.465 | 15296603.468 |  | -1
node_8105801_200896907 |  |  | PQ | ABCN | 19918.584 | 8105801 | no | no |  |  | no |  |  | 1311236.958 | 15296316.534 |  | -1
node_8105801_200896908 |  |  | PQ | ABCN | 19918.584 | 8105801 | no | no |  |  | no |  |  | 1311219.443 | 15296521.996 |  | -1
node_8105801_200896909 |  |  | PQ | ABCN | 19918.584 | 8105801 | no | no |  |  | no |  |  | 1311211.369 | 15296699.862 |  | -1
node_8105801_200896910 |  |  | PQ | AN | 19918.584 | 8105801 | no | no |  |  | no |  |  | 1311171.758 | 15296834.609 |  | -1
node_8105801_200896911 |  |  | PQ | AN | 19918.584 | 8105801 | no | no |  |  | no |  |  | 1311281.786 | 15296932.249 |  | -1
node_8105801_200896912 |  |  | PQ | AN | 19918.584 | 8105801 | no | no |  |  | no |  |  | 1311457.717 | 15296875.907 |  | -1
node_8105801_200896989 |  |  | PQ | AD | 2771.281 | 8105801 | no | no |  |  | no |  |  | 1313890.427 | 15298185.872 |  | -1
node_8105801_200896990 |  |  | PQ | AN | 2771.281 | 8105801 | no | no |  |  | no |  |  | 1313832.325 | 15297849.017 |  | -1
node_8105801_200896991 |  |  | PQ | AN | 19918.584 | 8105801 | no | no |  |  | no |  |  | 1315274.11 | 15296521.865 |  | -1
node_8105801_200896992 |  |  | PQ | AN | 19918.584 | 8105801 | no | no |  |  | no |  |  | 1315248.341 | 15296690.891 |  | -1
node_8105801_200896994 |  |  | PQ | AN | 19918.584 | 8105801 | no | no |  |  | no |  |  | 1315385.965 | 15296738.003 |  | -1
node_8105801_200896995 |  |  | PQ | AN | 19918.584 | 8105801 | no | no |  |  | no |  |  | 1315484.654 | 15296776.723 |  | -1
node_8105801_200896996 |  |  | PQ | AN | 19918.584 | 8105801 | no | no |  |  | no |  |  | 1315486.224 | 15296797.645 |  | -1
node_8105801_200896997 |  |  | PQ | AN | 19918.584 | 8105801 | no | no |  |  | no |  |  | 1315462.326 | 15297157.293 |  | -1
node_8105801_200896998 |  |  | PQ | ABCN | 19918.584 | 8105801 | no | no |  |  | no |  |  | 1311246.428 | 15296236.142 |  | -1
node_8105801_200896999 |  |  | PQ | AN | 19918.584 | 8105801 | no | no |  |  | no |  |  | 1311026.809 | 15296266.501 |  | -1
node_8105801_200897000 |  |  | PQ | AN | 19918.584 | 8105801 | no | no |  |  | no |  |  | 1310857.19 | 15296255.666 |  | -1
node_8105801_200897003 |  |  | PQ | ABCN | 19918.584 | 8105801 | no | no |  |  | no |  |  | 1313105.074 | 15296325.7 |  | -1
node_8105801_200897004 |  |  | PQ | ABCN | 19918.584 | 8105801 | no | no |  |  | no |  |  | 1313304.728 | 15296338.292 |  | -1
node_8105801_200897005 |  |  | PQ | ABCN | 19918.584 | 8105801 | no | no |  |  | no |  |  | 1313501.633 | 15296344.963 |  | -1
node_8105801_200897006 |  |  | PQ | ABCN | 19918.584 | 8105801 | no | no |  |  | no |  |  | 1313642.771 | 15296355.364 |  | -1
node_8105801_200897007 |  |  | PQ | ABCN | 19918.584 | 8105801 | no | no |  |  | no |  |  | 1313783.488 | 15296365.223 |  | -1
node_8105801_200897009 |  |  | PQ | ABCN | 19918.584 | 8105801 | no | no |  |  | no |  |  | 1314009.824 | 15296377.61 |  | -1
node_8105801_200897010 |  |  | PQ | ABCN | 19918.584 | 8105801 | no | no |  |  | no |  |  | 1311421.786 | 15296246.174 |  | -1
node_8105801_200897011 |  |  | PQ | ABCN | 19918.584 | 8105801 | no | no |  |  | no |  |  | 1311606.487 | 15296255.525 |  | -1
node_8105801_200897012 |  |  | PQ | ABCN | 19918.584 | 8105801 | no | no |  |  | no |  |  | 1311808.21 | 15296266.849 |  | -1
node_8105801_200897013 |  |  | PQ | ABCN | 19918.584 | 8105801 | no | no |  |  | no |  |  | 1312006.473 | 15296272.671 |  | -1
node_8105801_200897014 |  |  | PQ | ABCN | 19918.584 | 8105801 | no | no |  |  | no |  |  | 1312208.638 | 15296283.173 |  | -1
node_8105801_200897015 |  |  | PQ | ABCN | 19918.584 | 8105801 | no | no |  |  | no |  |  | 1312404.105 | 15296292.701 |  | -1
node_8105801_200897016 |  |  | PQ | ABCN | 19918.584 | 8105801 | no | no |  |  | no |  |  | 1312596.148 | 15296299.328 |  | -1
node_8105801_200897017 |  |  | PQ | ABCN | 19918.584 | 8105801 | no | no |  |  | no |  |  | 1312807.121 | 15296312.005 |  | -1
node_8105801_200897030 |  |  | PQ | AD | 2771.281 | 8105801 | no | no |  |  | no |  |  | 1311488.17 | 15297313.518 |  | -1
node_8105801_200897031 |  |  | PQ | AD | 2771.281 | 8105801 | no | no |  |  | no |  |  | 1311534.312 | 15297248.513 |  | -1
node_8105801_200897032 |  |  | PQ | AN | 2771.281 | 8105801 | no | no |  |  | no |  |  | 1311654.34 | 15297221.35 |  | -1
node_8105801_200897033 |  |  | PQ | AD | 2771.281 | 8105801 | no | no |  |  | no |  |  | 1311802.869 | 15297144.328 |  | -1
node_8105801_200897034 |  |  | PQ | AD | 2771.281 | 8105801 | no | no |  |  | no |  |  | 1311968.754 | 15297098.385 |  | -1
node_8105801_200897098 |  |  | PQ | AN | 2771.281 | 8105801 | no | no |  |  | no |  |  | 1330352.45 | 15282690.175 |  | -1
node_8105801_200897099 |  |  | PQ | AD | 2771.281 | 8105801 | no | no |  |  | no |  |  | 1330500.103 | 15282783.464 |  | -1
node_8105801_200897100 |  |  | PQ | AN | 2771.281 | 8105801 | no | no |  |  | no |  |  | 1330625.324 | 15282842.832 |  | -1
node_8105801_200897101 |  |  | PQ | AD | 2771.281 | 8105801 | no | no |  |  | no |  |  | 1330504.775 | 15283036.31 |  | -1
node_8105801_200897102 |  |  | PQ | AN | 2771.281 | 8105801 | no | no |  |  | no |  |  | 1330401.682 | 15283179.627 |  | -1
node_8105801_200897103 |  |  | PQ | AD | 2771.281 | 8105801 | no | no |  |  | no |  |  | 1330403.482 | 15283361.742 |  | -1
node_8105801_200897104 |  |  | PQ | AD | 2771.281 | 8105801 | no | no |  |  | no |  |  | 1330490.998 | 15283519.864 |  | -1
node_8105801_200897105 |  |  | PQ | AN | 2771.281 | 8105801 | no | no |  |  | no |  |  | 1330735.619 | 15283409.41 |  | -1
node_8105801_200897107 |  |  | PQ | AN | 2771.281 | 8105801 | no | no |  |  | no |  |  | 1330591.113 | 15283635.893 |  | -1
node_8105801_200897211 |  |  | PQ | AD | 2771.281 | 8105801 | no | no |  |  | no |  |  | 1311958.642 | 15297288.691 |  | -1
node_8105801_200897212 |  |  | PQ | AD | 2771.281 | 8105801 | no | no |  |  | no |  |  | 1312083.586 | 15297387.386 |  | -1
node_8105801_200897213 |  |  | PQ | AN | 2771.281 | 8105801 | no | no |  |  | no |  |  | 1312223.633 | 15297481.824 |  | -1
node_8105801_200897229 |  |  | PQ | AD | 2771.281 | 8105801 | no | no |  |  | no |  |  | 1329636.056 | 15286166.316 |  | -1
node_8105801_200897230 |  |  | PQ | AD | 2771.281 | 8105801 | no | no |  |  | no |  |  | 1329712.768 | 15286004.234 |  | -1
node_8105801_200897231 |  |  | PQ | AN | 2771.281 | 8105801 | no | no |  |  | no |  |  | 1329760.856 | 15285929.531 |  | -1
node_8105801_200898622 |  |  | PQ | AD | 2771.281 | 8105801 | no | no |  |  | no |  |  | 1332544.467 | 15305154.23 |  | -1
node_8105801_200898623 |  |  | PQ | AN | 2771.281 | 8105801 | no | no |  |  | no |  |  | 1334328.223 | 15304893.126 |  | -1
node_8105801_200898624 |  |  | PQ | AD | 2771.281 | 8105801 | no | no |  |  | no |  |  | 1332880.19 | 15305170.396 |  | -1
node_8105801_200898625 |  |  | PQ | AD | 2771.281 | 8105801 | no | no |  |  | no |  |  | 1333109.724 | 15305293.603 |  | -1
node_8105801_200898626 |  |  | PQ | AN | 2771.281 | 8105801 | no | no |  |  | no |  |  | 1333375.517 | 15305420.409 |  | -1
node_8105801_200898627 |  |  | PQ | AN | 2771.281 | 8105801 | no | no |  |  | no |  |  | 1333320.488 | 15305596.953 |  | -1
node_8105801_200898628 |  |  | PQ | AD | 2771.281 | 8105801 | no | no |  |  | no |  |  | 1333303.85 | 15305840.856 |  | -1
node_8105801_200898629 |  |  | PQ | AN | 2771.281 | 8105801 | no | no |  |  | no |  |  | 1333582.571 | 15305886.818 |  | -1
node_8105801_200898630 |  |  | PQ | AN | 2771.281 | 8105801 | no | no |  |  | no |  |  | 1333305.616 | 15306176.284 |  | -1
node_8105801_200898632 |  |  | PQ | AD | 2771.281 | 8105801 | no | no |  |  | no |  |  | 1333344.412 | 15306392.971 |  | -1
node_8105801_200898633 |  |  | PQ | AN | 2771.281 | 8105801 | no | no |  |  | no |  |  | 1333525.928 | 15306421.204 |  | -1
node_8105801_200898634 |  |  | PQ | AD | 2771.281 | 8105801 | no | no |  |  | no |  |  | 1333405.431 | 15305187.702 |  | -1
node_8105801_200898635 |  |  | PQ | AN | 2771.281 | 8105801 | no | no |  |  | no |  |  | 1333390.918 | 15305004.792 |  | -1
node_8105801_200898636 |  |  | PQ | AD | 2771.281 | 8105801 | no | no |  |  | no |  |  | 1333605.737 | 15304903.398 |  | -1
node_8105801_200898637 |  |  | PQ | AD | 2771.281 | 8105801 | no | no |  |  | no |  |  | 1333866.386 | 15304916.58 |  | -1
node_8105801_200898638 |  |  | PQ | AD | 2771.281 | 8105801 | no | no |  |  | no |  |  | 1334104.467 | 15304946.476 |  | -1
node_8105801_200898782 |  |  | PQ | AD | 2771.281 | 8105801 | no | no |  |  | no |  |  | 1330740.907 | 15281929.236 |  | -1
node_8105801_200898784 |  |  | PQ | AN | 2771.281 | 8105801 | no | no |  |  | no |  |  | 1333035.344 | 15280800.08 |  | -1
node_8105801_200898785 |  |  | PQ | AN | 2771.281 | 8105801 | no | no |  |  | no |  |  | 1333343.693 | 15280833.887 |  | -1
node_8105801_200898787 |  |  | PQ | AD | 2771.281 | 8105801 | no | no |  |  | no |  |  | 1333565.893 | 15280880.778 |  | -1
node_8105801_200898788 |  |  | PQ | AN | 2771.281 | 8105801 | no | no |  |  | no |  |  | 1333730.921 | 15280921.97 |  | -1
node_8105801_200898790 |  |  | PQ | AN | 2771.281 | 8105801 | no | no |  |  | no |  |  | 1333931.974 | 15281056.116 |  | -1
node_8105801_200898791 |  |  | PQ | AD | 2771.281 | 8105801 | no | no |  |  | no |  |  | 1331006.012 | 15281583.103 |  | -1
node_8105801_200898792 |  |  | PQ | AD | 2771.281 | 8105801 | no | no |  |  | no |  |  | 1331238.14 | 15281280.303 |  | -1
node_8105801_200898793 |  |  | PQ | AD | 2771.281 | 8105801 | no | no |  |  | no |  |  | 1331425.784 | 15281055.866 |  | -1
node_8105801_200898794 |  |  | PQ | AD | 2771.281 | 8105801 | no | no |  |  | no |  |  | 1331663.434 | 15280871.467 |  | -1
node_8105801_200898795 |  |  | PQ | AD | 2771.281 | 8105801 | no | no |  |  | no |  |  | 1331636.881 | 15280807.715 |  | -1
node_8105801_200898796 |  |  | PQ | AD | 2771.281 | 8105801 | no | no |  |  | no |  |  | 1331612.035 | 15280586.172 |  | -1
node_8105801_200898797 |  |  | PQ | AD | 2771.281 | 8105801 | no | no |  |  | no |  |  | 1331513.692 | 15280658.286 |  | -1
node_8105801_200898798 |  |  | PQ | AD | 2771.281 | 8105801 | no | no |  |  | no |  |  | 1331370.817 | 15280774.663 |  | -1
node_8105801_200898800 |  |  | PQ | AN | 2771.281 | 8105801 | no | no |  |  | no |  |  | 1331858.416 | 15280790.196 |  | -1
node_8105801_200898802 |  |  | PQ | AD | 2771.281 | 8105801 | no | no |  |  | no |  |  | 1332058.158 | 15280745.028 |  | -1
node_8105801_200898803 |  |  | PQ | AD | 2771.281 | 8105801 | no | no |  |  | no |  |  | 1332263.856 | 15280736.919 |  | -1
node_8105801_200898804 |  |  | PQ | AN | 2771.281 | 8105801 | no | no |  |  | no |  |  | 1332497.448 | 15280745.154 |  | -1
node_8105801_200898834 |  |  | PQ | AN | 19918.584 | 8105801 | no | no |  |  | no |  |  | 1328567.48 | 15297439.627 |  | -1
node_8105801_200898835 |  |  | PQ | AN | 19918.584 | 8105801 | no | no |  |  | no |  |  | 1328731.701 | 15297522.987 |  | -1
node_8105801_200898836 |  |  | PQ | AN | 19918.584 | 8105801 | no | no |  |  | no |  |  | 1329023.863 | 15297681.605 |  | -1
node_8105801_200898838 |  |  | PQ | AN | 19918.584 | 8105801 | no | no |  |  | no |  |  | 1329161.016 | 15297711.729 |  | -1
node_8105801_200899038 |  |  | PQ | AN | 19918.584 | 8105801 | no | no |  |  | no |  |  | 1328470.31 | 15303075.707 |  | -1
node_8105801_200899041 |  |  | PQ | AN | 19918.584 | 8105801 | no | no |  |  | no |  |  | 1328203.565 | 15303258.936 |  | -1
node_8105801_200899042 |  |  | PQ | AN | 2771.281 | 8105801 | no | no |  |  | no |  |  | 1323800.204 | 15314150.215 |  | -1
node_8105801_200899043 |  |  | PQ | AD | 2771.281 | 8105801 | no | no |  |  | no |  |  | 1323961.259 | 15313921.147 |  | -1
node_8105801_200899044 |  |  | PQ | AN | 2771.281 | 8105801 | no | no |  |  | no |  |  | 1324138.949 | 15313683.983 |  | -1
node_8105801_200899072 |  |  | PQ | AD | 11.951 | 8105801 | no | no |  |  | no |  |  | 1327084.34 | 15292002.268 |  | -1
node_8105801_200899073 |  |  | PQ | AN | 11.951 | 8105801 | no | no |  |  | no |  |  | 1327194.637 | 15292113.614 |  | -1
node_8105801_200899074 |  |  | PQ | AD | 11.951 | 8105801 | no | no |  |  | no |  |  | 1327400.927 | 15292135.195 |  | -1
node_8105801_200899075 |  |  | PQ | AD | 11.951 | 8105801 | no | no |  |  | no |  |  | 1327595.577 | 15292359.557 |  | -1
node_8105801_200899076 |  |  | PQ | AN | 11.951 | 8105801 | no | no |  |  | no |  |  | 1327734.929 | 15292633.929 |  | -1
node_8105801_200899125 |  |  | PQ | AN | 2771.281 | 8105801 | no | no |  |  | no |  |  | 1331531.695 | 15294985.667 |  | -1
node_8105801_200899126 |  |  | PQ | AN | 2771.281 | 8105801 | no | no |  |  | no |  |  | 1331774.923 | 15292193.665 |  | -1
node_8105801_200899127 |  |  | PQ | AD | 2771.281 | 8105801 | no | no |  |  | no |  |  | 1331453.699 | 15294611.07 |  | -1
node_8105801_200899128 |  |  | PQ | AN | 2771.281 | 8105801 | no | no |  |  | no |  |  | 1331129.408 | 15294630.143 |  | -1
node_8105801_200899129 |  |  | PQ | AD | 2771.281 | 8105801 | no | no |  |  | no |  |  | 1330860.77 | 15294465.407 |  | -1
node_8105801_200899130 |  |  | PQ | AN | 2771.281 | 8105801 | no | no |  |  | no |  |  | 1331703.288 | 15294689.115 |  | -1
node_8105801_200899131 |  |  | PQ | AN | 2771.281 | 8105801 | no | no |  |  | no |  |  | 1331395.774 | 15294376.089 |  | -1
node_8105801_200899132 |  |  | PQ | AD | 2771.281 | 8105801 | no | no |  |  | no |  |  | 1331432.026 | 15294016.062 |  | -1
node_8105801_200899133 |  |  | PQ | AD | 2771.281 | 8105801 | no | no |  |  | no |  |  | 1331472.31 | 15293920.99 |  | -1
node_8105801_200899134 |  |  | PQ | AD | 2771.281 | 8105801 | no | no |  |  | no |  |  | 1331764.575 | 15293980.383 |  | -1
node_8105801_200899135 |  |  | PQ | AN | 2771.281 | 8105801 | no | no |  |  | no |  |  | 1332081.843 | 15294019.858 |  | -1
node_8105801_200899137 |  |  | PQ | AN | 2771.281 | 8105801 | no | no |  |  | no |  |  | 1331476.509 | 15293644.746 |  | -1
node_8105801_200899138 |  |  | PQ | AN | 2771.281 | 8105801 | no | no |  |  | no |  |  | 1331681.249 | 15293385.038 |  | -1
node_8105801_200899139 |  |  | PQ | AD | 2771.281 | 8105801 | no | no |  |  | no |  |  | 1331768.335 | 15293221.813 |  | -1
node_8105801_200899140 |  |  | PQ | AD | 2771.281 | 8105801 | no | no |  |  | no |  |  | 1332021.926 | 15293344.259 |  | -1
node_8105801_200899141 |  |  | PQ | AN | 2771.281 | 8105801 | no | no |  |  | no |  |  | 1332208.994 | 15293437.292 |  | -1
node_8105801_200899142 |  |  | PQ | AN | 2771.281 | 8105801 | no | no |  |  | no |  |  | 1332239.985 | 15293230.594 |  | -1
node_8105801_200899143 |  |  | PQ | AD | 2771.281 | 8105801 | no | no |  |  | no |  |  | 1331756.92 | 15293046.649 |  | -1
node_8105801_200899144 |  |  | PQ | AD | 2771.281 | 8105801 | no | no |  |  | no |  |  | 1331793.145 | 15292687.178 |  | -1
node_8105801_200899145 |  |  | PQ | AD | 2771.281 | 8105801 | no | no |  |  | no |  |  | 1331538.469 | 15292673.123 |  | -1
node_8105801_200899146 |  |  | PQ | AN | 2771.281 | 8105801 | no | no |  |  | no |  |  | 1331301.158 | 15292832.625 |  | -1
node_8105801_200899147 |  |  | PQ | AD | 2771.281 | 8105801 | no | no |  |  | no |  |  | 1331776.761 | 15292441.041 |  | -1
node_8105801_200899234 |  |  | PQ | AD | 2771.281 | 8105801 | no | no |  |  | no |  |  | 1331000.977 | 15318725.445 |  | -1
node_8105801_200899235 |  |  | PQ | AN | 2771.281 | 8105801 | no | no |  |  | no |  |  | 1331292.169 | 15318761.283 |  | -1
node_8105801_200899236 |  |  | PQ | AN | 2771.281 | 8105801 | no | no |  |  | no |  |  | 1331673.003 | 15318674.359 |  | -1
node_8105801_200899238 |  |  | PQ | AD | 2771.281 | 8105801 | no | no |  |  | no |  |  | 1331897.997 | 15318564.173 |  | -1
node_8105801_200899239 |  |  | PQ | AN | 2771.281 | 8105801 | no | no |  |  | no |  |  | 1332044.583 | 15318365.976 |  | -1
node_8105801_200899240 |  |  | PQ | AN | 2771.281 | 8105801 | no | no |  |  | no |  |  | 1332282.392 | 15318224.166 |  | -1
node_8105801_200899241 |  |  | PQ | AN | 19918.584 | 8105801 | no | no |  |  | no |  |  | 1323287.213 | 15296948.772 |  | -1
node_8105801_200899242 |  |  | PQ | AN | 19918.584 | 8105801 | no | no |  |  | no |  |  | 1323269.934 | 15297116.856 |  | -1
node_8105801_200899243 |  |  | PQ | AN | 19918.584 | 8105801 | no | no |  |  | no |  |  | 1323262.604 | 15297303.917 |  | -1
node_8105801_200899245 |  |  | PQ | AN | 19918.584 | 8105801 | no | no |  |  | no |  |  | 1323197.155 | 15297589.385 |  | -1
node_8105801_200899246 |  |  | PQ | AN | 19918.584 | 8105801 | no | no |  |  | no |  |  | 1322939.213 | 15297741.423 |  | -1
node_8105801_200899249 |  |  | PQ | AN | 19918.584 | 8105801 | no | no |  |  | no |  |  | 1322705.405 | 15297931.813 |  | -1
node_8105801_200899250 |  |  | PQ | AN | 19918.584 | 8105801 | no | no |  |  | no |  |  | 1322581.95 | 15298200.666 |  | -1
node_8105801_200899252 |  |  | PQ | AN | 19918.584 | 8105801 | no | no |  |  | no |  |  | 1322695.591 | 15298450.207 |  | -1
node_8105801_200899253 |  |  | PQ | AN | 19918.584 | 8105801 | no | no |  |  | no |  |  | 1322896.71 | 15298653.231 |  | -1
node_8105801_200899254 |  |  | PQ | AN | 19918.584 | 8105801 | no | no |  |  | no |  |  | 1323136.048 | 15298890.59 |  | -1
node_8105801_200899359 |  |  | PQ | ABCN | 19918.584 | 8105801 | no | no |  |  | no |  |  | 1307793.436 | 15296554.576 |  | -1
node_8105801_200899366 |  |  | PQ | ABCN | 19918.584 | 8105801 | no | no |  |  | no |  |  | 1308737.142 | 15296452.498 |  | -1
node_8105801_200899369 |  |  | PQ | ABCN | 19918.584 | 8105801 | no | no |  |  | no |  |  | 1308363.327 | 15296512.369 |  | -1
node_8105801_200899370 |  |  | PQ | ABCN | 19918.584 | 8105801 | no | no |  |  | no |  |  | 1308169.826 | 15296546.918 |  | -1
node_8105801_200899371 |  |  | PQ | ABCN | 19918.584 | 8105801 | no | no |  |  | no |  |  | 1308100.526 | 15296560.478 |  | -1
node_8105801_200899372 |  |  | PQ | ABCN | 19918.584 | 8105801 | no | no |  |  | no |  |  | 1308017.911 | 15296566.227 |  | -1
node_8105801_200899373 |  |  | PQ | ABCN | 19918.584 | 8105801 | no | no |  |  | no |  |  | 1307905.856 | 15296585.721 |  | -1
node_8105801_200899477 |  |  | PQ | AN | 2771.281 | 8105801 | no | no |  |  | no |  |  | 1321289.662 | 15316968.174 |  | -1
node_8105801_200899478 |  |  | PQ | AD | 2771.281 | 8105801 | no | no |  |  | no |  |  | 1321349.594 | 15316672.292 |  | -1
node_8105801_200899479 |  |  | PQ | AD | 2771.281 | 8105801 | no | no |  |  | no |  |  | 1321268.829 | 15316453.401 |  | -1
node_8105801_200899480 |  |  | PQ | AN | 2771.281 | 8105801 | no | no |  |  | no |  |  | 1321249.474 | 15316194.849 |  | -1
node_8105801_200899481 |  |  | PQ | AN | 2771.281 | 8105801 | no | no |  |  | no |  |  | 1321243.866 | 15315971.22 |  | -1
node_8105801_200899595 |  |  | PQ | AD | 11.951 | 8105801 | no | no |  |  | no |  |  | 1322774.407 | 15294095.788 |  | -1
node_8105801_200899596 |  |  | PQ | AD | 11.951 | 8105801 | no | no |  |  | no |  |  | 1323086.473 | 15294005.411 |  | -1
node_8105801_200899597 |  |  | PQ | AD | 11.951 | 8105801 | no | no |  |  | no |  |  | 1323411.601 | 15293900.592 |  | -1
node_8105801_200899598 |  |  | PQ | AD | 11.951 | 8105801 | no | no |  |  | no |  |  | 1323706.114 | 15293815.605 |  | -1
node_8105801_200899599 |  |  | PQ | AD | 11.951 | 8105801 | no | no |  |  | no |  |  | 1323992.342 | 15293719.64 |  | -1
node_8105801_200899600 |  |  | PQ | AN | 11.951 | 8105801 | no | no |  |  | no |  |  | 1324318.465 | 15293613.166 |  | -1
node_8105801_200899601 |  |  | PQ | AD | 11.951 | 8105801 | no | no |  |  | no |  |  | 1324518.97 | 15293521.04 |  | -1
node_8105801_200900293 |  |  | PQ | AN | 19918.584 | 8105801 | no | no |  |  | no |  |  | 1323177.909 | 15295564.108 |  | -1
node_8105801_200900294 |  |  | PQ | AN | 19918.584 | 8105801 | no | no |  |  | no |  |  | 1328035.014 | 15301861.967 |  | -1
node_8105801_200900331 |  |  | PQ | ABCN | 19918.584 | 8105801 | no | no |  |  | no |  |  | 1314246.125 | 15296396.52 |  | -1
node_8105801_200900334 |  |  | PQ | ABCN | 19918.584 | 8105801 | no | no |  |  | no |  |  | 1314468.329 | 15296393.007 |  | -1
node_8105801_200900335 |  |  | PQ | ABCN | 19918.584 | 8105801 | no | no |  |  | no |  |  | 1314694.471 | 15296414.702 |  | -1
node_8105801_200900337 |  |  | PQ | ABCN | 19918.584 | 8105801 | no | no |  |  | no |  |  | 1314931.926 | 15296435.641 |  | -1
node_8105801_200900342 |  |  | PQ | ABCN | 19918.584 | 8105801 | no | no |  |  | no |  |  | 1315231.254 | 15296503.642 |  | -1
node_8105801_200900344 |  |  | PQ | ABCN | 19918.584 | 8105801 | no | no |  |  | no |  |  | 1315437.577 | 15296495.824 |  | -1
node_8105801_200900345 |  |  | PQ | ABCN | 19918.584 | 8105801 | no | no |  |  | no |  |  | 1315625.406 | 15296462.234 |  | -1
node_8105801_200900346 |  |  | PQ | ABCN | 19918.584 | 8105801 | no | no |  |  | no |  |  | 1315855.586 | 15296472.126 |  | -1
node_8105801_200900350 |  |  | PQ | ABCN | 19918.584 | 8105801 | no | no |  |  | no |  |  | 1316299.583 | 15296489.996 |  | -1
node_8105801_200900351 |  |  | PQ | ABCN | 19918.584 | 8105801 | no | no |  |  | no |  |  | 1316525.711 | 15296498.85 |  | -1
node_8105801_200900352 |  |  | PQ | ABCN | 19918.584 | 8105801 | no | no |  |  | no |  |  | 1316787.072 | 15296505.509 |  | -1
node_8105801_200900355 |  |  | PQ | ABCN | 19918.584 | 8105801 | no | no |  |  | no |  |  | 1317046.401 | 15296509.924 |  | -1
node_8105801_200900356 |  |  | PQ | ABCN | 19918.584 | 8105801 | no | no |  |  | no |  |  | 1317302.485 | 15296518.738 |  | -1
node_8105801_200900357 |  |  | PQ | ABCN | 19918.584 | 8105801 | no | no |  |  | no |  |  | 1317528.337 | 15296527.578 |  | -1
node_8105801_200900358 |  |  | PQ | ABCN | 19918.584 | 8105801 | no | no |  |  | no |  |  | 1317761.956 | 15296533.755 |  | -1
node_8105801_200900359 |  |  | PQ | ABCN | 19918.584 | 8105801 | no | no |  |  | no |  |  | 1317971.428 | 15296538.258 |  | -1
node_8105801_200900361 |  |  | PQ | ABCN | 19918.584 | 8105801 | no | no |  |  | no |  |  | 1318251.719 | 15296547.983 |  | -1
node_8105801_200900362 |  |  | PQ | AD | 19918.584 | 8105801 | no | no |  |  | no |  |  | 1318160.15 | 15296257.655 |  | -1
node_8105801_200900363 |  |  | PQ | AN | 19918.584 | 8105801 | no | no |  |  | no |  |  | 1318073.881 | 15295970.939 |  | -1
node_8105801_200900365 |  |  | PQ | ABCN | 19918.584 | 8105801 | no | no |  |  | no |  |  | 1318389.612 | 15296590.62 |  | -1
node_8105801_200900366 |  |  | PQ | ABCN | 19918.584 | 8105801 | no | no |  |  | no |  |  | 1318623.811 | 15296593.975 |  | -1
node_8105801_200900368 |  |  | PQ | ABCN | 19918.584 | 8105801 | no | no |  |  | no |  |  | 1318905.304 | 15296612.481 |  | -1
node_8105801_200900370 |  |  | PQ | ABCN | 19918.584 | 8105801 | no | no |  |  | no |  |  | 1319123.383 | 15296626.584 |  | -1
node_8105801_200900373 |  |  | PQ | ABCN | 19918.584 | 8105801 | no | no |  |  | no |  |  | 1319338.563 | 15296651.145 |  | -1
node_8105801_200900374 |  |  | PQ | ABCN | 19918.584 | 8105801 | no | no |  |  | no |  |  | 1319543.288 | 15296678.572 |  | -1
node_8105801_200900375 |  |  | PQ | ABCN | 19918.584 | 8105801 | no | no |  |  | no |  |  | 1319755.287 | 15296697.75 |  | -1
node_8105801_200900377 |  |  | PQ | ABCN | 19918.584 | 8105801 | no | no |  |  | no |  |  | 1320207.6 | 15296699.113 |  | -1
node_8105801_200900379 |  |  | PQ | ABCN | 19918.584 | 8105801 | no | no |  |  | no |  |  | 1320451.913 | 15296709.873 |  | -1
node_8105801_200900380 |  |  | PQ | ABCN | 19918.584 | 8105801 | no | no |  |  | no |  |  | 1320725.043 | 15296724.512 |  | -1
node_8105801_200900381 |  |  | PQ | ABCN | 19918.584 | 8105801 | no | no |  |  | no |  |  | 1320964.463 | 15296735.796 |  | -1
node_8105801_200900382 |  |  | PQ | ABCN | 19918.584 | 8105801 | no | no |  |  | no |  |  | 1321242.018 | 15296747.278 |  | -1
node_8105801_200900383 |  |  | PQ | ABCN | 19918.584 | 8105801 | no | no |  |  | no |  |  | 1321487.666 | 15296760.706 |  | -1
node_8105801_200900384 |  |  | PQ | ABCN | 19918.584 | 8105801 | no | no |  |  | no |  |  | 1321651.966 | 15296769.33 |  | -1
node_8105801_200900385 |  |  | PQ | AN | 19918.584 | 8105801 | no | no |  |  | no |  |  | 1321960.586 | 15296697.654 |  | -1
node_8105801_200900386 |  |  | PQ | AN | 19918.584 | 8105801 | no | no |  |  | no |  |  | 1321999.994 | 15296637.036 |  | -1
node_8105801_200900387 |  |  | PQ | AN | 19918.584 | 8105801 | no | no |  |  | no |  |  | 1322245.751 | 15296378.02 |  | -1
node_8105801_200900388 |  |  | PQ | AN | 19918.584 | 8105801 | no | no |  |  | no |  |  | 1322488.881 | 15296132.75 |  | -1
node_8105801_200900389 |  |  | PQ | AN | 19918.584 | 8105801 | no | no |  |  | no |  |  | 1322728.454 | 15295879.765 |  | -1
node_8105801_200900390 |  |  | PQ | AN | 19918.584 | 8105801 | no | no |  |  | no |  |  | 1322961.519 | 15295636.354 |  | -1
node_8105801_200900391 |  |  | PQ | ABCN | 19918.584 | 8105801 | no | no |  |  | no |  |  | 1321898.173 | 15296775.83 |  | -1
node_8105801_200900392 |  |  | PQ | ABCN | 19918.584 | 8105801 | no | no |  |  | no |  |  | 1322121.293 | 15296790.858 |  | -1
node_8105801_200900394 |  |  | PQ | ABCN | 19918.584 | 8105801 | no | no |  |  | no |  |  | 1322389.207 | 15296806.288 |  | -1
node_8105801_200900396 |  |  | PQ | ABCN | 19918.584 | 8105801 | no | no |  |  | no |  |  | 1322576.004 | 15296809.554 |  | -1
node_8105801_200900397 |  |  | PQ | ABCN | 19918.584 | 8105801 | no | no |  |  | no |  |  | 1322800.046 | 15296816.378 |  | -1
node_8105801_200900398 |  |  | PQ | ABCN | 19918.584 | 8105801 | no | no |  |  | no |  |  | 1323044.588 | 15296830.201 |  | -1
node_8105801_200900399 |  |  | PQ | ABCN | 19918.584 | 8105801 | no | no |  |  | no |  |  | 1323264.175 | 15296840.653 |  | -1
node_8105801_200900400 |  |  | PQ | AN | 19918.584 | 8105801 | no | no |  |  | no |  |  | 1323275.022 | 15296890.01 |  | -1
node_8105801_200900401 |  |  | PQ | ABCN | 19918.584 | 8105801 | no | no |  |  | no |  |  | 1323477.432 | 15296847.615 |  | -1
node_8105801_200900403 |  |  | PQ | ABCN | 19918.584 | 8105801 | no | no |  |  | no |  |  | 1323694.666 | 15296860.75 |  | -1
node_8105801_200900405 |  |  | PQ | ABCN | 19918.584 | 8105801 | no | no |  |  | no |  |  | 1323957.34 | 15296873.117 |  | -1
node_8105801_200900407 |  |  | PQ | ABCN | 19918.584 | 8105801 | no | no |  |  | no |  |  | 1324211.427 | 15296894.918 |  | -1
node_8105801_200900408 |  |  | PQ | AN | 2771.281 | 8105801 | no | no |  |  | no |  |  | 1324233.271 | 15296667.867 |  | -1
node_8105801_200900409 |  |  | PQ | AD | 2771.281 | 8105801 | no | no |  |  | no |  |  | 1323843.698 | 15296636.083 |  | -1
node_8105801_200900410 |  |  | PQ | AD | 2771.281 | 8105801 | no | no |  |  | no |  |  | 1323491.923 | 15296648.506 |  | -1
node_8105801_200900412 |  |  | PQ | AN | 2771.281 | 8105801 | no | no |  |  | no |  |  | 1323293.475 | 15296663.947 |  | -1
node_8105801_200900414 |  |  | PQ | ABCN | 19918.584 | 8105801 | no | no |  |  | no |  |  | 1324488.589 | 15296913.861 |  | -1
node_8105801_200900415 |  |  | PQ | ABCN | 19918.584 | 8105801 | no | no |  |  | no |  |  | 1324776.467 | 15296928.151 |  | -1
node_8105801_200900416 |  |  | PQ | ABCN | 19918.584 | 8105801 | no | no |  |  | no |  |  | 1324954.674 | 15296933.856 |  | -1
node_8105801_200900417 |  |  | PQ | ABCN | 19918.584 | 8105801 | no | no |  |  | no |  |  | 1325126.034 | 15297039.247 |  | -1
node_8105801_200900419 |  |  | PQ | ABCN | 19918.584 | 8105801 | no | no |  |  | no |  |  | 1325373.981 | 15297047.023 |  | -1
node_8105801_200900420 |  |  | PQ | ABCN | 19918.584 | 8105801 | no | no |  |  | no |  |  | 1325599.134 | 15297045.548 |  | -1
node_8105801_200900421 |  |  | PQ | ABCN | 19918.584 | 8105801 | no | no |  |  | no |  |  | 1325792.955 | 15297059.017 |  | -1
node_8105801_200900422 |  |  | PQ | ABCN | 19918.584 | 8105801 | no | no |  |  | no |  |  | 1326011.521 | 15297066.458 |  | -1
node_8105801_200900423 |  |  | PQ | ABCN | 19918.584 | 8105801 | no | no |  |  | no |  |  | 1326167.256 | 15297081.654 |  | -1
node_8105801_200900424 |  |  | PQ | ABCN | 19918.584 | 8105801 | no | no |  |  | no |  |  | 1326392.852 | 15297096.851 |  | -1
node_8105801_200900426 |  |  | PQ | ABCN | 19918.584 | 8105801 | no | no |  |  | no |  |  | 1326523.137 | 15297106.446 |  | -1
node_8105801_200900427 |  |  | PQ | ABCN | 19918.584 | 8105801 | no | no |  |  | no |  |  | 1326774.943 | 15297080.729 |  | -1
node_8105801_200900428 |  |  | PQ | ABCN | 19918.584 | 8105801 | no | no |  |  | no |  |  | 1327017.95 | 15297096.668 |  | -1
node_8105801_200900430 |  |  | PQ | ABCN | 19918.584 | 8105801 | no | no |  |  | no |  |  | 1327265.54 | 15297116.737 |  | -1
node_8105801_200900431 |  |  | PQ | ABCN | 19918.584 | 8105801 | no | no |  |  | no |  |  | 1327453.439 | 15297130.598 |  | -1
node_8105801_200900432 |  |  | PQ | ABCN | 19918.584 | 8105801 | no | no |  |  | no |  |  | 1327649.123 | 15297147.691 |  | -1
node_8105801_200900433 |  |  | PQ | ABCN | 19918.584 | 8105801 | no | no |  |  | no |  |  | 1327838.066 | 15297164.359 |  | -1
node_8105801_200900435 |  |  | PQ | ABCN | 19918.584 | 8105801 | no | no |  |  | no |  |  | 1328077.154 | 15297190.664 |  | -1
node_8105801_200900442 |  |  | PQ | AN | 19918.584 | 8105801 | no | no |  |  | no |  |  | 1328299.781 | 15297644.441 |  | -1
node_8105801_200900443 |  |  | PQ | AN | 19918.584 | 8105801 | no | no |  |  | no |  |  | 1328309.058 | 15297896.289 |  | -1
node_8105801_200900444 |  |  | PQ | AN | 19918.584 | 8105801 | no | no |  |  | no |  |  | 1328365.373 | 15297909.241 |  | -1
node_8105801_200900449 |  |  | PQ | AN | 19918.584 | 8105801 | no | no |  |  | no |  |  | 1328305.495 | 15298077.769 |  | -1
node_8105801_200900450 |  |  | PQ | AN | 19918.584 | 8105801 | no | no |  |  | no |  |  | 1328389.723 | 15298325.358 |  | -1
node_8105801_200900451 |  |  | PQ | AN | 19918.584 | 8105801 | no | no |  |  | no |  |  | 1328516.209 | 15298594.863 |  | -1
node_8105801_200900452 |  |  | PQ | AN | 19918.584 | 8105801 | no | no |  |  | no |  |  | 1328591.916 | 15298906.559 |  | -1
node_8105801_200900453 |  |  | PQ | AN | 19918.584 | 8105801 | no | no |  |  | no |  |  | 1328722.786 | 15299082.859 |  | -1
node_8105801_200900454 |  |  | PQ | AN | 19918.584 | 8105801 | no | no |  |  | no |  |  | 1328801.249 | 15299274.655 |  | -1
node_8105801_200900455 |  |  | PQ | AN | 19918.584 | 8105801 | no | no |  |  | no |  |  | 1328896.954 | 15299547.548 |  | -1
node_8105801_200900456 |  |  | PQ | AN | 19918.584 | 8105801 | no | no |  |  | no |  |  | 1328942.804 | 15299731.453 |  | -1
node_8105801_200900458 |  |  | PQ | AN | 19918.584 | 8105801 | no | no |  |  | no |  |  | 1328861.39 | 15300288.985 |  | -1
node_8105801_200900459 |  |  | PQ | AN | 19918.584 | 8105801 | no | no |  |  | no |  |  | 1328758.324 | 15300499.373 |  | -1
node_8105801_200900460 |  |  | PQ | AN | 19918.584 | 8105801 | no | no |  |  | no |  |  | 1328733.088 | 15300772.604 |  | -1
node_8105801_200900461 |  |  | PQ | AN | 19918.584 | 8105801 | no | no |  |  | no |  |  | 1328800.524 | 15300985.724 |  | -1
node_8105801_200900462 |  |  | PQ | AN | 19918.584 | 8105801 | no | no |  |  | no |  |  | 1328863.551 | 15301191.068 |  | -1
node_8105801_200900464 |  |  | PQ | AN | 19918.584 | 8105801 | no | no |  |  | no |  |  | 1328914.6 | 15301485.565 |  | -1
node_8105801_200900465 |  |  | PQ | AN | 19918.584 | 8105801 | no | no |  |  | no |  |  | 1328937.05 | 15301708.018 |  | -1
node_8105801_200900467 |  |  | PQ | AN | 19918.584 | 8105801 | no | no |  |  | no |  |  | 1328924.1 | 15301761.087 |  | -1
node_8105801_200900468 |  |  | PQ | AN | 19918.584 | 8105801 | no | no |  |  | no |  |  | 1328762.06 | 15302909.523 |  | -1
node_8105801_200900474 |  |  | PQ | AN | 19918.584 | 8105801 | no | no |  |  | no |  |  | 1329297.699 | 15302929.387 |  | -1
node_8105801_200900475 |  |  | PQ | AN | 19918.584 | 8105801 | no | no |  |  | no |  |  | 1329360.773 | 15303002.097 |  | -1
node_8105801_200900476 |  |  | PQ | AN | 19918.584 | 8105801 | no | no |  |  | no |  |  | 1329493.454 | 15303151.299 |  | -1
node_8105801_200900479 |  |  | PQ | AN | 19918.584 | 8105801 | no | no |  |  | no |  |  | 1329629.938 | 15303307.241 |  | -1
node_8105801_200900481 |  |  | PQ | AN | 19918.584 | 8105801 | no | no |  |  | no |  |  | 1329765.307 | 15303460.824 |  | -1
node_8105801_200900482 |  |  | PQ | AN | 19918.584 | 8105801 | no | no |  |  | no |  |  | 1329932.989 | 15303651.286 |  | -1
node_8105801_200900484 |  |  | PQ | AN | 19918.584 | 8105801 | no | no |  |  | no |  |  | 1330031.759 | 15303932.094 |  | -1
node_8105801_200900486 |  |  | PQ | AN | 2771.281 | 8105801 | no | no |  |  | no |  |  | 1330139.145 | 15303991.838 |  | -1
node_8105801_200900489 |  |  | PQ | AN | 2771.281 | 8105801 | no | no |  |  | no |  |  | 1330470.912 | 15304280.332 |  | -1
node_8105801_200900491 |  |  | PQ | AN | 2771.281 | 8105801 | no | no |  |  | no |  |  | 1330675.614 | 15304317.853 |  | -1
node_8105801_200900493 |  |  | PQ | AN | 2771.281 | 8105801 | no | no |  |  | no |  |  | 1330980.319 | 15304438.056 |  | -1
node_8105801_200900494 |  |  | PQ | AD | 2771.281 | 8105801 | no | no |  |  | no |  |  | 1331172.948 | 15304592.792 |  | -1
node_8105801_200900495 |  |  | PQ | AN | 2771.281 | 8105801 | no | no |  |  | no |  |  | 1331340.917 | 15304638.994 |  | -1
node_8105801_200900496 |  |  | PQ | AN | 2771.281 | 8105801 | no | no |  |  | no |  |  | 1331577.269 | 15304742.275 |  | -1
node_8105801_200900497 |  |  | PQ | AN | 2771.281 | 8105801 | no | no |  |  | no |  |  | 1331837.577 | 15304846.787 |  | -1
node_8105801_200900498 |  |  | PQ | AN | 2771.281 | 8105801 | no | no |  |  | no |  |  | 1332073.815 | 15305149.035 |  | -1
node_8105801_200900499 |  |  | PQ | AN | 2771.281 | 8105801 | no | no |  |  | no |  |  | 1332361.37 | 15305336.921 |  | -1
node_8105801_200900500 |  |  | PQ | AN | 2771.281 | 8105801 | no | no |  |  | no |  |  | 1332602.006 | 15305571.84 |  | -1
node_8105801_200900502 |  |  | PQ | AD | 2771.281 | 8105801 | no | no |  |  | no |  |  | 1332877.437 | 15305966.616 |  | -1
node_8105801_200900503 |  |  | PQ | AN | 2771.281 | 8105801 | no | no |  |  | no |  |  | 1333041.185 | 15306194.439 |  | -1
node_8105801_200900509 |  |  | PQ | AN | 2771.281 | 8105801 | no | no |  |  | no |  |  | 1329981.846 | 15303972.633 |  | -1
node_8105801_200900510 |  |  | PQ | AN | 2771.281 | 8105801 | no | no |  |  | no |  |  | 1329914.293 | 15304026.149 |  | -1
node_8105801_200900512 |  |  | PQ | AN | 2771.281 | 8105801 | no | no |  |  | no |  |  | 1329665.235 | 15304240.558 |  | -1
node_8105801_200900514 |  |  | PQ | AD | 2771.281 | 8105801 | no | no |  |  | no |  |  | 1327440.765 | 15306696.561 |  | -1
node_8105801_200900515 |  |  | PQ | AD | 2771.281 | 8105801 | no | no |  |  | no |  |  | 1327357.355 | 15306861.878 |  | -1
node_8105801_200900516 |  |  | PQ | AN | 2771.281 | 8105801 | no | no |  |  | no |  |  | 1327285.154 | 15307006.327 |  | -1
node_8105801_200900518 |  |  | PQ | AD | 2771.281 | 8105801 | no | no |  |  | no |  |  | 1327276.242 | 15307253.173 |  | -1
node_8105801_200900519 |  |  | PQ | AD | 2771.281 | 8105801 | no | no |  |  | no |  |  | 1327272.83 | 15307499.789 |  | -1
node_8105801_200900520 |  |  | PQ | AN | 2771.281 | 8105801 | no | no |  |  | no |  |  | 1327257.011 | 15307853.938 |  | -1
node_8105801_200900521 |  |  | PQ | AN | 2771.281 | 8105801 | no | no |  |  | no |  |  | 1327243.588 | 15308229.925 |  | -1
node_8105801_200900523 |  |  | PQ | AN | 2771.281 | 8105801 | no | no |  |  | no |  |  | 1327234.465 | 15308582.601 |  | -1
node_8105801_200900524 |  |  | PQ | AN | 2771.281 | 8105801 | no | no |  |  | no |  |  | 1327222.338 | 15308933.234 |  | -1
node_8105801_200900525 |  |  | PQ | AD | 2771.281 | 8105801 | no | no |  |  | no |  |  | 1327201.807 | 15309412.142 |  | -1
node_8105801_200900526 |  |  | PQ | AD | 2771.281 | 8105801 | no | no |  |  | no |  |  | 1327019.142 | 15309708.226 |  | -1
node_8105801_200900527 |  |  | PQ | AN | 2771.281 | 8105801 | no | no |  |  | no |  |  | 1329339.482 | 15304366.897 |  | -1
node_8105801_200900528 |  |  | PQ | AD | 2771.281 | 8105801 | no | no |  |  | no |  |  | 1326837.104 | 15310013.502 |  | -1
node_8105801_200900529 |  |  | PQ | AD | 2771.281 | 8105801 | no | no |  |  | no |  |  | 1326709.05 | 15310227.824 |  | -1
node_8105801_200900530 |  |  | PQ | AD | 2771.281 | 8105801 | no | no |  |  | no |  |  | 1326575.463 | 15310443.941 |  | -1
node_8105801_200900531 |  |  | PQ | AN | 2771.281 | 8105801 | no | no |  |  | no |  |  | 1326381.328 | 15310760.021 |  | -1
node_8105801_200900533 |  |  | PQ | AD | 2771.281 | 8105801 | no | no |  |  | no |  |  | 1326180.804 | 15311091.538 |  | -1
node_8105801_200900535 |  |  | PQ | AN | 2771.281 | 8105801 | no | no |  |  | no |  |  | 1326000.092 | 15311353.166 |  | -1
node_8105801_200900537 |  |  | PQ | AN | 2771.281 | 8105801 | no | no |  |  | no |  |  | 1325914.166 | 15311473.987 |  | -1
node_8105801_200900538 |  |  | PQ | AD | 2771.281 | 8105801 | no | no |  |  | no |  |  | 1325820.821 | 15311607.542 |  | -1
node_8105801_200900540 |  |  | PQ | AN | 2771.281 | 8105801 | no | no |  |  | no |  |  | 1325598.173 | 15311944.603 |  | -1
node_8105801_200900541 |  |  | PQ | AN | 2771.281 | 8105801 | no | no |  |  | no |  |  | 1329057.663 | 15304602.461 |  | -1
node_8105801_200900542 |  |  | PQ | AN | 2771.281 | 8105801 | no | no |  |  | no |  |  | 1328843.167 | 15304910.738 |  | -1
node_8105801_200900543 |  |  | PQ | AD | 2771.281 | 8105801 | no | no |  |  | no |  |  | 1328524.175 | 15305237.705 |  | -1
node_8105801_200900544 |  |  | PQ | AN | 2771.281 | 8105801 | no | no |  |  | no |  |  | 1328407.644 | 15305342.101 |  | -1
node_8105801_200900545 |  |  | PQ | AN | 2771.281 | 8105801 | no | no |  |  | no |  |  | 1328201.753 | 15305528.181 |  | -1
node_8105801_200900546 |  |  | PQ | AD | 2771.281 | 8105801 | no | no |  |  | no |  |  | 1328108.387 | 15305611.045 |  | -1
node_8105801_200900547 |  |  | PQ | AN | 2771.281 | 8105801 | no | no |  |  | no |  |  | 1327911.924 | 15305787.641 |  | -1
node_8105801_200900548 |  |  | PQ | AD | 2771.281 | 8105801 | no | no |  |  | no |  |  | 1327756.311 | 15306080.599 |  | -1
node_8105801_200900549 |  |  | PQ | AD | 2771.281 | 8105801 | no | no |  |  | no |  |  | 1327594.503 | 15306395.365 |  | -1
node_8105801_200900550 |  |  | PQ | AN | 2771.281 | 8105801 | no | no |  |  | no |  |  | 1330804.543 | 15309618.529 |  | -1
node_8105801_200900553 |  |  | PQ | AD | 2771.281 | 8105801 | no | no |  |  | no |  |  | 1330229.233 | 15304869.852 |  | -1
node_8105801_200900555 |  |  | PQ | AD | 2771.281 | 8105801 | no | no |  |  | no |  |  | 1330509.809 | 15305387.009 |  | -1
node_8105801_200900556 |  |  | PQ | AD | 2771.281 | 8105801 | no | no |  |  | no |  |  | 1330566.551 | 15308657.782 |  | -1
node_8105801_200900557 |  |  | PQ | AD | 2771.281 | 8105801 | no | no |  |  | no |  |  | 1330507.388 | 15309037.341 |  | -1
node_8105801_200900559 |  |  | PQ | AD | 2771.281 | 8105801 | no | no |  |  | no |  |  | 1330452.202 | 15309647.31 |  | -1
node_8105801_200900560 |  |  | PQ | AD | 2771.281 | 8105801 | no | no |  |  | no |  |  | 1330520.317 | 15309641.637 |  | -1
node_8105801_200900561 |  |  | PQ | AD | 2771.281 | 8105801 | no | no |  |  | no |  |  | 1330520.532 | 15309405.453 |  | -1
node_8105801_200900562 |  |  | PQ | AN | 2771.281 | 8105801 | no | no |  |  | no |  |  | 1330739.247 | 15309408.821 |  | -1
node_8105801_200900563 |  |  | PQ | AN | 2771.281 | 8105801 | no | no |  |  | no |  |  | 1330431.609 | 15310059.258 |  | -1
node_8105801_200900564 |  |  | PQ | AD | 2771.281 | 8105801 | no | no |  |  | no |  |  | 1330413.667 | 15310365.415 |  | -1
node_8105801_200900565 |  |  | PQ | AD | 2771.281 | 8105801 | no | no |  |  | no |  |  | 1330488.866 | 15310434.542 |  | -1
node_8105801_200900566 |  |  | PQ | AN | 2771.281 | 8105801 | no | no |  |  | no |  |  | 1330689.801 | 15310564.26 |  | -1
node_8105801_200900567 |  |  | PQ | AN | 2771.281 | 8105801 | no | no |  |  | no |  |  | 1330402.217 | 15310668.766 |  | -1
node_8105801_200900569 |  |  | PQ | AD | 2771.281 | 8105801 | no | no |  |  | no |  |  | 1330385.514 | 15310959.747 |  | -1
node_8105801_200900570 |  |  | PQ | AD | 2771.281 | 8105801 | no | no |  |  | no |  |  | 1330370.054 | 15311275.78 |  | -1
node_8105801_200900571 |  |  | PQ | AN | 2771.281 | 8105801 | no | no |  |  | no |  |  | 1330251.958 | 15311648.878 |  | -1
node_8105801_200900573 |  |  | PQ | AN | 2771.281 | 8105801 | no | no |  |  | no |  |  | 1330536.292 | 15305657.135 |  | -1
node_8105801_200900574 |  |  | PQ | AD | 2771.281 | 8105801 | no | no |  |  | no |  |  | 1330195.945 | 15311896.697 |  | -1
node_8105801_200900575 |  |  | PQ | AD | 2771.281 | 8105801 | no | no |  |  | no |  |  | 1330059.505 | 15312249.428 |  | -1
node_8105801_200900576 |  |  | PQ | AD | 2771.281 | 8105801 | no | no |  |  | no |  |  | 1330350.946 | 15312275.311 |  | -1
node_8105801_200900577 |  |  | PQ | AN | 2771.281 | 8105801 | no | no |  |  | no |  |  | 1330351.7 | 15312108.45 |  | -1
node_8105801_200900578 |  |  | PQ | AD | 2771.281 | 8105801 | no | no |  |  | no |  |  | 1329961.231 | 15312573.173 |  | -1
node_8105801_200900579 |  |  | PQ | AD | 2771.281 | 8105801 | no | no |  |  | no |  |  | 1329855.999 | 15312893.387 |  | -1
node_8105801_200900580 |  |  | PQ | AD | 2771.281 | 8105801 | no | no |  |  | no |  |  | 1330081.134 | 15312954.447 |  | -1
node_8105801_200900581 |  |  | PQ | AD | 2771.281 | 8105801 | no | no |  |  | no |  |  | 1329747.1 | 15313225.779 |  | -1
node_8105801_200900582 |  |  | PQ | AN | 2771.281 | 8105801 | no | no |  |  | no |  |  | 1329690.251 | 15313424.576 |  | -1
node_8105801_200900583 |  |  | PQ | AD | 2771.281 | 8105801 | no | no |  |  | no |  |  | 1329643.829 | 15313720.614 |  | -1
node_8105801_200900584 |  |  | PQ | AD | 2771.281 | 8105801 | no | no |  |  | no |  |  | 1329597.094 | 15314032.639 |  | -1
node_8105801_200900585 |  |  | PQ | AN | 2771.281 | 8105801 | no | no |  |  | no |  |  | 1329561.063 | 15314349.759 |  | -1
node_8105801_200900586 |  |  | PQ | AD | 2771.281 | 8105801 | no | no |  |  | no |  |  | 1329330.959 | 15314307.815 |  | -1
node_8105801_200900587 |  |  | PQ | AN | 2771.281 | 8105801 | no | no |  |  | no |  |  | 1329073.906 | 15314407.768 |  | -1
node_8105801_200900588 |  |  | PQ | AN | 2771.281 | 8105801 | no | no |  |  | no |  |  | 1328822.284 | 15314511.522 |  | -1
node_8105801_200900590 |  |  | PQ | AD | 2771.281 | 8105801 | no | no |  |  | no |  |  | 1329631.196 | 15314756.507 |  | -1
node_8105801_200900591 |  |  | PQ | AD | 2771.281 | 8105801 | no | no |  |  | no |  |  | 1330599.505 | 15306027.421 |  | -1
node_8105801_200900592 |  |  | PQ | AN | 2771.281 | 8105801 | no | no |  |  | no |  |  | 1329695.287 | 15315025.288 |  | -1
node_8105801_200900593 |  |  | PQ | AN | 2771.281 | 8105801 | no | no |  |  | no |  |  | 1329777.774 | 15315377.743 |  | -1
node_8105801_200900594 |  |  | PQ | AN | 2771.281 | 8105801 | no | no |  |  | no |  |  | 1329560.412 | 15315397.899 |  | -1
node_8105801_200900595 |  |  | PQ | AD | 2771.281 | 8105801 | no | no |  |  | no |  |  | 1329844.427 | 15315727.709 |  | -1
node_8105801_200900596 |  |  | PQ | AD | 2771.281 | 8105801 | no | no |  |  | no |  |  | 1329906.992 | 15316020.611 |  | -1
node_8105801_200900597 |  |  | PQ | AN | 2771.281 | 8105801 | no | no |  |  | no |  |  | 1329985.072 | 15316322.415 |  | -1
node_8105801_200900599 |  |  | PQ | AD | 2771.281 | 8105801 | no | no |  |  | no |  |  | 1330101.401 | 15316610.744 |  | -1
node_8105801_200900600 |  |  | PQ | AD | 2771.281 | 8105801 | no | no |  |  | no |  |  | 1330177.471 | 15316818.918 |  | -1
node_8105801_200900601 |  |  | PQ | AN | 2771.281 | 8105801 | no | no |  |  | no |  |  | 1330298.125 | 15317108.134 |  | -1
node_8105801_200900602 |  |  | PQ | AN | 2771.281 | 8105801 | no | no |  |  | no |  |  | 1330496.199 | 15317370.313 |  | -1
node_8105801_200900604 |  |  | PQ | AN | 2771.281 | 8105801 | no | no |  |  | no |  |  | 1330739.636 | 15317693.027 |  | -1
node_8105801_200900605 |  |  | PQ | AN | 2771.281 | 8105801 | no | no |  |  | no |  |  | 1330674.179 | 15306461.561 |  | -1
node_8105801_200900606 |  |  | PQ | AD | 2771.281 | 8105801 | no | no |  |  | no |  |  | 1330730.209 | 15318028.599 |  | -1
node_8105801_200900608 |  |  | PQ | AN | 2771.281 | 8105801 | no | no |  |  | no |  |  | 1330730.06 | 15318357.346 |  | -1
node_8105801_200900610 |  |  | PQ | AD | 2771.281 | 8105801 | no | no |  |  | no |  |  | 1330701.354 | 15318389.766 |  | -1
node_8105801_200900611 |  |  | PQ | AN | 2771.281 | 8105801 | no | no |  |  | no |  |  | 1330484.077 | 15318417.73 |  | -1
node_8105801_200900612 |  |  | PQ | AN | 2771.281 | 8105801 | no | no |  |  | no |  |  | 1330736.443 | 15318667.127 |  | -1
node_8105801_200900614 |  |  | PQ | AD | 2771.281 | 8105801 | no | no |  |  | no |  |  | 1330633.844 | 15318651.182 |  | -1
node_8105801_200900615 |  |  | PQ | AD | 2771.281 | 8105801 | no | no |  |  | no |  |  | 1330569.416 | 15318892.393 |  | -1
node_8105801_200900616 |  |  | PQ | AD | 2771.281 | 8105801 | no | no |  |  | no |  |  | 1330526.289 | 15319071.962 |  | -1
node_8105801_200900617 |  |  | PQ | AD | 2771.281 | 8105801 | no | no |  |  | no |  |  | 1330524.916 | 15319316.455 |  | -1
node_8105801_200900618 |  |  | PQ | AN | 2771.281 | 8105801 | no | no |  |  | no |  |  | 1330449.488 | 15319495.246 |  | -1
node_8105801_200900619 |  |  | PQ | AN | 2771.281 | 8105801 | no | no |  |  | no |  |  | 1330455.592 | 15319688.776 |  | -1
node_8105801_200900620 |  |  | PQ | AD | 2771.281 | 8105801 | no | no |  |  | no |  |  | 1330395.285 | 15319808.775 |  | -1
node_8105801_200900621 |  |  | PQ | AN | 2771.281 | 8105801 | no | no |  |  | no |  |  | 1330353.105 | 15320032.617 |  | -1
node_8105801_200900623 |  |  | PQ | AD | 2771.281 | 8105801 | no | no |  |  | no |  |  | 1330326.391 | 15320198.575 |  | -1
node_8105801_200900624 |  |  | PQ | AD | 2771.281 | 8105801 | no | no |  |  | no |  |  | 1330261.457 | 15320561.338 |  | -1
node_8105801_200900625 |  |  | PQ | AN | 2771.281 | 8105801 | no | no |  |  | no |  |  | 1330463.826 | 15320619.356 |  | -1
node_8105801_200900627 |  |  | PQ | AD | 2771.281 | 8105801 | no | no |  |  | no |  |  | 1330010.779 | 15320476.803 |  | -1
node_8105801_200900628 |  |  | PQ | AN | 2771.281 | 8105801 | no | no |  |  | no |  |  | 1329795.096 | 15320402.075 |  | -1
node_8105801_200900629 |  |  | PQ | AD | 2771.281 | 8105801 | no | no |  |  | no |  |  | 1329971.871 | 15320563.479 |  | -1
node_8105801_200900630 |  |  | PQ | AN | 2771.281 | 8105801 | no | no |  |  | no |  |  | 1329613.722 | 15320563.232 |  | -1
node_8105801_200900631 |  |  | PQ | AN | 2771.281 | 8105801 | no | no |  |  | no |  |  | 1330774.65 | 15306764.96 |  | -1
node_8105801_200900633 |  |  | PQ | AN | 2771.281 | 8105801 | no | no |  |  | no |  |  | 1329357.801 | 15320560.947 |  | -1
node_8105801_200900634 |  |  | PQ | AD | 2771.281 | 8105801 | no | no |  |  | no |  |  | 1329111.987 | 15320557.881 |  | -1
node_8105801_200900635 |  |  | PQ | AN | 2771.281 | 8105801 | no | no |  |  | no |  |  | 1329036.155 | 15320435.778 |  | -1
node_8105801_200900636 |  |  | PQ | AN | 2771.281 | 8105801 | no | no |  |  | no |  |  | 1328809.971 | 15320486.474 |  | -1
node_8105801_200900638 |  |  | PQ | AN | 2771.281 | 8105801 | no | no |  |  | no |  |  | 1328505.758 | 15320573.118 |  | -1
node_8105801_200900639 |  |  | PQ | AD | 2771.281 | 8105801 | no | no |  |  | no |  |  | 1328173.164 | 15320702.138 |  | -1
node_8105801_200900640 |  |  | PQ | AN | 2771.281 | 8105801 | no | no |  |  | no |  |  | 1330770.122 | 15307096.159 |  | -1
node_8105801_200900641 |  |  | PQ | AD | 2771.281 | 8105801 | no | no |  |  | no |  |  | 1330763.017 | 15307474.3 |  | -1
node_8105801_200900642 |  |  | PQ | AD | 2771.281 | 8105801 | no | no |  |  | no |  |  | 1330710.54 | 15307763.258 |  | -1
node_8105801_200900643 |  |  | PQ | AN | 2771.281 | 8105801 | no | no |  |  | no |  |  | 1331136.995 | 15307901.645 |  | -1
node_8105801_200900645 |  |  | PQ | AN | 2771.281 | 8105801 | no | no |  |  | no |  |  | 1331527.286 | 15307880.012 |  | -1
node_8105801_200900646 |  |  | PQ | AD | 2771.281 | 8105801 | no | no |  |  | no |  |  | 1330715.5 | 15307828.117 |  | -1
node_8105801_200900647 |  |  | PQ | AN | 2771.281 | 8105801 | no | no |  |  | no |  |  | 1330641.736 | 15308191.062 |  | -1
node_8105801_200900689 |  |  | PQ | ABCN | 19918.584 | 8105801 | no | no |  |  | no |  |  | 1308869.451 | 15296452.003 |  | -1
node_8105801_200900690 |  |  | PQ | ABCN | 19918.584 | 8105801 | no | no |  |  | no |  |  | 1308948.57 | 15296505.843 |  | -1
node_8105801_200900691 |  |  | PQ | ABCN | 19918.584 | 8105801 | no | no |  |  | no |  |  | 1309027.193 | 15296560.147 |  | -1
node_8105801_200900692 |  |  | PQ | ABCN | 19918.584 | 8105801 | no | no |  |  | no |  |  | 1308998.95 | 15296600.131 |  | -1
node_8105801_200900693 |  |  | PQ | ABCN | 19918.584 | 8105801 | no | no |  |  | no |  |  | 1308853.282 | 15296493.493 |  | -1
node_8105801_200900694 |  |  | PQ | ABCN | 19918.584 | 8105801 | no | no |  |  | no |  |  | 1309156.413 | 15296714.328 |  | -1
node_8105801_200900695 |  |  | PQ | ABCN | 19918.584 | 8105801 | no | no |  |  | no |  |  | 1309399.597 | 15296828.345 |  | -1
node_8105801_200900696 |  |  | PQ | ABCN | 19918.584 | 8105801 | no | no |  |  | no |  |  | 1309637.754 | 15296931.883 |  | -1
node_8105801_200900697 |  |  | PQ | ABCN | 19918.584 | 8105801 | no | no |  |  | no |  |  | 1309898.89 | 15296987.679 |  | -1
node_8105801_200900700 |  |  | PQ | ABCN | 19918.584 | 8105801 | no | no |  |  | no |  |  | 1310253.334 | 15297004.261 |  | -1
node_8105801_200900701 |  |  | PQ | AN | 19918.584 | 8105801 | no | no |  |  | no |  |  | 1310287.658 | 15297173.194 |  | -1
node_8105801_200900702 |  |  | PQ | AN | 19918.584 | 8105801 | no | no |  |  | no |  |  | 1310093.843 | 15297304.228 |  | -1
node_8105801_200900703 |  |  | PQ | ABCN | 19918.584 | 8105801 | no | no |  |  | no |  |  | 1310432.22 | 15297013.287 |  | -1
node_8105801_200900704 |  |  | PQ | ABCN | 19918.584 | 8105801 | no | no |  |  | no |  |  | 1310610.161 | 15297020.8 |  | -1
node_8105801_200900705 |  |  | PQ | ABCN | 19918.584 | 8105801 | no | no |  |  | no |  |  | 1310842.152 | 15297059.612 |  | -1
node_8105801_200900706 |  |  | PQ | AN | 2771.281 | 8105801 | no | no |  |  | no |  |  | 1310940.871 | 15297089.168 |  | -1
node_8105801_200900707 |  |  | PQ | AN | 2771.281 | 8105801 | no | no |  |  | no |  |  | 1311097.296 | 15297146.013 |  | -1
node_8105801_200900708 |  |  | PQ | AD | 2771.281 | 8105801 | no | no |  |  | no |  |  | 1311303.47 | 15297254.566 |  | -1
node_8105801_200900709 |  |  | PQ | AD | 2771.281 | 8105801 | no | no |  |  | no |  |  | 1311448.24 | 15297323.035 |  | -1
node_8105801_200900710 |  |  | PQ | AN | 2771.281 | 8105801 | no | no |  |  | no |  |  | 1311620.083 | 15297426.438 |  | -1
node_8105801_200900712 |  |  | PQ | AD | 2771.281 | 8105801 | no | no |  |  | no |  |  | 1311765.336 | 15297519.203 |  | -1
node_8105801_200900713 |  |  | PQ | AD | 2771.281 | 8105801 | no | no |  |  | no |  |  | 1311853.005 | 15297552.47 |  | -1
node_8105801_200900714 |  |  | PQ | AN | 2771.281 | 8105801 | no | no |  |  | no |  |  | 1311902.804 | 15297697.974 |  | -1
node_8105801_200900717 |  |  | PQ | AD | 2771.281 | 8105801 | no | no |  |  | no |  |  | 1312189.179 | 15297840.912 |  | -1
node_8105801_200900719 |  |  | PQ | AD | 2771.281 | 8105801 | no | no |  |  | no |  |  | 1312694.559 | 15298286.681 |  | -1
node_8105801_200900720 |  |  | PQ | AN | 2771.281 | 8105801 | no | no |  |  | no |  |  | 1313258.48 | 15298736.284 |  | -1
node_8105801_200900721 |  |  | PQ | AD | 2771.281 | 8105801 | no | no |  |  | no |  |  | 1313439.081 | 15298662.604 |  | -1
node_8105801_200900722 |  |  | PQ | AD | 2771.281 | 8105801 | no | no |  |  | no |  |  | 1313685.545 | 15298542.145 |  | -1
node_8105801_200900723 |  |  | PQ | AN | 2771.281 | 8105801 | no | no |  |  | no |  |  | 1313767.934 | 15298788.207 |  | -1
node_8105801_200900724 |  |  | PQ | AN | 2771.281 | 8105801 | no | no |  |  | no |  |  | 1313940.224 | 15298432.134 |  | -1
node_8105801_200900725 |  |  | PQ | AD | 2771.281 | 8105801 | no | no |  |  | no |  |  | 1313945.382 | 15298281.873 |  | -1
node_8105801_200900726 |  |  | PQ | AD | 2771.281 | 8105801 | no | no |  |  | no |  |  | 1314127.068 | 15298503.158 |  | -1
node_8105801_200900727 |  |  | PQ | AD | 2771.281 | 8105801 | no | no |  |  | no |  |  | 1314480.719 | 15298616.85 |  | -1
node_8105801_200900728 |  |  | PQ | AD | 2771.281 | 8105801 | no | no |  |  | no |  |  | 1314783.205 | 15298724.579 |  | -1
node_8105801_200900729 |  |  | PQ | AN | 2771.281 | 8105801 | no | no |  |  | no |  |  | 1315095.314 | 15298835.017 |  | -1
node_8105801_200900730 |  |  | PQ | AD | 2771.281 | 8105801 | no | no |  |  | no |  |  | 1315063.961 | 15299131.812 |  | -1
node_8105801_200900731 |  |  | PQ | AD | 2771.281 | 8105801 | no | no |  |  | no |  |  | 1315033.561 | 15299469.309 |  | -1
node_8105801_200900732 |  |  | PQ | AD | 2771.281 | 8105801 | no | no |  |  | no |  |  | 1315002.336 | 15299800.479 |  | -1
node_8105801_200900733 |  |  | PQ | AD | 2771.281 | 8105801 | no | no |  |  | no |  |  | 1314978.938 | 15300123.987 |  | -1
node_8105801_200900734 |  |  | PQ | AD | 2771.281 | 8105801 | no | no |  |  | no |  |  | 1314945.544 | 15300326.505 |  | -1
node_8105801_200900735 |  |  | PQ | AD | 2771.281 | 8105801 | no | no |  |  | no |  |  | 1314913.952 | 15300642.11 |  | -1
node_8105801_200900736 |  |  | PQ | AN | 2771.281 | 8105801 | no | no |  |  | no |  |  | 1314894.056 | 15300824.087 |  | -1
node_8105801_200900737 |  |  | PQ | AD | 2771.281 | 8105801 | no | no |  |  | no |  |  | 1314840.75 | 15301271.822 |  | -1
node_8105801_200900738 |  |  | PQ | AD | 2771.281 | 8105801 | no | no |  |  | no |  |  | 1315018.71 | 15301461.356 |  | -1
node_8105801_200900739 |  |  | PQ | AD | 2771.281 | 8105801 | no | no |  |  | no |  |  | 1315383.613 | 15301837.246 |  | -1
node_8105801_200900740 |  |  | PQ | AD | 2771.281 | 8105801 | no | no |  |  | no |  |  | 1315678.24 | 15302154.797 |  | -1
node_8105801_200900741 |  |  | PQ | AD | 2771.281 | 8105801 | no | no |  |  | no |  |  | 1315999.664 | 15302494.199 |  | -1
node_8105801_200900742 |  |  | PQ | AD | 2771.281 | 8105801 | no | no |  |  | no |  |  | 1316299.591 | 15302538.679 |  | -1
node_8105801_200900743 |  |  | PQ | AD | 2771.281 | 8105801 | no | no |  |  | no |  |  | 1316608.973 | 15302584.39 |  | -1
node_8105801_200900744 |  |  | PQ | AN | 2771.281 | 8105801 | no | no |  |  | no |  |  | 1316954.885 | 15302638.723 |  | -1
node_8105801_200901030 |  |  | PQ | AN | 19918.584 | 8105801 | no | no |  |  | no |  |  | 1328769.69 | 15287929.418 |  | -1
node_8105801_200901050 |  |  | PQ | AN | 2771.281 | 8105801 | no | no |  |  | no |  |  | 1330593.487 | 15282120.999 |  | -1
node_8105801_200901055 |  |  | PQ | AD | 2771.281 | 8105801 | no | no |  |  | no |  |  | 1330473.389 | 15282298.13 |  | -1
node_8105801_200901056 |  |  | PQ | AD | 2771.281 | 8105801 | no | no |  |  | no |  |  | 1330397.734 | 15282408.125 |  | -1
node_8105801_200901057 |  |  | PQ | AD | 2771.281 | 8105801 | no | no |  |  | no |  |  | 1330213.366 | 15282645.927 |  | -1
node_8105801_200901058 |  |  | PQ | AN | 2771.281 | 8105801 | no | no |  |  | no |  |  | 1330088.257 | 15282874.585 |  | -1
node_8105801_200901059 |  |  | PQ | AD | 2771.281 | 8105801 | no | no |  |  | no |  |  | 1329980.665 | 15283166.267 |  | -1
node_8105801_200901060 |  |  | PQ | AN | 2771.281 | 8105801 | no | no |  |  | no |  |  | 1329961.65 | 15283362.675 |  | -1
node_8105801_200901062 |  |  | PQ | AD | 2771.281 | 8105801 | no | no |  |  | no |  |  | 1329936.361 | 15283592.635 |  | -1
node_8105801_200901063 |  |  | PQ | AD | 2771.281 | 8105801 | no | no |  |  | no |  |  | 1329909.747 | 15283872.408 |  | -1
node_8105801_200901064 |  |  | PQ | AD | 2771.281 | 8105801 | no | no |  |  | no |  |  | 1329885.351 | 15284063.751 |  | -1
node_8105801_200901065 |  |  | PQ | AD | 2771.281 | 8105801 | no | no |  |  | no |  |  | 1329867.046 | 15284339.136 |  | -1
node_8105801_200901066 |  |  | PQ | AD | 2771.281 | 8105801 | no | no |  |  | no |  |  | 1329832.029 | 15284530.016 |  | -1
node_8105801_200901070 |  |  | PQ | AD | 2771.281 | 8105801 | no | no |  |  | no |  |  | 1329786.774 | 15284714.503 |  | -1
node_8105801_200901072 |  |  | PQ | AN | 2771.281 | 8105801 | no | no |  |  | no |  |  | 1329741.784 | 15284885.438 |  | -1
node_8105801_200901073 |  |  | PQ | AD | 2771.281 | 8105801 | no | no |  |  | no |  |  | 1329718.252 | 15285008.695 |  | -1
node_8105801_200901074 |  |  | PQ | AD | 2771.281 | 8105801 | no | no |  |  | no |  |  | 1329683.706 | 15285176.164 |  | -1
node_8105801_200901075 |  |  | PQ | AD | 2771.281 | 8105801 | no | no |  |  | no |  |  | 1329644.953 | 15285367.836 |  | -1
node_8105801_200901076 |  |  | PQ | AN | 2771.281 | 8105801 | no | no |  |  | no |  |  | 1329592.823 | 15285572.055 |  | -1
node_8105801_200901078 |  |  | PQ | AD | 2771.281 | 8105801 | no | no |  |  | no |  |  | 1329550.991 | 15285774.752 |  | -1
node_8105801_200901079 |  |  | PQ | AD | 2771.281 | 8105801 | no | no |  |  | no |  |  | 1329510.552 | 15285958.514 |  | -1
node_8105801_200901080 |  |  | PQ | AD | 2771.281 | 8105801 | no | no |  |  | no |  |  | 1329466.526 | 15286133.86 |  | -1
node_8105801_200901081 |  |  | PQ | AD | 2771.281 | 8105801 | no | no |  |  | no |  |  | 1329425.728 | 15286378.148 |  | -1
node_8105801_200901082 |  |  | PQ | AD | 2771.281 | 8105801 | no | no |  |  | no |  |  | 1329543.858 | 15286344.017 |  | -1
node_8105801_200901083 |  |  | PQ | AN | 2771.281 | 8105801 | no | no |  |  | no |  |  | 1329528.542 | 15286414.822 |  | -1
node_8105801_200901085 |  |  | PQ | AN | 2771.281 | 8105801 | no | no |  |  | no |  |  | 1329386.297 | 15286570.3 |  | -1
node_8105801_200901086 |  |  | PQ | AN | 2771.281 | 8105801 | no | no |  |  | no |  |  | 1329335.281 | 15286810.581 |  | -1
node_8105801_200901088 |  |  | PQ | AN | 19918.584 | 8105801 | no | no |  |  | no |  |  | 1329280.64 | 15287037.276 |  | -1
node_8105801_200901089 |  |  | PQ | AN | 19918.584 | 8105801 | no | no |  |  | no |  |  | 1329464.16 | 15287095.907 |  | -1
node_8105801_200901091 |  |  | PQ | ABCN | 19918.584 | 8105801 | no | no |  |  | no |  |  | 1329244.726 | 15287252.247 |  | -1
node_8105801_200901093 |  |  | PQ | ABCN | 19918.584 | 8105801 | no | no |  |  | no |  |  | 1329259.726 | 15287468.565 |  | -1
node_8105801_200901095 |  |  | PQ | ABCN | 19918.584 | 8105801 | no | no |  |  | no |  |  | 1329231.571 | 15287560.542 |  | -1
node_8105801_200901096 |  |  | PQ | ABCN | 19918.584 | 8105801 | no | no |  |  | no |  |  | 1329165.33 | 15287827.038 |  | -1
node_8105801_200901097 |  |  | PQ | ABCN | 19918.584 | 8105801 | no | no |  |  | no |  |  | 1329131.134 | 15287974.121 |  | -1
node_8105801_200901098 |  |  | PQ | ABCN | 19918.584 | 8105801 | no | no |  |  | no |  |  | 1329099.179 | 15288116.2 |  | -1
node_8105801_200901099 |  |  | PQ | AN | 19918.584 | 8105801 | no | no |  |  | no |  |  | 1329011.153 | 15287957.766 |  | -1
node_8105801_200901100 |  |  | PQ | ABCN | 19918.584 | 8105801 | no | no |  |  | no |  |  | 1329070.638 | 15288254.475 |  | -1
node_8105801_200901101 |  |  | PQ | ABCN | 19918.584 | 8105801 | no | no |  |  | no |  |  | 1328906.187 | 15288413.912 |  | -1
node_8105801_200901102 |  |  | PQ | ABCN | 19918.584 | 8105801 | no | no |  |  | no |  |  | 1328857.732 | 15288598.973 |  | -1
node_8105801_200901103 |  |  | PQ | ABCN | 19918.584 | 8105801 | no | no |  |  | no |  |  | 1328887.954 | 15288778.267 |  | -1
node_8105801_200901104 |  |  | PQ | ABCN | 19918.584 | 8105801 | no | no |  |  | no |  |  | 1328836.046 | 15288939.795 |  | -1
node_8105801_200901106 |  |  | PQ | ABCN | 19918.584 | 8105801 | no | no |  |  | no |  |  | 1328796.006 | 15289073.001 |  | -1
node_8105801_200901107 |  |  | PQ | ABCN | 19918.584 | 8105801 | no | no |  |  | no |  |  | 1328703.074 | 15289205.637 |  | -1
node_8105801_200901109 |  |  | PQ | AN | 19918.584 | 8105801 | no | no |  |  | no |  |  | 1328617.369 | 15289188.675 |  | -1
node_8105801_200901110 |  |  | PQ | AN | 19918.584 | 8105801 | no | no |  |  | no |  |  | 1328430.878 | 15289148.381 |  | -1
node_8105801_200901112 |  |  | PQ | ABCN | 19918.584 | 8105801 | no | no |  |  | no |  |  | 1328636.055 | 15289423.718 |  | -1
node_8105801_200901114 |  |  | PQ | ABCN | 19918.584 | 8105801 | no | no |  |  | no |  |  | 1328574.117 | 15289613.88 |  | -1
node_8105801_200901115 |  |  | PQ | ABCN | 19918.584 | 8105801 | no | no |  |  | no |  |  | 1328528.317 | 15289771.395 |  | -1
node_8105801_200901116 |  |  | PQ | ABCN | 19918.584 | 8105801 | no | no |  |  | no |  |  | 1328487.545 | 15289928.568 |  | -1
node_8105801_200901117 |  |  | PQ | ABCN | 19918.584 | 8105801 | no | no |  |  | no |  |  | 1328512.915 | 15290038.985 |  | -1
node_8105801_200901118 |  |  | PQ | ABN | 19918.584 | 8105801 | no | no |  |  | no |  |  | 1328439.853 | 15290260.573 |  | -1
node_8105801_200901120 |  |  | PQ | ABN | 19918.584 | 8105801 | no | no |  |  | no |  |  | 1328377.526 | 15290462.146 |  | -1
node_8105801_200901121 |  |  | PQ | ABN | 19918.584 | 8105801 | no | no |  |  | no |  |  | 1328204.679 | 15290369.348 |  | -1
node_8105801_200901122 |  |  | PQ | ABN | 19918.584 | 8105801 | no | no |  |  | no |  |  | 1327979.86 | 15290247.824 |  | -1
node_8105801_200901124 |  |  | PQ | ABN | 19918.584 | 8105801 | no | no |  |  | no |  |  | 1328322.363 | 15290617.958 |  | -1
node_8105801_200901125 |  |  | PQ | AN | 11.951 | 8105801 | no | no |  |  | no |  |  | 1328264.802 | 15290719.184 |  | -1
node_8105801_200901126 |  |  | PQ | AN | 11.951 | 8105801 | no | no |  |  | no |  |  | 1328145.807 | 15290953.901 |  | -1
node_8105801_200901127 |  |  | PQ | AD | 11.951 | 8105801 | no | no |  |  | no |  |  | 1328077.502 | 15291054.302 |  | -1
node_8105801_200901128 |  |  | PQ | AN | 11.951 | 8105801 | no | no |  |  | no |  |  | 1327929.296 | 15291187.035 |  | -1
node_8105801_200901129 |  |  | PQ | AD | 11.951 | 8105801 | no | no |  |  | no |  |  | 1327815.268 | 15291323.877 |  | -1
node_8105801_200901130 |  |  | PQ | AD | 11.951 | 8105801 | no | no |  |  | no |  |  | 1327816.782 | 15291386.565 |  | -1
node_8105801_200901131 |  |  | PQ | AN | 11.951 | 8105801 | no | no |  |  | no |  |  | 1327962.416 | 15291684.395 |  | -1
node_8105801_200901133 |  |  | PQ | AN | 11.951 | 8105801 | no | no |  |  | no |  |  | 1327613.303 | 15291509.477 |  | -1
node_8105801_200901134 |  |  | PQ | AD | 11.951 | 8105801 | no | no |  |  | no |  |  | 1327495.975 | 15291651.77 |  | -1
node_8105801_200901135 |  |  | PQ | AD | 11.951 | 8105801 | no | no |  |  | no |  |  | 1327188.023 | 15291866.768 |  | -1
node_8105801_200901136 |  |  | PQ | AN | 11.951 | 8105801 | no | no |  |  | no |  |  | 1327053.599 | 15291973.296 |  | -1
node_8105801_200901137 |  |  | PQ | AD | 11.951 | 8105801 | no | no |  |  | no |  |  | 1326880.703 | 15292088.774 |  | -1
node_8105801_200901138 |  |  | PQ | AD | 11.951 | 8105801 | no | no |  |  | no |  |  | 1326718.233 | 15292216.028 |  | -1
node_8105801_200901139 |  |  | PQ | AD | 11.951 | 8105801 | no | no |  |  | no |  |  | 1326580.017 | 15292353.198 |  | -1
node_8105801_200901141 |  |  | PQ | AD | 11.951 | 8105801 | no | no |  |  | no |  |  | 1326450.915 | 15292484.085 |  | -1
node_8105801_200901142 |  |  | PQ | AD | 11.951 | 8105801 | no | no |  |  | no |  |  | 1326309.484 | 15292630.997 |  | -1
node_8105801_200901143 |  |  | PQ | AN | 11.951 | 8105801 | no | no |  |  | no |  |  | 1326169.005 | 15292782.146 |  | -1
node_8105801_200901144 |  |  | PQ | AD | 11.951 | 8105801 | no | no |  |  | no |  |  | 1325960.206 | 15292981.52 |  | -1
node_8105801_200901145 |  |  | PQ | AN | 11.951 | 8105801 | no | no |  |  | no |  |  | 1325711.547 | 15293088.592 |  | -1
node_8105801_200901146 |  |  | PQ | AD | 11.951 | 8105801 | no | no |  |  | no |  |  | 1325486.192 | 15293162.432 |  | -1
node_8105801_200901148 |  |  | PQ | AN | 11.951 | 8105801 | no | no |  |  | no |  |  | 1325263.03 | 15293245.911 |  | -1
node_8105801_200901149 |  |  | PQ | AD | 11.951 | 8105801 | no | no |  |  | no |  |  | 1325097.386 | 15293307.766 |  | -1
node_8105801_200901150 |  |  | PQ | AD | 11.951 | 8105801 | no | no |  |  | no |  |  | 1324909.945 | 15293375.987 |  | -1
node_8105801_200901151 |  |  | PQ | AD | 11.951 | 8105801 | no | no |  |  | no |  |  | 1324788.157 | 15293420.392 |  | -1
node_8105801_200914920 |  |  | PQ | AN | 2771.281 | 8105801 | no | no |  |  | no |  |  | 1324257.546 | 15296954.66 |  | -1
node_8105801_200914928 |  |  | PQ | AD | 11.951 | 8105801 | no | no |  |  | no |  |  | 1322595.266 | 15294181.216 |  | -1
node_8105801_200946113 |  |  | PQ | AN | 19918.584 | 8105801 | no | no |  |  | no |  |  | 1328789.882 | 15298116.709 |  | -1
node_8105801_200950510 |  |  | PQ | ABCN | 19918.584 | 8105801 | no | no |  |  | no |  |  | 1310438.234 | 15296968.399 |  | -1
node_8105801_200950511 |  |  | PQ | ABCN | 19918.584 | 8105801 | no | no |  |  | no |  |  | 1310483.521 | 15296965.108 |  | -1
node_8105801_200950512 |  |  | PQ | ABCN | 19918.584 | 8105801 | no | no |  |  | no |  |  | 1310485.981 | 15296999.484 |  | -1
node_8105801_200950513 |  |  | PQ | ABCN | 19918.584 | 8105801 | no | no |  |  | no |  |  | 1308968.721 | 15296435.5 |  | -1
node_8105801_200950514 |  |  | PQ | ABCN | 19918.584 | 8105801 | no | no |  |  | no |  |  | 1309025.357 | 15296471.047 |  | -1
node_8105801_200950515 |  |  | PQ | ABCN | 19918.584 | 8105801 | no | no |  |  | no |  |  | 1309002.91 | 15296517.48 |  | -1
node_8105801_200950516 |  |  | PQ | ABCN | 19918.584 | 8105801 | no | no |  |  | no |  |  | 1308028.637 | 15296626.955 |  | -1
node_8105801_200951799 |  |  | PQ | AD | 2771.281 | 8105801 | no | no |  |  | no |  |  | 1330469.412 | 15309258.305 |  | -1
node_8105801_200956111 |  |  | PQ | ABCN | 19918.584 | 8105801 | no | no |  |  | no |  |  | 1326947.664 | 15287232.948 |  | -1
node_8105801_200957021 |  |  | PQ | AD | 2771.281 | 8105801 | no | no |  |  | no |  |  | 1312367.058 | 15297579.053 |  | -1
node_8105801_200959303 |  |  | PQ | ABCN | 19918.584 | 8105801 | no | no |  |  | no |  |  | 1320277.395 | 15302835.872 |  | -1
node_8105801_200959463 |  |  | PQ | AN | 19918.584 | 8105801 | no | no |  |  | no |  |  | 1319843.489 | 15300443.509 |  | -1
node_8105801_200961205 |  |  | PQ | AN | 2771.281 | 8105801 | no | no |  |  | no |  |  | 1320004.551 | 15305018.304 |  | -1
node_8105801_200961506 |  |  | PQ | AD | 2771.281 | 8105801 | no | no |  |  | no |  |  | 1331906.409 | 15292513.16 |  | -1
node_8105801_200961507 |  |  | PQ | AN | 2771.281 | 8105801 | no | no |  |  | no |  |  | 1332079.085 | 15292455.644 |  | -1
node_8105801_200962982 |  |  | PQ | ABCN | 19918.584 | 8105801 | no | no |  |  | no |  |  | 1329770.542 | 15290960.021 |  | -1
node_8105801_200962983 |  |  | PQ | ABCN | 19918.584 | 8105801 | no | no |  |  | no |  |  | 1320007.038 | 15296688.029 |  | -1
node_8105801_200965227 |  |  | PQ | AN | 19918.584 | 8105801 | no | no |  |  | no |  |  | 1328942.729 | 15300039.85 |  | -1
node_8105801_200965780 |  |  | PQ | ABCN | 19918.584 | 8105801 | no | no |  |  | no |  |  | 1318291.054 | 15296619.807 |  | -1
node_8105801_200965818 |  |  | PQ | ABCN | 19918.584 | 8105801 | no | no |  |  | no |  |  | 1318466.906 | 15296853.889 |  | -1
node_8105801_200965819 |  |  | PQ | ABCN | 19918.584 | 8105801 | no | no |  |  | no |  |  | 1318629.793 | 15297084.451 |  | -1
node_8105801_200965820 |  |  | PQ | ABCN | 19918.584 | 8105801 | no | no |  |  | no |  |  | 1318801.175 | 15297299.089 |  | -1
node_8105801_200965821 |  |  | PQ | ABCN | 19918.584 | 8105801 | no | no |  |  | no |  |  | 1318954.554 | 15297506.01 |  | -1
node_8105801_200965861 |  |  | PQ | ABCN | 19918.584 | 8105801 | no | no |  |  | no |  |  | 1319658.101 | 15299388.509 |  | -1
node_8105801_200965862 |  |  | PQ | ABCN | 19918.584 | 8105801 | no | no |  |  | no |  |  | 1319611.036 | 15299605.055 |  | -1
node_8105801_200965863 |  |  | PQ | ABCN | 19918.584 | 8105801 | no | no |  |  | no |  |  | 1319559.347 | 15299860.217 |  | -1
node_8105801_200966559 |  |  | PQ | ABCN | 19918.584 | 8105801 | no | no |  |  | no |  |  | 1319629.088 | 15300042.019 |  | -1
node_8105801_200966561 |  |  | PQ | ABCN | 19918.584 | 8105801 | no | no |  |  | no |  |  | 1319652.776 | 15300228.393 |  | -1
node_8105801_200966563 |  |  | PQ | ABCN | 19918.584 | 8105801 | no | no |  |  | no |  |  | 1319720.661 | 15300509.902 |  | -1
node_8105801_200966564 |  |  | PQ | ABCN | 19918.584 | 8105801 | no | no |  |  | no |  |  | 1319775.756 | 15300711.927 |  | -1
node_8105801_200966622 |  |  | PQ | ABCN | 19918.584 | 8105801 | no | no |  |  | no |  |  | 1319847.781 | 15300932.918 |  | -1
node_8105801_200966623 |  |  | PQ | ABCN | 19918.584 | 8105801 | no | no |  |  | no |  |  | 1319913.984 | 15301165.155 |  | -1
node_8105801_200967057 |  |  | PQ | AD | 2771.281 | 8105801 | no | no |  |  | no |  |  | 1312625.359 | 15298233.334 |  | -1
node_8105801_200967096 |  |  | PQ | AD | 2771.281 | 8105801 | no | no |  |  | no |  |  | 1312600.293 | 15298154.294 |  | -1
node_8105801_200967097 |  |  | PQ | AN | 2771.281 | 8105801 | no | no |  |  | no |  |  | 1312438.454 | 15298028.25 |  | -1
node_8105801_200968057 |  |  | PQ | AN | 2771.281 | 8105801 | no | no |  |  | no |  |  | 1323556.949 | 15312090.16 |  | -1
node_8105801_200968058 |  |  | PQ | AN | 2771.281 | 8105801 | no | no |  |  | no |  |  | 1323617.021 | 15312604.356 |  | -1
node_8105801_200968059 |  |  | PQ | AN | 2771.281 | 8105801 | no | no |  |  | no |  |  | 1323664.768 | 15313014.474 |  | -1
node_8105801_200968449 |  |  | PQ | AN | 19918.584 | 8105801 | no | no |  |  | no |  |  | 1320174.47 | 15301956.406 |  | -1
node_8105801_200968450 |  |  | PQ | AN | 19918.584 | 8105801 | no | no |  |  | no |  |  | 1320285.756 | 15301893.281 |  | -1
node_8105801_200968452 |  |  | PQ | ABCN | 19918.584 | 8105801 | no | no |  |  | no |  |  | 1320133.024 | 15302183.358 |  | -1
node_8105801_200968453 |  |  | PQ | ABCN | 19918.584 | 8105801 | no | no |  |  | no |  |  | 1320124.106 | 15302330.82 |  | -1
node_8105801_200968454 |  |  | PQ | ABCN | 19918.584 | 8105801 | no | no |  |  | no |  |  | 1320269.775 | 15303128.124 |  | -1
node_8105801_200968455 |  |  | PQ | ABCN | 19918.584 | 8105801 | no | no |  |  | no |  |  | 1320271.233 | 15303392.728 |  | -1
node_8105801_200968456 |  |  | PQ | ABCN | 19918.584 | 8105801 | no | no |  |  | no |  |  | 1320150.748 | 15303641.262 |  | -1
node_8105801_200968483 |  |  | PQ | AN | 19918.584 | 8105801 | no | no |  |  | no |  |  | 1320040.973 | 15304161.485 |  | -1
node_8105801_200968484 |  |  | PQ | AD | 2771.281 | 8105801 | no | no |  |  | no |  |  | 1320035.961 | 15304322.196 |  | -1
node_8105801_200968523 |  |  | PQ | ABCN | 19918.584 | 8105801 | no | no |  |  | no |  |  | 1320035.525 | 15303885.166 |  | -1
node_8105801_200968524 |  |  | PQ | ABN | 19918.584 | 8105801 | no | no |  |  | no |  |  | 1319693.341 | 15298317.187 |  | -1
node_8105801_200970192 |  |  | PQ | AD | 2771.281 | 8105801 | no | no |  |  | no |  |  | 1312289.455 | 15301819.745 |  | -1
node_8105801_200974254 |  |  | PQ | AN | 2771.281 | 8105801 | no | no |  |  | no |  |  | 1332474.057 | 15295493.512 |  | -1
node_8105801_200974255 |  |  | PQ | AN | 2771.281 | 8105801 | no | no |  |  | no |  |  | 1332530.951 | 15295734.844 |  | -1
node_8105801_200974353 |  |  | PQ | AN | 2771.281 | 8105801 | no | no |  |  | no |  |  | 1324085.69 | 15316098.104 |  | -1
node_8105801_200974354 |  |  | PQ | AN | 2771.281 | 8105801 | no | no |  |  | no |  |  | 1323654.976 | 15317103.494 |  | -1
node_8105801_200975929 |  |  | PQ | AN | 2771.281 | 8105801 | no | no |  |  | no |  |  | 1322709.048 | 15309796.972 |  | -1
node_8105801_200976073 |  |  | PQ | AN | 2771.281 | 8105801 | no | no |  |  | no |  |  | 1322443.169 | 15309912.292 |  | -1
node_8105801_200977067 |  |  | PQ | ABCN | 19918.584 | 8105801 | no | no |  |  | no |  |  | 1308553.203 | 15296483.85 |  | -1
node_8105801_200977089 |  |  | PQ | ABCN | 19918.584 | 8105801 | no | no |  |  | no |  |  | 1310074.481 | 15296995.069 |  | -1
node_8105801_200977101 |  |  | PQ | AD | 11.951 | 8105801 | no | no |  |  | no |  |  | 1326641.447 | 15292400.465 |  | -1
node_8105801_200977102 |  |  | PQ | AN | 11.951 | 8105801 | no | no |  |  | no |  |  | 1326687.063 | 15292626.959 |  | -1
node_8105801_200977808 |  |  | PQ | AN | 19918.584 | 8105801 | no | no |  |  | no |  |  | 1328901.667 | 15301886.187 |  | -1
node_8105801_200978663 |  |  | PQ | AN | 19918.584 | 8105801 | no | no |  |  | no |  |  | 1328851.492 | 15302157.931 |  | -1
node_8105801_200978664 |  |  | PQ | AN | 19918.584 | 8105801 | no | no |  |  | no |  |  | 1328868.65 | 15302379.008 |  | -1
node_8105801_200978665 |  |  | PQ | AN | 19918.584 | 8105801 | no | no |  |  | no |  |  | 1328883.037 | 15302609.83 |  | -1
node_8105801_200978666 |  |  | PQ | AN | 2771.281 | 8105801 | no | no |  |  | no |  |  | 1330282.002 | 15304099.771 |  | -1
node_8105801_200978667 |  |  | PQ | AD | 2771.281 | 8105801 | no | no |  |  | no |  |  | 1330303.335 | 15304231.645 |  | -1
node_8105801_200978668 |  |  | PQ | AD | 2771.281 | 8105801 | no | no |  |  | no |  |  | 1330269.21 | 15304529.522 |  | -1
node_8105801_200978669 |  |  | PQ | AN | 2771.281 | 8105801 | no | no |  |  | no |  |  | 1330241.123 | 15304769.749 |  | -1
node_8105801_200978892 |  |  | PQ | AD | 2771.281 | 8105801 | no | no |  |  | no |  |  | 1332771.002 | 15280783.255 |  | -1
node_8105801_200980255 |  |  | PQ | AN | 2771.281 | 8105801 | no | no |  |  | no |  |  | 1330691.352 | 15306549.335 |  | -1
node_8105801_200980256 |  |  | PQ | AN | 2771.281 | 8105801 | no | no |  |  | no |  |  | 1330422.926 | 15306553.862 |  | -1
node_8105801_200981641 |  |  | PQ | AN | 2771.281 | 8105801 | no | no |  |  | no |  |  | 1332734.06 | 15305848.462 |  | -1
node_8105801_200981773 |  |  | PQ | AN | 19918.584 | 8105801 | no | no |  |  | no |  |  | 1328530.115 | 15300774.679 |  | -1
node_8105801_200981815 |  |  | PQ | AN | 2771.281 | 8105801 | no | no |  |  | no |  |  | 1329481.658 | 15286634.615 |  | -1
node_8105801_200982623 |  |  | PQ | AN | 2771.281 | 8105801 | no | no |  |  | no |  |  | 1331260.705 | 15295538.9 |  | -1
node_8105801_200983377 |  |  | PQ | AN | 2771.281 | 8105801 | no | no |  |  | no |  |  | 1330331.669 | 15304969.449 |  | -1
node_8105801_201008524 |  |  | PQ | ABCN | 19918.584 | 8105801 | no | no |  |  | no |  |  | 1328296.678 | 15297252.666 |  | -1
node_8105801_201008697 |  |  | PQ | AN | 2771.281 | 8105801 | no | no |  |  | no |  |  | 1332202.159 | 15311342.866 |  | -1
node_8105801_201011852 |  |  | PQ | AN | 2771.281 | 8105801 | no | no |  |  | no |  |  | 1331614.556 | 15295353.798 |  | -1
node_8105801_201013593 |  |  | PQ | AN | 2771.281 | 8105801 | no | no |  |  | no |  |  | 1330304.331 | 15320322.496 |  | -1
node_8105801_201020344 |  |  | PQ | AD | 2771.281 | 8105801 | no | no |  |  | no |  |  | 1320076.012 | 15304916.911 |  | -1
node_8105801_201020345 |  |  | PQ | AN | 2771.281 | 8105801 | no | no |  |  | no |  |  | 1320404.202 | 15304955.449 |  | -1
node_8105801_201022056 |  |  | PQ | ABCN | 19918.584 | 8105801 | no | no |  |  | no |  |  | 1315040.683 | 15296435.307 |  | -1
node_8105801_201046971 |  |  | PQ | ABCN | 19918.584 | 8105801 | no | no |  |  | no |  |  | 1329598.668 | 15291634.934 |  | -1
node_8105801_201047156 |  |  | PQ | AN | 19918.584 | 8105801 | no | no |  |  | no |  |  | 1329778.752 | 15291708.989 |  | -1
node_8105801_201054991 |  |  | PQ | ABCN | 19918.584 | 8105801 | no | no |  |  | no |  |  | 1319661.183 | 15298530.595 |  | -1
node_8105801_201054992 |  |  | PQ | ABCN | 19918.584 | 8105801 | no | no |  |  | no |  |  | 1319668.684 | 15298709.91 |  | -1
node_8105801_201054993 |  |  | PQ | ABCN | 19918.584 | 8105801 | no | no |  |  | no |  |  | 1319763.007 | 15298879.204 |  | -1
node_8105801_201058210 |  |  | PQ | AN | 19918.584 | 8105801 | no | no |  |  | no |  |  | 1329055.381 | 15302736.142 |  | -1
node_8105801_201063654 |  |  | PQ | ABCN | 19918.584 | 8105801 | no | no |  |  | no |  |  | 1307972.908 | 15296574.772 |  | -1
node_8105801_201063744 |  |  | PQ | ABCN | 19918.584 | 8105801 | no | no |  |  | no |  |  | 1328553.096 | 15290092.902 |  | -1
node_8105801_201063807 |  |  | PQ | ABCN | 19918.584 | 8105801 | no | no |  |  | no |  |  | 1316072.947 | 15296477.015 |  | -1
node_8105801_201067629 |  |  | PQ | AN | 19918.584 | 8105801 | no | no |  |  | no |  |  | 1328296.381 | 15297450.093 |  | -1
node_8105801_310004792 |  |  | PQ | AD | 2771.281 | 8105801 | no | no |  |  | no |  |  | 1323529.02 | 15311368.254 |  | -1
node_8105801_310005187 |  |  | PQ | AN | 2771.281 | 8105801 | no | no |  |  | no |  |  | 1330390.093 | 15282639.31 |  | -1
node_8105801_310005198 |  |  | PQ | AN | 19918.584 | 8105801 | no | no |  |  | no |  |  | 1328580.256 | 15298015.097 |  | -1
node_8105801_310005207 |  |  | PQ | AD | 2771.281 | 8105801 | no | no |  |  | no |  |  | 1330767.833 | 15282152.477 |  | -1
node_8105801_310007995 |  |  | PQ | AN | 2771.281 | 8105801 | no | no |  |  | no |  |  | 1326627.663 | 15310287.164 |  | -1
node_8105801_310007998 |  |  | PQ | AD | 2771.281 | 8105801 | no | no |  |  | no |  |  | 1326491.976 | 15310629.285 |  | -1
node_8105801_310012411 |  |  | PQ | AN | 7199.558 | 8105801 | no | no |  |  | no |  |  | 1322514.273 | 15304322.197 |  | -1
node_8105801_310012870 |  |  | PQ | AN | 7199.558 | 8105801 | no | no |  |  | no |  |  | 1320312.496 | 15303393.073 |  | -1
node_8105801_310020867 |  |  | PQ | AN | 7199.558 | 8105801 | no | no |  |  | no |  |  | 1323518.674 | 15302491.862 |  | -1
node_8105801_310027274 |  |  | PQ | ABCN | 19918.584 | 8105801 | no | no |  |  | no |  |  | 1319578.286 | 15303817.184 |  | -1
node_8105801_310029145 |  |  | PQ | AN | 2771.281 | 8105801 | no | no |  |  | no |  |  | 1319539.415 | 15304720.875 |  | -1
node_8105801_311879939 |  |  | PQ | AN | 7199.558 | 8105801 | no | no |  |  | no |  |  | 1308760.564 | 15296691.558 |  | -1
node_8105801_311900164 |  |  | PQ | ABCN | 19918.584 | 8105801 | no | no |  |  | no |  |  | 1319582.89 | 15303836.699 |  | -1
node_8105801_311900738 |  |  | PQ | ABCN | 19918.584 | 8105801 | no | no |  |  | no |  |  | 1319580.468 | 15303875.863 |  | -1
node_8105801_311914275 |  |  | PQ | AN | 7199.558 | 8105801 | no | no |  |  | no |  |  | 1308845.362 | 15296511.325 |  | -1
node_8105801_311914277 |  |  | PQ | AN | 2771.281 | 8105801 | no | no |  |  | no |  |  | 1329288.945 | 15286999.281 |  | -1
node_8105801_311914402 |  |  | PQ | AN | 7199.558 | 8105801 | no | no |  |  | no |  |  | 1320282.429 | 15303391.479 |  | -1
node_8105801_311933657 |  |  | PQ | ABCN | 19918.584 | 8105801 | no | no |  |  | no |  |  | 1327507.4 | 15287268.048 |  | -1
node_8105801_311933658 |  |  | PQ | ABCN | 19918.584 | 8105801 | no | no |  |  | no |  |  | 1327531.086 | 15287269.793 |  | -1
node_8105801_311996692 |  |  | PQ | AD | 2771.281 | 8105801 | no | no |  |  | no |  |  | 1331721.776 | 15280967.815 |  | -1
node_8105801_312034884 |  |  | PQ | AN | 19918.584 | 8105801 | no | no |  |  | no |  |  | 1320379.76 | 15301863.147 |  | -1
node_8105801_312034886 |  |  | PQ | AN | 19918.584 | 8105801 | no | no |  |  | no |  |  | 1320699.915 | 15301992.643 |  | -1
node_8105801_312082804 |  |  | PQ | ABCN | 19918.584 | 8105801 | no | no |  |  | no |  |  | 1319581.74 | 15299759.109 |  | -1
node_8105801_312082805 |  |  | PQ | ABCN | 19918.584 | 8105801 | no | no |  |  | no |  |  | 1319569.575 | 15299696.422 |  | -1
node_8105801_312082807 |  |  | PQ | ABCN | 19918.584 | 8105801 | no | no |  |  | no |  |  | 1319553.393 | 15299634.875 |  | -1
node_8105801_312135215 |  |  | PQ | AN | 2771.281 | 8105801 | no | no |  |  | no |  |  | 1330252.579 | 15309249.668 |  | -1
node_220386955 |  |  | PQ | AN | 19918.584 | 8105801 | no | no |  |  | no |  |  | 1329817.607 | 15295340.534 |  | -1
node_220387246 |  |  | PQ | AN | 19918.584 | 8105801 | no | no |  |  | no |  |  | 1328275.784 | 15290699.871 |  | -1
node_220387272 |  |  | PQ | AN | 19918.584 | 8105801 | no | no |  |  | no |  |  | 1329994.5 | 15303962.355 |  | -1
node_220387279 |  |  | PQ | AN | 19918.584 | 8105801 | no | no |  |  | no |  |  | 1324240.762 | 15296931.785 |  | -1
node_220387284 |  |  | PQ | AN | 19918.584 | 8105801 | no | no |  |  | no |  |  | 1330101.779 | 15303971.049 |  | -1
node_220387298 |  |  | PQ | AN | 19918.584 | 8105801 | no | no |  |  | no |  |  | 1310929.123 | 15297085.651 |  | -1
node_220387299 |  |  | PQ | AN | 19918.584 | 8105801 | no | no |  |  | no |  |  | 1308849.044 | 15296503.035 |  | -1
node_220415731 |  |  | PQ | AN | 7199.558 | 8105801 | no | no |  |  | no |  |  | 1308846.536 | 15296508.681 |  | -1
node_220464141 |  |  | PQ | AN | 2771.281 | 8105801 | no | no |  |  | no |  |  | 1329989.014 | 15303966.811 |  | -1
node_220464602 |  |  | PQ | AN | 2771.281 | 8105801 | no | no |  |  | no |  |  | 1330121.008 | 15303981.748 |  | -1
node_220464716 |  |  | PQ | AN | 2771.281 | 8105801 | no | no |  |  | no |  |  | 1329844.653 | 15295343.255 |  | -1
node_220465212 |  |  | PQ | AN | 7199.558 | 8105801 | no | no |  |  | no |  |  | 1308847.98 | 15296505.431 |  | -1
node_220465214 |  |  | PQ | AN | 11.951 | 8105801 | no | no |  |  | no |  |  | 1328270.062 | 15290709.934 |  | -1
node_220491591 |  |  | PQ | AN | 2771.281 | 8105801 | no | no |  |  | no |  |  | 1310934.416 | 15297087.235 |  | -1
node_220523549 |  |  | PQ | AN | 2771.281 | 8105801 | no | no |  |  | no |  |  | 1329286.897 | 15287008.569 |  | -1
node_220546372 |  |  | PQ | AN | 2771.281 | 8105801 | no | no |  |  | no |  |  | 1324247.698 | 15296939.933 |  | -1
node_220657056 |  |  | PQ | AN | 19918.584 | 8105801 | no | no |  |  | no |  |  | 1328300.327 | 15297659.275 |  | -1
node_220657114 |  |  | PQ | AN | 19918.584 | 8105801 | no | no |  |  | no |  |  | 1328299.963 | 15297649.386 |  | -1
node_310025625 |  |  | PQ | AN | 7199.558 | 8105801 | no | no |  |  | no |  |  | 1320278.553 | 15303391.911 |  | -1
node_310063988 |  |  | PQ | AN | 19918.584 | 8105801 | no | no |  |  | no |  |  | 1320274.898 | 15303392.319 |  | -1
node_312012107 |  |  | PQ | AN | 19918.584 | 8105801 | no | no |  |  | no |  |  | 1329283.597 | 15287023.708 |  | -1
node_312082817 |  |  | PQ | ABCN | 19918.584 | 8105801 | no | no |  |  | no |  |  | 1319568.016 | 15299690.491 |  | -1
node_SOURCE_8105801 |  |  | SWING | ABCN | 19918.584 | 8105801 | no | no |  |  | no |  |  | 1307792.702 | 15296608.584 |  | -1
node_intto1_515-R1-312082839 |  |  | PQ | ABCN | 19918.584 | 8105801 | no | no |  |  | no |  |  | 1319566.633 | 15299685.233 |  | -1
node_intto1_515AX42-220581420 |  |  | PQ | ABCN | 19918.584 | 8105801 | no | no |  |  | no |  |  | 1318473.781 | 15296863.621 |  | -1
node_intto1_515AX42-220625844 |  |  | PQ | ABCN | 19918.584 | 8105801 | no | no |  |  | no |  |  | 1318470.866 | 15296859.493 |  | -1
node_intto1_8105801_200894780 |  |  | PQ | ABCN | 19918.584 | 8105801 | no | no |  |  | no |  |  | 1328934.603 | 15287292.129 |  | -1
node_intto1_8105801_200894790 |  |  | PQ | ABCN | 19918.584 | 8105801 | no | no |  |  | no |  |  | 1327492.374 | 15287266.94 |  | -1
node_intto1_8105801_200894791 |  |  | PQ | ABCN | 19918.584 | 8105801 | no | no |  |  | no |  |  | 1327291.307 | 15287252.592 |  | -1
node_intto1_8105801_200894904 |  |  | PQ | ABCN | 19918.584 | 8105801 | no | no |  |  | no |  |  | 1320079.973 | 15301952.057 |  | -1
node_intto1_8105801_200894922 |  |  | PQ | AD | 2771.281 | 8105801 | no | no |  |  | no |  |  | 1320063.447 | 15304689.031 |  | -1
node_intto1_8105801_200894948 |  |  | PQ | AD | 2771.281 | 8105801 | no | no |  |  | no |  |  | 1323019.087 | 15310122.137 |  | -1
node_intto1_8105801_200894975 |  |  | PQ | AD | 2771.281 | 8105801 | no | no |  |  | no |  |  | 1323397.632 | 15314460.549 |  | -1
node_intto1_8105801_200894977 |  |  | PQ | AD | 2771.281 | 8105801 | no | no |  |  | no |  |  | 1323680.917 | 15314601.625 |  | -1
node_intto1_8105801_200894991 |  |  | PQ | AD | 2771.281 | 8105801 | no | no |  |  | no |  |  | 1324582.237 | 15317407.352 |  | -1
node_intto1_8105801_200895006 |  |  | PQ | AN | 19918.584 | 8105801 | no | no |  |  | no |  |  | 1319816.249 | 15300219.26 |  | -1
node_intto1_8105801_200895774 |  |  | PQ | AD | 2771.281 | 8105801 | no | no |  |  | no |  |  | 1334321.76 | 15295543.146 |  | -1
node_intto1_8105801_200895796 |  |  | PQ | AD | 2771.281 | 8105801 | no | no |  |  | no |  |  | 1330431.428 | 15295370.755 |  | -1
node_intto1_8105801_200895806 |  |  | PQ | AN | 19918.584 | 8105801 | no | no |  |  | no |  |  | 1328634.016 | 15295294.886 |  | -1
node_intto1_8105801_200895825 |  |  | PQ | AD | 2771.281 | 8105801 | no | no |  |  | no |  |  | 1335008.69 | 15294891.407 |  | -1
node_intto1_8105801_200895826 |  |  | PQ | AD | 2771.281 | 8105801 | no | no |  |  | no |  |  | 1334998.993 | 15294976.306 |  | -1
node_intto1_8105801_200895886 |  |  | PQ | AN | 2771.281 | 8105801 | no | no |  |  | no |  |  | 1320208.405 | 15315680.036 |  | -1
node_intto1_8105801_200895891 |  |  | PQ | AD | 2771.281 | 8105801 | no | no |  |  | no |  |  | 1320407.547 | 15317090.529 |  | -1
node_intto1_8105801_200895905 |  |  | PQ | AD | 2771.281 | 8105801 | no | no |  |  | no |  |  | 1330490.831 | 15311273.949 |  | -1
node_intto1_8105801_200895906 |  |  | PQ | AD | 2771.281 | 8105801 | no | no |  |  | no |  |  | 1330704.155 | 15311286.882 |  | -1
node_intto1_8105801_200896151 |  |  | PQ | ABCN | 19918.584 | 8105801 | no | no |  |  | no |  |  | 1328551.908 | 15290038.01 |  | -1
node_intto1_8105801_200896165 |  |  | PQ | ABCN | 19918.584 | 8105801 | no | no |  |  | no |  |  | 1329810.925 | 15290104.21 |  | -1
node_intto1_8105801_200896167 |  |  | PQ | AN | 19918.584 | 8105801 | no | no |  |  | no |  |  | 1330201.682 | 15290127.508 |  | -1
node_intto1_8105801_200896245 |  |  | PQ | AN | 2771.281 | 8105801 | no | no |  |  | no |  |  | 1336371.813 | 15296266.084 |  | -1
node_intto1_8105801_200896246 |  |  | PQ | AD | 2771.281 | 8105801 | no | no |  |  | no |  |  | 1335062.89 | 15295393.218 |  | -1
node_intto1_8105801_200896247 |  |  | PQ | AD | 2771.281 | 8105801 | no | no |  |  | no |  |  | 1335032.127 | 15295564.45 |  | -1
node_intto1_8105801_200896262 |  |  | PQ | AD | 2771.281 | 8105801 | no | no |  |  | no |  |  | 1336384.741 | 15295575.288 |  | -1
node_intto1_8105801_200896364 |  |  | PQ | AD | 2771.281 | 8105801 | no | no |  |  | no |  |  | 1324229.1 | 15297438.571 |  | -1
node_intto1_8105801_200896450 |  |  | PQ | AN | 19918.584 | 8105801 | no | no |  |  | no |  |  | 1327663.29 | 15294059.286 |  | -1
node_intto1_8105801_200896480 |  |  | PQ | ABCN | 19918.584 | 8105801 | no | no |  |  | no |  |  | 1328189.545 | 15295369.705 |  | -1
node_intto1_8105801_200896484 |  |  | PQ | ABCN | 19918.584 | 8105801 | no | no |  |  | no |  |  | 1329787.634 | 15290745.638 |  | -1
node_intto1_8105801_200896491 |  |  | PQ | AN | 19918.584 | 8105801 | no | no |  |  | no |  |  | 1329758.732 | 15291186.854 |  | -1
node_intto1_8105801_200896495 |  |  | PQ | ABCN | 19918.584 | 8105801 | no | no |  |  | no |  |  | 1329625.571 | 15291556.399 |  | -1
node_intto1_8105801_200896501 |  |  | PQ | AN | 19918.584 | 8105801 | no | no |  |  | no |  |  | 1329799.437 | 15292327.245 |  | -1
node_intto1_8105801_200896714 |  |  | PQ | AN | 19918.584 | 8105801 | no | no |  |  | no |  |  | 1329036.163 | 15288945.89 |  | -1
node_intto1_8105801_200896992 |  |  | PQ | AN | 19918.584 | 8105801 | no | no |  |  | no |  |  | 1315248.341 | 15296690.891 |  | -1
node_intto1_8105801_200897011 |  |  | PQ | ABCN | 19918.584 | 8105801 | no | no |  |  | no |  |  | 1311606.487 | 15296255.525 |  | -1
node_intto1_8105801_200897030 |  |  | PQ | AD | 2771.281 | 8105801 | no | no |  |  | no |  |  | 1311488.17 | 15297313.518 |  | -1
node_intto1_8105801_200897100 |  |  | PQ | AD | 2771.281 | 8105801 | no | no |  |  | no |  |  | 1330625.324 | 15282842.832 |  | -1
node_intto1_8105801_200898622 |  |  | PQ | AD | 2771.281 | 8105801 | no | no |  |  | no |  |  | 1332544.467 | 15305154.23 |  | -1
node_intto1_8105801_200898793 |  |  | PQ | AD | 2771.281 | 8105801 | no | no |  |  | no |  |  | 1331425.784 | 15281055.866 |  | -1
node_intto1_8105801_200898794 |  |  | PQ | AD | 2771.281 | 8105801 | no | no |  |  | no |  |  | 1331663.434 | 15280871.467 |  | -1
node_intto1_8105801_200898835 |  |  | PQ | AN | 19918.584 | 8105801 | no | no |  |  | no |  |  | 1328731.701 | 15297522.987 |  | -1
node_intto1_8105801_200899125 |  |  | PQ | AD | 2771.281 | 8105801 | no | no |  |  | no |  |  | 1331531.695 | 15294985.667 |  | -1
node_intto1_8105801_200899235 |  |  | PQ | AD | 2771.281 | 8105801 | no | no |  |  | no |  |  | 1331292.169 | 15318761.283 |  | -1
node_intto1_8105801_200899242 |  |  | PQ | AN | 19918.584 | 8105801 | no | no |  |  | no |  |  | 1323269.934 | 15297116.856 |  | -1
node_intto1_8105801_200899478 |  |  | PQ | AD | 2771.281 | 8105801 | no | no |  |  | no |  |  | 1321349.594 | 15316672.292 |  | -1
node_intto1_8105801_200900294 |  |  | PQ | AN | 19918.584 | 8105801 | no | no |  |  | no |  |  | 1328035.014 | 15301861.967 |  | -1
node_intto1_8105801_200900357 |  |  | PQ | ABCN | 19918.584 | 8105801 | no | no |  |  | no |  |  | 1317528.337 | 15296527.578 |  | -1
node_intto1_8105801_200900362 |  |  | PQ | AD | 19918.584 | 8105801 | no | no |  |  | no |  |  | 1318160.15 | 15296257.655 |  | -1
node_intto1_8105801_200900363 |  |  | PQ | AD | 19918.584 | 8105801 | no | no |  |  | no |  |  | 1318073.881 | 15295970.939 |  | -1
node_intto1_8105801_200900382 |  |  | PQ | ABCN | 19918.584 | 8105801 | no | no |  |  | no |  |  | 1321242.018 | 15296747.278 |  | -1
node_intto1_8105801_200900385 |  |  | PQ | AN | 19918.584 | 8105801 | no | no |  |  | no |  |  | 1321960.586 | 15296697.654 |  | -1
node_intto1_8105801_200900409 |  |  | PQ | AD | 2771.281 | 8105801 | no | no |  |  | no |  |  | 1323843.698 | 15296636.083 |  | -1
node_intto1_8105801_200900442 |  |  | PQ | AN | 19918.584 | 8105801 | no | no |  |  | no |  |  | 1328299.781 | 15297644.441 |  | -1
node_intto1_8105801_200900489 |  |  | PQ | AD | 2771.281 | 8105801 | no | no |  |  | no |  |  | 1330470.912 | 15304280.332 |  | -1
node_intto1_8105801_200900512 |  |  | PQ | AD | 2771.281 | 8105801 | no | no |  |  | no |  |  | 1329665.235 | 15304240.558 |  | -1
node_intto1_8105801_200900550 |  |  | PQ | AD | 2771.281 | 8105801 | no | no |  |  | no |  |  | 1330804.543 | 15309618.529 |  | -1
node_intto1_8105801_200900559 |  |  | PQ | AD | 2771.281 | 8105801 | no | no |  |  | no |  |  | 1330452.202 | 15309647.31 |  | -1
node_intto1_8105801_200900570 |  |  | PQ | AD | 2771.281 | 8105801 | no | no |  |  | no |  |  | 1330370.054 | 15311275.78 |  | -1
node_intto1_8105801_200900571 |  |  | PQ | AD | 2771.281 | 8105801 | no | no |  |  | no |  |  | 1330251.958 | 15311648.878 |  | -1
node_intto1_8105801_200900586 |  |  | PQ | AD | 2771.281 | 8105801 | no | no |  |  | no |  |  | 1329330.959 | 15314307.815 |  | -1
node_intto1_8105801_200900628 |  |  | PQ | AD | 2771.281 | 8105801 | no | no |  |  | no |  |  | 1329795.096 | 15320402.075 |  | -1
node_intto1_8105801_200900629 |  |  | PQ | AD | 2771.281 | 8105801 | no | no |  |  | no |  |  | 1329971.871 | 15320563.479 |  | -1
node_intto1_8105801_200900691 |  |  | PQ | ABCN | 19918.584 | 8105801 | no | no |  |  | no |  |  | 1309027.193 | 15296560.147 |  | -1
node_intto1_8105801_200900708 |  |  | PQ | AD | 2771.281 | 8105801 | no | no |  |  | no |  |  | 1311303.47 | 15297254.566 |  | -1
node_intto1_8105801_200900721 |  |  | PQ | AD | 2771.281 | 8105801 | no | no |  |  | no |  |  | 1313439.081 | 15298662.604 |  | -1
node_intto1_8105801_200900722 |  |  | PQ | AD | 2771.281 | 8105801 | no | no |  |  | no |  |  | 1313685.545 | 15298542.145 |  | -1
node_intto1_8105801_200900725 |  |  | PQ | AD | 2771.281 | 8105801 | no | no |  |  | no |  |  | 1313945.382 | 15298281.873 |  | -1
node_intto1_8105801_200901085 |  |  | PQ | AD | 2771.281 | 8105801 | no | no |  |  | no |  |  | 1329386.297 | 15286570.3 |  | -1
node_intto1_8105801_200901086 |  |  | PQ | AD | 2771.281 | 8105801 | no | no |  |  | no |  |  | 1329335.281 | 15286810.581 |  | -1
node_intto1_8105801_200901099 |  |  | PQ | AN | 19918.584 | 8105801 | no | no |  |  | no |  |  | 1329011.153 | 15287957.766 |  | -1
node_intto1_8105801_200901117 |  |  | PQ | ABCN | 19918.584 | 8105801 | no | no |  |  | no |  |  | 1328512.915 | 15290038.985 |  | -1
node_intto1_8105801_200901127 |  |  | PQ | AD | 11.951 | 8105801 | no | no |  |  | no |  |  | 1328077.502 | 15291054.302 |  | -1
node_intto1_8105801_200901130 |  |  | PQ | AD | 11.951 | 8105801 | no | no |  |  | no |  |  | 1327816.782 | 15291386.565 |  | -1
node_intto1_8105801_200901131 |  |  | PQ | AD | 11.951 | 8105801 | no | no |  |  | no |  |  | 1327962.416 | 15291684.395 |  | -1
node_intto1_8105801_200901135 |  |  | PQ | AD | 11.951 | 8105801 | no | no |  |  | no |  |  | 1327188.023 | 15291866.768 |  | -1
node_intto1_8105801_200950510 |  |  | PQ | ABCN | 19918.584 | 8105801 | no | no |  |  | no |  |  | 1310438.234 | 15296968.399 |  | -1
node_intto1_8105801_200950513 |  |  | PQ | ABCN | 19918.584 | 8105801 | no | no |  |  | no |  |  | 1308968.721 | 15296435.5 |  | -1
node_intto1_8105801_200950516 |  |  | PQ | ABCN | 19918.584 | 8105801 | no | no |  |  | no |  |  | 1308028.637 | 15296626.955 |  | -1
node_intto1_8105801_200965818 |  |  | PQ | ABCN | 19918.584 | 8105801 | no | no |  |  | no |  |  | 1318466.906 | 15296853.889 |  | -1
node_intto1_8105801_200967057 |  |  | PQ | AD | 2771.281 | 8105801 | no | no |  |  | no |  |  | 1312625.359 | 15298233.334 |  | -1
node_intto1_8105801_200967096 |  |  | PQ | AD | 2771.281 | 8105801 | no | no |  |  | no |  |  | 1312600.293 | 15298154.294 |  | -1
node_intto1_8105801_200968484 |  |  | PQ | AN | 19918.584 | 8105801 | no | no |  |  | no |  |  | 1320035.961 | 15304322.196 |  | -1
node_intto1_8105801_200974255 |  |  | PQ | AN | 2771.281 | 8105801 | no | no |  |  | no |  |  | 1332530.951 | 15295734.844 |  | -1
node_intto1_8105801_200974354 |  |  | PQ | AD | 2771.281 | 8105801 | no | no |  |  | no |  |  | 1323654.976 | 15317103.494 |  | -1
node_intto1_8105801_200976073 |  |  | PQ | AN | 2771.281 | 8105801 | no | no |  |  | no |  |  | 1322443.169 | 15309912.292 |  | -1
node_intto1_8105801_200977067 |  |  | PQ | ABCN | 19918.584 | 8105801 | no | no |  |  | no |  |  | 1308553.203 | 15296483.85 |  | -1
node_intto1_8105801_200978668 |  |  | PQ | AD | 2771.281 | 8105801 | no | no |  |  | no |  |  | 1330269.21 | 15304529.522 |  | -1
node_intto1_8105801_200978669 |  |  | PQ | AD | 2771.281 | 8105801 | no | no |  |  | no |  |  | 1330241.123 | 15304769.749 |  | -1
node_intto1_8105801_200980256 |  |  | PQ | AN | 2771.281 | 8105801 | no | no |  |  | no |  |  | 1330422.926 | 15306553.862 |  | -1
node_intto1_8105801_200981773 |  |  | PQ | AN | 19918.584 | 8105801 | no | no |  |  | no |  |  | 1328530.115 | 15300774.679 |  | -1
node_intto1_8105801_201020345 |  |  | PQ | AD | 2771.281 | 8105801 | no | no |  |  | no |  |  | 1320404.202 | 15304955.449 |  | -1
node_intto1_8105801_201063744 |  |  | PQ | ABCN | 19918.584 | 8105801 | no | no |  |  | no |  |  | 1328553.096 | 15290092.902 |  | -1
node_intto1_8105801_310012411 |  |  | PQ | AN | 7199.558 | 8105801 | no | no |  |  | no |  |  | 1322514.273 | 15304322.197 |  | -1
node_intto1_8105801_310027274 |  |  | PQ | ABCN | 19918.584 | 8105801 | no | no |  |  | no |  |  | 1319578.286 | 15303817.184 |  | -1
node_intto1_8105801_310029145 |  |  | PQ | AD | 2771.281 | 8105801 | no | no |  |  | no |  |  | 1319539.415 | 15304720.875 |  | -1
node_intto1_8105801_311900738 |  |  | PQ | ABCN | 19918.584 | 8105801 | no | no |  |  | no |  |  | 1319580.468 | 15303875.863 |  | -1
node_intto1_220386955 |  |  | PQ | AN | 19918.584 | 8105801 | no | no |  |  | no |  |  | 1329817.607 | 15295340.534 |  | -1
node_intto1_220387246 |  |  | PQ | AN | 19918.584 | 8105801 | no | no |  |  | no |  |  | 1328275.784 | 15290699.871 |  | -1
node_intto1_220387272 |  |  | PQ | AN | 19918.584 | 8105801 | no | no |  |  | no |  |  | 1329994.5 | 15303962.355 |  | -1
node_intto1_220387279 |  |  | PQ | AN | 19918.584 | 8105801 | no | no |  |  | no |  |  | 1324240.762 | 15296931.785 |  | -1
node_intto1_220387284 |  |  | PQ | AN | 19918.584 | 8105801 | no | no |  |  | no |  |  | 1330101.779 | 15303971.049 |  | -1
node_intto1_220387298 |  |  | PQ | AN | 19918.584 | 8105801 | no | no |  |  | no |  |  | 1310929.123 | 15297085.651 |  | -1
node_intto1_220387299 |  |  | PQ | AN | 19918.584 | 8105801 | no | no |  |  | no |  |  | 1308849.044 | 15296503.035 |  | -1
node_intto1_220415731 |  |  | PQ | AN | 7199.558 | 8105801 | no | no |  |  | no |  |  | 1308846.536 | 15296508.681 |  | -1
node_intto1_220464141 |  |  | PQ | AN | 19918.584 | 8105801 | no | no |  |  | no |  |  | 1329989.014 | 15303966.811 |  | -1
node_intto1_220464602 |  |  | PQ | AN | 19918.584 | 8105801 | no | no |  |  | no |  |  | 1330121.008 | 15303981.748 |  | -1
node_intto1_220464716 |  |  | PQ | AN | 19918.584 | 8105801 | no | no |  |  | no |  |  | 1329844.653 | 15295343.255 |  | -1
node_intto1_220465212 |  |  | PQ | AN | 19918.584 | 8105801 | no | no |  |  | no |  |  | 1308847.98 | 15296505.431 |  | -1
node_intto1_220465214 |  |  | PQ | AN | 19918.584 | 8105801 | no | no |  |  | no |  |  | 1328270.062 | 15290709.934 |  | -1
node_intto1_220491591 |  |  | PQ | AN | 19918.584 | 8105801 | no | no |  |  | no |  |  | 1310934.416 | 15297087.235 |  | -1
node_intto1_220523549 |  |  | PQ | AN | 19918.584 | 8105801 | no | no |  |  | no |  |  | 1329286.897 | 15287008.569 |  | -1
node_intto1_220546372 |  |  | PQ | AN | 19918.584 | 8105801 | no | no |  |  | no |  |  | 1324247.698 | 15296939.933 |  | -1
node_intto1_220657056 |  |  | PQ | AN | 19918.584 | 8105801 | no | no |  |  | no |  |  | 1328300.327 | 15297659.275 |  | -1
node_intto1_220657114 |  |  | PQ | AN | 19918.584 | 8105801 | no | no |  |  | no |  |  | 1328299.963 | 15297649.386 |  | -1
node_intto1_310025625 |  |  | PQ | AN | 19918.584 | 8105801 | no | no |  |  | no |  |  | 1320278.553 | 15303391.911 |  | -1
node_intto1_310063988 |  |  | PQ | AN | 19918.584 | 8105801 | no | no |  |  | no |  |  | 1320274.898 | 15303392.319 |  | -1
node_intto1_312012107 |  |  | PQ | AN | 19918.584 | 8105801 | no | no |  |  | no |  |  | 1329283.597 | 15287023.708 |  | -1
node_intto1_312082817 |  |  | PQ | ABCN | 19918.584 | 8105801 | no | no |  |  | no |  |  | 1319568.016 | 15299690.491 |  | -1

## overhead_line
data_type | static
owner_type | feeder
owner | 8105801
object | overhead_line
name | groupid | phases | fr | to | length | configuration | dcircuit | selected | monitored | monitored_fields | class_monitored_fields | played | played_fields | comments | R | X | B | lim_kw
oh_line_8105801_200894780 |  | ABCN | node_8105801_200901091 | node_intto1_8105801_200894780 | 312.676 | bal_3P_4/0AC_4/0AA(N) | 8105801 | no | no |  |  | no |  |  | 0 | 0 | 0 | 0
oh_line_8105801_200894782 |  | ABCN | node_8105801_200894780 | node_8105801_200894782 | 280.619 | bal_3P_4/0AC_4/0AA(N) | 8105801 | no | no |  |  | no |  |  | 0 | 0 | 0 | 0
oh_line_8105801_200894783 |  | ABCN | node_8105801_200894782 | node_8105801_200894783 | 149.614 | bal_3P_477AL_4/0AA(N) | 8105801 | no | no |  |  | no |  |  | 0 | 0 | 0 | 0
oh_line_8105801_200894784 |  | ABCN | node_8105801_200894783 | node_8105801_200894784 | 205.301 | bal_3P_477AL_4/0AA(N) | 8105801 | no | no |  |  | no |  |  | 0 | 0 | 0 | 0
oh_line_8105801_200894785 |  | ABCN | node_8105801_200894784 | node_8105801_200894785 | 147.365 | bal_3P_477AL_4/0AA(N) | 8105801 | no | no |  |  | no |  |  | 0 | 0 | 0 | 0
oh_line_8105801_200894786 |  | ABCN | node_8105801_200894785 | node_8105801_200894786 | 107.876 | bal_3P_477AL_4/0AC(N) | 8105801 | no | no |  |  | no |  |  | 0 | 0 | 0 | 0
oh_line_8105801_200894787 |  | ABCN | node_8105801_200894786 | node_8105801_200894787 | 181.814 | bal_3P_477AL_4/0AC(N) | 8105801 | no | no |  |  | no |  |  | 0 | 0 | 0 | 0
oh_line_8105801_200894789 |  | ABCN | node_8105801_200894787 | node_8105801_200894789 | 168.23 | bal_3P_477AL_4/0AC(N) | 8105801 | no | no |  |  | no |  |  | 0 | 0 | 0 | 0
oh_line_8105801_200894790 |  | ABCN | node_8105801_311933657 | node_intto1_8105801_200894790 | 15.066 | bal_3P_477AL_4/0AA(N) | 8105801 | no | no |  |  | no |  |  | 0 | 0 | 0 | 0
oh_line_8105801_200894791 |  | ABCN | node_8105801_200894790 | node_intto1_8105801_200894791 | 201.579 | bal_3P_477AL_4/0AA(N) | 8105801 | no | no |  |  | no |  |  | 0 | 0 | 0 | 0
oh_line_8105801_200894792 |  | AN | node_8105801_200894791 | node_8105801_200894792 | 195.212 | bal_1P_1/0AA_1/0AA(N) | 8105801 | no | no |  |  | no |  |  | 0 | 0 | 0 | 0
oh_line_8105801_200894793 |  | AN | node_8105801_200894792 | node_8105801_200894793 | 134.463 | bal_1P_1/0AA_1/0AA(N) | 8105801 | no | no |  |  | no |  |  | 0 | 0 | 0 | 0
oh_line_8105801_200894794 |  | ABCN | node_8105801_200894791 | node_8105801_200894794 | 223.42 | bal_3P_477AL_4/0AA(N) | 8105801 | no | no |  |  | no |  |  | 0 | 0 | 0 | 0
oh_line_8105801_200894898 |  | AN | node_8105801_312034886 | node_8105801_200894898 | 341.662 | bal_1P_WYECUST | 8105801 | no | no |  |  | no |  |  | 0 | 0 | 0 | 0
oh_line_8105801_200894899 |  | AN | node_8105801_200895006 | node_8105801_200894899 | 263.611 | bal_1P_WYECUST | 8105801 | no | no |  |  | no |  |  | 0 | 0 | 0 | 0
oh_line_8105801_200894903 |  | ABCN | node_8105801_200895012 | node_8105801_200894903 | 264.499 | bal_3P_1/0AA_1/0AA(N) | 8105801 | no | no |  |  | no |  |  | 0 | 0 | 0 | 0
oh_line_8105801_200894904 |  | ABCN | node_8105801_200894903 | node_intto1_8105801_200894904 | 288.137 | bal_3P_1/0AA_1/0AA(N) | 8105801 | no | no |  |  | no |  |  | 0 | 0 | 0 | 0
oh_line_8105801_200894908 |  | ABCN | node_8105801_200968453 | node_8105801_200894908 | 130.15 | bal_3P_1/0AA_1/0AA(N) | 8105801 | no | no |  |  | no |  |  | 0 | 0 | 0 | 0
oh_line_8105801_200894909 |  | ABCN | node_8105801_200894908 | node_8105801_200894909 | 243.369 | bal_3P_1/0AA_1/0AA(N) | 8105801 | no | no |  |  | no |  |  | 0 | 0 | 0 | 0
oh_line_8105801_200894915 |  | ABCN | node_8105801_200968523 | node_8105801_200894915 | 228.283 | bal_3P_1/0AA_1/0AA(N) | 8105801 | no | no |  |  | no |  |  | 0 | 0 | 0 | 0
oh_line_8105801_200894916 |  | ABCN | node_8105801_200894915 | node_8105801_200894916 | 228.866 | bal_3P_1/0AA_1/0AA(N) | 8105801 | no | no |  |  | no |  |  | 0 | 0 | 0 | 0
oh_line_8105801_200894921 |  | AD | node_8105801_200968484 | node_8105801_200894921 | 164.5 | bal_1P_2AC | 8105801 | no | no |  |  | no |  |  | 0 | 0 | 0 | 0
oh_line_8105801_200894922 |  | AD | node_8105801_200894921 | node_intto1_8105801_200894922 | 204.236 | bal_1P_2AC | 8105801 | no | no |  |  | no |  |  | 0 | 0 | 0 | 0
oh_line_8105801_200894927 |  | AD | node_8105801_200961205 | node_8105801_200894927 | 410.56 | bal_1P_2AC | 8105801 | no | no |  |  | no |  |  | 0 | 0 | 0 | 0
oh_line_8105801_200894929 |  | ABCN | node_8105801_200894930 | node_8105801_200894929 | 198.028 | bal_3P_1/0AA_1/0AA(N) | 8105801 | no | no |  |  | no |  |  | 0 | 0 | 0 | 0
oh_line_8105801_200894930 |  | ABCN | node_8105801_200965821 | node_8105801_200894930 | 135.31 | bal_3P_1/0AA_1/0AA(N) | 8105801 | no | no |  |  | no |  |  | 0 | 0 | 0 | 0
oh_line_8105801_200894932 |  | AD | node_8105801_200894927 | node_8105801_200894932 | 421.79 | bal_1P_2AC | 8105801 | no | no |  |  | no |  |  | 0 | 0 | 0 | 0
oh_line_8105801_200894933 |  | AD | node_8105801_200894932 | node_8105801_200894933 | 514.825 | bal_1P_2AC | 8105801 | no | no |  |  | no |  |  | 0 | 0 | 0 | 0
oh_line_8105801_200894934 |  | AD | node_8105801_200894933 | node_8105801_200894934 | 383.165 | bal_1P_2AC | 8105801 | no | no |  |  | no |  |  | 0 | 0 | 0 | 0
oh_line_8105801_200894935 |  | AD | node_8105801_200894934 | node_8105801_200894935 | 283.126 | bal_1P_2AC | 8105801 | no | no |  |  | no |  |  | 0 | 0 | 0 | 0
oh_line_8105801_200894936 |  | AD | node_8105801_200894935 | node_8105801_200894936 | 180.391 | bal_1P_2AC | 8105801 | no | no |  |  | no |  |  | 0 | 0 | 0 | 0
oh_line_8105801_200894937 |  | AD | node_8105801_200894936 | node_8105801_200894937 | 398.279 | bal_1P_2AC | 8105801 | no | no |  |  | no |  |  | 0 | 0 | 0 | 0
oh_line_8105801_200894938 |  | AD | node_8105801_200894937 | node_8105801_200894938 | 357.912 | bal_1P_2AC | 8105801 | no | no |  |  | no |  |  | 0 | 0 | 0 | 0
oh_line_8105801_200894939 |  | AD | node_8105801_200894938 | node_8105801_200894939 | 531.284 | bal_1P_2AC | 8105801 | no | no |  |  | no |  |  | 0 | 0 | 0 | 0
oh_line_8105801_200894940 |  | AD | node_8105801_200894939 | node_8105801_200894940 | 746.574 | bal_1P_2AC | 8105801 | no | no |  |  | no |  |  | 0 | 0 | 0 | 0
oh_line_8105801_200894941 |  | AD | node_8105801_200894940 | node_8105801_200894941 | 504.877 | bal_1P_2AC | 8105801 | no | no |  |  | no |  |  | 0 | 0 | 0 | 0
oh_line_8105801_200894943 |  | AD | node_8105801_200894941 | node_8105801_200894943 | 459.804 | bal_1P_2AC | 8105801 | no | no |  |  | no |  |  | 0 | 0 | 0 | 0
oh_line_8105801_200894944 |  | ABCN | node_8105801_200894929 | node_8105801_200894944 | 153 | bal_3P_1/0AA_1/0AA(N) | 8105801 | no | no |  |  | no |  |  | 0 | 0 | 0 | 0
oh_line_8105801_200894945 |  | ABCN | node_8105801_200894944 | node_8105801_200894945 | 269.961 | bal_3P_1/0AA_1/0AA(N) | 8105801 | no | no |  |  | no |  |  | 0 | 0 | 0 | 0
oh_line_8105801_200894948 |  | AD | node_8105801_200975929 | node_intto1_8105801_200894948 | 449.285 | bal_1P_2AC | 8105801 | no | no |  |  | no |  |  | 0 | 0 | 0 | 0
oh_line_8105801_200894949 |  | AD | node_8105801_200894948 | node_8105801_200894949 | 263.635 | bal_1P_2AC | 8105801 | no | no |  |  | no |  |  | 0 | 0 | 0 | 0
oh_line_8105801_200894950 |  | AD | node_8105801_200894949 | node_8105801_200894950 | 464.637 | bal_1P_2AC | 8105801 | no | no |  |  | no |  |  | 0 | 0 | 0 | 0
oh_line_8105801_200894951 |  | AD | node_8105801_200894950 | node_8105801_200894951 | 388.63 | bal_1P_2AC | 8105801 | no | no |  |  | no |  |  | 0 | 0 | 0 | 0
oh_line_8105801_200894952 |  | AD | node_8105801_200894951 | node_8105801_200894952 | 142.515 | bal_1P_2AC | 8105801 | no | no |  |  | no |  |  | 0 | 0 | 0 | 0
oh_line_8105801_200894953 |  | AD | node_8105801_200894951 | node_8105801_200894953 | 44.475 | bal_1P_2AC | 8105801 | no | no |  |  | no |  |  | 0 | 0 | 0 | 0
oh_line_8105801_200894954 |  | AD | node_8105801_200894953 | node_8105801_200894954 | 443.893 | bal_1P_2AC | 8105801 | no | no |  |  | no |  |  | 0 | 0 | 0 | 0
oh_line_8105801_200894956 |  | AD | node_8105801_310004792 | node_8105801_200894956 | 152.746 | bal_1P_1/0AC | 8105801 | no | no |  |  | no |  |  | 0 | 0 | 0 | 0
oh_line_8105801_200894957 |  | AD | node_8105801_200894956 | node_8105801_200894957 | 359.824 | bal_1P_2AC | 8105801 | no | no |  |  | no |  |  | 0 | 0 | 0 | 0
oh_line_8105801_200894958 |  | AD | node_8105801_200894957 | node_8105801_200894958 | 172.459 | bal_1P_2AC | 8105801 | no | no |  |  | no |  |  | 0 | 0 | 0 | 0
oh_line_8105801_200894959 |  | AD | node_8105801_200894958 | node_8105801_200894959 | 273.231 | bal_1P_2AC | 8105801 | no | no |  |  | no |  |  | 0 | 0 | 0 | 0
oh_line_8105801_200894965 |  | AD | node_8105801_200968059 | node_8105801_200894965 | 489.044 | bal_1P_2AC | 8105801 | no | no |  |  | no |  |  | 0 | 0 | 0 | 0
oh_line_8105801_200894966 |  | ABCN | node_8105801_200894945 | node_8105801_200894966 | 142.435 | bal_3P_1/0AA_1/0AA(N) | 8105801 | no | no |  |  | no |  |  | 0 | 0 | 0 | 0
oh_line_8105801_200894967 |  | ABCN | node_8105801_200894966 | node_8105801_200894967 | 268.636 | bal_3P_1/0AA_1/0AA(N) | 8105801 | no | no |  |  | no |  |  | 0 | 0 | 0 | 0
oh_line_8105801_200894969 |  | ABN | node_8105801_200968524 | node_8105801_200894969 | 189.383 | bal_2P_1/0AC_1/0AA(N) | 8105801 | no | no |  |  | no |  |  | 0 | 0 | 0 | 0
oh_line_8105801_200894970 |  | ABN | node_8105801_200894969 | node_8105801_200894970 | 225.408 | bal_2P_1/0AC_1/0AA(N) | 8105801 | no | no |  |  | no |  |  | 0 | 0 | 0 | 0
oh_line_8105801_200894972 |  | AD | node_8105801_200894965 | node_8105801_200894972 | 564.097 | bal_1P_2AC | 8105801 | no | no |  |  | no |  |  | 0 | 0 | 0 | 0
oh_line_8105801_200894974 |  | AD | node_8105801_200894972 | node_8105801_200894974 | 362.642 | bal_1P_2AC | 8105801 | no | no |  |  | no |  |  | 0 | 0 | 0 | 0
oh_line_8105801_200894975 |  | AD | node_8105801_200894974 | node_intto1_8105801_200894975 | 221.055 | bal_1P_2AC | 8105801 | no | no |  |  | no |  |  | 0 | 0 | 0 | 0
oh_line_8105801_200894976 |  | AD | node_8105801_200894975 | node_8105801_200894976 | 248.271 | bal_1P_2AC | 8105801 | no | no |  |  | no |  |  | 0 | 0 | 0 | 0
oh_line_8105801_200894977 |  | AD | node_8105801_200894974 | node_intto1_8105801_200894977 | 213.937 | bal_1P_2AC | 8105801 | no | no |  |  | no |  |  | 0 | 0 | 0 | 0
oh_line_8105801_200894978 |  | AD | node_8105801_200894977 | node_8105801_200894978 | 207.83 | bal_1P_2AC | 8105801 | no | no |  |  | no |  |  | 0 | 0 | 0 | 0
oh_line_8105801_200894979-1 |  | AD | node_1323794_067_15314974_468 | node_8105801_200894979 | 4.78 | bal_1P_2AC | 8105801 | no | no |  |  | no |  |  | 0 | 0 | 0 | 0
oh_line_8105801_200894979-2 |  | AD | node_8105801_200894978 | node_1323794_067_15314974_468 | 181.817 | bal_1P_2AC | 8105801 | no | no |  |  | no |  |  | 0 | 0 | 0 | 0
oh_line_8105801_200894980 |  | AD | node_8105801_200894979 | node_8105801_200894980 | 442.153 | bal_1P_2AC | 8105801 | no | no |  |  | no |  |  | 0 | 0 | 0 | 0
oh_line_8105801_200894982 |  | AD | node_8105801_200894980 | node_8105801_200894982 | 359.431 | bal_1P_2AC | 8105801 | no | no |  |  | no |  |  | 0 | 0 | 0 | 0
oh_line_8105801_200894986 |  | AD | node_8105801_200974353 | node_8105801_200894986 | 366.908 | bal_1P_2AC | 8105801 | no | no |  |  | no |  |  | 0 | 0 | 0 | 0
oh_line_8105801_200894987 |  | AD | node_8105801_200894986 | node_8105801_200894987 | 347.837 | bal_1P_2AC | 8105801 | no | no |  |  | no |  |  | 0 | 0 | 0 | 0
oh_line_8105801_200894988 |  | AD | node_8105801_200894987 | node_8105801_200894988 | 365.734 | bal_1P_2AC | 8105801 | no | no |  |  | no |  |  | 0 | 0 | 0 | 0
oh_line_8105801_200894990 |  | ABCN | node_8105801_201054993 | node_8105801_200894990 | 279.472 | bal_3P_1/0AA_1/0AA(N) | 8105801 | no | no |  |  | no |  |  | 0 | 0 | 0 | 0
oh_line_8105801_200894991 |  | AD | node_8105801_200894988 | node_intto1_8105801_200894991 | 324.264 | bal_1P_2AC | 8105801 | no | no |  |  | no |  |  | 0 | 0 | 0 | 0
oh_line_8105801_200894992 |  | AD | node_8105801_200894991 | node_8105801_200894992 | 331.866 | bal_1P_2AC | 8105801 | no | no |  |  | no |  |  | 0 | 0 | 0 | 0
oh_line_8105801_200894994 |  | AD | node_8105801_200894992 | node_8105801_200894994 | 230.577 | bal_1P_2AC | 8105801 | no | no |  |  | no |  |  | 0 | 0 | 0 | 0
oh_line_8105801_200894995 |  | AD | node_8105801_200894994 | node_8105801_200894995 | 253.017 | bal_1P_1/0AA | 8105801 | no | no |  |  | no |  |  | 0 | 0 | 0 | 0
oh_line_8105801_200894997 |  | AD | node_8105801_200894994 | node_8105801_200894997 | 256.205 | bal_1P_2AC | 8105801 | no | no |  |  | no |  |  | 0 | 0 | 0 | 0
oh_line_8105801_200894998 |  | AD | node_8105801_200894997 | node_8105801_200894998 | 308.353 | bal_1P_1/0AA | 8105801 | no | no |  |  | no |  |  | 0 | 0 | 0 | 0
oh_line_8105801_200895000 |  | AD | node_8105801_200894998 | node_8105801_200895000 | 283.138 | bal_1P_1/0AA | 8105801 | no | no |  |  | no |  |  | 0 | 0 | 0 | 0
oh_line_8105801_200895001 |  | AD | node_8105801_200895000 | node_8105801_200895001 | 229.659 | bal_1P_1/0AA | 8105801 | no | no |  |  | no |  |  | 0 | 0 | 0 | 0
oh_line_8105801_200895002 |  | AN | node_8105801_200894990 | node_8105801_200895002 | 139.875 | bal_1P_2AC_2AC(N) | 8105801 | no | no |  |  | no |  |  | 0 | 0 | 0 | 0
oh_line_8105801_200895003 |  | AN | node_8105801_200895002 | node_8105801_200895003 | 407.161 | bal_1P_2AC_2AC(N) | 8105801 | no | no |  |  | no |  |  | 0 | 0 | 0 | 0
oh_line_8105801_200895006 |  | AN | node_8105801_200966561 | node_intto1_8105801_200895006 | 163.729 | bal_1P_1/0AA_1/0AA(N) | 8105801 | no | no |  |  | no |  |  | 0 | 0 | 0 | 0
oh_line_8105801_200895009 |  | AN | node_8105801_200959463 | node_8105801_200895009 | 305.97 | bal_1P_1/0AA_1/0AA(N) | 8105801 | no | no |  |  | no |  |  | 0 | 0 | 0 | 0
oh_line_8105801_200895012 |  | ABCN | node_8105801_200966623 | node_8105801_200895012 | 251.585 | bal_3P_1/0AA_1/0AA(N) | 8105801 | no | no |  |  | no |  |  | 0 | 0 | 0 | 0
oh_line_8105801_200895013 |  | AD | node_8105801_200894922 | node_8105801_200895013 | 151.95 | bal_1P_2AC | 8105801 | no | no |  |  | no |  |  | 0 | 0 | 0 | 0
oh_line_8105801_200895017 |  | AD | node_8105801_200895028 | node_8105801_200895017 | 208.944 | bal_1P_1/0AA | 8105801 | no | no |  |  | no |  |  | 0 | 0 | 0 | 0
oh_line_8105801_200895018 |  | AD | node_8105801_310029145 | node_8105801_200895018 | 209.309 | bal_1P_1/0AA | 8105801 | no | no |  |  | no |  |  | 0 | 0 | 0 | 0
oh_line_8105801_200895020 |  | AD | node_8105801_200895018 | node_8105801_200895020 | 235.809 | bal_1P_1/0AA | 8105801 | no | no |  |  | no |  |  | 0 | 0 | 0 | 0
oh_line_8105801_200895021 |  | AD | node_8105801_200895018 | node_8105801_200895021 | 149.163 | bal_1P_1/0AA | 8105801 | no | no |  |  | no |  |  | 0 | 0 | 0 | 0
oh_line_8105801_200895022 |  | AD | node_8105801_200895021 | node_8105801_200895022 | 265.193 | bal_1P_1/0AA | 8105801 | no | no |  |  | no |  |  | 0 | 0 | 0 | 0
oh_line_8105801_200895023 |  | AD | node_8105801_200895022 | node_8105801_200895023 | 284.436 | bal_1P_1/0AA | 8105801 | no | no |  |  | no |  |  | 0 | 0 | 0 | 0
oh_line_8105801_200895024 |  | AD | node_8105801_200895023 | node_8105801_200895024 | 275.625 | bal_1P_1/0AA | 8105801 | no | no |  |  | no |  |  | 0 | 0 | 0 | 0
oh_line_8105801_200895026 |  | AD | node_8105801_200895024 | node_8105801_200895026 | 199.611 | bal_1P_1/0AA | 8105801 | no | no |  |  | no |  |  | 0 | 0 | 0 | 0
oh_line_8105801_200895027 |  | AD | node_8105801_200895026 | node_8105801_200895027 | 197.461 | bal_1P_1/0AA | 8105801 | no | no |  |  | no |  |  | 0 | 0 | 0 | 0
oh_line_8105801_200895028 |  | AD | node_8105801_200895027 | node_8105801_200895028 | 214.167 | bal_1P_1/0AA | 8105801 | no | no |  |  | no |  |  | 0 | 0 | 0 | 0
oh_line_8105801_200895471 |  | AD | node_8105801_200900720 | node_8105801_200895471 | 398.823 | bal_1P_4AC | 8105801 | no | no |  |  | no |  |  | 0 | 0 | 0 | 0
oh_line_8105801_200895472 |  | AD | node_8105801_200970192 | node_8105801_200895472 | 610.387 | bal_1P_2AC | 8105801 | no | no |  |  | no |  |  | 0 | 0 | 0 | 0
oh_line_8105801_200895474 |  | AD | node_8105801_200895472 | node_8105801_200895474 | 247.553 | bal_1P_1/0AA | 8105801 | no | no |  |  | no |  |  | 0 | 0 | 0 | 0
oh_line_8105801_200895475 |  | AD | node_8105801_200895472 | node_8105801_200895475 | 430.199 | bal_1P_2AC | 8105801 | no | no |  |  | no |  |  | 0 | 0 | 0 | 0
oh_line_8105801_200895476 |  | AD | node_8105801_200895475 | node_8105801_200895476 | 367.318 | bal_1P_2AC | 8105801 | no | no |  |  | no |  |  | 0 | 0 | 0 | 0
oh_line_8105801_200895477 |  | AD | node_8105801_200895476 | node_8105801_200895477 | 225.782 | bal_1P_2AC | 8105801 | no | no |  |  | no |  |  | 0 | 0 | 0 | 0
oh_line_8105801_200895478 |  | AD | node_8105801_200895477 | node_8105801_200895478 | 187.314 | bal_1P_1/0AA | 8105801 | no | no |  |  | no |  |  | 0 | 0 | 0 | 0
oh_line_8105801_200895479 |  | AD | node_8105801_200895477 | node_8105801_200895479 | 320.748 | bal_1P_1/0AA | 8105801 | no | no |  |  | no |  |  | 0 | 0 | 0 | 0
oh_line_8105801_200895480 |  | AD | node_8105801_200895479 | node_8105801_200895480 | 299.835 | bal_1P_1/0AA | 8105801 | no | no |  |  | no |  |  | 0 | 0 | 0 | 0
oh_line_8105801_200895481 |  | AD | node_8105801_200895471 | node_8105801_200895481 | 417.717 | bal_1P_4AC | 8105801 | no | no |  |  | no |  |  | 0 | 0 | 0 | 0
oh_line_8105801_200895482 |  | AD | node_8105801_200895481 | node_8105801_200895482 | 296.728 | bal_1P_4AC | 8105801 | no | no |  |  | no |  |  | 0 | 0 | 0 | 0
oh_line_8105801_200895483 |  | AD | node_8105801_200895482 | node_8105801_200895483 | 352.284 | bal_1P_4AC | 8105801 | no | no |  |  | no |  |  | 0 | 0 | 0 | 0
oh_line_8105801_200895484 |  | AD | node_8105801_200895483 | node_8105801_200895484 | 281.502 | bal_1P_4AC | 8105801 | no | no |  |  | no |  |  | 0 | 0 | 0 | 0
oh_line_8105801_200895485 |  | AD | node_8105801_200895484 | node_8105801_200895485 | 211.168 | bal_1P_2AC | 8105801 | no | no |  |  | no |  |  | 0 | 0 | 0 | 0
oh_line_8105801_200895486 |  | AD | node_8105801_200895485 | node_8105801_200895486 | 257.143 | bal_1P_2AC | 8105801 | no | no |  |  | no |  |  | 0 | 0 | 0 | 0
oh_line_8105801_200895487 |  | AD | node_8105801_200895486 | node_8105801_200895487 | 564.15 | bal_1P_2AC | 8105801 | no | no |  |  | no |  |  | 0 | 0 | 0 | 0
oh_line_8105801_200895488 |  | AD | node_8105801_200895487 | node_8105801_200895488 | 352.467 | bal_1P_2AC | 8105801 | no | no |  |  | no |  |  | 0 | 0 | 0 | 0
oh_line_8105801_200895489 |  | AD | node_8105801_200895488 | node_8105801_200895489 | 245.764 | bal_1P_1/0AA | 8105801 | no | no |  |  | no |  |  | 0 | 0 | 0 | 0
oh_line_8105801_200895769 |  | AD | node_8105801_200895790 | node_8105801_200895769 | 325.441 | bal_1P_2AC | 8105801 | no | no |  |  | no |  |  | 0 | 0 | 0 | 0
oh_line_8105801_200895770 |  | AD | node_8105801_200895769 | node_8105801_200895770 | 171.955 | bal_1P_1/0AC | 8105801 | no | no |  |  | no |  |  | 0 | 0 | 0 | 0
oh_line_8105801_200895771 |  | AD | node_8105801_200895770 | node_8105801_200895771 | 244.885 | bal_1P_1/0AC | 8105801 | no | no |  |  | no |  |  | 0 | 0 | 0 | 0
oh_line_8105801_200895772 |  | AD | node_8105801_200895773 | node_8105801_200895772 | 315.669 | bal_1P_2AC | 8105801 | no | no |  |  | no |  |  | 0 | 0 | 0 | 0
oh_line_8105801_200895773 |  | AD | node_8105801_200895774 | node_8105801_200895773 | 355.384 | bal_1P_2AC | 8105801 | no | no |  |  | no |  |  | 0 | 0 | 0 | 0
oh_line_8105801_200895774 |  | AD | node_8105801_200895776 | node_intto1_8105801_200895774 | 296.894 | bal_1P_2AC | 8105801 | no | no |  |  | no |  |  | 0 | 0 | 0 | 0
oh_line_8105801_200895776 |  | AD | node_8105801_200895778 | node_8105801_200895776 | 304.144 | bal_1P_2AC | 8105801 | no | no |  |  | no |  |  | 0 | 0 | 0 | 0
oh_line_8105801_200895778 |  | AD | node_8105801_200895780 | node_8105801_200895778 | 349.444 | bal_1P_2AC | 8105801 | no | no |  |  | no |  |  | 0 | 0 | 0 | 0
oh_line_8105801_200895780 |  | AD | node_8105801_200895782 | node_8105801_200895780 | 347.737 | bal_1P_2AC | 8105801 | no | no |  |  | no |  |  | 0 | 0 | 0 | 0
oh_line_8105801_200895782 |  | AD | node_8105801_200895784 | node_8105801_200895782 | 197.004 | bal_1P_2AC | 8105801 | no | no |  |  | no |  |  | 0 | 0 | 0 | 0
oh_line_8105801_200895784 |  | AD | node_8105801_200895786 | node_8105801_200895784 | 175.361 | bal_1P_2AC | 8105801 | no | no |  |  | no |  |  | 0 | 0 | 0 | 0
oh_line_8105801_200895786 |  | AD | node_8105801_200974254 | node_8105801_200895786 | 178.798 | bal_1P_2AC | 8105801 | no | no |  |  | no |  |  | 0 | 0 | 0 | 0
oh_line_8105801_200895788 |  | AD | node_8105801_200895789 | node_8105801_200895788 | 357.158 | bal_1P_2AC | 8105801 | no | no |  |  | no |  |  | 0 | 0 | 0 | 0
oh_line_8105801_200895789 |  | AD | node_8105801_201011852 | node_8105801_200895789 | 350.693 | bal_1P_2AC | 8105801 | no | no |  |  | no |  |  | 0 | 0 | 0 | 0
oh_line_8105801_200895790 |  | AD | node_8105801_200895804 | node_8105801_200895790 | 391.017 | bal_1P_2AC | 8105801 | no | no |  |  | no |  |  | 0 | 0 | 0 | 0
oh_line_8105801_200895794 |  | AD | node_8105801_200895795 | node_8105801_200895794 | 385.69 | bal_1P_2AC | 8105801 | no | no |  |  | no |  |  | 0 | 0 | 0 | 0
oh_line_8105801_200895795 |  | AD | node_8105801_200895796 | node_8105801_200895795 | 490.902 | bal_1P_2AC | 8105801 | no | no |  |  | no |  |  | 0 | 0 | 0 | 0
oh_line_8105801_200895796 |  | AD | node_8105801_200895798 | node_intto1_8105801_200895796 | 280.185 | bal_1P_1/0AA | 8105801 | no | no |  |  | no |  |  | 0 | 0 | 0 | 0
oh_line_8105801_200895798 |  | AD | node_8105801_200895799 | node_8105801_200895798 | 289.428 | bal_1P_1/0AA | 8105801 | no | no |  |  | no |  |  | 0 | 0 | 0 | 0
oh_line_8105801_200895799-1 |  | AN | node_220464716 | node_8105801_200895799 | 17.922 | bal_1P_1/0AA_1/0AA(N) | 8105801 | no | no |  |  | no |  |  | 0 | 0 | 0 | 0
oh_line_8105801_200895799-2 |  | AN | node_220386955 | node_intto1_220464716 | 27.183 | bal_1P_1/0AA_1/0AA(N) | 8105801 | no | no |  |  | no |  |  | 0 | 0 | 0 | 0
oh_line_8105801_200895799-3 |  | AN | node_8105801_200895800 | node_intto1_220386955 | 174.91 | bal_1P_1/0AA_1/0AA(N) | 8105801 | no | no |  |  | no |  |  | 0 | 0 | 0 | 0
oh_line_8105801_200895800 |  | AN | node_8105801_200895801 | node_8105801_200895800 | 299.515 | bal_1P_2AC_2AC(N) | 8105801 | no | no |  |  | no |  |  | 0 | 0 | 0 | 0
oh_line_8105801_200895801 |  | AN | node_8105801_200895802 | node_8105801_200895801 | 297.429 | bal_1P_2AC_2AC(N) | 8105801 | no | no |  |  | no |  |  | 0 | 0 | 0 | 0
oh_line_8105801_200895802 |  | AN | node_8105801_200895803 | node_8105801_200895802 | 260.295 | bal_1P_2AC_2AC(N) | 8105801 | no | no |  |  | no |  |  | 0 | 0 | 0 | 0
oh_line_8105801_200895803 |  | AN | node_8105801_200895806 | node_8105801_200895803 | 152.927 | bal_1P_2AC_2AC(N) | 8105801 | no | no |  |  | no |  |  | 0 | 0 | 0 | 0
oh_line_8105801_200895804 |  | AD | node_8105801_200895808 | node_8105801_200895804 | 240.447 | bal_1P_2AC | 8105801 | no | no |  |  | no |  |  | 0 | 0 | 0 | 0
oh_line_8105801_200895806 |  | AN | node_8105801_200895807 | node_intto1_8105801_200895806 | 411.215 | bal_1P_2AC_2AC(N) | 8105801 | no | no |  |  | no |  |  | 0 | 0 | 0 | 0
oh_line_8105801_200895807 |  | AN | node_8105801_200896480 | node_8105801_200895807 | 91.364 | bal_1P_1/0AA_1/0AA(N) | 8105801 | no | no |  |  | no |  |  | 0 | 0 | 0 | 0
oh_line_8105801_200895808 |  | AD | node_8105801_200895813 | node_8105801_200895808 | 429.761 | bal_1P_2AC | 8105801 | no | no |  |  | no |  |  | 0 | 0 | 0 | 0
oh_line_8105801_200895809 |  | AD | node_8105801_200895808 | node_8105801_200895809 | 89.971 | bal_1P_1/0AC | 8105801 | no | no |  |  | no |  |  | 0 | 0 | 0 | 0
oh_line_8105801_200895810 |  | AD | node_8105801_200895809 | node_8105801_200895810 | 287.708 | bal_1P_1/0AC | 8105801 | no | no |  |  | no |  |  | 0 | 0 | 0 | 0
oh_line_8105801_200895811 |  | AD | node_8105801_200895810 | node_8105801_200895811 | 290.58 | bal_1P_1/0AC | 8105801 | no | no |  |  | no |  |  | 0 | 0 | 0 | 0
oh_line_8105801_200895813-1 |  | AD | node_1335156_052_15293739_461 | node_8105801_200895813 | 25.019 | bal_1P_2AC | 8105801 | no | no |  |  | no |  |  | 0 | 0 | 0 | 0
oh_line_8105801_200895813-2 |  | AD | node_8105801_200895816 | node_1335156_052_15293739_461 | 256.761 | bal_1P_2AC | 8105801 | no | no |  |  | no |  |  | 0 | 0 | 0 | 0
oh_line_8105801_200895814 |  | AD | node_8105801_200895813 | node_8105801_200895814 | 133.912 | bal_1P_2AC | 8105801 | no | no |  |  | no |  |  | 0 | 0 | 0 | 0
oh_line_8105801_200895816 |  | AD | node_8105801_200895818 | node_8105801_200895816 | 298.957 | bal_1P_2AC | 8105801 | no | no |  |  | no |  |  | 0 | 0 | 0 | 0
oh_line_8105801_200895818 |  | AD | node_8105801_200895822 | node_8105801_200895818 | 370.663 | bal_1P_2AC | 8105801 | no | no |  |  | no |  |  | 0 | 0 | 0 | 0
oh_line_8105801_200895822 |  | AD | node_8105801_200895825 | node_8105801_200895822 | 236.12 | bal_1P_2AC | 8105801 | no | no |  |  | no |  |  | 0 | 0 | 0 | 0
oh_line_8105801_200895823 |  | AD | node_8105801_200895822 | node_8105801_200895823 | 171.893 | bal_1P_1/0AA | 8105801 | no | no |  |  | no |  |  | 0 | 0 | 0 | 0
oh_line_8105801_200895825 |  | AD | node_8105801_200895826 | node_intto1_8105801_200895825 | 85.451 | bal_1P_2AC | 8105801 | no | no |  |  | no |  |  | 0 | 0 | 0 | 0
oh_line_8105801_200895826 |  | AD | node_8105801_200895772 | node_intto1_8105801_200895826 | 357.471 | bal_1P_2AC | 8105801 | no | no |  |  | no |  |  | 0 | 0 | 0 | 0
oh_line_8105801_200895887 |  | AD | node_8105801_200894988 | node_8105801_200895887 | 379.109 | bal_1P_2AC | 8105801 | no | no |  |  | no |  |  | 0 | 0 | 0 | 0
oh_line_8105801_200895888 |  | AD | node_8105801_200895901 | node_8105801_200895888 | 409.156 | bal_1P_2AC | 8105801 | no | no |  |  | no |  |  | 0 | 0 | 0 | 0
oh_line_8105801_200895890 |  | AD | node_8105801_200895888 | node_8105801_200895890 | 228.359 | bal_1P_2AC | 8105801 | no | no |  |  | no |  |  | 0 | 0 | 0 | 0
oh_line_8105801_200895891 |  | AD | node_8105801_200895890 | node_intto1_8105801_200895891 | 91.751 | bal_1P_1/0AA | 8105801 | no | no |  |  | no |  |  | 0 | 0 | 0 | 0
oh_line_8105801_200895892 |  | AD | node_8105801_200895890 | node_8105801_200895892 | 213.164 | bal_1P_2AC | 8105801 | no | no |  |  | no |  |  | 0 | 0 | 0 | 0
oh_line_8105801_200895893 |  | AD | node_8105801_200895892 | node_8105801_200895893 | 99.724 | bal_1P_2AC | 8105801 | no | no |  |  | no |  |  | 0 | 0 | 0 | 0
oh_line_8105801_200895895 |  | AD | node_8105801_200974354 | node_8105801_200895895 | 440.772 | bal_1P_2AC | 8105801 | no | no |  |  | no |  |  | 0 | 0 | 0 | 0
oh_line_8105801_200895896 |  | AD | node_8105801_200895895 | node_8105801_200895896 | 391.032 | bal_1P_2AC | 8105801 | no | no |  |  | no |  |  | 0 | 0 | 0 | 0
oh_line_8105801_200895897 |  | AD | node_8105801_200895896 | node_8105801_200895897 | 366.117 | bal_1P_2AC | 8105801 | no | no |  |  | no |  |  | 0 | 0 | 0 | 0
oh_line_8105801_200895898 |  | AD | node_8105801_200895897 | node_8105801_200895898 | 329.628 | bal_1P_2AC | 8105801 | no | no |  |  | no |  |  | 0 | 0 | 0 | 0
oh_line_8105801_200895899 |  | AD | node_8105801_200895898 | node_8105801_200895899 | 360.255 | bal_1P_2AC | 8105801 | no | no |  |  | no |  |  | 0 | 0 | 0 | 0
oh_line_8105801_200895900 |  | AD | node_8105801_200895899 | node_8105801_200895900 | 440.627 | bal_1P_2AC | 8105801 | no | no |  |  | no |  |  | 0 | 0 | 0 | 0
oh_line_8105801_200895901 |  | AD | node_8105801_200895900 | node_8105801_200895901 | 225.54 | bal_1P_2AC | 8105801 | no | no |  |  | no |  |  | 0 | 0 | 0 | 0
oh_line_8105801_200895905 |  | AD | node_8105801_200900570 | node_intto1_8105801_200895905 | 120.791 | bal_1P_2AC | 8105801 | no | no |  |  | no |  |  | 0 | 0 | 0 | 0
oh_line_8105801_200895906 |  | AD | node_8105801_200895905 | node_intto1_8105801_200895906 | 213.716 | bal_1P_2AC | 8105801 | no | no |  |  | no |  |  | 0 | 0 | 0 | 0
oh_line_8105801_200895907 |  | AD | node_8105801_200895918 | node_8105801_200895907 | 378.917 | bal_1P_2AC | 8105801 | no | no |  |  | no |  |  | 0 | 0 | 0 | 0
oh_line_8105801_200895909 |  | AD | node_8105801_200895907 | node_8105801_200895909 | 254.623 | bal_1P_1/0AC | 8105801 | no | no |  |  | no |  |  | 0 | 0 | 0 | 0
oh_line_8105801_200895910 |  | AD | node_8105801_200895906 | node_8105801_200895910 | 324.348 | bal_1P_2AC | 8105801 | no | no |  |  | no |  |  | 0 | 0 | 0 | 0
oh_line_8105801_200895911 |  | AD | node_8105801_200895910 | node_8105801_200895911 | 394.612 | bal_1P_2AC | 8105801 | no | no |  |  | no |  |  | 0 | 0 | 0 | 0
oh_line_8105801_200895912 |  | AD | node_8105801_200895911 | node_8105801_200895912 | 282.017 | bal_1P_2AC | 8105801 | no | no |  |  | no |  |  | 0 | 0 | 0 | 0
oh_line_8105801_200895913 |  | AD | node_8105801_200895912 | node_8105801_200895913 | 295.343 | bal_1P_2AC | 8105801 | no | no |  |  | no |  |  | 0 | 0 | 0 | 0
oh_line_8105801_200895914 |  | AD | node_8105801_201008697 | node_8105801_200895914 | 175.994 | bal_1P_2AC | 8105801 | no | no |  |  | no |  |  | 0 | 0 | 0 | 0
oh_line_8105801_200895915 |  | AD | node_8105801_200895914 | node_8105801_200895915 | 192.727 | bal_1P_2AC | 8105801 | no | no |  |  | no |  |  | 0 | 0 | 0 | 0
oh_line_8105801_200895916 |  | AD | node_8105801_200895915 | node_8105801_200895916 | 178.287 | bal_1P_2AC | 8105801 | no | no |  |  | no |  |  | 0 | 0 | 0 | 0
oh_line_8105801_200895917 |  | AD | node_8105801_200895916 | node_8105801_200895917 | 381.92 | bal_1P_2AC | 8105801 | no | no |  |  | no |  |  | 0 | 0 | 0 | 0
oh_line_8105801_200895918 |  | AD | node_8105801_200895917 | node_8105801_200895918 | 333.523 | bal_1P_2AC | 8105801 | no | no |  |  | no |  |  | 0 | 0 | 0 | 0
oh_line_8105801_200896151 |  | ABCN | node_8105801_200896152 | node_intto1_8105801_200896151 | 138.516 | bal_3P_477AL_4/0AC(N) | 8105801 | no | no |  |  | no |  |  | 0 | 0 | 0 | 0
oh_line_8105801_200896152 |  | ABCN | node_8105801_200896160 | node_8105801_200896152 | 138.564 | bal_3P_477AL_4/0AC(N) | 8105801 | no | no |  |  | no |  |  | 0 | 0 | 0 | 0
oh_line_8105801_200896153 |  | AN | node_8105801_200896169 | node_8105801_200896153 | 211.487 | bal_1P_1/0AA_1/0AA(N) | 8105801 | no | no |  |  | no |  |  | 0 | 0 | 0 | 0
oh_line_8105801_200896154 |  | AN | node_8105801_200896153 | node_8105801_200896154 | 312.158 | bal_1P_1/0AA_1/0AA(N) | 8105801 | no | no |  |  | no |  |  | 0 | 0 | 0 | 0
oh_line_8105801_200896156 |  | AN | node_8105801_200896154 | node_8105801_200896156 | 105.256 | bal_1P_1/0AA_1/0AA(N) | 8105801 | no | no |  |  | no |  |  | 0 | 0 | 0 | 0
oh_line_8105801_200896157 |  | AN | node_8105801_200896156 | node_8105801_200896157 | 239.894 | bal_1P_1/0AA_1/0AA(N) | 8105801 | no | no |  |  | no |  |  | 0 | 0 | 0 | 0
oh_line_8105801_200896158 |  | AN | node_8105801_200896154 | node_8105801_200896158 | 250.334 | bal_1P_1/0AA_1/0AA(N) | 8105801 | no | no |  |  | no |  |  | 0 | 0 | 0 | 0
oh_line_8105801_200896159 |  | AN | node_8105801_200896158 | node_8105801_200896159 | 195.361 | bal_1P_1/0AA_1/0AA(N) | 8105801 | no | no |  |  | no |  |  | 0 | 0 | 0 | 0
oh_line_8105801_200896160 |  | ABCN | node_8105801_200896161 | node_8105801_200896160 | 201.633 | bal_3P_477AL_4/0AA(N) | 8105801 | no | no |  |  | no |  |  | 0 | 0 | 0 | 0
oh_line_8105801_200896161 |  | ABCN | node_8105801_200896162 | node_8105801_200896161 | 200.7 | bal_3P_477AL_4/0AA(N) | 8105801 | no | no |  |  | no |  |  | 0 | 0 | 0 | 0
oh_line_8105801_200896162 |  | ABCN | node_8105801_200896163 | node_8105801_200896162 | 213.622 | bal_3P_477AL_4/0AA(N) | 8105801 | no | no |  |  | no |  |  | 0 | 0 | 0 | 0
oh_line_8105801_200896163 |  | ABCN | node_8105801_200896164 | node_8105801_200896163 | 217.447 | bal_3P_477AL_4/0AA(N) | 8105801 | no | no |  |  | no |  |  | 0 | 0 | 0 | 0
oh_line_8105801_200896164 |  | ABCN | node_8105801_200896165 | node_8105801_200896164 | 160.634 | bal_3P_477AL_4/0AA(N) | 8105801 | no | no |  |  | no |  |  | 0 | 0 | 0 | 0
oh_line_8105801_200896165 |  | ABCN | node_8105801_200896451 | node_intto1_8105801_200896165 | 109.039 | bal_3P_477AL_4/0AA(N) | 8105801 | no | no |  |  | no |  |  | 0 | 0 | 0 | 0
oh_line_8105801_200896166 |  | AN | node_8105801_200896165 | node_8105801_200896166 | 142.961 | bal_1P_1/0AA_1/0AA(N) | 8105801 | no | no |  |  | no |  |  | 0 | 0 | 0 | 0
oh_line_8105801_200896167 |  | AN | node_8105801_200896166 | node_intto1_8105801_200896167 | 248.699 | bal_1P_1/0AA_1/0AA(N) | 8105801 | no | no |  |  | no |  |  | 0 | 0 | 0 | 0
oh_line_8105801_200896169 |  | AN | node_8105801_200896167 | node_8105801_200896169 | 229.306 | bal_1P_1/0AA_1/0AA(N) | 8105801 | no | no |  |  | no |  |  | 0 | 0 | 0 | 0
oh_line_8105801_200896246 |  | AD | node_8105801_200895772 | node_intto1_8105801_200896246 | 121.476 | bal_1P_2AC | 8105801 | no | no |  |  | no |  |  | 0 | 0 | 0 | 0
oh_line_8105801_200896247 |  | AD | node_8105801_200896246 | node_intto1_8105801_200896247 | 173.974 | bal_1P_1/0AC | 8105801 | no | no |  |  | no |  |  | 0 | 0 | 0 | 0
oh_line_8105801_200896248 |  | AD | node_8105801_200896247 | node_8105801_200896248 | 263.525 | bal_1P_1/0AC | 8105801 | no | no |  |  | no |  |  | 0 | 0 | 0 | 0
oh_line_8105801_200896249 |  | AD | node_8105801_200896248 | node_8105801_200896249 | 265.923 | bal_1P_1/0AC | 8105801 | no | no |  |  | no |  |  | 0 | 0 | 0 | 0
oh_line_8105801_200896250 |  | AD | node_8105801_200896249 | node_8105801_200896250 | 236.213 | bal_1P_1/0AC | 8105801 | no | no |  |  | no |  |  | 0 | 0 | 0 | 0
oh_line_8105801_200896251 |  | AD | node_8105801_200896246 | node_8105801_200896251 | 249.3 | bal_1P_2AC | 8105801 | no | no |  |  | no |  |  | 0 | 0 | 0 | 0
oh_line_8105801_200896252 |  | AD | node_8105801_200896268 | node_8105801_200896252 | 287.696 | bal_1P_1/0AC | 8105801 | no | no |  |  | no |  |  | 0 | 0 | 0 | 0
oh_line_8105801_200896254 |  | AD | node_8105801_200896252 | node_8105801_200896254 | 221.383 | bal_1P_1/0AA | 8105801 | no | no |  |  | no |  |  | 0 | 0 | 0 | 0
oh_line_8105801_200896255 |  | AD | node_8105801_200896254 | node_8105801_200896255 | 288.908 | bal_1P_1/0AA | 8105801 | no | no |  |  | no |  |  | 0 | 0 | 0 | 0
oh_line_8105801_200896256 |  | AD | node_8105801_200896251 | node_8105801_200896256 | 304.234 | bal_1P_2AC | 8105801 | no | no |  |  | no |  |  | 0 | 0 | 0 | 0
oh_line_8105801_200896257 |  | AD | node_8105801_200896256 | node_8105801_200896257 | 290.664 | bal_1P_2AC | 8105801 | no | no |  |  | no |  |  | 0 | 0 | 0 | 0
oh_line_8105801_200896258 |  | AD | node_8105801_200896257 | node_8105801_200896258 | 183.135 | bal_1P_2AC | 8105801 | no | no |  |  | no |  |  | 0 | 0 | 0 | 0
oh_line_8105801_200896260 |  | AD | node_8105801_200896258 | node_8105801_200896260 | 207.643 | bal_1P_2AC | 8105801 | no | no |  |  | no |  |  | 0 | 0 | 0 | 0
oh_line_8105801_200896261 |  | AD | node_8105801_200896260 | node_8105801_200896261 | 45.338 | bal_1P_1/0AA | 8105801 | no | no |  |  | no |  |  | 0 | 0 | 0 | 0
oh_line_8105801_200896262 |  | AD | node_8105801_200896261 | node_intto1_8105801_200896262 | 136.44 | bal_1P_1/0AA | 8105801 | no | no |  |  | no |  |  | 0 | 0 | 0 | 0
oh_line_8105801_200896263 |  | AD | node_8105801_200896260 | node_8105801_200896263 | 341.422 | bal_1P_2AC | 8105801 | no | no |  |  | no |  |  | 0 | 0 | 0 | 0
oh_line_8105801_200896265 |  | AD | node_8105801_200896263 | node_8105801_200896265 | 253.518 | bal_1P_2AC | 8105801 | no | no |  |  | no |  |  | 0 | 0 | 0 | 0
oh_line_8105801_200896266 |  | AD | node_8105801_200896265 | node_8105801_200896266 | 264.915 | bal_1P_1/0AC | 8105801 | no | no |  |  | no |  |  | 0 | 0 | 0 | 0
oh_line_8105801_200896267 |  | AD | node_8105801_200896266 | node_8105801_200896267 | 326.209 | bal_1P_1/0AC | 8105801 | no | no |  |  | no |  |  | 0 | 0 | 0 | 0
oh_line_8105801_200896268 |  | AD | node_8105801_200896267 | node_8105801_200896268 | 162.234 | bal_1P_1/0AC | 8105801 | no | no |  |  | no |  |  | 0 | 0 | 0 | 0
oh_line_8105801_200896354 |  | AD | node_8105801_200896373 | node_8105801_200896354 | 137.11 | bal_1P_2AC | 8105801 | no | no |  |  | no |  |  | 0 | 0 | 0 | 0
oh_line_8105801_200896357 |  | AD | node_8105801_200896354 | node_8105801_200896357 | 345.975 | bal_1P_2AC | 8105801 | no | no |  |  | no |  |  | 0 | 0 | 0 | 0
oh_line_8105801_200896358 |  | AD | node_8105801_200896357 | node_8105801_200896358 | 226.333 | bal_1P_2AC | 8105801 | no | no |  |  | no |  |  | 0 | 0 | 0 | 0
oh_line_8105801_200896361 |  | AD | node_8105801_200896358 | node_8105801_200896361 | 138.406 | bal_1P_2AC | 8105801 | no | no |  |  | no |  |  | 0 | 0 | 0 | 0
oh_line_8105801_200896362 |  | AD | node_8105801_200896361 | node_8105801_200896362 | 283.105 | bal_1P_1/0AA | 8105801 | no | no |  |  | no |  |  | 0 | 0 | 0 | 0
oh_line_8105801_200896363 |  | AD | node_8105801_200914920 | node_8105801_200896363 | 134.246 | bal_1P_2AC | 8105801 | no | no |  |  | no |  |  | 0 | 0 | 0 | 0
oh_line_8105801_200896364 |  | AD | node_8105801_200896363 | node_intto1_8105801_200896364 | 350.993 | bal_1P_2AC | 8105801 | no | no |  |  | no |  |  | 0 | 0 | 0 | 0
oh_line_8105801_200896365 |  | AD | node_8105801_200896364 | node_8105801_200896365 | 376.245 | bal_1P_2AC | 8105801 | no | no |  |  | no |  |  | 0 | 0 | 0 | 0
oh_line_8105801_200896366 |  | AD | node_8105801_200896365 | node_8105801_200896366 | 385.709 | bal_1P_2AC | 8105801 | no | no |  |  | no |  |  | 0 | 0 | 0 | 0
oh_line_8105801_200896367 |  | AD | node_8105801_200896366 | node_8105801_200896367 | 246.683 | bal_1P_2AC | 8105801 | no | no |  |  | no |  |  | 0 | 0 | 0 | 0
oh_line_8105801_200896368 |  | AD | node_8105801_200896366 | node_8105801_200896368 | 126.045 | bal_1P_2AC | 8105801 | no | no |  |  | no |  |  | 0 | 0 | 0 | 0
oh_line_8105801_200896369 |  | AD | node_8105801_200896368 | node_8105801_200896369 | 239.429 | bal_1P_2AC | 8105801 | no | no |  |  | no |  |  | 0 | 0 | 0 | 0
oh_line_8105801_200896370 |  | AD | node_8105801_200896369 | node_8105801_200896370 | 379.223 | bal_1P_2AC | 8105801 | no | no |  |  | no |  |  | 0 | 0 | 0 | 0
oh_line_8105801_200896371 |  | AD | node_8105801_200896370 | node_8105801_200896371 | 370.078 | bal_1P_2AC | 8105801 | no | no |  |  | no |  |  | 0 | 0 | 0 | 0
oh_line_8105801_200896373 |  | AD | node_8105801_200896371 | node_8105801_200896373 | 179.038 | bal_1P_2AC | 8105801 | no | no |  |  | no |  |  | 0 | 0 | 0 | 0
oh_line_8105801_200896450 |  | AN | node_8105801_200896469 | node_intto1_8105801_200896450 | 587.709 | bal_1P_1/0AC_1/0AC(N) | 8105801 | no | no |  |  | no |  |  | 0 | 0 | 0 | 0
oh_line_8105801_200896451 |  | ABCN | node_8105801_200896466 | node_8105801_200896451 | 274.555 | bal_3P_477AL_4/0AA(N) | 8105801 | no | no |  |  | no |  |  | 0 | 0 | 0 | 0
oh_line_8105801_200896452 |  | ABCN | node_8105801_200896453 | node_8105801_200896452 | 287.943 | bal_3P_477AL_4/0AA(N) | 8105801 | no | no |  |  | no |  |  | 0 | 0 | 0 | 0
oh_line_8105801_200896453 |  | ABCN | node_8105801_200896454 | node_8105801_200896453 | 280.491 | bal_3P_477AL_4/0AA(N) | 8105801 | no | no |  |  | no |  |  | 0 | 0 | 0 | 0
oh_line_8105801_200896454 |  | ABCN | node_8105801_200896455 | node_8105801_200896454 | 202.613 | bal_3P_477AL_4/0AA(N) | 8105801 | no | no |  |  | no |  |  | 0 | 0 | 0 | 0
oh_line_8105801_200896455 |  | ABCN | node_8105801_200896456 | node_8105801_200896455 | 218.544 | bal_3P_477AL_4/0AA(N) | 8105801 | no | no |  |  | no |  |  | 0 | 0 | 0 | 0
oh_line_8105801_200896456 |  | ABCN | node_8105801_200896457 | node_8105801_200896456 | 237.237 | bal_3P_477AL_4/0AA(N) | 8105801 | no | no |  |  | no |  |  | 0 | 0 | 0 | 0
oh_line_8105801_200896457 |  | ABCN | node_8105801_200896460 | node_8105801_200896457 | 300.557 | bal_3P_477AL_4/0AA(N) | 8105801 | no | no |  |  | no |  |  | 0 | 0 | 0 | 0
oh_line_8105801_200896458 |  | AN | node_8105801_200896457 | node_8105801_200896458 | 184.916 | bal_1P_1/0AC_1/0AC(N) | 8105801 | no | no |  |  | no |  |  | 0 | 0 | 0 | 0
oh_line_8105801_200896459 |  | AN | node_8105801_200896458 | node_8105801_200896459 | 159.59 | bal_1P_1/0AC_1/0AC(N) | 8105801 | no | no |  |  | no |  |  | 0 | 0 | 0 | 0
oh_line_8105801_200896460 |  | ABCN | node_8105801_200896462 | node_8105801_200896460 | 202.217 | bal_3P_477AL_4/0AA(N) | 8105801 | no | no |  |  | no |  |  | 0 | 0 | 0 | 0
oh_line_8105801_200896461 |  | AN | node_8105801_200896460 | node_8105801_200896461 | 365.94 | bal_1P_2AC_2AC(N) | 8105801 | no | no |  |  | no |  |  | 0 | 0 | 0 | 0
oh_line_8105801_200896462 |  | ABCN | node_8105801_200896463 | node_8105801_200896462 | 145.124 | bal_3P_477AL_4/0AA(N) | 8105801 | no | no |  |  | no |  |  | 0 | 0 | 0 | 0
oh_line_8105801_200896463 |  | ABCN | node_8105801_200896465 | node_8105801_200896463 | 203.529 | bal_3P_477AL_4/0AA(N) | 8105801 | no | no |  |  | no |  |  | 0 | 0 | 0 | 0
oh_line_8105801_200896465 |  | ABCN | node_8105801_200896467 | node_8105801_200896465 | 224.222 | bal_3P_477AL_4/0AA(N) | 8105801 | no | no |  |  | no |  |  | 0 | 0 | 0 | 0
oh_line_8105801_200896466 |  | ABCN | node_8105801_200896484 | node_8105801_200896466 | 258.85 | bal_3P_477AL_4/0AA(N) | 8105801 | no | no |  |  | no |  |  | 0 | 0 | 0 | 0
oh_line_8105801_200896467 |  | ABCN | node_8105801_200896470 | node_8105801_200896467 | 234.312 | bal_3P_477AL_4/0AA(N) | 8105801 | no | no |  |  | no |  |  | 0 | 0 | 0 | 0
oh_line_8105801_200896469 |  | AN | node_8105801_200896467 | node_8105801_200896469 | 65.98 | bal_1P_1/0AA_1/0AA(N) | 8105801 | no | no |  |  | no |  |  | 0 | 0 | 0 | 0
oh_line_8105801_200896470 |  | ABCN | node_8105801_200896473 | node_8105801_200896470 | 159.883 | bal_3P_477AL_4/0AA(N) | 8105801 | no | no |  |  | no |  |  | 0 | 0 | 0 | 0
oh_line_8105801_200896473 |  | ABCN | node_8105801_200896475 | node_8105801_200896473 | 208.857 | bal_3P_477AL_4/0AA(N) | 8105801 | no | no |  |  | no |  |  | 0 | 0 | 0 | 0
oh_line_8105801_200896475 |  | ABCN | node_8105801_200896476 | node_8105801_200896475 | 148.406 | bal_3P_477AL_4/0AA(N) | 8105801 | no | no |  |  | no |  |  | 0 | 0 | 0 | 0
oh_line_8105801_200896476 |  | ABCN | node_8105801_200896479 | node_8105801_200896476 | 237.319 | bal_3P_477AL_4/0AA(N) | 8105801 | no | no |  |  | no |  |  | 0 | 0 | 0 | 0
oh_line_8105801_200896477 |  | AN | node_8105801_200896476 | node_8105801_200896477 | 64.877 | bal_1P_1/0AA_1/0AA(N) | 8105801 | no | no |  |  | no |  |  | 0 | 0 | 0 | 0
oh_line_8105801_200896478 |  | AN | node_8105801_200896477 | node_8105801_200896478 | 202.572 | bal_1P_1/0AA_1/0AA(N) | 8105801 | no | no |  |  | no |  |  | 0 | 0 | 0 | 0
oh_line_8105801_200896479 |  | ABCN | node_8105801_200896480 | node_8105801_200896479 | 66.6 | bal_3P_477AL_4/0AA(N) | 8105801 | no | no |  |  | no |  |  | 0 | 0 | 0 | 0
oh_line_8105801_200896480 |  | ABCN | node_8105801_200896481 | node_intto1_8105801_200896480 | 227.523 | bal_3P_477AL_4/0AA(N) | 8105801 | no | no |  |  | no |  |  | 0 | 0 | 0 | 0
oh_line_8105801_200896481 |  | ABCN | node_8105801_200896482 | node_8105801_200896481 | 205.648 | bal_3P_477AL_4/0AA(N) | 8105801 | no | no |  |  | no |  |  | 0 | 0 | 0 | 0
oh_line_8105801_200896482 |  | ABCN | node_8105801_200896483 | node_8105801_200896482 | 215.173 | bal_3P_477AL_4/0AA(N) | 8105801 | no | no |  |  | no |  |  | 0 | 0 | 0 | 0
oh_line_8105801_200896483 |  | ABCN | node_8105801_200896485 | node_8105801_200896483 | 220.926 | bal_3P_477AL_4/0AA(N) | 8105801 | no | no |  |  | no |  |  | 0 | 0 | 0 | 0
oh_line_8105801_200896484 |  | ABCN | node_8105801_200962982 | node_intto1_8105801_200896484 | 215.063 | bal_3P_477AL_4/0AA(N) | 8105801 | no | no |  |  | no |  |  | 0 | 0 | 0 | 0
oh_line_8105801_200896485 |  | ABCN | node_8105801_200896486 | node_8105801_200896485 | 229.471 | bal_3P_477AL_4/0AA(N) | 8105801 | no | no |  |  | no |  |  | 0 | 0 | 0 | 0
oh_line_8105801_200896486 |  | ABCN | node_8105801_200896487 | node_8105801_200896486 | 250.986 | bal_3P_477AL_4/0AA(N) | 8105801 | no | no |  |  | no |  |  | 0 | 0 | 0 | 0
oh_line_8105801_200896487 |  | ABCN | node_8105801_200896488 | node_8105801_200896487 | 280.472 | bal_3P_477AL_4/0AA(N) | 8105801 | no | no |  |  | no |  |  | 0 | 0 | 0 | 0
oh_line_8105801_200896488 |  | ABCN | node_8105801_201008524 | node_8105801_200896488 | 264.633 | bal_3P_477AL_4/0AA(N) | 8105801 | no | no |  |  | no |  |  | 0 | 0 | 0 | 0
oh_line_8105801_200896490 |  | ABCN | node_8105801_200896493 | node_8105801_200896490 | 198.091 | bal_3P_4/0AC_4/0AA(N) | 8105801 | no | no |  |  | no |  |  | 0 | 0 | 0 | 0
oh_line_8105801_200896491 |  | AN | node_8105801_200896490 | node_intto1_8105801_200896491 | 55.957 | bal_1P_1/0AA_1/0AA(N) | 8105801 | no | no |  |  | no |  |  | 0 | 0 | 0 | 0
oh_line_8105801_200896492 |  | AN | node_8105801_200896491 | node_8105801_200896492 | 248.755 | bal_1P_1/0AA_1/0AA(N) | 8105801 | no | no |  |  | no |  |  | 0 | 0 | 0 | 0
oh_line_8105801_200896493 |  | ABCN | node_8105801_200896495 | node_8105801_200896493 | 236.154 | bal_3P_4/0AC_4/0AA(N) | 8105801 | no | no |  |  | no |  |  | 0 | 0 | 0 | 0
oh_line_8105801_200896495 |  | ABCN | node_8105801_201046971 | node_intto1_8105801_200896495 | 83.015 | bal_3P_4/0AC_4/0AA(N) | 8105801 | no | no |  |  | no |  |  | 0 | 0 | 0 | 0
oh_line_8105801_200896496 |  | ABCN | node_8105801_200896497 | node_8105801_200896496 | 248.644 | bal_3P_4/0AC_4/0AA(N) | 8105801 | no | no |  |  | no |  |  | 0 | 0 | 0 | 0
oh_line_8105801_200896497 |  | ABCN | node_8105801_200896499 | node_8105801_200896497 | 188.408 | bal_3P_4/0AC_4/0AA(N) | 8105801 | no | no |  |  | no |  |  | 0 | 0 | 0 | 0
oh_line_8105801_200896499 |  | ABCN | node_8105801_200896504 | node_8105801_200896499 | 152.565 | bal_3P_4/0AC_4/0AA(N) | 8105801 | no | no |  |  | no |  |  | 0 | 0 | 0 | 0
oh_line_8105801_200896500 |  | AN | node_8105801_200896499 | node_8105801_200896500 | 60.891 | bal_1P_1/0AA_1/0AA(N) | 8105801 | no | no |  |  | no |  |  | 0 | 0 | 0 | 0
oh_line_8105801_200896501 |  | AN | node_8105801_200896500 | node_intto1_8105801_200896501 | 326.343 | bal_1P_1/0AA_1/0AA(N) | 8105801 | no | no |  |  | no |  |  | 0 | 0 | 0 | 0
oh_line_8105801_200896502 |  | AN | node_8105801_200896501 | node_8105801_200896502 | 294.318 | bal_1P_1/0AA_1/0AA(N) | 8105801 | no | no |  |  | no |  |  | 0 | 0 | 0 | 0
oh_line_8105801_200896503 |  | AN | node_8105801_200896502 | node_8105801_200896503 | 223.015 | bal_1P_1/0AA_1/0AA(N) | 8105801 | no | no |  |  | no |  |  | 0 | 0 | 0 | 0
oh_line_8105801_200896504 |  | ABCN | node_8105801_200896452 | node_8105801_200896504 | 208.538 | bal_3P_477AL_4/0AA(N) | 8105801 | no | no |  |  | no |  |  | 0 | 0 | 0 | 0
oh_line_8105801_200896714 |  | AN | node_8105801_200901104 | node_intto1_8105801_200896714 | 200.21 | bal_1P_1/0AC_1/0AA(N) | 8105801 | no | no |  |  | no |  |  | 0 | 0 | 0 | 0
oh_line_8105801_200896715 |  | AN | node_8105801_200896714 | node_8105801_200896715 | 199.966 | bal_1P_1/0AC_1/0AA(N) | 8105801 | no | no |  |  | no |  |  | 0 | 0 | 0 | 0
oh_line_8105801_200896716 |  | AN | node_8105801_200896715 | node_8105801_200896716 | 160.465 | bal_1P_1/0AC_1/0AA(N) | 8105801 | no | no |  |  | no |  |  | 0 | 0 | 0 | 0
oh_line_8105801_200896718 |  | AN | node_8105801_200896716 | node_8105801_200896718 | 283.317 | bal_1P_1/0AC_1/0AA(N) | 8105801 | no | no |  |  | no |  |  | 0 | 0 | 0 | 0
oh_line_8105801_200896720 |  | AN | node_8105801_200896718 | node_8105801_200896720 | 262.918 | bal_1P_1/0AC_1/0AA(N) | 8105801 | no | no |  |  | no |  |  | 0 | 0 | 0 | 0
oh_line_8105801_200896721 |  | AN | node_8105801_200896720 | node_8105801_200896721 | 87.472 | bal_1P_1/0AA_1/0AA(N) | 8105801 | no | no |  |  | no |  |  | 0 | 0 | 0 | 0
oh_line_8105801_200896722 |  | AN | node_8105801_200896721 | node_8105801_200896722 | 329.229 | bal_1P_1/0AA_1/0AA(N) | 8105801 | no | no |  |  | no |  |  | 0 | 0 | 0 | 0
oh_line_8105801_200896901 |  | ABCN | node_8105801_200900705 | node_8105801_200896901 | 48.396 | bal_3P_477AL_4/0AA(N) | 8105801 | no | no |  |  | no |  |  | 0 | 0 | 0 | 0
oh_line_8105801_200896902 |  | ABCN | node_8105801_200896901 | node_8105801_200896902 | 136.264 | bal_3P_477AL_4/0AL(N) | 8105801 | no | no |  |  | no |  |  | 0 | 0 | 0 | 0
oh_line_8105801_200896903 |  | ABCN | node_8105801_200896902 | node_8105801_200896903 | 94.943 | bal_3P_477AL_4/0AL(N) | 8105801 | no | no |  |  | no |  |  | 0 | 0 | 0 | 0
oh_line_8105801_200896904 |  | ABCN | node_8105801_200896903 | node_8105801_200896904 | 135.498 | bal_3P_477AL_4/0AL(N) | 8105801 | no | no |  |  | no |  |  | 0 | 0 | 0 | 0
oh_line_8105801_200896905 |  | ABCN | node_8105801_200896904 | node_8105801_200896905 | 130.005 | bal_3P_477AL_4/0AL(N) | 8105801 | no | no |  |  | no |  |  | 0 | 0 | 0 | 0
oh_line_8105801_200896906 |  | ABCN | node_8105801_200896905 | node_8105801_200896906 | 153.203 | bal_3P_477AL_4/0AL(N) | 8105801 | no | no |  |  | no |  |  | 0 | 0 | 0 | 0
oh_line_8105801_200896907 |  | ABCN | node_8105801_200896908 | node_8105801_200896907 | 206.207 | bal_3P_477AL_4/0AL(N) | 8105801 | no | no |  |  | no |  |  | 0 | 0 | 0 | 0
oh_line_8105801_200896908 |  | ABCN | node_8105801_200896909 | node_8105801_200896908 | 178.049 | bal_3P_477AL_4/0AL(N) | 8105801 | no | no |  |  | no |  |  | 0 | 0 | 0 | 0
oh_line_8105801_200896909 |  | ABCN | node_8105801_200896906 | node_8105801_200896909 | 240.103 | bal_3P_477AL_4/0AA(N) | 8105801 | no | no |  |  | no |  |  | 0 | 0 | 0 | 0
oh_line_8105801_200896910 |  | AN | node_8105801_200896909 | node_8105801_200896910 | 140.449 | bal_1P_1/0AC_4/0AL(N) | 8105801 | no | no |  |  | no |  |  | 0 | 0 | 0 | 0
oh_line_8105801_200896911 |  | AN | node_8105801_200896910 | node_8105801_200896911 | 147.105 | bal_1P_1/0AC_4/0AL(N) | 8105801 | no | no |  |  | no |  |  | 0 | 0 | 0 | 0
oh_line_8105801_200896912 |  | AN | node_8105801_200896911 | node_8105801_200896912 | 184.732 | bal_1P_1/0AC_4/0AL(N) | 8105801 | no | no |  |  | no |  |  | 0 | 0 | 0 | 0
oh_line_8105801_200896989 |  | AD | node_8105801_200900724 | node_8105801_200896989 | 251.247 | bal_1P_1/0AC | 8105801 | no | no |  |  | no |  |  | 0 | 0 | 0 | 0
oh_line_8105801_200896990 |  | AD | node_8105801_200896989 | node_8105801_200896990 | 341.829 | bal_1P_1/0AC | 8105801 | no | no |  |  | no |  |  | 0 | 0 | 0 | 0
oh_line_8105801_200896991 |  | AN | node_8105801_200900342 | node_8105801_200896991 | 46.57 | bal_1P_1/0AC_1/0AC(N) | 8105801 | no | no |  |  | no |  |  | 0 | 0 | 0 | 0
oh_line_8105801_200896992 |  | AN | node_8105801_200896991 | node_intto1_8105801_200896992 | 170.98 | bal_1P_1/0AC_1/0AC(N) | 8105801 | no | no |  |  | no |  |  | 0 | 0 | 0 | 0
oh_line_8105801_200896994 |  | AN | node_8105801_200896992 | node_8105801_200896994 | 145.465 | bal_1P_1/0AC_1/0AC(N) | 8105801 | no | no |  |  | no |  |  | 0 | 0 | 0 | 0
oh_line_8105801_200896995 |  | AN | node_8105801_200896994 | node_8105801_200896995 | 106.013 | bal_1P_1/0AA_1/0AA(N) | 8105801 | no | no |  |  | no |  |  | 0 | 0 | 0 | 0
oh_line_8105801_200896996 |  | AN | node_8105801_200896995 | node_8105801_200896996 | 20.981 | bal_1P_1/0AA_1/0AA(N) | 8105801 | no | no |  |  | no |  |  | 0 | 0 | 0 | 0
oh_line_8105801_200896997 |  | AN | node_8105801_200896996 | node_8105801_200896997 | 360.441 | bal_1P_1/0AA_1/0AA(N) | 8105801 | no | no |  |  | no |  |  | 0 | 0 | 0 | 0
oh_line_8105801_200896998 |  | ABCN | node_8105801_200896907 | node_8105801_200896998 | 80.948 | bal_3P_477AL_4/0AA(N) | 8105801 | no | no |  |  | no |  |  | 0 | 0 | 0 | 0
oh_line_8105801_200896999 |  | AN | node_8105801_200896998 | node_8105801_200896999 | 221.707 | bal_1P_1/0AC_1/0AA(N) | 8105801 | no | no |  |  | no |  |  | 0 | 0 | 0 | 0
oh_line_8105801_200897000 |  | AN | node_8105801_200896999 | node_8105801_200897000 | 169.965 | bal_1P_1/0AC_4/0AL(N) | 8105801 | no | no |  |  | no |  |  | 0 | 0 | 0 | 0
oh_line_8105801_200897003 |  | ABCN | node_8105801_200897017 | node_8105801_200897003 | 298.267 | bal_3P_477AL_4/0AA(N) | 8105801 | no | no |  |  | no |  |  | 0 | 0 | 0 | 0
oh_line_8105801_200897004 |  | ABCN | node_8105801_200897003 | node_8105801_200897004 | 200.051 | bal_3P_477AL_4/0AA(N) | 8105801 | no | no |  |  | no |  |  | 0 | 0 | 0 | 0
oh_line_8105801_200897005 |  | ABCN | node_8105801_200897004 | node_8105801_200897005 | 197.018 | bal_3P_477AL_4/0AA(N) | 8105801 | no | no |  |  | no |  |  | 0 | 0 | 0 | 0
oh_line_8105801_200897006 |  | ABCN | node_8105801_200897005 | node_8105801_200897006 | 141.521 | bal_3P_477AL_4/0AA(N) | 8105801 | no | no |  |  | no |  |  | 0 | 0 | 0 | 0
oh_line_8105801_200897007 |  | ABCN | node_8105801_200897006 | node_8105801_200897007 | 141.062 | bal_3P_477AL_4/0AA(N) | 8105801 | no | no |  |  | no |  |  | 0 | 0 | 0 | 0
oh_line_8105801_200897009 |  | ABCN | node_8105801_200897007 | node_8105801_200897009 | 226.674 | bal_3P_477AL_4/0AA(N) | 8105801 | no | no |  |  | no |  |  | 0 | 0 | 0 | 0
oh_line_8105801_200897010 |  | ABCN | node_8105801_200896998 | node_8105801_200897010 | 175.645 | bal_3P_477AL_4/0AA(N) | 8105801 | no | no |  |  | no |  |  | 0 | 0 | 0 | 0
oh_line_8105801_200897011 |  | ABCN | node_8105801_200897010 | node_intto1_8105801_200897011 | 184.938 | bal_3P_477AL_4/0AA(N) | 8105801 | no | no |  |  | no |  |  | 0 | 0 | 0 | 0
oh_line_8105801_200897012 |  | ABCN | node_8105801_200897011 | node_8105801_200897012 | 202.04 | bal_3P_477AL_4/0AA(N) | 8105801 | no | no |  |  | no |  |  | 0 | 0 | 0 | 0
oh_line_8105801_200897013 |  | ABCN | node_8105801_200897012 | node_8105801_200897013 | 198.349 | bal_3P_477AL_4/0AA(N) | 8105801 | no | no |  |  | no |  |  | 0 | 0 | 0 | 0
oh_line_8105801_200897014 |  | ABCN | node_8105801_200897013 | node_8105801_200897014 | 202.438 | bal_3P_477AL_4/0AA(N) | 8105801 | no | no |  |  | no |  |  | 0 | 0 | 0 | 0
oh_line_8105801_200897015 |  | ABCN | node_8105801_200897014 | node_8105801_200897015 | 195.698 | bal_3P_477AL_4/0AA(N) | 8105801 | no | no |  |  | no |  |  | 0 | 0 | 0 | 0
oh_line_8105801_200897016 |  | ABCN | node_8105801_200897015 | node_8105801_200897016 | 192.157 | bal_3P_477AL_4/0AA(N) | 8105801 | no | no |  |  | no |  |  | 0 | 0 | 0 | 0
oh_line_8105801_200897017 |  | ABCN | node_8105801_200897016 | node_8105801_200897017 | 211.354 | bal_3P_477AL_4/0AA(N) | 8105801 | no | no |  |  | no |  |  | 0 | 0 | 0 | 0
oh_line_8105801_200897030 |  | AD | node_8105801_200900709 | node_intto1_8105801_200897030 | 41.049 | bal_1P_477AL | 8105801 | no | no |  |  | no |  |  | 0 | 0 | 0 | 0
oh_line_8105801_200897031 |  | AD | node_8105801_200897030 | node_8105801_200897031 | 79.716 | bal_1P_477AL | 8105801 | no | no |  |  | no |  |  | 0 | 0 | 0 | 0
oh_line_8105801_200897032 |  | AD | node_8105801_200897031 | node_8105801_200897032 | 123.064 | bal_1P_477AL | 8105801 | no | no |  |  | no |  |  | 0 | 0 | 0 | 0
oh_line_8105801_200897033 |  | AD | node_8105801_200897032 | node_8105801_200897033 | 167.312 | bal_1P_477AL | 8105801 | no | no |  |  | no |  |  | 0 | 0 | 0 | 0
oh_line_8105801_200897034 |  | AD | node_8105801_200897033 | node_8105801_200897034 | 172.13 | bal_1P_477AL | 8105801 | no | no |  |  | no |  |  | 0 | 0 | 0 | 0
oh_line_8105801_200897098 |  | AD | node_8105801_200901057 | node_8105801_200897098 | 145.953 | bal_1P_1/0AC | 8105801 | no | no |  |  | no |  |  | 0 | 0 | 0 | 0
oh_line_8105801_200897099 |  | AD | node_8105801_200897098 | node_8105801_200897099 | 174.654 | bal_1P_1/0AC | 8105801 | no | no |  |  | no |  |  | 0 | 0 | 0 | 0
oh_line_8105801_200897100 |  | AD | node_8105801_200897099 | node_intto1_8105801_200897100 | 138.582 | bal_1P_1/0AC | 8105801 | no | no |  |  | no |  |  | 0 | 0 | 0 | 0
oh_line_8105801_200897101 |  | AD | node_8105801_200897100 | node_8105801_200897101 | 227.959 | bal_1P_1/0AC | 8105801 | no | no |  |  | no |  |  | 0 | 0 | 0 | 0
oh_line_8105801_200897102 |  | AD | node_8105801_200897101 | node_8105801_200897102 | 176.545 | bal_1P_1/0AC | 8105801 | no | no |  |  | no |  |  | 0 | 0 | 0 | 0
oh_line_8105801_200897103 |  | AD | node_8105801_200897102 | node_8105801_200897103 | 182.124 | bal_1P_1/0AC | 8105801 | no | no |  |  | no |  |  | 0 | 0 | 0 | 0
oh_line_8105801_200897104 |  | AD | node_8105801_200897103 | node_8105801_200897104 | 180.725 | bal_1P_1/0AC | 8105801 | no | no |  |  | no |  |  | 0 | 0 | 0 | 0
oh_line_8105801_200897105 |  | AD | node_8105801_200897104 | node_8105801_200897105 | 268.401 | bal_1P_1/0AC | 8105801 | no | no |  |  | no |  |  | 0 | 0 | 0 | 0
oh_line_8105801_200897107 |  | AD | node_8105801_200897104 | node_8105801_200897107 | 153.25 | bal_1P_1/0AC | 8105801 | no | no |  |  | no |  |  | 0 | 0 | 0 | 0
oh_line_8105801_200897211 |  | AD | node_8105801_200897034 | node_8105801_200897211 | 190.575 | bal_1P_1/0AC | 8105801 | no | no |  |  | no |  |  | 0 | 0 | 0 | 0
oh_line_8105801_200897212 |  | AD | node_8105801_200897211 | node_8105801_200897212 | 159.222 | bal_1P_1/0AC | 8105801 | no | no |  |  | no |  |  | 0 | 0 | 0 | 0
oh_line_8105801_200897213 |  | AD | node_8105801_200897212 | node_8105801_200897213 | 168.913 | bal_1P_1/0AC | 8105801 | no | no |  |  | no |  |  | 0 | 0 | 0 | 0
oh_line_8105801_200897229 |  | AD | node_8105801_200901080 | node_8105801_200897229 | 172.608 | bal_1P_2AC | 8105801 | no | no |  |  | no |  |  | 0 | 0 | 0 | 0
oh_line_8105801_200897230 |  | AD | node_8105801_200897229 | node_8105801_200897230 | 179.319 | bal_1P_2AC | 8105801 | no | no |  |  | no |  |  | 0 | 0 | 0 | 0
oh_line_8105801_200897231 |  | AD | node_8105801_200897230 | node_8105801_200897231 | 88.843 | bal_1P_2AC | 8105801 | no | no |  |  | no |  |  | 0 | 0 | 0 | 0
oh_line_8105801_200898622 |  | AD | node_8105801_200900498 | node_intto1_8105801_200898622 | 470.68 | bal_1P_2AC | 8105801 | no | no |  |  | no |  |  | 0 | 0 | 0 | 0
oh_line_8105801_200898623 |  | AD | node_8105801_200898638 | node_8105801_200898623 | 230.028 | bal_1P_1/0AC | 8105801 | no | no |  |  | no |  |  | 0 | 0 | 0 | 0
oh_line_8105801_200898624 |  | AD | node_8105801_200898622 | node_8105801_200898624 | 336.112 | bal_1P_2AC | 8105801 | no | no |  |  | no |  |  | 0 | 0 | 0 | 0
oh_line_8105801_200898625 |  | AD | node_8105801_200898624 | node_8105801_200898625 | 260.511 | bal_1P_2AC | 8105801 | no | no |  |  | no |  |  | 0 | 0 | 0 | 0
oh_line_8105801_200898626 |  | AD | node_8105801_200898625 | node_8105801_200898626 | 294.493 | bal_1P_2AC | 8105801 | no | no |  |  | no |  |  | 0 | 0 | 0 | 0
oh_line_8105801_200898627 |  | AD | node_8105801_200898626 | node_8105801_200898627 | 184.921 | bal_1P_1/0AA | 8105801 | no | no |  |  | no |  |  | 0 | 0 | 0 | 0
oh_line_8105801_200898628 |  | AD | node_8105801_200898627 | node_8105801_200898628 | 244.47 | bal_1P_1/0AA | 8105801 | no | no |  |  | no |  |  | 0 | 0 | 0 | 0
oh_line_8105801_200898629 |  | AD | node_8105801_200898628 | node_8105801_200898629 | 282.486 | bal_1P_1/0AA | 8105801 | no | no |  |  | no |  |  | 0 | 0 | 0 | 0
oh_line_8105801_200898630 |  | AD | node_8105801_200898628 | node_8105801_200898630 | 335.432 | bal_1P_1/0AA | 8105801 | no | no |  |  | no |  |  | 0 | 0 | 0 | 0
oh_line_8105801_200898632 |  | AD | node_8105801_200898630 | node_8105801_200898632 | 220.132 | bal_1P_1/0AA | 8105801 | no | no |  |  | no |  |  | 0 | 0 | 0 | 0
oh_line_8105801_200898633 |  | AD | node_8105801_200898632 | node_8105801_200898633 | 183.699 | bal_1P_1/0AA | 8105801 | no | no |  |  | no |  |  | 0 | 0 | 0 | 0
oh_line_8105801_200898634 |  | AD | node_8105801_200898626 | node_8105801_200898634 | 234.622 | bal_1P_1/0AC | 8105801 | no | no |  |  | no |  |  | 0 | 0 | 0 | 0
oh_line_8105801_200898635 |  | AD | node_8105801_200898634 | node_8105801_200898635 | 183.485 | bal_1P_1/0AC | 8105801 | no | no |  |  | no |  |  | 0 | 0 | 0 | 0
oh_line_8105801_200898636 |  | AD | node_8105801_200898635 | node_8105801_200898636 | 237.546 | bal_1P_1/0AC | 8105801 | no | no |  |  | no |  |  | 0 | 0 | 0 | 0
oh_line_8105801_200898637 |  | AD | node_8105801_200898636 | node_8105801_200898637 | 260.982 | bal_1P_1/0AC | 8105801 | no | no |  |  | no |  |  | 0 | 0 | 0 | 0
oh_line_8105801_200898638 |  | AD | node_8105801_200898637 | node_8105801_200898638 | 239.951 | bal_1P_1/0AC | 8105801 | no | no |  |  | no |  |  | 0 | 0 | 0 | 0
oh_line_8105801_200898782 |  | AD | node_8105801_200901050 | node_8105801_200898782 | 241.879 | bal_1P_2AC | 8105801 | no | no |  |  | no |  |  | 0 | 0 | 0 | 0
oh_line_8105801_200898784 |  | AD | node_8105801_200978892 | node_8105801_200898784 | 264.877 | bal_1P_1/0AC | 8105801 | no | no |  |  | no |  |  | 0 | 0 | 0 | 0
oh_line_8105801_200898785 |  | AD | node_8105801_200898784 | node_8105801_200898785 | 310.197 | bal_1P_1/0AC | 8105801 | no | no |  |  | no |  |  | 0 | 0 | 0 | 0
oh_line_8105801_200898787 |  | AD | node_8105801_200898785 | node_8105801_200898787 | 227.094 | bal_1P_4/0AL | 8105801 | no | no |  |  | no |  |  | 0 | 0 | 0 | 0
oh_line_8105801_200898788 |  | AD | node_8105801_200898787 | node_8105801_200898788 | 170.091 | bal_1P_4/0AL | 8105801 | no | no |  |  | no |  |  | 0 | 0 | 0 | 0
oh_line_8105801_200898790 |  | AD | node_8105801_200898788 | node_8105801_200898790 | 241.697 | bal_1P_4/0AL | 8105801 | no | no |  |  | no |  |  | 0 | 0 | 0 | 0
oh_line_8105801_200898791 |  | AD | node_8105801_200898782 | node_8105801_200898791 | 435.992 | bal_1P_2AC | 8105801 | no | no |  |  | no |  |  | 0 | 0 | 0 | 0
oh_line_8105801_200898792-1 |  | AD | node_1331227_542_15281294_127 | node_8105801_200898792 | 17.419 | bal_1P_2AC | 8105801 | no | no |  |  | no |  |  | 0 | 0 | 0 | 0
oh_line_8105801_200898792-2 |  | AD | node_8105801_200898791 | node_1331227_542_15281294_127 | 364.119 | bal_1P_2AC | 8105801 | no | no |  |  | no |  |  | 0 | 0 | 0 | 0
oh_line_8105801_200898793 |  | AD | node_8105801_200898792 | node_intto1_8105801_200898793 | 292.544 | bal_1P_2AC | 8105801 | no | no |  |  | no |  |  | 0 | 0 | 0 | 0
oh_line_8105801_200898794 |  | AD | node_8105801_200898793 | node_intto1_8105801_200898794 | 300.8 | bal_1P_2AC | 8105801 | no | no |  |  | no |  |  | 0 | 0 | 0 | 0
oh_line_8105801_200898795 |  | AD | node_8105801_200898794 | node_8105801_200898795 | 69.061 | bal_1P_2AC | 8105801 | no | no |  |  | no |  |  | 0 | 0 | 0 | 0
oh_line_8105801_200898796 |  | AD | node_8105801_200898795 | node_8105801_200898796 | 222.932 | bal_1P_2AC | 8105801 | no | no |  |  | no |  |  | 0 | 0 | 0 | 0
oh_line_8105801_200898797 |  | AD | node_8105801_200898796 | node_8105801_200898797 | 121.95 | bal_1P_2AC | 8105801 | no | no |  |  | no |  |  | 0 | 0 | 0 | 0
oh_line_8105801_200898798 |  | AD | node_8105801_200898797 | node_8105801_200898798 | 184.273 | bal_1P_2AC | 8105801 | no | no |  |  | no |  |  | 0 | 0 | 0 | 0
oh_line_8105801_200898800 |  | AD | node_8105801_200898794 | node_8105801_200898800 | 211.242 | bal_1P_2AC | 8105801 | no | no |  |  | no |  |  | 0 | 0 | 0 | 0
oh_line_8105801_200898802 |  | AD | node_8105801_200898800 | node_8105801_200898802 | 204.785 | bal_1P_2AC | 8105801 | no | no |  |  | no |  |  | 0 | 0 | 0 | 0
oh_line_8105801_200898803 |  | AD | node_8105801_200898802 | node_8105801_200898803 | 205.858 | bal_1P_2AC | 8105801 | no | no |  |  | no |  |  | 0 | 0 | 0 | 0
oh_line_8105801_200898804 |  | AD | node_8105801_200898803 | node_8105801_200898804 | 233.738 | bal_1P_1/0AA | 8105801 | no | no |  |  | no |  |  | 0 | 0 | 0 | 0
oh_line_8105801_200898834 |  | AN | node_8105801_201008524 | node_8105801_200898834 | 329.072 | bal_1P_1/0AA_1/0AA(N) | 8105801 | no | no |  |  | no |  |  | 0 | 0 | 0 | 0
oh_line_8105801_200898835 |  | AN | node_8105801_200898834 | node_intto1_8105801_200898835 | 184.167 | bal_1P_1/0AA_1/0AA(N) | 8105801 | no | no |  |  | no |  |  | 0 | 0 | 0 | 0
oh_line_8105801_200898836 |  | AN | node_8105801_200898835 | node_8105801_200898836 | 332.443 | bal_1P_1/0AA_1/0AA(N) | 8105801 | no | no |  |  | no |  |  | 0 | 0 | 0 | 0
oh_line_8105801_200898838 |  | AN | node_8105801_200898836 | node_8105801_200898838 | 140.422 | bal_1P_1/0AA_1/0AA(N) | 8105801 | no | no |  |  | no |  |  | 0 | 0 | 0 | 0
oh_line_8105801_200899038 |  | AN | node_8105801_200900468 | node_8105801_200899038 | 335.761 | bal_1P_1/0AC_1/0AA(N) | 8105801 | no | no |  |  | no |  |  | 0 | 0 | 0 | 0
oh_line_8105801_200899041 |  | AN | node_8105801_200899038 | node_8105801_200899041 | 323.613 | bal_1P_1/0AA_1/0AA(N) | 8105801 | no | no |  |  | no |  |  | 0 | 0 | 0 | 0
oh_line_8105801_200899042 |  | AD | node_8105801_200894974 | node_8105801_200899042 | 313.649 | bal_1P_1/0AC | 8105801 | no | no |  |  | no |  |  | 0 | 0 | 0 | 0
oh_line_8105801_200899043 |  | AD | node_8105801_200899042 | node_8105801_200899043 | 280.019 | bal_1P_1/0AC | 8105801 | no | no |  |  | no |  |  | 0 | 0 | 0 | 0
oh_line_8105801_200899044 |  | AD | node_8105801_200899043 | node_8105801_200899044 | 296.346 | bal_1P_1/0AC | 8105801 | no | no |  |  | no |  |  | 0 | 0 | 0 | 0
oh_line_8105801_200899072 |  | AD | node_8105801_200901136 | node_8105801_200899072 | 42.242 | bal_1P_1/0AA | 8105801 | no | no |  |  | no |  |  | 0 | 0 | 0 | 0
oh_line_8105801_200899073 |  | AD | node_8105801_200899072 | node_8105801_200899073 | 156.727 | bal_1P_1/0AA | 8105801 | no | no |  |  | no |  |  | 0 | 0 | 0 | 0
oh_line_8105801_200899074 |  | AD | node_8105801_200899073 | node_8105801_200899074 | 207.416 | bal_1P_1/0AA | 8105801 | no | no |  |  | no |  |  | 0 | 0 | 0 | 0
oh_line_8105801_200899075 |  | AD | node_8105801_200899074 | node_8105801_200899075 | 297.03 | bal_1P_1/0AA | 8105801 | no | no |  |  | no |  |  | 0 | 0 | 0 | 0
oh_line_8105801_200899076 |  | AD | node_8105801_200899075 | node_8105801_200899076 | 307.732 | bal_1P_1/0AA | 8105801 | no | no |  |  | no |  |  | 0 | 0 | 0 | 0
oh_line_8105801_200899125 |  | AD | node_8105801_201011852 | node_intto1_8105801_200899125 | 377.341 | bal_1P_2AC | 8105801 | no | no |  |  | no |  |  | 0 | 0 | 0 | 0
oh_line_8105801_200899126 |  | AD | node_8105801_200899147 | node_8105801_200899126 | 247.384 | bal_1P_1/0AA | 8105801 | no | no |  |  | no |  |  | 0 | 0 | 0 | 0
oh_line_8105801_200899127 |  | AD | node_8105801_200899125 | node_8105801_200899127 | 382.63 | bal_1P_2AC | 8105801 | no | no |  |  | no |  |  | 0 | 0 | 0 | 0
oh_line_8105801_200899128 |  | AD | node_8105801_200899127 | node_8105801_200899128 | 324.851 | bal_1P_1/0AA | 8105801 | no | no |  |  | no |  |  | 0 | 0 | 0 | 0
oh_line_8105801_200899129 |  | AD | node_8105801_200899128 | node_8105801_200899129 | 315.126 | bal_1P_1/0AA | 8105801 | no | no |  |  | no |  |  | 0 | 0 | 0 | 0
oh_line_8105801_200899130 |  | AD | node_8105801_200899127 | node_8105801_200899130 | 261.507 | bal_1P_2AC | 8105801 | no | no |  |  | no |  |  | 0 | 0 | 0 | 0
oh_line_8105801_200899131 |  | AD | node_8105801_200899127 | node_8105801_200899131 | 242.016 | bal_1P_2AC | 8105801 | no | no |  |  | no |  |  | 0 | 0 | 0 | 0
oh_line_8105801_200899132 |  | AD | node_8105801_200899131 | node_8105801_200899132 | 361.847 | bal_1P_1/0AA | 8105801 | no | no |  |  | no |  |  | 0 | 0 | 0 | 0
oh_line_8105801_200899133 |  | AD | node_8105801_200899132 | node_8105801_200899133 | 103.255 | bal_1P_1/0AA | 8105801 | no | no |  |  | no |  |  | 0 | 0 | 0 | 0
oh_line_8105801_200899134 |  | AD | node_8105801_200899133 | node_8105801_200899134 | 298.239 | bal_1P_1/0AA | 8105801 | no | no |  |  | no |  |  | 0 | 0 | 0 | 0
oh_line_8105801_200899135 |  | AD | node_8105801_200899134 | node_8105801_200899135 | 319.714 | bal_1P_1/0AA | 8105801 | no | no |  |  | no |  |  | 0 | 0 | 0 | 0
oh_line_8105801_200899137 |  | AD | node_8105801_200899132 | node_8105801_200899137 | 373.971 | bal_1P_1/0AA | 8105801 | no | no |  |  | no |  |  | 0 | 0 | 0 | 0
oh_line_8105801_200899138 |  | AD | node_8105801_200899137 | node_8105801_200899138 | 330.706 | bal_1P_1/0AA | 8105801 | no | no |  |  | no |  |  | 0 | 0 | 0 | 0
oh_line_8105801_200899139 |  | AD | node_8105801_200899138 | node_8105801_200899139 | 185.004 | bal_1P_1/0AA | 8105801 | no | no |  |  | no |  |  | 0 | 0 | 0 | 0
oh_line_8105801_200899140 |  | AD | node_8105801_200899139 | node_8105801_200899140 | 281.605 | bal_1P_1/0AA | 8105801 | no | no |  |  | no |  |  | 0 | 0 | 0 | 0
oh_line_8105801_200899141 |  | AD | node_8105801_200899140 | node_8105801_200899141 | 208.925 | bal_1P_1/0AA | 8105801 | no | no |  |  | no |  |  | 0 | 0 | 0 | 0
oh_line_8105801_200899142 |  | AD | node_8105801_200899141 | node_8105801_200899142 | 209.009 | bal_1P_1/0AA | 8105801 | no | no |  |  | no |  |  | 0 | 0 | 0 | 0
oh_line_8105801_200899143 |  | AD | node_8105801_200899138 | node_8105801_200899143 | 346.747 | bal_1P_1/0AA | 8105801 | no | no |  |  | no |  |  | 0 | 0 | 0 | 0
oh_line_8105801_200899144 |  | AD | node_8105801_200899143 | node_8105801_200899144 | 361.292 | bal_1P_1/0AA | 8105801 | no | no |  |  | no |  |  | 0 | 0 | 0 | 0
oh_line_8105801_200899145 |  | AD | node_8105801_200899144 | node_8105801_200899145 | 255.064 | bal_1P_1/0AA | 8105801 | no | no |  |  | no |  |  | 0 | 0 | 0 | 0
oh_line_8105801_200899146 |  | AD | node_8105801_200899145 | node_8105801_200899146 | 285.933 | bal_1P_1/0AA | 8105801 | no | no |  |  | no |  |  | 0 | 0 | 0 | 0
oh_line_8105801_200899147 |  | AD | node_8105801_200899144 | node_8105801_200899147 | 246.681 | bal_1P_1/0AA | 8105801 | no | no |  |  | no |  |  | 0 | 0 | 0 | 0
oh_line_8105801_200899234 |  | AD | node_8105801_200900612 | node_8105801_200899234 | 270.886 | bal_1P_2AC | 8105801 | no | no |  |  | no |  |  | 0 | 0 | 0 | 0
oh_line_8105801_200899235 |  | AD | node_8105801_200899234 | node_intto1_8105801_200899235 | 293.389 | bal_1P_2AC | 8105801 | no | no |  |  | no |  |  | 0 | 0 | 0 | 0
oh_line_8105801_200899236 |  | AD | node_8105801_200899235 | node_8105801_200899236 | 390.628 | bal_1P_2AC | 8105801 | no | no |  |  | no |  |  | 0 | 0 | 0 | 0
oh_line_8105801_200899238 |  | AD | node_8105801_200899236 | node_8105801_200899238 | 250.526 | bal_1P_1/0AA | 8105801 | no | no |  |  | no |  |  | 0 | 0 | 0 | 0
oh_line_8105801_200899239 |  | AD | node_8105801_200899238 | node_8105801_200899239 | 246.515 | bal_1P_1/0AA | 8105801 | no | no |  |  | no |  |  | 0 | 0 | 0 | 0
oh_line_8105801_200899240 |  | AD | node_8105801_200899239 | node_8105801_200899240 | 276.881 | bal_1P_1/0AA | 8105801 | no | no |  |  | no |  |  | 0 | 0 | 0 | 0
oh_line_8105801_200899241 |  | AN | node_8105801_200900400 | node_8105801_200899241 | 60.014 | bal_1P_1/0AA_1/0AA(N) | 8105801 | no | no |  |  | no |  |  | 0 | 0 | 0 | 0
oh_line_8105801_200899242 |  | AN | node_8105801_200899241 | node_intto1_8105801_200899242 | 168.969 | bal_1P_1/0AA_1/0AA(N) | 8105801 | no | no |  |  | no |  |  | 0 | 0 | 0 | 0
oh_line_8105801_200899243 |  | AN | node_8105801_200899242 | node_8105801_200899243 | 187.205 | bal_1P_1/0AA_1/0AA(N) | 8105801 | no | no |  |  | no |  |  | 0 | 0 | 0 | 0
oh_line_8105801_200899245 |  | AN | node_8105801_200899243 | node_8105801_200899245 | 292.874 | bal_1P_1/0AA_1/0AA(N) | 8105801 | no | no |  |  | no |  |  | 0 | 0 | 0 | 0
oh_line_8105801_200899246 |  | AN | node_8105801_200899245 | node_8105801_200899246 | 299.415 | bal_1P_1/0AA_1/0AA(N) | 8105801 | no | no |  |  | no |  |  | 0 | 0 | 0 | 0
oh_line_8105801_200899249 |  | AN | node_8105801_200899246 | node_8105801_200899249 | 301.521 | bal_1P_1/0AA_1/0AA(N) | 8105801 | no | no |  |  | no |  |  | 0 | 0 | 0 | 0
oh_line_8105801_200899250 |  | AN | node_8105801_200899249 | node_8105801_200899250 | 295.843 | bal_1P_1/0AA_1/0AA(N) | 8105801 | no | no |  |  | no |  |  | 0 | 0 | 0 | 0
oh_line_8105801_200899252 |  | AN | node_8105801_200899250 | node_8105801_200899252 | 274.198 | bal_1P_1/0AA_1/0AA(N) | 8105801 | no | no |  |  | no |  |  | 0 | 0 | 0 | 0
oh_line_8105801_200899253 |  | AN | node_8105801_200899252 | node_8105801_200899253 | 285.776 | bal_1P_1/0AA_1/0AA(N) | 8105801 | no | no |  |  | no |  |  | 0 | 0 | 0 | 0
oh_line_8105801_200899254 |  | AN | node_8105801_200899253 | node_8105801_200899254 | 337.078 | bal_1P_1/0AA_1/0AA(N) | 8105801 | no | no |  |  | no |  |  | 0 | 0 | 0 | 0
oh_line_8105801_200899359-1 |  | ABCN | node_SOURCE_8105801 | node_8105801_200899359 | 54.013 | bal_3P_477AL_4/0AA(N) | 8105801 | no | no |  |  | no |  |  | 0 | 0 | 0 | 0
oh_line_8105801_200899359-2 |  | ABCN | node_8105801_200899359 | node_1307773_892_15296529_185 | 32.041 | bal_3P_4/0AA_1/0AA(N) | 8105801 | no | no |  |  | no |  |  | 0 | 0 | 0 | 0
oh_line_8105801_200899366 |  | ABCN | node_8105801_200977067 | node_8105801_200899366 | 186.592 | bal_3P_477AL_4/0AA(N) | 8105801 | no | no |  |  | no |  |  | 0 | 0 | 0 | 0
oh_line_8105801_200899369 |  | ABCN | node_8105801_200899370 | node_8105801_200899369 | 196.561 | bal_3P_477AL_4/0AA(N) | 8105801 | no | no |  |  | no |  |  | 0 | 0 | 0 | 0
oh_line_8105801_200899370 |  | ABCN | node_8105801_200899371 | node_8105801_200899370 | 70.614 | bal_3P_477AL_4/0AA(N) | 8105801 | no | no |  |  | no |  |  | 0 | 0 | 0 | 0
oh_line_8105801_200899371 |  | ABCN | node_8105801_200899372 | node_8105801_200899371 | 82.815 | bal_3P_477AL_4/0AA(N) | 8105801 | no | no |  |  | no |  |  | 0 | 0 | 0 | 0
oh_line_8105801_200899372 |  | ABCN | node_8105801_201063654 | node_8105801_200899372 | 45.807 | bal_3P_477AL_4/0AA(N) | 8105801 | no | no |  |  | no |  |  | 0 | 0 | 0 | 0
oh_line_8105801_200899373 |  | ABCN | node_8105801_200899359 | node_8105801_200899373 | 116.654 | bal_3P_477AL_4/0AA(N) | 8105801 | no | no |  |  | no |  |  | 0 | 0 | 0 | 0
oh_line_8105801_200899477 |  | AD | node_8105801_200895900 | node_8105801_200899477 | 102.343 | bal_1P_1/0AA | 8105801 | no | no |  |  | no |  |  | 0 | 0 | 0 | 0
oh_line_8105801_200899478 |  | AD | node_8105801_200899477 | node_intto1_8105801_200899478 | 301.89 | bal_1P_1/0AA | 8105801 | no | no |  |  | no |  |  | 0 | 0 | 0 | 0
oh_line_8105801_200899479 |  | AD | node_8105801_200899478 | node_8105801_200899479 | 233.316 | bal_1P_1/0AA | 8105801 | no | no |  |  | no |  |  | 0 | 0 | 0 | 0
oh_line_8105801_200899480 |  | AD | node_8105801_200899479 | node_8105801_200899480 | 259.275 | bal_1P_1/0AA | 8105801 | no | no |  |  | no |  |  | 0 | 0 | 0 | 0
oh_line_8105801_200899481 |  | AD | node_8105801_200899480 | node_8105801_200899481 | 223.7 | bal_1P_1/0AA | 8105801 | no | no |  |  | no |  |  | 0 | 0 | 0 | 0
oh_line_8105801_200899595 |  | AD | node_8105801_200899596 | node_8105801_200899595 | 324.89 | bal_1P_2AC | 8105801 | no | no |  |  | no |  |  | 0 | 0 | 0 | 0
oh_line_8105801_200899596 |  | AD | node_8105801_200899597 | node_8105801_200899596 | 341.607 | bal_1P_2AC | 8105801 | no | no |  |  | no |  |  | 0 | 0 | 0 | 0
oh_line_8105801_200899597 |  | AD | node_8105801_200899598 | node_8105801_200899597 | 306.53 | bal_1P_2AC | 8105801 | no | no |  |  | no |  |  | 0 | 0 | 0 | 0
oh_line_8105801_200899598 |  | AD | node_8105801_200899599 | node_8105801_200899598 | 301.887 | bal_1P_2AC | 8105801 | no | no |  |  | no |  |  | 0 | 0 | 0 | 0
oh_line_8105801_200899599 |  | AD | node_8105801_200899600 | node_8105801_200899599 | 343.064 | bal_1P_2AC | 8105801 | no | no |  |  | no |  |  | 0 | 0 | 0 | 0
oh_line_8105801_200899600 |  | AD | node_8105801_200899601 | node_8105801_200899600 | 220.657 | bal_1P_2AC | 8105801 | no | no |  |  | no |  |  | 0 | 0 | 0 | 0
oh_line_8105801_200899601 |  | AD | node_8105801_200901151 | node_8105801_200899601 | 287.388 | bal_1P_2AC | 8105801 | no | no |  |  | no |  |  | 0 | 0 | 0 | 0
oh_line_8105801_200900293 |  | AN | node_8105801_200900390 | node_8105801_200900293 | 228.131 | bal_1P_1/0AA_1/0AA(N) | 8105801 | no | no |  |  | no |  |  | 0 | 0 | 0 | 0
oh_line_8105801_200900331 |  | ABCN | node_8105801_200897009 | node_8105801_200900331 | 237.057 | bal_3P_477AL_4/0AA(N) | 8105801 | no | no |  |  | no |  |  | 0 | 0 | 0 | 0
oh_line_8105801_200900334 |  | ABCN | node_8105801_200900331 | node_8105801_200900334 | 222.232 | bal_3P_477AL_4/0AA(N) | 8105801 | no | no |  |  | no |  |  | 0 | 0 | 0 | 0
oh_line_8105801_200900335 |  | ABCN | node_8105801_200900334 | node_8105801_200900335 | 227.18 | bal_3P_477AL_4/0AA(N) | 8105801 | no | no |  |  | no |  |  | 0 | 0 | 0 | 0
oh_line_8105801_200900337 |  | ABCN | node_8105801_200900335 | node_8105801_200900337 | 238.376 | bal_3P_477AL_4/0AA(N) | 8105801 | no | no |  |  | no |  |  | 0 | 0 | 0 | 0
oh_line_8105801_200900342 |  | ABCN | node_8105801_201022056 | node_8105801_200900342 | 202.453 | bal_3P_477AL_4/0AA(N) | 8105801 | no | no |  |  | no |  |  | 0 | 0 | 0 | 0
oh_line_8105801_200900344 |  | ABCN | node_8105801_200900342 | node_8105801_200900344 | 206.471 | bal_3P_477AL_4/0AA(N) | 8105801 | no | no |  |  | no |  |  | 0 | 0 | 0 | 0
oh_line_8105801_200900345 |  | ABCN | node_8105801_200900344 | node_8105801_200900345 | 190.809 | bal_3P_477AL_4/0AA(N) | 8105801 | no | no |  |  | no |  |  | 0 | 0 | 0 | 0
oh_line_8105801_200900346 |  | ABCN | node_8105801_200900345 | node_8105801_200900346 | 230.392 | bal_3P_477AL_4/0AA(N) | 8105801 | no | no |  |  | no |  |  | 0 | 0 | 0 | 0
oh_line_8105801_200900350 |  | ABCN | node_8105801_201063807 | node_8105801_200900350 | 227.007 | bal_3P_477AL_4/0AA(N) | 8105801 | no | no |  |  | no |  |  | 0 | 0 | 0 | 0
oh_line_8105801_200900351 |  | ABCN | node_8105801_200900350 | node_8105801_200900351 | 226.301 | bal_3P_477AL_4/0AA(N) | 8105801 | no | no |  |  | no |  |  | 0 | 0 | 0 | 0
oh_line_8105801_200900352 |  | ABCN | node_8105801_200900351 | node_8105801_200900352 | 261.446 | bal_3P_477AL_4/0AA(N) | 8105801 | no | no |  |  | no |  |  | 0 | 0 | 0 | 0
oh_line_8105801_200900355 |  | ABCN | node_8105801_200900352 | node_8105801_200900355 | 259.366 | bal_3P_477AL_4/0AA(N) | 8105801 | no | no |  |  | no |  |  | 0 | 0 | 0 | 0
oh_line_8105801_200900356 |  | ABCN | node_8105801_200900355 | node_8105801_200900356 | 256.236 | bal_3P_477AL_4/0AA(N) | 8105801 | no | no |  |  | no |  |  | 0 | 0 | 0 | 0
oh_line_8105801_200900357 |  | ABCN | node_8105801_200900356 | node_intto1_8105801_200900357 | 226.025 | bal_3P_477AL_4/0AA(N) | 8105801 | no | no |  |  | no |  |  | 0 | 0 | 0 | 0
oh_line_8105801_200900358 |  | ABCN | node_8105801_200900357 | node_8105801_200900358 | 233.701 | bal_3P_477AL_4/0AA(N) | 8105801 | no | no |  |  | no |  |  | 0 | 0 | 0 | 0
oh_line_8105801_200900359 |  | ABCN | node_8105801_200900358 | node_8105801_200900359 | 209.52 | bal_3P_477AL_4/0AA(N) | 8105801 | no | no |  |  | no |  |  | 0 | 0 | 0 | 0
oh_line_8105801_200900361 |  | ABCN | node_8105801_200900359 | node_8105801_200900361 | 280.46 | bal_3P_477AL_4/0AA(N) | 8105801 | no | no |  |  | no |  |  | 0 | 0 | 0 | 0
oh_line_8105801_200900362 |  | AD | node_8105801_200900361 | node_intto1_8105801_200900362 | 304.52 | bal_1P_2AC | 8105801 | no | no |  |  | no |  |  | 0 | 0 | 0 | 0
oh_line_8105801_200900363 |  | AD | node_8105801_200900362 | node_intto1_8105801_200900363 | 299.413 | bal_1P_2AC | 8105801 | no | no |  |  | no |  |  | 0 | 0 | 0 | 0
oh_line_8105801_200900365 |  | ABCN | node_8105801_200900361 | node_8105801_200900365 | 144.334 | bal_3P_477AL_4/0AA(N) | 8105801 | no | no |  |  | no |  |  | 0 | 0 | 0 | 0
oh_line_8105801_200900366 |  | ABCN | node_8105801_200900365 | node_8105801_200900366 | 234.223 | bal_3P_477AL_4/0AA(N) | 8105801 | no | no |  |  | no |  |  | 0 | 0 | 0 | 0
oh_line_8105801_200900368 |  | ABCN | node_8105801_200900366 | node_8105801_200900368 | 282.1 | bal_3P_477AL_4/0AA(N) | 8105801 | no | no |  |  | no |  |  | 0 | 0 | 0 | 0
oh_line_8105801_200900370 |  | ABCN | node_8105801_200900368 | node_8105801_200900370 | 218.535 | bal_3P_477AL_4/0AA(N) | 8105801 | no | no |  |  | no |  |  | 0 | 0 | 0 | 0
oh_line_8105801_200900373 |  | ABCN | node_8105801_200900370 | node_8105801_200900373 | 216.577 | bal_3P_477AL_4/0AA(N) | 8105801 | no | no |  |  | no |  |  | 0 | 0 | 0 | 0
oh_line_8105801_200900374 |  | ABCN | node_8105801_200900373 | node_8105801_200900374 | 206.554 | bal_3P_477AL_4/0AA(N) | 8105801 | no | no |  |  | no |  |  | 0 | 0 | 0 | 0
oh_line_8105801_200900375 |  | ABCN | node_8105801_200900374 | node_8105801_200900375 | 212.864 | bal_3P_477AL_4/0AA(N) | 8105801 | no | no |  |  | no |  |  | 0 | 0 | 0 | 0
oh_line_8105801_200900377 |  | ABCN | node_8105801_200962983 | node_8105801_200900377 | 200.868 | bal_3P_477AL_4/0AA(N) | 8105801 | no | no |  |  | no |  |  | 0 | 0 | 0 | 0
oh_line_8105801_200900379 |  | ABCN | node_8105801_200900377 | node_8105801_200900379 | 244.55 | bal_3P_477AL_4/0AA(N) | 8105801 | no | no |  |  | no |  |  | 0 | 0 | 0 | 0
oh_line_8105801_200900380 |  | ABCN | node_8105801_200900379 | node_8105801_200900380 | 273.521 | bal_3P_477AL_4/0AA(N) | 8105801 | no | no |  |  | no |  |  | 0 | 0 | 0 | 0
oh_line_8105801_200900381 |  | ABCN | node_8105801_200900380 | node_8105801_200900381 | 239.686 | bal_3P_477AL_4/0AA(N) | 8105801 | no | no |  |  | no |  |  | 0 | 0 | 0 | 0
oh_line_8105801_200900382 |  | ABCN | node_8105801_200900381 | node_intto1_8105801_200900382 | 277.793 | bal_3P_477AL_4/0AA(N) | 8105801 | no | no |  |  | no |  |  | 0 | 0 | 0 | 0
oh_line_8105801_200900383 |  | ABCN | node_8105801_200900382 | node_8105801_200900383 | 246.014 | bal_3P_477AL_4/0AA(N) | 8105801 | no | no |  |  | no |  |  | 0 | 0 | 0 | 0
oh_line_8105801_200900384 |  | ABCN | node_8105801_200900383 | node_8105801_200900384 | 164.526 | bal_3P_477AL_4/0AA(N) | 8105801 | no | no |  |  | no |  |  | 0 | 0 | 0 | 0
oh_line_8105801_200900385 |  | AN | node_8105801_200900384 | node_intto1_8105801_200900385 | 316.955 | bal_1P_1/0AA_1/0AA(N) | 8105801 | no | no |  |  | no |  |  | 0 | 0 | 0 | 0
oh_line_8105801_200900386 |  | AN | node_8105801_200900385 | node_8105801_200900386 | 72.301 | bal_1P_1/0AA_1/0AA(N) | 8105801 | no | no |  |  | no |  |  | 0 | 0 | 0 | 0
oh_line_8105801_200900387 |  | AN | node_8105801_200900386 | node_8105801_200900387 | 357.052 | bal_1P_1/0AA_1/0AA(N) | 8105801 | no | no |  |  | no |  |  | 0 | 0 | 0 | 0
oh_line_8105801_200900388 |  | AN | node_8105801_200900387 | node_8105801_200900388 | 345.354 | bal_1P_1/0AA_1/0AA(N) | 8105801 | no | no |  |  | no |  |  | 0 | 0 | 0 | 0
oh_line_8105801_200900389 |  | AN | node_8105801_200900388 | node_8105801_200900389 | 348.42 | bal_1P_1/0AA_1/0AA(N) | 8105801 | no | no |  |  | no |  |  | 0 | 0 | 0 | 0
oh_line_8105801_200900390 |  | AN | node_8105801_200900389 | node_8105801_200900390 | 336.999 | bal_1P_1/0AA_1/0AA(N) | 8105801 | no | no |  |  | no |  |  | 0 | 0 | 0 | 0
oh_line_8105801_200900391 |  | ABCN | node_8105801_200900384 | node_8105801_200900391 | 246.293 | bal_3P_477AL_4/0AA(N) | 8105801 | no | no |  |  | no |  |  | 0 | 0 | 0 | 0
oh_line_8105801_200900392 |  | ABCN | node_8105801_200900391 | node_8105801_200900392 | 223.626 | bal_3P_477AL_4/0AA(N) | 8105801 | no | no |  |  | no |  |  | 0 | 0 | 0 | 0
oh_line_8105801_200900394 |  | ABCN | node_8105801_200900392 | node_8105801_200900394 | 268.357 | bal_3P_477AL_4/0AA(N) | 8105801 | no | no |  |  | no |  |  | 0 | 0 | 0 | 0
oh_line_8105801_200900396 |  | ABCN | node_8105801_200900394 | node_8105801_200900396 | 186.826 | bal_3P_477AL_4/0AA(N) | 8105801 | no | no |  |  | no |  |  | 0 | 0 | 0 | 0
oh_line_8105801_200900397 |  | ABCN | node_8105801_200900396 | node_8105801_200900397 | 224.146 | bal_3P_477AL_4/0AA(N) | 8105801 | no | no |  |  | no |  |  | 0 | 0 | 0 | 0
oh_line_8105801_200900398 |  | ABCN | node_8105801_200900397 | node_8105801_200900398 | 244.933 | bal_3P_477AL_4/0AA(N) | 8105801 | no | no |  |  | no |  |  | 0 | 0 | 0 | 0
oh_line_8105801_200900399 |  | ABCN | node_8105801_200900398 | node_8105801_200900399 | 219.835 | bal_3P_477AL_4/0AA(N) | 8105801 | no | no |  |  | no |  |  | 0 | 0 | 0 | 0
oh_line_8105801_200900400 |  | AN | node_8105801_200900399 | node_8105801_200900400 | 50.535 | bal_1P_1/0AA_1/0AA(N) | 8105801 | no | no |  |  | no |  |  | 0 | 0 | 0 | 0
oh_line_8105801_200900401 |  | ABCN | node_8105801_200900399 | node_8105801_200900401 | 213.371 | bal_3P_477AL_4/0AA(N) | 8105801 | no | no |  |  | no |  |  | 0 | 0 | 0 | 0
oh_line_8105801_200900403 |  | ABCN | node_8105801_200900401 | node_8105801_200900403 | 217.631 | bal_3P_477AL_4/0AA(N) | 8105801 | no | no |  |  | no |  |  | 0 | 0 | 0 | 0
oh_line_8105801_200900405 |  | ABCN | node_8105801_200900403 | node_8105801_200900405 | 262.964 | bal_3P_477AL_4/0AA(N) | 8105801 | no | no |  |  | no |  |  | 0 | 0 | 0 | 0
oh_line_8105801_200900407 |  | ABCN | node_8105801_200900405 | node_8105801_200900407 | 255.021 | bal_3P_477AL_4/0AA(N) | 8105801 | no | no |  |  | no |  |  | 0 | 0 | 0 | 0
oh_line_8105801_200900408 |  | AD | node_8105801_200914920 | node_8105801_200900408 | 287.823 | bal_1P_2AC | 8105801 | no | no |  |  | no |  |  | 0 | 0 | 0 | 0
oh_line_8105801_200900409 |  | AD | node_8105801_200900408 | node_intto1_8105801_200900409 | 399.674 | bal_1P_2AC | 8105801 | no | no |  |  | no |  |  | 0 | 0 | 0 | 0
oh_line_8105801_200900410 |  | AD | node_8105801_200900409 | node_8105801_200900410 | 351.994 | bal_1P_2AC | 8105801 | no | no |  |  | no |  |  | 0 | 0 | 0 | 0
oh_line_8105801_200900412 |  | AD | node_8105801_200900410 | node_8105801_200900412 | 199.048 | bal_1P_2AC | 8105801 | no | no |  |  | no |  |  | 0 | 0 | 0 | 0
oh_line_8105801_200900414 |  | ABCN | node_8105801_200900407 | node_8105801_200900414 | 277.809 | bal_3P_477AL_4/0AA(N) | 8105801 | no | no |  |  | no |  |  | 0 | 0 | 0 | 0
oh_line_8105801_200900415 |  | ABCN | node_8105801_200900414 | node_8105801_200900415 | 288.232 | bal_3P_477AL_4/0AA(N) | 8105801 | no | no |  |  | no |  |  | 0 | 0 | 0 | 0
oh_line_8105801_200900416 |  | ABCN | node_8105801_200900415 | node_8105801_200900416 | 178.298 | bal_3P_477AL_4/0AA(N) | 8105801 | no | no |  |  | no |  |  | 0 | 0 | 0 | 0
oh_line_8105801_200900417 |  | ABCN | node_8105801_200900416 | node_8105801_200900417 | 201.176 | bal_3P_477AL_4/0AA(N) | 8105801 | no | no |  |  | no |  |  | 0 | 0 | 0 | 0
oh_line_8105801_200900419 |  | ABCN | node_8105801_200900417 | node_8105801_200900419 | 248.069 | bal_3P_477AL_4/0AA(N) | 8105801 | no | no |  |  | no |  |  | 0 | 0 | 0 | 0
oh_line_8105801_200900420 |  | ABCN | node_8105801_200900419 | node_8105801_200900420 | 225.158 | bal_3P_477AL_4/0AA(N) | 8105801 | no | no |  |  | no |  |  | 0 | 0 | 0 | 0
oh_line_8105801_200900421 |  | ABCN | node_8105801_200900420 | node_8105801_200900421 | 194.288 | bal_3P_477AL_4/0AA(N) | 8105801 | no | no |  |  | no |  |  | 0 | 0 | 0 | 0
oh_line_8105801_200900422 |  | ABCN | node_8105801_200900421 | node_8105801_200900422 | 218.692 | bal_3P_477AL_4/0AA(N) | 8105801 | no | no |  |  | no |  |  | 0 | 0 | 0 | 0
oh_line_8105801_200900423 |  | ABCN | node_8105801_200900422 | node_8105801_200900423 | 156.475 | bal_3P_477AL_4/0AA(N) | 8105801 | no | no |  |  | no |  |  | 0 | 0 | 0 | 0
oh_line_8105801_200900424 |  | ABCN | node_8105801_200900423 | node_8105801_200900424 | 226.108 | bal_3P_477AL_4/0AA(N) | 8105801 | no | no |  |  | no |  |  | 0 | 0 | 0 | 0
oh_line_8105801_200900426 |  | ABCN | node_8105801_200900424 | node_8105801_200900426 | 130.637 | bal_3P_477AL_4/0AA(N) | 8105801 | no | no |  |  | no |  |  | 0 | 0 | 0 | 0
oh_line_8105801_200900427 |  | ABCN | node_8105801_200900426 | node_8105801_200900427 | 253.116 | bal_3P_477AL_4/0AA(N) | 8105801 | no | no |  |  | no |  |  | 0 | 0 | 0 | 0
oh_line_8105801_200900428 |  | ABCN | node_8105801_200900427 | node_8105801_200900428 | 243.529 | bal_3P_477AL_4/0AA(N) | 8105801 | no | no |  |  | no |  |  | 0 | 0 | 0 | 0
oh_line_8105801_200900430 |  | ABCN | node_8105801_200900428 | node_8105801_200900430 | 248.402 | bal_3P_477AL_4/0AA(N) | 8105801 | no | no |  |  | no |  |  | 0 | 0 | 0 | 0
oh_line_8105801_200900431 |  | ABCN | node_8105801_200900430 | node_8105801_200900431 | 188.409 | bal_3P_477AL_4/0AA(N) | 8105801 | no | no |  |  | no |  |  | 0 | 0 | 0 | 0
oh_line_8105801_200900432 |  | ABCN | node_8105801_200900431 | node_8105801_200900432 | 196.429 | bal_3P_477AL_4/0AA(N) | 8105801 | no | no |  |  | no |  |  | 0 | 0 | 0 | 0
oh_line_8105801_200900433 |  | ABCN | node_8105801_200900432 | node_8105801_200900433 | 189.677 | bal_3P_477AL_4/0AA(N) | 8105801 | no | no |  |  | no |  |  | 0 | 0 | 0 | 0
oh_line_8105801_200900435 |  | ABCN | node_8105801_200900433 | node_8105801_200900435 | 240.53 | bal_3P_477AL_4/0AA(N) | 8105801 | no | no |  |  | no |  |  | 0 | 0 | 0 | 0
oh_line_8105801_200900442 |  | AN | node_8105801_201067629 | node_intto1_8105801_200900442 | 194.378 | bal_1P_1/0AA_1/0AA(N) | 8105801 | no | no |  |  | no |  |  | 0 | 0 | 0 | 0
oh_line_8105801_200900443-1 |  | AN | node_220657056 | node_8105801_200900443 | 237.175 | bal_1P_1/0AA_1/0AA(N) | 8105801 | no | no |  |  | no |  |  | 0 | 0 | 0 | 0
oh_line_8105801_200900443-2 |  | AN | node_220657114 | node_intto1_220657056 | 9.896 | bal_1P_1/0AA_1/0AA(N) | 8105801 | no | no |  |  | no |  |  | 0 | 0 | 0 | 0
oh_line_8105801_200900443-3 |  | AN | node_8105801_200900442 | node_intto1_220657114 | 4.948 | bal_1P_1/0AA_1/0AA(N) | 8105801 | no | no |  |  | no |  |  | 0 | 0 | 0 | 0
oh_line_8105801_200900444 |  | AN | node_8105801_200900443 | node_8105801_200900444 | 57.785 | bal_1P_1/0AA_1/0AA(N) | 8105801 | no | no |  |  | no |  |  | 0 | 0 | 0 | 0
oh_line_8105801_200900449 |  | AN | node_8105801_200900443 | node_8105801_200900449 | 181.515 | bal_1P_1/0AA_1/0AA(N) | 8105801 | no | no |  |  | no |  |  | 0 | 0 | 0 | 0
oh_line_8105801_200900450 |  | AN | node_8105801_200900449 | node_8105801_200900450 | 261.524 | bal_1P_1/0AA_1/0AA(N) | 8105801 | no | no |  |  | no |  |  | 0 | 0 | 0 | 0
oh_line_8105801_200900451 |  | AN | node_8105801_200900450 | node_8105801_200900451 | 297.71 | bal_1P_1/0AA_1/0AA(N) | 8105801 | no | no |  |  | no |  |  | 0 | 0 | 0 | 0
oh_line_8105801_200900452 |  | AN | node_8105801_200900451 | node_8105801_200900452 | 320.759 | bal_1P_1/0AA_1/0AA(N) | 8105801 | no | no |  |  | no |  |  | 0 | 0 | 0 | 0
oh_line_8105801_200900453 |  | AN | node_8105801_200900452 | node_8105801_200900453 | 219.565 | bal_1P_1/0AA_1/0AA(N) | 8105801 | no | no |  |  | no |  |  | 0 | 0 | 0 | 0
oh_line_8105801_200900454 |  | AN | node_8105801_200900453 | node_8105801_200900454 | 207.225 | bal_1P_1/0AA_1/0AA(N) | 8105801 | no | no |  |  | no |  |  | 0 | 0 | 0 | 0
oh_line_8105801_200900455 |  | AN | node_8105801_200900454 | node_8105801_200900455 | 289.189 | bal_1P_1/0AA_1/0AA(N) | 8105801 | no | no |  |  | no |  |  | 0 | 0 | 0 | 0
oh_line_8105801_200900456 |  | AN | node_8105801_200900455 | node_8105801_200900456 | 189.534 | bal_1P_1/0AA_1/0AA(N) | 8105801 | no | no |  |  | no |  |  | 0 | 0 | 0 | 0
oh_line_8105801_200900458 |  | AN | node_8105801_200965227 | node_8105801_200900458 | 262.076 | bal_1P_1/0AA_1/0AA(N) | 8105801 | no | no |  |  | no |  |  | 0 | 0 | 0 | 0
oh_line_8105801_200900459 |  | AN | node_8105801_200900458 | node_8105801_200900459 | 234.278 | bal_1P_1/0AA_1/0AA(N) | 8105801 | no | no |  |  | no |  |  | 0 | 0 | 0 | 0
oh_line_8105801_200900460 |  | AN | node_8105801_200900459 | node_8105801_200900460 | 274.394 | bal_1P_1/0AA_1/0AA(N) | 8105801 | no | no |  |  | no |  |  | 0 | 0 | 0 | 0
oh_line_8105801_200900461 |  | AN | node_8105801_200900460 | node_8105801_200900461 | 223.535 | bal_1P_1/0AA_1/0AA(N) | 8105801 | no | no |  |  | no |  |  | 0 | 0 | 0 | 0
oh_line_8105801_200900462 |  | AN | node_8105801_200900461 | node_8105801_200900462 | 214.799 | bal_1P_1/0AA_1/0AA(N) | 8105801 | no | no |  |  | no |  |  | 0 | 0 | 0 | 0
oh_line_8105801_200900464 |  | AN | node_8105801_200900462 | node_8105801_200900464 | 298.889 | bal_1P_1/0AA_1/0AA(N) | 8105801 | no | no |  |  | no |  |  | 0 | 0 | 0 | 0
oh_line_8105801_200900465 |  | AN | node_8105801_200900464 | node_8105801_200900465 | 223.583 | bal_1P_1/0AA_1/0AA(N) | 8105801 | no | no |  |  | no |  |  | 0 | 0 | 0 | 0
oh_line_8105801_200900467 |  | AN | node_8105801_200900465 | node_8105801_200900467 | 54.626 | bal_1P_1/0AA_1/0AA(N) | 8105801 | no | no |  |  | no |  |  | 0 | 0 | 0 | 0
oh_line_8105801_200900468 |  | AN | node_8105801_200978665 | node_8105801_200900468 | 323.189 | bal_1P_1/0AC_1/0AA(N) | 8105801 | no | no |  |  | no |  |  | 0 | 0 | 0 | 0
oh_line_8105801_200900474 |  | AN | node_8105801_201058210 | node_8105801_200900474 | 309.938 | bal_1P_1/0AC_1/0AA(N) | 8105801 | no | no |  |  | no |  |  | 0 | 0 | 0 | 0
oh_line_8105801_200900475 |  | AN | node_8105801_200900474 | node_8105801_200900475 | 96.255 | bal_1P_1/0AC_1/0AA(N) | 8105801 | no | no |  |  | no |  |  | 0 | 0 | 0 | 0
oh_line_8105801_200900476 |  | AN | node_8105801_200900475 | node_8105801_200900476 | 199.664 | bal_1P_1/0AC_1/0AA(N) | 8105801 | no | no |  |  | no |  |  | 0 | 0 | 0 | 0
oh_line_8105801_200900479 |  | AN | node_8105801_200900476 | node_8105801_200900479 | 207.233 | bal_1P_1/0AC_1/0AA(N) | 8105801 | no | no |  |  | no |  |  | 0 | 0 | 0 | 0
oh_line_8105801_200900481 |  | AN | node_8105801_200900479 | node_8105801_200900481 | 204.725 | bal_1P_1/0AA_1/0AA(N) | 8105801 | no | no |  |  | no |  |  | 0 | 0 | 0 | 0
oh_line_8105801_200900482 |  | AN | node_8105801_200900481 | node_8105801_200900482 | 253.759 | bal_1P_1/0AA_1/0AA(N) | 8105801 | no | no |  |  | no |  |  | 0 | 0 | 0 | 0
oh_line_8105801_200900484 |  | AN | node_8105801_200900482 | node_8105801_200900484 | 297.672 | bal_1P_1/0AA_1/0AA(N) | 8105801 | no | no |  |  | no |  |  | 0 | 0 | 0 | 0
oh_line_8105801_200900486-1 |  | AN | node_220464602 | node_8105801_200900486 | 20.755 | bal_1P_1/0AA_1/0AA(N) | 8105801 | no | no |  |  | no |  |  | 0 | 0 | 0 | 0
oh_line_8105801_200900486-2 |  | AN | node_220387284 | node_intto1_220464602 | 22.005 | bal_1P_1/0AA_1/0AA(N) | 8105801 | no | no |  |  | no |  |  | 0 | 0 | 0 | 0
oh_line_8105801_200900486-3 |  | AN | node_8105801_200900484 | node_intto1_220387284 | 80.127 | bal_1P_1/0AA_1/0AA(N) | 8105801 | no | no |  |  | no |  |  | 0 | 0 | 0 | 0
oh_line_8105801_200900489 |  | AD | node_8105801_200978667 | node_intto1_8105801_200900489 | 174.506 | bal_1P_1/0AA | 8105801 | no | no |  |  | no |  |  | 0 | 0 | 0 | 0
oh_line_8105801_200900491 |  | AD | node_8105801_200900489 | node_8105801_200900491 | 208.113 | bal_1P_1/0AA | 8105801 | no | no |  |  | no |  |  | 0 | 0 | 0 | 0
oh_line_8105801_200900493 |  | AD | node_8105801_200900491 | node_8105801_200900493 | 327.557 | bal_1P_2AC | 8105801 | no | no |  |  | no |  |  | 0 | 0 | 0 | 0
oh_line_8105801_200900494 |  | AD | node_8105801_200900493 | node_8105801_200900494 | 247.081 | bal_1P_2AC | 8105801 | no | no |  |  | no |  |  | 0 | 0 | 0 | 0
oh_line_8105801_200900495 |  | AD | node_8105801_200900494 | node_8105801_200900495 | 174.208 | bal_1P_2AC | 8105801 | no | no |  |  | no |  |  | 0 | 0 | 0 | 0
oh_line_8105801_200900496 |  | AD | node_8105801_200900495 | node_8105801_200900496 | 257.932 | bal_1P_2AC | 8105801 | no | no |  |  | no |  |  | 0 | 0 | 0 | 0
oh_line_8105801_200900497 |  | AD | node_8105801_200900496 | node_8105801_200900497 | 280.505 | bal_1P_2AC | 8105801 | no | no |  |  | no |  |  | 0 | 0 | 0 | 0
oh_line_8105801_200900498 |  | AD | node_8105801_200900497 | node_8105801_200900498 | 383.617 | bal_1P_2AC | 8105801 | no | no |  |  | no |  |  | 0 | 0 | 0 | 0
oh_line_8105801_200900499 |  | AD | node_8105801_200900498 | node_8105801_200900499 | 343.496 | bal_1P_2AC | 8105801 | no | no |  |  | no |  |  | 0 | 0 | 0 | 0
oh_line_8105801_200900500 |  | AD | node_8105801_200900499 | node_8105801_200900500 | 336.293 | bal_1P_2AC | 8105801 | no | no |  |  | no |  |  | 0 | 0 | 0 | 0
oh_line_8105801_200900502 |  | AD | node_8105801_200981641 | node_8105801_200900502 | 185.788 | bal_1P_1/0AA | 8105801 | no | no |  |  | no |  |  | 0 | 0 | 0 | 0
oh_line_8105801_200900503 |  | AD | node_8105801_200900502 | node_8105801_200900503 | 280.565 | bal_1P_1/0AA | 8105801 | no | no |  |  | no |  |  | 0 | 0 | 0 | 0
oh_line_8105801_200900509-1 |  | AN | node_8105801_200900484 | node_intto1_220387272 | 47.999 | bal_1P_1/0AA_4/0AC(N) | 8105801 | no | no |  |  | no |  |  | 0 | 0 | 0 | 0
oh_line_8105801_200900509-2 |  | AN | node_220387272 | node_intto1_220464141 | 7.068 | bal_1P_1/0AA_4/0AC(N) | 8105801 | no | no |  |  | no |  |  | 0 | 0 | 0 | 0
oh_line_8105801_200900509-3 |  | AN | node_220464141 | node_8105801_200900509 | 9.234 | bal_1P_1/0AA_4/0AC(N) | 8105801 | no | no |  |  | no |  |  | 0 | 0 | 0 | 0
oh_line_8105801_200900510 |  | AD | node_8105801_200900509 | node_8105801_200900510 | 86.183 | bal_1P_2AC | 8105801 | no | no |  |  | no |  |  | 0 | 0 | 0 | 0
oh_line_8105801_200900512 |  | AD | node_8105801_200900510 | node_intto1_8105801_200900512 | 328.635 | bal_1P_2AC | 8105801 | no | no |  |  | no |  |  | 0 | 0 | 0 | 0
oh_line_8105801_200900514 |  | AD | node_8105801_200900549 | node_8105801_200900514 | 338.163 | bal_1P_2AC | 8105801 | no | no |  |  | no |  |  | 0 | 0 | 0 | 0
oh_line_8105801_200900515 |  | AD | node_8105801_200900514 | node_8105801_200900515 | 185.167 | bal_1P_2AC | 8105801 | no | no |  |  | no |  |  | 0 | 0 | 0 | 0
oh_line_8105801_200900516 |  | AD | node_8105801_200900515 | node_8105801_200900516 | 161.488 | bal_1P_2AC | 8105801 | no | no |  |  | no |  |  | 0 | 0 | 0 | 0
oh_line_8105801_200900518 |  | AD | node_8105801_200900516 | node_8105801_200900518 | 247.007 | bal_1P_2AC | 8105801 | no | no |  |  | no |  |  | 0 | 0 | 0 | 0
oh_line_8105801_200900519 |  | AD | node_8105801_200900518 | node_8105801_200900519 | 246.64 | bal_1P_2AC | 8105801 | no | no |  |  | no |  |  | 0 | 0 | 0 | 0
oh_line_8105801_200900520 |  | AD | node_8105801_200900519 | node_8105801_200900520 | 354.502 | bal_1P_2AC | 8105801 | no | no |  |  | no |  |  | 0 | 0 | 0 | 0
oh_line_8105801_200900521 |  | AD | node_8105801_200900520 | node_8105801_200900521 | 376.227 | bal_1P_2AC | 8105801 | no | no |  |  | no |  |  | 0 | 0 | 0 | 0
oh_line_8105801_200900523 |  | AD | node_8105801_200900521 | node_8105801_200900523 | 352.794 | bal_1P_2AC | 8105801 | no | no |  |  | no |  |  | 0 | 0 | 0 | 0
oh_line_8105801_200900524 |  | AD | node_8105801_200900523 | node_8105801_200900524 | 350.843 | bal_1P_2AC | 8105801 | no | no |  |  | no |  |  | 0 | 0 | 0 | 0
oh_line_8105801_200900525 |  | AD | node_8105801_200900524 | node_8105801_200900525 | 479.347 | bal_1P_2AC | 8105801 | no | no |  |  | no |  |  | 0 | 0 | 0 | 0
oh_line_8105801_200900526 |  | AD | node_8105801_200900525 | node_8105801_200900526 | 347.897 | bal_1P_2AC | 8105801 | no | no |  |  | no |  |  | 0 | 0 | 0 | 0
oh_line_8105801_200900527 |  | AD | node_8105801_200900512 | node_8105801_200900527 | 349.395 | bal_1P_2AC | 8105801 | no | no |  |  | no |  |  | 0 | 0 | 0 | 0
oh_line_8105801_200900528 |  | AD | node_8105801_200900526 | node_8105801_200900528 | 355.43 | bal_1P_2AC | 8105801 | no | no |  |  | no |  |  | 0 | 0 | 0 | 0
oh_line_8105801_200900529 |  | AD | node_8105801_200900528 | node_8105801_200900529 | 249.664 | bal_1P_2AC | 8105801 | no | no |  |  | no |  |  | 0 | 0 | 0 | 0
oh_line_8105801_200900530 |  | AD | node_8105801_310007995 | node_8105801_200900530 | 165.239 | bal_1P_2AC | 8105801 | no | no |  |  | no |  |  | 0 | 0 | 0 | 0
oh_line_8105801_200900531 |  | AD | node_8105801_310007998 | node_8105801_200900531 | 171.275 | bal_1P_2AC | 8105801 | no | no |  |  | no |  |  | 0 | 0 | 0 | 0
oh_line_8105801_200900533 |  | AD | node_8105801_200900531 | node_8105801_200900533 | 387.444 | bal_1P_2AC | 8105801 | no | no |  |  | no |  |  | 0 | 0 | 0 | 0
oh_line_8105801_200900535-1 |  | AD | node_8105801_200900533 | node_1326174_911_15311100_07 | 10.369 | bal_1P_2AC | 8105801 | no | no |  |  | no |  |  | 0 | 0 | 0 | 0
oh_line_8105801_200900535-2 |  | AD | node_1326174_911_15311100_07 | node_8105801_200900535 | 307.603 | bal_1P_2AC | 8105801 | no | no |  |  | no |  |  | 0 | 0 | 0 | 0
oh_line_8105801_200900537 |  | AD | node_8105801_200900535 | node_8105801_200900537 | 148.26 | bal_1P_2AC | 8105801 | no | no |  |  | no |  |  | 0 | 0 | 0 | 0
oh_line_8105801_200900538 |  | AD | node_8105801_200900537 | node_8105801_200900538 | 162.942 | bal_1P_2AC | 8105801 | no | no |  |  | no |  |  | 0 | 0 | 0 | 0
oh_line_8105801_200900540 |  | AD | node_8105801_200900538 | node_8105801_200900540 | 403.958 | bal_1P_2AC | 8105801 | no | no |  |  | no |  |  | 0 | 0 | 0 | 0
oh_line_8105801_200900541 |  | AD | node_8105801_200900527 | node_8105801_200900541 | 367.304 | bal_1P_2AC | 8105801 | no | no |  |  | no |  |  | 0 | 0 | 0 | 0
oh_line_8105801_200900542 |  | AD | node_8105801_200900541 | node_8105801_200900542 | 375.557 | bal_1P_2AC | 8105801 | no | no |  |  | no |  |  | 0 | 0 | 0 | 0
oh_line_8105801_200900543 |  | AD | node_8105801_200900542 | node_8105801_200900543 | 456.797 | bal_1P_2AC | 8105801 | no | no |  |  | no |  |  | 0 | 0 | 0 | 0
oh_line_8105801_200900544 |  | AD | node_8105801_200900543 | node_8105801_200900544 | 156.454 | bal_1P_2AC | 8105801 | no | no |  |  | no |  |  | 0 | 0 | 0 | 0
oh_line_8105801_200900545 |  | AD | node_8105801_200900544 | node_8105801_200900545 | 277.519 | bal_1P_2AC | 8105801 | no | no |  |  | no |  |  | 0 | 0 | 0 | 0
oh_line_8105801_200900546 |  | AD | node_8105801_200900545 | node_8105801_200900546 | 124.835 | bal_1P_2AC | 8105801 | no | no |  |  | no |  |  | 0 | 0 | 0 | 0
oh_line_8105801_200900547 |  | AD | node_8105801_200900546 | node_8105801_200900547 | 264.166 | bal_1P_2AC | 8105801 | no | no |  |  | no |  |  | 0 | 0 | 0 | 0
oh_line_8105801_200900548 |  | AD | node_8105801_200900547 | node_8105801_200900548 | 331.723 | bal_1P_2AC | 8105801 | no | no |  |  | no |  |  | 0 | 0 | 0 | 0
oh_line_8105801_200900549 |  | AD | node_8105801_200900548 | node_8105801_200900549 | 353.92 | bal_1P_2AC | 8105801 | no | no |  |  | no |  |  | 0 | 0 | 0 | 0
oh_line_8105801_200900550 |  | AD | node_8105801_200900560 | node_intto1_8105801_200900550 | 285.164 | bal_1P_1/0AA | 8105801 | no | no |  |  | no |  |  | 0 | 0 | 0 | 0
oh_line_8105801_200900553 |  | AD | node_8105801_200978669 | node_8105801_200900553 | 100.806 | bal_1P_1/0AA | 8105801 | no | no |  |  | no |  |  | 0 | 0 | 0 | 0
oh_line_8105801_200900555 |  | AD | node_8105801_200983377 | node_8105801_200900555 | 453.971 | bal_1P_2AC | 8105801 | no | no |  |  | no |  |  | 0 | 0 | 0 | 0
oh_line_8105801_200900556 |  | AD | node_8105801_200900647 | node_8105801_200900556 | 472.737 | bal_1P_2AC | 8105801 | no | no |  |  | no |  |  | 0 | 0 | 0 | 0
oh_line_8105801_200900557 |  | AD | node_8105801_200900556 | node_8105801_200900557 | 384.142 | bal_1P_2AC | 8105801 | no | no |  |  | no |  |  | 0 | 0 | 0 | 0
oh_line_8105801_200900559 |  | AD | node_8105801_200951799 | node_intto1_8105801_200900559 | 389.386 | bal_1P_2AC | 8105801 | no | no |  |  | no |  |  | 0 | 0 | 0 | 0
oh_line_8105801_200900560 |  | AD | node_8105801_200900559 | node_8105801_200900560 | 68.35 | bal_1P_1/0AA | 8105801 | no | no |  |  | no |  |  | 0 | 0 | 0 | 0
oh_line_8105801_200900561 |  | AD | node_8105801_200900559 | node_8105801_200900561 | 251.325 | bal_1P_1/0AA | 8105801 | no | no |  |  | no |  |  | 0 | 0 | 0 | 0
oh_line_8105801_200900562 |  | AD | node_8105801_200900561 | node_8105801_200900562 | 218.741 | bal_1P_1/0AA | 8105801 | no | no |  |  | no |  |  | 0 | 0 | 0 | 0
oh_line_8105801_200900563 |  | AD | node_8105801_200900559 | node_8105801_200900563 | 412.462 | bal_1P_2AC | 8105801 | no | no |  |  | no |  |  | 0 | 0 | 0 | 0
oh_line_8105801_200900564 |  | AD | node_8105801_200900563 | node_8105801_200900564 | 306.682 | bal_1P_2AC | 8105801 | no | no |  |  | no |  |  | 0 | 0 | 0 | 0
oh_line_8105801_200900565 |  | AD | node_8105801_200900564 | node_8105801_200900565 | 102.145 | bal_1P_1/0AA | 8105801 | no | no |  |  | no |  |  | 0 | 0 | 0 | 0
oh_line_8105801_200900566 |  | AD | node_8105801_200900565 | node_8105801_200900566 | 239.168 | bal_1P_1/0AA | 8105801 | no | no |  |  | no |  |  | 0 | 0 | 0 | 0
oh_line_8105801_200900567 |  | AD | node_8105801_200900564 | node_8105801_200900567 | 303.567 | bal_1P_2AC | 8105801 | no | no |  |  | no |  |  | 0 | 0 | 0 | 0
oh_line_8105801_200900569 |  | AD | node_8105801_200900567 | node_8105801_200900569 | 291.46 | bal_1P_2AC | 8105801 | no | no |  |  | no |  |  | 0 | 0 | 0 | 0
oh_line_8105801_200900570 |  | AD | node_8105801_200900569 | node_intto1_8105801_200900570 | 316.411 | bal_1P_2AC | 8105801 | no | no |  |  | no |  |  | 0 | 0 | 0 | 0
oh_line_8105801_200900571 |  | AD | node_8105801_200900570 | node_intto1_8105801_200900571 | 391.343 | bal_1P_2AC | 8105801 | no | no |  |  | no |  |  | 0 | 0 | 0 | 0
oh_line_8105801_200900573 |  | AD | node_8105801_200900555 | node_8105801_200900573 | 271.421 | bal_1P_2AC | 8105801 | no | no |  |  | no |  |  | 0 | 0 | 0 | 0
oh_line_8105801_200900574 |  | AD | node_8105801_200900571 | node_8105801_200900574 | 254.07 | bal_1P_2AC | 8105801 | no | no |  |  | no |  |  | 0 | 0 | 0 | 0
oh_line_8105801_200900575 |  | AD | node_8105801_200900574 | node_8105801_200900575 | 378.2 | bal_1P_2AC | 8105801 | no | no |  |  | no |  |  | 0 | 0 | 0 | 0
oh_line_8105801_200900576 |  | AD | node_8105801_200900575 | node_8105801_200900576 | 292.588 | bal_1P_1/0AA | 8105801 | no | no |  |  | no |  |  | 0 | 0 | 0 | 0
oh_line_8105801_200900577 |  | AD | node_8105801_200900576 | node_8105801_200900577 | 166.862 | bal_1P_1/0AA | 8105801 | no | no |  |  | no |  |  | 0 | 0 | 0 | 0
oh_line_8105801_200900578 |  | AD | node_8105801_200900575 | node_8105801_200900578 | 338.332 | bal_1P_2AC | 8105801 | no | no |  |  | no |  |  | 0 | 0 | 0 | 0
oh_line_8105801_200900579 |  | AD | node_8105801_200900578 | node_8105801_200900579 | 337.062 | bal_1P_2AC | 8105801 | no | no |  |  | no |  |  | 0 | 0 | 0 | 0
oh_line_8105801_200900580 |  | AD | node_8105801_200900579 | node_8105801_200900580 | 233.269 | bal_1P_2AC | 8105801 | no | no |  |  | no |  |  | 0 | 0 | 0 | 0
oh_line_8105801_200900581 |  | AD | node_8105801_200900579 | node_8105801_200900581 | 349.776 | bal_1P_2AC | 8105801 | no | no |  |  | no |  |  | 0 | 0 | 0 | 0
oh_line_8105801_200900582 |  | AD | node_8105801_200900581 | node_8105801_200900582 | 206.766 | bal_1P_2AC | 8105801 | no | no |  |  | no |  |  | 0 | 0 | 0 | 0
oh_line_8105801_200900583 |  | AD | node_8105801_200900582 | node_8105801_200900583 | 299.656 | bal_1P_2AC | 8105801 | no | no |  |  | no |  |  | 0 | 0 | 0 | 0
oh_line_8105801_200900584 |  | AD | node_8105801_200900583 | node_8105801_200900584 | 315.506 | bal_1P_2AC | 8105801 | no | no |  |  | no |  |  | 0 | 0 | 0 | 0
oh_line_8105801_200900585 |  | AD | node_8105801_200900584 | node_8105801_200900585 | 319.16 | bal_1P_2AC | 8105801 | no | no |  |  | no |  |  | 0 | 0 | 0 | 0
oh_line_8105801_200900586 |  | AD | node_8105801_200900585 | node_intto1_8105801_200900586 | 233.895 | bal_1P_2AC | 8105801 | no | no |  |  | no |  |  | 0 | 0 | 0 | 0
oh_line_8105801_200900587 |  | AD | node_8105801_200900586 | node_8105801_200900587 | 275.802 | bal_1P_2AC | 8105801 | no | no |  |  | no |  |  | 0 | 0 | 0 | 0
oh_line_8105801_200900588 |  | AD | node_8105801_200900587 | node_8105801_200900588 | 272.174 | bal_1P_2AC | 8105801 | no | no |  |  | no |  |  | 0 | 0 | 0 | 0
oh_line_8105801_200900590 |  | AD | node_8105801_200900585 | node_8105801_200900590 | 412.75 | bal_1P_2AC | 8105801 | no | no |  |  | no |  |  | 0 | 0 | 0 | 0
oh_line_8105801_200900591 |  | AD | node_8105801_200900573 | node_8105801_200900591 | 375.643 | bal_1P_2AC | 8105801 | no | no |  |  | no |  |  | 0 | 0 | 0 | 0
oh_line_8105801_200900592 |  | AD | node_8105801_200900590 | node_8105801_200900592 | 276.316 | bal_1P_2AC | 8105801 | no | no |  |  | no |  |  | 0 | 0 | 0 | 0
oh_line_8105801_200900593 |  | AD | node_8105801_200900592 | node_8105801_200900593 | 361.979 | bal_1P_2AC | 8105801 | no | no |  |  | no |  |  | 0 | 0 | 0 | 0
oh_line_8105801_200900594 |  | AD | node_8105801_200900593 | node_8105801_200900594 | 218.295 | bal_1P_1/0AC | 8105801 | no | no |  |  | no |  |  | 0 | 0 | 0 | 0
oh_line_8105801_200900595 |  | AD | node_8105801_200900593 | node_8105801_200900595 | 356.256 | bal_1P_2AC | 8105801 | no | no |  |  | no |  |  | 0 | 0 | 0 | 0
oh_line_8105801_200900596 |  | AD | node_8105801_200900595 | node_8105801_200900596 | 299.51 | bal_1P_2AC | 8105801 | no | no |  |  | no |  |  | 0 | 0 | 0 | 0
oh_line_8105801_200900597 |  | AD | node_8105801_200900596 | node_8105801_200900597 | 311.74 | bal_1P_2AC | 8105801 | no | no |  |  | no |  |  | 0 | 0 | 0 | 0
oh_line_8105801_200900599 |  | AD | node_8105801_200900597 | node_8105801_200900599 | 310.912 | bal_1P_2AC | 8105801 | no | no |  |  | no |  |  | 0 | 0 | 0 | 0
oh_line_8105801_200900600 |  | AD | node_8105801_200900599 | node_8105801_200900600 | 221.637 | bal_1P_2AC | 8105801 | no | no |  |  | no |  |  | 0 | 0 | 0 | 0
oh_line_8105801_200900601 |  | AD | node_8105801_200900600 | node_8105801_200900601 | 313.375 | bal_1P_2AC | 8105801 | no | no |  |  | no |  |  | 0 | 0 | 0 | 0
oh_line_8105801_200900602 |  | AD | node_8105801_200900601 | node_8105801_200900602 | 328.59 | bal_1P_2AC | 8105801 | no | no |  |  | no |  |  | 0 | 0 | 0 | 0
oh_line_8105801_200900604 |  | AD | node_8105801_200900602 | node_8105801_200900604 | 404.234 | bal_1P_2AC | 8105801 | no | no |  |  | no |  |  | 0 | 0 | 0 | 0
oh_line_8105801_200900605 |  | AD | node_8105801_200900591 | node_8105801_200900605 | 440.515 | bal_1P_2AC | 8105801 | no | no |  |  | no |  |  | 0 | 0 | 0 | 0
oh_line_8105801_200900606 |  | AD | node_8105801_200900604 | node_8105801_200900606 | 335.704 | bal_1P_2AC | 8105801 | no | no |  |  | no |  |  | 0 | 0 | 0 | 0
oh_line_8105801_200900608 |  | AD | node_8105801_200900606 | node_8105801_200900608 | 328.747 | bal_1P_2AC | 8105801 | no | no |  |  | no |  |  | 0 | 0 | 0 | 0
oh_line_8105801_200900610 |  | AD | node_8105801_200900608 | node_8105801_200900610 | 43.303 | bal_1P_1/0AA | 8105801 | no | no |  |  | no |  |  | 0 | 0 | 0 | 0
oh_line_8105801_200900611 |  | AD | node_8105801_200900610 | node_8105801_200900611 | 219.069 | bal_1P_1/0AA | 8105801 | no | no |  |  | no |  |  | 0 | 0 | 0 | 0
oh_line_8105801_200900612 |  | AD | node_8105801_200900608 | node_8105801_200900612 | 309.847 | bal_1P_2AC | 8105801 | no | no |  |  | no |  |  | 0 | 0 | 0 | 0
oh_line_8105801_200900614 |  | AD | node_8105801_200900612 | node_8105801_200900614 | 103.831 | bal_1P_1/0AA | 8105801 | no | no |  |  | no |  |  | 0 | 0 | 0 | 0
oh_line_8105801_200900615 |  | AD | node_8105801_200900614 | node_8105801_200900615 | 249.668 | bal_1P_1/0AA | 8105801 | no | no |  |  | no |  |  | 0 | 0 | 0 | 0
oh_line_8105801_200900616 |  | AD | node_8105801_200900615 | node_8105801_200900616 | 184.676 | bal_1P_1/0AA | 8105801 | no | no |  |  | no |  |  | 0 | 0 | 0 | 0
oh_line_8105801_200900617 |  | AD | node_8105801_200900616 | node_8105801_200900617 | 244.496 | bal_1P_1/0AA | 8105801 | no | no |  |  | no |  |  | 0 | 0 | 0 | 0
oh_line_8105801_200900618 |  | AD | node_8105801_200900617 | node_8105801_200900618 | 194.051 | bal_1P_1/0AA | 8105801 | no | no |  |  | no |  |  | 0 | 0 | 0 | 0
oh_line_8105801_200900619 |  | AD | node_8105801_200900618 | node_8105801_200900619 | 193.626 | bal_1P_1/0AA | 8105801 | no | no |  |  | no |  |  | 0 | 0 | 0 | 0
oh_line_8105801_200900620 |  | AD | node_8105801_200900619 | node_8105801_200900620 | 134.301 | bal_1P_1/0AA | 8105801 | no | no |  |  | no |  |  | 0 | 0 | 0 | 0
oh_line_8105801_200900621 |  | AD | node_8105801_200900620 | node_8105801_200900621 | 227.782 | bal_1P_2AC | 8105801 | no | no |  |  | no |  |  | 0 | 0 | 0 | 0
oh_line_8105801_200900623-1 |  | AD | node_8105801_200900621 | node_1330328_219_15320187_224 | 156.597 | bal_1P_2AC | 8105801 | no | no |  |  | no |  |  | 0 | 0 | 0 | 0
oh_line_8105801_200900623-2 |  | AD | node_1330328_219_15320187_224 | node_8105801_200900623 | 11.497 | bal_1P_2AC | 8105801 | no | no |  |  | no |  |  | 0 | 0 | 0 | 0
oh_line_8105801_200900624 |  | AD | node_8105801_201013593 | node_8105801_200900624 | 242.66 | bal_1P_2AC | 8105801 | no | no |  |  | no |  |  | 0 | 0 | 0 | 0
oh_line_8105801_200900625 |  | AD | node_8105801_200900624 | node_8105801_200900625 | 210.521 | bal_1P_2AC | 8105801 | no | no |  |  | no |  |  | 0 | 0 | 0 | 0
oh_line_8105801_200900627 |  | AD | node_8105801_200900624 | node_8105801_200900627 | 264.548 | bal_1P_1/0AA | 8105801 | no | no |  |  | no |  |  | 0 | 0 | 0 | 0
oh_line_8105801_200900628 |  | AD | node_8105801_200900627 | node_intto1_8105801_200900628 | 228.262 | bal_1P_1/0AA | 8105801 | no | no |  |  | no |  |  | 0 | 0 | 0 | 0
oh_line_8105801_200900629 |  | AD | node_8105801_200900624 | node_intto1_8105801_200900629 | 289.594 | bal_1P_2AC | 8105801 | no | no |  |  | no |  |  | 0 | 0 | 0 | 0
oh_line_8105801_200900630 |  | AD | node_8105801_200900629 | node_8105801_200900630 | 358.149 | bal_1P_2AC | 8105801 | no | no |  |  | no |  |  | 0 | 0 | 0 | 0
oh_line_8105801_200900631 |  | AD | node_8105801_200980255 | node_8105801_200900631 | 231.156 | bal_1P_2AC | 8105801 | no | no |  |  | no |  |  | 0 | 0 | 0 | 0
oh_line_8105801_200900633 |  | AD | node_8105801_200900630 | node_8105801_200900633 | 255.931 | bal_1P_2AC | 8105801 | no | no |  |  | no |  |  | 0 | 0 | 0 | 0
oh_line_8105801_200900634 |  | AD | node_8105801_200900633 | node_8105801_200900634 | 245.833 | bal_1P_2AC | 8105801 | no | no |  |  | no |  |  | 0 | 0 | 0 | 0
oh_line_8105801_200900635 |  | AD | node_8105801_200900634 | node_8105801_200900635 | 143.735 | bal_1P_1/0AC | 8105801 | no | no |  |  | no |  |  | 0 | 0 | 0 | 0
oh_line_8105801_200900636 |  | AD | node_8105801_200900635 | node_8105801_200900636 | 231.795 | bal_1P_1/0AC | 8105801 | no | no |  |  | no |  |  | 0 | 0 | 0 | 0
oh_line_8105801_200900638 |  | AD | node_8105801_200900636 | node_8105801_200900638 | 316.311 | bal_1P_1/0AC | 8105801 | no | no |  |  | no |  |  | 0 | 0 | 0 | 0
oh_line_8105801_200900639 |  | AD | node_8105801_200900638 | node_8105801_200900639 | 356.742 | bal_1P_2AC | 8105801 | no | no |  |  | no |  |  | 0 | 0 | 0 | 0
oh_line_8105801_200900640 |  | AD | node_8105801_200900631 | node_8105801_200900640 | 331.229 | bal_1P_2AC | 8105801 | no | no |  |  | no |  |  | 0 | 0 | 0 | 0
oh_line_8105801_200900641 |  | AD | node_8105801_200900640 | node_8105801_200900641 | 378.209 | bal_1P_2AC | 8105801 | no | no |  |  | no |  |  | 0 | 0 | 0 | 0
oh_line_8105801_200900642 |  | AD | node_8105801_200900641 | node_8105801_200900642 | 293.684 | bal_1P_2AC | 8105801 | no | no |  |  | no |  |  | 0 | 0 | 0 | 0
oh_line_8105801_200900643 |  | AD | node_8105801_200900642 | node_8105801_200900643 | 448.347 | bal_1P_2AC | 8105801 | no | no |  |  | no |  |  | 0 | 0 | 0 | 0
oh_line_8105801_200900645 |  | AD | node_8105801_200900643 | node_8105801_200900645 | 390.89 | bal_1P_2AC | 8105801 | no | no |  |  | no |  |  | 0 | 0 | 0 | 0
oh_line_8105801_200900646 |  | AD | node_8105801_200900642 | node_8105801_200900646 | 65.048 | bal_1P_2AC | 8105801 | no | no |  |  | no |  |  | 0 | 0 | 0 | 0
oh_line_8105801_200900647 |  | AD | node_8105801_200900646 | node_8105801_200900647 | 370.365 | bal_1P_2AC | 8105801 | no | no |  |  | no |  |  | 0 | 0 | 0 | 0
oh_line_8105801_200900689 |  | ABCN | node_8105801_200899366 | node_8105801_200900689 | 132.31 | bal_3P_477AL_4/0AA(N) | 8105801 | no | no |  |  | no |  |  | 0 | 0 | 0 | 0
oh_line_8105801_200900690 |  | ABCN | node_8105801_200900689 | node_8105801_200900690 | 95.7 | bal_3P_477AL_4/0AA(N) | 8105801 | no | no |  |  | no |  |  | 0 | 0 | 0 | 0
oh_line_8105801_200900691 |  | ABCN | node_8105801_200900690 | node_intto1_8105801_200900691 | 95.554 | bal_3P_477AL_4/0AA(N) | 8105801 | no | no |  |  | no |  |  | 0 | 0 | 0 | 0
oh_line_8105801_200900692 |  | ABCN | node_8105801_200900691 | node_8105801_200900692 | 48.954 | bal_3P_477AL_4/0AA(N) | 8105801 | no | no |  |  | no |  |  | 0 | 0 | 0 | 0
oh_line_8105801_200900693 |  | ABCN | node_8105801_200900692 | node_8105801_200900693 | 180.529 | bal_3P_477AL_4/0AA(N) | 8105801 | no | no |  |  | no |  |  | 0 | 0 | 0 | 0
oh_line_8105801_200900694 |  | ABCN | node_8105801_200900692 | node_8105801_200900694 | 194.514 | bal_3P_477AL_4/0AA(N) | 8105801 | no | no |  |  | no |  |  | 0 | 0 | 0 | 0
oh_line_8105801_200900695 |  | ABCN | node_8105801_200900694 | node_8105801_200900695 | 268.586 | bal_3P_477AL_4/0AA(N) | 8105801 | no | no |  |  | no |  |  | 0 | 0 | 0 | 0
oh_line_8105801_200900696 |  | ABCN | node_8105801_200900695 | node_8105801_200900696 | 259.691 | bal_3P_477AL_4/0AA(N) | 8105801 | no | no |  |  | no |  |  | 0 | 0 | 0 | 0
oh_line_8105801_200900697 |  | ABCN | node_8105801_200900696 | node_8105801_200900697 | 267.03 | bal_3P_477AL_4/0AA(N) | 8105801 | no | no |  |  | no |  |  | 0 | 0 | 0 | 0
oh_line_8105801_200900700 |  | ABCN | node_8105801_200977089 | node_8105801_200900700 | 179.089 | bal_3P_477AL_4/0AA(N) | 8105801 | no | no |  |  | no |  |  | 0 | 0 | 0 | 0
oh_line_8105801_200900701 |  | AN | node_8105801_200900700 | node_8105801_200900701 | 172.385 | bal_1P_1/0AC_2AC(N) | 8105801 | no | no |  |  | no |  |  | 0 | 0 | 0 | 0
oh_line_8105801_200900702 |  | AN | node_8105801_200900701 | node_8105801_200900702 | 233.953 | bal_1P_2AC_2AC(N) | 8105801 | no | no |  |  | no |  |  | 0 | 0 | 0 | 0
oh_line_8105801_200900703 |  | ABCN | node_8105801_200900700 | node_8105801_200900703 | 179.113 | bal_3P_477AL_4/0AA(N) | 8105801 | no | no |  |  | no |  |  | 0 | 0 | 0 | 0
oh_line_8105801_200900704 |  | ABCN | node_8105801_200900703 | node_8105801_200900704 | 178.1 | bal_3P_477AL_4/0AA(N) | 8105801 | no | no |  |  | no |  |  | 0 | 0 | 0 | 0
oh_line_8105801_200900705 |  | ABCN | node_8105801_200900704 | node_8105801_200900705 | 235.215 | bal_3P_477AL_4/0AA(N) | 8105801 | no | no |  |  | no |  |  | 0 | 0 | 0 | 0
oh_line_8105801_200900706-1 |  | AN | node_220491591 | node_8105801_200900706 | 6.738 | bal_1P_1/0AA_1/0AA(N) | 8105801 | no | no |  |  | no |  |  | 0 | 0 | 0 | 0
oh_line_8105801_200900706-2 |  | AN | node_220387298 | node_intto1_220491591 | 5.525 | bal_1P_1/0AA_1/0AA(N) | 8105801 | no | no |  |  | no |  |  | 0 | 0 | 0 | 0
oh_line_8105801_200900706-3 |  | AN | node_8105801_200900705 | node_intto1_220387298 | 90.786 | bal_1P_1/0AA_1/0AA(N) | 8105801 | no | no |  |  | no |  |  | 0 | 0 | 0 | 0
oh_line_8105801_200900707 |  | AD | node_8105801_200900706 | node_8105801_200900707 | 166.434 | bal_1P_2AC | 8105801 | no | no |  |  | no |  |  | 0 | 0 | 0 | 0
oh_line_8105801_200900708 |  | AD | node_8105801_200900707 | node_intto1_8105801_200900708 | 233.02 | bal_1P_2AC | 8105801 | no | no |  |  | no |  |  | 0 | 0 | 0 | 0
oh_line_8105801_200900709 |  | AD | node_8105801_200900708 | node_8105801_200900709 | 160.145 | bal_1P_2AC | 8105801 | no | no |  |  | no |  |  | 0 | 0 | 0 | 0
oh_line_8105801_200900710 |  | AD | node_8105801_200900709 | node_8105801_200900710 | 200.555 | bal_1P_2AC | 8105801 | no | no |  |  | no |  |  | 0 | 0 | 0 | 0
oh_line_8105801_200900712 |  | AD | node_8105801_200900710 | node_8105801_200900712 | 172.347 | bal_1P_2AC | 8105801 | no | no |  |  | no |  |  | 0 | 0 | 0 | 0
oh_line_8105801_200900713 |  | AD | node_8105801_200900712 | node_8105801_200900713 | 93.769 | bal_1P_2AC | 8105801 | no | no |  |  | no |  |  | 0 | 0 | 0 | 0
oh_line_8105801_200900714 |  | AD | node_8105801_200900712 | node_8105801_200900714 | 225.514 | bal_1P_2AC | 8105801 | no | no |  |  | no |  |  | 0 | 0 | 0 | 0
oh_line_8105801_200900717 |  | AD | node_8105801_200900712 | node_8105801_200900717 | 532.109 | bal_1P_2AC | 8105801 | no | no |  |  | no |  |  | 0 | 0 | 0 | 0
oh_line_8105801_200900719 |  | AD | node_8105801_200967057 | node_8105801_200900719 | 87.377 | bal_1P_2AC | 8105801 | no | no |  |  | no |  |  | 0 | 0 | 0 | 0
oh_line_8105801_200900720 |  | AD | node_8105801_200900719 | node_8105801_200900720 | 721.214 | bal_1P_2AC | 8105801 | no | no |  |  | no |  |  | 0 | 0 | 0 | 0
oh_line_8105801_200900721 |  | AD | node_8105801_200900720 | node_intto1_8105801_200900721 | 195.052 | bal_1P_2AC | 8105801 | no | no |  |  | no |  |  | 0 | 0 | 0 | 0
oh_line_8105801_200900722 |  | AD | node_8105801_200900721 | node_intto1_8105801_200900722 | 274.326 | bal_1P_2AC | 8105801 | no | no |  |  | no |  |  | 0 | 0 | 0 | 0
oh_line_8105801_200900723 |  | AD | node_8105801_200900722 | node_8105801_200900723 | 259.489 | bal_1P_1/0AC | 8105801 | no | no |  |  | no |  |  | 0 | 0 | 0 | 0
oh_line_8105801_200900724 |  | AD | node_8105801_200900722 | node_8105801_200900724 | 277.423 | bal_1P_2AC | 8105801 | no | no |  |  | no |  |  | 0 | 0 | 0 | 0
oh_line_8105801_200900725 |  | AD | node_8105801_200900724 | node_intto1_8105801_200900725 | 150.9 | bal_1P_2AC | 8105801 | no | no |  |  | no |  |  | 0 | 0 | 0 | 0
oh_line_8105801_200900726 |  | AD | node_8105801_200900725 | node_8105801_200900726 | 286.316 | bal_1P_2AC | 8105801 | no | no |  |  | no |  |  | 0 | 0 | 0 | 0
oh_line_8105801_200900727 |  | AD | node_8105801_200900726 | node_8105801_200900727 | 371.477 | bal_1P_2AC | 8105801 | no | no |  |  | no |  |  | 0 | 0 | 0 | 0
oh_line_8105801_200900728 |  | AD | node_8105801_200900727 | node_8105801_200900728 | 321.097 | bal_1P_2AC | 8105801 | no | no |  |  | no |  |  | 0 | 0 | 0 | 0
oh_line_8105801_200900729 |  | AD | node_8105801_200900728 | node_8105801_200900729 | 331.072 | bal_1P_2AC | 8105801 | no | no |  |  | no |  |  | 0 | 0 | 0 | 0
oh_line_8105801_200900730 |  | AD | node_8105801_200900729 | node_8105801_200900730 | 298.447 | bal_1P_2AC | 8105801 | no | no |  |  | no |  |  | 0 | 0 | 0 | 0
oh_line_8105801_200900731 |  | AD | node_8105801_200900730 | node_8105801_200900731 | 338.864 | bal_1P_2AC | 8105801 | no | no |  |  | no |  |  | 0 | 0 | 0 | 0
oh_line_8105801_200900732 |  | AD | node_8105801_200900731 | node_8105801_200900732 | 332.639 | bal_1P_2AC | 8105801 | no | no |  |  | no |  |  | 0 | 0 | 0 | 0
oh_line_8105801_200900733 |  | AD | node_8105801_200900732 | node_8105801_200900733 | 324.353 | bal_1P_2AC | 8105801 | no | no |  |  | no |  |  | 0 | 0 | 0 | 0
oh_line_8105801_200900734 |  | AD | node_8105801_200900733 | node_8105801_200900734 | 205.252 | bal_1P_2AC | 8105801 | no | no |  |  | no |  |  | 0 | 0 | 0 | 0
oh_line_8105801_200900735 |  | AD | node_8105801_200900734 | node_8105801_200900735 | 317.182 | bal_1P_2AC | 8105801 | no | no |  |  | no |  |  | 0 | 0 | 0 | 0
oh_line_8105801_200900736 |  | AD | node_8105801_200900735 | node_8105801_200900736 | 183.061 | bal_1P_2AC | 8105801 | no | no |  |  | no |  |  | 0 | 0 | 0 | 0
oh_line_8105801_200900737 |  | AD | node_8105801_200900736 | node_8105801_200900737 | 450.897 | bal_1P_2AC | 8105801 | no | no |  |  | no |  |  | 0 | 0 | 0 | 0
oh_line_8105801_200900738 |  | AD | node_8105801_200900737 | node_8105801_200900738 | 259.986 | bal_1P_2AC | 8105801 | no | no |  |  | no |  |  | 0 | 0 | 0 | 0
oh_line_8105801_200900739 |  | AD | node_8105801_200900738 | node_8105801_200900739 | 523.878 | bal_1P_2AC | 8105801 | no | no |  |  | no |  |  | 0 | 0 | 0 | 0
oh_line_8105801_200900740 |  | AD | node_8105801_200900739 | node_8105801_200900740 | 433.179 | bal_1P_2AC | 8105801 | no | no |  |  | no |  |  | 0 | 0 | 0 | 0
oh_line_8105801_200900741 |  | AD | node_8105801_200900740 | node_8105801_200900741 | 467.447 | bal_1P_2AC | 8105801 | no | no |  |  | no |  |  | 0 | 0 | 0 | 0
oh_line_8105801_200900742 |  | AD | node_8105801_200900741 | node_8105801_200900742 | 303.208 | bal_1P_2AC | 8105801 | no | no |  |  | no |  |  | 0 | 0 | 0 | 0
oh_line_8105801_200900743 |  | AD | node_8105801_200900742 | node_8105801_200900743 | 312.741 | bal_1P_2AC | 8105801 | no | no |  |  | no |  |  | 0 | 0 | 0 | 0
oh_line_8105801_200900744 |  | AD | node_8105801_200900743 | node_8105801_200900744 | 350.152 | bal_1P_2AC | 8105801 | no | no |  |  | no |  |  | 0 | 0 | 0 | 0
oh_line_8105801_200901030 |  | AN | node_8105801_200901099 | node_8105801_200901030 | 243.121 | bal_1P_1/0AC_1/0AC(N) | 8105801 | no | no |  |  | no |  |  | 0 | 0 | 0 | 0
oh_line_8105801_200901050 |  | AD | node_8105801_200901055 | node_8105801_200901050 | 214.007 | bal_1P_4/0AC | 8105801 | no | no |  |  | no |  |  | 0 | 0 | 0 | 0
oh_line_8105801_200901055 |  | AD | node_8105801_200901056 | node_8105801_200901055 | 133.501 | bal_1P_4/0AC | 8105801 | no | no |  |  | no |  |  | 0 | 0 | 0 | 0
oh_line_8105801_200901056 |  | AD | node_8105801_200901057 | node_8105801_200901056 | 300.901 | bal_1P_4/0AC | 8105801 | no | no |  |  | no |  |  | 0 | 0 | 0 | 0
oh_line_8105801_200901057 |  | AD | node_8105801_200901058 | node_8105801_200901057 | 260.647 | bal_1P_4/0AC | 8105801 | no | no |  |  | no |  |  | 0 | 0 | 0 | 0
oh_line_8105801_200901058 |  | AD | node_8105801_200901059 | node_8105801_200901058 | 310.892 | bal_1P_4/0AC | 8105801 | no | no |  |  | no |  |  | 0 | 0 | 0 | 0
oh_line_8105801_200901059 |  | AD | node_8105801_200901060 | node_8105801_200901059 | 197.327 | bal_1P_4/0AC | 8105801 | no | no |  |  | no |  |  | 0 | 0 | 0 | 0
oh_line_8105801_200901060 |  | AD | node_8105801_200901062 | node_8105801_200901060 | 231.346 | bal_1P_4/0AC | 8105801 | no | no |  |  | no |  |  | 0 | 0 | 0 | 0
oh_line_8105801_200901062 |  | AD | node_8105801_200901063 | node_8105801_200901062 | 281.036 | bal_1P_4/0AC | 8105801 | no | no |  |  | no |  |  | 0 | 0 | 0 | 0
oh_line_8105801_200901063-1 |  | AD | node_1329908_797_15283879_865 | node_8105801_200901063 | 7.517 | bal_1P_4/0AC | 8105801 | no | no |  |  | no |  |  | 0 | 0 | 0 | 0
oh_line_8105801_200901063-2 |  | AD | node_8105801_200901064 | node_1329908_797_15283879_865 | 185.374 | bal_1P_4/0AC | 8105801 | no | no |  |  | no |  |  | 0 | 0 | 0 | 0
oh_line_8105801_200901064 |  | AD | node_8105801_200901065 | node_8105801_200901064 | 275.993 | bal_1P_4/0AC | 8105801 | no | no |  |  | no |  |  | 0 | 0 | 0 | 0
oh_line_8105801_200901065 |  | AD | node_8105801_200901066 | node_8105801_200901065 | 194.065 | bal_1P_4/0AC | 8105801 | no | no |  |  | no |  |  | 0 | 0 | 0 | 0
oh_line_8105801_200901066 |  | AD | node_8105801_200901070 | node_8105801_200901066 | 189.956 | bal_1P_4/0AC | 8105801 | no | no |  |  | no |  |  | 0 | 0 | 0 | 0
oh_line_8105801_200901070 |  | AD | node_8105801_200901072 | node_8105801_200901070 | 176.757 | bal_1P_4/0AC | 8105801 | no | no |  |  | no |  |  | 0 | 0 | 0 | 0
oh_line_8105801_200901072 |  | AD | node_8105801_200901073 | node_8105801_200901072 | 125.483 | bal_1P_4/0AC | 8105801 | no | no |  |  | no |  |  | 0 | 0 | 0 | 0
oh_line_8105801_200901073 |  | AD | node_8105801_200901074 | node_8105801_200901073 | 170.995 | bal_1P_4/0AC | 8105801 | no | no |  |  | no |  |  | 0 | 0 | 0 | 0
oh_line_8105801_200901074 |  | AD | node_8105801_200901075 | node_8105801_200901074 | 195.551 | bal_1P_4/0AC | 8105801 | no | no |  |  | no |  |  | 0 | 0 | 0 | 0
oh_line_8105801_200901075 |  | AD | node_8105801_200901076 | node_8105801_200901075 | 210.767 | bal_1P_4/0AC | 8105801 | no | no |  |  | no |  |  | 0 | 0 | 0 | 0
oh_line_8105801_200901076 |  | AD | node_8105801_200901078 | node_8105801_200901076 | 206.969 | bal_1P_4/0AC | 8105801 | no | no |  |  | no |  |  | 0 | 0 | 0 | 0
oh_line_8105801_200901078 |  | AD | node_8105801_200901079 | node_8105801_200901078 | 188.159 | bal_1P_4/0AC | 8105801 | no | no |  |  | no |  |  | 0 | 0 | 0 | 0
oh_line_8105801_200901079 |  | AD | node_8105801_200901080 | node_8105801_200901079 | 180.788 | bal_1P_4/0AC | 8105801 | no | no |  |  | no |  |  | 0 | 0 | 0 | 0
oh_line_8105801_200901080 |  | AD | node_8105801_200901081 | node_8105801_200901080 | 247.672 | bal_1P_4/0AC | 8105801 | no | no |  |  | no |  |  | 0 | 0 | 0 | 0
oh_line_8105801_200901081 |  | AD | node_8105801_200901085 | node_8105801_200901081 | 196.155 | bal_1P_4/0AA | 8105801 | no | no |  |  | no |  |  | 0 | 0 | 0 | 0
oh_line_8105801_200901082 |  | AD | node_8105801_200901081 | node_8105801_200901082 | 122.962 | bal_1P_1/0AA | 8105801 | no | no |  |  | no |  |  | 0 | 0 | 0 | 0
oh_line_8105801_200901083 |  | AD | node_8105801_200901082 | node_8105801_200901083 | 72.442 | bal_1P_1/0AA | 8105801 | no | no |  |  | no |  |  | 0 | 0 | 0 | 0
oh_line_8105801_200901085 |  | AD | node_8105801_200901086 | node_intto1_8105801_200901085 | 245.638 | bal_1P_4/0AA | 8105801 | no | no |  |  | no |  |  | 0 | 0 | 0 | 0
oh_line_8105801_200901086 |  | AD | node_8105801_311914277 | node_intto1_8105801_200901086 | 194.305 | bal_1P_1/0AA | 8105801 | no | no |  |  | no |  |  | 0 | 0 | 0 | 0
oh_line_8105801_200901088 |  | AN | node_8105801_200901091 | node_8105801_200901088 | 217.95 | bal_1P_1/0AA_1/0AA(N) | 8105801 | no | no |  |  | no |  |  | 0 | 0 | 0 | 0
oh_line_8105801_200901089 |  | AN | node_8105801_200901088 | node_8105801_200901089 | 192.658 | bal_1P_1/0AA_1/0AA(N) | 8105801 | no | no |  |  | no |  |  | 0 | 0 | 0 | 0
oh_line_8105801_200901091 |  | ABCN | node_8105801_200901093 | node_8105801_200901091 | 216.838 | bal_3P_4/0AL_4/0AA(N) | 8105801 | no | no |  |  | no |  |  | 0 | 0 | 0 | 0
oh_line_8105801_200901093 |  | ABCN | node_8105801_200901095 | node_8105801_200901093 | 96.19 | bal_3P_477AL_4/0AC(N) | 8105801 | no | no |  |  | no |  |  | 0 | 0 | 0 | 0
oh_line_8105801_200901095 |  | ABCN | node_8105801_200901096 | node_8105801_200901095 | 274.606 | bal_3P_477AL_4/0AA(N) | 8105801 | no | no |  |  | no |  |  | 0 | 0 | 0 | 0
oh_line_8105801_200901096 |  | ABCN | node_8105801_200901097 | node_8105801_200901096 | 151.006 | bal_3P_477AL_4/0AA(N) | 8105801 | no | no |  |  | no |  |  | 0 | 0 | 0 | 0
oh_line_8105801_200901097 |  | ABCN | node_8105801_200901098 | node_8105801_200901097 | 145.628 | bal_3P_477AL_4/0AA(N) | 8105801 | no | no |  |  | no |  |  | 0 | 0 | 0 | 0
oh_line_8105801_200901098 |  | ABCN | node_8105801_200901100 | node_8105801_200901098 | 141.19 | bal_3P_477AL_4/0AC(N) | 8105801 | no | no |  |  | no |  |  | 0 | 0 | 0 | 0
oh_line_8105801_200901099 |  | AN | node_8105801_200901098 | node_intto1_8105801_200901099 | 181.245 | bal_1P_1/0AC_1/0AC(N) | 8105801 | no | no |  |  | no |  |  | 0 | 0 | 0 | 0
oh_line_8105801_200901100 |  | ABCN | node_8105801_200901101 | node_8105801_200901100 | 229.051 | bal_3P_4/0AL_4/0AA(N) | 8105801 | no | no |  |  | no |  |  | 0 | 0 | 0 | 0
oh_line_8105801_200901101 |  | ABCN | node_8105801_200901102 | node_8105801_200901101 | 191.299 | bal_3P_4/0AL_4/0AA(N) | 8105801 | no | no |  |  | no |  |  | 0 | 0 | 0 | 0
oh_line_8105801_200901102 |  | ABCN | node_8105801_200901103 | node_8105801_200901102 | 181.824 | bal_3P_4/0AL_4/0AA(N) | 8105801 | no | no |  |  | no |  |  | 0 | 0 | 0 | 0
oh_line_8105801_200901103 |  | ABCN | node_8105801_200901104 | node_8105801_200901103 | 169.663 | bal_3P_4/0AL_4/0AA(N) | 8105801 | no | no |  |  | no |  |  | 0 | 0 | 0 | 0
oh_line_8105801_200901104 |  | ABCN | node_8105801_200901106 | node_8105801_200901104 | 139.094 | bal_3P_4/0AL_4/0AL(N) | 8105801 | no | no |  |  | no |  |  | 0 | 0 | 0 | 0
oh_line_8105801_200901106 |  | ABCN | node_8105801_200901107 | node_8105801_200901106 | 161.953 | bal_3P_4/0AL_4/0AL(N) | 8105801 | no | no |  |  | no |  |  | 0 | 0 | 0 | 0
oh_line_8105801_200901107 |  | ABCN | node_8105801_200901112 | node_8105801_200901107 | 228.146 | bal_3P_477AL_4/0AL(N) | 8105801 | no | no |  |  | no |  |  | 0 | 0 | 0 | 0
oh_line_8105801_200901109 |  | AN | node_8105801_200901107 | node_8105801_200901109 | 87.367 | bal_1P_1/0AA_1/0AA(N) | 8105801 | no | no |  |  | no |  |  | 0 | 0 | 0 | 0
oh_line_8105801_200901110 |  | AN | node_8105801_200901109 | node_8105801_200901110 | 190.794 | bal_1P_1/0AA_1/0AA(N) | 8105801 | no | no |  |  | no |  |  | 0 | 0 | 0 | 0
oh_line_8105801_200901112 |  | ABCN | node_8105801_200901114 | node_8105801_200901112 | 199.995 | bal_3P_477AL_4/0AL(N) | 8105801 | no | no |  |  | no |  |  | 0 | 0 | 0 | 0
oh_line_8105801_200901114 |  | ABCN | node_8105801_200901115 | node_8105801_200901114 | 164.038 | bal_3P_477AL_4/0AL(N) | 8105801 | no | no |  |  | no |  |  | 0 | 0 | 0 | 0
oh_line_8105801_200901115 |  | ABCN | node_8105801_200901116 | node_8105801_200901115 | 162.376 | bal_3P_477AL_4/0AA(N) | 8105801 | no | no |  |  | no |  |  | 0 | 0 | 0 | 0
oh_line_8105801_200901116 |  | ABCN | node_8105801_200901117 | node_8105801_200901116 | 113.294 | bal_3P_477AL_4/0AA(N) | 8105801 | no | no |  |  | no |  |  | 0 | 0 | 0 | 0
oh_line_8105801_200901117 |  | ABCN | node_8105801_200896151 | node_intto1_8105801_200901117 | 39.005 | bal_3P_477AL_4/0AC(N) | 8105801 | no | no |  |  | no |  |  | 0 | 0 | 0 | 0
oh_line_8105801_200901118 |  | ABN | node_8105801_200901117 | node_8105801_200901118 | 233.322 | bal_2P_4/0AA_1/0AA(N) | 8105801 | no | no |  |  | no |  |  | 0 | 0 | 0 | 0
oh_line_8105801_200901120 |  | ABN | node_8105801_200901118 | node_8105801_200901120 | 210.989 | bal_2P_4/0AA_1/0AA(N) | 8105801 | no | no |  |  | no |  |  | 0 | 0 | 0 | 0
oh_line_8105801_200901121 |  | ABN | node_8105801_200901120 | node_8105801_200901121 | 196.183 | bal_2P_1/0AC_1/0AA(N) | 8105801 | no | no |  |  | no |  |  | 0 | 0 | 0 | 0
oh_line_8105801_200901122 |  | ABN | node_8105801_200901121 | node_8105801_200901122 | 255.562 | bal_2P_1/0AC_1/0AA(N) | 8105801 | no | no |  |  | no |  |  | 0 | 0 | 0 | 0
oh_line_8105801_200901124 |  | ABN | node_8105801_200901120 | node_8105801_200901124 | 165.288 | bal_2P_4/0AA_1/0AA(N) | 8105801 | no | no |  |  | no |  |  | 0 | 0 | 0 | 0
oh_line_8105801_200901125-1 |  | AN | node_8105801_200901124 | node_intto1_220387246 | 94.231 | bal_1P_4/0AA_1/0AA(N) | 8105801 | no | no |  |  | no |  |  | 0 | 0 | 0 | 0
oh_line_8105801_200901125-2 |  | AN | node_220387246 | node_intto1_220465214 | 11.576 | bal_1P_4/0AA_1/0AA(N) | 8105801 | no | no |  |  | no |  |  | 0 | 0 | 0 | 0
oh_line_8105801_200901125-3 |  | AN | node_220465214 | node_8105801_200901125 | 10.641 | bal_1P_4/0AA_1/0AA(N) | 8105801 | no | no |  |  | no |  |  | 0 | 0 | 0 | 0
oh_line_8105801_200901126 |  | AD | node_8105801_200901125 | node_8105801_200901126 | 263.157 | bal_1P_2AC | 8105801 | no | no |  |  | no |  |  | 0 | 0 | 0 | 0
oh_line_8105801_200901127 |  | AD | node_8105801_200901126 | node_intto1_8105801_200901127 | 121.433 | bal_1P_2AC | 8105801 | no | no |  |  | no |  |  | 0 | 0 | 0 | 0
oh_line_8105801_200901128 |  | AD | node_8105801_200901127 | node_8105801_200901128 | 198.955 | bal_1P_2AC | 8105801 | no | no |  |  | no |  |  | 0 | 0 | 0 | 0
oh_line_8105801_200901129 |  | AD | node_8105801_200901128 | node_8105801_200901129 | 178.124 | bal_1P_2AC | 8105801 | no | no |  |  | no |  |  | 0 | 0 | 0 | 0
oh_line_8105801_200901130 |  | AD | node_8105801_200901129 | node_intto1_8105801_200901130 | 62.707 | bal_1P_2AC | 8105801 | no | no |  |  | no |  |  | 0 | 0 | 0 | 0
oh_line_8105801_200901131 |  | AD | node_8105801_200901130 | node_intto1_8105801_200901131 | 331.53 | bal_1P_4ACW | 8105801 | no | no |  |  | no |  |  | 0 | 0 | 0 | 0
oh_line_8105801_200901133 |  | AD | node_8105801_200901129 | node_8105801_200901133 | 274.294 | bal_1P_2AC | 8105801 | no | no |  |  | no |  |  | 0 | 0 | 0 | 0
oh_line_8105801_200901134 |  | AD | node_8105801_200901133 | node_8105801_200901134 | 184.427 | bal_1P_2AC | 8105801 | no | no |  |  | no |  |  | 0 | 0 | 0 | 0
oh_line_8105801_200901135 |  | AD | node_8105801_200901134 | node_intto1_8105801_200901135 | 375.577 | bal_1P_2AC | 8105801 | no | no |  |  | no |  |  | 0 | 0 | 0 | 0
oh_line_8105801_200901136 |  | AD | node_8105801_200901135 | node_8105801_200901136 | 171.517 | bal_1P_2AC | 8105801 | no | no |  |  | no |  |  | 0 | 0 | 0 | 0
oh_line_8105801_200901137 |  | AD | node_8105801_200901136 | node_8105801_200901137 | 207.914 | bal_1P_2AC | 8105801 | no | no |  |  | no |  |  | 0 | 0 | 0 | 0
oh_line_8105801_200901138 |  | AD | node_8105801_200901137 | node_8105801_200901138 | 206.374 | bal_1P_2AC | 8105801 | no | no |  |  | no |  |  | 0 | 0 | 0 | 0
oh_line_8105801_200901139 |  | AD | node_8105801_200901138 | node_8105801_200901139 | 194.729 | bal_1P_2AC | 8105801 | no | no |  |  | no |  |  | 0 | 0 | 0 | 0
oh_line_8105801_200901141 |  | AD | node_8105801_200901139 | node_8105801_200901141 | 183.844 | bal_1P_2AC | 8105801 | no | no |  |  | no |  |  | 0 | 0 | 0 | 0
oh_line_8105801_200901142 |  | AD | node_8105801_200901141 | node_8105801_200901142 | 203.926 | bal_1P_2AC | 8105801 | no | no |  |  | no |  |  | 0 | 0 | 0 | 0
oh_line_8105801_200901143 |  | AD | node_8105801_200901142 | node_8105801_200901143 | 206.35 | bal_1P_2AC | 8105801 | no | no |  |  | no |  |  | 0 | 0 | 0 | 0
oh_line_8105801_200901144 |  | AD | node_8105801_200901143 | node_8105801_200901144 | 288.698 | bal_1P_2AC | 8105801 | no | no |  |  | no |  |  | 0 | 0 | 0 | 0
oh_line_8105801_200901145 |  | AD | node_8105801_200901144 | node_8105801_200901145 | 270.732 | bal_1P_2AC | 8105801 | no | no |  |  | no |  |  | 0 | 0 | 0 | 0
oh_line_8105801_200901146 |  | AD | node_8105801_200901145 | node_8105801_200901146 | 237.143 | bal_1P_2AC | 8105801 | no | no |  |  | no |  |  | 0 | 0 | 0 | 0
oh_line_8105801_200901148 |  | AD | node_8105801_200901146 | node_8105801_200901148 | 238.265 | bal_1P_2AC | 8105801 | no | no |  |  | no |  |  | 0 | 0 | 0 | 0
oh_line_8105801_200901149 |  | AD | node_8105801_200901148 | node_8105801_200901149 | 176.816 | bal_1P_2AC | 8105801 | no | no |  |  | no |  |  | 0 | 0 | 0 | 0
oh_line_8105801_200901150 |  | AD | node_8105801_200901149 | node_8105801_200901150 | 199.47 | bal_1P_2AC | 8105801 | no | no |  |  | no |  |  | 0 | 0 | 0 | 0
oh_line_8105801_200901151 |  | AD | node_8105801_200901150 | node_8105801_200901151 | 129.631 | bal_1P_2AC | 8105801 | no | no |  |  | no |  |  | 0 | 0 | 0 | 0
oh_line_8105801_200914920-1 |  | AN | node_220546372 | node_8105801_200914920 | 17.716 | bal_1P_477AL_4/0AA(N) | 8105801 | no | no |  |  | no |  |  | 0 | 0 | 0 | 0
oh_line_8105801_200914920-2 |  | AN | node_220387279 | node_intto1_220546372 | 10.7 | bal_1P_477AL_4/0AA(N) | 8105801 | no | no |  |  | no |  |  | 0 | 0 | 0 | 0
oh_line_8105801_200914920-3 |  | AN | node_8105801_200900407 | node_intto1_220387279 | 47.114 | bal_1P_477AL_4/0AA(N) | 8105801 | no | no |  |  | no |  |  | 0 | 0 | 0 | 0
oh_line_8105801_200914928 |  | AD | node_8105801_200899595 | node_8105801_200914928 | 198.467 | bal_1P_2AC | 8105801 | no | no |  |  | no |  |  | 0 | 0 | 0 | 0
oh_line_8105801_200946113 |  | AN | node_8105801_310005198 | node_8105801_200946113 | 232.954 | bal_1P_WYECUST | 8105801 | no | no |  |  | no |  |  | 0 | 0 | 0 | 0
oh_line_8105801_200950510 |  | ABCN | node_8105801_200900703 | node_intto1_8105801_200950510 | 46.238 | bal_3P_477AL_4/0AA(N) | 8105801 | no | no |  |  | no |  |  | 0 | 0 | 0 | 0
oh_line_8105801_200950511 |  | ABCN | node_8105801_200950510 | node_8105801_200950511 | 45.407 | bal_3P_477AL_4/0AA(N) | 8105801 | no | no |  |  | no |  |  | 0 | 0 | 0 | 0
oh_line_8105801_200950512 |  | ABCN | node_8105801_200950511 | node_8105801_200950512 | 34.464 | bal_3P_477AL_4/0AA(N) | 8105801 | no | no |  |  | no |  |  | 0 | 0 | 0 | 0
oh_line_8105801_200950513 |  | ABCN | node_8105801_200900690 | node_intto1_8105801_200950513 | 73.173 | bal_3P_477AL_4/0AA(N) | 8105801 | no | no |  |  | no |  |  | 0 | 0 | 0 | 0
oh_line_8105801_200950514 |  | ABCN | node_8105801_200950513 | node_8105801_200950514 | 66.867 | bal_3P_477AL_4/0AA(N) | 8105801 | no | no |  |  | no |  |  | 0 | 0 | 0 | 0
oh_line_8105801_200950515 |  | ABCN | node_8105801_200950514 | node_8105801_200950515 | 51.574 | bal_3P_477AL_4/0AA(N) | 8105801 | no | no |  |  | no |  |  | 0 | 0 | 0 | 0
oh_line_8105801_200950516 |  | ABCN | node_8105801_200899372 | node_intto1_8105801_200950516 | 61.668 | bal_3P_477AL_4/0AA(N) | 8105801 | no | no |  |  | no |  |  | 0 | 0 | 0 | 0
oh_line_8105801_200951799 |  | AD | node_8105801_200900557 | node_8105801_200951799 | 224.203 | bal_1P_2AC | 8105801 | no | no |  |  | no |  |  | 0 | 0 | 0 | 0
oh_line_8105801_200956111 |  | ABCN | node_8105801_200894794 | node_8105801_200956111 | 121.229 | bal_3P_477AL_4/0AA(N) | 8105801 | no | no |  |  | no |  |  | 0 | 0 | 0 | 0
oh_line_8105801_200957021 |  | AD | node_8105801_200897213 | node_8105801_200957021 | 173.276 | bal_1P_1/0AC | 8105801 | no | no |  |  | no |  |  | 0 | 0 | 0 | 0
oh_line_8105801_200959303 |  | ABCN | node_8105801_200894909 | node_8105801_200959303 | 154.386 | bal_3P_1/0AA_1/0AA(N) | 8105801 | no | no |  |  | no |  |  | 0 | 0 | 0 | 0
oh_line_8105801_200959463 |  | AN | node_8105801_200895006 | node_8105801_200959463 | 225.897 | bal_1P_1/0AC_1/0AC(N) | 8105801 | no | no |  |  | no |  |  | 0 | 0 | 0 | 0
oh_line_8105801_200961205 |  | AD | node_8105801_201020344 | node_8105801_200961205 | 124.045 | bal_1P_2AC | 8105801 | no | no |  |  | no |  |  | 0 | 0 | 0 | 0
oh_line_8105801_200961506 |  | AD | node_8105801_200899147 | node_8105801_200961506 | 148.356 | bal_1P_1/0AA | 8105801 | no | no |  |  | no |  |  | 0 | 0 | 0 | 0
oh_line_8105801_200961507 |  | AD | node_8105801_200961506 | node_8105801_200961507 | 182.003 | bal_1P_1/0AA | 8105801 | no | no |  |  | no |  |  | 0 | 0 | 0 | 0
oh_line_8105801_200962982 |  | ABCN | node_8105801_200896490 | node_8105801_200962982 | 179.705 | bal_3P_4/0AC_4/0AA(N) | 8105801 | no | no |  |  | no |  |  | 0 | 0 | 0 | 0
oh_line_8105801_200962983 |  | ABCN | node_8105801_200900375 | node_8105801_200962983 | 251.939 | bal_3P_477AL_4/0AA(N) | 8105801 | no | no |  |  | no |  |  | 0 | 0 | 0 | 0
oh_line_8105801_200965227 |  | AN | node_8105801_200900456 | node_8105801_200965227 | 308.397 | bal_1P_1/0AA_1/0AA(N) | 8105801 | no | no |  |  | no |  |  | 0 | 0 | 0 | 0
oh_line_8105801_200965780 |  | ABCN | node_8105801_200900361 | node_8105801_200965780 | 81.89 | bal_3P_1/0AA_1/0AA(N) | 8105801 | no | no |  |  | no |  |  | 0 | 0 | 0 | 0
oh_line_8105801_200965818 |  | ABCN | node_8105801_200965780 | node_intto1_8105801_200965818 | 292.778 | bal_3P_1/0AA_1/0AA(N) | 8105801 | no | no |  |  | no |  |  | 0 | 0 | 0 | 0
oh_line_8105801_200965819-1 |  | ABCN | node_515AX42-220581420 | node_8105801_200965819 | 270.381 | bal_3P_1/0AA_1/0AA(N) | 8105801 | no | no |  |  | no |  |  | 0 | 0 | 0 | 0
oh_line_8105801_200965819-2 |  | ABCN | node_515AX42-220625844 | node_intto1_515AX42-220581420 | 5.053 | bal_3P_1/0AA_1/0AA(N) | 8105801 | no | no |  |  | no |  |  | 0 | 0 | 0 | 0
oh_line_8105801_200965819-3 |  | ABCN | node_8105801_200965818 | node_intto1_515AX42-220625844 | 6.862 | bal_3P_1/0AA_1/0AA(N) | 8105801 | no | no |  |  | no |  |  | 0 | 0 | 0 | 0
oh_line_8105801_200965820 |  | ABCN | node_8105801_200965819 | node_8105801_200965820 | 274.665 | bal_3P_1/0AA_1/0AA(N) | 8105801 | no | no |  |  | no |  |  | 0 | 0 | 0 | 0
oh_line_8105801_200965821 |  | ABCN | node_8105801_200965820 | node_8105801_200965821 | 257.568 | bal_3P_1/0AA_1/0AA(N) | 8105801 | no | no |  |  | no |  |  | 0 | 0 | 0 | 0
oh_line_8105801_200965861 |  | ABCN | node_8105801_200894990 | node_8105801_200965861 | 240.58 | bal_3P_1/0AA_1/0AA(N) | 8105801 | no | no |  |  | no |  |  | 0 | 0 | 0 | 0
oh_line_8105801_200965862 |  | ABCN | node_8105801_200965861 | node_8105801_200965862 | 221.602 | bal_3P_1/0AA_1/0AA(N) | 8105801 | no | no |  |  | no |  |  | 0 | 0 | 0 | 0
oh_line_8105801_200965863 |  | ABCN | node_8105801_312082804 | node_8105801_200965863 | 103.559 | bal_3P_1/0AA_1/0AA(N) | 8105801 | no | no |  |  | no |  |  | 0 | 0 | 0 | 0
oh_line_8105801_200966559 |  | ABCN | node_8105801_200965863 | node_8105801_200966559 | 194.72 | bal_3P_1/0AA_1/0AA(N) | 8105801 | no | no |  |  | no |  |  | 0 | 0 | 0 | 0
oh_line_8105801_200966561 |  | ABCN | node_8105801_200966559 | node_8105801_200966561 | 187.873 | bal_3P_1/0AA_1/0AA(N) | 8105801 | no | no |  |  | no |  |  | 0 | 0 | 0 | 0
oh_line_8105801_200966563 |  | ABCN | node_8105801_200966561 | node_8105801_200966563 | 289.578 | bal_3P_1/0AA_1/0AA(N) | 8105801 | no | no |  |  | no |  |  | 0 | 0 | 0 | 0
oh_line_8105801_200966564 |  | ABCN | node_8105801_200966563 | node_8105801_200966564 | 209.403 | bal_3P_1/0AA_1/0AA(N) | 8105801 | no | no |  |  | no |  |  | 0 | 0 | 0 | 0
oh_line_8105801_200966622 |  | ABCN | node_8105801_200966564 | node_8105801_200966622 | 232.431 | bal_3P_1/0AA_1/0AA(N) | 8105801 | no | no |  |  | no |  |  | 0 | 0 | 0 | 0
oh_line_8105801_200966623 |  | ABCN | node_8105801_200966622 | node_8105801_200966623 | 241.489 | bal_3P_1/0AA_1/0AA(N) | 8105801 | no | no |  |  | no |  |  | 0 | 0 | 0 | 0
oh_line_8105801_200967057 |  | AD | node_8105801_200967096 | node_intto1_8105801_200967057 | 82.92 | bal_1P_1/0AA | 8105801 | no | no |  |  | no |  |  | 0 | 0 | 0 | 0
oh_line_8105801_200967096 |  | AD | node_8105801_200967097 | node_intto1_8105801_200967096 | 205.132 | bal_1P_1/0AA | 8105801 | no | no |  |  | no |  |  | 0 | 0 | 0 | 0
oh_line_8105801_200967097 |  | AD | node_8105801_200900717 | node_8105801_200967097 | 311.823 | bal_1P_2AC | 8105801 | no | no |  |  | no |  |  | 0 | 0 | 0 | 0
oh_line_8105801_200968057 |  | AD | node_8105801_200894957 | node_8105801_200968057 | 271.967 | bal_1P_2AC | 8105801 | no | no |  |  | no |  |  | 0 | 0 | 0 | 0
oh_line_8105801_200968058 |  | AD | node_8105801_200968057 | node_8105801_200968058 | 517.693 | bal_1P_2AC | 8105801 | no | no |  |  | no |  |  | 0 | 0 | 0 | 0
oh_line_8105801_200968059 |  | AD | node_8105801_200968058 | node_8105801_200968059 | 412.888 | bal_1P_2AC | 8105801 | no | no |  |  | no |  |  | 0 | 0 | 0 | 0
oh_line_8105801_200968449 |  | AN | node_8105801_200894904 | node_8105801_200968449 | 94.597 | bal_1P_WYECUST | 8105801 | no | no |  |  | no |  |  | 0 | 0 | 0 | 0
oh_line_8105801_200968450 |  | AN | node_8105801_200968449 | node_8105801_200968450 | 127.943 | bal_1P_WYECUST | 8105801 | no | no |  |  | no |  |  | 0 | 0 | 0 | 0
oh_line_8105801_200968452 |  | ABCN | node_8105801_200894904 | node_8105801_200968452 | 237.307 | bal_3P_1/0AA_1/0AA(N) | 8105801 | no | no |  |  | no |  |  | 0 | 0 | 0 | 0
oh_line_8105801_200968453 |  | ABCN | node_8105801_200968452 | node_8105801_200968453 | 147.731 | bal_3P_1/0AA_1/0AA(N) | 8105801 | no | no |  |  | no |  |  | 0 | 0 | 0 | 0
oh_line_8105801_200968454 |  | ABCN | node_8105801_200959303 | node_8105801_200968454 | 292.351 | bal_3P_1/0AA_1/0AA(N) | 8105801 | no | no |  |  | no |  |  | 0 | 0 | 0 | 0
oh_line_8105801_200968455 |  | ABCN | node_8105801_200968454 | node_8105801_200968455 | 264.608 | bal_3P_1/0AA_1/0AA(N) | 8105801 | no | no |  |  | no |  |  | 0 | 0 | 0 | 0
oh_line_8105801_200968456 |  | ABCN | node_8105801_200968455 | node_8105801_200968456 | 276.199 | bal_3P_1/0AA_1/0AA(N) | 8105801 | no | no |  |  | no |  |  | 0 | 0 | 0 | 0
oh_line_8105801_200968483 |  | AN | node_8105801_200968523 | node_8105801_200968483 | 276.373 | bal_1P_1/0AA_1/0AA(N) | 8105801 | no | no |  |  | no |  |  | 0 | 0 | 0 | 0
oh_line_8105801_200968484 |  | AN | node_8105801_200968483 | node_intto1_8105801_200968484 | 160.789 | bal_1P_1/0AA_1/0AA(N) | 8105801 | no | no |  |  | no |  |  | 0 | 0 | 0 | 0
oh_line_8105801_200968523 |  | ABCN | node_8105801_200968456 | node_8105801_200968523 | 269.75 | bal_3P_1/0AA_1/0AA(N) | 8105801 | no | no |  |  | no |  |  | 0 | 0 | 0 | 0
oh_line_8105801_200968524 |  | ABN | node_8105801_200894967 | node_8105801_200968524 | 144.498 | bal_2P_1/0AC_1/0AA(N) | 8105801 | no | no |  |  | no |  |  | 0 | 0 | 0 | 0
oh_line_8105801_200970192 |  | AD | node_8105801_200895488 | node_8105801_200970192 | 319.594 | bal_1P_2AC | 8105801 | no | no |  |  | no |  |  | 0 | 0 | 0 | 0
oh_line_8105801_200974254 |  | AD | node_8105801_200895788 | node_8105801_200974254 | 163.4 | bal_1P_2AC | 8105801 | no | no |  |  | no |  |  | 0 | 0 | 0 | 0
oh_line_8105801_200974255 |  | AN | node_8105801_200974254 | node_intto1_8105801_200974255 | 247.948 | bal_1P_DELTACUST | 8105801 | no | no |  |  | no |  |  | 0 | 0 | 0 | 0
oh_line_8105801_200974353 |  | AD | node_8105801_200894982 | node_8105801_200974353 | 358.262 | bal_1P_2AC | 8105801 | no | no |  |  | no |  |  | 0 | 0 | 0 | 0
oh_line_8105801_200974354 |  | AD | node_8105801_200895887 | node_intto1_8105801_200974354 | 390.638 | bal_1P_2AC | 8105801 | no | no |  |  | no |  |  | 0 | 0 | 0 | 0
oh_line_8105801_200975929 |  | AD | node_8105801_200894943 | node_8105801_200975929 | 487.919 | bal_1P_2AC | 8105801 | no | no |  |  | no |  |  | 0 | 0 | 0 | 0
oh_line_8105801_200977067 |  | ABCN | node_8105801_200899369 | node_intto1_8105801_200977067 | 192.006 | bal_3P_477AL_4/0AA(N) | 8105801 | no | no |  |  | no |  |  | 0 | 0 | 0 | 0
oh_line_8105801_200977089 |  | ABCN | node_8105801_200900697 | node_8105801_200977089 | 175.747 | bal_3P_477AL_4/0AA(N) | 8105801 | no | no |  |  | no |  |  | 0 | 0 | 0 | 0
oh_line_8105801_200977101 |  | AD | node_8105801_200901139 | node_8105801_200977101 | 77.511 | bal_1P_1/0AA | 8105801 | no | no |  |  | no |  |  | 0 | 0 | 0 | 0
oh_line_8105801_200977102 |  | AD | node_8105801_200977101 | node_8105801_200977102 | 231.042 | bal_1P_1/0AA | 8105801 | no | no |  |  | no |  |  | 0 | 0 | 0 | 0
oh_line_8105801_200977808 |  | AN | node_8105801_200900467 | node_8105801_200977808 | 127.095 | bal_1P_1/0AA_1/0AA(N) | 8105801 | no | no |  |  | no |  |  | 0 | 0 | 0 | 0
oh_line_8105801_200978663 |  | AN | node_8105801_200977808 | node_8105801_200978663 | 276.337 | bal_1P_1/0AA_1/0AA(N) | 8105801 | no | no |  |  | no |  |  | 0 | 0 | 0 | 0
oh_line_8105801_200978664 |  | AN | node_8105801_200978663 | node_8105801_200978664 | 221.742 | bal_1P_1/0AC_1/0AA(N) | 8105801 | no | no |  |  | no |  |  | 0 | 0 | 0 | 0
oh_line_8105801_200978665 |  | AN | node_8105801_200978664 | node_8105801_200978665 | 231.27 | bal_1P_1/0AC_1/0AA(N) | 8105801 | no | no |  |  | no |  |  | 0 | 0 | 0 | 0
oh_line_8105801_200978666 |  | AD | node_8105801_200900486 | node_8105801_200978666 | 179.046 | bal_1P_1/0AA | 8105801 | no | no |  |  | no |  |  | 0 | 0 | 0 | 0
oh_line_8105801_200978667 |  | AD | node_8105801_200978666 | node_8105801_200978667 | 133.588 | bal_1P_1/0AA | 8105801 | no | no |  |  | no |  |  | 0 | 0 | 0 | 0
oh_line_8105801_200978668 |  | AD | node_8105801_200978667 | node_intto1_8105801_200978668 | 299.826 | bal_1P_1/0AA | 8105801 | no | no |  |  | no |  |  | 0 | 0 | 0 | 0
oh_line_8105801_200978669 |  | AD | node_8105801_200978668 | node_intto1_8105801_200978669 | 241.864 | bal_1P_1/0AA | 8105801 | no | no |  |  | no |  |  | 0 | 0 | 0 | 0
oh_line_8105801_200978892 |  | AD | node_8105801_200898804 | node_8105801_200978892 | 276.194 | bal_1P_1/0AC | 8105801 | no | no |  |  | no |  |  | 0 | 0 | 0 | 0
oh_line_8105801_200980255 |  | AD | node_8105801_200900605 | node_8105801_200980255 | 89.438 | bal_1P_1/0AA | 8105801 | no | no |  |  | no |  |  | 0 | 0 | 0 | 0
oh_line_8105801_200981641 |  | AD | node_8105801_200900500 | node_8105801_200981641 | 306.525 | bal_1P_2AC | 8105801 | no | no |  |  | no |  |  | 0 | 0 | 0 | 0
oh_line_8105801_200981815 |  | AD | node_8105801_200901085 | node_8105801_200981815 | 115.023 | bal_1P_1/0AA | 8105801 | no | no |  |  | no |  |  | 0 | 0 | 0 | 0
oh_line_8105801_200982623 |  | AD | node_8105801_200895794 | node_8105801_200982623 | 163.983 | bal_1P_1/0AA | 8105801 | no | no |  |  | no |  |  | 0 | 0 | 0 | 0
oh_line_8105801_200983377 |  | AD | node_8105801_200900553 | node_8105801_200983377 | 142.873 | bal_1P_1/0AA | 8105801 | no | no |  |  | no |  |  | 0 | 0 | 0 | 0
oh_line_8105801_201008524 |  | ABCN | node_8105801_200900435 | node_8105801_201008524 | 228.112 | bal_3P_477AL_4/0AA(N) | 8105801 | no | no |  |  | no |  |  | 0 | 0 | 0 | 0
oh_line_8105801_201008697 |  | AD | node_8105801_200895913 | node_8105801_201008697 | 203.051 | bal_1P_2AC | 8105801 | no | no |  |  | no |  |  | 0 | 0 | 0 | 0
oh_line_8105801_201011852 |  | AD | node_8105801_200895794 | node_8105801_201011852 | 307.9 | bal_1P_2AC | 8105801 | no | no |  |  | no |  |  | 0 | 0 | 0 | 0
oh_line_8105801_201013593 |  | AD | node_8105801_200900623 | node_8105801_201013593 | 125.869 | bal_1P_2AC | 8105801 | no | no |  |  | no |  |  | 0 | 0 | 0 | 0
oh_line_8105801_201020344 |  | AD | node_8105801_200894922 | node_8105801_201020344 | 228.226 | bal_1P_2AC | 8105801 | no | no |  |  | no |  |  | 0 | 0 | 0 | 0
oh_line_8105801_201020345 |  | AD | node_8105801_201020344 | node_intto1_8105801_201020345 | 330.445 | bal_1P_2AC | 8105801 | no | no |  |  | no |  |  | 0 | 0 | 0 | 0
oh_line_8105801_201022056 |  | ABCN | node_8105801_200900337 | node_8105801_201022056 | 108.757 | bal_3P_477AL_4/0AA(N) | 8105801 | no | no |  |  | no |  |  | 0 | 0 | 0 | 0
oh_line_8105801_201046971 |  | ABCN | node_8105801_200896496 | node_8105801_201046971 | 122.333 | bal_3P_4/0AC_4/0AA(N) | 8105801 | no | no |  |  | no |  |  | 0 | 0 | 0 | 0
oh_line_8105801_201054991 |  | ABCN | node_8105801_201054992 | node_8105801_201054991 | 179.472 | bal_3P_1/0AA_1/0AA(N) | 8105801 | no | no |  |  | no |  |  | 0 | 0 | 0 | 0
oh_line_8105801_201054992 |  | ABCN | node_8105801_200894967 | node_8105801_201054992 | 262.689 | bal_3P_1/0AA_1/0AA(N) | 8105801 | no | no |  |  | no |  |  | 0 | 0 | 0 | 0
oh_line_8105801_201054993 |  | ABCN | node_8105801_201054992 | node_8105801_201054993 | 193.797 | bal_3P_1/0AA_1/0AA(N) | 8105801 | no | no |  |  | no |  |  | 0 | 0 | 0 | 0
oh_line_8105801_201058210 |  | AN | node_8105801_200978665 | node_8105801_201058210 | 213.675 | bal_1P_1/0AC_1/0AA(N) | 8105801 | no | no |  |  | no |  |  | 0 | 0 | 0 | 0
oh_line_8105801_201063654 |  | ABCN | node_8105801_200899373 | node_8105801_201063654 | 67.94 | bal_3P_477AL_4/0AA(N) | 8105801 | no | no |  |  | no |  |  | 0 | 0 | 0 | 0
oh_line_8105801_201063807 |  | ABCN | node_8105801_200900346 | node_8105801_201063807 | 217.416 | bal_3P_477AL_4/0AA(N) | 8105801 | no | no |  |  | no |  |  | 0 | 0 | 0 | 0
oh_line_8105801_201067629 |  | AN | node_8105801_201008524 | node_8105801_201067629 | 197.427 | bal_1P_1/0AA_1/0AA(N) | 8105801 | no | no |  |  | no |  |  | 0 | 0 | 0 | 0
oh_line_8105801_310004792 |  | AD | node_8105801_200894952 | node_8105801_310004792 | 205.91 | bal_1P_2AC | 8105801 | no | no |  |  | no |  |  | 0 | 0 | 0 | 0
oh_line_8105801_310005187 |  | AN | node_8105801_200897098 | node_8105801_310005187 | 63.28 | bal_1P_DELTACUST | 8105801 | no | no |  |  | no |  |  | 0 | 0 | 0 | 0
oh_line_8105801_310005198 |  | AN | node_8105801_200900444 | node_8105801_310005198 | 239.542 | bal_1P_WYECUST | 8105801 | no | no |  |  | no |  |  | 0 | 0 | 0 | 0
oh_line_8105801_310005207 |  | AD | node_8105801_200901050 | node_8105801_310005207 | 177.164 | bal_1P_4/0AC | 8105801 | no | no |  |  | no |  |  | 0 | 0 | 0 | 0
oh_line_8105801_310007995 |  | AD | node_8105801_200900529 | node_8105801_310007995 | 100.723 | bal_1P_2AC | 8105801 | no | no |  |  | no |  |  | 0 | 0 | 0 | 0
oh_line_8105801_310007998 |  | AD | node_8105801_200900530 | node_8105801_310007998 | 203.279 | bal_1P_2AC | 8105801 | no | no |  |  | no |  |  | 0 | 0 | 0 | 0
oh_line_8105801_310012870 |  | AN | node_8105801_311914402 | node_8105801_310012870 | 30.109 | bal_1P_1/0AA_1/0AA(N) | 8105801 | no | no |  |  | no |  |  | 0 | 0 | 0 | 0
oh_line_8105801_310029145 |  | AD | node_8105801_200895013 | node_intto1_8105801_310029145 | 379.35 | bal_1P_1/0AA | 8105801 | no | no |  |  | no |  |  | 0 | 0 | 0 | 0
oh_line_8105801_311900164 |  | ABCN | node_8105801_200894916 | node_8105801_311900164 | 25.491 | bal_3P_1/0AA_1/0AA(N) | 8105801 | no | no |  |  | no |  |  | 0 | 0 | 0 | 0
oh_line_8105801_311914275-1 |  | AN | node_8105801_200900693 | node_intto1_220387299 | 10.441 | bal_1P_477AL_4/0AA(N) | 8105801 | no | no |  |  | no |  |  | 0 | 0 | 0 | 0
oh_line_8105801_311914275-2 |  | AN | node_220387299 | node_intto1_220465212 | 2.622 | bal_1P_477AL_4/0AA(N) | 8105801 | no | no |  |  | no |  |  | 0 | 0 | 0 | 0
oh_line_8105801_311914275-3 |  | AN | node_220465212 | node_intto1_220415731 | 3.556 | bal_1P_477AL_4/0AA(N) | 8105801 | no | no |  |  | no |  |  | 0 | 0 | 0 | 0
oh_line_8105801_311914275-4 |  | AN | node_220415731 | node_8105801_311914275 | 2.893 | bal_1P_477AL_4/0AA(N) | 8105801 | no | no |  |  | no |  |  | 0 | 0 | 0 | 0
oh_line_8105801_311914277-1 |  | AN | node_220523549 | node_8105801_311914277 | 9.511 | bal_1P_1/0AA_1/0AA(N) | 8105801 | no | no |  |  | no |  |  | 0 | 0 | 0 | 0
oh_line_8105801_311914277-2 |  | AN | node_312012107 | node_intto1_220523549 | 15.495 | bal_1P_1/0AA_1/0AA(N) | 8105801 | no | no |  |  | no |  |  | 0 | 0 | 0 | 0
oh_line_8105801_311914277-3 |  | AN | node_8105801_200901088 | node_intto1_312012107 | 13.887 | bal_1P_1/0AA_1/0AA(N) | 8105801 | no | no |  |  | no |  |  | 0 | 0 | 0 | 0
oh_line_8105801_311914402-1 |  | AN | node_310025625 | node_8105801_311914402 | 3.9 | bal_1P_1/0AA_1/0AA(N) | 8105801 | no | no |  |  | no |  |  | 0 | 0 | 0 | 0
oh_line_8105801_311914402-2 |  | AN | node_310063988 | node_intto1_310025625 | 3.678 | bal_1P_1/0AA_1/0AA(N) | 8105801 | no | no |  |  | no |  |  | 0 | 0 | 0 | 0
oh_line_8105801_311914402-3 |  | AN | node_8105801_200968455 | node_intto1_310063988 | 3.688 | bal_1P_1/0AA_1/0AA(N) | 8105801 | no | no |  |  | no |  |  | 0 | 0 | 0 | 0
oh_line_8105801_311933657 |  | ABCN | node_8105801_311933658 | node_8105801_311933657 | 23.751 | bal_3P_477AL_4/0AA(N) | 8105801 | no | no |  |  | no |  |  | 0 | 0 | 0 | 0
oh_line_8105801_311933658 |  | ABCN | node_8105801_200894789 | node_8105801_311933658 | 169.784 | bal_3P_477AL_4/0AA(N) | 8105801 | no | no |  |  | no |  |  | 0 | 0 | 0 | 0
oh_line_8105801_311996692 |  | AD | node_8105801_200898794 | node_8105801_311996692 | 112.635 | bal_1P_2AC | 8105801 | no | no |  |  | no |  |  | 0 | 0 | 0 | 0
oh_line_8105801_312034884 |  | AN | node_8105801_200968450 | node_8105801_312034884 | 98.716 | bal_1P_WYECUST | 8105801 | no | no |  |  | no |  |  | 0 | 0 | 0 | 0
oh_line_8105801_312034886 |  | AN | node_8105801_312034884 | node_8105801_312034886 | 345.352 | bal_1P_WYECUST | 8105801 | no | no |  |  | no |  |  | 0 | 0 | 0 | 0
oh_line_8105801_312082804 |  | ABCN | node_8105801_200965862 | node_8105801_312082804 | 156.815 | bal_3P_1/0AA_1/0AA(N) | 8105801 | no | no |  |  | no |  |  | 0 | 0 | 0 | 0
oh_line_8105801_312082805 |  | ABCN | node_8105801_312082804 | node_8105801_312082805 | 63.856 | bal_3P_1/0AA_1/0AA(N) | 8105801 | no | no |  |  | no |  |  | 0 | 0 | 0 | 0
oh_line_8105801_312082807-1 |  | ABCN | node_8105801_312082805 | node_intto1_312082817 | 6.132 | bal_3P_1/0AA_1/0AA(N) | 8105801 | no | no |  |  | no |  |  | 0 | 0 | 0 | 0
oh_line_8105801_312082807-2 |  | ABCN | node_312082817 | node_intto1_515-R1-312082839 | 5.437 | bal_3P_1/0AA_1/0AA(N) | 8105801 | no | no |  |  | no |  |  | 0 | 0 | 0 | 0
oh_line_8105801_312082807-3 |  | ABCN | node_515-R1-312082839 | node_8105801_312082807 | 52.069 | bal_3P_1/0AA_1/0AA(N) | 8105801 | no | no |  |  | no |  |  | 0 | 0 | 0 | 0
oh_line_8105801_312135215 |  | AD | node_8105801_200951799 | node_8105801_312135215 | 217.005 | bal_1P_2AC | 8105801 | no | no |  |  | no |  |  | 0 | 0 | 0 | 0
oh_line_TAP_OH_915449 |  | ABCN | node_8105801_200894782 | node_1328652_614_15287372_242 | 0.033 | unb_TAPWIRE_OH | 8105801 | no | no |  |  | no |  |  | 0 | 0 | 0 | 0
oh_line_TAP_OH_915450 |  | ABCN | node_8105801_200894783 | node_1328513_255_15287274_599 | 0.033 | unb_TAPWIRE_OH | 8105801 | no | no |  |  | no |  |  | 0 | 0 | 0 | 0
oh_line_TAP_OH_915451 |  | ABCN | node_8105801_200894785 | node_1328156_618_15287328_589 | 0.033 | unb_TAPWIRE_OH | 8105801 | no | no |  |  | no |  |  | 0 | 0 | 0 | 0
oh_line_TAP_OH_915452 |  | ABCN | node_8105801_200894789 | node_1327696_841_15287306_443 | 0.033 | unb_TAPWIRE_OH | 8105801 | no | no |  |  | no |  |  | 0 | 0 | 0 | 0
oh_line_TAP_OH_915453 |  | AN | node_8105801_200894793 | node_1327272_254_15287618_101 | 0.033 | unb_TAPWIRE_OH | 8105801 | no | no |  |  | no |  |  | 0 | 0 | 0 | 0
oh_line_TAP_OH_915508 |  | AN | node_8105801_200894898 | node_1321048_709_15302125_396 | 0.033 | unb_TAPWIRE_OH | 8105801 | no | no |  |  | no |  |  | 0 | 0 | 0 | 0
oh_line_TAP_OH_915509 |  | AN | node_8105801_200894899 | node_1320132_38_15300200_933 | 0.033 | unb_TAPWIRE_OH | 8105801 | no | no |  |  | no |  |  | 0 | 0 | 0 | 0
oh_line_TAP_OH_915510 |  | ABCN | node_8105801_200894903 | node_1320053_598_15301658_611 | 0.033 | unb_TAPWIRE_OH | 8105801 | no | no |  |  | no |  |  | 0 | 0 | 0 | 0
oh_line_TAP_OH_915511 |  | ABCN | node_8105801_200894908 | node_1320190_23_15302445_337 | 0.033 | unb_TAPWIRE_OH | 8105801 | no | no |  |  | no |  |  | 0 | 0 | 0 | 0
oh_line_TAP_OH_915512 |  | AN | node_8105801_200894922 | node_1320095_277_15304683_677 | 0.033 | unb_TAPWIRE_OH | 8105801 | no | no |  |  | no |  |  | 0 | 0 | 0 | 0
oh_line_TAP_OH_915513 |  | AN | node_8105801_200894927 | node_1320109_751_15305424_272 | 0.033 | unb_TAPWIRE_OH | 8105801 | no | no |  |  | no |  |  | 0 | 0 | 0 | 0
oh_line_TAP_OH_915514 |  | ABCN | node_8105801_200894929 | node_1319101_06_15297810_115 | 0.033 | unb_TAPWIRE_OH | 8105801 | no | no |  |  | no |  |  | 0 | 0 | 0 | 0
oh_line_TAP_OH_915515 |  | AN | node_8105801_200894935 | node_1320413_462_15306972_956 | 0.033 | unb_TAPWIRE_OH | 8105801 | no | no |  |  | no |  |  | 0 | 0 | 0 | 0
oh_line_TAP_OH_915516 |  | AN | node_8105801_200894940 | node_1321735_858_15308717_493 | 0.033 | unb_TAPWIRE_OH | 8105801 | no | no |  |  | no |  |  | 0 | 0 | 0 | 0
oh_line_TAP_OH_915517 |  | AN | node_8105801_200894941 | node_1322031_645_15309127_272 | 0.033 | unb_TAPWIRE_OH | 8105801 | no | no |  |  | no |  |  | 0 | 0 | 0 | 0
oh_line_TAP_OH_915518 |  | AN | node_8105801_200894943 | node_1322403_168_15309423_505 | 0.033 | unb_TAPWIRE_OH | 8105801 | no | no |  |  | no |  |  | 0 | 0 | 0 | 0
oh_line_TAP_OH_915519 |  | AN | node_8105801_200894948 | node_1323039_245_15310102_392 | 0.033 | unb_TAPWIRE_OH | 8105801 | no | no |  |  | no |  |  | 0 | 0 | 0 | 0
oh_line_TAP_OH_915520 |  | AN | node_8105801_200894949 | node_1323221_931_15310307_236 | 0.033 | unb_TAPWIRE_OH | 8105801 | no | no |  |  | no |  |  | 0 | 0 | 0 | 0
oh_line_TAP_OH_915521 |  | AN | node_8105801_200894953 | node_1323434_819_15311195_763 | 0.033 | unb_TAPWIRE_OH | 8105801 | no | no |  |  | no |  |  | 0 | 0 | 0 | 0
oh_line_TAP_OH_915522 |  | AN | node_8105801_200894954 | node_1322941_751_15311231_739 | 0.033 | unb_TAPWIRE_OH | 8105801 | no | no |  |  | no |  |  | 0 | 0 | 0 | 0
oh_line_TAP_OH_915523 |  | AN | node_8105801_200894956 | node_1323544_776_15311525_992 | 0.033 | unb_TAPWIRE_OH | 8105801 | no | no |  |  | no |  |  | 0 | 0 | 0 | 0
oh_line_TAP_OH_915524 |  | AN | node_8105801_200894958 | node_1323867_906_15311858_301 | 0.033 | unb_TAPWIRE_OH | 8105801 | no | no |  |  | no |  |  | 0 | 0 | 0 | 0
oh_line_TAP_OH_915525 |  | AN | node_8105801_200894959 | node_1324144_898_15311933_132 | 0.033 | unb_TAPWIRE_OH | 8105801 | no | no |  |  | no |  |  | 0 | 0 | 0 | 0
oh_line_TAP_OH_915526 |  | AN | node_8105801_200894965 | node_1323626_91_15313496_66 | 0.033 | unb_TAPWIRE_OH | 8105801 | no | no |  |  | no |  |  | 0 | 0 | 0 | 0
oh_line_TAP_OH_915527 |  | ABCN | node_8105801_200894966 | node_1319498_425_15298215_149 | 0.033 | unb_TAPWIRE_OH | 8105801 | no | no |  |  | no |  |  | 0 | 0 | 0 | 0
oh_line_TAP_OH_915528 |  | ABN | node_8105801_200894970 | node_1319950_125_15298620_667 | 0.033 | unb_TAPWIRE_OH | 8105801 | no | no |  |  | no |  |  | 0 | 0 | 0 | 0
oh_line_TAP_OH_915529 |  | AN | node_8105801_200894972 | node_1323475_032_15314055_187 | 0.033 | unb_TAPWIRE_OH | 8105801 | no | no |  |  | no |  |  | 0 | 0 | 0 | 0
oh_line_TAP_OH_915530 |  | AN | node_8105801_200894976 | node_1323147_398_15314584_699 | 0.033 | unb_TAPWIRE_OH | 8105801 | no | no |  |  | no |  |  | 0 | 0 | 0 | 0
oh_line_TAP_OH_915531 |  | AN | node_8105801_200894978 | node_1323779_472_15314793_685 | 0.033 | unb_TAPWIRE_OH | 8105801 | no | no |  |  | no |  |  | 0 | 0 | 0 | 0
oh_line_TAP_OH_915532 |  | AN | node_8105801_200894980 | node_1323832_721_15315419_933 | 0.033 | unb_TAPWIRE_OH | 8105801 | no | no |  |  | no |  |  | 0 | 0 | 0 | 0
oh_line_TAP_OH_915533 |  | AN | node_8105801_200894982 | node_1323945_741_15315770_783 | 0.033 | unb_TAPWIRE_OH | 8105801 | no | no |  |  | no |  |  | 0 | 0 | 0 | 0
oh_line_TAP_OH_915534 |  | AN | node_8105801_200894988 | node_1324458_197_15317111_086 | 0.033 | unb_TAPWIRE_OH | 8105801 | no | no |  |  | no |  |  | 0 | 0 | 0 | 0
oh_line_TAP_OH_915535 |  | AN | node_8105801_200894992 | node_1324713_171_15317709_56 | 0.033 | unb_TAPWIRE_OH | 8105801 | no | no |  |  | no |  |  | 0 | 0 | 0 | 0
oh_line_TAP_OH_915536 |  | AN | node_8105801_200894995 | node_1324734_309_15318133_968 | 0.033 | unb_TAPWIRE_OH | 8105801 | no | no |  |  | no |  |  | 0 | 0 | 0 | 0
oh_line_TAP_OH_915537 |  | AN | node_8105801_200894997 | node_1325036_605_15318092_259 | 0.033 | unb_TAPWIRE_OH | 8105801 | no | no |  |  | no |  |  | 0 | 0 | 0 | 0
oh_line_TAP_OH_915538 |  | AN | node_8105801_200894998 | node_1325159_027_15318379_396 | 0.033 | unb_TAPWIRE_OH | 8105801 | no | no |  |  | no |  |  | 0 | 0 | 0 | 0
oh_line_TAP_OH_915539 |  | AN | node_8105801_200895000 | node_1325367_278_15318575_1 | 0.033 | unb_TAPWIRE_OH | 8105801 | no | no |  |  | no |  |  | 0 | 0 | 0 | 0
oh_line_TAP_OH_915540 |  | AN | node_8105801_200895001 | node_1325490_504_15318815_122 | 0.033 | unb_TAPWIRE_OH | 8105801 | no | no |  |  | no |  |  | 0 | 0 | 0 | 0
oh_line_TAP_OH_915541 |  | AN | node_8105801_200895002 | node_1319759_036_15299299_575 | 0.033 | unb_TAPWIRE_OH | 8105801 | no | no |  |  | no |  |  | 0 | 0 | 0 | 0
oh_line_TAP_OH_915542 |  | AN | node_8105801_200895003 | node_1319796_568_15299726_104 | 0.033 | unb_TAPWIRE_OH | 8105801 | no | no |  |  | no |  |  | 0 | 0 | 0 | 0
oh_line_TAP_OH_915543 |  | AN | node_8105801_200895006 | node_1319798_411_15300262_574 | 0.033 | unb_TAPWIRE_OH | 8105801 | no | no |  |  | no |  |  | 0 | 0 | 0 | 0
oh_line_TAP_OH_915544 |  | AN | node_8105801_200895009 | node_1320070_939_15300710_63 | 0.033 | unb_TAPWIRE_OH | 8105801 | no | no |  |  | no |  |  | 0 | 0 | 0 | 0
oh_line_TAP_OH_915545 |  | ABCN | node_8105801_200895012 | node_1319999_474_15301400_166 | 0.033 | unb_TAPWIRE_OH | 8105801 | no | no |  |  | no |  |  | 0 | 0 | 0 | 0
oh_line_TAP_OH_915546 |  | AN | node_8105801_200895013 | node_1319924_87_15304764_294 | 0.033 | unb_TAPWIRE_OH | 8105801 | no | no |  |  | no |  |  | 0 | 0 | 0 | 0
oh_line_TAP_OH_915548 |  | AN | node_8105801_200895017 | node_1318706_202_15306327_396 | 0.033 | unb_TAPWIRE_OH | 8105801 | no | no |  |  | no |  |  | 0 | 0 | 0 | 0
oh_line_TAP_OH_915550 |  | AN | node_8105801_200895020 | node_1319329_894_15304479_498 | 0.033 | unb_TAPWIRE_OH | 8105801 | no | no |  |  | no |  |  | 0 | 0 | 0 | 0
oh_line_TAP_OH_915551 |  | AN | node_8105801_200895024 | node_1318987_907_15305525_953 | 0.033 | unb_TAPWIRE_OH | 8105801 | no | no |  |  | no |  |  | 0 | 0 | 0 | 0
oh_line_TAP_OH_915552 |  | AN | node_8105801_200895028 | node_1318811_538_15306107_652 | 0.033 | unb_TAPWIRE_OH | 8105801 | no | no |  |  | no |  |  | 0 | 0 | 0 | 0
oh_line_TAP_OH_915707 |  | AN | node_8105801_200895472 | node_1312439_499_15302410_839 | 0.033 | unb_TAPWIRE_OH | 8105801 | no | no |  |  | no |  |  | 0 | 0 | 0 | 0
oh_line_TAP_OH_915708 |  | AN | node_8105801_200895474 | node_1312128_475_15302461_114 | 0.033 | unb_TAPWIRE_OH | 8105801 | no | no |  |  | no |  |  | 0 | 0 | 0 | 0
oh_line_TAP_OH_915709 |  | AN | node_8105801_200895475 | node_1312510_515_15302836_831 | 0.033 | unb_TAPWIRE_OH | 8105801 | no | no |  |  | no |  |  | 0 | 0 | 0 | 0
oh_line_TAP_OH_915710 |  | AN | node_8105801_200895478 | node_1312379_341_15303528_993 | 0.033 | unb_TAPWIRE_OH | 8105801 | no | no |  |  | no |  |  | 0 | 0 | 0 | 0
oh_line_TAP_OH_915711 |  | AN | node_8105801_200895480 | node_1313244_89_15303459_897 | 0.033 | unb_TAPWIRE_OH | 8105801 | no | no |  |  | no |  |  | 0 | 0 | 0 | 0
oh_line_TAP_OH_915712 |  | AN | node_8105801_200895485 | node_1312422_998_15300381_617 | 0.033 | unb_TAPWIRE_OH | 8105801 | no | no |  |  | no |  |  | 0 | 0 | 0 | 0
oh_line_TAP_OH_915714 |  | AN | node_8105801_200895489 | node_1311941_968_15301537_327 | 0.033 | unb_TAPWIRE_OH | 8105801 | no | no |  |  | no |  |  | 0 | 0 | 0 | 0
oh_line_TAP_OH_915817 |  | AN | node_8105801_200895771 | node_1334932_125_15292404_943 | 0.033 | unb_TAPWIRE_OH | 8105801 | no | no |  |  | no |  |  | 0 | 0 | 0 | 0
oh_line_TAP_OH_915818 |  | AN | node_8105801_200895772 | node_1334955_232_15295364_107 | 0.033 | unb_TAPWIRE_OH | 8105801 | no | no |  |  | no |  |  | 0 | 0 | 0 | 0
oh_line_TAP_OH_915819 |  | AN | node_8105801_200895773 | node_1334663_578_15295396_836 | 0.033 | unb_TAPWIRE_OH | 8105801 | no | no |  |  | no |  |  | 0 | 0 | 0 | 0
oh_line_TAP_OH_915820 |  | AN | node_8105801_200895774 | node_1334332_378_15295577_731 | 0.033 | unb_TAPWIRE_OH | 8105801 | no | no |  |  | no |  |  | 0 | 0 | 0 | 0
oh_line_TAP_OH_915821 |  | AN | node_8105801_200895776 | node_1334024_143_15295560_659 | 0.033 | unb_TAPWIRE_OH | 8105801 | no | no |  |  | no |  |  | 0 | 0 | 0 | 0
oh_line_TAP_OH_915822 |  | AN | node_8105801_200895778 | node_1333724_75_15295549_116 | 0.033 | unb_TAPWIRE_OH | 8105801 | no | no |  |  | no |  |  | 0 | 0 | 0 | 0
oh_line_TAP_OH_915823 |  | AN | node_8105801_200895780 | node_1333371_621_15295546_77 | 0.033 | unb_TAPWIRE_OH | 8105801 | no | no |  |  | no |  |  | 0 | 0 | 0 | 0
oh_line_TAP_OH_915824 |  | AN | node_8105801_200895782 | node_1333029_453_15295478_076 | 0.033 | unb_TAPWIRE_OH | 8105801 | no | no |  |  | no |  |  | 0 | 0 | 0 | 0
oh_line_TAP_OH_915825 |  | AN | node_8105801_200895784 | node_1332827_272_15295542_06 | 0.033 | unb_TAPWIRE_OH | 8105801 | no | no |  |  | no |  |  | 0 | 0 | 0 | 0
oh_line_TAP_OH_915826 |  | AN | node_8105801_200895786 | node_1332650_396_15295469_876 | 0.033 | unb_TAPWIRE_OH | 8105801 | no | no |  |  | no |  |  | 0 | 0 | 0 | 0
oh_line_TAP_OH_915827 |  | AN | node_8105801_200895788 | node_1332320_762_15295421_51 | 0.033 | unb_TAPWIRE_OH | 8105801 | no | no |  |  | no |  |  | 0 | 0 | 0 | 0
oh_line_TAP_OH_915828 |  | AN | node_8105801_200895789 | node_1331982_053_15295379_968 | 0.033 | unb_TAPWIRE_OH | 8105801 | no | no |  |  | no |  |  | 0 | 0 | 0 | 0
oh_line_TAP_OH_915829 |  | AN | node_8105801_200895790 | node_1335322_419_15292665_017 | 0.033 | unb_TAPWIRE_OH | 8105801 | no | no |  |  | no |  |  | 0 | 0 | 0 | 0
oh_line_TAP_OH_915830 |  | AN | node_8105801_200895794 | node_1331312_285_15295347_107 | 0.033 | unb_TAPWIRE_OH | 8105801 | no | no |  |  | no |  |  | 0 | 0 | 0 | 0
oh_line_TAP_OH_915831 |  | AN | node_8105801_200895795 | node_1330922_011_15295344_904 | 0.033 | unb_TAPWIRE_OH | 8105801 | no | no |  |  | no |  |  | 0 | 0 | 0 | 0
oh_line_TAP_OH_915832 |  | AN | node_8105801_200895796 | node_1330438_104_15295326_971 | 0.033 | unb_TAPWIRE_OH | 8105801 | no | no |  |  | no |  |  | 0 | 0 | 0 | 0
oh_line_TAP_OH_915833 |  | AN | node_8105801_200895800 | node_1329642_145_15295288_64 | 0.033 | unb_TAPWIRE_OH | 8105801 | no | no |  |  | no |  |  | 0 | 0 | 0 | 0
oh_line_TAP_OH_915834 |  | AN | node_8105801_200895801 | node_1329347_701_15295279_226 | 0.033 | unb_TAPWIRE_OH | 8105801 | no | no |  |  | no |  |  | 0 | 0 | 0 | 0
oh_line_TAP_OH_915835 |  | AN | node_8105801_200895802 | node_1329045_446_15295270_597 | 0.033 | unb_TAPWIRE_OH | 8105801 | no | no |  |  | no |  |  | 0 | 0 | 0 | 0
oh_line_TAP_OH_915836 |  | AN | node_8105801_200895804 | node_1335293_92_15293063_148 | 0.033 | unb_TAPWIRE_OH | 8105801 | no | no |  |  | no |  |  | 0 | 0 | 0 | 0
oh_line_TAP_OH_915837 |  | AN | node_8105801_200895806 | node_1328635_858_15295263_8 | 0.033 | unb_TAPWIRE_OH | 8105801 | no | no |  |  | no |  |  | 0 | 0 | 0 | 0
oh_line_TAP_OH_915838 |  | AN | node_8105801_200895811 | node_1335885_128_15293247_121 | 0.033 | unb_TAPWIRE_OH | 8105801 | no | no |  |  | no |  |  | 0 | 0 | 0 | 0
oh_line_TAP_OH_915839 |  | AN | node_8105801_200895814 | node_1335322_779_15293750_489 | 0.033 | unb_TAPWIRE_OH | 8105801 | no | no |  |  | no |  |  | 0 | 0 | 0 | 0
oh_line_TAP_OH_915840 |  | AN | node_8105801_200895816 | node_1335133_582_15294000_412 | 0.033 | unb_TAPWIRE_OH | 8105801 | no | no |  |  | no |  |  | 0 | 0 | 0 | 0
oh_line_TAP_OH_915841 |  | AN | node_8105801_200895818 | node_1335103_603_15294298_349 | 0.033 | unb_TAPWIRE_OH | 8105801 | no | no |  |  | no |  |  | 0 | 0 | 0 | 0
oh_line_TAP_OH_915842 |  | AN | node_8105801_200895823 | node_1335060_328_15294469_65 | 0.033 | unb_TAPWIRE_OH | 8105801 | no | no |  |  | no |  |  | 0 | 0 | 0 | 0
oh_line_TAP_OH_915843 |  | AN | node_8105801_200895825 | node_1334976_829_15294887_265 | 0.033 | unb_TAPWIRE_OH | 8105801 | no | no |  |  | no |  |  | 0 | 0 | 0 | 0
oh_line_TAP_OH_915866 |  | AN | node_8105801_200895888 | node_1320697_824_15317072_208 | 0.033 | unb_TAPWIRE_OH | 8105801 | no | no |  |  | no |  |  | 0 | 0 | 0 | 0
oh_line_TAP_OH_915867 |  | AN | node_8105801_200895893 | node_1320127_578_15317019_209 | 0.033 | unb_TAPWIRE_OH | 8105801 | no | no |  |  | no |  |  | 0 | 0 | 0 | 0
oh_line_TAP_OH_915868 |  | AN | node_8105801_200895897 | node_1322461_546_15317167_374 | 0.033 | unb_TAPWIRE_OH | 8105801 | no | no |  |  | no |  |  | 0 | 0 | 0 | 0
oh_line_TAP_OH_915869 |  | AN | node_8105801_200895901 | node_1321109_334_15317025_796 | 0.033 | unb_TAPWIRE_OH | 8105801 | no | no |  |  | no |  |  | 0 | 0 | 0 | 0
oh_line_TAP_OH_915870 |  | AN | node_8105801_200895906 | node_1330703_481_15311253_255 | 0.033 | unb_TAPWIRE_OH | 8105801 | no | no |  |  | no |  |  | 0 | 0 | 0 | 0
oh_line_TAP_OH_915871 |  | AN | node_8105801_200895907 | node_1333841_991_15311382_516 | 0.033 | unb_TAPWIRE_OH | 8105801 | no | no |  |  | no |  |  | 0 | 0 | 0 | 0
oh_line_TAP_OH_915872 |  | AN | node_8105801_200895909 | node_1334133_322_15311426_809 | 0.033 | unb_TAPWIRE_OH | 8105801 | no | no |  |  | no |  |  | 0 | 0 | 0 | 0
oh_line_TAP_OH_915873 |  | AN | node_8105801_200895910 | node_1331026_871_15311262_63 | 0.033 | unb_TAPWIRE_OH | 8105801 | no | no |  |  | no |  |  | 0 | 0 | 0 | 0
oh_line_TAP_OH_915874 |  | AN | node_8105801_200895911 | node_1331422_264_15311283_087 | 0.033 | unb_TAPWIRE_OH | 8105801 | no | no |  |  | no |  |  | 0 | 0 | 0 | 0
oh_line_TAP_OH_915875 |  | AN | node_8105801_200895915 | node_1332569_08_15311331_653 | 0.033 | unb_TAPWIRE_OH | 8105801 | no | no |  |  | no |  |  | 0 | 0 | 0 | 0
oh_line_TAP_OH_915876 |  | AN | node_8105801_200895918 | node_1333469_78_15311368_686 | 0.033 | unb_TAPWIRE_OH | 8105801 | no | no |  |  | no |  |  | 0 | 0 | 0 | 0
oh_line_TAP_OH_915966 |  | ABCN | node_8105801_200896152 | node_1328689_303_15290090_897 | 0.033 | unb_TAPWIRE_OH | 8105801 | no | no |  |  | no |  |  | 0 | 0 | 0 | 0
oh_line_TAP_OH_915967 |  | AN | node_8105801_200896154 | node_1330948_279_15290142_079 | 0.033 | unb_TAPWIRE_OH | 8105801 | no | no |  |  | no |  |  | 0 | 0 | 0 | 0
oh_line_TAP_OH_915968 |  | AN | node_8105801_200896157 | node_1331187_166_15290457_263 | 0.033 | unb_TAPWIRE_OH | 8105801 | no | no |  |  | no |  |  | 0 | 0 | 0 | 0
oh_line_TAP_OH_915969 |  | AN | node_8105801_200896158 | node_1331182_127_15290042_971 | 0.033 | unb_TAPWIRE_OH | 8105801 | no | no |  |  | no |  |  | 0 | 0 | 0 | 0
oh_line_TAP_OH_915970 |  | AN | node_8105801_200896159 | node_1331408_366_15290120_741 | 0.033 | unb_TAPWIRE_OH | 8105801 | no | no |  |  | no |  |  | 0 | 0 | 0 | 0
oh_line_TAP_OH_915971 |  | ABCN | node_8105801_200896161 | node_1329017_798_15290123_69 | 0.033 | unb_TAPWIRE_OH | 8105801 | no | no |  |  | no |  |  | 0 | 0 | 0 | 0
oh_line_TAP_OH_915972 |  | ABCN | node_8105801_200896164 | node_1329648_045_15290066_943 | 0.033 | unb_TAPWIRE_OH | 8105801 | no | no |  |  | no |  |  | 0 | 0 | 0 | 0
oh_line_TAP_OH_915973 |  | AN | node_8105801_200896166 | node_1329953_93_15290080_373 | 0.033 | unb_TAPWIRE_OH | 8105801 | no | no |  |  | no |  |  | 0 | 0 | 0 | 0
oh_line_TAP_OH_915974 |  | AN | node_8105801_200896167 | node_1330202_758_15290094_051 | 0.033 | unb_TAPWIRE_OH | 8105801 | no | no |  |  | no |  |  | 0 | 0 | 0 | 0
oh_line_TAP_OH_916018 |  | AN | node_8105801_200896250 | node_1334977_24_15296358_271 | 0.033 | unb_TAPWIRE_OH | 8105801 | no | no |  |  | no |  |  | 0 | 0 | 0 | 0
oh_line_TAP_OH_916019 |  | AN | node_8105801_200896251 | node_1335272_071_15295549_094 | 0.033 | unb_TAPWIRE_OH | 8105801 | no | no |  |  | no |  |  | 0 | 0 | 0 | 0
oh_line_TAP_OH_916020 |  | AN | node_8105801_200896252 | node_1337834_425_15295050_538 | 0.033 | unb_TAPWIRE_OH | 8105801 | no | no |  |  | no |  |  | 0 | 0 | 0 | 0
oh_line_TAP_OH_916021 |  | AN | node_8105801_200896255 | node_1338320_236_15294801_143 | 0.033 | unb_TAPWIRE_OH | 8105801 | no | no |  |  | no |  |  | 0 | 0 | 0 | 0
oh_line_TAP_OH_916022 |  | AN | node_8105801_200896258 | node_1336050_637_15295478_698 | 0.033 | unb_TAPWIRE_OH | 8105801 | no | no |  |  | no |  |  | 0 | 0 | 0 | 0
oh_line_TAP_OH_916023 |  | AN | node_8105801_200896263 | node_1336598_602_15295410_286 | 0.033 | unb_TAPWIRE_OH | 8105801 | no | no |  |  | no |  |  | 0 | 0 | 0 | 0
oh_line_TAP_OH_916025 |  | AN | node_8105801_200896266 | node_1337085_691_15295270_376 | 0.033 | unb_TAPWIRE_OH | 8105801 | no | no |  |  | no |  |  | 0 | 0 | 0 | 0
oh_line_TAP_OH_916026 |  | AN | node_8105801_200896267 | node_1337389_287_15295136_038 | 0.033 | unb_TAPWIRE_OH | 8105801 | no | no |  |  | no |  |  | 0 | 0 | 0 | 0
oh_line_TAP_OH_916061 |  | AN | node_8105801_200896354 | node_1325332_401_15299183_25 | 0.033 | unb_TAPWIRE_OH | 8105801 | no | no |  |  | no |  |  | 0 | 0 | 0 | 0
oh_line_TAP_OH_916062 |  | AN | node_8105801_200896358 | node_1325912_203_15299131_981 | 0.033 | unb_TAPWIRE_OH | 8105801 | no | no |  |  | no |  |  | 0 | 0 | 0 | 0
oh_line_TAP_OH_916063 |  | AN | node_8105801_200896361 | node_1326036_069_15299213_299 | 0.033 | unb_TAPWIRE_OH | 8105801 | no | no |  |  | no |  |  | 0 | 0 | 0 | 0
oh_line_TAP_OH_916064 |  | AN | node_8105801_200896362 | node_1326017_414_15299541_655 | 0.033 | unb_TAPWIRE_OH | 8105801 | no | no |  |  | no |  |  | 0 | 0 | 0 | 0
oh_line_TAP_OH_916065 |  | AN | node_8105801_200896363 | node_1324271_177_15297096_608 | 0.033 | unb_TAPWIRE_OH | 8105801 | no | no |  |  | no |  |  | 0 | 0 | 0 | 0
oh_line_TAP_OH_916066 |  | AN | node_8105801_200896367 | node_1324270_347_15298179_296 | 0.033 | unb_TAPWIRE_OH | 8105801 | no | no |  |  | no |  |  | 0 | 0 | 0 | 0
oh_line_TAP_OH_916068 |  | AN | node_8105801_200896371 | node_1324991_645_15299182_203 | 0.033 | unb_TAPWIRE_OH | 8105801 | no | no |  |  | no |  |  | 0 | 0 | 0 | 0
oh_line_TAP_OH_916092 |  | AN | node_8105801_200896450 | node_1327623_464_15294044_538 | 0.033 | unb_TAPWIRE_OH | 8105801 | no | no |  |  | no |  |  | 0 | 0 | 0 | 0
oh_line_TAP_OH_916093 |  | ABCN | node_8105801_200896456 | node_1328533_509_15293151_145 | 0.033 | unb_TAPWIRE_OH | 8105801 | no | no |  |  | no |  |  | 0 | 0 | 0 | 0
oh_line_TAP_OH_916094 |  | ABCN | node_8105801_200896457 | node_1328466_139_15293411_568 | 0.033 | unb_TAPWIRE_OH | 8105801 | no | no |  |  | no |  |  | 0 | 0 | 0 | 0
oh_line_TAP_OH_916095 |  | AN | node_8105801_200896459 | node_1328130_21_15293355_023 | 0.033 | unb_TAPWIRE_OH | 8105801 | no | no |  |  | no |  |  | 0 | 0 | 0 | 0
oh_line_TAP_OH_916096 |  | ABCN | node_8105801_200896460 | node_1328291_083_15293617_405 | 0.033 | unb_TAPWIRE_OH | 8105801 | no | no |  |  | no |  |  | 0 | 0 | 0 | 0
oh_line_TAP_OH_916097 |  | AN | node_8105801_200896461 | node_1327859_561_15293580_822 | 0.033 | unb_TAPWIRE_OH | 8105801 | no | no |  |  | no |  |  | 0 | 0 | 0 | 0
oh_line_TAP_OH_916098 |  | ABCN | node_8105801_200896463 | node_1328282_467_15293948_565 | 0.033 | unb_TAPWIRE_OH | 8105801 | no | no |  |  | no |  |  | 0 | 0 | 0 | 0
oh_line_TAP_OH_916099 |  | ABCN | node_8105801_200896466 | node_1329769_084_15290476_285 | 0.033 | unb_TAPWIRE_OH | 8105801 | no | no |  |  | no |  |  | 0 | 0 | 0 | 0
oh_line_TAP_OH_916100 |  | ABCN | node_8105801_200896467 | node_1328272_323_15294378_03 | 0.033 | unb_TAPWIRE_OH | 8105801 | no | no |  |  | no |  |  | 0 | 0 | 0 | 0
oh_line_TAP_OH_916101 |  | ABCN | node_8105801_200896470 | node_1328136_856_15294600_043 | 0.033 | unb_TAPWIRE_OH | 8105801 | no | no |  |  | no |  |  | 0 | 0 | 0 | 0
oh_line_TAP_OH_916102 |  | ABCN | node_8105801_200896473 | node_1328099_917_15294739_076 | 0.033 | unb_TAPWIRE_OH | 8105801 | no | no |  |  | no |  |  | 0 | 0 | 0 | 0
oh_line_TAP_OH_916103 |  | ABCN | node_8105801_200896476 | node_1328106_797_15295097_369 | 0.033 | unb_TAPWIRE_OH | 8105801 | no | no |  |  | no |  |  | 0 | 0 | 0 | 0
oh_line_TAP_OH_916104 |  | AN | node_8105801_200896478 | node_1328443_811_15295095_051 | 0.033 | unb_TAPWIRE_OH | 8105801 | no | no |  |  | no |  |  | 0 | 0 | 0 | 0
oh_line_TAP_OH_916105 |  | ABCN | node_8105801_200896484 | node_1329747_201_15290735_399 | 0.033 | unb_TAPWIRE_OH | 8105801 | no | no |  |  | no |  |  | 0 | 0 | 0 | 0
oh_line_TAP_OH_916106 |  | ABCN | node_8105801_200896487 | node_1328195_759_15296715_715 | 0.033 | unb_TAPWIRE_OH | 8105801 | no | no |  |  | no |  |  | 0 | 0 | 0 | 0
oh_line_TAP_OH_916107 |  | ABCN | node_8105801_200896490 | node_1329695_039_15291120_447 | 0.033 | unb_TAPWIRE_OH | 8105801 | no | no |  |  | no |  |  | 0 | 0 | 0 | 0
oh_line_TAP_OH_916108 |  | AN | node_8105801_200896492 | node_1330026_902_15291145_12 | 0.033 | unb_TAPWIRE_OH | 8105801 | no | no |  |  | no |  |  | 0 | 0 | 0 | 0
oh_line_TAP_OH_916109 |  | ABCN | node_8105801_200896493 | node_1329719_04_15291329_84 | 0.033 | unb_TAPWIRE_OH | 8105801 | no | no |  |  | no |  |  | 0 | 0 | 0 | 0
oh_line_TAP_OH_916110 |  | ABCN | node_8105801_200896495 | node_1329599_542_15291546_424 | 0.033 | unb_TAPWIRE_OH | 8105801 | no | no |  |  | no |  |  | 0 | 0 | 0 | 0
oh_line_TAP_OH_916111 |  | ABCN | node_8105801_200896496 | node_1329559_546_15291744_367 | 0.033 | unb_TAPWIRE_OH | 8105801 | no | no |  |  | no |  |  | 0 | 0 | 0 | 0
oh_line_TAP_OH_916112 |  | ABCN | node_8105801_200896497 | node_1329579_597_15292008_84 | 0.033 | unb_TAPWIRE_OH | 8105801 | no | no |  |  | no |  |  | 0 | 0 | 0 | 0
oh_line_TAP_OH_916113 |  | AN | node_8105801_200896503 | node_1330270_887_15292589_798 | 0.033 | unb_TAPWIRE_OH | 8105801 | no | no |  |  | no |  |  | 0 | 0 | 0 | 0
oh_line_TAP_OH_916114 |  | ABCN | node_8105801_200896504 | node_1329318_354_15292242_637 | 0.033 | unb_TAPWIRE_OH | 8105801 | no | no |  |  | no |  |  | 0 | 0 | 0 | 0
oh_line_TAP_OH_916187 |  | AN | node_8105801_200896716 | node_1329395_291_15288990_972 | 0.033 | unb_TAPWIRE_OH | 8105801 | no | no |  |  | no |  |  | 0 | 0 | 0 | 0
oh_line_TAP_OH_916188 |  | AN | node_8105801_200896718 | node_1329709_029_15288989_235 | 0.033 | unb_TAPWIRE_OH | 8105801 | no | no |  |  | no |  |  | 0 | 0 | 0 | 0
oh_line_TAP_OH_916189 |  | AN | node_8105801_200896720 | node_1329626_612_15289228_969 | 0.033 | unb_TAPWIRE_OH | 8105801 | no | no |  |  | no |  |  | 0 | 0 | 0 | 0
oh_line_TAP_OH_916190 |  | AN | node_8105801_200896722 | node_1330065_339_15289190_066 | 0.033 | unb_TAPWIRE_OH | 8105801 | no | no |  |  | no |  |  | 0 | 0 | 0 | 0
oh_line_TAP_OH_916248 |  | ABCN | node_8105801_200896903 | node_1310853_945_15296776_372 | 0.033 | unb_TAPWIRE_OH | 8105801 | no | no |  |  | no |  |  | 0 | 0 | 0 | 0
oh_line_TAP_OH_916249 |  | ABCN | node_8105801_200896908 | node_1311188_037_15296521_275 | 0.033 | unb_TAPWIRE_OH | 8105801 | no | no |  |  | no |  |  | 0 | 0 | 0 | 0
oh_line_TAP_OH_916250 |  | AN | node_8105801_200896912 | node_1311456_733_15296840_075 | 0.033 | unb_TAPWIRE_OH | 8105801 | no | no |  |  | no |  |  | 0 | 0 | 0 | 0
oh_line_TAP_OH_916274 |  | AN | node_8105801_200896990 | node_1313832_328_15297814_003 | 0.033 | unb_TAPWIRE_OH | 8105801 | no | no |  |  | no |  |  | 0 | 0 | 0 | 0
oh_line_TAP_OH_916275 |  | AN | node_8105801_200896994 | node_1315399_595_15296706_268 | 0.033 | unb_TAPWIRE_OH | 8105801 | no | no |  |  | no |  |  | 0 | 0 | 0 | 0
oh_line_TAP_OH_916276 |  | AN | node_8105801_200896997 | node_1315466_774_15297188_807 | 0.033 | unb_TAPWIRE_OH | 8105801 | no | no |  |  | no |  |  | 0 | 0 | 0 | 0
oh_line_TAP_OH_916277 |  | AN | node_8105801_200897000 | node_1310855_871_15296281_788 | 0.033 | unb_TAPWIRE_OH | 8105801 | no | no |  |  | no |  |  | 0 | 0 | 0 | 0
oh_line_TAP_OH_916278 |  | ABCN | node_8105801_200897003 | node_1313106_744_15296272_268 | 0.033 | unb_TAPWIRE_OH | 8105801 | no | no |  |  | no |  |  | 0 | 0 | 0 | 0
oh_line_TAP_OH_916279 |  | ABCN | node_8105801_200897004 | node_1313309_285_15296287_735 | 0.033 | unb_TAPWIRE_OH | 8105801 | no | no |  |  | no |  |  | 0 | 0 | 0 | 0
oh_line_TAP_OH_916280 |  | ABCN | node_8105801_200897005 | node_1313508_118_15296297_552 | 0.033 | unb_TAPWIRE_OH | 8105801 | no | no |  |  | no |  |  | 0 | 0 | 0 | 0
oh_line_TAP_OH_916281 |  | ABCN | node_8105801_200897007 | node_1313788_762_15296318_272 | 0.033 | unb_TAPWIRE_OH | 8105801 | no | no |  |  | no |  |  | 0 | 0 | 0 | 0
oh_line_TAP_OH_916282 |  | ABCN | node_8105801_200897014 | node_1312214_156_15296236_207 | 0.033 | unb_TAPWIRE_OH | 8105801 | no | no |  |  | no |  |  | 0 | 0 | 0 | 0
oh_line_TAP_OH_916283 |  | ABCN | node_8105801_200897015 | node_1312409_017_15296244_155 | 0.033 | unb_TAPWIRE_OH | 8105801 | no | no |  |  | no |  |  | 0 | 0 | 0 | 0
oh_line_TAP_OH_916284 |  | ABCN | node_8105801_200897016 | node_1312595_546_15296246_639 | 0.033 | unb_TAPWIRE_OH | 8105801 | no | no |  |  | no |  |  | 0 | 0 | 0 | 0
oh_line_TAP_OH_916288 |  | AN | node_8105801_200897032 | node_1311677_883_15297249_764 | 0.033 | unb_TAPWIRE_OH | 8105801 | no | no |  |  | no |  |  | 0 | 0 | 0 | 0
oh_line_TAP_OH_916313 |  | AN | node_8105801_200897098 | node_1330366_575_15282660_908 | 0.033 | unb_TAPWIRE_OH | 8105801 | no | no |  |  | no |  |  | 0 | 0 | 0 | 0
oh_line_TAP_OH_916314 |  | AN | node_8105801_200897100 | node_1330660_818_15282837_949 | 0.033 | unb_TAPWIRE_OH | 8105801 | no | no |  |  | no |  |  | 0 | 0 | 0 | 0
oh_line_TAP_OH_916315 |  | AN | node_8105801_200897102 | node_1330376_296_15283167_061 | 0.033 | unb_TAPWIRE_OH | 8105801 | no | no |  |  | no |  |  | 0 | 0 | 0 | 0
oh_line_TAP_OH_916316 |  | AN | node_8105801_200897105 | node_1330764_291_15283436_619 | 0.033 | unb_TAPWIRE_OH | 8105801 | no | no |  |  | no |  |  | 0 | 0 | 0 | 0
oh_line_TAP_OH_916317 |  | AN | node_8105801_200897107 | node_1330632_592_15283636_376 | 0.033 | unb_TAPWIRE_OH | 8105801 | no | no |  |  | no |  |  | 0 | 0 | 0 | 0
oh_line_TAP_OH_916352 |  | AN | node_8105801_200897213 | node_1312248_265_15297450_257 | 0.033 | unb_TAPWIRE_OH | 8105801 | no | no |  |  | no |  |  | 0 | 0 | 0 | 0
oh_line_TAP_OH_916360 |  | AN | node_8105801_200897231 | node_1329778_935_15285966_402 | 0.033 | unb_TAPWIRE_OH | 8105801 | no | no |  |  | no |  |  | 0 | 0 | 0 | 0
oh_line_TAP_OH_916820 |  | AN | node_8105801_200898623 | node_1334357_035_15304892_16 | 0.033 | unb_TAPWIRE_OH | 8105801 | no | no |  |  | no |  |  | 0 | 0 | 0 | 0
oh_line_TAP_OH_916821 |  | AN | node_8105801_200898626 | node_1333403_178_15305432_025 | 0.033 | unb_TAPWIRE_OH | 8105801 | no | no |  |  | no |  |  | 0 | 0 | 0 | 0
oh_line_TAP_OH_916822 |  | AN | node_8105801_200898627 | node_1333287_359_15305594_387 | 0.033 | unb_TAPWIRE_OH | 8105801 | no | no |  |  | no |  |  | 0 | 0 | 0 | 0
oh_line_TAP_OH_916823 |  | AN | node_8105801_200898629 | node_1333613_631_15305889_101 | 0.033 | unb_TAPWIRE_OH | 8105801 | no | no |  |  | no |  |  | 0 | 0 | 0 | 0
oh_line_TAP_OH_916824 |  | AN | node_8105801_200898630 | node_1333269_225_15306181_961 | 0.033 | unb_TAPWIRE_OH | 8105801 | no | no |  |  | no |  |  | 0 | 0 | 0 | 0
oh_line_TAP_OH_916825 |  | AN | node_8105801_200898633 | node_1333556_424_15306423_199 | 0.033 | unb_TAPWIRE_OH | 8105801 | no | no |  |  | no |  |  | 0 | 0 | 0 | 0
oh_line_TAP_OH_916826 |  | AN | node_8105801_200898635 | node_1333369_088_15304983_719 | 0.033 | unb_TAPWIRE_OH | 8105801 | no | no |  |  | no |  |  | 0 | 0 | 0 | 0
oh_line_TAP_OH_916877 |  | AN | node_8105801_200898784 | node_1333045_958_15280778_413 | 0.033 | unb_TAPWIRE_OH | 8105801 | no | no |  |  | no |  |  | 0 | 0 | 0 | 0
oh_line_TAP_OH_916878 |  | AN | node_8105801_200898785 | node_1333344_771_15280808_065 | 0.033 | unb_TAPWIRE_OH | 8105801 | no | no |  |  | no |  |  | 0 | 0 | 0 | 0
oh_line_TAP_OH_916879 |  | AN | node_8105801_200898788 | node_1333747_949_15280893_863 | 0.033 | unb_TAPWIRE_OH | 8105801 | no | no |  |  | no |  |  | 0 | 0 | 0 | 0
oh_line_TAP_OH_916880 |  | AN | node_8105801_200898790 | node_1333960_389_15281077_956 | 0.033 | unb_TAPWIRE_OH | 8105801 | no | no |  |  | no |  |  | 0 | 0 | 0 | 0
oh_line_TAP_OH_916882 |  | AN | node_8105801_200898800 | node_1331852_644_15280754_918 | 0.033 | unb_TAPWIRE_OH | 8105801 | no | no |  |  | no |  |  | 0 | 0 | 0 | 0
oh_line_TAP_OH_916883 |  | AN | node_8105801_200898804 | node_1332503_686_15280712_496 | 0.033 | unb_TAPWIRE_OH | 8105801 | no | no |  |  | no |  |  | 0 | 0 | 0 | 0
oh_line_TAP_OH_916895 |  | AN | node_8105801_200898835 | node_1328749_311_15297511_619 | 0.033 | unb_TAPWIRE_OH | 8105801 | no | no |  |  | no |  |  | 0 | 0 | 0 | 0
oh_line_TAP_OH_916896 |  | AN | node_8105801_200898836 | node_1329033_861_15297653_829 | 0.033 | unb_TAPWIRE_OH | 8105801 | no | no |  |  | no |  |  | 0 | 0 | 0 | 0
oh_line_TAP_OH_916897 |  | AN | node_8105801_200898838 | node_1329196_164_15297697_588 | 0.033 | unb_TAPWIRE_OH | 8105801 | no | no |  |  | no |  |  | 0 | 0 | 0 | 0
oh_line_TAP_OH_916966 |  | AN | node_8105801_200899038 | node_1328502_856_15303108_102 | 0.033 | unb_TAPWIRE_OH | 8105801 | no | no |  |  | no |  |  | 0 | 0 | 0 | 0
oh_line_TAP_OH_916967 |  | AN | node_8105801_200899041 | node_1328174_058_15303272_481 | 0.033 | unb_TAPWIRE_OH | 8105801 | no | no |  |  | no |  |  | 0 | 0 | 0 | 0
oh_line_TAP_OH_916968 |  | AN | node_8105801_200899042 | node_1323775_034_15314134_904 | 0.033 | unb_TAPWIRE_OH | 8105801 | no | no |  |  | no |  |  | 0 | 0 | 0 | 0
oh_line_TAP_OH_916969 |  | AN | node_8105801_200899044 | node_1324162_399_15313662_613 | 0.033 | unb_TAPWIRE_OH | 8105801 | no | no |  |  | no |  |  | 0 | 0 | 0 | 0
oh_line_TAP_OH_916984 |  | AN | node_8105801_200899073 | node_1327184_364_15292138_316 | 0.033 | unb_TAPWIRE_OH | 8105801 | no | no |  |  | no |  |  | 0 | 0 | 0 | 0
oh_line_TAP_OH_916985 |  | AN | node_8105801_200899076 | node_1327768_071_15292674_445 | 0.033 | unb_TAPWIRE_OH | 8105801 | no | no |  |  | no |  |  | 0 | 0 | 0 | 0
oh_line_TAP_OH_917007 |  | AN | node_8105801_200899125 | node_1331504_415_15294985_812 | 0.033 | unb_TAPWIRE_OH | 8105801 | no | no |  |  | no |  |  | 0 | 0 | 0 | 0
oh_line_TAP_OH_917008 |  | AN | node_8105801_200899126 | node_1331783_342_15292157_127 | 0.033 | unb_TAPWIRE_OH | 8105801 | no | no |  |  | no |  |  | 0 | 0 | 0 | 0
oh_line_TAP_OH_917009 |  | AN | node_8105801_200899128 | node_1331123_141_15294653_707 | 0.033 | unb_TAPWIRE_OH | 8105801 | no | no |  |  | no |  |  | 0 | 0 | 0 | 0
oh_line_TAP_OH_917010 |  | AN | node_8105801_200899130 | node_1331732_678_15294701_624 | 0.033 | unb_TAPWIRE_OH | 8105801 | no | no |  |  | no |  |  | 0 | 0 | 0 | 0
oh_line_TAP_OH_917011 |  | AN | node_8105801_200899131 | node_1331370_322_15294369_911 | 0.033 | unb_TAPWIRE_OH | 8105801 | no | no |  |  | no |  |  | 0 | 0 | 0 | 0
oh_line_TAP_OH_917012 |  | AN | node_8105801_200899135 | node_1332123_428_15294030_627 | 0.033 | unb_TAPWIRE_OH | 8105801 | no | no |  |  | no |  |  | 0 | 0 | 0 | 0
oh_line_TAP_OH_917013 |  | AN | node_8105801_200899137 | node_1331434_874_15293632_636 | 0.033 | unb_TAPWIRE_OH | 8105801 | no | no |  |  | no |  |  | 0 | 0 | 0 | 0
oh_line_TAP_OH_917014 |  | AN | node_8105801_200899138 | node_1331714_149_15293409_567 | 0.033 | unb_TAPWIRE_OH | 8105801 | no | no |  |  | no |  |  | 0 | 0 | 0 | 0
oh_line_TAP_OH_917015 |  | AN | node_8105801_200899141 | node_1332224_481_15293466_475 | 0.033 | unb_TAPWIRE_OH | 8105801 | no | no |  |  | no |  |  | 0 | 0 | 0 | 0
oh_line_TAP_OH_917016 |  | AN | node_8105801_200899142 | node_1332252_808_15293200_946 | 0.033 | unb_TAPWIRE_OH | 8105801 | no | no |  |  | no |  |  | 0 | 0 | 0 | 0
oh_line_TAP_OH_917017 |  | AN | node_8105801_200899146 | node_1331281_432_15292850_262 | 0.033 | unb_TAPWIRE_OH | 8105801 | no | no |  |  | no |  |  | 0 | 0 | 0 | 0
oh_line_TAP_OH_917051 |  | AN | node_8105801_200899235 | node_1331296_541_15318794_447 | 0.033 | unb_TAPWIRE_OH | 8105801 | no | no |  |  | no |  |  | 0 | 0 | 0 | 0
oh_line_TAP_OH_917052 |  | AN | node_8105801_200899236 | node_1331668_701_15318636_646 | 0.033 | unb_TAPWIRE_OH | 8105801 | no | no |  |  | no |  |  | 0 | 0 | 0 | 0
oh_line_TAP_OH_917053 |  | AN | node_8105801_200899239 | node_1332027_972_15318349_282 | 0.033 | unb_TAPWIRE_OH | 8105801 | no | no |  |  | no |  |  | 0 | 0 | 0 | 0
oh_line_TAP_OH_917054 |  | AN | node_8105801_200899240 | node_1332297_998_15318202_492 | 0.033 | unb_TAPWIRE_OH | 8105801 | no | no |  |  | no |  |  | 0 | 0 | 0 | 0
oh_line_TAP_OH_917055 |  | AN | node_8105801_200899243 | node_1323226_229_15297306_097 | 0.033 | unb_TAPWIRE_OH | 8105801 | no | no |  |  | no |  |  | 0 | 0 | 0 | 0
oh_line_TAP_OH_917056 |  | AN | node_8105801_200899246 | node_1322932_254_15297711_926 | 0.033 | unb_TAPWIRE_OH | 8105801 | no | no |  |  | no |  |  | 0 | 0 | 0 | 0
oh_line_TAP_OH_917057 |  | AN | node_8105801_200899250 | node_1322549_236_15298198_455 | 0.033 | unb_TAPWIRE_OH | 8105801 | no | no |  |  | no |  |  | 0 | 0 | 0 | 0
oh_line_TAP_OH_917058 |  | AN | node_8105801_200899252 | node_1322660_998_15298483_109 | 0.033 | unb_TAPWIRE_OH | 8105801 | no | no |  |  | no |  |  | 0 | 0 | 0 | 0
oh_line_TAP_OH_917059 |  | AN | node_8105801_200899253 | node_1322912_741_15298633_617 | 0.033 | unb_TAPWIRE_OH | 8105801 | no | no |  |  | no |  |  | 0 | 0 | 0 | 0
oh_line_TAP_OH_917060 |  | AN | node_8105801_200899254 | node_1323165_105_15298915_401 | 0.033 | unb_TAPWIRE_OH | 8105801 | no | no |  |  | no |  |  | 0 | 0 | 0 | 0
oh_line_TAP_OH_917103 |  | ABCN | node_8105801_200899359 | node_1307753_42_15296584_144 | 0.033 | unb_TAPWIRE_OH | 8105801 | no | no |  |  | no |  |  | 0 | 0 | 0 | 0
oh_line_TAP_OH_917140 |  | AN | node_8105801_200899477 | node_1321258_82_15316978_465 | 0.033 | unb_TAPWIRE_OH | 8105801 | no | no |  |  | no |  |  | 0 | 0 | 0 | 0
oh_line_TAP_OH_917141 |  | AN | node_8105801_200899480 | node_1321220_666_15316197_857 | 0.033 | unb_TAPWIRE_OH | 8105801 | no | no |  |  | no |  |  | 0 | 0 | 0 | 0
oh_line_TAP_OH_917142 |  | AN | node_8105801_200899481 | node_1321247_92_15315942_615 | 0.033 | unb_TAPWIRE_OH | 8105801 | no | no |  |  | no |  |  | 0 | 0 | 0 | 0
oh_line_TAP_OH_917177 |  | AN | node_8105801_200899600 | node_1324324_677_15293634_241 | 0.033 | unb_TAPWIRE_OH | 8105801 | no | no |  |  | no |  |  | 0 | 0 | 0 | 0
oh_line_TAP_OH_917407 |  | AN | node_8105801_200900293 | node_1323208_639_15295551_881 | 0.033 | unb_TAPWIRE_OH | 8105801 | no | no |  |  | no |  |  | 0 | 0 | 0 | 0
oh_line_TAP_OH_917429 |  | ABCN | node_8105801_200900331 | node_1314251_702_15296349_18 | 0.033 | unb_TAPWIRE_OH | 8105801 | no | no |  |  | no |  |  | 0 | 0 | 0 | 0
oh_line_TAP_OH_917430 |  | ABCN | node_8105801_200900334 | node_1314476_144_15296365_312 | 0.033 | unb_TAPWIRE_OH | 8105801 | no | no |  |  | no |  |  | 0 | 0 | 0 | 0
oh_line_TAP_OH_917431 |  | ABCN | node_8105801_200900335 | node_1314702_96_15296377_687 | 0.033 | unb_TAPWIRE_OH | 8105801 | no | no |  |  | no |  |  | 0 | 0 | 0 | 0
oh_line_TAP_OH_917432 |  | ABCN | node_8105801_200900342 | node_1315227_715_15296529_141 | 0.033 | unb_TAPWIRE_OH | 8105801 | no | no |  |  | no |  |  | 0 | 0 | 0 | 0
oh_line_TAP_OH_917433 |  | ABCN | node_8105801_200900344 | node_1315449_384_15296530_77 | 0.033 | unb_TAPWIRE_OH | 8105801 | no | no |  |  | no |  |  | 0 | 0 | 0 | 0
oh_line_TAP_OH_917434 |  | ABCN | node_8105801_200900346 | node_1315858_336_15296435_385 | 0.033 | unb_TAPWIRE_OH | 8105801 | no | no |  |  | no |  |  | 0 | 0 | 0 | 0
oh_line_TAP_OH_917435 |  | ABCN | node_8105801_200900351 | node_1316525_491_15296463_902 | 0.033 | unb_TAPWIRE_OH | 8105801 | no | no |  |  | no |  |  | 0 | 0 | 0 | 0
oh_line_TAP_OH_917436 |  | ABCN | node_8105801_200900356 | node_1317308_111_15296484_293 | 0.033 | unb_TAPWIRE_OH | 8105801 | no | no |  |  | no |  |  | 0 | 0 | 0 | 0
oh_line_TAP_OH_917437 |  | ABCN | node_8105801_200900359 | node_1317973_705_15296500_929 | 0.033 | unb_TAPWIRE_OH | 8105801 | no | no |  |  | no |  |  | 0 | 0 | 0 | 0
oh_line_TAP_OH_917438 |  | AN | node_8105801_200900363 | node_1318045_626_15295979_065 | 0.033 | unb_TAPWIRE_OH | 8105801 | no | no |  |  | no |  |  | 0 | 0 | 0 | 0
oh_line_TAP_OH_917439 |  | ABCN | node_8105801_200900366 | node_1318622_426_15296629_105 | 0.033 | unb_TAPWIRE_OH | 8105801 | no | no |  |  | no |  |  | 0 | 0 | 0 | 0
oh_line_TAP_OH_917440 |  | ABCN | node_8105801_200900370 | node_1319122_633_15296658_674 | 0.033 | unb_TAPWIRE_OH | 8105801 | no | no |  |  | no |  |  | 0 | 0 | 0 | 0
oh_line_TAP_OH_917441 |  | ABCN | node_8105801_200900374 | node_1319543_88_15296635_759 | 0.033 | unb_TAPWIRE_OH | 8105801 | no | no |  |  | no |  |  | 0 | 0 | 0 | 0
oh_line_TAP_OH_917442 |  | ABCN | node_8105801_200900377 | node_1320207_194_15296660_233 | 0.033 | unb_TAPWIRE_OH | 8105801 | no | no |  |  | no |  |  | 0 | 0 | 0 | 0
oh_line_TAP_OH_917443 |  | ABCN | node_8105801_200900379 | node_1320449_396_15296668_349 | 0.033 | unb_TAPWIRE_OH | 8105801 | no | no |  |  | no |  |  | 0 | 0 | 0 | 0
oh_line_TAP_OH_917444 |  | ABCN | node_8105801_200900382 | node_1321238_349_15296710_783 | 0.033 | unb_TAPWIRE_OH | 8105801 | no | no |  |  | no |  |  | 0 | 0 | 0 | 0
oh_line_TAP_OH_917445 |  | ABCN | node_8105801_200900383 | node_1321488_506_15296722_302 | 0.033 | unb_TAPWIRE_OH | 8105801 | no | no |  |  | no |  |  | 0 | 0 | 0 | 0
oh_line_TAP_OH_917446 |  | ABCN | node_8105801_200900392 | node_1322124_201_15296756_505 | 0.033 | unb_TAPWIRE_OH | 8105801 | no | no |  |  | no |  |  | 0 | 0 | 0 | 0
oh_line_TAP_OH_917447 |  | ABCN | node_8105801_200900394 | node_1322391_502_15296772_072 | 0.033 | unb_TAPWIRE_OH | 8105801 | no | no |  |  | no |  |  | 0 | 0 | 0 | 0
oh_line_TAP_OH_917448 |  | ABCN | node_8105801_200900397 | node_1322806_806_15296792_232 | 0.033 | unb_TAPWIRE_OH | 8105801 | no | no |  |  | no |  |  | 0 | 0 | 0 | 0
oh_line_TAP_OH_917449 |  | ABCN | node_8105801_200900398 | node_1323042_642_15296802_015 | 0.033 | unb_TAPWIRE_OH | 8105801 | no | no |  |  | no |  |  | 0 | 0 | 0 | 0
oh_line_TAP_OH_917450 |  | ABCN | node_8105801_200900401 | node_1323480_844_15296824_453 | 0.033 | unb_TAPWIRE_OH | 8105801 | no | no |  |  | no |  |  | 0 | 0 | 0 | 0
oh_line_TAP_OH_917451 |  | ABCN | node_8105801_200900403 | node_1323701_008_15296835_425 | 0.033 | unb_TAPWIRE_OH | 8105801 | no | no |  |  | no |  |  | 0 | 0 | 0 | 0
oh_line_TAP_OH_917452 |  | AN | node_8105801_200900408 | node_1324228_42_15296645_468 | 0.033 | unb_TAPWIRE_OH | 8105801 | no | no |  |  | no |  |  | 0 | 0 | 0 | 0
oh_line_TAP_OH_917453 |  | AN | node_8105801_200900412 | node_1323271_097_15296684_979 | 0.033 | unb_TAPWIRE_OH | 8105801 | no | no |  |  | no |  |  | 0 | 0 | 0 | 0
oh_line_TAP_OH_917454 |  | ABCN | node_8105801_200900416 | node_1324969_361_15296907_785 | 0.033 | unb_TAPWIRE_OH | 8105801 | no | no |  |  | no |  |  | 0 | 0 | 0 | 0
oh_line_TAP_OH_917455 |  | ABCN | node_8105801_200900417 | node_1325111_055_15297074_382 | 0.033 | unb_TAPWIRE_OH | 8105801 | no | no |  |  | no |  |  | 0 | 0 | 0 | 0
oh_line_TAP_OH_917456 |  | ABCN | node_8105801_200900422 | node_1326011_254_15297039_706 | 0.033 | unb_TAPWIRE_OH | 8105801 | no | no |  |  | no |  |  | 0 | 0 | 0 | 0
oh_line_TAP_OH_917457 |  | ABCN | node_8105801_200900424 | node_1326388_966_15297131_209 | 0.033 | unb_TAPWIRE_OH | 8105801 | no | no |  |  | no |  |  | 0 | 0 | 0 | 0
oh_line_TAP_OH_917458 |  | ABCN | node_8105801_200900427 | node_1326777_689_15297053_054 | 0.033 | unb_TAPWIRE_OH | 8105801 | no | no |  |  | no |  |  | 0 | 0 | 0 | 0
oh_line_TAP_OH_917459 |  | ABCN | node_8105801_200900428 | node_1326990_942_15297115_398 | 0.033 | unb_TAPWIRE_OH | 8105801 | no | no |  |  | no |  |  | 0 | 0 | 0 | 0
oh_line_TAP_OH_917460 |  | ABCN | node_8105801_200900431 | node_1327456_211_15297096_257 | 0.033 | unb_TAPWIRE_OH | 8105801 | no | no |  |  | no |  |  | 0 | 0 | 0 | 0
oh_line_TAP_OH_917461 |  | ABCN | node_8105801_200900433 | node_1327843_319_15297128_113 | 0.033 | unb_TAPWIRE_OH | 8105801 | no | no |  |  | no |  |  | 0 | 0 | 0 | 0
oh_line_TAP_OH_917462 |  | AN | node_8105801_200900443 | node_1328269_472_15297900_908 | 0.033 | unb_TAPWIRE_OH | 8105801 | no | no |  |  | no |  |  | 0 | 0 | 0 | 0
oh_line_TAP_OH_917466 |  | AN | node_8105801_200900455 | node_1328924_608_15299536_694 | 0.033 | unb_TAPWIRE_OH | 8105801 | no | no |  |  | no |  |  | 0 | 0 | 0 | 0
oh_line_TAP_OH_917467 |  | AN | node_8105801_200900459 | node_1328719_595_15300493_15 | 0.033 | unb_TAPWIRE_OH | 8105801 | no | no |  |  | no |  |  | 0 | 0 | 0 | 0
oh_line_TAP_OH_917468 |  | AN | node_8105801_200900464 | node_1328950_031_15301477_519 | 0.033 | unb_TAPWIRE_OH | 8105801 | no | no |  |  | no |  |  | 0 | 0 | 0 | 0
oh_line_TAP_OH_917469 |  | AN | node_8105801_200900465 | node_1328908_079_15301701_839 | 0.033 | unb_TAPWIRE_OH | 8105801 | no | no |  |  | no |  |  | 0 | 0 | 0 | 0
oh_line_TAP_OH_917470 |  | AN | node_8105801_200900468 | node_1328791_022_15302927_304 | 0.033 | unb_TAPWIRE_OH | 8105801 | no | no |  |  | no |  |  | 0 | 0 | 0 | 0
oh_line_TAP_OH_917471 |  | AN | node_8105801_200900475 | node_1329385_442_15302980_73 | 0.033 | unb_TAPWIRE_OH | 8105801 | no | no |  |  | no |  |  | 0 | 0 | 0 | 0
oh_line_TAP_OH_917473 |  | AN | node_8105801_200900479 | node_1329654_035_15303284_954 | 0.033 | unb_TAPWIRE_OH | 8105801 | no | no |  |  | no |  |  | 0 | 0 | 0 | 0
oh_line_TAP_OH_917474 |  | AN | node_8105801_200900482 | node_1329962_001_15303633_576 | 0.033 | unb_TAPWIRE_OH | 8105801 | no | no |  |  | no |  |  | 0 | 0 | 0 | 0
oh_line_TAP_OH_917475 |  | AN | node_8105801_200900489 | node_1330464_646_15304304_695 | 0.033 | unb_TAPWIRE_OH | 8105801 | no | no |  |  | no |  |  | 0 | 0 | 0 | 0
oh_line_TAP_OH_917476 |  | AN | node_8105801_200900491 | node_1330664_67_15304351_708 | 0.033 | unb_TAPWIRE_OH | 8105801 | no | no |  |  | no |  |  | 0 | 0 | 0 | 0
oh_line_TAP_OH_917477 |  | AN | node_8105801_200900493 | node_1331000_592_15304408_593 | 0.033 | unb_TAPWIRE_OH | 8105801 | no | no |  |  | no |  |  | 0 | 0 | 0 | 0
oh_line_TAP_OH_917478 |  | AN | node_8105801_200900495 | node_1331364_942_15304606_313 | 0.033 | unb_TAPWIRE_OH | 8105801 | no | no |  |  | no |  |  | 0 | 0 | 0 | 0
oh_line_TAP_OH_917479 |  | AN | node_8105801_200900496 | node_1331591_46_15304708_07 | 0.033 | unb_TAPWIRE_OH | 8105801 | no | no |  |  | no |  |  | 0 | 0 | 0 | 0
oh_line_TAP_OH_917480 |  | AN | node_8105801_200900497 | node_1331851_252_15304822_578 | 0.033 | unb_TAPWIRE_OH | 8105801 | no | no |  |  | no |  |  | 0 | 0 | 0 | 0
oh_line_TAP_OH_917481 |  | AN | node_8105801_200900498 | node_1332054_557_15305169_343 | 0.033 | unb_TAPWIRE_OH | 8105801 | no | no |  |  | no |  |  | 0 | 0 | 0 | 0
oh_line_TAP_OH_917482 |  | AN | node_8105801_200900499 | node_1332380_095_15305306_278 | 0.033 | unb_TAPWIRE_OH | 8105801 | no | no |  |  | no |  |  | 0 | 0 | 0 | 0
oh_line_TAP_OH_917483 |  | AN | node_8105801_200900500 | node_1332632_285_15305550_119 | 0.033 | unb_TAPWIRE_OH | 8105801 | no | no |  |  | no |  |  | 0 | 0 | 0 | 0
oh_line_TAP_OH_917484 |  | AN | node_8105801_200900503 | node_1333055_413_15306220_864 | 0.033 | unb_TAPWIRE_OH | 8105801 | no | no |  |  | no |  |  | 0 | 0 | 0 | 0
oh_line_TAP_OH_917488 |  | AN | node_8105801_200900510 | node_1329896_443_15303998_339 | 0.033 | unb_TAPWIRE_OH | 8105801 | no | no |  |  | no |  |  | 0 | 0 | 0 | 0
oh_line_TAP_OH_917489 |  | AN | node_8105801_200900512 | node_1329654_233_15304210_486 | 0.033 | unb_TAPWIRE_OH | 8105801 | no | no |  |  | no |  |  | 0 | 0 | 0 | 0
oh_line_TAP_OH_917490 |  | AN | node_8105801_200900516 | node_1327318_301_15307010_625 | 0.033 | unb_TAPWIRE_OH | 8105801 | no | no |  |  | no |  |  | 0 | 0 | 0 | 0
oh_line_TAP_OH_917491 |  | AN | node_8105801_200900520 | node_1327288_161_15307852_789 | 0.033 | unb_TAPWIRE_OH | 8105801 | no | no |  |  | no |  |  | 0 | 0 | 0 | 0
oh_line_TAP_OH_917492 |  | AN | node_8105801_200900521 | node_1327278_809_15308227_223 | 0.033 | unb_TAPWIRE_OH | 8105801 | no | no |  |  | no |  |  | 0 | 0 | 0 | 0
oh_line_TAP_OH_917493 |  | AN | node_8105801_200900523 | node_1327266_732_15308576_895 | 0.033 | unb_TAPWIRE_OH | 8105801 | no | no |  |  | no |  |  | 0 | 0 | 0 | 0
oh_line_TAP_OH_917494 |  | AN | node_8105801_200900524 | node_1327246_918_15308934_296 | 0.033 | unb_TAPWIRE_OH | 8105801 | no | no |  |  | no |  |  | 0 | 0 | 0 | 0
oh_line_TAP_OH_917495 |  | AN | node_8105801_200900527 | node_1329317_771_15304343_574 | 0.033 | unb_TAPWIRE_OH | 8105801 | no | no |  |  | no |  |  | 0 | 0 | 0 | 0
oh_line_TAP_OH_917497 |  | AN | node_8105801_200900531 | node_1326355_806_15310745_349 | 0.033 | unb_TAPWIRE_OH | 8105801 | no | no |  |  | no |  |  | 0 | 0 | 0 | 0
oh_line_TAP_OH_917498 |  | AN | node_8105801_200900535 | node_1325976_096_15311333_354 | 0.033 | unb_TAPWIRE_OH | 8105801 | no | no |  |  | no |  |  | 0 | 0 | 0 | 0
oh_line_TAP_OH_917499 |  | AN | node_8105801_200900537 | node_1325941_871_15311492_659 | 0.033 | unb_TAPWIRE_OH | 8105801 | no | no |  |  | no |  |  | 0 | 0 | 0 | 0
oh_line_TAP_OH_917500 |  | AN | node_8105801_200900540 | node_1325580_204_15311971_679 | 0.033 | unb_TAPWIRE_OH | 8105801 | no | no |  |  | no |  |  | 0 | 0 | 0 | 0
oh_line_TAP_OH_917501 |  | AN | node_8105801_200900541 | node_1329088_575_15304637_858 | 0.033 | unb_TAPWIRE_OH | 8105801 | no | no |  |  | no |  |  | 0 | 0 | 0 | 0
oh_line_TAP_OH_917502 |  | AN | node_8105801_200900542 | node_1328863_152_15304931_622 | 0.033 | unb_TAPWIRE_OH | 8105801 | no | no |  |  | no |  |  | 0 | 0 | 0 | 0
oh_line_TAP_OH_917503 |  | AN | node_8105801_200900544 | node_1328433_467_15305369_614 | 0.033 | unb_TAPWIRE_OH | 8105801 | no | no |  |  | no |  |  | 0 | 0 | 0 | 0
oh_line_TAP_OH_917504 |  | AN | node_8105801_200900545 | node_1328224_407_15305548_494 | 0.033 | unb_TAPWIRE_OH | 8105801 | no | no |  |  | no |  |  | 0 | 0 | 0 | 0
oh_line_TAP_OH_917505 |  | AN | node_8105801_200900547 | node_1327867_965_15305808_742 | 0.033 | unb_TAPWIRE_OH | 8105801 | no | no |  |  | no |  |  | 0 | 0 | 0 | 0
oh_line_TAP_OH_917506 |  | AN | node_8105801_200900550 | node_1330838_357_15309608_007 | 0.033 | unb_TAPWIRE_OH | 8105801 | no | no |  |  | no |  |  | 0 | 0 | 0 | 0
oh_line_TAP_OH_917507 |  | AN | node_8105801_200900562 | node_1330766_883_15309396_692 | 0.033 | unb_TAPWIRE_OH | 8105801 | no | no |  |  | no |  |  | 0 | 0 | 0 | 0
oh_line_TAP_OH_917508 |  | AN | node_8105801_200900563 | node_1330462_403_15310062_743 | 0.033 | unb_TAPWIRE_OH | 8105801 | no | no |  |  | no |  |  | 0 | 0 | 0 | 0
oh_line_TAP_OH_917509 |  | AN | node_8105801_200900566 | node_1330714_299_15310593_466 | 0.033 | unb_TAPWIRE_OH | 8105801 | no | no |  |  | no |  |  | 0 | 0 | 0 | 0
oh_line_TAP_OH_917510 |  | AN | node_8105801_200900567 | node_1330366_568_15310668_322 | 0.033 | unb_TAPWIRE_OH | 8105801 | no | no |  |  | no |  |  | 0 | 0 | 0 | 0
oh_line_TAP_OH_917511 |  | AN | node_8105801_200900571 | node_1330281_372_15311654_81 | 0.033 | unb_TAPWIRE_OH | 8105801 | no | no |  |  | no |  |  | 0 | 0 | 0 | 0
oh_line_TAP_OH_917512 |  | AN | node_8105801_200900573 | node_1330563_483_15305656_538 | 0.033 | unb_TAPWIRE_OH | 8105801 | no | no |  |  | no |  |  | 0 | 0 | 0 | 0
oh_line_TAP_OH_917513 |  | AN | node_8105801_200900577 | node_1330359_239_15312068_996 | 0.033 | unb_TAPWIRE_OH | 8105801 | no | no |  |  | no |  |  | 0 | 0 | 0 | 0
oh_line_TAP_OH_917514 |  | AN | node_8105801_200900582 | node_1329726_109_15313434_812 | 0.033 | unb_TAPWIRE_OH | 8105801 | no | no |  |  | no |  |  | 0 | 0 | 0 | 0
oh_line_TAP_OH_917515 |  | AN | node_8105801_200900585 | node_1329585_365_15314351_019 | 0.033 | unb_TAPWIRE_OH | 8105801 | no | no |  |  | no |  |  | 0 | 0 | 0 | 0
oh_line_TAP_OH_917516 |  | AN | node_8105801_200900587 | node_1329078_977_15314447_099 | 0.033 | unb_TAPWIRE_OH | 8105801 | no | no |  |  | no |  |  | 0 | 0 | 0 | 0
oh_line_TAP_OH_917517 |  | AN | node_8105801_200900588 | node_1328788_829_15314524_927 | 0.033 | unb_TAPWIRE_OH | 8105801 | no | no |  |  | no |  |  | 0 | 0 | 0 | 0
oh_line_TAP_OH_917518 |  | AN | node_8105801_200900592 | node_1329729_511_15315017_058 | 0.033 | unb_TAPWIRE_OH | 8105801 | no | no |  |  | no |  |  | 0 | 0 | 0 | 0
oh_line_TAP_OH_917519 |  | AN | node_8105801_200900593 | node_1329809_54_15315374_512 | 0.033 | unb_TAPWIRE_OH | 8105801 | no | no |  |  | no |  |  | 0 | 0 | 0 | 0
oh_line_TAP_OH_917520 |  | AN | node_8105801_200900594 | node_1329530_445_15315394_505 | 0.033 | unb_TAPWIRE_OH | 8105801 | no | no |  |  | no |  |  | 0 | 0 | 0 | 0
oh_line_TAP_OH_917521 |  | AN | node_8105801_200900597 | node_1329955_23_15316322_642 | 0.033 | unb_TAPWIRE_OH | 8105801 | no | no |  |  | no |  |  | 0 | 0 | 0 | 0
oh_line_TAP_OH_917522 |  | AN | node_8105801_200900601 | node_1330268_413_15317123_219 | 0.033 | unb_TAPWIRE_OH | 8105801 | no | no |  |  | no |  |  | 0 | 0 | 0 | 0
oh_line_TAP_OH_917523 |  | AN | node_8105801_200900602 | node_1330523_231_15317344_51 | 0.033 | unb_TAPWIRE_OH | 8105801 | no | no |  |  | no |  |  | 0 | 0 | 0 | 0
oh_line_TAP_OH_917524 |  | AN | node_8105801_200900604 | node_1330771_229_15317676_002 | 0.033 | unb_TAPWIRE_OH | 8105801 | no | no |  |  | no |  |  | 0 | 0 | 0 | 0
oh_line_TAP_OH_917525 |  | AN | node_8105801_200900605 | node_1330711_037_15306448_537 | 0.033 | unb_TAPWIRE_OH | 8105801 | no | no |  |  | no |  |  | 0 | 0 | 0 | 0
oh_line_TAP_OH_917526 |  | AN | node_8105801_200900608 | node_1330701_654_15318334_043 | 0.033 | unb_TAPWIRE_OH | 8105801 | no | no |  |  | no |  |  | 0 | 0 | 0 | 0
oh_line_TAP_OH_917527 |  | AN | node_8105801_200900611 | node_1330450_967_15318420_572 | 0.033 | unb_TAPWIRE_OH | 8105801 | no | no |  |  | no |  |  | 0 | 0 | 0 | 0
oh_line_TAP_OH_917528 |  | AN | node_8105801_200900612 | node_1330724_612_15318700_51 | 0.033 | unb_TAPWIRE_OH | 8105801 | no | no |  |  | no |  |  | 0 | 0 | 0 | 0
oh_line_TAP_OH_917529 |  | AN | node_8105801_200900618 | node_1330417_279_15319488_824 | 0.033 | unb_TAPWIRE_OH | 8105801 | no | no |  |  | no |  |  | 0 | 0 | 0 | 0
oh_line_TAP_OH_917530 |  | AN | node_8105801_200900619 | node_1330483_217_15319692_025 | 0.033 | unb_TAPWIRE_OH | 8105801 | no | no |  |  | no |  |  | 0 | 0 | 0 | 0
oh_line_TAP_OH_917531 |  | AN | node_8105801_200900621 | node_1330326_033_15320025_117 | 0.033 | unb_TAPWIRE_OH | 8105801 | no | no |  |  | no |  |  | 0 | 0 | 0 | 0
oh_line_TAP_OH_917532 |  | AN | node_8105801_200900625 | node_1330472_522_15320655_383 | 0.033 | unb_TAPWIRE_OH | 8105801 | no | no |  |  | no |  |  | 0 | 0 | 0 | 0
oh_line_TAP_OH_917533 |  | AN | node_8105801_200900628 | node_1329761_035_15320394_548 | 0.033 | unb_TAPWIRE_OH | 8105801 | no | no |  |  | no |  |  | 0 | 0 | 0 | 0
oh_line_TAP_OH_917534 |  | AN | node_8105801_200900630 | node_1329608_465_15320598_116 | 0.033 | unb_TAPWIRE_OH | 8105801 | no | no |  |  | no |  |  | 0 | 0 | 0 | 0
oh_line_TAP_OH_917535 |  | AN | node_8105801_200900631 | node_1330813_203_15306753_766 | 0.033 | unb_TAPWIRE_OH | 8105801 | no | no |  |  | no |  |  | 0 | 0 | 0 | 0
oh_line_TAP_OH_917536 |  | AN | node_8105801_200900633 | node_1329359_401_15320596_319 | 0.033 | unb_TAPWIRE_OH | 8105801 | no | no |  |  | no |  |  | 0 | 0 | 0 | 0
oh_line_TAP_OH_917537 |  | AN | node_8105801_200900635 | node_1329051_261_15320405_05 | 0.033 | unb_TAPWIRE_OH | 8105801 | no | no |  |  | no |  |  | 0 | 0 | 0 | 0
oh_line_TAP_OH_917538 |  | AN | node_8105801_200900636 | node_1328804_171_15320448_258 | 0.033 | unb_TAPWIRE_OH | 8105801 | no | no |  |  | no |  |  | 0 | 0 | 0 | 0
oh_line_TAP_OH_917539 |  | AN | node_8105801_200900638 | node_1328515_926_15320608_936 | 0.033 | unb_TAPWIRE_OH | 8105801 | no | no |  |  | no |  |  | 0 | 0 | 0 | 0
oh_line_TAP_OH_917540 |  | AN | node_8105801_200900640 | node_1330803_489_15307098_018 | 0.033 | unb_TAPWIRE_OH | 8105801 | no | no |  |  | no |  |  | 0 | 0 | 0 | 0
oh_line_TAP_OH_917541 |  | AN | node_8105801_200900643 | node_1331142_106_15307860_898 | 0.033 | unb_TAPWIRE_OH | 8105801 | no | no |  |  | no |  |  | 0 | 0 | 0 | 0
oh_line_TAP_OH_917542 |  | AN | node_8105801_200900645 | node_1331559_078_15307878_235 | 0.033 | unb_TAPWIRE_OH | 8105801 | no | no |  |  | no |  |  | 0 | 0 | 0 | 0
oh_line_TAP_OH_917543 |  | AN | node_8105801_200900647 | node_1330676_081_15308196_395 | 0.033 | unb_TAPWIRE_OH | 8105801 | no | no |  |  | no |  |  | 0 | 0 | 0 | 0
oh_line_TAP_OH_917552 |  | ABCN | node_8105801_200900692 | node_1308982_406_15296630_024 | 0.033 | unb_TAPWIRE_OH | 8105801 | no | no |  |  | no |  |  | 0 | 0 | 0 | 0
oh_line_TAP_OH_917553 |  | AN | node_8105801_200900702 | node_1310067_975_15297317_996 | 0.033 | unb_TAPWIRE_OH | 8105801 | no | no |  |  | no |  |  | 0 | 0 | 0 | 0
oh_line_TAP_OH_917554 |  | AN | node_8105801_200900707 | node_1311116_608_15297113_776 | 0.033 | unb_TAPWIRE_OH | 8105801 | no | no |  |  | no |  |  | 0 | 0 | 0 | 0
oh_line_TAP_OH_917555 |  | AN | node_8105801_200900710 | node_1311638_478_15297396_458 | 0.033 | unb_TAPWIRE_OH | 8105801 | no | no |  |  | no |  |  | 0 | 0 | 0 | 0
oh_line_TAP_OH_917556 |  | AN | node_8105801_200900714 | node_1311878_772_15297721_504 | 0.033 | unb_TAPWIRE_OH | 8105801 | no | no |  |  | no |  |  | 0 | 0 | 0 | 0
oh_line_TAP_OH_917557 |  | AN | node_8105801_200900720 | node_1313287_352_15298754_15 | 0.033 | unb_TAPWIRE_OH | 8105801 | no | no |  |  | no |  |  | 0 | 0 | 0 | 0
oh_line_TAP_OH_917558 |  | AN | node_8105801_200900723 | node_1313785_829_15298823_327 | 0.033 | unb_TAPWIRE_OH | 8105801 | no | no |  |  | no |  |  | 0 | 0 | 0 | 0
oh_line_TAP_OH_917559 |  | AN | node_8105801_200900724 | node_1313970_347_15298448_593 | 0.033 | unb_TAPWIRE_OH | 8105801 | no | no |  |  | no |  |  | 0 | 0 | 0 | 0
oh_line_TAP_OH_917560 |  | AN | node_8105801_200900729 | node_1315125_552_15298811_9 | 0.033 | unb_TAPWIRE_OH | 8105801 | no | no |  |  | no |  |  | 0 | 0 | 0 | 0
oh_line_TAP_OH_917561 |  | AN | node_8105801_200900736 | node_1314923_213_15300830_21 | 0.033 | unb_TAPWIRE_OH | 8105801 | no | no |  |  | no |  |  | 0 | 0 | 0 | 0
oh_line_TAP_OH_917562 |  | AN | node_8105801_200900744 | node_1316990_892_15302643_603 | 0.033 | unb_TAPWIRE_OH | 8105801 | no | no |  |  | no |  |  | 0 | 0 | 0 | 0
oh_line_TAP_OH_917684 |  | AN | node_8105801_200901030 | node_1328743_226_15287931_463 | 0.033 | unb_TAPWIRE_OH | 8105801 | no | no |  |  | no |  |  | 0 | 0 | 0 | 0
oh_line_TAP_OH_917696 |  | AN | node_8105801_200901050 | node_1330566_649_15282104_96 | 0.033 | unb_TAPWIRE_OH | 8105801 | no | no |  |  | no |  |  | 0 | 0 | 0 | 0
oh_line_TAP_OH_917697 |  | AN | node_8105801_200901058 | node_1330054_028_15282868_428 | 0.033 | unb_TAPWIRE_OH | 8105801 | no | no |  |  | no |  |  | 0 | 0 | 0 | 0
oh_line_TAP_OH_917698 |  | AN | node_8105801_200901060 | node_1329934_64_15283366_261 | 0.033 | unb_TAPWIRE_OH | 8105801 | no | no |  |  | no |  |  | 0 | 0 | 0 | 0
oh_line_TAP_OH_917699 |  | AN | node_8105801_200901072 | node_1329714_668_15284859_304 | 0.033 | unb_TAPWIRE_OH | 8105801 | no | no |  |  | no |  |  | 0 | 0 | 0 | 0
oh_line_TAP_OH_917700 |  | AN | node_8105801_200901076 | node_1329558_316_15285578_249 | 0.033 | unb_TAPWIRE_OH | 8105801 | no | no |  |  | no |  |  | 0 | 0 | 0 | 0
oh_line_TAP_OH_917701 |  | AN | node_8105801_200901083 | node_1329505_59_15286445_45 | 0.033 | unb_TAPWIRE_OH | 8105801 | no | no |  |  | no |  |  | 0 | 0 | 0 | 0
oh_line_TAP_OH_917702 |  | AN | node_8105801_200901085 | node_1329352_101_15286567_184 | 0.033 | unb_TAPWIRE_OH | 8105801 | no | no |  |  | no |  |  | 0 | 0 | 0 | 0
oh_line_TAP_OH_917703 |  | AN | node_8105801_200901086 | node_1329298_376_15286804_013 | 0.033 | unb_TAPWIRE_OH | 8105801 | no | no |  |  | no |  |  | 0 | 0 | 0 | 0
oh_line_TAP_OH_917704 |  | AN | node_8105801_200901089 | node_1329474_145_15287131_65 | 0.033 | unb_TAPWIRE_OH | 8105801 | no | no |  |  | no |  |  | 0 | 0 | 0 | 0
oh_line_TAP_OH_917705 |  | ABCN | node_8105801_200901095 | node_1329205_646_15287555_807 | 0.033 | unb_TAPWIRE_OH | 8105801 | no | no |  |  | no |  |  | 0 | 0 | 0 | 0
oh_line_TAP_OH_917706 |  | ABCN | node_8105801_200901096 | node_1329140_879_15287819_061 | 0.033 | unb_TAPWIRE_OH | 8105801 | no | no |  |  | no |  |  | 0 | 0 | 0 | 0
oh_line_TAP_OH_917707 |  | ABCN | node_8105801_200901098 | node_1329133_505_15288124_321 | 0.033 | unb_TAPWIRE_OH | 8105801 | no | no |  |  | no |  |  | 0 | 0 | 0 | 0
oh_line_TAP_OH_917708 |  | ABCN | node_8105801_200901106 | node_1328825_256_15289084_474 | 0.033 | unb_TAPWIRE_OH | 8105801 | no | no |  |  | no |  |  | 0 | 0 | 0 | 0
oh_line_TAP_OH_917709 |  | AN | node_8105801_200901110 | node_1328404_641_15289167_109 | 0.033 | unb_TAPWIRE_OH | 8105801 | no | no |  |  | no |  |  | 0 | 0 | 0 | 0
oh_line_TAP_OH_917711 |  | ABCN | node_8105801_200901115 | node_1328496_315_15289759_119 | 0.033 | unb_TAPWIRE_OH | 8105801 | no | no |  |  | no |  |  | 0 | 0 | 0 | 0
oh_line_TAP_OH_917712 |  | ABN | node_8105801_200901118 | node_1328468_741_15290264_537 | 0.033 | unb_TAPWIRE_OH | 8105801 | no | no |  |  | no |  |  | 0 | 0 | 0 | 0
oh_line_TAP_OH_917715 |  | AN | node_8105801_200901126 | node_1328170_828_15290968_681 | 0.033 | unb_TAPWIRE_OH | 8105801 | no | no |  |  | no |  |  | 0 | 0 | 0 | 0
oh_line_TAP_OH_917716 |  | AN | node_8105801_200901128 | node_1327946_17_15291204_23 | 0.033 | unb_TAPWIRE_OH | 8105801 | no | no |  |  | no |  |  | 0 | 0 | 0 | 0
oh_line_TAP_OH_917717 |  | AN | node_8105801_200901131 | node_1327985_329_15291724_373 | 0.033 | unb_TAPWIRE_OH | 8105801 | no | no |  |  | no |  |  | 0 | 0 | 0 | 0
oh_line_TAP_OH_917718 |  | AN | node_8105801_200901133 | node_1327632_762_15291527_166 | 0.033 | unb_TAPWIRE_OH | 8105801 | no | no |  |  | no |  |  | 0 | 0 | 0 | 0
oh_line_TAP_OH_917719 |  | AN | node_8105801_200901136 | node_1327028_044_15291941_289 | 0.033 | unb_TAPWIRE_OH | 8105801 | no | no |  |  | no |  |  | 0 | 0 | 0 | 0
oh_line_TAP_OH_917720 |  | AN | node_8105801_200901143 | node_1326186_15292803_15 | 0.033 | unb_TAPWIRE_OH | 8105801 | no | no |  |  | no |  |  | 0 | 0 | 0 | 0
oh_line_TAP_OH_917721 |  | AN | node_8105801_200901145 | node_1325720_793_15293119_488 | 0.033 | unb_TAPWIRE_OH | 8105801 | no | no |  |  | no |  |  | 0 | 0 | 0 | 0
oh_line_TAP_OH_917722 |  | AN | node_8105801_200901148 | node_1325274_143_15293274_088 | 0.033 | unb_TAPWIRE_OH | 8105801 | no | no |  |  | no |  |  | 0 | 0 | 0 | 0
oh_line_TAP_OH_920114 |  | AN | node_8105801_200946113 | node_1328822_778_15298131_233 | 0.033 | unb_TAPWIRE_OH | 8105801 | no | no |  |  | no |  |  | 0 | 0 | 0 | 0
oh_line_TAP_OH_921932 |  | ABCN | node_8105801_200959303 | node_1320304_006_15302833_218 | 0.033 | unb_TAPWIRE_OH | 8105801 | no | no |  |  | no |  |  | 0 | 0 | 0 | 0
oh_line_TAP_OH_921967 |  | AN | node_8105801_200959463 | node_1319830_601_15300479_805 | 0.033 | unb_TAPWIRE_OH | 8105801 | no | no |  |  | no |  |  | 0 | 0 | 0 | 0
oh_line_TAP_OH_922310 |  | AN | node_8105801_200961205 | node_1319973_407_15305012_281 | 0.033 | unb_TAPWIRE_OH | 8105801 | no | no |  |  | no |  |  | 0 | 0 | 0 | 0
oh_line_TAP_OH_922382 |  | AN | node_8105801_200961507 | node_1332121_592_15292448_68 | 0.033 | unb_TAPWIRE_OH | 8105801 | no | no |  |  | no |  |  | 0 | 0 | 0 | 0
oh_line_TAP_OH_922675 |  | ABCN | node_8105801_200962982 | node_1329803_598_15290958_429 | 0.033 | unb_TAPWIRE_OH | 8105801 | no | no |  |  | no |  |  | 0 | 0 | 0 | 0
oh_line_TAP_OH_923285 |  | ABCN | node_8105801_200965780 | node_1318261_85_15296641_803 | 0.033 | unb_TAPWIRE_OH | 8105801 | no | no |  |  | no |  |  | 0 | 0 | 0 | 0
oh_line_TAP_OH_923295 |  | ABCN | node_8105801_200965820 | node_1318831_793_15297279_927 | 0.033 | unb_TAPWIRE_OH | 8105801 | no | no |  |  | no |  |  | 0 | 0 | 0 | 0
oh_line_TAP_OH_923487 |  | ABCN | node_8105801_200966622 | node_1319881_235_15300919_929 | 0.033 | unb_TAPWIRE_OH | 8105801 | no | no |  |  | no |  |  | 0 | 0 | 0 | 0
oh_line_TAP_OH_923488 |  | ABCN | node_8105801_200966623 | node_1319934_143_15301137_25 | 0.033 | unb_TAPWIRE_OH | 8105801 | no | no |  |  | no |  |  | 0 | 0 | 0 | 0
oh_line_TAP_OH_923597 |  | AN | node_8105801_200967097 | node_1312464_272_15298017_692 | 0.033 | unb_TAPWIRE_OH | 8105801 | no | no |  |  | no |  |  | 0 | 0 | 0 | 0
oh_line_TAP_OH_923770 |  | AN | node_8105801_200968057 | node_1323525_588_15312094_54 | 0.033 | unb_TAPWIRE_OH | 8105801 | no | no |  |  | no |  |  | 0 | 0 | 0 | 0
oh_line_TAP_OH_923771 |  | AN | node_8105801_200968058 | node_1323582_588_15312624_513 | 0.033 | unb_TAPWIRE_OH | 8105801 | no | no |  |  | no |  |  | 0 | 0 | 0 | 0
oh_line_TAP_OH_923840 |  | ABCN | node_8105801_200968452 | node_1320164_57_15302180_217 | 0.033 | unb_TAPWIRE_OH | 8105801 | no | no |  |  | no |  |  | 0 | 0 | 0 | 0
oh_line_TAP_OH_923842 |  | ABCN | node_8105801_200968456 | node_1320179_448_15303647_356 | 0.033 | unb_TAPWIRE_OH | 8105801 | no | no |  |  | no |  |  | 0 | 0 | 0 | 0
oh_line_TAP_OH_923852 |  | AN | node_8105801_200968483 | node_1320071_777_15304159_784 | 0.033 | unb_TAPWIRE_OH | 8105801 | no | no |  |  | no |  |  | 0 | 0 | 0 | 0
oh_line_TAP_OH_923865 |  | ABN | node_8105801_200968524 | node_1319677_66_15298274_656 | 0.033 | unb_TAPWIRE_OH | 8105801 | no | no |  |  | no |  |  | 0 | 0 | 0 | 0
oh_line_TAP_OH_924783 |  | AN | node_8105801_200974255 | node_1332525_031_15295803_682 | 0.033 | unb_TAPWIRE_OH | 8105801 | no | no |  |  | no |  |  | 0 | 0 | 0 | 0
oh_line_TAP_OH_924803 |  | AN | node_8105801_200974353 | node_1324062_871_15316114_68 | 0.033 | unb_TAPWIRE_OH | 8105801 | no | no |  |  | no |  |  | 0 | 0 | 0 | 0
oh_line_TAP_OH_924804 |  | AN | node_8105801_200974354 | node_1323654_976_15317141_283 | 0.033 | unb_TAPWIRE_OH | 8105801 | no | no |  |  | no |  |  | 0 | 0 | 0 | 0
oh_line_TAP_OH_925090 |  | AN | node_8105801_200975929 | node_1322716_096_15309768_968 | 0.033 | unb_TAPWIRE_OH | 8105801 | no | no |  |  | no |  |  | 0 | 0 | 0 | 0
oh_line_TAP_OH_925307 |  | AN | node_8105801_200977102 | node_1326691_243_15292659_49 | 0.033 | unb_TAPWIRE_OH | 8105801 | no | no |  |  | no |  |  | 0 | 0 | 0 | 0
oh_line_TAP_OH_925444 |  | AN | node_8105801_200977808 | node_1328934_307_15301896_42 | 0.033 | unb_TAPWIRE_OH | 8105801 | no | no |  |  | no |  |  | 0 | 0 | 0 | 0
oh_line_TAP_OH_926250 |  | AN | node_8105801_200981641 | node_1332709_527_15305863_553 | 0.033 | unb_TAPWIRE_OH | 8105801 | no | no |  |  | no |  |  | 0 | 0 | 0 | 0
oh_line_TAP_OH_926281 |  | AN | node_8105801_200981815 | node_1329483_794_15286684_027 | 0.033 | unb_TAPWIRE_OH | 8105801 | no | no |  |  | no |  |  | 0 | 0 | 0 | 0
oh_line_TAP_OH_926439 |  | AN | node_8105801_200982623 | node_1331247_274_15295573_364 | 0.033 | unb_TAPWIRE_OH | 8105801 | no | no |  |  | no |  |  | 0 | 0 | 0 | 0
oh_line_TAP_OH_926590 |  | AN | node_8105801_200983377 | node_1330361_562_15304958_557 | 0.033 | unb_TAPWIRE_OH | 8105801 | no | no |  |  | no |  |  | 0 | 0 | 0 | 0
oh_line_TAP_OH_928259 |  | ABCN | node_8105801_201008524 | node_1328312_68_15297216_711 | 0.033 | unb_TAPWIRE_OH | 8105801 | no | no |  |  | no |  |  | 0 | 0 | 0 | 0
oh_line_TAP_OH_928289 |  | AN | node_8105801_201008697 | node_1332178_712_15311314_419 | 0.033 | unb_TAPWIRE_OH | 8105801 | no | no |  |  | no |  |  | 0 | 0 | 0 | 0
oh_line_TAP_OH_928940 |  | AN | node_8105801_201011852 | node_1331614_019_15295386_933 | 0.033 | unb_TAPWIRE_OH | 8105801 | no | no |  |  | no |  |  | 0 | 0 | 0 | 0
oh_line_TAP_OH_929330 |  | AN | node_8105801_201013593 | node_1330340_208_15320316_274 | 0.033 | unb_TAPWIRE_OH | 8105801 | no | no |  |  | no |  |  | 0 | 0 | 0 | 0
oh_line_TAP_OH_930839 |  | AN | node_8105801_201020345 | node_1320436_867_15304957_04 | 0.033 | unb_TAPWIRE_OH | 8105801 | no | no |  |  | no |  |  | 0 | 0 | 0 | 0
oh_line_TAP_OH_936443 |  | AN | node_8105801_201058210 | node_1329034_08_15302762_888 | 0.033 | unb_TAPWIRE_OH | 8105801 | no | no |  |  | no |  |  | 0 | 0 | 0 | 0
oh_line_TAP_OH_1327601 |  | AN | node_8105801_310007995 | node_1326581_307_15310318_136 | 0.033 | unb_TAPWIRE_OH | 8105801 | no | no |  |  | no |  |  | 0 | 0 | 0 | 0
oh_line_TAP_OH_1548039 |  | ABCN | node_8105801_200968454 | node_1320231_188_15303131_778 | 0.033 | unb_TAPWIRE_OH | 8105801 | no | no |  |  | no |  |  | 0 | 0 | 0 | 0
oh_line_TAP_OH_1564034 |  | AN | node_8105801_200978666 | node_1330318_578_15304104_615 | 0.033 | unb_TAPWIRE_OH | 8105801 | no | no |  |  | no |  |  | 0 | 0 | 0 | 0
oh_line_TAP_OH_1564035 |  | AN | node_8105801_200978669 | node_1330279_938_15304776_846 | 0.033 | unb_TAPWIRE_OH | 8105801 | no | no |  |  | no |  |  | 0 | 0 | 0 | 0
oh_line_TAP_OH_1725658 |  | AN | node_8105801_310029145 | node_1319513_949_15304682_518 | 0.033 | unb_TAPWIRE_OH | 8105801 | no | no |  |  | no |  |  | 0 | 0 | 0 | 0
oh_line_TAP_OH_2144528 |  | ABCN | node_8105801_201063654 | node_1307974_822_15296620_93 | 0.033 | unb_TAPWIRE_OH | 8105801 | no | no |  |  | no |  |  | 0 | 0 | 0 | 0
oh_line_TAP_OH_2144529 |  | ABCN | node_8105801_201063654 | node_1307983_383_15296619_886 | 0.033 | unb_TAPWIRE_OH | 8105801 | no | no |  |  | no |  |  | 0 | 0 | 0 | 0
oh_line_TAP_OH_2144530 |  | ABCN | node_8105801_201063654 | node_1307967_188_15296619_982 | 0.033 | unb_TAPWIRE_OH | 8105801 | no | no |  |  | no |  |  | 0 | 0 | 0 | 0
oh_line_TAP_OH_2144540 |  | ABCN | node_8105801_200894780 | node_1328954_403_15287397_956 | 0.033 | unb_TAPWIRE_OH | 8105801 | no | no |  |  | no |  |  | 0 | 0 | 0 | 0
oh_line_TAP_OH_2144541 |  | ABCN | node_8105801_200894780 | node_1328934_611_15287399_571 | 0.033 | unb_TAPWIRE_OH | 8105801 | no | no |  |  | no |  |  | 0 | 0 | 0 | 0
oh_line_TAP_OH_2144554 |  | ABN | node_8105801_200901122 | node_1327907_989_15290199_814 | 0.033 | unb_TAPWIRE_OH | 8105801 | no | no |  |  | no |  |  | 0 | 0 | 0 | 0
oh_line_TAP_OH_2144555 |  | ABN | node_8105801_200901122 | node_1327917_848_15290176_815 | 0.033 | unb_TAPWIRE_OH | 8105801 | no | no |  |  | no |  |  | 0 | 0 | 0 | 0
oh_line_TAP_OH_2144567 |  | ABCN | node_8105801_200894794 | node_1327054_869_15287333_301 | 0.033 | unb_TAPWIRE_OH | 8105801 | no | no |  |  | no |  |  | 0 | 0 | 0 | 0
oh_line_TAP_OH_2144568 |  | ABCN | node_8105801_200894794 | node_1327035_777_15287325_858 | 0.033 | unb_TAPWIRE_OH | 8105801 | no | no |  |  | no |  |  | 0 | 0 | 0 | 0
oh_line_TAP_OH_2144569 |  | ABCN | node_8105801_200894794 | node_1327074_706_15287333_872 | 0.033 | unb_TAPWIRE_OH | 8105801 | no | no |  |  | no |  |  | 0 | 0 | 0 | 0
oh_line_TAP_OH_2144585 |  | ABCN | node_8105801_200901112 | node_1328560_402_15289396_908 | 0.033 | unb_TAPWIRE_OH | 8105801 | no | no |  |  | no |  |  | 0 | 0 | 0 | 0
oh_line_TAP_OH_2144586 |  | ABCN | node_8105801_200901112 | node_1328567_239_15289371_986 | 0.033 | unb_TAPWIRE_OH | 8105801 | no | no |  |  | no |  |  | 0 | 0 | 0 | 0
oh_line_TAP_OH_2144597 |  | ABN | node_8105801_200901124 | node_1328387_634_15290641_095 | 0.033 | unb_TAPWIRE_OH | 8105801 | no | no |  |  | no |  |  | 0 | 0 | 0 | 0
oh_line_TAP_OH_2144598 |  | ABN | node_8105801_200901124 | node_1328379_752_15290665_446 | 0.033 | unb_TAPWIRE_OH | 8105801 | no | no |  |  | no |  |  | 0 | 0 | 0 | 0
oh_line_TAP_OH_2563763 |  | AN | node_8105801_200968059 | node_1323691_883_15313104_973 | 0.033 | unb_TAPWIRE_OH | 8105801 | no | no |  |  | no |  |  | 0 | 0 | 0 | 0
oh_line_TAP_OH_2563767 |  | AN | node_8105801_200895913 | node_1331985_346_15311382_317 | 0.033 | unb_TAPWIRE_OH | 8105801 | no | no |  |  | no |  |  | 0 | 0 | 0 | 0
oh_line_TAP_OH_3082566 |  | ABCN | node_8105801_200901114 | node_1328545_627_15289599_077 | 0.033 | unb_TAPWIRE_OH | 8105801 | no | no |  |  | no |  |  | 0 | 0 | 0 | 0
oh_line_TAP_OH_3200368 |  | AN | node_8105801_200896368 | node_1324669_098_15298237_914 | 0.033 | unb_TAPWIRE_OH | 8105801 | no | no |  |  | no |  |  | 0 | 0 | 0 | 0
oh_line_TAP_OH_4623557 |  | AN | node_8105801_200895021 | node_1319162_652_15304704_645 | 0.033 | unb_TAPWIRE_OH | 8105801 | no | no |  |  | no |  |  | 0 | 0 | 0 | 0
oh_line_TAP_OH_4951182 |  | ABCN | node_8105801_200965863 | node_1319578_711_15299860_166 | 0.033 | unb_TAPWIRE_OH | 8105801 | no | no |  |  | no |  |  | 0 | 0 | 0 | 0
oh_line_TAP_OH_5583639 |  | AN | node_8105801_312135215 | node_1330213_534_15309248_891 | 0.033 | unb_TAPWIRE_OH | 8105801 | no | no |  |  | no |  |  | 0 | 0 | 0 | 0

## overhead_line_conductor
data_type | static
owner_type | feeder
owner | 8105801
object | overhead_line_conductor
name | groupid | geometric_mean_radius | resistance | diameter | rating_summer_continuous | rating_summer_emergency | rating_winter_continuous | rating_winter_emergency | dcircuit | selected | comments
oh_cond_1/0_AAAC |  | 0.012 | 0.876 | 0.398 | 235 | 235 | 310 | 310 |  | no
oh_cond_1/0_ACSR |  | 0.012 | 0.888 | 0.398 | 265 | 265 | 330 | 330 |  | no
oh_cond_2/0_CU |  | 0.013 | 0.44 | 0.414 | 295 | 295 | 425 | 425 |  | no
oh_cond_2_ACSR |  | 0.01 | 1.41 | 0.325 | 195 | 195 | 245 | 245 |  | no
oh_cond_3_#7_CWD_30% |  | 0.005 | 3.07 | 0.311 | 125 | 125 | 195 | 195 |  | no
oh_cond_4/0_AAAC |  | 0.017 | 0.439 | 0.563 | 365 | 365 | 480 | 480 |  | no
oh_cond_4/0_ACSR |  | 0.017 | 0.445 | 0.563 | 410 | 410 | 515 | 515 |  | no
oh_cond_4/0_AL |  | 0.016 | 0.442 | 0.522 | 365 | 365 | 480 | 480 |  | no
oh_cond_4A_CWD |  | 0.006 | 1.395 | 0.29 | 150 | 150 | 220 | 220 |  | no
oh_cond_4_ACSR |  | 0.008 | 2.24 | 0.25 | 145 | 145 | 185 | 185 |  | no
oh_cond_477_MCM_AL |  | 0.025 | 0.198 | 0.792 | 605 | 605 | 810 | 810 |  | no
oh_cond_WP-4/0-CU |  | 0.015 | 0.273 | 0.81 | 340 | 340 | 390 | 390 |  | no

## recloser
data_type | static
owner_type | feeder
owner | 8105801
object | recloser
name | groupid | phases | fr | to | phase_A_state | phase_B_state | phase_C_state | operating_mode | retry_time | max_number_of_tries | status | dcircuit | selected | monitored | monitored_fields | class_monitored_fields | played | played_fields | comments
recloser_515-R1-312082839 |  | ABCN | node_intto1_515-R1-312082839 | node_515-R1-312082839 | CLOSED | CLOSED | CLOSED | INDIVIDUAL |  |  |  | 8105801 | no | no |  |  | no
recloser_515AX42-220625844 |  | ABCN | node_intto1_515AX42-220625844 | node_515AX42-220625844 | CLOSED | CLOSED | CLOSED | INDIVIDUAL |  |  |  | 8105801 | no | no |  |  | no
recloser_220657116 |  | AN | node_intto1_8105801_200900442 | node_8105801_200900442 | CLOSED | CLOSED | CLOSED | INDIVIDUAL |  |  |  | 8105801 | no | no |  |  | no

## regulator
data_type | static
owner_type | feeder
owner | 8105801
object | regulator
name | groupid | phases | fr | to | configuration | sense_node | dcircuit | selected | monitored | monitored_fields | class_monitored_fields | played | played_fields | comments
regulator_220539716 |  | ABCN | node_intto1_8105801_200977067 | node_8105801_200977067 | config_regulator_220539716 |  | 8105801 | no | no |  |  | no
regulator_311933660 |  | ABCN | node_intto1_8105801_200894790 | node_8105801_200894790 | config_regulator_311933660 |  | 8105801 | no | no |  |  | no
regulator_312082824 |  | AD | node_intto1_8105801_200900570 | node_8105801_200900570 | config_regulator_312082824 |  | 8105801 | no | no |  |  | no

## regulator_configuration
data_type | static
owner_type | feeder
owner | 8105801
object | regulator_configuration
name | groupid | connect_type | band_center | band_width | time_delay | dwell_time | raise_taps | lower_taps | current_transducer_ratio | power_transducer_ratio | compensator_r_setting_A | compensator_x_setting_A | compensator_r_setting_B | compensator_x_setting_B | compensator_r_setting_C | compensator_x_setting_C | CT_phase | PT_phase | regulation | control_level | Control | Type | tap_pos_A | tap_pos_B | tap_pos_C | dcircuit | selected | comments
config_regulator_220539716 |  | WYE_WYE | 123 | 3 |  |  | 16 | 16 | 500 | 166 | 0 | 0 | 0 | 0 | 0 | 0 | A | A | 0.1 | INDIVIDUAL | OUTPUT_VOLTAGE | A | 0 | 0 | 0 |  | no
config_regulator_311933660 |  | WYE_WYE | 123 | 3 |  |  | 16 | 16 | 400 | 166 | 0 | 0 | 0 | 0 | 0 | 0 | A | A | 0.1 | INDIVIDUAL | OUTPUT_VOLTAGE | A | 0 | 0 | 0 |  | no
config_regulator_312082824 |  | WYE_WYE | 123 | 3 |  |  | 16 | 16 | 100 | 63.5 | 0 | 0 | 0 | 0 | 0 | 0 | A | A | 0.1 | INDIVIDUAL | OUTPUT_VOLTAGE | A | 0 | 0 | 0 |  | no

## sectionalizer
data_type | static
owner_type | feeder
owner | 8105801
object | sectionalizer
name | groupid | phases | fr | to | phase_A_state | phase_B_state | phase_C_state | operating_mode | status | dcircuit | selected | monitored | monitored_fields | class_monitored_fields | played | played_fields | comments
sectionalizer_220653159 |  | ABCN | node_intto1_8105801_200901117 | node_8105801_200901117 | CLOSED | CLOSED | CLOSED | INDIVIDUAL |  | 8105801 | no | no |  |  | no

## switch
data_type | static
owner_type | feeder
owner | 8105801
object | switch
name | groupid | phases | fr | to | phase_A_state | phase_B_state | phase_C_state | operating_mode | status | dcircuit | selected | monitored | monitored_fields | class_monitored_fields | played | played_fields | comments
switch_515AX2-220415743 |  | ABCN | node_intto1_8105801_200900691 | node_8105801_200900691 | CLOSED | CLOSED | CLOSED | INDIVIDUAL |  | 8105801 | no | no |  |  | no
switch_515AX3-220415762 |  | ABCN | node_intto1_8105801_200897011 | node_8105801_200897011 | CLOSED | CLOSED | CLOSED | INDIVIDUAL |  | 8105801 | no | no |  |  | no
switch_515AX5-220416093 |  | ABCN | node_intto1_8105801_200896480 | node_8105801_200896480 | CLOSED | CLOSED | CLOSED | INDIVIDUAL |  | 8105801 | no | no |  |  | no
switch_515AX6-220416094 |  | ABCN | node_intto1_8105801_200896165 | node_8105801_200896165 | CLOSED | CLOSED | CLOSED | INDIVIDUAL |  | 8105801 | no | no |  |  | no
switch_515AX7-220416088 |  | ABCN | node_intto1_8105801_200896151 | node_8105801_200896151 | CLOSED | CLOSED | CLOSED | INDIVIDUAL |  | 8105801 | no | no |  |  | no
switch_515AX7A-220415718 |  | ABCN | node_intto1_8105801_200894780 | node_8105801_200894780 | CLOSED | CLOSED | CLOSED | INDIVIDUAL |  | 8105801 | no | no |  |  | no
switch_515AX42-220581420 |  | ABCN | node_intto1_515AX42-220581420 | node_515AX42-220581420 | CLOSED | CLOSED | CLOSED | INDIVIDUAL |  | 8105801 | no | no |  |  | no
switch_220415731 |  | AN | node_intto1_220415731 | node_220415731 | CLOSED | CLOSED | CLOSED | INDIVIDUAL |  | 8105801 | no | no |  |  | no
switch_220416032 |  | AD | node_intto1_8105801_200895774 | node_8105801_200895774 | CLOSED | CLOSED | CLOSED | INDIVIDUAL |  | 8105801 | no | no |  |  | no
switch_220416040 |  | AD | node_intto1_8105801_200974354 | node_8105801_200974354 | CLOSED | CLOSED | CLOSED | INDIVIDUAL |  | 8105801 | no | no |  |  | no
switch_220416066 |  | AD | node_intto1_8105801_200901131 | node_8105801_200901131 | CLOSED | CLOSED | CLOSED | INDIVIDUAL |  | 8105801 | no | no |  |  | no
switch_220525035 |  | ABCN | node_intto1_8105801_200900382 | node_8105801_200900382 | CLOSED | CLOSED | CLOSED | INDIVIDUAL |  | 8105801 | no | no |  |  | no
switch_220547622 |  | ABCN | node_intto1_8105801_200965818 | node_8105801_200965818 | CLOSED | CLOSED | CLOSED | INDIVIDUAL |  | 8105801 | no | no |  |  | no
switch_220632476 |  | ABCN | node_intto1_8105801_200900357 | node_8105801_200900357 | CLOSED | CLOSED | CLOSED | INDIVIDUAL |  | 8105801 | no | no |  |  | no
switch_220653153 |  | ABCN | node_intto1_8105801_201063744 | node_8105801_201063744 | CLOSED | CLOSED | CLOSED | INDIVIDUAL |  | 8105801 | no | no |  |  | no
switch_220657114 |  | AN | node_intto1_220657114 | node_220657114 | CLOSED | CLOSED | CLOSED | INDIVIDUAL |  | 8105801 | no | no |  |  | no
switch_310024429 |  | ABCN | node_intto1_8105801_200950510 | node_8105801_200950510 | CLOSED | CLOSED | CLOSED | INDIVIDUAL |  | 8105801 | no | no |  |  | no
switch_312082817 |  | ABCN | node_intto1_312082817 | node_312082817 | CLOSED | CLOSED | CLOSED | INDIVIDUAL |  | 8105801 | no | no |  |  | no
switch_S515A7_NO-220415791 |  | ABCN | node_intto1_8105801_200950516 | node_8105801_200950516 | CLOSED | CLOSED | CLOSED | INDIVIDUAL |  | 8105801 | no | no |  |  | no

## transformer
data_type | static
owner_type | feeder
owner | 8105801
object | transformer
name | groupid | phases | fr | to | configuration | climate | aging_constant | use_thermal_model | aging_granularity | dcircuit | selected | monitored | monitored_fields | class_monitored_fields | played | played_fields | comments
transformer_220464141 |  | AN | node_220464141 | node_intto1_220464141 | config_transformer_220464141 |  | 0 |  | 0 | 8105801 | no | no |  |  | no
transformer_220464602 |  | AN | node_220464602 | node_intto1_220464602 | config_transformer_220464602 |  | 0 |  | 0 | 8105801 | no | no |  |  | no
transformer_220464716 |  | AN | node_220464716 | node_intto1_220464716 | config_transformer_220464716 |  | 0 |  | 0 | 8105801 | no | no |  |  | no
transformer_220465212 |  | AN | node_intto1_220465212 | node_220465212 | config_transformer_220465212 |  | 0 |  | 0 | 8105801 | no | no |  |  | no
transformer_220465214 |  | AN | node_intto1_220465214 | node_220465214 | config_transformer_220465214 |  | 0 |  | 0 | 8105801 | no | no |  |  | no
transformer_220491591 |  | AN | node_220491591 | node_intto1_220491591 | config_transformer_220491591 |  | 0 |  | 0 | 8105801 | no | no |  |  | no
transformer_220523549 |  | AN | node_220523549 | node_intto1_220523549 | config_transformer_220523549 |  | 0 |  | 0 | 8105801 | no | no |  |  | no
transformer_220543240 |  | AN | node_8105801_200968484 | node_intto1_8105801_200968484 | config_transformer_220543240 |  | 0 |  | 0 | 8105801 | no | no |  |  | no
transformer_220546372 |  | AN | node_220546372 | node_intto1_220546372 | config_transformer_220546372 |  | 0 |  | 0 | 8105801 | no | no |  |  | no
transformer_310025625 |  | AN | node_intto1_310025625 | node_310025625 | config_transformer_310025625 |  | 0 |  | 0 | 8105801 | no | no |  |  | no

## transformer_configuration
data_type | static
owner_type | feeder
owner | 8105801
object | transformer_configuration
name | groupid | connect_type | install_type | coolant_type | cooling_type | primary_voltage | secondary_voltage | power_rating | powerA_rating | powerB_rating | powerC_rating | impedance | shunt_impedance | core_coil_weight | tank_fittings_weight | oil_volume | rated_winding_time_constant | rated_winding_hot_spot_rise | rated_top_oil_rise | no_load_loss | full_load_loss | reactance_resistance_ratio | installed_insulation_life | dcircuit | selected | comments
config_transformer_220464141 |  | DELTA_GWYE |  |  |  | 4800 | 34500 | 100 | 0 | 0 | 0 | 0.004+0.04j | 0 | 0 | 0 | 0 | 0 | 0 | 0 | 0 | 0 | 10 | 0 |  | no
config_transformer_220464602 |  | DELTA_GWYE |  |  |  | 4800 | 34500 | 333 | 0 | 0 | 0 | 0.005+0.047j | 0 | 0 | 0 | 0 | 0 | 0 | 0 | 0 | 0 | 10 | 0 |  | no
config_transformer_220464716 |  | DELTA_GWYE |  |  |  | 4800 | 34500 | 333 | 0 | 0 | 0 | 0.005+0.047j | 0 | 0 | 0 | 0 | 0 | 0 | 0 | 0 | 0 | 10 | 0 |  | no
config_transformer_220465212 |  | WYE_WYE |  |  |  | 34500 | 12470 | 167 | 0 | 0 | 0 | 0.004+0.04j | 0 | 0 | 0 | 0 | 0 | 0 | 0 | 0 | 0 | 10 | 0 |  | no
config_transformer_220465214 |  | WYE_WYE |  |  |  | 1000000 | 600 | 999999 | 0 | 0 | 0 | 0.007+0.007j | 0 | 0 | 0 | 0 | 0 | 0 | 0 | 0 | 0 | 1 | 0 |  | no
config_transformer_220491591 |  | DELTA_GWYE |  |  |  | 4800 | 34500 | 167 | 0 | 0 | 0 | 0.004+0.04j | 0 | 0 | 0 | 0 | 0 | 0 | 0 | 0 | 0 | 10 | 0 |  | no
config_transformer_220523549 |  | DELTA_GWYE |  |  |  | 4800 | 34500 | 333 | 0 | 0 | 0 | 0.005+0.047j | 0 | 0 | 0 | 0 | 0 | 0 | 0 | 0 | 0 | 10 | 0 |  | no
config_transformer_220543240 |  | DELTA_GWYE |  |  |  | 4800 | 34500 | 250 | 0 | 0 | 0 | 0.004+0.043j | 0 | 0 | 0 | 0 | 0 | 0 | 0 | 0 | 0 | 10 | 0 |  | no
config_transformer_220546372 |  | DELTA_GWYE |  |  |  | 4800 | 34500 | 100 | 0 | 0 | 0 | 0.004+0.04j | 0 | 0 | 0 | 0 | 0 | 0 | 0 | 0 | 0 | 10 | 0 |  | no
config_transformer_310025625 |  | WYE_WYE |  |  |  | 34500 | 12470 | 333 | 0 | 0 | 0 | 0.005+0.047j | 0 | 0 | 0 | 0 | 0 | 0 | 0 | 0 | 0 | 10 | 0 |  | no

## underground_line
data_type | static
owner_type | feeder
owner | 8105801
object | underground_line
name | groupid | phases | fr | to | length | configuration | dcircuit | selected | monitored | monitored_fields | class_monitored_fields | played | played_fields | comments
und_line_8105801_200894532 |  | AN | node_8105801_311879939 | node_8105801_200894532 | 120.307 | und_1P_2ALURD_2AL(N) | 8105801 | no | no |  |  | no
und_line_8105801_200894533 |  | AN | node_8105801_311914275 | node_8105801_200894533 | 81.186 | und_1P_2ALURD_2AL(N) | 8105801 | no | no |  |  | no
und_line_8105801_200895885 |  | AN | node_8105801_200895891 | node_8105801_200895885 | 380.032 | und_1P_2ALURD | 8105801 | no | no |  |  | no
und_line_8105801_200895886 |  | AN | node_8105801_200895892 | node_intto1_8105801_200895886 | 1338.146 | und_1P_2ALURD | 8105801 | no | no |  |  | no
und_line_8105801_200896245 |  | AN | node_8105801_200896262 | node_intto1_8105801_200896245 | 690.917 | und_1P_2ALURD | 8105801 | no | no |  |  | no
und_line_8105801_200900294 |  | AN | node_8105801_200900467 | node_intto1_8105801_200900294 | 894.791 | und_1P_2ALURD_2AL(N) | 8105801 | no | no |  |  | no
und_line_8105801_200976073 |  | AN | node_8105801_200975929 | node_intto1_8105801_200976073 | 289.81 | und_1P_DELTACUST | 8105801 | no | no |  |  | no
und_line_8105801_200980256 |  | AN | node_8105801_200980255 | node_intto1_8105801_200980256 | 268.464 | und_1P_DELTACUST | 8105801 | no | no |  |  | no
und_line_8105801_200981773 |  | AN | node_8105801_200900460 | node_intto1_8105801_200981773 | 202.984 | und_1P_WYECUST | 8105801 | no | no |  |  | no
und_line_8105801_201047156 |  | AN | node_8105801_201046971 | node_8105801_201047156 | 194.715 | und_1P_WYECUST | 8105801 | no | no |  |  | no
und_line_8105801_201063744 |  | ABCN | node_8105801_200896151 | node_intto1_8105801_201063744 | 54.905 | und_3P_2ALURD | 8105801 | no | no |  |  | no
und_line_8105801_310012411 |  | AN | node_8105801_310012870 | node_intto1_8105801_310012411 | 2389.789 | und_1P_WYECUST | 8105801 | no | no |  |  | no
und_line_8105801_310020867 |  | AN | node_8105801_310012411 | node_8105801_310020867 | 2087.809 | und_1P_WYECUST | 8105801 | no | no |  |  | no
und_line_8105801_310027274 |  | ABCN | node_8105801_200894916 | node_intto1_8105801_310027274 | 8.513 | und_3P_WYECUST | 8105801 | no | no |  |  | no
und_line_8105801_311879939 |  | AN | node_8105801_200894533 | node_8105801_311879939 | 118.053 | und_1P_2ALURD_2AL(N) | 8105801 | no | no |  |  | no
und_line_8105801_311900738 |  | ABCN | node_8105801_311900164 | node_intto1_8105801_311900738 | 39.239 | und_3P_WYECUST | 8105801 | no | no |  |  | no
und_line_TAP_UG_59862 |  | AN | node_8105801_311879939 | node_1308790_509_15296704_941 | 0.033 | und_TAPWIRE_UG | 8105801 | no | no |  |  | no
und_line_TAP_UG_59863 |  | AN | node_8105801_200894532 | node_1308693_191_15296829_044 | 0.033 | und_TAPWIRE_UG | 8105801 | no | no |  |  | no
und_line_TAP_UG_59872 |  | AN | node_8105801_200895885 | node_1320391_827_15317504_949 | 0.033 | und_TAPWIRE_UG | 8105801 | no | no |  |  | no
und_line_TAP_UG_59873 |  | AN | node_8105801_200895886 | node_1320235_355_15315615_162 | 0.033 | und_TAPWIRE_UG | 8105801 | no | no |  |  | no
und_line_TAP_UG_59876 |  | AN | node_8105801_200896245 | node_1336370_657_15296298_34 | 0.033 | und_TAPWIRE_UG | 8105801 | no | no |  |  | no
und_line_TAP_UG_59895 |  | AN | node_8105801_200900294 | node_1328000_312_15301865_473 | 0.033 | und_TAPWIRE_UG | 8105801 | no | no |  |  | no
und_line_TAP_UG_62164 |  | AN | node_8105801_200976073 | node_1322398_334_15309920_338 | 0.033 | und_TAPWIRE_UG | 8105801 | no | no |  |  | no
und_line_TAP_UG_62451 |  | ABCN | node_8105801_311900738 | node_1319578_793_15303888_251 | 0.033 | und_TAPWIRE_UG | 8105801 | no | no |  |  | no
und_line_TAP_UG_62583 |  | AN | node_8105801_200980256 | node_1330390_878_15306589_763 | 0.033 | und_TAPWIRE_UG | 8105801 | no | no |  |  | no
und_line_TAP_UG_62722 |  | AN | node_8105801_200981773 | node_1328497_317_15300774_922 | 0.033 | und_TAPWIRE_UG | 8105801 | no | no |  |  | no
und_line_TAP_UG_68495 |  | AN | node_8105801_201047156 | node_1329809_863_15291719_374 | 0.033 | und_TAPWIRE_UG | 8105801 | no | no |  |  | no
und_line_TAP_UG_427796 |  | AN | node_8105801_310012411 | node_1322430_999_15304536_257 | 0.033 | und_TAPWIRE_UG | 8105801 | no | no |  |  | no
und_line_TAP_UG_539407 |  | AN | node_8105801_310020867 | node_1323835_928_15302565_55 | 0.033 | und_TAPWIRE_UG | 8105801 | no | no |  |  | no
und_line_TAP_UG_1392284 |  | ABCN | node_8105801_310027274 | node_1319571_9_15303826_316 | 0.033 | und_TAPWIRE_UG | 8105801 | no | no |  |  | no

## underground_line_conductor
data_type | static
owner_type | feeder
owner | 8105801
object | underground_line_conductor
name | groupid | outer_diameter | conductor_gmr | conductor_diameter | conductor_resistance | neutral_gmr | neutral_diameter | neutral_resistance | neutral_strands | insulation_relative_permitivitty | shield_gmr | shield_resistance | rating_summer_continuous | rating_summer_emergency | rating_winter_continuous | rating_winter_emergency | dcircuit | selected | comments
und_cond_1P_2ALURD | [12 empty] | 125 | 125 | 140 | 140 |  | no
und_cond_1P_2ALURD_2AL(N) | [12 empty] | 125 | 125 | 140 | 140 |  | no
und_cond_1P_DELTACUST | [12 empty] | 685 | 685 | 685 | 685 |  | no
und_cond_1P_WYECUST | [12 empty] | 685 | 685 | 685 | 685 |  | no
und_cond_3P_2ALURD | [12 empty] | 125 | 125 | 140 | 140 |  | no
und_cond_3P_WYECUST | [12 empty] | 685 | 685 | 685 | 685 |  | no
und_cond_TAPWIRE_UG | [12 empty] | 99999999 | 99999999 | 99999999 | 99999999 |  | no