## capacitor
data_type | static
owner_type | feeder
owner | 8100206
object | capacitor
name | groupid | parent | phases | nominal_voltage | pt_phase | phases_connected | switchA | switchB | switchC | control | voltage_set_high | voltage_set_low | VAr_set_high | VAr_set_low | current_set_high | current_set_low | capacitor_A | capacitor_B | capacitor_C | cap_nominal_voltage | time_delay | dwell_time | lockout_time | remote_sense | remote_sense_B | control_level | dcircuit | selected | monitored | monitored_fields | class_monitored_fields | played | played_fields | comments
cap_310000577 |  | node_1410364_518_15291828_562 | ABCN | 0 |  | ABCN | CLOSED | CLOSED | CLOSED | MANUAL | [6 empty] | 200000 | 200000 | 200000 | 7200 | [6 empty] | 8100206 | no | no |  |  | no
cap_310001246 |  | node_1408082_684_15292710_198 | ABCN | 0 |  | ABCN | CLOSED | CLOSED | CLOSED | MANUAL | [6 empty] | 150000 | 150000 | 150000 | 7200 | [6 empty] | 8100206 | no | no |  |  | no

## feeder
data_type | static
owner_type | feeder
owner | 8100206
object | feeder
name | transmission_bus | ARC | ADR | slack_bus | nom_voltages | num_nodes | num_ohlines | num_uglines | num_transformers | num_generators | num_pvs | num_storages | num_loads | miles | mw | mvar | losses_mw | losses_mvar | comments | use_feeder_load_shape | load_shape_scale | use_feeder_pv_shape | pv_shape_scale | description | restore_time | griddisconnect_scenario_probability | gridconnect_scenario_probability | use_energy_not_served | VOLL | discount_rate | yearly_load_growth_percent | planning_horizon | enable_traditional_project_deferral | lifetime_of_investment_years | start_year | base_year | year_the_investment_is_committed | revenue_requirement_scaling_factor | discount_rate | inflation_rate_for_investment | traditional_project_invested_capital | periodicity_of_investment_in_years | priority | maximum_total_investment_cost | DER_portfolio_NPV | DER_portfolio_BC_ratio | total_system_energy_avoided_cost_NPV | total_system_capacity_avoided_cost_NPV | total_system_ancillary_services_avoided_cost_NPV | total_system_CO2_avoided_cost_NPV | total_system_loss_of_load_avoided_cost_NPV | total_system_distribution_capacity_avoided_cost_NPV | total_system_investment_and_operational_cost_NPV | feeder_solar_pv_operating_cost_USdollarperkWh | feeder_energy_storage_operating_cost_USdollarperkWh | feeder_distributed_generator_operating_cost_USdollarperkWh | feeder_distributed_generator_CO2_cost_USdollarperkWh | feeder_demand_response_operating_cost_USdollarperkWh | feeder_solar_pv_investment_cost_USdollarperkW | feeder_energy_storage_investment_cost_USdollarperkW | feeder_distributed_generator_investment_cost_USdollarperkW | feeder_demand_response_investment_cost_USdollarperkW
8100206 |  | ts_slack | none | node_SOURCE_8100206 | 2771.281,7199.558 | 773 | 696 | 22 | 2 | 0 | 0 | 0 | 212 | 13.329 | 5.89 | 2.509 | 0 | 0 |  | 0 | 0 | 1 | 0 |  | 0 | 0 | 0 | 0 | 0 | 0 | 0 | 0 | 0 | 0 | 0 | 0 | 0 | 0 | 0 | 0 | 0 | 0 | 0 | 999999999 | 0 | 0 | 0 | 0 | 0 | 0 | 0 | 0 | 0 | 0 | 0 | 0 | 0 | 0 | 0 | 0 | 0 | 0

## fuse
data_type | static
owner_type | feeder
owner | 8100206
object | fuse
name | groupid | phases | fr | to | phase_A_status | phase_B_status | phase_C_status | repair_dist_type | current_limit | mean_replacement_time | status | dcircuit | selected | monitored | monitored_fields | class_monitored_fields | played | played_fields | comments
fuse_220382327 |  | AN | node_intto1_8100206_200820409 | node_8100206_200820409 | GOOD | GOOD | GOOD |  | 100 |  |  | 8100206 | no | no |  |  | no
fuse_220382328 |  | AN | node_intto1_8100206_200820454 | node_8100206_200820454 | GOOD | GOOD | GOOD |  | 100 |  |  | 8100206 | no | no |  |  | no
fuse_220382329 |  | ABCN | node_intto1_8100206_200820279 | node_8100206_200820279 | GOOD | GOOD | GOOD |  | 140 |  |  | 8100206 | no | no |  |  | no
fuse_220382330 |  | AN | node_intto1_8100206_200820304 | node_8100206_200820304 | GOOD | GOOD | GOOD |  | 100 |  |  | 8100206 | no | no |  |  | no
fuse_220382374 |  | AN | node_intto1_8100206_200819638 | node_8100206_200819638 | GOOD | GOOD | GOOD |  | 100 |  |  | 8100206 | no | no |  |  | no
fuse_220382375 |  | AN | node_intto1_8100206_200818192 | node_8100206_200818192 | GOOD | GOOD | GOOD |  | 100 |  |  | 8100206 | no | no |  |  | no
fuse_220382376 |  | ABN | node_intto1_8100206_200819572 | node_8100206_200819572 | GOOD | GOOD | GOOD |  | 100 |  |  | 8100206 | no | no |  |  | no
fuse_220382377 |  | AN | node_intto1_8100206_200819569 | node_8100206_200819569 | GOOD | GOOD | GOOD |  | 100 |  |  | 8100206 | no | no |  |  | no
fuse_220382386 |  | AN | node_intto1_8100206_200820030 | node_8100206_200820030 | GOOD | GOOD | GOOD |  | 140 |  |  | 8100206 | no | no |  |  | no
fuse_220382408 |  | AN | node_intto1_8100206_200815952 | node_8100206_200815952 | GOOD | GOOD | GOOD |  | 65 |  |  | 8100206 | no | no |  |  | no
fuse_220382426 |  | AN | node_intto1_8100206_200815251 | node_8100206_200815251 | GOOD | GOOD | GOOD |  | 80 |  |  | 8100206 | no | no |  |  | no
fuse_220382431 |  | AD | node_intto1_8100206_200914832 | node_8100206_200914832 | GOOD | GOOD | GOOD |  | 150 |  |  | 8100206 | no | no |  |  | no
fuse_220382432 |  | AN | node_intto1_8100206_311897582 | node_8100206_311897582 | GOOD | GOOD | GOOD |  | 20 |  |  | 8100206 | no | no |  |  | no
fuse_220382454 |  | AN | node_intto1_8100206_200805553 | node_8100206_200805553 | GOOD | GOOD | GOOD |  | 100 |  |  | 8100206 | no | no |  |  | no
fuse_220383125 |  | AN | node_intto1_8100206_200811885 | node_8100206_200811885 | GOOD | GOOD | GOOD |  | 140 |  |  | 8100206 | no | no |  |  | no
fuse_220383129 |  | ABN | node_intto1_8100206_200811860 | node_8100206_200811860 | GOOD | GOOD | GOOD |  | 100 |  |  | 8100206 | no | no |  |  | no
fuse_220383132 |  | AD | node_intto1_220383132 | node_220383132 | GOOD | GOOD | GOOD |  | 50 |  |  | 8100206 | no | no |  |  | no
fuse_220383166 |  | AN | node_intto1_8100206_200811782 | node_8100206_200811782 | GOOD | GOOD | GOOD |  | 100 |  |  | 8100206 | no | no |  |  | no
fuse_220383167 |  | ABCN | node_intto1_220383167 | node_220383167 | GOOD | GOOD | GOOD |  | 50 |  |  | 8100206 | no | no |  |  | no
fuse_220383168 |  | ABCD | node_intto1_8100206_200810957 | node_8100206_200810957 | GOOD | GOOD | GOOD |  | 80 |  |  | 8100206 | no | no |  |  | no
fuse_220383173 |  | ABN | node_intto1_8100206_200805305 | node_8100206_200805305 | GOOD | GOOD | GOOD |  | 65 |  |  | 8100206 | no | no |  |  | no
fuse_220383181 |  | ABCN | node_intto1_8100206_200917148 | node_8100206_200917148 | GOOD | GOOD | GOOD |  | 150 |  |  | 8100206 | no | no |  |  | no
fuse_220383197 |  | AN | node_intto1_8100206_200811876 | node_8100206_200811876 | GOOD | GOOD | GOOD |  | 65 |  |  | 8100206 | no | no |  |  | no
fuse_220388176 |  | ABCN | node_intto1_8100206_200830810 | node_8100206_200830810 | GOOD | GOOD | GOOD |  | 80 |  |  | 8100206 | no | no |  |  | no
fuse_220388184 |  | AN | node_intto1_8100206_200830863 | node_8100206_200830863 | GOOD | GOOD | GOOD |  | 65 |  |  | 8100206 | no | no |  |  | no
fuse_220388185 |  | AN | node_intto1_8100206_200830846 | node_8100206_200830846 | GOOD | GOOD | GOOD |  | 65 |  |  | 8100206 | no | no |  |  | no
fuse_220388186 |  | ABCN | node_intto1_8100206_200830827 | node_8100206_200830827 | GOOD | GOOD | GOOD |  | 65 |  |  | 8100206 | no | no |  |  | no
fuse_220388221 |  | ABCN | node_intto1_8100206_200830508 | node_8100206_200830508 | GOOD | GOOD | GOOD |  | 40 |  |  | 8100206 | no | no |  |  | no
fuse_220388222 |  | ABCN | node_intto1_8100206_200829544 | node_8100206_200829544 | GOOD | GOOD | GOOD |  | 80 |  |  | 8100206 | no | no |  |  | no
fuse_220388246 |  | ABCN | node_intto1_8100206_201052763 | node_8100206_201052763 | GOOD | GOOD | GOOD |  | 80 |  |  | 8100206 | no | no |  |  | no
fuse_220388249 |  | ABCN | node_intto1_8100206_200830563 | node_8100206_200830563 | GOOD | GOOD | GOOD |  | 80 |  |  | 8100206 | no | no |  |  | no
fuse_220389145 |  | ABCN | node_intto1_8100206_200967567 | node_8100206_200967567 | GOOD | GOOD | GOOD |  | 40 |  |  | 8100206 | no | no |  |  | no
fuse_220653575 |  | AN | node_intto1_8100206_200829345 | node_8100206_200829345 | GOOD | GOOD | GOOD |  | 65 |  |  | 8100206 | no | no |  |  | no
fuse_310007736 |  | AD | node_intto1_8100206_200811755 | node_8100206_200811755 | GOOD | GOOD | GOOD |  | 80 |  |  | 8100206 | no | no |  |  | no
fuse_310018948 |  | ABCN | node_intto1_8100206_200816100 | node_8100206_200816100 | GOOD | GOOD | GOOD |  | 50 |  |  | 8100206 | no | no |  |  | no
fuse_310035564 |  | ABCN | node_intto1_8100206_200830640 | node_8100206_200830640 | GOOD | GOOD | GOOD |  | 80 |  |  | 8100206 | no | no |  |  | no
fuse_312089368 |  | ABCN | node_intto1_8100206_201045661 | node_8100206_201045661 | GOOD | GOOD | GOOD |  | 20 |  |  | 8100206 | no | no |  |  | no
fuse_312104710 |  | ABCN | node_intto1_8100206_201016717 | node_8100206_201016717 | GOOD | GOOD | GOOD |  | 200 |  |  | 8100206 | no | no |  |  | no

## line_configuration
data_type | static
owner_type | feeder
owner | 8100206
object | line_configuration
name | groupid | conductor_A | conductor_B | conductor_C | conductor_N | spacing | z11 | z12 | z13 | z21 | z22 | z23 | z31 | z32 | z33 | c11 | c12 | c13 | c21 | c22 | c23 | c31 | c32 | c33 | dcircuit | selected | comments
bal_1P_1/0AA |  | oh_cond_1/0_AAAC | oh_cond_1/0_AAAC | oh_cond_1/0_AAAC |  |  | 0.972+1.499j | 0.095+0.781j | 0.095+0.781j | 0.095+0.781j | 0.972+1.499j | 0.095+0.781j | 0.095+0.781j | 0.095+0.781j | 0.972+1.499j | 12.796 | -3.172 | -3.172 | -3.172 | 12.796 | -3.172 | -3.172 | -3.172 | 12.796 |  | no
bal_1P_1/0AA_1/0AA(N) |  | oh_cond_1/0_AAAC | oh_cond_1/0_AAAC | oh_cond_1/0_AAAC | oh_cond_1/0_AAAC |  | 1.078+1.186j | 0.201+0.467j | 0.201+0.467j | 0.201+0.467j | 1.078+1.186j | 0.201+0.467j | 0.201+0.467j | 0.201+0.467j | 1.078+1.186j | 13.243 | -2.726 | -2.726 | -2.726 | 13.243 | -2.726 | -2.726 | -2.726 | 13.243 |  | no
bal_1P_1/0AA_1/0AC(N) |  | oh_cond_1/0_AAAC | oh_cond_1/0_AAAC | oh_cond_1/0_AAAC | oh_cond_1/0_ACSR |  | 1.08+1.187j | 0.203+0.469j | 0.203+0.469j | 0.203+0.469j | 1.08+1.187j | 0.203+0.469j | 0.203+0.469j | 0.203+0.469j | 1.08+1.187j | 13.243 | -2.726 | -2.726 | -2.726 | 13.243 | -2.726 | -2.726 | -2.726 | 13.243 |  | no
bal_1P_1/0AA_2/0CU(N) |  | oh_cond_1/0_AAAC | oh_cond_1/0_AAAC | oh_cond_1/0_AAAC | oh_cond_2/0_CU |  | 1.008+1.127j | 0.131+0.409j | 0.131+0.409j | 0.131+0.409j | 1.008+1.127j | 0.131+0.409j | 0.131+0.409j | 0.131+0.409j | 1.008+1.127j | 13.245 | -2.723 | -2.723 | -2.723 | 13.245 | -2.723 | -2.723 | -2.723 | 13.245 |  | no
bal_1P_1/0AA_4/0AA(N) |  | oh_cond_1/0_AAAC | oh_cond_1/0_AAAC | oh_cond_1/0_AAAC | oh_cond_4/0_AAAC |  | 1.011+1.121j | 0.134+0.402j | 0.134+0.402j | 0.134+0.402j | 1.011+1.121j | 0.134+0.402j | 0.134+0.402j | 0.134+0.402j | 1.011+1.121j | 13.267 | -2.702 | -2.702 | -2.702 | 13.267 | -2.702 | -2.702 | -2.702 | 13.267 |  | no
bal_1P_1/0AA_4/0AC(N) |  | oh_cond_1/0_AAAC | oh_cond_1/0_AAAC | oh_cond_1/0_AAAC | oh_cond_4/0_ACSR |  | 1.012+1.121j | 0.136+0.403j | 0.136+0.403j | 0.136+0.403j | 1.012+1.121j | 0.136+0.403j | 0.136+0.403j | 0.136+0.403j | 1.012+1.121j | 13.267 | -2.702 | -2.702 | -2.702 | 13.267 | -2.702 | -2.702 | -2.702 | 13.267 |  | no
bal_1P_1/0AC |  | oh_cond_1/0_ACSR | oh_cond_1/0_ACSR | oh_cond_1/0_ACSR |  |  | 0.983+1.218j | 0.095+0.781j | 0.095+0.781j | 0.095+0.781j | 0.983+1.218j | 0.095+0.781j | 0.095+0.781j | 0.095+0.781j | 0.983+1.218j | 12.796 | -3.172 | -3.172 | -3.172 | 12.796 | -3.172 | -3.172 | -3.172 | 12.796 |  | no
bal_1P_1/0AC_1/0AA(N) |  | oh_cond_1/0_ACSR | oh_cond_1/0_ACSR | oh_cond_1/0_ACSR | oh_cond_1/0_AAAC |  | 1.089+1.184j | 0.201+0.467j | 0.201+0.467j | 0.201+0.467j | 1.089+1.184j | 0.201+0.467j | 0.201+0.467j | 0.201+0.467j | 1.089+1.184j | 13.243 | -2.726 | -2.726 | -2.726 | 13.243 | -2.726 | -2.726 | -2.726 | 13.243 |  | no
bal_1P_1/0AC_1/0AC(N) |  | oh_cond_1/0_ACSR | oh_cond_1/0_ACSR | oh_cond_1/0_ACSR | oh_cond_1/0_ACSR |  | 1.091+1.185j | 0.203+0.469j | 0.203+0.469j | 0.203+0.469j | 1.091+1.185j | 0.203+0.469j | 0.203+0.469j | 0.203+0.469j | 1.091+1.185j | 13.243 | -2.726 | -2.726 | -2.726 | 13.243 | -2.726 | -2.726 | -2.726 | 13.243 |  | no
bal_1P_1/0AC_2/0CU(N) |  | oh_cond_1/0_ACSR | oh_cond_1/0_ACSR | oh_cond_1/0_ACSR | oh_cond_2/0_CU |  | 1.019+1.125j | 0.131+0.409j | 0.131+0.409j | 0.131+0.409j | 1.019+1.125j | 0.131+0.409j | 0.131+0.409j | 0.131+0.409j | 1.019+1.125j | 13.245 | -2.723 | -2.723 | -2.723 | 13.245 | -2.723 | -2.723 | -2.723 | 13.245 |  | no
bal_1P_1/0AC_4/0AC(N) |  | oh_cond_1/0_ACSR | oh_cond_1/0_ACSR | oh_cond_1/0_ACSR | oh_cond_4/0_ACSR |  | 1.024+1.119j | 0.136+0.403j | 0.136+0.403j | 0.136+0.403j | 1.024+1.119j | 0.136+0.403j | 0.136+0.403j | 0.136+0.403j | 1.024+1.119j | 13.267 | -2.702 | -2.702 | -2.702 | 13.267 | -2.702 | -2.702 | -2.702 | 13.267 |  | no
bal_1P_1/0AC_4/0AL(N) |  | oh_cond_1/0_ACSR | oh_cond_1/0_ACSR | oh_cond_1/0_ACSR | oh_cond_4/0_AL |  | 1.022+1.12j | 0.134+0.404j | 0.134+0.404j | 0.134+0.404j | 1.022+1.12j | 0.134+0.404j | 0.134+0.404j | 0.134+0.404j | 1.022+1.12j | 13.261 | -2.707 | -2.707 | -2.707 | 13.261 | -2.707 | -2.707 | -2.707 | 13.261 |  | no
bal_1P_2/0CU_2/0CU(N) |  | oh_cond_2/0_CU | oh_cond_2/0_CU | oh_cond_2/0_CU | oh_cond_2/0_CU |  | 0.571+1.115j | 0.131+0.409j | 0.131+0.409j | 0.131+0.409j | 0.571+1.115j | 0.131+0.409j | 0.131+0.409j | 0.131+0.409j | 0.571+1.115j | 13.33 | -2.752 | -2.752 | -2.752 | 13.33 | -2.752 | -2.752 | -2.752 | 13.33 |  | no
bal_1P_2AC_2AC(N) |  | oh_cond_2_ACSR | oh_cond_2_ACSR | oh_cond_2_ACSR | oh_cond_2_ACSR |  | 1.645+1.289j | 0.235+0.543j | 0.235+0.543j | 0.235+0.543j | 1.645+1.289j | 0.235+0.543j | 0.235+0.543j | 0.235+0.543j | 1.645+1.289j | 12.813 | -2.597 | -2.597 | -2.597 | 12.813 | -2.597 | -2.597 | -2.597 | 12.813 |  | no
bal_1P_4/0AA_1/0AA(N) |  | oh_cond_4/0_AAAC | oh_cond_4/0_AAAC | oh_cond_4/0_AAAC | oh_cond_1/0_AAAC |  | 0.64+1.144j | 0.201+0.467j | 0.201+0.467j | 0.201+0.467j | 0.64+1.144j | 0.201+0.467j | 0.201+0.467j | 0.201+0.467j | 0.64+1.144j | 14.027 | -2.996 | -2.996 | -2.996 | 14.027 | -2.996 | -2.996 | -2.996 | 14.027 |  | no
bal_1P_4/0AA_1/0AC(N) |  | oh_cond_4/0_AAAC | oh_cond_4/0_AAAC | oh_cond_4/0_AAAC | oh_cond_1/0_ACSR |  | 0.642+1.145j | 0.203+0.469j | 0.203+0.469j | 0.203+0.469j | 0.642+1.145j | 0.203+0.469j | 0.203+0.469j | 0.203+0.469j | 0.642+1.145j | 14.027 | -2.996 | -2.996 | -2.996 | 14.027 | -2.996 | -2.996 | -2.996 | 14.027 |  | no
bal_1P_4/0AL_1/0AC(N) |  | oh_cond_4/0_AL | oh_cond_4/0_AL | oh_cond_4/0_AL | oh_cond_1/0_ACSR |  | 0.645+1.154j | 0.203+0.469j | 0.203+0.469j | 0.203+0.469j | 0.645+1.154j | 0.203+0.469j | 0.203+0.469j | 0.203+0.469j | 0.645+1.154j | 13.848 | -2.934 | -2.934 | -2.934 | 13.848 | -2.934 | -2.934 | -2.934 | 13.848 |  | no
bal_1P_4/0AL_4/0AL(N) |  | oh_cond_4/0_AL | oh_cond_4/0_AL | oh_cond_4/0_AL | oh_cond_4/0_AL |  | 0.576+1.089j | 0.134+0.404j | 0.134+0.404j | 0.134+0.404j | 0.576+1.089j | 0.134+0.404j | 0.134+0.404j | 0.134+0.404j | 0.576+1.089j | 13.867 | -2.914 | -2.914 | -2.914 | 13.867 | -2.914 | -2.914 | -2.914 | 13.867 |  | no
bal_1P_4CU |  | oh_cond_4_CU | oh_cond_4_CU | oh_cond_4_CU |  |  | 1.483+1.565j | 0.095+0.781j | 0.095+0.781j | 0.095+0.781j | 1.483+1.565j | 0.095+0.781j | 0.095+0.781j | 0.095+0.781j | 1.483+1.565j | 11.78 | -2.785 | -2.785 | -2.785 | 11.78 | -2.785 | -2.785 | -2.785 | 11.78 |  | no
bal_1P_4CU_4CU(N) |  | oh_cond_4_CU | oh_cond_4_CU | oh_cond_4_CU | oh_cond_4_CU |  | 1.617+1.325j | 0.229+0.541j | 0.229+0.541j | 0.229+0.541j | 1.617+1.325j | 0.229+0.541j | 0.229+0.541j | 0.229+0.541j | 1.617+1.325j | 12.16 | -2.404 | -2.404 | -2.404 | 12.16 | -2.404 | -2.404 | -2.404 | 12.16 |  | no
bal_1P_WYECUST |  | oh_cond_2/0_CU | oh_cond_2/0_CU | oh_cond_2/0_CU | oh_cond_3_#7_CWD_30% |  | 0.66+1.378j | 0.22+0.666j | 0.22+0.666j | 0.22+0.666j | 0.66+1.378j | 0.22+0.666j | 0.22+0.666j | 0.22+0.666j | 0.66+1.378j | 13.24 | -2.712 | -2.712 | -2.712 | 13.24 | -2.712 | -2.712 | -2.712 | 13.24 |  | no
bal_2P_1/0AA_1/0AC(N) |  | oh_cond_1/0_AAAC | oh_cond_1/0_AAAC | oh_cond_1/0_AAAC | oh_cond_1/0_ACSR |  | 1.08+1.187j | 0.203+0.469j | 0.203+0.469j | 0.203+0.469j | 1.08+1.187j | 0.203+0.469j | 0.203+0.469j | 0.203+0.469j | 1.08+1.187j | 13.243 | -2.726 | -2.726 | -2.726 | 13.243 | -2.726 | -2.726 | -2.726 | 13.243 |  | no
bal_2P_1/0AA_2AC(N) |  | oh_cond_1/0_AAAC | oh_cond_1/0_AAAC | oh_cond_1/0_AAAC | oh_cond_2_ACSR |  | 1.111+1.261j | 0.235+0.543j | 0.235+0.543j | 0.235+0.543j | 1.111+1.261j | 0.235+0.543j | 0.235+0.543j | 0.235+0.543j | 1.111+1.261j | 13.23 | -2.739 | -2.739 | -2.739 | 13.23 | -2.739 | -2.739 | -2.739 | 13.23 |  | no
bal_2P_1/0AA_4/0AC(N) |  | oh_cond_1/0_AAAC | oh_cond_1/0_AAAC | oh_cond_1/0_AAAC | oh_cond_4/0_ACSR |  | 1.012+1.121j | 0.136+0.403j | 0.136+0.403j | 0.136+0.403j | 1.012+1.121j | 0.136+0.403j | 0.136+0.403j | 0.136+0.403j | 1.012+1.121j | 13.267 | -2.702 | -2.702 | -2.702 | 13.267 | -2.702 | -2.702 | -2.702 | 13.267 |  | no
bal_2P_1/0AC_1/0AC(N) |  | oh_cond_1/0_ACSR | oh_cond_1/0_ACSR | oh_cond_1/0_ACSR | oh_cond_1/0_ACSR |  | 1.091+1.185j | 0.203+0.469j | 0.203+0.469j | 0.203+0.469j | 1.091+1.185j | 0.203+0.469j | 0.203+0.469j | 0.203+0.469j | 1.091+1.185j | 13.243 | -2.726 | -2.726 | -2.726 | 13.243 | -2.726 | -2.726 | -2.726 | 13.243 |  | no
bal_2P_1/0AC_4/0AL(N) |  | oh_cond_1/0_ACSR | oh_cond_1/0_ACSR | oh_cond_1/0_ACSR | oh_cond_4/0_AL |  | 1.022+1.12j | 0.134+0.404j | 0.134+0.404j | 0.134+0.404j | 1.022+1.12j | 0.134+0.404j | 0.134+0.404j | 0.134+0.404j | 1.022+1.12j | 13.261 | -2.707 | -2.707 | -2.707 | 13.261 | -2.707 | -2.707 | -2.707 | 13.261 |  | no
bal_2P_4/0AA_4/0AA(N) |  | oh_cond_4/0_AAAC | oh_cond_4/0_AAAC | oh_cond_4/0_AAAC | oh_cond_4/0_AAAC |  | 0.573+1.078j | 0.134+0.402j | 0.134+0.402j | 0.134+0.402j | 0.573+1.078j | 0.134+0.402j | 0.134+0.402j | 0.134+0.402j | 0.573+1.078j | 14.052 | -2.971 | -2.971 | -2.971 | 14.052 | -2.971 | -2.971 | -2.971 | 14.052 |  | no
bal_2P_4/0AA_4/0AL(N) |  | oh_cond_4/0_AAAC | oh_cond_4/0_AAAC | oh_cond_4/0_AAAC | oh_cond_4/0_AL |  | 0.573+1.081j | 0.134+0.404j | 0.134+0.404j | 0.134+0.404j | 0.573+1.081j | 0.134+0.404j | 0.134+0.404j | 0.134+0.404j | 0.573+1.081j | 14.046 | -2.976 | -2.976 | -2.976 | 14.046 | -2.976 | -2.976 | -2.976 | 14.046 |  | no
bal_2P_4/0AL_4/0AA(N) |  | oh_cond_4/0_AL | oh_cond_4/0_AL | oh_cond_4/0_AL | oh_cond_4/0_AAAC |  | 0.576+1.087j | 0.134+0.402j | 0.134+0.402j | 0.134+0.402j | 0.576+1.087j | 0.134+0.402j | 0.134+0.402j | 0.134+0.402j | 0.576+1.087j | 13.873 | -2.909 | -2.909 | -2.909 | 13.873 | -2.909 | -2.909 | -2.909 | 13.873 |  | no
bal_2P_4/0AL_4/0AL(N) |  | oh_cond_4/0_AL | oh_cond_4/0_AL | oh_cond_4/0_AL | oh_cond_4/0_AL |  | 0.576+1.089j | 0.134+0.404j | 0.134+0.404j | 0.134+0.404j | 0.576+1.089j | 0.134+0.404j | 0.134+0.404j | 0.134+0.404j | 0.576+1.089j | 13.867 | -2.914 | -2.914 | -2.914 | 13.867 | -2.914 | -2.914 | -2.914 | 13.867 |  | no
bal_3P_1/0AA_1/0AA(N) |  | oh_cond_1/0_AAAC | oh_cond_1/0_AAAC | oh_cond_1/0_AAAC | oh_cond_1/0_AAAC |  | 1.078+1.186j | 0.201+0.467j | 0.201+0.467j | 0.201+0.467j | 1.078+1.186j | 0.201+0.467j | 0.201+0.467j | 0.201+0.467j | 1.078+1.186j | 13.243 | -2.726 | -2.726 | -2.726 | 13.243 | -2.726 | -2.726 | -2.726 | 13.243 |  | no
bal_3P_1/0AA_1/0AC(N) |  | oh_cond_1/0_AAAC | oh_cond_1/0_AAAC | oh_cond_1/0_AAAC | oh_cond_1/0_ACSR |  | 1.08+1.187j | 0.203+0.469j | 0.203+0.469j | 0.203+0.469j | 1.08+1.187j | 0.203+0.469j | 0.203+0.469j | 0.203+0.469j | 1.08+1.187j | 13.243 | -2.726 | -2.726 | -2.726 | 13.243 | -2.726 | -2.726 | -2.726 | 13.243 |  | no
bal_3P_1/0AA_4/0AA(N) |  | oh_cond_1/0_AAAC | oh_cond_1/0_AAAC | oh_cond_1/0_AAAC | oh_cond_4/0_AAAC |  | 1.011+1.121j | 0.134+0.402j | 0.134+0.402j | 0.134+0.402j | 1.011+1.121j | 0.134+0.402j | 0.134+0.402j | 0.134+0.402j | 1.011+1.121j | 13.267 | -2.702 | -2.702 | -2.702 | 13.267 | -2.702 | -2.702 | -2.702 | 13.267 |  | no
bal_3P_1/0AA_4/0AC(N) |  | oh_cond_1/0_AAAC | oh_cond_1/0_AAAC | oh_cond_1/0_AAAC | oh_cond_4/0_ACSR |  | 1.012+1.121j | 0.136+0.403j | 0.136+0.403j | 0.136+0.403j | 1.012+1.121j | 0.136+0.403j | 0.136+0.403j | 0.136+0.403j | 1.012+1.121j | 13.267 | -2.702 | -2.702 | -2.702 | 13.267 | -2.702 | -2.702 | -2.702 | 13.267 |  | no
bal_3P_1/0AC_1/0AA(N) |  | oh_cond_1/0_ACSR | oh_cond_1/0_ACSR | oh_cond_1/0_ACSR | oh_cond_1/0_AAAC |  | 1.089+1.184j | 0.201+0.467j | 0.201+0.467j | 0.201+0.467j | 1.089+1.184j | 0.201+0.467j | 0.201+0.467j | 0.201+0.467j | 1.089+1.184j | 13.243 | -2.726 | -2.726 | -2.726 | 13.243 | -2.726 | -2.726 | -2.726 | 13.243 |  | no
bal_3P_1/0AC_1/0AC(N) |  | oh_cond_1/0_ACSR | oh_cond_1/0_ACSR | oh_cond_1/0_ACSR | oh_cond_1/0_ACSR |  | 1.091+1.185j | 0.203+0.469j | 0.203+0.469j | 0.203+0.469j | 1.091+1.185j | 0.203+0.469j | 0.203+0.469j | 0.203+0.469j | 1.091+1.185j | 13.243 | -2.726 | -2.726 | -2.726 | 13.243 | -2.726 | -2.726 | -2.726 | 13.243 |  | no
bal_3P_1/0AC_4/0AC(N) |  | oh_cond_1/0_ACSR | oh_cond_1/0_ACSR | oh_cond_1/0_ACSR | oh_cond_4/0_ACSR |  | 1.024+1.119j | 0.136+0.403j | 0.136+0.403j | 0.136+0.403j | 1.024+1.119j | 0.136+0.403j | 0.136+0.403j | 0.136+0.403j | 1.024+1.119j | 13.267 | -2.702 | -2.702 | -2.702 | 13.267 | -2.702 | -2.702 | -2.702 | 13.267 |  | no
bal_3P_1/0AC_4/0AL(N) |  | oh_cond_1/0_ACSR | oh_cond_1/0_ACSR | oh_cond_1/0_ACSR | oh_cond_4/0_AL |  | 1.022+1.12j | 0.134+0.404j | 0.134+0.404j | 0.134+0.404j | 1.022+1.12j | 0.134+0.404j | 0.134+0.404j | 0.134+0.404j | 1.022+1.12j | 13.261 | -2.707 | -2.707 | -2.707 | 13.261 | -2.707 | -2.707 | -2.707 | 13.261 |  | no
bal_3P_2/0CU |  | oh_cond_2/0_CU | oh_cond_2/0_CU | oh_cond_2/0_CU |  |  | 0.535+1.487j | 0.095+0.781j | 0.095+0.781j | 0.095+0.781j | 0.535+1.487j | 0.095+0.781j | 0.095+0.781j | 0.095+0.781j | 0.535+1.487j | 12.878 | -3.204 | -3.204 | -3.204 | 12.878 | -3.204 | -3.204 | -3.204 | 12.878 |  | no
bal_3P_2/0CU_2/0CU(N) |  | oh_cond_2/0_CU | oh_cond_2/0_CU | oh_cond_2/0_CU | oh_cond_2/0_CU |  | 0.571+1.115j | 0.131+0.409j | 0.131+0.409j | 0.131+0.409j | 0.571+1.115j | 0.131+0.409j | 0.131+0.409j | 0.131+0.409j | 0.571+1.115j | 13.33 | -2.752 | -2.752 | -2.752 | 13.33 | -2.752 | -2.752 | -2.752 | 13.33 |  | no
bal_3P_4/0AL_4/0AA(N) |  | oh_cond_4/0_AL | oh_cond_4/0_AL | oh_cond_4/0_AL | oh_cond_4/0_AAAC |  | 0.576+1.087j | 0.134+0.402j | 0.134+0.402j | 0.134+0.402j | 0.576+1.087j | 0.134+0.402j | 0.134+0.402j | 0.134+0.402j | 0.576+1.087j | 13.873 | -2.909 | -2.909 | -2.909 | 13.873 | -2.909 | -2.909 | -2.909 | 13.873 |  | no
bal_3P_4/0AL_4/0AL(N) |  | oh_cond_4/0_AL | oh_cond_4/0_AL | oh_cond_4/0_AL | oh_cond_4/0_AL |  | 0.576+1.089j | 0.134+0.404j | 0.134+0.404j | 0.134+0.404j | 0.576+1.089j | 0.134+0.404j | 0.134+0.404j | 0.134+0.404j | 0.576+1.089j | 13.867 | -2.914 | -2.914 | -2.914 | 13.867 | -2.914 | -2.914 | -2.914 | 13.867 |  | no
bal_3P_4CU |  | oh_cond_4_CU | oh_cond_4_CU | oh_cond_4_CU |  |  | 1.483+1.565j | 0.095+0.781j | 0.095+0.781j | 0.095+0.781j | 1.483+1.565j | 0.095+0.781j | 0.095+0.781j | 0.095+0.781j | 1.483+1.565j | 11.78 | -2.785 | -2.785 | -2.785 | 11.78 | -2.785 | -2.785 | -2.785 | 11.78 |  | no
bal_3P_4CU_1/0AC(N) |  | oh_cond_4_CU | oh_cond_4_CU | oh_cond_4_CU | oh_cond_1/0_ACSR |  | 1.591+1.253j | 0.203+0.469j | 0.203+0.469j | 0.203+0.469j | 1.591+1.253j | 0.203+0.469j | 0.203+0.469j | 0.203+0.469j | 1.591+1.253j | 12.19 | -2.374 | -2.374 | -2.374 | 12.19 | -2.374 | -2.374 | -2.374 | 12.19 |  | no
bal_3P_4CU_4/0AL(N) |  | oh_cond_4_CU | oh_cond_4_CU | oh_cond_4_CU | oh_cond_4/0_AL |  | 1.522+1.188j | 0.134+0.404j | 0.134+0.404j | 0.134+0.404j | 1.522+1.188j | 0.134+0.404j | 0.134+0.404j | 0.134+0.404j | 1.522+1.188j | 12.207 | -2.357 | -2.357 | -2.357 | 12.207 | -2.357 | -2.357 | -2.357 | 12.207 |  | no
bal_3P_4CU_4CU(N) |  | oh_cond_4_CU | oh_cond_4_CU | oh_cond_4_CU | oh_cond_4_CU |  | 1.617+1.325j | 0.229+0.541j | 0.229+0.541j | 0.229+0.541j | 1.617+1.325j | 0.229+0.541j | 0.229+0.541j | 0.229+0.541j | 1.617+1.325j | 12.16 | -2.404 | -2.404 | -2.404 | 12.16 | -2.404 | -2.404 | -2.404 | 12.16 |  | no
bal_3P_336AC |  | oh_cond_336_5_ACSR | oh_cond_336_5_ACSR | oh_cond_336_5_ACSR |  |  | 0.373+1.413j | 0.095+0.781j | 0.095+0.781j | 0.095+0.781j | 0.373+1.413j | 0.095+0.781j | 0.095+0.781j | 0.095+0.781j | 0.373+1.413j | 14.023 | -3.655 | -3.655 | -3.655 | 14.023 | -3.655 | -3.655 | -3.655 | 14.023 |  | no
bal_3P_477AL_1/0AA(N) |  | oh_cond_477_MCM_AL | oh_cond_477_MCM_AL | oh_cond_477_MCM_AL | oh_cond_1/0_AAAC |  | 0.399+1.097j | 0.201+0.467j | 0.201+0.467j | 0.201+0.467j | 0.399+1.097j | 0.201+0.467j | 0.201+0.467j | 0.201+0.467j | 0.399+1.097j | 14.9 | -3.306 | -3.306 | -3.306 | 14.9 | -3.306 | -3.306 | -3.306 | 14.9 |  | no
bal_3P_477AL_1/0AC(N) |  | oh_cond_477_MCM_AL | oh_cond_477_MCM_AL | oh_cond_477_MCM_AL | oh_cond_1/0_ACSR |  | 0.401+1.098j | 0.203+0.469j | 0.203+0.469j | 0.203+0.469j | 0.401+1.098j | 0.203+0.469j | 0.203+0.469j | 0.203+0.469j | 0.401+1.098j | 14.9 | -3.306 | -3.306 | -3.306 | 14.9 | -3.306 | -3.306 | -3.306 | 14.9 |  | no
bal_3P_477AL_2/0CU(N) |  | oh_cond_477_MCM_AL | oh_cond_477_MCM_AL | oh_cond_477_MCM_AL | oh_cond_2/0_CU |  | 0.329+1.038j | 0.131+0.409j | 0.131+0.409j | 0.131+0.409j | 0.329+1.038j | 0.131+0.409j | 0.131+0.409j | 0.131+0.409j | 0.329+1.038j | 14.903 | -3.303 | -3.303 | -3.303 | 14.903 | -3.303 | -3.303 | -3.303 | 14.903 |  | no
bal_3P_477AL_4/0AA(N) |  | oh_cond_477_MCM_AL | oh_cond_477_MCM_AL | oh_cond_477_MCM_AL | oh_cond_4/0_AAAC |  | 0.332+1.031j | 0.134+0.402j | 0.134+0.402j | 0.134+0.402j | 0.332+1.031j | 0.134+0.402j | 0.134+0.402j | 0.134+0.402j | 0.332+1.031j | 14.927 | -3.279 | -3.279 | -3.279 | 14.927 | -3.279 | -3.279 | -3.279 | 14.927 |  | no
bal_3P_477AL_4/0AC(N) |  | oh_cond_477_MCM_AL | oh_cond_477_MCM_AL | oh_cond_477_MCM_AL | oh_cond_4/0_ACSR |  | 0.334+1.032j | 0.136+0.403j | 0.136+0.403j | 0.136+0.403j | 0.334+1.032j | 0.136+0.403j | 0.136+0.403j | 0.136+0.403j | 0.334+1.032j | 14.927 | -3.279 | -3.279 | -3.279 | 14.927 | -3.279 | -3.279 | -3.279 | 14.927 |  | no
bal_3P_477AL_4/0AL(N) |  | oh_cond_477_MCM_AL | oh_cond_477_MCM_AL | oh_cond_477_MCM_AL | oh_cond_4/0_AL |  | 0.332+1.034j | 0.134+0.404j | 0.134+0.404j | 0.134+0.404j | 0.332+1.034j | 0.134+0.404j | 0.134+0.404j | 0.134+0.404j | 0.332+1.034j | 14.921 | -3.285 | -3.285 | -3.285 | 14.921 | -3.285 | -3.285 | -3.285 | 14.921 |  | no
bal_3P_477AL_4/0CU(N) |  | oh_cond_477_MCM_AL | oh_cond_477_MCM_AL | oh_cond_477_MCM_AL | oh_cond_4/0_CU |  | 0.294+1.018j | 0.096+0.388j | 0.096+0.388j | 0.096+0.388j | 0.294+1.018j | 0.096+0.388j | 0.096+0.388j | 0.096+0.388j | 0.294+1.018j | 14.921 | -3.285 | -3.285 | -3.285 | 14.921 | -3.285 | -3.285 | -3.285 | 14.921 |  | no
bal_3P_WYECUST |  | oh_cond_2/0_CU | oh_cond_2/0_CU | oh_cond_2/0_CU | oh_cond_3_#7_CWD_30% |  | 0.66+1.378j | 0.22+0.666j | 0.22+0.666j | 0.22+0.666j | 0.66+1.378j | 0.22+0.666j | 0.22+0.666j | 0.22+0.666j | 0.66+1.378j | 13.24 | -2.712 | -2.712 | -2.712 | 13.24 | -2.712 | -2.712 | -2.712 | 13.24 |  | no
unb_TAPWIRE_OH |  | oh_cond_WP-4/0-CU | oh_cond_WP-4/0-CU | oh_cond_WP-4/0-CU | oh_cond_WP-4/0-CU |  | 0.365+1.097j | 0.093+0.433j | 0.094+0.34j | 0.093+0.433j | 0.368+1.078j | 0.095+0.401j | 0.094+0.34j | 0.095+0.401j | 0.368+1.077j | 14.911 | -4.341 | -1.953 | -4.341 | 15.781 | -3.724 | -1.953 | -3.724 | 14.818 |  | no
und_1P_2ALURD_2AL(N) |  | und_cond_1P_2ALURD_2AL(N) | und_cond_1P_2ALURD_2AL(N) | und_cond_1P_2ALURD_2AL(N) |  |  | 2.379+0.823j | 0.0+0.0j | 0.0+0.0j | 0.0+0.0j | 2.379+0.823j | 0.0+0.0j | 0.0+0.0j | 0.0+0.0j | 2.379+0.823j | 401.497 | 0 | 0 | 0 | 401.497 | 0 | 0 | 0 | 401.497 |  | no
und_2P_2ALURD_2AL(N) |  | und_cond_2P_2ALURD_2AL(N) | und_cond_2P_2ALURD_2AL(N) | und_cond_2P_2ALURD_2AL(N) |  |  | 2.238+0.566j | 0.507+0.168j | 0.507+0.168j | 0.507+0.168j | 2.238+0.566j | 0.507+0.168j | 0.507+0.168j | 0.507+0.168j | 2.238+0.566j | 401.498 | 0 | 0 | 0 | 401.498 | 0 | 0 | 0 | 401.498 |  | no
und_3P_1/0ALURD_1/0AL(N) |  | und_cond_3P_1/0ALURD_1/0AL(N) | und_cond_3P_1/0ALURD_1/0AL(N) | und_cond_3P_1/0ALURD_1/0AL(N) |  |  | 1.489+0.467j | 0.385+0.07j | 0.385+0.07j | 0.385+0.07j | 1.489+0.467j | 0.385+0.07j | 0.385+0.07j | 0.385+0.07j | 1.489+0.467j | 530.19 | 0 | 0 | 0 | 530.19 | 0 | 0 | 0 | 530.19 |  | no
und_3P_WYECUST |  | und_cond_3P_WYECUST | und_cond_3P_WYECUST | und_cond_3P_WYECUST |  |  | 0.179+0.233j | 0.061-0.024j | 0.061-0.024j | 0.061-0.024j | 0.179+0.233j | 0.061-0.024j | 0.061-0.024j | 0.061-0.024j | 0.179+0.233j | 324.124 | 0 | 0 | 0 | 324.124 | 0 | 0 | 0 | 324.124 |  | no
und_TAPWIRE_UG |  | und_cond_TAPWIRE_UG | und_cond_TAPWIRE_UG | und_cond_TAPWIRE_UG |  |  | 0.001+0.001j | 0.0+0.0j | 0.0+0.0j | 0.0+0.0j | 0.001+0.001j | 0.0+0.0j | 0.0+0.0j | 0.0+0.0j | 0.001+0.001j | 0 | 0 | 0 | 0 | 0 | 0 | 0 | 0 | 0 |  | no

## load
data_type | static
owner_type | feeder
owner | 8100206
object | load
name | groupid | parent | bustype | phases | nominal_voltage | load_class | constant_power_A | constant_power_B | constant_power_C | constant_current_A | constant_current_B | constant_current_C | constant_impedance_A | constant_impedance_B | constant_impedance_C | base_power_A | base_power_B | base_power_C | power_pf_A | power_pf_B | power_pf_C | current_pf_A | current_pf_B | current_pf_C | impedance_pf_A | impedance_pf_B | impedance_pf_C | power_fraction_A | power_fraction_B | power_fraction_C | current_fraction_A | current_fraction_B | current_fraction_C | impedance_fraction_A | impedance_fraction_B | impedance_fraction_C | dcircuit | selected | monitored | monitored_fields | class_monitored_fields | played | played_fields | base_kw_A | base_kw_B | base_kw_C | kw_A | kw_B | kw_C | comments | critical_load | dem_resp_lb | dem_resp_ub | dem_resp_shortage_cost | dem_resp_surplus_cost | num_customers
load_220330618 |  | node_1402478_523_15292760_499 |  | AN | 0 | NonResidential | 17000+7241.97j | 0 | 0 | 0 | 0 | 0 | [24 empty] | 8100206 | no | no |  |  | no |  | 0 | 0 | 0 | 0 | 0 | 0 |  | 1 | 1 | 1 | 0 | 0 | 0
load_220330622 |  | node_1400255_285_15292775_014 |  | AN | 0 | Residential | 25293.6+10775.028j | 0 | 0 | 0 | 0 | 0 | [24 empty] | 8100206 | no | no |  |  | no |  | 0 | 0 | 0 | 0 | 0 | 0 |  | 1 | 1 | 1 | 0 | 0 | 0
load_220330623 |  | node_1400169_184_15293267_377 |  | AN | 0 | Residential | 23666.4+10081.844j | 0 | 0 | 0 | 0 | 0 | [24 empty] | 8100206 | no | no |  |  | no |  | 0 | 0 | 0 | 0 | 0 | 0 |  | 1 | 1 | 1 | 0 | 0 | 0
load_220330666 |  | node_1404201_153_15292627_55 |  | AN | 0 | Residential | 20145.6+8581.99j | 0 | 0 | 0 | 0 | 0 | [24 empty] | 8100206 | no | no |  |  | no |  | 0 | 0 | 0 | 0 | 0 | 0 |  | 1 | 1 | 1 | 0 | 0 | 0
load_220330667 |  | node_1404166_001_15292395_406 |  | AN | 0 | Residential | 30225.6+12876.052j | 0 | 0 | 0 | 0 | 0 | [24 empty] | 8100206 | no | no |  |  | no |  | 0 | 0 | 0 | 0 | 0 | 0 |  | 1 | 1 | 1 | 0 | 0 | 0
load_220331673 |  | node_1401461_411_15292567_779 |  | AN | 0 | Residential | 9489.6+4042.553j | 0 | 0 | 0 | 0 | 0 | [24 empty] | 8100206 | no | no |  |  | no |  | 0 | 0 | 0 | 0 | 0 | 0 |  | 1 | 1 | 1 | 0 | 0 | 0
load_220331675 |  | node_1402190_935_15292916_411 |  | AN | 0 | Residential | 63777.6+27169.144j | 0 | 0 | 0 | 0 | 0 | [24 empty] | 8100206 | no | no |  |  | no |  | 0 | 0 | 0 | 0 | 0 | 0 |  | 1 | 1 | 1 | 0 | 0 | 0
load_220331677 |  | node_1402857_885_15293001_551 |  | AN | 0 | NonResidential | 7333.333+3123.987j | 0 | 0 | 0 | 0 | 0 | [24 empty] | 8100206 | no | no |  |  | no |  | 0 | 0 | 0 | 0 | 0 | 0 |  | 1 | 1 | 1 | 0 | 0 | 0
load_220331678 |  | node_1402818_738_15292996_225 |  | BN | 0 | NonResidential | 0 | 7333.333+3123.987j | 0 | 0 | 0 | 0 | [24 empty] | 8100206 | no | no |  |  | no |  | 0 | 0 | 0 | 0 | 0 | 0 |  | 1 | 1 | 1 | 0 | 0 | 0
load_220331679 |  | node_1402838_557_15292995_43 |  | CN | 0 | NonResidential | 0 | 0 | 7333.333+3123.987j | 0 | 0 | 0 | [24 empty] | 8100206 | no | no |  |  | no |  | 0 | 0 | 0 | 0 | 0 | 0 |  | 1 | 1 | 1 | 0 | 0 | 0
load_220331680 |  | node_1403089_384_15293091_489 |  | AN | 0 | NonResidential | 0 | 0 | 0 | 0 | 0 | 0 | [24 empty] | 8100206 | no | no |  |  | no |  | 0 | 0 | 0 | 0 | 0 | 0 |  | 1 | 1 | 1 | 0 | 0 | 0
load_220331681 |  | node_1403656_162_15292966_992 |  | AN | 0 | NonResidential | 0 | 0 | 0 | 0 | 0 | 0 | [24 empty] | 8100206 | no | no |  |  | no |  | 0 | 0 | 0 | 0 | 0 | 0 |  | 1 | 1 | 1 | 0 | 0 | 0
load_220331683 |  | node_1404785_454_15292879_179 |  | AN | 0 | NonResidential | 1000+425.998j | 0 | 0 | 0 | 0 | 0 | [24 empty] | 8100206 | no | no |  |  | no |  | 0 | 0 | 0 | 0 | 0 | 0 |  | 1 | 1 | 1 | 0 | 0 | 0
load_220331684 |  | node_1404900_342_15292788_443 |  | AN | 0 | NonResidential | 5666.667+2413.99j | 0 | 0 | 0 | 0 | 0 | [24 empty] | 8100206 | no | no |  |  | no |  | 0 | 0 | 0 | 0 | 0 | 0 |  | 1 | 1 | 1 | 0 | 0 | 0
load_220331685 |  | node_1404920_04_15292785_512 |  | BN | 0 | NonResidential | 0 | 5666.667+2413.99j | 0 | 0 | 0 | 0 | [24 empty] | 8100206 | no | no |  |  | no |  | 0 | 0 | 0 | 0 | 0 | 0 |  | 1 | 1 | 1 | 0 | 0 | 0
load_220331686 |  | node_1404881_912_15292798_123 |  | CN | 0 | NonResidential | 0 | 0 | 5666.667+2413.99j | 0 | 0 | 0 | [24 empty] | 8100206 | no | no |  |  | no |  | 0 | 0 | 0 | 0 | 0 | 0 |  | 1 | 1 | 1 | 0 | 0 | 0
load_220331721 |  | node_1399596_542_15291713_215 |  | AN | 0 | NonResidential | 0 | 0 | 0 | 0 | 0 | 0 | [24 empty] | 8100206 | no | no |  |  | no |  | 0 | 0 | 0 | 0 | 0 | 0 |  | 1 | 1 | 1 | 0 | 0 | 0
load_220331722 |  | node_1399670_094_15291758_64 |  | AN | 0 | Residential | 39196.8+16697.767j | 0 | 0 | 0 | 0 | 0 | [24 empty] | 8100206 | no | no |  |  | no |  | 0 | 0 | 0 | 0 | 0 | 0 |  | 1 | 1 | 1 | 0 | 0 | 0
load_220331723 |  | node_1400370_391_15292187_706 |  | AN | 0 | Residential | 26416.8+11253.51j | 0 | 0 | 0 | 0 | 0 | [24 empty] | 8100206 | no | no |  |  | no |  | 0 | 0 | 0 | 0 | 0 | 0 |  | 1 | 1 | 1 | 0 | 0 | 0
load_220331728 |  | node_1400809_547_15292377_89 |  | AN | 0 | NonResidential | 19648.8+8370.354j | 0 | 0 | 0 | 0 | 0 | [24 empty] | 8100206 | no | no |  |  | no |  | 0 | 0 | 0 | 0 | 0 | 0 |  | 1 | 1 | 1 | 0 | 0 | 0
load_220331885 |  | node_1400034_556_15292389_867 |  | AN | 0 | Residential | 87292.8+37186.577j | 0 | 0 | 0 | 0 | 0 | [24 empty] | 8100206 | no | no |  |  | no |  | 0 | 0 | 0 | 0 | 0 | 0 |  | 1 | 1 | 1 | 0 | 0 | 0
load_220331886 |  | node_1400213_693_15292045_949 |  | AN | 0 | NonResidential | 14522.4+6186.516j | 0 | 0 | 0 | 0 | 0 | [24 empty] | 8100206 | no | no |  |  | no |  | 0 | 0 | 0 | 0 | 0 | 0 |  | 1 | 1 | 1 | 0 | 0 | 0
load_220331887 |  | node_1400467_774_15291506_82 |  | AN | 0 | Residential | 49608+21132.92j | 0 | 0 | 0 | 0 | 0 | [24 empty] | 8100206 | no | no |  |  | no |  | 0 | 0 | 0 | 0 | 0 | 0 |  | 1 | 1 | 1 | 0 | 0 | 0
load_220331889 |  | node_1400349_464_15292501_927 |  | AN | 0 | Residential | 69336+29537.012j | 0 | 0 | 0 | 0 | 0 | [24 empty] | 8100206 | no | no |  |  | no |  | 0 | 0 | 0 | 0 | 0 | 0 |  | 1 | 1 | 1 | 0 | 0 | 0
load_220331891 |  | node_1400555_01_15291164_003 |  | AN | 0 | Residential | 57722.4+24589.639j | 0 | 0 | 0 | 0 | 0 | [24 empty] | 8100206 | no | no |  |  | no |  | 0 | 0 | 0 | 0 | 0 | 0 |  | 1 | 1 | 1 | 0 | 0 | 0
load_220331892 |  | node_1400485_037_15291993_497 |  | AN | 0 | Residential | 9734.4+4146.837j | 0 | 0 | 0 | 0 | 0 | [24 empty] | 8100206 | no | no |  |  | no |  | 0 | 0 | 0 | 0 | 0 | 0 |  | 1 | 1 | 1 | 0 | 0 | 0
load_220331893 |  | node_1400503_165_15291781_423 |  | AN | 0 | Residential | 37029.6+15774.544j | 0 | 0 | 0 | 0 | 0 | [24 empty] | 8100206 | no | no |  |  | no |  | 0 | 0 | 0 | 0 | 0 | 0 |  | 1 | 1 | 1 | 0 | 0 | 0
load_220331894 |  | node_1402028_654_15292487_861 |  | AN | 0 | Residential | 45914.4+19559.452j | 0 | 0 | 0 | 0 | 0 | [24 empty] | 8100206 | no | no |  |  | no |  | 0 | 0 | 0 | 0 | 0 | 0 |  | 1 | 1 | 1 | 0 | 0 | 0
load_220331895 |  | node_1400810_315_15292033_103 |  | AN | 0 | Residential | 78811.2+33573.431j | 0 | 0 | 0 | 0 | 0 | [24 empty] | 8100206 | no | no |  |  | no |  | 0 | 0 | 0 | 0 | 0 | 0 |  | 1 | 1 | 1 | 0 | 0 | 0
load_220331896 |  | node_1401495_457_15292245_508 |  | AN | 0 | NonResidential | 4017.6+1711.49j | 0 | 0 | 0 | 0 | 0 | [24 empty] | 8100206 | no | no |  |  | no |  | 0 | 0 | 0 | 0 | 0 | 0 |  | 1 | 1 | 1 | 0 | 0 | 0
load_220331897 |  | node_1400620_663_15292646_062 |  | AN | 0 | Residential | 49485.6+21080.777j | 0 | 0 | 0 | 0 | 0 | [24 empty] | 8100206 | no | no |  |  | no |  | 0 | 0 | 0 | 0 | 0 | 0 |  | 1 | 1 | 1 | 0 | 0 | 0
load_220331898 |  | node_1400600_983_15292977_948 |  | AN | 0 | Residential | 68947.2+29371.384j | 0 | 0 | 0 | 0 | 0 | [24 empty] | 8100206 | no | no |  |  | no |  | 0 | 0 | 0 | 0 | 0 | 0 |  | 1 | 1 | 1 | 0 | 0 | 0
load_220331899 |  | node_1401031_723_15292763_186 |  | AN | 0 | Residential | 102492+43661.409j | 0 | 0 | 0 | 0 | 0 | [24 empty] | 8100206 | no | no |  |  | no |  | 0 | 0 | 0 | 0 | 0 | 0 |  | 1 | 1 | 1 | 0 | 0 | 0
load_220331904 |  | node_1401856_656_15293146_624 |  | AN | 0 | Residential | 89280+38033.121j | 0 | 0 | 0 | 0 | 0 | [24 empty] | 8100206 | no | no |  |  | no |  | 0 | 0 | 0 | 0 | 0 | 0 |  | 1 | 1 | 1 | 0 | 0 | 0
load_220331905 |  | node_1401434_264_15293057_487 |  | AN | 0 | NonResidential | 2289.6+975.366j | 0 | 0 | 0 | 0 | 0 | [24 empty] | 8100206 | no | no |  |  | no |  | 0 | 0 | 0 | 0 | 0 | 0 |  | 1 | 1 | 1 | 0 | 0 | 0
load_220331906 |  | node_1401135_962_15291711_795 |  | AN | 0 | Residential | 111823.2+47636.484j | 0 | 0 | 0 | 0 | 0 | [24 empty] | 8100206 | no | no |  |  | no |  | 0 | 0 | 0 | 0 | 0 | 0 |  | 1 | 1 | 1 | 0 | 0 | 0
load_220331908 |  | node_1401474_512_15291765_288 |  | AN | 0 | Residential | 89964+38324.504j | 0 | 0 | 0 | 0 | 0 | [24 empty] | 8100206 | no | no |  |  | no |  | 0 | 0 | 0 | 0 | 0 | 0 |  | 1 | 1 | 1 | 0 | 0 | 0
load_220331914 |  | node_1402877_623_15291551_279 |  | AN | 0 | NonResidential | 4000+1703.993j | 0 | 0 | 0 | 0 | 0 | [24 empty] | 8100206 | no | no |  |  | no |  | 0 | 0 | 0 | 0 | 0 | 0 |  | 1 | 1 | 1 | 0 | 0 | 0
load_220332594 |  | node_1403930_914_15292627_853 |  | AN | 0 | Residential | 15228+6487.101j | 0 | 0 | 0 | 0 | 0 | [24 empty] | 8100206 | no | no |  |  | no |  | 0 | 0 | 0 | 0 | 0 | 0 |  | 1 | 1 | 1 | 0 | 0 | 0
load_220332698 |  | node_1402151_975_15291935_18 |  | AN | 0 | NonResidential | 4032+1717.625j | 0 | 0 | 0 | 0 | 0 | [24 empty] | 8100206 | no | no |  |  | no |  | 0 | 0 | 0 | 0 | 0 | 0 |  | 1 | 1 | 1 | 0 | 0 | 0
load_220332699 |  | node_1402440_912_15291955_62 |  | AN | 0 | Residential | 39571.2+16857.261j | 0 | 0 | 0 | 0 | 0 | [24 empty] | 8100206 | no | no |  |  | no |  | 0 | 0 | 0 | 0 | 0 | 0 |  | 1 | 1 | 1 | 0 | 0 | 0
load_220332700 |  | node_1402480_281_15291594_039 |  | AN | 0 | NonResidential | 0 | 0 | 0 | 0 | 0 | 0 | [24 empty] | 8100206 | no | no |  |  | no |  | 0 | 0 | 0 | 0 | 0 | 0 |  | 1 | 1 | 1 | 0 | 0 | 0
load_220332729 |  | node_1403766_418_15292628_853 |  | AN | 0 | Residential | 54237.6+23105.121j | 0 | 0 | 0 | 0 | 0 | [24 empty] | 8100206 | no | no |  |  | no |  | 0 | 0 | 0 | 0 | 0 | 0 |  | 1 | 1 | 1 | 0 | 0 | 0
load_220332730 |  | node_1403898_372_15292254_104 |  | AN | 0 | Residential | 34682.4+14774.641j | 0 | 0 | 0 | 0 | 0 | [24 empty] | 8100206 | no | no |  |  | no |  | 0 | 0 | 0 | 0 | 0 | 0 |  | 1 | 1 | 1 | 0 | 0 | 0
load_220332731 |  | node_1403588_893_15292158_335 |  | AN | 0 | Residential | 25545.6+10882.38j | 0 | 0 | 0 | 0 | 0 | [24 empty] | 8100206 | no | no |  |  | no |  | 0 | 0 | 0 | 0 | 0 | 0 |  | 1 | 1 | 1 | 0 | 0 | 0
load_220332736 |  | node_1407392_297_15294727_357 |  | AN | 0 | NonResidential | 3081.6+1312.756j | 0 | 0 | 0 | 0 | 0 | [24 empty] | 8100206 | no | no |  |  | no |  | 0 | 0 | 0 | 0 | 0 | 0 |  | 1 | 1 | 1 | 0 | 0 | 0
load_220332978 |  | node_1406702_604_15295262_871 |  | AN | 0 | NonResidential | 0 | 0 | 0 | 0 | 0 | 0 | [24 empty] | 8100206 | no | no |  |  | no |  | 0 | 0 | 0 | 0 | 0 | 0 |  | 1 | 1 | 1 | 0 | 0 | 0
load_220332991 |  | node_1403332_082_15292691_132 |  | AN | 0 | NonResidential | 11333.333+4827.98j | 0 | 0 | 0 | 0 | 0 | [24 empty] | 8100206 | no | no |  |  | no |  | 0 | 0 | 0 | 0 | 0 | 0 |  | 1 | 1 | 1 | 0 | 0 | 0
load_220332992 |  | node_1403321_35_15292702_338 |  | BN | 0 | NonResidential | 0 | 11333.333+4827.98j | 0 | 0 | 0 | 0 | [24 empty] | 8100206 | no | no |  |  | no |  | 0 | 0 | 0 | 0 | 0 | 0 |  | 1 | 1 | 1 | 0 | 0 | 0
load_220332993 |  | node_1403337_061_15292673_05 |  | CN | 0 | NonResidential | 0 | 0 | 11333.333+4827.98j | 0 | 0 | 0 | [24 empty] | 8100206 | no | no |  |  | no |  | 0 | 0 | 0 | 0 | 0 | 0 |  | 1 | 1 | 1 | 0 | 0 | 0
load_220333794 |  | node_1404406_428_15291251_751 |  | AN | 0 | Residential | 29556+12590.803j | 0 | 0 | 0 | 0 | 0 | [24 empty] | 8100206 | no | no |  |  | no |  | 0 | 0 | 0 | 0 | 0 | 0 |  | 1 | 1 | 1 | 0 | 0 | 0
load_220333795 |  | node_1404717_179_15291472_63 |  | AN | 0 | Residential | 17503.2+7456.332j | 0 | 0 | 0 | 0 | 0 | [24 empty] | 8100206 | no | no |  |  | no |  | 0 | 0 | 0 | 0 | 0 | 0 |  | 1 | 1 | 1 | 0 | 0 | 0
load_220333796 |  | node_1404429_529_15291717_67 |  | AN | 0 | Residential | 3672+1564.265j | 0 | 0 | 0 | 0 | 0 | [24 empty] | 8100206 | no | no |  |  | no |  | 0 | 0 | 0 | 0 | 0 | 0 |  | 1 | 1 | 1 | 0 | 0 | 0
load_220333797 |  | node_1404176_197_15291650_862 |  | AN | 0 | Residential | 21038.4+8962.321j | 0 | 0 | 0 | 0 | 0 | [24 empty] | 8100206 | no | no |  |  | no |  | 0 | 0 | 0 | 0 | 0 | 0 |  | 1 | 1 | 1 | 0 | 0 | 0
load_220334256 |  | node_1405126_586_15292803_979 |  | AN | 0 | NonResidential | 5551.2+2364.801j | 0 | 0 | 0 | 0 | 0 | [24 empty] | 8100206 | no | no |  |  | no |  | 0 | 0 | 0 | 0 | 0 | 0 |  | 1 | 1 | 1 | 0 | 0 | 0
load_220334284 |  | node_1402920_881_15291298_148 |  | AN | 0 | NonResidential | 17333.333+7383.969j | 0 | 0 | 0 | 0 | 0 | [24 empty] | 8100206 | no | no |  |  | no |  | 0 | 0 | 0 | 0 | 0 | 0 |  | 1 | 1 | 1 | 0 | 0 | 0
load_220334285 |  | node_1402929_201_15291274_046 |  | BN | 0 | NonResidential | 0 | 17333.333+7383.969j | 0 | 0 | 0 | 0 | [24 empty] | 8100206 | no | no |  |  | no |  | 0 | 0 | 0 | 0 | 0 | 0 |  | 1 | 1 | 1 | 0 | 0 | 0
load_220334286 |  | node_1402917_504_15291324_359 |  | CN | 0 | NonResidential | 0 | 0 | 17333.333+7383.969j | 0 | 0 | 0 | [24 empty] | 8100206 | no | no |  |  | no |  | 0 | 0 | 0 | 0 | 0 | 0 |  | 1 | 1 | 1 | 0 | 0 | 0
load_220334287 |  | node_1403200_307_15291076_502 |  | AN | 0 | Residential | 29340+12498.788j | 0 | 0 | 0 | 0 | 0 | [24 empty] | 8100206 | no | no |  |  | no |  | 0 | 0 | 0 | 0 | 0 | 0 |  | 1 | 1 | 1 | 0 | 0 | 0
load_220334288 |  | node_1403601_891_15290687_487 |  | AN | 0 | Residential | 14659.2+6244.793j | 0 | 0 | 0 | 0 | 0 | [24 empty] | 8100206 | no | no |  |  | no |  | 0 | 0 | 0 | 0 | 0 | 0 |  | 1 | 1 | 1 | 0 | 0 | 0
load_220334289 |  | node_1403819_43_15290469_142 |  | AN | 0 | Residential | 45259.2+19280.338j | 0 | 0 | 0 | 0 | 0 | [24 empty] | 8100206 | no | no |  |  | no |  | 0 | 0 | 0 | 0 | 0 | 0 |  | 1 | 1 | 1 | 0 | 0 | 0
load_220334290 |  | node_1404067_242_15290085_381 |  | AN | 0 | NonResidential | 1764+751.461j | 0 | 0 | 0 | 0 | 0 | [24 empty] | 8100206 | no | no |  |  | no |  | 0 | 0 | 0 | 0 | 0 | 0 |  | 1 | 1 | 1 | 0 | 0 | 0
load_220334291 |  | node_1404395_29_15289773_465 |  | AN | 0 | Residential | 36014.4+15342.07j | 0 | 0 | 0 | 0 | 0 | [24 empty] | 8100206 | no | no |  |  | no |  | 0 | 0 | 0 | 0 | 0 | 0 |  | 1 | 1 | 1 | 0 | 0 | 0
load_220334292 |  | node_1404470_881_15289388_678 |  | AN | 0 | Residential | 22701.6+9670.841j | 0 | 0 | 0 | 0 | 0 | [24 empty] | 8100206 | no | no |  |  | no |  | 0 | 0 | 0 | 0 | 0 | 0 |  | 1 | 1 | 1 | 0 | 0 | 0
load_220334293 |  | node_1404712_262_15289534_641 |  | AN | 0 | Residential | 12484.8+5318.503j | 0 | 0 | 0 | 0 | 0 | [24 empty] | 8100206 | no | no |  |  | no |  | 0 | 0 | 0 | 0 | 0 | 0 |  | 1 | 1 | 1 | 0 | 0 | 0
load_220334294 |  | node_1404723_468_15289257_529 |  | AN | 0 | Residential | 35517.6+15130.434j | 0 | 0 | 0 | 0 | 0 | [24 empty] | 8100206 | no | no |  |  | no |  | 0 | 0 | 0 | 0 | 0 | 0 |  | 1 | 1 | 1 | 0 | 0 | 0
load_220334295 |  | node_1405004_086_15289312_543 |  | AN | 0 | Residential | 40932+17436.959j | 0 | 0 | 0 | 0 | 0 | [24 empty] | 8100206 | no | no |  |  | no |  | 0 | 0 | 0 | 0 | 0 | 0 |  | 1 | 1 | 1 | 0 | 0 | 0
load_220334296 |  | node_1405386_557_15289066_7 |  | AN | 0 | NonResidential | 201.6+85.881j | 0 | 0 | 0 | 0 | 0 | [24 empty] | 8100206 | no | no |  |  | no |  | 0 | 0 | 0 | 0 | 0 | 0 |  | 1 | 1 | 1 | 0 | 0 | 0
load_220334297 |  | node_1404644_652_15292684_383 |  | AN | 0 | NonResidential | 2584.8+1101.12j | 0 | 0 | 0 | 0 | 0 | [24 empty] | 8100206 | no | no |  |  | no |  | 0 | 0 | 0 | 0 | 0 | 0 |  | 1 | 1 | 1 | 0 | 0 | 0
load_220334298 |  | node_1404102_724_15290605_755 |  | AN | 0 | Residential | 53812.8+22924.157j | 0 | 0 | 0 | 0 | 0 | [24 empty] | 8100206 | no | no |  |  | no |  | 0 | 0 | 0 | 0 | 0 | 0 |  | 1 | 1 | 1 | 0 | 0 | 0
load_220334299 |  | node_1403981_83_15291302_892 |  | AN | 0 | Residential | 5040+2147.031j | 0 | 0 | 0 | 0 | 0 | [24 empty] | 8100206 | no | no |  |  | no |  | 0 | 0 | 0 | 0 | 0 | 0 |  | 1 | 1 | 1 | 0 | 0 | 0
load_220334300 |  | node_1403869_521_15291502_614 |  | AN | 0 | Residential | 3204+1364.898j | 0 | 0 | 0 | 0 | 0 | [24 empty] | 8100206 | no | no |  |  | no |  | 0 | 0 | 0 | 0 | 0 | 0 |  | 1 | 1 | 1 | 0 | 0 | 0
load_220334301 |  | node_1403630_714_15291479_372 |  | AN | 0 | Residential | 42278.4+18010.523j | 0 | 0 | 0 | 0 | 0 | [24 empty] | 8100206 | no | no |  |  | no |  | 0 | 0 | 0 | 0 | 0 | 0 |  | 1 | 1 | 1 | 0 | 0 | 0
load_220334458 |  | node_1402541_452_15287926_048 |  | AN | 0 | Residential | 3621.6+1542.795j | 0 | 0 | 0 | 0 | 0 | [24 empty] | 8100206 | no | no |  |  | no |  | 0 | 0 | 0 | 0 | 0 | 0 |  | 1 | 1 | 1 | 0 | 0 | 0
load_220334459 |  | node_1402771_792_15287709_063 |  | AN | 0 | Residential | 1591.2+677.848j | 0 | 0 | 0 | 0 | 0 | [24 empty] | 8100206 | no | no |  |  | no |  | 0 | 0 | 0 | 0 | 0 | 0 |  | 1 | 1 | 1 | 0 | 0 | 0
load_220334460 |  | node_1401496_05_15289013_271 |  | AN | 0 | Residential | 1173.6+499.952j | 0 | 0 | 0 | 0 | 0 | [24 empty] | 8100206 | no | no |  |  | no |  | 0 | 0 | 0 | 0 | 0 | 0 |  | 1 | 1 | 1 | 0 | 0 | 0
load_220334461 |  | node_1401896_491_15288571_904 |  | AN | 0 | Residential | 90777.6+38671.096j | 0 | 0 | 0 | 0 | 0 | [24 empty] | 8100206 | no | no |  |  | no |  | 0 | 0 | 0 | 0 | 0 | 0 |  | 1 | 1 | 1 | 0 | 0 | 0
load_220334551 |  | node_1405177_075_15290951_335 |  | AN | 0 | Residential | 22896+9753.655j | 0 | 0 | 0 | 0 | 0 | [24 empty] | 8100206 | no | no |  |  | no |  | 0 | 0 | 0 | 0 | 0 | 0 |  | 1 | 1 | 1 | 0 | 0 | 0
load_220334552 |  | node_1403865_787_15290873_622 |  | AN | 0 | Residential | 51631.2+21994.799j | 0 | 0 | 0 | 0 | 0 | [24 empty] | 8100206 | no | no |  |  | no |  | 0 | 0 | 0 | 0 | 0 | 0 |  | 1 | 1 | 1 | 0 | 0 | 0
load_220334553 |  | node_1404271_359_15290961_831 |  | AN | 0 | NonResidential | 2102.4+895.619j | 0 | 0 | 0 | 0 | 0 | [24 empty] | 8100206 | no | no |  |  | no |  | 0 | 0 | 0 | 0 | 0 | 0 |  | 1 | 1 | 1 | 0 | 0 | 0
load_220334554 |  | node_1404717_579_15291007_584 |  | AN | 0 | NonResidential | 1303.2+555.161j | 0 | 0 | 0 | 0 | 0 | [24 empty] | 8100206 | no | no |  |  | no |  | 0 | 0 | 0 | 0 | 0 | 0 |  | 1 | 1 | 1 | 0 | 0 | 0
load_220334563 |  | node_1405348_054_15289284_521 |  | AN | 0 | Residential | 22672.8+9658.572j | 0 | 0 | 0 | 0 | 0 | [24 empty] | 8100206 | no | no |  |  | no |  | 0 | 0 | 0 | 0 | 0 | 0 |  | 1 | 1 | 1 | 0 | 0 | 0
load_220334564 |  | node_1404986_4_15290600_239 |  | AN | 0 | Residential | 48132+20504.146j | 0 | 0 | 0 | 0 | 0 | [24 empty] | 8100206 | no | no |  |  | no |  | 0 | 0 | 0 | 0 | 0 | 0 |  | 1 | 1 | 1 | 0 | 0 | 0
load_220334565 |  | node_1405178_858_15290187_187 |  | AN | 0 | Residential | 43408.8+18492.071j | 0 | 0 | 0 | 0 | 0 | [24 empty] | 8100206 | no | no |  |  | no |  | 0 | 0 | 0 | 0 | 0 | 0 |  | 1 | 1 | 1 | 0 | 0 | 0
load_220334566 |  | node_1405288_161_15289767_395 |  | AN | 0 | Residential | 43689.6+18611.692j | 0 | 0 | 0 | 0 | 0 | [24 empty] | 8100206 | no | no |  |  | no |  | 0 | 0 | 0 | 0 | 0 | 0 |  | 1 | 1 | 1 | 0 | 0 | 0
load_220334598 |  | node_1404674_892_15290729_115 |  | AN | 0 | Residential | 50968.8+21712.618j | 0 | 0 | 0 | 0 | 0 | [24 empty] | 8100206 | no | no |  |  | no |  | 0 | 0 | 0 | 0 | 0 | 0 |  | 1 | 1 | 1 | 0 | 0 | 0
load_220334599 |  | node_1404690_485_15290559_295 |  | AN | 0 | Residential | 31406.4+13379.07j | 0 | 0 | 0 | 0 | 0 | [24 empty] | 8100206 | no | no |  |  | no |  | 0 | 0 | 0 | 0 | 0 | 0 |  | 1 | 1 | 1 | 0 | 0 | 0
load_220334600 |  | node_1404814_162_15290484_512 |  | AN | 0 | Residential | 27756+11824.006j | 0 | 0 | 0 | 0 | 0 | [24 empty] | 8100206 | no | no |  |  | no |  | 0 | 0 | 0 | 0 | 0 | 0 |  | 1 | 1 | 1 | 0 | 0 | 0
load_220334601 |  | node_1404811_696_15290310_126 |  | AN | 0 | Residential | 36108+15381.944j | 0 | 0 | 0 | 0 | 0 | [24 empty] | 8100206 | no | no |  |  | no |  | 0 | 0 | 0 | 0 | 0 | 0 |  | 1 | 1 | 1 | 0 | 0 | 0
load_220334602 |  | node_1404867_947_15290161_835 |  | AN | 0 | Residential | 58471.2+24908.627j | 0 | 0 | 0 | 0 | 0 | [24 empty] | 8100206 | no | no |  |  | no |  | 0 | 0 | 0 | 0 | 0 | 0 |  | 1 | 1 | 1 | 0 | 0 | 0
load_220334603 |  | node_1405037_288_15289894_322 |  | AN | 0 | Residential | 44503.2+18958.284j | 0 | 0 | 0 | 0 | 0 | [24 empty] | 8100206 | no | no |  |  | no |  | 0 | 0 | 0 | 0 | 0 | 0 |  | 1 | 1 | 1 | 0 | 0 | 0
load_220334604 |  | node_1404989_256_15289727_484 |  | AN | 0 | Residential | 34516.8+14704.095j | 0 | 0 | 0 | 0 | 0 | [24 empty] | 8100206 | no | no |  |  | no |  | 0 | 0 | 0 | 0 | 0 | 0 |  | 1 | 1 | 1 | 0 | 0 | 0
load_220334620 |  | node_1404422_85_15290539_496 |  | AN | 0 | Residential | 84254.4+35892.224j | 0 | 0 | 0 | 0 | 0 | [24 empty] | 8100206 | no | no |  |  | no |  | 0 | 0 | 0 | 0 | 0 | 0 |  | 1 | 1 | 1 | 0 | 0 | 0
load_220334621 |  | node_1404542_05_15290068_937 |  | AN | 0 | Residential | 41378.4+17627.125j | 0 | 0 | 0 | 0 | 0 | [24 empty] | 8100206 | no | no |  |  | no |  | 0 | 0 | 0 | 0 | 0 | 0 |  | 1 | 1 | 1 | 0 | 0 | 0
load_220337789 |  | node_1406138_226_15291690_829 |  | AN | 0 | Residential | 8985.6+3827.85j | 0 | 0 | 0 | 0 | 0 | [24 empty] | 8100206 | no | no |  |  | no |  | 0 | 0 | 0 | 0 | 0 | 0 |  | 1 | 1 | 1 | 0 | 0 | 0
load_220337790 |  | node_1406418_415_15291584_753 |  | AN | 0 | Residential | 26208+11164.561j | 0 | 0 | 0 | 0 | 0 | [24 empty] | 8100206 | no | no |  |  | no |  | 0 | 0 | 0 | 0 | 0 | 0 |  | 1 | 1 | 1 | 0 | 0 | 0
load_220337792 |  | node_1406851_063_15291428_318 |  | AN | 0 | Residential | 16027.2+6827.559j | 0 | 0 | 0 | 0 | 0 | [24 empty] | 8100206 | no | no |  |  | no |  | 0 | 0 | 0 | 0 | 0 | 0 |  | 1 | 1 | 1 | 0 | 0 | 0
load_220337793 |  | node_1407236_493_15291060_981 |  | AN | 0 | Residential | 12088.8+5149.807j | 0 | 0 | 0 | 0 | 0 | [24 empty] | 8100206 | no | no |  |  | no |  | 0 | 0 | 0 | 0 | 0 | 0 |  | 1 | 1 | 1 | 0 | 0 | 0
load_220337795 |  | node_1406186_929_15292077_687 |  | AN | 0 | NonResidential | 172.8+73.612j | 0 | 0 | 0 | 0 | 0 | [24 empty] | 8100206 | no | no |  |  | no |  | 0 | 0 | 0 | 0 | 0 | 0 |  | 1 | 1 | 1 | 0 | 0 | 0
load_220337796 |  | node_1405532_647_15292259_252 |  | AN | 0 | Residential | 51559.2+21964.127j | 0 | 0 | 0 | 0 | 0 | [24 empty] | 8100206 | no | no |  |  | no |  | 0 | 0 | 0 | 0 | 0 | 0 |  | 1 | 1 | 1 | 0 | 0 | 0
load_220337799 |  | node_1407102_61_15292989_462 |  | AN | 0 | NonResidential | 3500+1490.994j | 0 | 0 | 0 | 0 | 0 | [24 empty] | 8100206 | no | no |  |  | no |  | 0 | 0 | 0 | 0 | 0 | 0 |  | 1 | 1 | 1 | 0 | 0 | 0
load_220337800 |  | node_1407104_24_15293007_406 |  | AN | 0 | NonResidential | 3500+1490.994j | 0 | 0 | 0 | 0 | 0 | [24 empty] | 8100206 | no | no |  |  | no |  | 0 | 0 | 0 | 0 | 0 | 0 |  | 1 | 1 | 1 | 0 | 0 | 0
load_220337881 |  | node_1407758_57_15293351_718 |  | AN | 0 | NonResidential | 18500+7880.967j | 0 | 0 | 0 | 0 | 0 | [24 empty] | 8100206 | no | no |  |  | no |  | 0 | 0 | 0 | 0 | 0 | 0 |  | 1 | 1 | 1 | 0 | 0 | 0
load_220337882 |  | node_1407768_518_15293333_709 |  | AN | 0 | Residential | 32907.6+14018.579j | 0 | 0 | 0 | 0 | 0 | [24 empty] | 8100206 | no | no |  |  | no |  | 0 | 0 | 0 | 0 | 0 | 0 |  | 1 | 1 | 1 | 0 | 0 | 0
load_220338226 |  | node_1406582_443_15292848_41 |  | AN | 0 | NonResidential | 6897.6+2938.365j | 0 | 0 | 0 | 0 | 0 | [24 empty] | 8100206 | no | no |  |  | no |  | 0 | 0 | 0 | 0 | 0 | 0 |  | 1 | 1 | 1 | 0 | 0 | 0
load_220338240 |  | node_1406958_451_15292856_594 |  | AN | 0 | NonResidential | 0 | 0 | 0 | 0 | 0 | 0 | [24 empty] | 8100206 | no | no |  |  | no |  | 0 | 0 | 0 | 0 | 0 | 0 |  | 1 | 1 | 1 | 0 | 0 | 0
load_220338250 |  | node_1406995_641_15292566_173 |  | AN | 0 | NonResidential | 9000+3833.984j | 0 | 0 | 0 | 0 | 0 | [24 empty] | 8100206 | no | no |  |  | no |  | 0 | 0 | 0 | 0 | 0 | 0 |  | 1 | 1 | 1 | 0 | 0 | 0
load_220338251 |  | node_1407014_712_15292559_02 |  | BN | 0 | NonResidential | 0 | 9000+3833.984j | 0 | 0 | 0 | 0 | [24 empty] | 8100206 | no | no |  |  | no |  | 0 | 0 | 0 | 0 | 0 | 0 |  | 1 | 1 | 1 | 0 | 0 | 0
load_220338255 |  | node_1407210_651_15292862_758 |  | AN | 0 | NonResidential | 3000+1277.995j | 0 | 0 | 0 | 0 | 0 | [24 empty] | 8100206 | no | no |  |  | no |  | 0 | 0 | 0 | 0 | 0 | 0 |  | 1 | 1 | 1 | 0 | 0 | 0
load_220338270 |  | node_1407484_909_15292898_094 |  | AN | 0 | NonResidential | 2000+851.996j | 0 | 0 | 0 | 0 | 0 | [24 empty] | 8100206 | no | no |  |  | no |  | 0 | 0 | 0 | 0 | 0 | 0 |  | 1 | 1 | 1 | 0 | 0 | 0
load_220338279 |  | node_1407733_253_15292496_579 |  | AN | 0 | NonResidential | 0 | 0 | 0 | 0 | 0 | 0 | [24 empty] | 8100206 | no | no |  |  | no |  | 0 | 0 | 0 | 0 | 0 | 0 |  | 1 | 1 | 1 | 0 | 0 | 0
load_220338280 |  | node_1407752_892_15292493_036 |  | BN | 0 | NonResidential | 0 | 0 | 0 | 0 | 0 | 0 | [24 empty] | 8100206 | no | no |  |  | no |  | 0 | 0 | 0 | 0 | 0 | 0 |  | 1 | 1 | 1 | 0 | 0 | 0
load_220338289 |  | node_1407932_618_15292727_404 |  | AN | 0 | NonResidential | 5000+2129.991j | 0 | 0 | 0 | 0 | 0 | [24 empty] | 8100206 | no | no |  |  | no |  | 0 | 0 | 0 | 0 | 0 | 0 |  | 1 | 1 | 1 | 0 | 0 | 0
load_220338290 |  | node_1407987_995_15293068_981 |  | AN | 0 | NonResidential | 6333.333+2697.989j | 0 | 0 | 0 | 0 | 0 | [24 empty] | 8100206 | no | no |  |  | no |  | 0 | 0 | 0 | 0 | 0 | 0 |  | 1 | 1 | 1 | 0 | 0 | 0
load_220338291 |  | node_1407968_205_15293070_558 |  | BN | 0 | Residential | 0 | 6196.8+2639.826j | 0 | 0 | 0 | 0 | [24 empty] | 8100206 | no | no |  |  | no |  | 0 | 0 | 0 | 0 | 0 | 0 |  | 1 | 1 | 1 | 0 | 0 | 0
load_220338292 |  | node_1408006_775_15293060_578 |  | CN | 0 | Residential | 0 | 0 | 6196.8+2639.826j | 0 | 0 | 0 | [24 empty] | 8100206 | no | no |  |  | no |  | 0 | 0 | 0 | 0 | 0 | 0 |  | 1 | 1 | 1 | 0 | 0 | 0
load_220338301 |  | node_1408462_095_15292999_099 |  | AN | 0 | NonResidential | 18000+7667.968j | 0 | 0 | 0 | 0 | 0 | [24 empty] | 8100206 | no | no |  |  | no |  | 0 | 0 | 0 | 0 | 0 | 0 |  | 1 | 1 | 1 | 0 | 0 | 0
load_220338302 |  | node_1408445_898_15293014_333 |  | BN | 0 | NonResidential | 0 | 18000+7667.968j | 0 | 0 | 0 | 0 | [24 empty] | 8100206 | no | no |  |  | no |  | 0 | 0 | 0 | 0 | 0 | 0 |  | 1 | 1 | 1 | 0 | 0 | 0
load_220338307 |  | node_1408360_254_15292504_728 |  | AN | 0 | NonResidential | 7000+2981.988j | 0 | 0 | 0 | 0 | 0 | [24 empty] | 8100206 | no | no |  |  | no |  | 0 | 0 | 0 | 0 | 0 | 0 |  | 1 | 1 | 1 | 0 | 0 | 0
load_220338315 |  | node_1408596_94_15292488_618 |  | AN | 0 | Residential | 4147.2+1766.7j | 0 | 0 | 0 | 0 | 0 | [24 empty] | 8100206 | no | no |  |  | no |  | 0 | 0 | 0 | 0 | 0 | 0 |  | 1 | 1 | 1 | 0 | 0 | 0
load_220338329 |  | node_1409069_414_15292039_015 |  | AN | 0 | NonResidential | 9666.667+4117.983j | 0 | 0 | 0 | 0 | 0 | [24 empty] | 8100206 | no | no |  |  | no |  | 0 | 0 | 0 | 0 | 0 | 0 |  | 1 | 1 | 1 | 0 | 0 | 0
load_220338330 |  | node_1409030_671_15292029_655 |  | BN | 0 | NonResidential | 0 | 9666.667+4117.983j | 0 | 0 | 0 | 0 | [24 empty] | 8100206 | no | no |  |  | no |  | 0 | 0 | 0 | 0 | 0 | 0 |  | 1 | 1 | 1 | 0 | 0 | 0
load_220338331 |  | node_1409050_486_15292030_914 |  | CN | 0 | NonResidential | 0 | 0 | 9666.667+4117.983j | 0 | 0 | 0 | [24 empty] | 8100206 | no | no |  |  | no |  | 0 | 0 | 0 | 0 | 0 | 0 |  | 1 | 1 | 1 | 0 | 0 | 0
load_220338338 |  | node_1409256_454_15292246_406 |  | AN | 0 | NonResidential | 14000+5963.975j | 0 | 0 | 0 | 0 | 0 | [24 empty] | 8100206 | no | no |  |  | no |  | 0 | 0 | 0 | 0 | 0 | 0 |  | 1 | 1 | 1 | 0 | 0 | 0
load_220338349 |  | node_1409525_071_15292134_591 |  | AN | 0 | Residential | 324+138.023j | 0 | 0 | 0 | 0 | 0 | [24 empty] | 8100206 | no | no |  |  | no |  | 0 | 0 | 0 | 0 | 0 | 0 |  | 1 | 1 | 1 | 0 | 0 | 0
load_220338352 |  | node_1409992_483_15292116_567 |  | AN | 0 | NonResidential | 15333.333+6531.973j | 0 | 0 | 0 | 0 | 0 | [24 empty] | 8100206 | no | no |  |  | no |  | 0 | 0 | 0 | 0 | 0 | 0 |  | 1 | 1 | 1 | 0 | 0 | 0
load_220338353 |  | node_1409974_377_15292127_285 |  | BN | 0 | NonResidential | 0 | 15333.333+6531.973j | 0 | 0 | 0 | 0 | [24 empty] | 8100206 | no | no |  |  | no |  | 0 | 0 | 0 | 0 | 0 | 0 |  | 1 | 1 | 1 | 0 | 0 | 0
load_220338354 |  | node_1410007_879_15292099_905 |  | CN | 0 | NonResidential | 0 | 0 | 15333.333+6531.973j | 0 | 0 | 0 | [24 empty] | 8100206 | no | no |  |  | no |  | 0 | 0 | 0 | 0 | 0 | 0 |  | 1 | 1 | 1 | 0 | 0 | 0
load_220338355 |  | node_1410123_361_15292056_544 |  | AN | 0 | NonResidential | 12000+5111.979j | 0 | 0 | 0 | 0 | 0 | [24 empty] | 8100206 | no | no |  |  | no |  | 0 | 0 | 0 | 0 | 0 | 0 |  | 1 | 1 | 1 | 0 | 0 | 0
load_220338356 |  | node_1410105_513_15292068_011 |  | AN | 0 | Residential | 7696.8+3278.823j | 0 | 0 | 0 | 0 | 0 | [24 empty] | 8100206 | no | no |  |  | no |  | 0 | 0 | 0 | 0 | 0 | 0 |  | 1 | 1 | 1 | 0 | 0 | 0
load_220338357 |  | node_1410169_852_15291818_041 |  | AN | 0 | NonResidential | 333.333+141.999j | 0 | 0 | 0 | 0 | 0 | [24 empty] | 8100206 | no | no |  |  | no |  | 0 | 0 | 0 | 0 | 0 | 0 |  | 1 | 1 | 1 | 0 | 0 | 0
load_220338358 |  | node_1410187_398_15291805_769 |  | BN | 0 | NonResidential | 0 | 333.333+141.999j | 0 | 0 | 0 | 0 | [24 empty] | 8100206 | no | no |  |  | no |  | 0 | 0 | 0 | 0 | 0 | 0 |  | 1 | 1 | 1 | 0 | 0 | 0
load_220338359 |  | node_1410155_297_15291836_012 |  | CN | 0 | NonResidential | 0 | 0 | 333.333+141.999j | 0 | 0 | 0 | [24 empty] | 8100206 | no | no |  |  | no |  | 0 | 0 | 0 | 0 | 0 | 0 |  | 1 | 1 | 1 | 0 | 0 | 0
load_220338360 |  | node_1410354_593_15291863_667 |  | AN | 0 | NonResidential | 0 | 0 | 0 | 0 | 0 | 0 | [24 empty] | 8100206 | no | no |  |  | no |  | 0 | 0 | 0 | 0 | 0 | 0 |  | 1 | 1 | 1 | 0 | 0 | 0
load_220338361 |  | node_1410427_802_15291815_184 |  | AN | 0 | Residential | 7113.6+3030.381j | 0 | 0 | 0 | 0 | 0 | [24 empty] | 8100206 | no | no |  |  | no |  | 0 | 0 | 0 | 0 | 0 | 0 |  | 1 | 1 | 1 | 0 | 0 | 0
load_220338362 |  | node_1410678_918_15291688_357 |  | AN | 0 | Residential | 29390.4+12520.258j | 0 | 0 | 0 | 0 | 0 | [24 empty] | 8100206 | no | no |  |  | no |  | 0 | 0 | 0 | 0 | 0 | 0 |  | 1 | 1 | 1 | 0 | 0 | 0
load_220338363 |  | node_1410858_818_15291684_691 |  | AN | 0 | NonResidential | 5666.667+2413.99j | 0 | 0 | 0 | 0 | 0 | [24 empty] | 8100206 | no | no |  |  | no |  | 0 | 0 | 0 | 0 | 0 | 0 |  | 1 | 1 | 1 | 0 | 0 | 0
load_220338364 |  | node_1410873_999_15291667_678 |  | BN | 0 | NonResidential | 0 | 5666.667+2413.99j | 0 | 0 | 0 | 0 | [24 empty] | 8100206 | no | no |  |  | no |  | 0 | 0 | 0 | 0 | 0 | 0 |  | 1 | 1 | 1 | 0 | 0 | 0
load_220338365 |  | node_1410840_852_15291695_822 |  | CN | 0 | NonResidential | 0 | 0 | 5666.667+2413.99j | 0 | 0 | 0 | [24 empty] | 8100206 | no | no |  |  | no |  | 0 | 0 | 0 | 0 | 0 | 0 |  | 1 | 1 | 1 | 0 | 0 | 0
load_220338366 |  | node_1405770_518_15292750_711 |  | AN | 0 | Residential | 1022.4+435.541j | 0 | 0 | 0 | 0 | 0 | [24 empty] | 8100206 | no | no |  |  | no |  | 0 | 0 | 0 | 0 | 0 | 0 |  | 1 | 1 | 1 | 0 | 0 | 0
load_220338367 |  | node_1405790_043_15292755_528 |  | AN | 0 | Residential | 1022.4+435.541j | 0 | 0 | 0 | 0 | 0 | [24 empty] | 8100206 | no | no |  |  | no |  | 0 | 0 | 0 | 0 | 0 | 0 |  | 1 | 1 | 1 | 0 | 0 | 0
load_220338368 |  | node_1411020_458_15291535_718 |  | AN | 0 | NonResidential | 7898.4+3364.704j | 0 | 0 | 0 | 0 | 0 | [24 empty] | 8100206 | no | no |  |  | no |  | 0 | 0 | 0 | 0 | 0 | 0 |  | 1 | 1 | 1 | 0 | 0 | 0
load_220338369 |  | node_1411177_882_15291386_59 |  | AN | 0 | Residential | 42012+17897.037j | 0 | 0 | 0 | 0 | 0 | [24 empty] | 8100206 | no | no |  |  | no |  | 0 | 0 | 0 | 0 | 0 | 0 |  | 1 | 1 | 1 | 0 | 0 | 0
load_220338370 |  | node_1411790_342_15291193_383 |  | AN | 0 | Residential | 6555.6+2792.674j | 0 | 0 | 0 | 0 | 0 | [24 empty] | 8100206 | no | no |  |  | no |  | 0 | 0 | 0 | 0 | 0 | 0 |  | 1 | 1 | 1 | 0 | 0 | 0
load_220338371 |  | node_1411773_399_15291207_09 |  | AN | 0 | Residential | 6555.6+2792.674j | 0 | 0 | 0 | 0 | 0 | [24 empty] | 8100206 | no | no |  |  | no |  | 0 | 0 | 0 | 0 | 0 | 0 |  | 1 | 1 | 1 | 0 | 0 | 0
load_220338372 |  | node_1412362_677_15290693_634 |  | AN | 0 | NonResidential | 1094.4+466.212j | 0 | 0 | 0 | 0 | 0 | [24 empty] | 8100206 | no | no |  |  | no |  | 0 | 0 | 0 | 0 | 0 | 0 |  | 1 | 1 | 1 | 0 | 0 | 0
load_220338373 |  | node_1412517_759_15290698_756 |  | AN | 0 | NonResidential | 0 | 0 | 0 | 0 | 0 | 0 | [24 empty] | 8100206 | no | no |  |  | no |  | 0 | 0 | 0 | 0 | 0 | 0 |  | 1 | 1 | 1 | 0 | 0 | 0
load_220338374 |  | node_1413058_074_15290533_525 |  | AN | 0 | NonResidential | 0 | 0 | 0 | 0 | 0 | 0 | [24 empty] | 8100206 | no | no |  |  | no |  | 0 | 0 | 0 | 0 | 0 | 0 |  | 1 | 1 | 1 | 0 | 0 | 0
load_220338375 |  | node_1405979_176_15293064_486 |  | AN | 0 | NonResidential | 20500+8732.963j | 0 | 0 | 0 | 0 | 0 | [24 empty] | 8100206 | no | no |  |  | no |  | 0 | 0 | 0 | 0 | 0 | 0 |  | 1 | 1 | 1 | 0 | 0 | 0
load_220338376 |  | node_1405980_427_15293037_922 |  | AN | 0 | NonResidential | 20500+8732.963j | 0 | 0 | 0 | 0 | 0 | [24 empty] | 8100206 | no | no |  |  | no |  | 0 | 0 | 0 | 0 | 0 | 0 |  | 1 | 1 | 1 | 0 | 0 | 0
load_220338377 |  | node_1406096_764_15293174_631 |  | AN | 0 | NonResidential | 12666.667+5395.978j | 0 | 0 | 0 | 0 | 0 | [24 empty] | 8100206 | no | no |  |  | no |  | 0 | 0 | 0 | 0 | 0 | 0 |  | 1 | 1 | 1 | 0 | 0 | 0
load_220338378 |  | node_1406077_936_15293182_837 |  | BN | 0 | NonResidential | 0 | 12666.667+5395.978j | 0 | 0 | 0 | 0 | [24 empty] | 8100206 | no | no |  |  | no |  | 0 | 0 | 0 | 0 | 0 | 0 |  | 1 | 1 | 1 | 0 | 0 | 0
load_220338379 |  | node_1406113_339_15293160_147 |  | CN | 0 | NonResidential | 0 | 0 | 12666.667+5395.978j | 0 | 0 | 0 | [24 empty] | 8100206 | no | no |  |  | no |  | 0 | 0 | 0 | 0 | 0 | 0 |  | 1 | 1 | 1 | 0 | 0 | 0
load_220338388 |  | node_1406142_819_15292764_908 |  | AN | 0 | NonResidential | 12500+5324.978j | 0 | 0 | 0 | 0 | 0 | [24 empty] | 8100206 | no | no |  |  | no |  | 0 | 0 | 0 | 0 | 0 | 0 |  | 1 | 1 | 1 | 0 | 0 | 0
load_220338389 |  | node_1406162_353_15292769_658 |  | AN | 0 | NonResidential | 12500+5324.978j | 0 | 0 | 0 | 0 | 0 | [24 empty] | 8100206 | no | no |  |  | no |  | 0 | 0 | 0 | 0 | 0 | 0 |  | 1 | 1 | 1 | 0 | 0 | 0
load_220338396 |  | node_1407257_327_15293514_99 |  | AN | 0 | NonResidential | 4017.6+1711.49j | 0 | 0 | 0 | 0 | 0 | [24 empty] | 8100206 | no | no |  |  | no |  | 0 | 0 | 0 | 0 | 0 | 0 |  | 1 | 1 | 1 | 0 | 0 | 0
load_220338397 |  | node_1409546_21_15292430_332 |  | AN | 0 | Residential | 27511.2+11719.722j | 0 | 0 | 0 | 0 | 0 | [24 empty] | 8100206 | no | no |  |  | no |  | 0 | 0 | 0 | 0 | 0 | 0 |  | 1 | 1 | 1 | 0 | 0 | 0
load_220338398 |  | node_1409448_783_15292940_199 |  | AN | 0 | Residential | 51004.8+21727.954j | 0 | 0 | 0 | 0 | 0 | [24 empty] | 8100206 | no | no |  |  | no |  | 0 | 0 | 0 | 0 | 0 | 0 |  | 1 | 1 | 1 | 0 | 0 | 0
load_220338399 |  | node_1409862_964_15292299_727 |  | AN | 0 | Residential | 23832+10152.389j | 0 | 0 | 0 | 0 | 0 | [24 empty] | 8100206 | no | no |  |  | no |  | 0 | 0 | 0 | 0 | 0 | 0 |  | 1 | 1 | 1 | 0 | 0 | 0
load_220338400 |  | node_1409929_861_15292701_397 |  | AN | 0 | Residential | 3024+1288.219j | 0 | 0 | 0 | 0 | 0 | [24 empty] | 8100206 | no | no |  |  | no |  | 0 | 0 | 0 | 0 | 0 | 0 |  | 1 | 1 | 1 | 0 | 0 | 0
load_220338401 |  | node_1410141_536_15292578_808 |  | AN | 0 | Residential | 4734+2016.676j | 0 | 0 | 0 | 0 | 0 | [24 empty] | 8100206 | no | no |  |  | no |  | 0 | 0 | 0 | 0 | 0 | 0 |  | 1 | 1 | 1 | 0 | 0 | 0
load_220338402 |  | node_1410158_947_15292566_198 |  | BN | 0 | NonResidential | 0 | 1500+638.997j | 0 | 0 | 0 | 0 | [24 empty] | 8100206 | no | no |  |  | no |  | 0 | 0 | 0 | 0 | 0 | 0 |  | 1 | 1 | 1 | 0 | 0 | 0
load_220338403 |  | node_1410002_929_15292949_221 |  | AN | 0 | Residential | 30852+13142.897j | 0 | 0 | 0 | 0 | 0 | [24 empty] | 8100206 | no | no |  |  | no |  | 0 | 0 | 0 | 0 | 0 | 0 |  | 1 | 1 | 1 | 0 | 0 | 0
load_220338404 |  | node_1410492_788_15291853_708 |  | AN | 0 | Residential | 9288+3956.671j | 0 | 0 | 0 | 0 | 0 | [24 empty] | 8100206 | no | no |  |  | no |  | 0 | 0 | 0 | 0 | 0 | 0 |  | 1 | 1 | 1 | 0 | 0 | 0
load_220338405 |  | node_1410791_458_15292532_848 |  | AN | 0 | Residential | 14536.8+6192.651j | 0 | 0 | 0 | 0 | 0 | [24 empty] | 8100206 | no | no |  |  | no |  | 0 | 0 | 0 | 0 | 0 | 0 |  | 1 | 1 | 1 | 0 | 0 | 0
load_220338406 |  | node_1410544_881_15292196_212 |  | AN | 0 | Residential | 46310.4+19728.148j | 0 | 0 | 0 | 0 | 0 | [24 empty] | 8100206 | no | no |  |  | no |  | 0 | 0 | 0 | 0 | 0 | 0 |  | 1 | 1 | 1 | 0 | 0 | 0
load_220338408 |  | node_1411171_67_15291994_847 |  | AN | 0 | Residential | 37706.4+16062.859j | 0 | 0 | 0 | 0 | 0 | [24 empty] | 8100206 | no | no |  |  | no |  | 0 | 0 | 0 | 0 | 0 | 0 |  | 1 | 1 | 1 | 0 | 0 | 0
load_220430859 |  | node_1407512_52_15292193_758 |  | AN | 0 | NonResidential | 23333.333+9939.958j | 0 | 0 | 0 | 0 | 0 | [24 empty] | 8100206 | no | no |  |  | no |  | 0 | 0 | 0 | 0 | 0 | 0 |  | 1 | 1 | 1 | 0 | 0 | 0
load_220430860 |  | node_1407492_908_15292197_557 |  | BN | 0 | NonResidential | 0 | 23333.333+9939.958j | 0 | 0 | 0 | 0 | [24 empty] | 8100206 | no | no |  |  | no |  | 0 | 0 | 0 | 0 | 0 | 0 |  | 1 | 1 | 1 | 0 | 0 | 0
load_220430861 |  | node_1407530_701_15292183_267 |  | CN | 0 | NonResidential | 0 | 0 | 23333.333+9939.958j | 0 | 0 | 0 | [24 empty] | 8100206 | no | no |  |  | no |  | 0 | 0 | 0 | 0 | 0 | 0 |  | 1 | 1 | 1 | 0 | 0 | 0
load_220431924 |  | node_1407273_624_15292250_346 |  | AN | 0 | NonResidential | 30666.667+13063.945j | 0 | 0 | 0 | 0 | 0 | [24 empty] | 8100206 | no | no |  |  | no |  | 0 | 0 | 0 | 0 | 0 | 0 |  | 1 | 1 | 1 | 0 | 0 | 0
load_220431969 |  | node_1408164_602_15292068_494 |  | AN | 0 | NonResidential | 2000+851.996j | 0 | 0 | 0 | 0 | 0 | [24 empty] | 8100206 | no | no |  |  | no |  | 0 | 0 | 0 | 0 | 0 | 0 |  | 1 | 1 | 1 | 0 | 0 | 0
load_220431970 |  | node_1408159_91_15292045_373 |  | BN | 0 | NonResidential | 0 | 2000+851.996j | 0 | 0 | 0 | 0 | [24 empty] | 8100206 | no | no |  |  | no |  | 0 | 0 | 0 | 0 | 0 | 0 |  | 1 | 1 | 1 | 0 | 0 | 0
load_220432091 |  | node_1407254_111_15292254_94 |  | BN | 0 | NonResidential | 0 | 30666.667+13063.945j | 0 | 0 | 0 | 0 | [24 empty] | 8100206 | no | no |  |  | no |  | 0 | 0 | 0 | 0 | 0 | 0 |  | 1 | 1 | 1 | 0 | 0 | 0
load_220432095 |  | node_1407291_557_15292239_12 |  | CN | 0 | NonResidential | 0 | 0 | 30666.667+13063.945j | 0 | 0 | 0 | [24 empty] | 8100206 | no | no |  |  | no |  | 0 | 0 | 0 | 0 | 0 | 0 |  | 1 | 1 | 1 | 0 | 0 | 0
load_220435086 |  | node_1403237_604_15292866_984 |  | AN | 0 | NonResidential | 34666.667+14767.938j | 0 | 0 | 0 | 0 | 0 | [24 empty] | 8100206 | no | no |  |  | no |  | 0 | 0 | 0 | 0 | 0 | 0 |  | 1 | 1 | 1 | 0 | 0 | 0
load_220435087 |  | node_1403232_113_15292892_525 |  | BN | 0 | NonResidential | 0 | 34666.667+14767.938j | 0 | 0 | 0 | 0 | [24 empty] | 8100206 | no | no |  |  | no |  | 0 | 0 | 0 | 0 | 0 | 0 |  | 1 | 1 | 1 | 0 | 0 | 0
load_220435100 |  | node_1403237_976_15292840_365 |  | CN | 0 | NonResidential | 0 | 0 | 34666.667+14767.938j | 0 | 0 | 0 | [24 empty] | 8100206 | no | no |  |  | no |  | 0 | 0 | 0 | 0 | 0 | 0 |  | 1 | 1 | 1 | 0 | 0 | 0
load_220436038 |  | node_1407714_996_15292506_832 |  | CN | 0 | NonResidential | 0 | 0 | 0 | 0 | 0 | 0 | [24 empty] | 8100206 | no | no |  |  | no |  | 0 | 0 | 0 | 0 | 0 | 0 |  | 1 | 1 | 1 | 0 | 0 | 0
load_220450745 |  | node_1404376_362_15292617_546 |  | AN | 0 | Residential | 31903.2+13590.706j | 0 | 0 | 0 | 0 | 0 | [24 empty] | 8100206 | no | no |  |  | no |  | 0 | 0 | 0 | 0 | 0 | 0 |  | 1 | 1 | 1 | 0 | 0 | 0
load_220475028 |  | node_1404058_248_15292924_773 |  | AN | 0 | Residential | 6163.2+2625.512j | 0 | 0 | 0 | 0 | 0 | [24 empty] | 8100206 | no | no |  |  | no |  | 0 | 0 | 0 | 0 | 0 | 0 |  | 1 | 1 | 1 | 0 | 0 | 0
load_220498812 |  | node_1408474_778_15292978_732 |  | CN | 0 | NonResidential | 0 | 0 | 18000+7667.968j | 0 | 0 | 0 | [24 empty] | 8100206 | no | no |  |  | no |  | 0 | 0 | 0 | 0 | 0 | 0 |  | 1 | 1 | 1 | 0 | 0 | 0
load_220521592 |  | node_1405994_191_15288778_901 |  | AN | 0 | Residential | 13449.6+5729.506j | 0 | 0 | 0 | 0 | 0 | [24 empty] | 8100206 | no | no |  |  | no |  | 0 | 0 | 0 | 0 | 0 | 0 |  | 1 | 1 | 1 | 0 | 0 | 0
load_220533593 |  | node_1406903_154_15293197_311 |  | AN | 0 | NonResidential | 98000+41747.825j | 0 | 0 | 0 | 0 | 0 | [24 empty] | 8100206 | no | no |  |  | no |  | 0 | 0 | 0 | 0 | 0 | 0 |  | 1 | 1 | 1 | 0 | 0 | 0
load_220533981 |  | node_1406885_067_15292962_078 |  | AN | 0 | NonResidential | 0 | 0 | 0 | 0 | 0 | 0 | [24 empty] | 8100206 | no | no |  |  | no |  | 0 | 0 | 0 | 0 | 0 | 0 |  | 1 | 1 | 1 | 0 | 0 | 0
load_220533982 |  | node_1406883_763_15293191_577 |  | AN | 0 | NonResidential | 98000+41747.825j | 0 | 0 | 0 | 0 | 0 | [24 empty] | 8100206 | no | no |  |  | no |  | 0 | 0 | 0 | 0 | 0 | 0 |  | 1 | 1 | 1 | 0 | 0 | 0
load_220542561 |  | node_1401121_203_15289366_871 |  | AN | 0 | NonResidential | 2000+851.996j | 0 | 0 | 0 | 0 | 0 | [24 empty] | 8100206 | no | no |  |  | no |  | 0 | 0 | 0 | 0 | 0 | 0 |  | 1 | 1 | 1 | 0 | 0 | 0
load_220542562 |  | node_1401124_331_15289340_603 |  | BN | 0 | NonResidential | 0 | 2000+851.996j | 0 | 0 | 0 | 0 | [24 empty] | 8100206 | no | no |  |  | no |  | 0 | 0 | 0 | 0 | 0 | 0 |  | 1 | 1 | 1 | 0 | 0 | 0
load_220542563 |  | node_1401123_252_15289393_373 |  | CN | 0 | NonResidential | 0 | 0 | 2000+851.996j | 0 | 0 | 0 | [24 empty] | 8100206 | no | no |  |  | no |  | 0 | 0 | 0 | 0 | 0 | 0 |  | 1 | 1 | 1 | 0 | 0 | 0
load_220545214 |  | node_1401733_716_15292740_309 |  | AN | 0 | Residential | 24674.4+10511.25j | 0 | 0 | 0 | 0 | 0 | [24 empty] | 8100206 | no | no |  |  | no |  | 0 | 0 | 0 | 0 | 0 | 0 |  | 1 | 1 | 1 | 0 | 0 | 0
load_220566599 |  | node_1406590_321_15291521_293 |  | AN | 0 | Residential | 15804+6732.476j | 0 | 0 | 0 | 0 | 0 | [24 empty] | 8100206 | no | no |  |  | no |  | 0 | 0 | 0 | 0 | 0 | 0 |  | 1 | 1 | 1 | 0 | 0 | 0
load_220570509 |  | node_1407300_96_15293068_829 |  | AN | 0 | Residential | 7761.6+3306.428j | 0 | 0 | 0 | 0 | 0 | [24 empty] | 8100206 | no | no |  |  | no |  | 0 | 0 | 0 | 0 | 0 | 0 |  | 1 | 1 | 1 | 0 | 0 | 0
load_220605234 |  | node_1405976_984_15292465_596 |  | AN | 0 | NonResidential | 32000+13631.943j | 0 | 0 | 0 | 0 | 0 | [24 empty] | 8100206 | no | no |  |  | no |  | 0 | 0 | 0 | 0 | 0 | 0 |  | 1 | 1 | 1 | 0 | 0 | 0
load_220614753 |  | node_1402102_162_15293200_52 |  | AN | 0 | NonResidential | 0 | 0 | 0 | 0 | 0 | 0 | [24 empty] | 8100206 | no | no |  |  | no |  | 0 | 0 | 0 | 0 | 0 | 0 |  | 1 | 1 | 1 | 0 | 0 | 0
load_220614754 |  | node_1402098_86_15293226_748 |  | BN | 0 | NonResidential | 0 | 0 | 0 | 0 | 0 | 0 | [24 empty] | 8100206 | no | no |  |  | no |  | 0 | 0 | 0 | 0 | 0 | 0 |  | 1 | 1 | 1 | 0 | 0 | 0
load_220614755 |  | node_1402100_291_15293173_997 |  | CN | 0 | NonResidential | 0 | 0 | 0 | 0 | 0 | 0 | [24 empty] | 8100206 | no | no |  |  | no |  | 0 | 0 | 0 | 0 | 0 | 0 |  | 1 | 1 | 1 | 0 | 0 | 0
load_220626024 |  | node_1402517_607_15293034_524 |  | AN | 0 | Residential | 25567.2+10891.582j | 0 | 0 | 0 | 0 | 0 | [24 empty] | 8100206 | no | no |  |  | no |  | 0 | 0 | 0 | 0 | 0 | 0 |  | 1 | 1 | 1 | 0 | 0 | 0
load_220626363 |  | node_1402881_705_15292707_92 |  | ABCN | 0 | NonResidential | 94000+40043.832j | 94000+40043.832j | 94000+40043.832j | 0 | 0 | 0 | [24 empty] | 8100206 | no | no |  |  | no |  | 0 | 0 | 0 | 0 | 0 | 0 |  | 1 | 1 | 1 | 0 | 0 | 0
load_220649931 |  | node_1408341_443_15292513_012 |  | BN | 0 | NonResidential | 0 | 7000+2981.988j | 0 | 0 | 0 | 0 | [24 empty] | 8100206 | no | no |  |  | no |  | 0 | 0 | 0 | 0 | 0 | 0 |  | 1 | 1 | 1 | 0 | 0 | 0
load_220653623 |  | node_1405572_751_15291948_507 |  | AN | 0 | Residential | 42998.4+18317.242j | 0 | 0 | 0 | 0 | 0 | [24 empty] | 8100206 | no | no |  |  | no |  | 0 | 0 | 0 | 0 | 0 | 0 |  | 1 | 1 | 1 | 0 | 0 | 0
load_220653803 |  | node_1404754_544_15292187_575 |  | AN | 0 | Residential | 17416.8+7419.526j | 0 | 0 | 0 | 0 | 0 | [24 empty] | 8100206 | no | no |  |  | no |  | 0 | 0 | 0 | 0 | 0 | 0 |  | 1 | 1 | 1 | 0 | 0 | 0
load_220657372 |  | node_1406554_7_15291890_761 |  | AN | 0 | Residential | 127512+54319.885j | 0 | 0 | 0 | 0 | 0 | [24 empty] | 8100206 | no | no |  |  | no |  | 0 | 0 | 0 | 0 | 0 | 0 |  | 1 | 1 | 1 | 0 | 0 | 0
load_220657798 |  | node_1410633_076_15292409_979 |  | AN | 0 | NonResidential | 0 | 0 | 0 | 0 | 0 | 0 | [24 empty] | 8100206 | no | no |  |  | no |  | 0 | 0 | 0 | 0 | 0 | 0 |  | 1 | 1 | 1 | 0 | 0 | 0
load_310006837 |  | node_1408324_9_15292527_563 |  | CN | 0 | NonResidential | 0 | 0 | 7000+2981.988j | 0 | 0 | 0 | [24 empty] | 8100206 | no | no |  |  | no |  | 0 | 0 | 0 | 0 | 0 | 0 |  | 1 | 1 | 1 | 0 | 0 | 0
load_310013846 |  | node_1402769_304_15292055_979 |  | AN | 0 | NonResidential | 440000+187439.215j | 0 | 0 | 0 | 0 | 0 | [24 empty] | 8100206 | no | no |  |  | no |  | 0 | 0 | 0 | 0 | 0 | 0 |  | 1 | 1 | 1 | 0 | 0 | 0
load_310049191 |  | node_1408149_247_15292017_936 |  | CN | 0 | NonResidential | 0 | 0 | 2000+851.996j | 0 | 0 | 0 | [24 empty] | 8100206 | no | no |  |  | no |  | 0 | 0 | 0 | 0 | 0 | 0 |  | 1 | 1 | 1 | 0 | 0 | 0
load_310050343 |  | node_1407973_314_15291895_239 |  | CN | 0 | NonResidential | 0 | 0 | 35333.333+15051.937j | 0 | 0 | 0 | [24 empty] | 8100206 | no | no |  |  | no |  | 0 | 0 | 0 | 0 | 0 | 0 |  | 1 | 1 | 1 | 0 | 0 | 0
load_310050346 |  | node_1407968_183_15291878_82 |  | BN | 0 | NonResidential | 0 | 35333.333+15051.937j | 0 | 0 | 0 | 0 | [24 empty] | 8100206 | no | no |  |  | no |  | 0 | 0 | 0 | 0 | 0 | 0 |  | 1 | 1 | 1 | 0 | 0 | 0
load_310050348 |  | node_1407956_194_15291867_845 |  | AN | 0 | NonResidential | 35333.333+15051.937j | 0 | 0 | 0 | 0 | 0 | [24 empty] | 8100206 | no | no |  |  | no |  | 0 | 0 | 0 | 0 | 0 | 0 |  | 1 | 1 | 1 | 0 | 0 | 0
load_311880290 |  | node_1401745_167_15291893_534 |  | AN | 0 | Residential | 58874.4+25080.389j | 0 | 0 | 0 | 0 | 0 | [24 empty] | 8100206 | no | no |  |  | no |  | 0 | 0 | 0 | 0 | 0 | 0 |  | 1 | 1 | 1 | 0 | 0 | 0
load_311897699 |  | node_1406979_438_15295146_183 |  | AN | 0 | NonResidential | 564000+240262.994j | 0 | 0 | 0 | 0 | 0 | [24 empty] | 8100206 | no | no |  |  | no |  | 0 | 0 | 0 | 0 | 0 | 0 |  | 1 | 1 | 1 | 0 | 0 | 0
load_312048925 |  | node_1407703_379_15293020_845 |  | AN | 0 | NonResidential | 10828.8+4613.049j | 0 | 0 | 0 | 0 | 0 | [24 empty] | 8100206 | no | no |  |  | no |  | 0 | 0 | 0 | 0 | 0 | 0 |  | 1 | 1 | 1 | 0 | 0 | 0

## node
data_type | static
owner_type | feeder
owner | 8100206
object | node
name | groupid | parent | bustype | phases | nominal_voltage | dcircuit | selected | monitored | monitored_fields | class_monitored_fields | played | played_fields | subsystem | x | y | comments | dist_to_slack
node_1399596_542_15291713_215 |  |  | PQ | AN | 2771.281 | 8100206 | no | no |  |  | no |  |  | 1399596.542 | 15291713.215 |  | -1
node_1399670_094_15291758_64 |  |  | PQ | AN | 2771.281 | 8100206 | no | no |  |  | no |  |  | 1399670.094 | 15291758.64 |  | -1
node_1400034_556_15292389_867 |  |  | PQ | AN | 2771.281 | 8100206 | no | no |  |  | no |  |  | 1400034.556 | 15292389.867 |  | -1
node_1400169_184_15293267_377 |  |  | PQ | AN | 7199.558 | 8100206 | no | no |  |  | no |  |  | 1400169.184 | 15293267.377 |  | -1
node_1400213_693_15292045_949 |  |  | PQ | AN | 2771.281 | 8100206 | no | no |  |  | no |  |  | 1400213.693 | 15292045.949 |  | -1
node_1400255_285_15292775_014 |  |  | PQ | AN | 7199.558 | 8100206 | no | no |  |  | no |  |  | 1400255.285 | 15292775.014 |  | -1
node_1400349_464_15292501_927 |  |  | PQ | ABCN | 2771.281 | 8100206 | no | no |  |  | no |  |  | 1400349.464 | 15292501.927 |  | -1
node_1400370_391_15292187_706 |  |  | PQ | ABCN | 2771.281 | 8100206 | no | no |  |  | no |  |  | 1400370.391 | 15292187.706 |  | -1
node_1400467_774_15291506_82 |  |  | PQ | AN | 2771.281 | 8100206 | no | no |  |  | no |  |  | 1400467.774 | 15291506.82 |  | -1
node_1400485_037_15291993_497 |  |  | PQ | AN | 2771.281 | 8100206 | no | no |  |  | no |  |  | 1400485.037 | 15291993.497 |  | -1
node_1400503_165_15291781_423 |  |  | PQ | AN | 2771.281 | 8100206 | no | no |  |  | no |  |  | 1400503.165 | 15291781.423 |  | -1
node_1400555_01_15291164_003 |  |  | PQ | AN | 2771.281 | 8100206 | no | no |  |  | no |  |  | 1400555.01 | 15291164.003 |  | -1
node_1400600_983_15292977_948 |  |  | PQ | AN | 7199.558 | 8100206 | no | no |  |  | no |  |  | 1400600.983 | 15292977.948 |  | -1
node_1400620_663_15292646_062 |  |  | PQ | AN | 7199.558 | 8100206 | no | no |  |  | no |  |  | 1400620.663 | 15292646.062 |  | -1
node_1400809_547_15292377_89 |  |  | PQ | ABCN | 7199.558 | 8100206 | no | no |  |  | no |  |  | 1400809.547 | 15292377.89 |  | -1
node_1400810_315_15292033_103 |  |  | PQ | ABN | 7199.558 | 8100206 | no | no |  |  | no |  |  | 1400810.315 | 15292033.103 |  | -1
node_1401031_723_15292763_186 |  |  | PQ | AN | 7199.558 | 8100206 | no | no |  |  | no |  |  | 1401031.723 | 15292763.186 |  | -1
node_1401121_203_15289366_871 |  |  | PQ | ABCN | 7199.558 | 8100206 | no | no |  |  | no |  |  | 1401121.203 | 15289366.871 |  | -1
node_1401123_252_15289393_373 |  |  | PQ | ABCN | 7199.558 | 8100206 | no | no |  |  | no |  |  | 1401123.252 | 15289393.373 |  | -1
node_1401124_331_15289340_603 |  |  | PQ | ABCN | 7199.558 | 8100206 | no | no |  |  | no |  |  | 1401124.331 | 15289340.603 |  | -1
node_1401135_962_15291711_795 |  |  | PQ | AN | 7199.558 | 8100206 | no | no |  |  | no |  |  | 1401135.962 | 15291711.795 |  | -1
node_1401434_264_15293057_487 |  |  | PQ | AN | 7199.558 | 8100206 | no | no |  |  | no |  |  | 1401434.264 | 15293057.487 |  | -1
node_1401461_411_15292567_779 |  |  | PQ | ABCN | 7199.558 | 8100206 | no | no |  |  | no |  |  | 1401461.411 | 15292567.779 |  | -1
node_1401474_512_15291765_288 |  |  | PQ | ABN | 7199.558 | 8100206 | no | no |  |  | no |  |  | 1401474.512 | 15291765.288 |  | -1
node_1401495_457_15292245_508 |  |  | PQ | ABN | 7199.558 | 8100206 | no | no |  |  | no |  |  | 1401495.457 | 15292245.508 |  | -1
node_1401496_05_15289013_271 |  |  | PQ | AN | 7199.558 | 8100206 | no | no |  |  | no |  |  | 1401496.05 | 15289013.271 |  | -1
node_1401733_716_15292740_309 |  |  | PQ | ABCN | 7199.558 | 8100206 | no | no |  |  | no |  |  | 1401733.716 | 15292740.309 |  | -1
node_1401745_167_15291893_534 |  |  | PQ | AN | 7199.558 | 8100206 | no | no |  |  | no |  |  | 1401745.167 | 15291893.534 |  | -1
node_1401856_656_15293146_624 |  |  | PQ | ABCN | 7199.558 | 8100206 | no | no |  |  | no |  |  | 1401856.656 | 15293146.624 |  | -1
node_1401896_491_15288571_904 |  |  | PQ | AN | 7199.558 | 8100206 | no | no |  |  | no |  |  | 1401896.491 | 15288571.904 |  | -1
node_1402028_654_15292487_861 |  |  | PQ | AN | 7199.558 | 8100206 | no | no |  |  | no |  |  | 1402028.654 | 15292487.861 |  | -1
node_1402098_86_15293226_748 |  |  | PQ | ABCN | 7199.558 | 8100206 | no | no |  |  | no |  |  | 1402098.86 | 15293226.748 |  | -1
node_1402100_291_15293173_997 |  |  | PQ | ABCN | 7199.558 | 8100206 | no | no |  |  | no |  |  | 1402100.291 | 15293173.997 |  | -1
node_1402102_162_15293200_52 |  |  | PQ | ABCN | 7199.558 | 8100206 | no | no |  |  | no |  |  | 1402102.162 | 15293200.52 |  | -1
node_1402151_975_15291935_18 |  |  | PQ | AN | 7199.558 | 8100206 | no | no |  |  | no |  |  | 1402151.975 | 15291935.18 |  | -1
node_1402190_935_15292916_411 |  |  | PQ | ABCN | 7199.558 | 8100206 | no | no |  |  | no |  |  | 1402190.935 | 15292916.411 |  | -1
node_1402440_912_15291955_62 |  |  | PQ | AN | 7199.558 | 8100206 | no | no |  |  | no |  |  | 1402440.912 | 15291955.62 |  | -1
node_1402478_523_15292760_499 |  |  | PQ | ABN | 7199.558 | 8100206 | no | no |  |  | no |  |  | 1402478.523 | 15292760.499 |  | -1
node_1402480_281_15291594_039 |  |  | PQ | AN | 7199.558 | 8100206 | no | no |  |  | no |  |  | 1402480.281 | 15291594.039 |  | -1
node_1402517_607_15293034_524 |  |  | PQ | ABCN | 7199.558 | 8100206 | no | no |  |  | no |  |  | 1402517.607 | 15293034.524 |  | -1
node_1402541_452_15287926_048 |  |  | PQ | AN | 7199.558 | 8100206 | no | no |  |  | no |  |  | 1402541.452 | 15287926.048 |  | -1
node_1402769_304_15292055_979 |  |  | PQ | ABCN | 7199.558 | 8100206 | no | no |  |  | no |  |  | 1402769.304 | 15292055.979 |  | -1
node_1402771_792_15287709_063 |  |  | PQ | AN | 7199.558 | 8100206 | no | no |  |  | no |  |  | 1402771.792 | 15287709.063 |  | -1
node_1402818_738_15292996_225 |  |  | PQ | ABCN | 7199.558 | 8100206 | no | no |  |  | no |  |  | 1402818.738 | 15292996.225 |  | -1
node_1402838_557_15292995_43 |  |  | PQ | ABCN | 7199.558 | 8100206 | no | no |  |  | no |  |  | 1402838.557 | 15292995.43 |  | -1
node_1402857_885_15293001_551 |  |  | PQ | ABCN | 7199.558 | 8100206 | no | no |  |  | no |  |  | 1402857.885 | 15293001.551 |  | -1
node_1402877_623_15291551_279 |  |  | PQ | ABCN | 7199.558 | 8100206 | no | no |  |  | no |  |  | 1402877.623 | 15291551.279 |  | -1
node_1402881_705_15292707_92 |  |  | PQ | ABCN | 7199.558 | 8100206 | no | no |  |  | no |  |  | 1402881.705 | 15292707.92 |  | -1
node_1402917_504_15291324_359 |  |  | PQ | ABCN | 7199.558 | 8100206 | no | no |  |  | no |  |  | 1402917.504 | 15291324.359 |  | -1
node_1402920_881_15291298_148 |  |  | PQ | ABCN | 7199.558 | 8100206 | no | no |  |  | no |  |  | 1402920.881 | 15291298.148 |  | -1
node_1402929_201_15291274_046 |  |  | PQ | ABCN | 7199.558 | 8100206 | no | no |  |  | no |  |  | 1402929.201 | 15291274.046 |  | -1
node_1403089_384_15293091_489 |  |  | PQ | ABCN | 7199.558 | 8100206 | no | no |  |  | no |  |  | 1403089.384 | 15293091.489 |  | -1
node_1403200_307_15291076_502 |  |  | PQ | ABCN | 7199.558 | 8100206 | no | no |  |  | no |  |  | 1403200.307 | 15291076.502 |  | -1
node_1403232_113_15292892_525 |  |  | PQ | ABCN | 7199.558 | 8100206 | no | no |  |  | no |  |  | 1403232.113 | 15292892.525 |  | -1
node_1403237_604_15292866_984 |  |  | PQ | ABCN | 7199.558 | 8100206 | no | no |  |  | no |  |  | 1403237.604 | 15292866.984 |  | -1
node_1403237_976_15292840_365 |  |  | PQ | ABCN | 7199.558 | 8100206 | no | no |  |  | no |  |  | 1403237.976 | 15292840.365 |  | -1
node_1403321_35_15292702_338 |  |  | PQ | ABCN | 7199.558 | 8100206 | no | no |  |  | no |  |  | 1403321.35 | 15292702.338 |  | -1
node_1403332_082_15292691_132 |  |  | PQ | ABCN | 7199.558 | 8100206 | no | no |  |  | no |  |  | 1403332.082 | 15292691.132 |  | -1
node_1403337_061_15292673_05 |  |  | PQ | ABCN | 7199.558 | 8100206 | no | no |  |  | no |  |  | 1403337.061 | 15292673.05 |  | -1
node_1403588_893_15292158_335 |  |  | PQ | AN | 7199.558 | 8100206 | no | no |  |  | no |  |  | 1403588.893 | 15292158.335 |  | -1
node_1403601_891_15290687_487 |  |  | PQ | AN | 7199.558 | 8100206 | no | no |  |  | no |  |  | 1403601.891 | 15290687.487 |  | -1
node_1403630_714_15291479_372 |  |  | PQ | AN | 7199.558 | 8100206 | no | no |  |  | no |  |  | 1403630.714 | 15291479.372 |  | -1
node_1403656_162_15292966_992 |  |  | PQ | ABCN | 7199.558 | 8100206 | no | no |  |  | no |  |  | 1403656.162 | 15292966.992 |  | -1
node_1403766_418_15292628_853 |  |  | PQ | AN | 7199.558 | 8100206 | no | no |  |  | no |  |  | 1403766.418 | 15292628.853 |  | -1
node_1403819_43_15290469_142 |  |  | PQ | AN | 7199.558 | 8100206 | no | no |  |  | no |  |  | 1403819.43 | 15290469.142 |  | -1
node_1403865_787_15290873_622 |  |  | PQ | AN | 7199.558 | 8100206 | no | no |  |  | no |  |  | 1403865.787 | 15290873.622 |  | -1
node_1403869_521_15291502_614 |  |  | PQ | AN | 7199.558 | 8100206 | no | no |  |  | no |  |  | 1403869.521 | 15291502.614 |  | -1
node_1403898_372_15292254_104 |  |  | PQ | AN | 7199.558 | 8100206 | no | no |  |  | no |  |  | 1403898.372 | 15292254.104 |  | -1
node_1403930_914_15292627_853 |  |  | PQ | AN | 7199.558 | 8100206 | no | no |  |  | no |  |  | 1403930.914 | 15292627.853 |  | -1
node_1403981_83_15291302_892 |  |  | PQ | ABCN | 7199.558 | 8100206 | no | no |  |  | no |  |  | 1403981.83 | 15291302.892 |  | -1
node_1404058_248_15292924_773 |  |  | PQ | ABCN | 7199.558 | 8100206 | no | no |  |  | no |  |  | 1404058.248 | 15292924.773 |  | -1
node_1404067_242_15290085_381 |  |  | PQ | ABN | 7199.558 | 8100206 | no | no |  |  | no |  |  | 1404067.242 | 15290085.381 |  | -1
node_1404102_724_15290605_755 |  |  | PQ | ABCN | 7199.558 | 8100206 | no | no |  |  | no |  |  | 1404102.724 | 15290605.755 |  | -1
node_1404166_001_15292395_406 |  |  | PQ | AN | 7199.558 | 8100206 | no | no |  |  | no |  |  | 1404166.001 | 15292395.406 |  | -1
node_1404176_197_15291650_862 |  |  | PQ | AN | 7199.558 | 8100206 | no | no |  |  | no |  |  | 1404176.197 | 15291650.862 |  | -1
node_1404201_153_15292627_55 |  |  | PQ | AN | 7199.558 | 8100206 | no | no |  |  | no |  |  | 1404201.153 | 15292627.55 |  | -1
node_1404271_359_15290961_831 |  |  | PQ | ABCN | 7199.558 | 8100206 | no | no |  |  | no |  |  | 1404271.359 | 15290961.831 |  | -1
node_1404376_362_15292617_546 |  |  | PQ | AN | 7199.558 | 8100206 | no | no |  |  | no |  |  | 1404376.362 | 15292617.546 |  | -1
node_1404395_29_15289773_465 |  |  | PQ | ABN | 7199.558 | 8100206 | no | no |  |  | no |  |  | 1404395.29 | 15289773.465 |  | -1
node_1404406_428_15291251_751 |  |  | PQ | AN | 7199.558 | 8100206 | no | no |  |  | no |  |  | 1404406.428 | 15291251.751 |  | -1
node_1404422_85_15290539_496 |  |  | PQ | AN | 7199.558 | 8100206 | no | no |  |  | no |  |  | 1404422.85 | 15290539.496 |  | -1
node_1404429_529_15291717_67 |  |  | PQ | AN | 7199.558 | 8100206 | no | no |  |  | no |  |  | 1404429.529 | 15291717.67 |  | -1
node_1404470_881_15289388_678 |  |  | PQ | AN | 7199.558 | 8100206 | no | no |  |  | no |  |  | 1404470.881 | 15289388.678 |  | -1
node_1404542_05_15290068_937 |  |  | PQ | AN | 7199.558 | 8100206 | no | no |  |  | no |  |  | 1404542.05 | 15290068.937 |  | -1
node_1404644_652_15292684_383 |  |  | PQ | AN | 7199.558 | 8100206 | no | no |  |  | no |  |  | 1404644.652 | 15292684.383 |  | -1
node_1404674_892_15290729_115 |  |  | PQ | AN | 7199.558 | 8100206 | no | no |  |  | no |  |  | 1404674.892 | 15290729.115 |  | -1
node_1404690_485_15290559_295 |  |  | PQ | AN | 7199.558 | 8100206 | no | no |  |  | no |  |  | 1404690.485 | 15290559.295 |  | -1
node_1404712_262_15289534_641 |  |  | PQ | ABN | 7199.558 | 8100206 | no | no |  |  | no |  |  | 1404712.262 | 15289534.641 |  | -1
node_1404717_179_15291472_63 |  |  | PQ | AN | 7199.558 | 8100206 | no | no |  |  | no |  |  | 1404717.179 | 15291472.63 |  | -1
node_1404717_579_15291007_584 |  |  | PQ | ABCN | 7199.558 | 8100206 | no | no |  |  | no |  |  | 1404717.579 | 15291007.584 |  | -1
node_1404723_468_15289257_529 |  |  | PQ | AN | 7199.558 | 8100206 | no | no |  |  | no |  |  | 1404723.468 | 15289257.529 |  | -1
node_1404754_544_15292187_575 |  |  | PQ | AN | 7199.558 | 8100206 | no | no |  |  | no |  |  | 1404754.544 | 15292187.575 |  | -1
node_1404785_454_15292879_179 |  |  | PQ | ABCN | 7199.558 | 8100206 | no | no |  |  | no |  |  | 1404785.454 | 15292879.179 |  | -1
node_1404811_696_15290310_126 |  |  | PQ | AN | 7199.558 | 8100206 | no | no |  |  | no |  |  | 1404811.696 | 15290310.126 |  | -1
node_1404814_162_15290484_512 |  |  | PQ | AN | 7199.558 | 8100206 | no | no |  |  | no |  |  | 1404814.162 | 15290484.512 |  | -1
node_1404867_947_15290161_835 |  |  | PQ | AN | 7199.558 | 8100206 | no | no |  |  | no |  |  | 1404867.947 | 15290161.835 |  | -1
node_1404881_912_15292798_123 |  |  | PQ | ABCN | 7199.558 | 8100206 | no | no |  |  | no |  |  | 1404881.912 | 15292798.123 |  | -1
node_1404900_342_15292788_443 |  |  | PQ | ABCN | 7199.558 | 8100206 | no | no |  |  | no |  |  | 1404900.342 | 15292788.443 |  | -1
node_1404920_04_15292785_512 |  |  | PQ | ABCN | 7199.558 | 8100206 | no | no |  |  | no |  |  | 1404920.04 | 15292785.512 |  | -1
node_1404986_4_15290600_239 |  |  | PQ | AN | 7199.558 | 8100206 | no | no |  |  | no |  |  | 1404986.4 | 15290600.239 |  | -1
node_1404989_256_15289727_484 |  |  | PQ | AN | 7199.558 | 8100206 | no | no |  |  | no |  |  | 1404989.256 | 15289727.484 |  | -1
node_1405004_086_15289312_543 |  |  | PQ | ABN | 7199.558 | 8100206 | no | no |  |  | no |  |  | 1405004.086 | 15289312.543 |  | -1
node_1405037_288_15289894_322 |  |  | PQ | AN | 7199.558 | 8100206 | no | no |  |  | no |  |  | 1405037.288 | 15289894.322 |  | -1
node_1405126_586_15292803_979 |  |  | PQ | ABCN | 7199.558 | 8100206 | no | no |  |  | no |  |  | 1405126.586 | 15292803.979 |  | -1
node_1405177_075_15290951_335 |  |  | PQ | ABCN | 7199.558 | 8100206 | no | no |  |  | no |  |  | 1405177.075 | 15290951.335 |  | -1
node_1405178_858_15290187_187 |  |  | PQ | AN | 7199.558 | 8100206 | no | no |  |  | no |  |  | 1405178.858 | 15290187.187 |  | -1
node_1405288_161_15289767_395 |  |  | PQ | AN | 7199.558 | 8100206 | no | no |  |  | no |  |  | 1405288.161 | 15289767.395 |  | -1
node_1405348_054_15289284_521 |  |  | PQ | AN | 7199.558 | 8100206 | no | no |  |  | no |  |  | 1405348.054 | 15289284.521 |  | -1
node_1405386_557_15289066_7 |  |  | PQ | ABN | 7199.558 | 8100206 | no | no |  |  | no |  |  | 1405386.557 | 15289066.7 |  | -1
node_1405532_647_15292259_252 |  |  | PQ | AN | 7199.558 | 8100206 | no | no |  |  | no |  |  | 1405532.647 | 15292259.252 |  | -1
node_1405572_751_15291948_507 |  |  | PQ | AN | 7199.558 | 8100206 | no | no |  |  | no |  |  | 1405572.751 | 15291948.507 |  | -1
node_1405770_518_15292750_711 |  |  | PQ | ABCN | 7199.558 | 8100206 | no | no |  |  | no |  |  | 1405770.518 | 15292750.711 |  | -1
node_1405790_043_15292755_528 |  |  | PQ | ABCN | 7199.558 | 8100206 | no | no |  |  | no |  |  | 1405790.043 | 15292755.528 |  | -1
node_1405976_984_15292465_596 |  |  | PQ | ABCN | 7199.558 | 8100206 | no | no |  |  | no |  |  | 1405976.984 | 15292465.596 |  | -1
node_1405979_176_15293064_486 |  |  | PQ | ABCN | 7199.558 | 8100206 | no | no |  |  | no |  |  | 1405979.176 | 15293064.486 |  | -1
node_1405980_427_15293037_922 |  |  | PQ | ABCN | 7199.558 | 8100206 | no | no |  |  | no |  |  | 1405980.427 | 15293037.922 |  | -1
node_1405994_191_15288778_901 |  |  | PQ | AN | 7199.558 | 8100206 | no | no |  |  | no |  |  | 1405994.191 | 15288778.901 |  | -1
node_1406077_936_15293182_837 |  |  | PQ | ABCN | 7199.558 | 8100206 | no | no |  |  | no |  |  | 1406077.936 | 15293182.837 |  | -1
node_1406096_764_15293174_631 |  |  | PQ | ABCN | 7199.558 | 8100206 | no | no |  |  | no |  |  | 1406096.764 | 15293174.631 |  | -1
node_1406113_339_15293160_147 |  |  | PQ | ABCN | 7199.558 | 8100206 | no | no |  |  | no |  |  | 1406113.339 | 15293160.147 |  | -1
node_1406138_226_15291690_829 |  |  | PQ | AN | 7199.558 | 8100206 | no | no |  |  | no |  |  | 1406138.226 | 15291690.829 |  | -1
node_1406142_819_15292764_908 |  |  | PQ | ABCN | 7199.558 | 8100206 | no | no |  |  | no |  |  | 1406142.819 | 15292764.908 |  | -1
node_1406162_353_15292769_658 |  |  | PQ | ABCN | 7199.558 | 8100206 | no | no |  |  | no |  |  | 1406162.353 | 15292769.658 |  | -1
node_1406186_929_15292077_687 |  |  | PQ | AN | 7199.558 | 8100206 | no | no |  |  | no |  |  | 1406186.929 | 15292077.687 |  | -1
node_1406418_415_15291584_753 |  |  | PQ | AN | 7199.558 | 8100206 | no | no |  |  | no |  |  | 1406418.415 | 15291584.753 |  | -1
node_1406554_7_15291890_761 |  |  | PQ | AN | 7199.558 | 8100206 | no | no |  |  | no |  |  | 1406554.7 | 15291890.761 |  | -1
node_1406582_443_15292848_41 |  |  | PQ | ABCN | 7199.558 | 8100206 | no | no |  |  | no |  |  | 1406582.443 | 15292848.41 |  | -1
node_1406590_321_15291521_293 |  |  | PQ | AN | 7199.558 | 8100206 | no | no |  |  | no |  |  | 1406590.321 | 15291521.293 |  | -1
node_1406702_604_15295262_871 |  |  | PQ | AN | 7199.558 | 8100206 | no | no |  |  | no |  |  | 1406702.604 | 15295262.871 |  | -1
node_1406851_063_15291428_318 |  |  | PQ | AN | 7199.558 | 8100206 | no | no |  |  | no |  |  | 1406851.063 | 15291428.318 |  | -1
node_1406883_763_15293191_577 |  |  | PQ | ABCN | 7199.558 | 8100206 | no | no |  |  | no |  |  | 1406883.763 | 15293191.577 |  | -1
node_1406885_067_15292962_078 |  |  | PQ | ABCN | 7199.558 | 8100206 | no | no |  |  | no |  |  | 1406885.067 | 15292962.078 |  | -1
node_1406903_154_15293197_311 |  |  | PQ | ABCN | 7199.558 | 8100206 | no | no |  |  | no |  |  | 1406903.154 | 15293197.311 |  | -1
node_1406958_451_15292856_594 |  |  | PQ | ABCN | 7199.558 | 8100206 | no | no |  |  | no |  |  | 1406958.451 | 15292856.594 |  | -1
node_1406979_438_15295146_183 |  |  | PQ | AN | 7199.558 | 8100206 | no | no |  |  | no |  |  | 1406979.438 | 15295146.183 |  | -1
node_1406995_641_15292566_173 |  |  | PQ | ABN | 7199.558 | 8100206 | no | no |  |  | no |  |  | 1406995.641 | 15292566.173 |  | -1
node_1407014_712_15292559_02 |  |  | PQ | ABN | 7199.558 | 8100206 | no | no |  |  | no |  |  | 1407014.712 | 15292559.02 |  | -1
node_1407102_61_15292989_462 |  |  | PQ | ABCN | 7199.558 | 8100206 | no | no |  |  | no |  |  | 1407102.61 | 15292989.462 |  | -1
node_1407104_24_15293007_406 |  |  | PQ | ABCN | 7199.558 | 8100206 | no | no |  |  | no |  |  | 1407104.24 | 15293007.406 |  | -1
node_1407210_651_15292862_758 |  |  | PQ | ABCN | 7199.558 | 8100206 | no | no |  |  | no |  |  | 1407210.651 | 15292862.758 |  | -1
node_1407236_493_15291060_981 |  |  | PQ | AN | 7199.558 | 8100206 | no | no |  |  | no |  |  | 1407236.493 | 15291060.981 |  | -1
node_1407254_111_15292254_94 |  |  | PQ | ABCN | 7199.558 | 8100206 | no | no |  |  | no |  |  | 1407254.111 | 15292254.94 |  | -1
node_1407257_327_15293514_99 |  |  | PQ | ABN | 7199.558 | 8100206 | no | no |  |  | no |  |  | 1407257.327 | 15293514.99 |  | -1
node_1407273_624_15292250_346 |  |  | PQ | ABCN | 7199.558 | 8100206 | no | no |  |  | no |  |  | 1407273.624 | 15292250.346 |  | -1
node_1407291_557_15292239_12 |  |  | PQ | ABCN | 7199.558 | 8100206 | no | no |  |  | no |  |  | 1407291.557 | 15292239.12 |  | -1
node_1407300_96_15293068_829 |  |  | PQ | ABCN | 7199.558 | 8100206 | no | no |  |  | no |  |  | 1407300.96 | 15293068.829 |  | -1
node_1407392_297_15294727_357 |  |  | PQ | ABCN | 7199.558 | 8100206 | no | no |  |  | no |  |  | 1407392.297 | 15294727.357 |  | -1
node_1407484_909_15292898_094 |  |  | PQ | ABCN | 7199.558 | 8100206 | no | no |  |  | no |  |  | 1407484.909 | 15292898.094 |  | -1
node_1407492_908_15292197_557 |  |  | PQ | ABCN | 7199.558 | 8100206 | no | no |  |  | no |  |  | 1407492.908 | 15292197.557 |  | -1
node_1407512_52_15292193_758 |  |  | PQ | ABCN | 7199.558 | 8100206 | no | no |  |  | no |  |  | 1407512.52 | 15292193.758 |  | -1
node_1407530_701_15292183_267 |  |  | PQ | ABCN | 7199.558 | 8100206 | no | no |  |  | no |  |  | 1407530.701 | 15292183.267 |  | -1
node_1407703_379_15293020_845 |  |  | PQ | ABCN | 7199.558 | 8100206 | no | no |  |  | no |  |  | 1407703.379 | 15293020.845 |  | -1
node_1407714_996_15292506_832 |  |  | PQ | ABCN | 7199.558 | 8100206 | no | no |  |  | no |  |  | 1407714.996 | 15292506.832 |  | -1
node_1407733_253_15292496_579 |  |  | PQ | ABCN | 7199.558 | 8100206 | no | no |  |  | no |  |  | 1407733.253 | 15292496.579 |  | -1
node_1407752_892_15292493_036 |  |  | PQ | ABCN | 7199.558 | 8100206 | no | no |  |  | no |  |  | 1407752.892 | 15292493.036 |  | -1
node_1407758_57_15293351_718 |  |  | PQ | ABCN | 7199.558 | 8100206 | no | no |  |  | no |  |  | 1407758.57 | 15293351.718 |  | -1
node_1407768_518_15293333_709 |  |  | PQ | ABCN | 7199.558 | 8100206 | no | no |  |  | no |  |  | 1407768.518 | 15293333.709 |  | -1
node_1407932_618_15292727_404 |  |  | PQ | ABCN | 7199.558 | 8100206 | no | no |  |  | no |  |  | 1407932.618 | 15292727.404 |  | -1
node_1407956_194_15291867_845 |  |  | PQ | ABCN | 7199.558 | 8100206 | no | no |  |  | no |  |  | 1407956.194 | 15291867.845 |  | -1
node_1407968_183_15291878_82 |  |  | PQ | ABCN | 7199.558 | 8100206 | no | no |  |  | no |  |  | 1407968.183 | 15291878.82 |  | -1
node_1407968_205_15293070_558 |  |  | PQ | ABCN | 7199.558 | 8100206 | no | no |  |  | no |  |  | 1407968.205 | 15293070.558 |  | -1
node_1407973_314_15291895_239 |  |  | PQ | ABCN | 7199.558 | 8100206 | no | no |  |  | no |  |  | 1407973.314 | 15291895.239 |  | -1
node_1407987_995_15293068_981 |  |  | PQ | ABCN | 7199.558 | 8100206 | no | no |  |  | no |  |  | 1407987.995 | 15293068.981 |  | -1
node_1408006_775_15293060_578 |  |  | PQ | ABCN | 7199.558 | 8100206 | no | no |  |  | no |  |  | 1408006.775 | 15293060.578 |  | -1
node_1408082_684_15292710_198 |  |  | PQ | ABCN | 7199.558 | 8100206 | no | no |  |  | no |  |  | 1408082.684 | 15292710.198 |  | -1
node_1408149_247_15292017_936 |  |  | PQ | ABCN | 7199.558 | 8100206 | no | no |  |  | no |  |  | 1408149.247 | 15292017.936 |  | -1
node_1408159_91_15292045_373 |  |  | PQ | ABCN | 7199.558 | 8100206 | no | no |  |  | no |  |  | 1408159.91 | 15292045.373 |  | -1
node_1408164_602_15292068_494 |  |  | PQ | ABCN | 7199.558 | 8100206 | no | no |  |  | no |  |  | 1408164.602 | 15292068.494 |  | -1
node_1408324_9_15292527_563 |  |  | PQ | ABCN | 7199.558 | 8100206 | no | no |  |  | no |  |  | 1408324.9 | 15292527.563 |  | -1
node_1408341_443_15292513_012 |  |  | PQ | ABCN | 7199.558 | 8100206 | no | no |  |  | no |  |  | 1408341.443 | 15292513.012 |  | -1
node_1408360_254_15292504_728 |  |  | PQ | ABCN | 7199.558 | 8100206 | no | no |  |  | no |  |  | 1408360.254 | 15292504.728 |  | -1
node_1408445_898_15293014_333 |  |  | PQ | ABCN | 7199.558 | 8100206 | no | no |  |  | no |  |  | 1408445.898 | 15293014.333 |  | -1
node_1408462_095_15292999_099 |  |  | PQ | ABCN | 7199.558 | 8100206 | no | no |  |  | no |  |  | 1408462.095 | 15292999.099 |  | -1
node_1408474_778_15292978_732 |  |  | PQ | ABCN | 7199.558 | 8100206 | no | no |  |  | no |  |  | 1408474.778 | 15292978.732 |  | -1
node_1408596_94_15292488_618 |  |  | PQ | ABCN | 7199.558 | 8100206 | no | no |  |  | no |  |  | 1408596.94 | 15292488.618 |  | -1
node_1409030_671_15292029_655 |  |  | PQ | ABCN | 7199.558 | 8100206 | no | no |  |  | no |  |  | 1409030.671 | 15292029.655 |  | -1
node_1409050_486_15292030_914 |  |  | PQ | ABCN | 7199.558 | 8100206 | no | no |  |  | no |  |  | 1409050.486 | 15292030.914 |  | -1
node_1409069_414_15292039_015 |  |  | PQ | ABCN | 7199.558 | 8100206 | no | no |  |  | no |  |  | 1409069.414 | 15292039.015 |  | -1
node_1409256_454_15292246_406 |  |  | PQ | ABCN | 7199.558 | 8100206 | no | no |  |  | no |  |  | 1409256.454 | 15292246.406 |  | -1
node_1409448_783_15292940_199 |  |  | PQ | AN | 7199.558 | 8100206 | no | no |  |  | no |  |  | 1409448.783 | 15292940.199 |  | -1
node_1409525_071_15292134_591 |  |  | PQ | ABCN | 7199.558 | 8100206 | no | no |  |  | no |  |  | 1409525.071 | 15292134.591 |  | -1
node_1409546_21_15292430_332 |  |  | PQ | AN | 7199.558 | 8100206 | no | no |  |  | no |  |  | 1409546.21 | 15292430.332 |  | -1
node_1409862_964_15292299_727 |  |  | PQ | ABCN | 7199.558 | 8100206 | no | no |  |  | no |  |  | 1409862.964 | 15292299.727 |  | -1
node_1409929_861_15292701_397 |  |  | PQ | ABN | 7199.558 | 8100206 | no | no |  |  | no |  |  | 1409929.861 | 15292701.397 |  | -1
node_1409974_377_15292127_285 |  |  | PQ | ABCN | 7199.558 | 8100206 | no | no |  |  | no |  |  | 1409974.377 | 15292127.285 |  | -1
node_1409992_483_15292116_567 |  |  | PQ | ABCN | 7199.558 | 8100206 | no | no |  |  | no |  |  | 1409992.483 | 15292116.567 |  | -1
node_1410002_929_15292949_221 |  |  | PQ | AN | 7199.558 | 8100206 | no | no |  |  | no |  |  | 1410002.929 | 15292949.221 |  | -1
node_1410007_879_15292099_905 |  |  | PQ | ABCN | 7199.558 | 8100206 | no | no |  |  | no |  |  | 1410007.879 | 15292099.905 |  | -1
node_1410105_513_15292068_011 |  |  | PQ | ABCN | 7199.558 | 8100206 | no | no |  |  | no |  |  | 1410105.513 | 15292068.011 |  | -1
node_1410123_361_15292056_544 |  |  | PQ | ABCN | 7199.558 | 8100206 | no | no |  |  | no |  |  | 1410123.361 | 15292056.544 |  | -1
node_1410141_536_15292578_808 |  |  | PQ | ABN | 7199.558 | 8100206 | no | no |  |  | no |  |  | 1410141.536 | 15292578.808 |  | -1
node_1410155_297_15291836_012 |  |  | PQ | ABCN | 7199.558 | 8100206 | no | no |  |  | no |  |  | 1410155.297 | 15291836.012 |  | -1
node_1410158_947_15292566_198 |  |  | PQ | ABN | 7199.558 | 8100206 | no | no |  |  | no |  |  | 1410158.947 | 15292566.198 |  | -1
node_1410169_852_15291818_041 |  |  | PQ | ABCN | 7199.558 | 8100206 | no | no |  |  | no |  |  | 1410169.852 | 15291818.041 |  | -1
node_1410187_398_15291805_769 |  |  | PQ | ABCN | 7199.558 | 8100206 | no | no |  |  | no |  |  | 1410187.398 | 15291805.769 |  | -1
node_1410354_593_15291863_667 |  |  | PQ | ABCN | 7199.558 | 8100206 | no | no |  |  | no |  |  | 1410354.593 | 15291863.667 |  | -1
node_1410364_518_15291828_562 |  |  | PQ | ABCN | 7199.558 | 8100206 | no | no |  |  | no |  |  | 1410364.518 | 15291828.562 |  | -1
node_1410427_802_15291815_184 |  |  | PQ | ABCN | 7199.558 | 8100206 | no | no |  |  | no |  |  | 1410427.802 | 15291815.184 |  | -1
node_1410492_788_15291853_708 |  |  | PQ | AN | 7199.558 | 8100206 | no | no |  |  | no |  |  | 1410492.788 | 15291853.708 |  | -1
node_1410544_881_15292196_212 |  |  | PQ | AN | 7199.558 | 8100206 | no | no |  |  | no |  |  | 1410544.881 | 15292196.212 |  | -1
node_1410633_076_15292409_979 |  |  | PQ | AN | 7199.558 | 8100206 | no | no |  |  | no |  |  | 1410633.076 | 15292409.979 |  | -1
node_1410678_918_15291688_357 |  |  | PQ | ABCN | 7199.558 | 8100206 | no | no |  |  | no |  |  | 1410678.918 | 15291688.357 |  | -1
node_1410791_458_15292532_848 |  |  | PQ | AN | 7199.558 | 8100206 | no | no |  |  | no |  |  | 1410791.458 | 15292532.848 |  | -1
node_1410840_852_15291695_822 |  |  | PQ | ABCN | 7199.558 | 8100206 | no | no |  |  | no |  |  | 1410840.852 | 15291695.822 |  | -1
node_1410858_818_15291684_691 |  |  | PQ | ABCN | 7199.558 | 8100206 | no | no |  |  | no |  |  | 1410858.818 | 15291684.691 |  | -1
node_1410873_999_15291667_678 |  |  | PQ | ABCN | 7199.558 | 8100206 | no | no |  |  | no |  |  | 1410873.999 | 15291667.678 |  | -1
node_1411020_458_15291535_718 |  |  | PQ | ABCN | 7199.558 | 8100206 | no | no |  |  | no |  |  | 1411020.458 | 15291535.718 |  | -1
node_1411171_67_15291994_847 |  |  | PQ | AN | 7199.558 | 8100206 | no | no |  |  | no |  |  | 1411171.67 | 15291994.847 |  | -1
node_1411177_882_15291386_59 |  |  | PQ | ABCN | 7199.558 | 8100206 | no | no |  |  | no |  |  | 1411177.882 | 15291386.59 |  | -1
node_1411773_399_15291207_09 |  |  | PQ | ABCN | 7199.558 | 8100206 | no | no |  |  | no |  |  | 1411773.399 | 15291207.09 |  | -1
node_1411790_342_15291193_383 |  |  | PQ | ABCN | 7199.558 | 8100206 | no | no |  |  | no |  |  | 1411790.342 | 15291193.383 |  | -1
node_1412362_677_15290693_634 |  |  | PQ | ABCN | 7199.558 | 8100206 | no | no |  |  | no |  |  | 1412362.677 | 15290693.634 |  | -1
node_1412517_759_15290698_756 |  |  | PQ | ABCN | 7199.558 | 8100206 | no | no |  |  | no |  |  | 1412517.759 | 15290698.756 |  | -1
node_1413058_074_15290533_525 |  |  | PQ | ABCN | 7199.558 | 8100206 | no | no |  |  | no |  |  | 1413058.074 | 15290533.525 |  | -1
node_1413165_794_15290449_159 |  |  | PQ | ABCN | 7199.558 | 8100206 | no | no |  |  | no |  |  | 1413165.794 | 15290449.159 |  | -1
node_8100206_200805305 |  |  | PQ | ABN | 7199.558 | 8100206 | no | no |  |  | no |  |  | 1402470.619 | 15292794.217 |  | -1
node_8100206_200805336 |  |  | PQ | AN | 7199.558 | 8100206 | no | no |  |  | no |  |  | 1400222.595 | 15292777.666 |  | -1
node_8100206_200805341 |  |  | PQ | AN | 7199.558 | 8100206 | no | no |  |  | no |  |  | 1400149.286 | 15293241.783 |  | -1
node_8100206_200805553 |  |  | PQ | AN | 7199.558 | 8100206 | no | no |  |  | no |  |  | 1404174.621 | 15292605.222 |  | -1
node_8100206_200805559 |  |  | PQ | AN | 7199.558 | 8100206 | no | no |  |  | no |  |  | 1404186.558 | 15292425.225 |  | -1
node_8100206_200810786 |  |  | PQ | ABCN | 7199.558 | 8100206 | no | no |  |  | no |  |  | 1401360.407 | 15292563.886 |  | -1
node_8100206_200810787 |  |  | PQ | ABCN | 7199.558 | 8100206 | no | no |  |  | no |  |  | 1401442.571 | 15292601.392 |  | -1
node_8100206_200810788 |  |  | PQ | ABCN | 7199.558 | 8100206 | no | no |  |  | no |  |  | 1401535.241 | 15292618.096 |  | -1
node_8100206_200810789 |  |  | PQ | ABCN | 7199.558 | 8100206 | no | no |  |  | no |  |  | 1401646.209 | 15292681.476 |  | -1
node_8100206_200810790 |  |  | PQ | ABCN | 7199.558 | 8100206 | no | no |  |  | no |  |  | 1401743.414 | 15292718.241 |  | -1
node_8100206_200810791 |  |  | PQ | ABCN | 7199.558 | 8100206 | no | no |  |  | no |  |  | 1401830.052 | 15292758.732 |  | -1
node_8100206_200810793 |  |  | PQ | ABCN | 7199.558 | 8100206 | no | no |  |  | no |  |  | 1401981.125 | 15292811.488 |  | -1
node_8100206_200810794 |  |  | PQ | ABCN | 7199.558 | 8100206 | no | no |  |  | no |  |  | 1402072.579 | 15292847.615 |  | -1
node_8100206_200810795 |  |  | PQ | ABCN | 7199.558 | 8100206 | no | no |  |  | no |  |  | 1402135.309 | 15292867.325 |  | -1
node_8100206_200810796 |  |  | PQ | ABCN | 7199.558 | 8100206 | no | no |  |  | no |  |  | 1402203.659 | 15292894.301 |  | -1
node_8100206_200810798 |  |  | PQ | ABCN | 7199.558 | 8100206 | no | no |  |  | no |  |  | 1402322.615 | 15292938.93 |  | -1
node_8100206_200810799 |  |  | PQ | ABCN | 7199.558 | 8100206 | no | no |  |  | no |  |  | 1402445.698 | 15292977.146 |  | -1
node_8100206_200810800 |  |  | PQ | ABCN | 7199.558 | 8100206 | no | no |  |  | no |  |  | 1402524.47 | 15293008.397 |  | -1
node_8100206_200810801 |  |  | PQ | ABCN | 7199.558 | 8100206 | no | no |  |  | no |  |  | 1402656.007 | 15293047.011 |  | -1
node_8100206_200810803 |  |  | PQ | ABCN | 7199.558 | 8100206 | no | no |  |  | no |  |  | 1402746 | 15293080.729 |  | -1
node_8100206_200810806 |  |  | PQ | ABCN | 7199.558 | 8100206 | no | no |  |  | no |  |  | 1402829.386 | 15293097.837 |  | -1
node_8100206_200810808 |  |  | PQ | ABCN | 7199.558 | 8100206 | no | no |  |  | no |  |  | 1402963.957 | 15293089.938 |  | -1
node_8100206_200810810 |  |  | PQ | ABCN | 7199.558 | 8100206 | no | no |  |  | no |  |  | 1403084.792 | 15293062.23 |  | -1
node_8100206_200810814 |  |  | PQ | ABCN | 7199.558 | 8100206 | no | no |  |  | no |  |  | 1403353.55 | 15292999.47 |  | -1
node_8100206_200810820 |  |  | PQ | ABCN | 7199.558 | 8100206 | no | no |  |  | no |  |  | 1403479.08 | 15292971.49 |  | -1
node_8100206_200810823 |  |  | PQ | ABCN | 7199.558 | 8100206 | no | no |  |  | no |  |  | 1403645.03 | 15292932.76 |  | -1
node_8100206_200810824 |  |  | PQ | ABCN | 7199.558 | 8100206 | no | no |  |  | no |  |  | 1403763.749 | 15292904.165 |  | -1
node_8100206_200810825 |  |  | PQ | ABCN | 7199.558 | 8100206 | no | no |  |  | no |  |  | 1404002.003 | 15292853.156 |  | -1
node_8100206_200810828 |  |  | PQ | ABCN | 7199.558 | 8100206 | no | no |  |  | no |  |  | 1404476.419 | 15292981.831 |  | -1
node_8100206_200810829 |  |  | PQ | ABCN | 7199.558 | 8100206 | no | no |  |  | no |  |  | 1404587.097 | 15292954.622 |  | -1
node_8100206_200810830 |  |  | PQ | ABCN | 7199.558 | 8100206 | no | no |  |  | no |  |  | 1404690.761 | 15292931.259 |  | -1
node_8100206_200810831 |  |  | PQ | ABCN | 7199.558 | 8100206 | no | no |  |  | no |  |  | 1404789.687 | 15292914.462 |  | -1
node_8100206_200810832 |  |  | PQ | ABCN | 7199.558 | 8100206 | no | no |  |  | no |  |  | 1404919.154 | 15292897.309 |  | -1
node_8100206_200810941 |  |  | PQ | AN | 2771.281 | 8100206 | no | no |  |  | no |  |  | 1399615.861 | 15291683.118 |  | -1
node_8100206_200810943 |  |  | PQ | AN | 2771.281 | 8100206 | no | no |  |  | no |  |  | 1399689.623 | 15291735.556 |  | -1
node_8100206_200810944 |  |  | PQ | AD | 2771.281 | 8100206 | no | no |  |  | no |  |  | 1399814.043 | 15291813.742 |  | -1
node_8100206_200810945 |  |  | PQ | ABCD | 2771.281 | 8100206 | no | no |  |  | no |  |  | 1399863.61 | 15291854.265 |  | -1
node_8100206_200810946 |  |  | PQ | ABCD | 2771.281 | 8100206 | no | no |  |  | no |  |  | 1399932.011 | 15291898.466 |  | -1
node_8100206_200810947 |  |  | PQ | ABCD | 2771.281 | 8100206 | no | no |  |  | no |  |  | 1400010.43 | 15291945.098 |  | -1
node_8100206_200810948 |  |  | PQ | ABCD | 2771.281 | 8100206 | no | no |  |  | no |  |  | 1400088.165 | 15291992.379 |  | -1
node_8100206_200810949 |  |  | PQ | ABCD | 2771.281 | 8100206 | no | no |  |  | no |  |  | 1400040.287 | 15292012.975 |  | -1
node_8100206_200810950 |  |  | PQ | ABCD | 2771.281 | 8100206 | no | no |  |  | no |  |  | 1400167.1 | 15292041.83 |  | -1
node_8100206_200810951 |  |  | PQ | ABCD | 2771.281 | 8100206 | no | no |  |  | no |  |  | 1400266.453 | 15292094.476 |  | -1
node_8100206_200810953 |  |  | PQ | ABCN | 2771.281 | 8100206 | no | no |  |  | no |  |  | 1400388.637 | 15292156.021 |  | -1
node_8100206_200810956 |  |  | PQ | ABCD | 2771.281 | 8100206 | no | no |  |  | no |  |  | 1400470.161 | 15292196.438 |  | -1
node_8100206_200810957 |  |  | PQ | ABCD | 2771.281 | 8100206 | no | no |  |  | no |  |  | 1400467.001 | 15292238.882 |  | -1
node_8100206_200810958 |  |  | PQ | ABCN | 2771.281 | 8100206 | no | no |  |  | no |  |  | 1400596.484 | 15292255.317 |  | -1
node_8100206_200810959 |  |  | PQ | ABCN | 7199.558 | 8100206 | no | no |  |  | no |  |  | 1400706.705 | 15292295.896 |  | -1
node_8100206_200810960 |  |  | PQ | ABCN | 7199.558 | 8100206 | no | no |  |  | no |  |  | 1400823.599 | 15292348.537 |  | -1
node_8100206_200810961 |  |  | PQ | ABCN | 7199.558 | 8100206 | no | no |  |  | no |  |  | 1400940.505 | 15292394.592 |  | -1
node_8100206_200810962 |  |  | PQ | ABCN | 7199.558 | 8100206 | no | no |  |  | no |  |  | 1401055.291 | 15292444.515 |  | -1
node_8100206_200810963 |  |  | PQ | ABCN | 7199.558 | 8100206 | no | no |  |  | no |  |  | 1401166.322 | 15292490.114 |  | -1
node_8100206_200810964 |  |  | PQ | ABCN | 7199.558 | 8100206 | no | no |  |  | no |  |  | 1401252.387 | 15292520.868 |  | -1
node_8100206_200811720 |  |  | PQ | AD | 2771.281 | 8100206 | no | no |  |  | no |  |  | 1400152.665 | 15292096.034 |  | -1
node_8100206_200811721 |  |  | PQ | AD | 2771.281 | 8100206 | no | no |  |  | no |  |  | 1400096.911 | 15292203.955 |  | -1
node_8100206_200811722 |  |  | PQ | AD | 2771.281 | 8100206 | no | no |  |  | no |  |  | 1400050.462 | 15292290.813 |  | -1
node_8100206_200811723 |  |  | PQ | AN | 2771.281 | 8100206 | no | no |  |  | no |  |  | 1400004.894 | 15292373.722 |  | -1
node_8100206_200811726 |  |  | PQ | AN | 2771.281 | 8100206 | no | no |  |  | no |  |  | 1400189.11 | 15292027.774 |  | -1
node_8100206_200811732 |  |  | PQ | AN | 2771.281 | 8100206 | no | no |  |  | no |  |  | 1400482.3 | 15291482.2 |  | -1
node_8100206_200811747 |  |  | PQ | ABCD | 2771.281 | 8100206 | no | no |  |  | no |  |  | 1400418.789 | 15292296.302 |  | -1
node_8100206_200811748 |  |  | PQ | ABCD | 2771.281 | 8100206 | no | no |  |  | no |  |  | 1400358.587 | 15292413.489 |  | -1
node_8100206_200811749 |  |  | PQ | ABCN | 2771.281 | 8100206 | no | no |  |  | no |  |  | 1400319.255 | 15292493.003 |  | -1
node_8100206_200811750 |  |  | PQ | ABCD | 2771.281 | 8100206 | no | no |  |  | no |  |  | 1400250.39 | 15292619.416 |  | -1
node_8100206_200811751 |  |  | PQ | ABCD | 2771.281 | 8100206 | no | no |  |  | no |  |  | 1400222.486 | 15292673.64 |  | -1
node_8100206_200811752 |  |  | PQ | AD | 2771.281 | 8100206 | no | no |  |  | no |  |  | 1400506.586 | 15292183.666 |  | -1
node_8100206_200811753 |  |  | PQ | AN | 2771.281 | 8100206 | no | no |  |  | no |  |  | 1400587.484 | 15291168.937 |  | -1
node_8100206_200811755 |  |  | PQ | AD | 2771.281 | 8100206 | no | no |  |  | no |  |  | 1400511.32 | 15292100.463 |  | -1
node_8100206_200811756 |  |  | PQ | AN | 2771.281 | 8100206 | no | no |  |  | no |  |  | 1400514.724 | 15291999.877 |  | -1
node_8100206_200811757 |  |  | PQ | AD | 2771.281 | 8100206 | no | no |  |  | no |  |  | 1400529.448 | 15291868.752 |  | -1
node_8100206_200811758 |  |  | PQ | AN | 2771.281 | 8100206 | no | no |  |  | no |  |  | 1400537.027 | 15291789.153 |  | -1
node_8100206_200811759 |  |  | PQ | AD | 2771.281 | 8100206 | no | no |  |  | no |  |  | 1400542.431 | 15291700.928 |  | -1
node_8100206_200811760 |  |  | PQ | AD | 2771.281 | 8100206 | no | no |  |  | no |  |  | 1400552.571 | 15291590.263 |  | -1
node_8100206_200811761 |  |  | PQ | AD | 2771.281 | 8100206 | no | no |  |  | no |  |  | 1400565.899 | 15291433.441 |  | -1
node_8100206_200811762 |  |  | PQ | AD | 2771.281 | 8100206 | no | no |  |  | no |  |  | 1400580.261 | 15291268.583 |  | -1
node_8100206_200811765 |  |  | PQ | AN | 7199.558 | 8100206 | no | no |  |  | no |  |  | 1401711.928 | 15292356.908 |  | -1
node_8100206_200811767 |  |  | PQ | AN | 7199.558 | 8100206 | no | no |  |  | no |  |  | 1401824.902 | 15292445.711 |  | -1
node_8100206_200811768 |  |  | PQ | AN | 7199.558 | 8100206 | no | no |  |  | no |  |  | 1401918.424 | 15292482.153 |  | -1
node_8100206_200811769 |  |  | PQ | AN | 7199.558 | 8100206 | no | no |  |  | no |  |  | 1402010.553 | 15292521.385 |  | -1
node_8100206_200811775 |  |  | PQ | ABN | 7199.558 | 8100206 | no | no |  |  | no |  |  | 1400821.371 | 15292005.219 |  | -1
node_8100206_200811776 |  |  | PQ | ABN | 7199.558 | 8100206 | no | no |  |  | no |  |  | 1400940.254 | 15292049.157 |  | -1
node_8100206_200811777 |  |  | PQ | ABN | 7199.558 | 8100206 | no | no |  |  | no |  |  | 1401033.949 | 15292088.477 |  | -1
node_8100206_200811778 |  |  | PQ | ABN | 7199.558 | 8100206 | no | no |  |  | no |  |  | 1401123.017 | 15292122.471 |  | -1
node_8100206_200811779 |  |  | PQ | ABN | 7199.558 | 8100206 | no | no |  |  | no |  |  | 1401235.764 | 15292167.602 |  | -1
node_8100206_200811780 |  |  | PQ | ABN | 7199.558 | 8100206 | no | no |  |  | no |  |  | 1401334.436 | 15292207.364 |  | -1
node_8100206_200811781 |  |  | PQ | ABN | 7199.558 | 8100206 | no | no |  |  | no |  |  | 1401479.6 | 15292260.077 |  | -1
node_8100206_200811782 |  |  | PQ | AN | 7199.558 | 8100206 | no | no |  |  | no |  |  | 1400681.733 | 15292369.315 |  | -1
node_8100206_200811783 |  |  | PQ | AN | 7199.558 | 8100206 | no | no |  |  | no |  |  | 1400671.685 | 15292481.586 |  | -1
node_8100206_200811784 |  |  | PQ | AN | 7199.558 | 8100206 | no | no |  |  | no |  |  | 1400662.779 | 15292585.162 |  | -1
node_8100206_200811785 |  |  | PQ | AN | 7199.558 | 8100206 | no | no |  |  | no |  |  | 1400656.314 | 15292661.428 |  | -1
node_8100206_200811786 |  |  | PQ | AN | 7199.558 | 8100206 | no | no |  |  | no |  |  | 1400644.829 | 15292801.654 |  | -1
node_8100206_200811787 |  |  | PQ | AN | 7199.558 | 8100206 | no | no |  |  | no |  |  | 1400636.369 | 15292888.521 |  | -1
node_8100206_200811788 |  |  | PQ | AN | 7199.558 | 8100206 | no | no |  |  | no |  |  | 1400628.297 | 15292983.527 |  | -1
node_8100206_200811800 |  |  | PQ | AN | 7199.558 | 8100206 | no | no |  |  | no |  |  | 1400684.014 | 15292663.171 |  | -1
node_8100206_200811801 |  |  | PQ | AN | 7199.558 | 8100206 | no | no |  |  | no |  |  | 1400782.621 | 15292703.877 |  | -1
node_8100206_200811802 |  |  | PQ | AN | 7199.558 | 8100206 | no | no |  |  | no |  |  | 1400911.233 | 15292752.862 |  | -1
node_8100206_200811803 |  |  | PQ | AN | 7199.558 | 8100206 | no | no |  |  | no |  |  | 1401014.795 | 15292797.862 |  | -1
node_8100206_200811839 |  |  | PQ | ABCN | 7199.558 | 8100206 | no | no |  |  | no |  |  | 1401873.172 | 15293145.315 |  | -1
node_8100206_200811840 |  |  | PQ | ABCN | 7199.558 | 8100206 | no | no |  |  | no |  |  | 1401897.778 | 15293007.587 |  | -1
node_8100206_200811841 |  |  | PQ | ABCN | 7199.558 | 8100206 | no | no |  |  | no |  |  | 1401915.47 | 15292851.741 |  | -1
node_8100206_200811843 |  |  | PQ | AN | 7199.558 | 8100206 | no | no |  |  | no |  |  | 1401432.36 | 15292646.782 |  | -1
node_8100206_200811844 |  |  | PQ | AN | 7199.558 | 8100206 | no | no |  |  | no |  |  | 1401425.478 | 15292773.05 |  | -1
node_8100206_200811845 |  |  | PQ | AN | 7199.558 | 8100206 | no | no |  |  | no |  |  | 1401417.329 | 15292859.803 |  | -1
node_8100206_200811846 |  |  | PQ | AN | 7199.558 | 8100206 | no | no |  |  | no |  |  | 1401411.69 | 15292959.295 |  | -1
node_8100206_200811848 |  |  | PQ | AN | 7199.558 | 8100206 | no | no |  |  | no |  |  | 1401403.611 | 15293059.092 |  | -1
node_8100206_200811850 |  |  | PQ | AN | 7199.558 | 8100206 | no | no |  |  | no |  |  | 1401137.617 | 15292092.806 |  | -1
node_8100206_200811851 |  |  | PQ | AN | 7199.558 | 8100206 | no | no |  |  | no |  |  | 1401142.959 | 15292010.108 |  | -1
node_8100206_200811852 |  |  | PQ | AN | 7199.558 | 8100206 | no | no |  |  | no |  |  | 1401153.891 | 15291912.167 |  | -1
node_8100206_200811853 |  |  | PQ | AN | 7199.558 | 8100206 | no | no |  |  | no |  |  | 1401160.624 | 15291811.423 |  | -1
node_8100206_200811854 |  |  | PQ | AN | 7199.558 | 8100206 | no | no |  |  | no |  |  | 1401169.843 | 15291713.21 |  | -1
node_8100206_200811859 |  |  | PQ | ABN | 7199.558 | 8100206 | no | no |  |  | no |  |  | 1401365.352 | 15292520.18 |  | -1
node_8100206_200811860 |  |  | PQ | ABN | 7199.558 | 8100206 | no | no |  |  | no |  |  | 1401414.335 | 15292399.778 |  | -1
node_8100206_200811865 |  |  | PQ | ABN | 7199.558 | 8100206 | no | no |  |  | no |  |  | 1401475.19 | 15292166.622 |  | -1
node_8100206_200811866 |  |  | PQ | ABN | 7199.558 | 8100206 | no | no |  |  | no |  |  | 1401484.795 | 15292121.348 |  | -1
node_8100206_200811867 |  |  | PQ | ABN | 7199.558 | 8100206 | no | no |  |  | no |  |  | 1401487.673 | 15292074.623 |  | -1
node_8100206_200811868 |  |  | PQ | ABN | 7199.558 | 8100206 | no | no |  |  | no |  |  | 1401491.469 | 15291968.026 |  | -1
node_8100206_200811869 |  |  | PQ | ABN | 7199.558 | 8100206 | no | no |  |  | no |  |  | 1401500.66 | 15291871.753 |  | -1
node_8100206_200811870 |  |  | PQ | ABN | 7199.558 | 8100206 | no | no |  |  | no |  |  | 1401510.341 | 15291765.062 |  | -1
node_8100206_200811874 |  |  | PQ | AN | 7199.558 | 8100206 | no | no |  |  | no |  |  | 1401732.545 | 15292332.269 |  | -1
node_8100206_200811875 |  |  | PQ | AN | 7199.558 | 8100206 | no | no |  |  | no |  |  | 1401753.405 | 15292224.148 |  | -1
node_8100206_200811876 |  |  | PQ | AN | 7199.558 | 8100206 | no | no |  |  | no |  |  | 1401757.839 | 15292094.843 |  | -1
node_8100206_200811877 |  |  | PQ | AN | 7199.558 | 8100206 | no | no |  |  | no |  |  | 1401767.901 | 15291990.963 |  | -1
node_8100206_200811878 |  |  | PQ | AN | 7199.558 | 8100206 | no | no |  |  | no |  |  | 1401775.983 | 15291889.767 |  | -1
node_8100206_200811884 |  |  | PQ | AN | 7199.558 | 8100206 | no | no |  |  | no |  |  | 1402016.911 | 15292790.878 |  | -1
node_8100206_200811885 |  |  | PQ | AN | 7199.558 | 8100206 | no | no |  |  | no |  |  | 1402025.788 | 15292683.312 |  | -1
node_8100206_200811886 |  |  | PQ | AN | 7199.558 | 8100206 | no | no |  |  | no |  |  | 1402036.223 | 15292553.881 |  | -1
node_8100206_200811907 |  |  | PQ | ABCN | 7199.558 | 8100206 | no | no |  |  | no |  |  | 1402594.521 | 15292994.133 |  | -1
node_8100206_200811909 |  |  | PQ | ABCN | 7199.558 | 8100206 | no | no |  |  | no |  |  | 1402940.039 | 15291445.041 |  | -1
node_8100206_200811911 |  |  | PQ | ABCN | 7199.558 | 8100206 | no | no |  |  | no |  |  | 1402632.437 | 15292599.21 |  | -1
node_8100206_200811912 |  |  | PQ | ABCN | 7199.558 | 8100206 | no | no |  |  | no |  |  | 1402676.369 | 15292431.082 |  | -1
node_8100206_200811913 |  |  | PQ | ABCN | 7199.558 | 8100206 | no | no |  |  | no |  |  | 1402732.09 | 15292237.301 |  | -1
node_8100206_200811914 |  |  | PQ | ABCN | 7199.558 | 8100206 | no | no |  |  | no |  |  | 1402785.307 | 15292038.062 |  | -1
node_8100206_200811915 |  |  | PQ | ABCN | 7199.558 | 8100206 | no | no |  |  | no |  |  | 1402810.911 | 15291871.196 |  | -1
node_8100206_200811916 |  |  | PQ | ABCN | 7199.558 | 8100206 | no | no |  |  | no |  |  | 1402851.115 | 15291766.354 |  | -1
node_8100206_200811917 |  |  | PQ | ABCN | 7199.558 | 8100206 | no | no |  |  | no |  |  | 1402879.837 | 15291669.654 |  | -1
node_8100206_200811918 |  |  | PQ | ABCN | 7199.558 | 8100206 | no | no |  |  | no |  |  | 1402907.691 | 15291564.715 |  | -1
node_8100206_200811919 |  |  | PQ | ABCN | 7199.558 | 8100206 | no | no |  |  | no |  |  | 1404059.076 | 15292889.004 |  | -1
node_8100206_200811920 |  |  | PQ | ABCN | 7199.558 | 8100206 | no | no |  |  | no |  |  | 1404192.352 | 15292873.106 |  | -1
node_8100206_200811922 |  |  | PQ | ABCN | 7199.558 | 8100206 | no | no |  |  | no |  |  | 1404434.773 | 15292787.446 |  | -1
node_8100206_200814830 |  |  | PQ | ABCN | 7199.558 | 8100206 | no | no |  |  | no |  |  | 1404003.36 | 15292247.44 |  | -1
node_8100206_200814831 |  |  | PQ | ABCN | 7199.558 | 8100206 | no | no |  |  | no |  |  | 1404015.713 | 15292413.538 |  | -1
node_8100206_200814833 |  |  | PQ | ABCN | 7199.558 | 8100206 | no | no |  |  | no |  |  | 1404031.911 | 15292631.098 |  | -1
node_8100206_200814834 |  |  | PQ | ABCN | 7199.558 | 8100206 | no | no |  |  | no |  |  | 1403914.539 | 15292825.573 |  | -1
node_8100206_200814835 |  |  | PQ | ABCD | 7199.558 | 8100206 | no | no |  |  | no |  |  | 1403834.656 | 15292819.473 |  | -1
node_8100206_200814836 |  |  | PQ | AN | 7199.558 | 8100206 | no | no |  |  | no |  |  | 1403961.218 | 15292631.381 |  | -1
node_8100206_200814837 |  |  | PQ | ABCN | 7199.558 | 8100206 | no | no |  |  | no |  |  | 1403984.527 | 15292832.762 |  | -1
node_8100206_200814838 |  |  | PQ | AN | 7199.558 | 8100206 | no | no |  |  | no |  |  | 1404427.541 | 15292733.764 |  | -1
node_8100206_200814839 |  |  | PQ | AN | 7199.558 | 8100206 | no | no |  |  | no |  |  | 1404401.019 | 15292597.387 |  | -1
node_8100206_200815134 |  |  | PQ | AN | 7199.558 | 8100206 | no | no |  |  | no |  |  | 1401838.697 | 15291939.239 |  | -1
node_8100206_200815135 |  |  | PQ | AN | 7199.558 | 8100206 | no | no |  |  | no |  |  | 1401943.309 | 15291960.515 |  | -1
node_8100206_200815136 |  |  | PQ | AN | 7199.558 | 8100206 | no | no |  |  | no |  |  | 1402055.914 | 15291958.986 |  | -1
node_8100206_200815137 |  |  | PQ | AN | 7199.558 | 8100206 | no | no |  |  | no |  |  | 1402147.106 | 15291964.483 |  | -1
node_8100206_200815138 |  |  | PQ | AN | 7199.558 | 8100206 | no | no |  |  | no |  |  | 1402238.023 | 15291976.297 |  | -1
node_8100206_200815139 |  |  | PQ | AN | 7199.558 | 8100206 | no | no |  |  | no |  |  | 1402334.87 | 15291980.617 |  | -1
node_8100206_200815140 |  |  | PQ | AN | 7199.558 | 8100206 | no | no |  |  | no |  |  | 1402474.439 | 15291979.14 |  | -1
node_8100206_200815141 |  |  | PQ | AN | 7199.558 | 8100206 | no | no |  |  | no |  |  | 1402476.234 | 15291964.814 |  | -1
node_8100206_200815142 |  |  | PQ | AN | 7199.558 | 8100206 | no | no |  |  | no |  |  | 1402500.187 | 15291778.861 |  | -1
node_8100206_200815143 |  |  | PQ | AN | 7199.558 | 8100206 | no | no |  |  | no |  |  | 1402509.533 | 15291602.828 |  | -1
node_8100206_200815146 |  |  | PQ | AN | 7199.558 | 8100206 | no | no |  |  | no |  |  | 1402633.896 | 15291997.491 |  | -1
node_8100206_200815153 |  |  | PQ | ABCN | 7199.558 | 8100206 | no | no |  |  | no |  |  | 1407235.917 | 15294114.257 |  | -1
node_8100206_200815250 |  |  | PQ | AN | 7199.558 | 8100206 | no | no |  |  | no |  |  | 1403781.443 | 15292745.135 |  | -1
node_8100206_200815251 |  |  | PQ | AN | 7199.558 | 8100206 | no | no |  |  | no |  |  | 1403793.256 | 15292636.135 |  | -1
node_8100206_200815252 |  |  | PQ | AN | 7199.558 | 8100206 | no | no |  |  | no |  |  | 1403806.053 | 15292522.179 |  | -1
node_8100206_200815253 |  |  | PQ | AN | 7199.558 | 8100206 | no | no |  |  | no |  |  | 1403824.447 | 15292338.048 |  | -1
node_8100206_200815255 |  |  | PQ | AN | 7199.558 | 8100206 | no | no |  |  | no |  |  | 1403864.826 | 15292270.475 |  | -1
node_8100206_200815256 |  |  | PQ | AN | 7199.558 | 8100206 | no | no |  |  | no |  |  | 1403747.605 | 15292182.289 |  | -1
node_8100206_200815257 |  |  | PQ | AN | 7199.558 | 8100206 | no | no |  |  | no |  |  | 1403613.188 | 15292172.56 |  | -1
node_8100206_200815282 |  |  | PQ | ABCN | 7199.558 | 8100206 | no | no |  |  | no |  |  | 1407321.903 | 15294465.686 |  | -1
node_8100206_200815283 |  |  | PQ | ABCN | 7199.558 | 8100206 | no | no |  |  | no |  |  | 1407379.691 | 15294700.167 |  | -1
node_8100206_200815285 |  |  | PQ | ABCN | 7199.558 | 8100206 | no | no |  |  | no |  |  | 1407462.592 | 15294700.395 |  | -1
node_8100206_200815286 |  |  | PQ | ABCN | 7199.558 | 8100206 | no | no |  |  | no |  |  | 1407546.06 | 15294712.739 |  | -1
node_8100206_200815287 |  |  | PQ | ABCN | 7199.558 | 8100206 | no | no |  |  | no |  |  | 1407695.058 | 15294731.171 |  | -1
node_8100206_200815288 |  |  | PQ | ABCN | 7199.558 | 8100206 | no | no |  |  | no |  |  | 1407844.889 | 15294738.181 |  | -1
node_8100206_200815289 |  |  | PQ | ABCN | 7199.558 | 8100206 | no | no |  |  | no |  |  | 1407871.785 | 15294591.948 |  | -1
node_8100206_200815952 |  |  | PQ | AN | 7199.558 | 8100206 | no | no |  |  | no |  |  | 1407222.751 | 15294791.789 |  | -1
node_8100206_200815967 |  |  | PQ | AN | 7199.558 | 8100206 | no | no |  |  | no |  |  | 1406934.693 | 15294977.903 |  | -1
node_8100206_200815968 |  |  | PQ | AN | 7199.558 | 8100206 | no | no |  |  | no |  |  | 1406818.883 | 15295129.83 |  | -1
node_8100206_200815969 |  |  | PQ | AN | 7199.558 | 8100206 | no | no |  |  | no |  |  | 1406729.869 | 15295266.598 |  | -1
node_8100206_200816100 |  |  | PQ | ABCN | 7199.558 | 8100206 | no | no |  |  | no |  |  | 1403162.799 | 15292847.466 |  | -1
node_8100206_200816103 |  |  | PQ | ABCN | 7199.558 | 8100206 | no | no |  |  | no |  |  | 1403102.712 | 15292995.624 |  | -1
node_8100206_200816104 |  |  | PQ | ABCN | 7199.558 | 8100206 | no | no |  |  | no |  |  | 1403102.86 | 15292841.055 |  | -1
node_8100206_200816105 |  |  | PQ | ABCN | 7199.558 | 8100206 | no | no |  |  | no |  |  | 1403145.19 | 15292845.226 |  | -1
node_8100206_200816106 |  |  | PQ | ABCN | 7199.558 | 8100206 | no | no |  |  | no |  |  | 1403097.709 | 15292687.409 |  | -1
node_8100206_200816108 |  |  | PQ | ABCN | 7199.558 | 8100206 | no | no |  |  | no |  |  | 1403165.184 | 15292666.184 |  | -1
node_8100206_200816109 |  |  | PQ | ABCN | 7199.558 | 8100206 | no | no |  |  | no |  |  | 1403302.959 | 15292661.859 |  | -1
node_8100206_200818192 |  |  | PQ | AN | 7199.558 | 8100206 | no | no |  |  | no |  |  | 1404253.643 | 15291261.851 |  | -1
node_8100206_200818193 |  |  | PQ | AN | 7199.558 | 8100206 | no | no |  |  | no |  |  | 1404387.68 | 15291278.829 |  | -1
node_8100206_200818198 |  |  | PQ | AN | 7199.558 | 8100206 | no | no |  |  | no |  |  | 1404688.835 | 15291461.265 |  | -1
node_8100206_200818202 |  |  | PQ | AN | 7199.558 | 8100206 | no | no |  |  | no |  |  | 1404439.998 | 15291688.255 |  | -1
node_8100206_200818205 |  |  | PQ | AN | 7199.558 | 8100206 | no | no |  |  | no |  |  | 1404208.452 | 15291645.213 |  | -1
node_8100206_200819469 |  |  | PQ | ABCN | 7199.558 | 8100206 | no | no |  |  | no |  |  | 1405130.22 | 15292836.574 |  | -1
node_8100206_200819545 |  |  | PQ | ABCN | 7199.558 | 8100206 | no | no |  |  | no |  |  | 1401277.327 | 15289241.243 |  | -1
node_8100206_200819546 |  |  | PQ | ABCN | 7199.558 | 8100206 | no | no |  |  | no |  |  | 1401427.922 | 15289064.646 |  | -1
node_8100206_200819563 |  |  | PQ | ABCN | 7199.558 | 8100206 | no | no |  |  | no |  |  | 1402990.306 | 15291330.318 |  | -1
node_8100206_200819564 |  |  | PQ | ABCN | 7199.558 | 8100206 | no | no |  |  | no |  |  | 1403047.707 | 15291206.475 |  | -1
node_8100206_200819565 |  |  | PQ | ABCN | 7199.558 | 8100206 | no | no |  |  | no |  |  | 1403179.638 | 15291100.149 |  | -1
node_8100206_200819566 |  |  | PQ | AN | 7199.558 | 8100206 | no | no |  |  | no |  |  | 1403438.543 | 15290802.032 |  | -1
node_8100206_200819567 |  |  | PQ | AN | 7199.558 | 8100206 | no | no |  |  | no |  |  | 1403579.312 | 15290662.241 |  | -1
node_8100206_200819568 |  |  | PQ | AN | 7199.558 | 8100206 | no | no |  |  | no |  |  | 1403697.161 | 15290549.591 |  | -1
node_8100206_200819569 |  |  | PQ | AN | 7199.558 | 8100206 | no | no |  |  | no |  |  | 1403793.627 | 15290438.093 |  | -1
node_8100206_200819570 |  |  | PQ | AN | 7199.558 | 8100206 | no | no |  |  | no |  |  | 1403913.883 | 15290343.864 |  | -1
node_8100206_200819571 |  |  | PQ | ABN | 7199.558 | 8100206 | no | no |  |  | no |  |  | 1404104.409 | 15290081.824 |  | -1
node_8100206_200819572 |  |  | PQ | ABN | 7199.558 | 8100206 | no | no |  |  | no |  |  | 1404176.006 | 15289979.934 |  | -1
node_8100206_200819573 |  |  | PQ | ABN | 7199.558 | 8100206 | no | no |  |  | no |  |  | 1404284.311 | 15289888.718 |  | -1
node_8100206_200819574 |  |  | PQ | ABN | 7199.558 | 8100206 | no | no |  |  | no |  |  | 1404404.868 | 15289805.351 |  | -1
node_8100206_200819575 |  |  | PQ | ABN | 7199.558 | 8100206 | no | no |  |  | no |  |  | 1404516.027 | 15289795.654 |  | -1
node_8100206_200819576 |  |  | PQ | ABN | 7199.558 | 8100206 | no | no |  |  | no |  |  | 1404650.893 | 15289716.085 |  | -1
node_8100206_200819577 |  |  | PQ | AN | 7199.558 | 8100206 | no | no |  |  | no |  |  | 1404486.259 | 15289557.923 |  | -1
node_8100206_200819578 |  |  | PQ | AN | 7199.558 | 8100206 | no | no |  |  | no |  |  | 1404477.739 | 15289425.281 |  | -1
node_8100206_200819580 |  |  | PQ | ABN | 7199.558 | 8100206 | no | no |  |  | no |  |  | 1404748.394 | 15289549.565 |  | -1
node_8100206_200819581 |  |  | PQ | ABN | 7199.558 | 8100206 | no | no |  |  | no |  |  | 1404838.059 | 15289460.234 |  | -1
node_8100206_200819582 |  |  | PQ | ABN | 7199.558 | 8100206 | no | no |  |  | no |  |  | 1404959.707 | 15289438.697 |  | -1
node_8100206_200819583 |  |  | PQ | AN | 7199.558 | 8100206 | no | no |  |  | no |  |  | 1404866.499 | 15289341.624 |  | -1
node_8100206_200819584 |  |  | PQ | AN | 7199.558 | 8100206 | no | no |  |  | no |  |  | 1404750.51 | 15289272.979 |  | -1
node_8100206_200819586 |  |  | PQ | ABN | 7199.558 | 8100206 | no | no |  |  | no |  |  | 1405031.662 | 15289341.25 |  | -1
node_8100206_200819587 |  |  | PQ | ABN | 7199.558 | 8100206 | no | no |  |  | no |  |  | 1405152.757 | 15289255.217 |  | -1
node_8100206_200819588 |  |  | PQ | ABN | 7199.558 | 8100206 | no | no |  |  | no |  |  | 1405278.188 | 15289170.545 |  | -1
node_8100206_200819589 |  |  | PQ | ABN | 7199.558 | 8100206 | no | no |  |  | no |  |  | 1405405.316 | 15289091.06 |  | -1
node_8100206_200819590 |  |  | PQ | ABN | 7199.558 | 8100206 | no | no |  |  | no |  |  | 1405519.2 | 15289021.873 |  | -1
node_8100206_200819591 |  |  | PQ | AN | 7199.558 | 8100206 | no | no |  |  | no |  |  | 1404633.952 | 15292652.725 |  | -1
node_8100206_200819595 |  |  | PQ | ABCN | 7199.558 | 8100206 | no | no |  |  | no |  |  | 1402549.846 | 15289800.962 |  | -1
node_8100206_200819596 |  |  | PQ | ABCN | 7199.558 | 8100206 | no | no |  |  | no |  |  | 1402689.317 | 15289900.806 |  | -1
node_8100206_200819597 |  |  | PQ | ABCN | 7199.558 | 8100206 | no | no |  |  | no |  |  | 1402836.015 | 15289994.425 |  | -1
node_8100206_200819598 |  |  | PQ | ABCN | 7199.558 | 8100206 | no | no |  |  | no |  |  | 1402967.575 | 15290081.884 |  | -1
node_8100206_200819599 |  |  | PQ | ABCN | 7199.558 | 8100206 | no | no |  |  | no |  |  | 1403052.936 | 15290147.252 |  | -1
node_8100206_200819600 |  |  | PQ | ABCN | 7199.558 | 8100206 | no | no |  |  | no |  |  | 1403147.155 | 15290152.273 |  | -1
node_8100206_200819601 |  |  | PQ | ABCN | 7199.558 | 8100206 | no | no |  |  | no |  |  | 1403317.697 | 15290172.317 |  | -1
node_8100206_200819602 |  |  | PQ | ABCN | 7199.558 | 8100206 | no | no |  |  | no |  |  | 1403479.512 | 15290188.101 |  | -1
node_8100206_200819604 |  |  | PQ | ABCN | 7199.558 | 8100206 | no | no |  |  | no |  |  | 1403793.86 | 15290223.534 |  | -1
node_8100206_200819606 |  |  | PQ | ABCN | 7199.558 | 8100206 | no | no |  |  | no |  |  | 1403938.81 | 15290243.441 |  | -1
node_8100206_200819607 |  |  | PQ | ABCN | 7199.558 | 8100206 | no | no |  |  | no |  |  | 1404097.995 | 15290247.264 |  | -1
node_8100206_200819608 |  |  | PQ | ABN | 7199.558 | 8100206 | no | no |  |  | no |  |  | 1404089.705 | 15290435.297 |  | -1
node_8100206_200819609 |  |  | PQ | ABN | 7199.558 | 8100206 | no | no |  |  | no |  |  | 1404184.942 | 15290274.068 |  | -1
node_8100206_200819610 |  |  | PQ | ABCN | 7199.558 | 8100206 | no | no |  |  | no |  |  | 1404073.144 | 15290610.083 |  | -1
node_8100206_200819611 |  |  | PQ | ABCN | 7199.558 | 8100206 | no | no |  |  | no |  |  | 1404059.208 | 15290789.143 |  | -1
node_8100206_200819612 |  |  | PQ | ABCN | 7199.558 | 8100206 | no | no |  |  | no |  |  | 1404043.626 | 15290958.95 |  | -1
node_8100206_200819613 |  |  | PQ | ABCN | 7199.558 | 8100206 | no | no |  |  | no |  |  | 1404030.422 | 15291129.752 |  | -1
node_8100206_200819614 |  |  | PQ | ABCN | 7199.558 | 8100206 | no | no |  |  | no |  |  | 1404016.101 | 15291310.813 |  | -1
node_8100206_200819616 |  |  | PQ | ABCN | 7199.558 | 8100206 | no | no |  |  | no |  |  | 1403999.063 | 15291483.77 |  | -1
node_8100206_200819618 |  |  | PQ | ABCN | 7199.558 | 8100206 | no | no |  |  | no |  |  | 1401545.148 | 15289125.773 |  | -1
node_8100206_200819619 |  |  | PQ | ABCN | 7199.558 | 8100206 | no | no |  |  | no |  |  | 1403983.428 | 15291654.571 |  | -1
node_8100206_200819620 |  |  | PQ | ABCN | 7199.558 | 8100206 | no | no |  |  | no |  |  | 1403970.497 | 15291820.155 |  | -1
node_8100206_200819621 |  |  | PQ | ABCN | 7199.558 | 8100206 | no | no |  |  | no |  |  | 1403976.527 | 15291962.531 |  | -1
node_8100206_200819622 |  |  | PQ | ABCN | 7199.558 | 8100206 | no | no |  |  | no |  |  | 1403991.269 | 15292072.354 |  | -1
node_8100206_200819623 |  |  | PQ | ABCN | 7199.558 | 8100206 | no | no |  |  | no |  |  | 1401699.874 | 15289225.245 |  | -1
node_8100206_200819624 |  |  | PQ | ABCN | 7199.558 | 8100206 | no | no |  |  | no |  |  | 1401838.564 | 15289315.833 |  | -1
node_8100206_200819625 |  |  | PQ | ABCN | 7199.558 | 8100206 | no | no |  |  | no |  |  | 1401962.271 | 15289400.602 |  | -1
node_8100206_200819626 |  |  | PQ | ABCN | 7199.558 | 8100206 | no | no |  |  | no |  |  | 1402120.727 | 15289509.898 |  | -1
node_8100206_200819627 |  |  | PQ | ABCN | 7199.558 | 8100206 | no | no |  |  | no |  |  | 1402266.396 | 15289607.611 |  | -1
node_8100206_200819628 |  |  | PQ | ABCN | 7199.558 | 8100206 | no | no |  |  | no |  |  | 1402404.498 | 15289706.604 |  | -1
node_8100206_200819629 |  |  | PQ | AN | 7199.558 | 8100206 | no | no |  |  | no |  |  | 1403878.606 | 15291466.846 |  | -1
node_8100206_200819630 |  |  | PQ | AN | 7199.558 | 8100206 | no | no |  |  | no |  |  | 1403756.364 | 15291462.465 |  | -1
node_8100206_200819631 |  |  | PQ | AN | 7199.558 | 8100206 | no | no |  |  | no |  |  | 1403637.075 | 15291445.461 |  | -1
node_8100206_200819637 |  |  | PQ | AN | 7199.558 | 8100206 | no | no |  |  | no |  |  | 1404630.637 | 15292604.81 |  | -1
node_8100206_200819638 |  |  | PQ | AN | 7199.558 | 8100206 | no | no |  |  | no |  |  | 1404639.123 | 15292526.797 |  | -1
node_8100206_200819639 |  |  | PQ | AN | 7199.558 | 8100206 | no | no |  |  | no |  |  | 1404643.529 | 15292430.715 |  | -1
node_8100206_200819640 |  |  | PQ | AN | 7199.558 | 8100206 | no | no |  |  | no |  |  | 1404655.384 | 15292325.206 |  | -1
node_8100206_200820021 |  |  | PQ | ABCN | 7199.558 | 8100206 | no | no |  |  | no |  |  | 1401414.716 | 15289027.462 |  | -1
node_8100206_200820022 |  |  | PQ | ABCN | 7199.558 | 8100206 | no | no |  |  | no |  |  | 1400924.619 | 15288917.188 |  | -1
node_8100206_200820023 |  |  | PQ | AN | 7199.558 | 8100206 | no | no |  |  | no |  |  | 1402268.867 | 15288175.815 |  | -1
node_8100206_200820024 |  |  | PQ | AN | 7199.558 | 8100206 | no | no |  |  | no |  |  | 1402433.489 | 15288041.829 |  | -1
node_8100206_200820025 |  |  | PQ | AN | 7199.558 | 8100206 | no | no |  |  | no |  |  | 1402566.313 | 15287972.194 |  | -1
node_8100206_200820027 |  |  | PQ | AN | 7199.558 | 8100206 | no | no |  |  | no |  |  | 1402752.888 | 15287739.803 |  | -1
node_8100206_200820028 |  |  | PQ | ABCN | 7199.558 | 8100206 | no | no |  |  | no |  |  | 1401024.83 | 15288877.133 |  | -1
node_8100206_200820029 |  |  | PQ | ABCN | 7199.558 | 8100206 | no | no |  |  | no |  |  | 1401296.692 | 15288944.477 |  | -1
node_8100206_200820030 |  |  | PQ | AN | 7199.558 | 8100206 | no | no |  |  | no |  |  | 1401482.058 | 15288999.311 |  | -1
node_8100206_200820031 |  |  | PQ | AN | 7199.558 | 8100206 | no | no |  |  | no |  |  | 1401576.944 | 15288873.51 |  | -1
node_8100206_200820032 |  |  | PQ | AN | 7199.558 | 8100206 | no | no |  |  | no |  |  | 1401672.346 | 15288761.731 |  | -1
node_8100206_200820033 |  |  | PQ | AN | 7199.558 | 8100206 | no | no |  |  | no |  |  | 1401757.218 | 15288704.659 |  | -1
node_8100206_200820034 |  |  | PQ | AN | 7199.558 | 8100206 | no | no |  |  | no |  |  | 1401887.004 | 15288556.169 |  | -1
node_8100206_200820035 |  |  | PQ | AN | 7199.558 | 8100206 | no | no |  |  | no |  |  | 1401953.728 | 15288479.709 |  | -1
node_8100206_200820040 |  |  | PQ | AN | 7199.558 | 8100206 | no | no |  |  | no |  |  | 1402078.336 | 15288313.943 |  | -1
node_8100206_200820270 |  |  | PQ | AN | 7199.558 | 8100206 | no | no |  |  | no |  |  | 1403553.621 | 15290873.814 |  | -1
node_8100206_200820271 |  |  | PQ | ABCN | 7199.558 | 8100206 | no | no |  |  | no |  |  | 1404874.52 | 15290982.99 |  | -1
node_8100206_200820272 |  |  | PQ | ABCN | 7199.558 | 8100206 | no | no |  |  | no |  |  | 1405030.569 | 15290999.493 |  | -1
node_8100206_200820273 |  |  | PQ | ABCN | 7199.558 | 8100206 | no | no |  |  | no |  |  | 1405181.487 | 15290988.141 |  | -1
node_8100206_200820275 |  |  | PQ | AN | 7199.558 | 8100206 | no | no |  |  | no |  |  | 1403709.878 | 15290891.106 |  | -1
node_8100206_200820276 |  |  | PQ | AN | 7199.558 | 8100206 | no | no |  |  | no |  |  | 1403862.963 | 15290902.682 |  | -1
node_8100206_200820278 |  |  | PQ | ABCN | 7199.558 | 8100206 | no | no |  |  | no |  |  | 1404128.196 | 15290926.926 |  | -1
node_8100206_200820279 |  |  | PQ | ABCN | 7199.558 | 8100206 | no | no |  |  | no |  |  | 1404273.153 | 15290940.471 |  | -1
node_8100206_200820280 |  |  | PQ | ABCN | 7199.558 | 8100206 | no | no |  |  | no |  |  | 1404419.418 | 15290949.212 |  | -1
node_8100206_200820281 |  |  | PQ | ABCN | 7199.558 | 8100206 | no | no |  |  | no |  |  | 1404569.171 | 15290961.216 |  | -1
node_8100206_200820282 |  |  | PQ | ABCN | 7199.558 | 8100206 | no | no |  |  | no |  |  | 1404721.122 | 15290973.329 |  | -1
node_8100206_200820304 |  |  | PQ | AN | 7199.558 | 8100206 | no | no |  |  | no |  |  | 1405009.271 | 15290750.086 |  | -1
node_8100206_200820305 |  |  | PQ | AN | 7199.558 | 8100206 | no | no |  |  | no |  |  | 1405347.263 | 15289460.5 |  | -1
node_8100206_200820306 |  |  | PQ | AN | 7199.558 | 8100206 | no | no |  |  | no |  |  | 1405350.341 | 15289317.242 |  | -1
node_8100206_200820307 |  |  | PQ | AN | 7199.558 | 8100206 | no | no |  |  | no |  |  | 1405024.075 | 15290605.717 |  | -1
node_8100206_200820309 |  |  | PQ | AN | 7199.558 | 8100206 | no | no |  |  | no |  |  | 1405073.066 | 15290467.05 |  | -1
node_8100206_200820310 |  |  | PQ | AN | 7199.558 | 8100206 | no | no |  |  | no |  |  | 1405157.65 | 15290342.423 |  | -1
node_8100206_200820311 |  |  | PQ | AN | 7199.558 | 8100206 | no | no |  |  | no |  |  | 1405212.814 | 15290201.237 |  | -1
node_8100206_200820312 |  |  | PQ | AN | 7199.558 | 8100206 | no | no |  |  | no |  |  | 1405270.564 | 15290060.917 |  | -1
node_8100206_200820313 |  |  | PQ | AN | 7199.558 | 8100206 | no | no |  |  | no |  |  | 1405311.867 | 15289926.524 |  | -1
node_8100206_200820314 |  |  | PQ | AN | 7199.558 | 8100206 | no | no |  |  | no |  |  | 1405321.54 | 15289774.873 |  | -1
node_8100206_200820315 |  |  | PQ | AN | 7199.558 | 8100206 | no | no |  |  | no |  |  | 1405334.181 | 15289610.65 |  | -1
node_8100206_200820409 |  |  | PQ | AN | 7199.558 | 8100206 | no | no |  |  | no |  |  | 1404708.445 | 15290725.535 |  | -1
node_8100206_200820410 |  |  | PQ | AN | 7199.558 | 8100206 | no | no |  |  | no |  |  | 1404723.833 | 15290566.436 |  | -1
node_8100206_200820411 |  |  | PQ | AN | 7199.558 | 8100206 | no | no |  |  | no |  |  | 1404784.113 | 15290468.787 |  | -1
node_8100206_200820412 |  |  | PQ | AN | 7199.558 | 8100206 | no | no |  |  | no |  |  | 1404840.629 | 15290322.328 |  | -1
node_8100206_200820413 |  |  | PQ | AN | 7199.558 | 8100206 | no | no |  |  | no |  |  | 1404901.46 | 15290172.409 |  | -1
node_8100206_200820414 |  |  | PQ | AN | 7199.558 | 8100206 | no | no |  |  | no |  |  | 1404956.815 | 15290021.932 |  | -1
node_8100206_200820415 |  |  | PQ | AN | 7199.558 | 8100206 | no | no |  |  | no |  |  | 1405015.686 | 15289888.698 |  | -1
node_8100206_200820416 |  |  | PQ | AN | 7199.558 | 8100206 | no | no |  |  | no |  |  | 1405021.593 | 15289733.896 |  | -1
node_8100206_200820454 |  |  | PQ | AN | 7199.558 | 8100206 | no | no |  |  | no |  |  | 1404448.575 | 15290701.85 |  | -1
node_8100206_200820455 |  |  | PQ | AN | 7199.558 | 8100206 | no | no |  |  | no |  |  | 1404458.847 | 15290541.085 |  | -1
node_8100206_200820456 |  |  | PQ | AN | 7199.558 | 8100206 | no | no |  |  | no |  |  | 1404471.385 | 15290362.924 |  | -1
node_8100206_200820457 |  |  | PQ | AN | 7199.558 | 8100206 | no | no |  |  | no |  |  | 1404523.018 | 15290220.176 |  | -1
node_8100206_200820458 |  |  | PQ | AN | 7199.558 | 8100206 | no | no |  |  | no |  |  | 1404576.04 | 15290080.331 |  | -1
node_8100206_200820459 |  |  | PQ | AN | 7199.558 | 8100206 | no | no |  |  | no |  |  | 1404638.258 | 15289913.703 |  | -1
node_8100206_200829321 |  |  | PQ | AN | 7199.558 | 8100206 | no | no |  |  | no |  |  | 1405445.322 | 15291958.711 |  | -1
node_8100206_200829325 |  |  | PQ | AN | 7199.558 | 8100206 | no | no |  |  | no |  |  | 1405633.638 | 15291890.783 |  | -1
node_8100206_200829328 |  |  | PQ | AN | 7199.558 | 8100206 | no | no |  |  | no |  |  | 1406144.943 | 15291712.635 |  | -1
node_8100206_200829329 |  |  | PQ | AN | 7199.558 | 8100206 | no | no |  |  | no |  |  | 1406343.302 | 15291640.921 |  | -1
node_8100206_200829331 |  |  | PQ | AN | 7199.558 | 8100206 | no | no |  |  | no |  |  | 1406428.441 | 15291607.623 |  | -1
node_8100206_200829332 |  |  | PQ | AN | 7199.558 | 8100206 | no | no |  |  | no |  |  | 1406600.922 | 15291553.544 |  | -1
node_8100206_200829333 |  |  | PQ | AN | 7199.558 | 8100206 | no | no |  |  | no |  |  | 1406865.684 | 15291461.04 |  | -1
node_8100206_200829335 |  |  | PQ | AN | 7199.558 | 8100206 | no | no |  |  | no |  |  | 1407380.342 | 15291277.751 |  | -1
node_8100206_200829336 |  |  | PQ | AN | 7199.558 | 8100206 | no | no |  |  | no |  |  | 1407352.679 | 15291213.245 |  | -1
node_8100206_200829337 |  |  | PQ | AN | 7199.558 | 8100206 | no | no |  |  | no |  |  | 1407260.121 | 15291086.482 |  | -1
node_8100206_200829345 |  |  | PQ | AN | 7199.558 | 8100206 | no | no |  |  | no |  |  | 1406157.964 | 15291881.058 |  | -1
node_8100206_200829346 |  |  | PQ | AN | 7199.558 | 8100206 | no | no |  |  | no |  |  | 1406163.461 | 15292056.02 |  | -1
node_8100206_200829347 |  |  | PQ | AN | 7199.558 | 8100206 | no | no |  |  | no |  |  | 1406052.866 | 15292088.037 |  | -1
node_8100206_200829348 |  |  | PQ | AN | 7199.558 | 8100206 | no | no |  |  | no |  |  | 1405963.387 | 15292120.262 |  | -1
node_8100206_200829349 |  |  | PQ | AN | 7199.558 | 8100206 | no | no |  |  | no |  |  | 1405841.602 | 15292168.633 |  | -1
node_8100206_200829350 |  |  | PQ | AN | 7199.558 | 8100206 | no | no |  |  | no |  |  | 1405723.224 | 15292230.315 |  | -1
node_8100206_200829351 |  |  | PQ | AN | 7199.558 | 8100206 | no | no |  |  | no |  |  | 1405564.433 | 15292274.907 |  | -1
node_8100206_200829354 |  |  | PQ | AN | 7199.558 | 8100206 | no | no |  |  | no |  |  | 1406224.527 | 15292041.887 |  | -1
node_8100206_200829355 |  |  | PQ | AN | 7199.558 | 8100206 | no | no |  |  | no |  |  | 1406302.103 | 15292012.34 |  | -1
node_8100206_200829356 |  |  | PQ | AN | 7199.558 | 8100206 | no | no |  |  | no |  |  | 1406395.009 | 15291972.175 |  | -1
node_8100206_200829357 |  |  | PQ | AN | 7199.558 | 8100206 | no | no |  |  | no |  |  | 1406484.679 | 15291945.677 |  | -1
node_8100206_200829358 |  |  | PQ | AN | 7199.558 | 8100206 | no | no |  |  | no |  |  | 1406573.081 | 15291920.339 |  | -1
node_8100206_200829368 |  |  | PQ | ABCN | 7199.558 | 8100206 | no | no |  |  | no |  |  | 1407114.323 | 15293413.441 |  | -1
node_8100206_200829369 |  |  | PQ | ABCN | 7199.558 | 8100206 | no | no |  |  | no |  |  | 1407129.402 | 15292981.69 |  | -1
node_8100206_200829370 |  |  | PQ | ABCN | 7199.558 | 8100206 | no | no |  |  | no |  |  | 1407128.334 | 15293128.652 |  | -1
node_8100206_200829371 |  |  | PQ | ABCN | 7199.558 | 8100206 | no | no |  |  | no |  |  | 1407128.544 | 15293270.582 |  | -1
node_8100206_200829544 |  |  | PQ | ABCN | 7199.558 | 8100206 | no | no |  |  | no |  |  | 1407670.714 | 15293020.586 |  | -1
node_8100206_200829545 |  |  | PQ | ABCN | 7199.558 | 8100206 | no | no |  |  | no |  |  | 1407668.522 | 15293167.218 |  | -1
node_8100206_200829546 |  |  | PQ | ABCN | 7199.558 | 8100206 | no | no |  |  | no |  |  | 1407660.108 | 15293298.804 |  | -1
node_8100206_200829547 |  |  | PQ | ABCN | 7199.558 | 8100206 | no | no |  |  | no |  |  | 1407646.027 | 15293388.901 |  | -1
node_8100206_200829549 |  |  | PQ | ABCN | 7199.558 | 8100206 | no | no |  |  | no |  |  | 1407802.886 | 15293366.222 |  | -1
node_8100206_200829551 |  |  | PQ | AN | 7199.558 | 8100206 | no | no |  |  | no |  |  | 1407925.424 | 15293378.869 |  | -1
node_8100206_200830170 |  |  | PQ | ABCN | 7199.558 | 8100206 | no | no |  |  | no |  |  | 1406009.359 | 15292458.365 |  | -1
node_8100206_200830311 |  |  | PQ | ABCN | 7199.558 | 8100206 | no | no |  |  | no |  |  | 1406360.816 | 15292869.72 |  | -1
node_8100206_200830326 |  |  | PQ | ABCN | 7199.558 | 8100206 | no | no |  |  | no |  |  | 1406462.364 | 15292883.678 |  | -1
node_8100206_200830340 |  |  | PQ | ABCN | 7199.558 | 8100206 | no | no |  |  | no |  |  | 1406581.665 | 15292881.199 |  | -1
node_8100206_200830341 |  |  | PQ | ABCN | 7199.558 | 8100206 | no | no |  |  | no |  |  | 1406545.904 | 15292981.775 |  | -1
node_8100206_200830342 |  |  | PQ | ABCN | 7199.558 | 8100206 | no | no |  |  | no |  |  | 1406528.719 | 15293200.627 |  | -1
node_8100206_200830344 |  |  | PQ | ABCN | 7199.558 | 8100206 | no | no |  |  | no |  |  | 1406509.922 | 15293429.211 |  | -1
node_8100206_200830354 |  |  | PQ | ABCN | 7199.558 | 8100206 | no | no |  |  | no |  |  | 1406679.311 | 15292894.118 |  | -1
node_8100206_200830367 |  |  | PQ | ABCN | 7199.558 | 8100206 | no | no |  |  | no |  |  | 1406823.185 | 15292896.539 |  | -1
node_8100206_200830386 |  |  | PQ | ABCN | 7199.558 | 8100206 | no | no |  |  | no |  |  | 1406956.03 | 15292897.645 |  | -1
node_8100206_200830401 |  |  | PQ | ABCN | 7199.558 | 8100206 | no | no |  |  | no |  |  | 1407097.203 | 15292904.698 |  | -1
node_8100206_200830402 |  |  | PQ | ABN | 7199.558 | 8100206 | no | no |  |  | no |  |  | 1407011.201 | 15292668.011 |  | -1
node_8100206_200830419 |  |  | PQ | ABCN | 7199.558 | 8100206 | no | no |  |  | no |  |  | 1407203.365 | 15292904.378 |  | -1
node_8100206_200830433 |  |  | PQ | ABCN | 7199.558 | 8100206 | no | no |  |  | no |  |  | 1407336.058 | 15292886.889 |  | -1
node_8100206_200830455 |  |  | PQ | ABCN | 7199.558 | 8100206 | no | no |  |  | no |  |  | 1407453.052 | 15292874.873 |  | -1
node_8100206_200830472 |  |  | PQ | ABCN | 7199.558 | 8100206 | no | no |  |  | no |  |  | 1405361.701 | 15292842.363 |  | -1
node_8100206_200830487 |  |  | PQ | ABCN | 7199.558 | 8100206 | no | no |  |  | no |  |  | 1407681.31 | 15292816.409 |  | -1
node_8100206_200830505 |  |  | PQ | ABCN | 7199.558 | 8100206 | no | no |  |  | no |  |  | 1407794.938 | 15292800.071 |  | -1
node_8100206_200830507 |  |  | PQ | ABCN | 7199.558 | 8100206 | no | no |  |  | no |  |  | 1407785.16 | 15292786.395 |  | -1
node_8100206_200830508 |  |  | PQ | ABCN | 7199.558 | 8100206 | no | no |  |  | no |  |  | 1407752.211 | 15292594.961 |  | -1
node_8100206_200830528 |  |  | PQ | ABCN | 7199.558 | 8100206 | no | no |  |  | no |  |  | 1407939.591 | 15292757.717 |  | -1
node_8100206_200830529 |  |  | PQ | ABCN | 7199.558 | 8100206 | no | no |  |  | no |  |  | 1407969.667 | 15292975.218 |  | -1
node_8100206_200830547 |  |  | PQ | ABCN | 7199.558 | 8100206 | no | no |  |  | no |  |  | 1408065.693 | 15292716.297 |  | -1
node_8100206_200830561 |  |  | PQ | ABCN | 7199.558 | 8100206 | no | no |  |  | no |  |  | 1408227.642 | 15292659.087 |  | -1
node_8100206_200830563 |  |  | PQ | ABCN | 7199.558 | 8100206 | no | no |  |  | no |  |  | 1408409.902 | 15292924.557 |  | -1
node_8100206_200830581 |  |  | PQ | ABCN | 7199.558 | 8100206 | no | no |  |  | no |  |  | 1408374.113 | 15292605.338 |  | -1
node_8100206_200830608 |  |  | PQ | ABCN | 7199.558 | 8100206 | no | no |  |  | no |  |  | 1408606.69 | 15292514.538 |  | -1
node_8100206_200830613 |  |  | PQ | ABCN | 7199.558 | 8100206 | no | no |  |  | no |  |  | 1405483.291 | 15292849.38 |  | -1
node_8100206_200830614 |  |  | PQ | ABCN | 7199.558 | 8100206 | no | no |  |  | no |  |  | 1408749.106 | 15292459.965 |  | -1
node_8100206_200830632 |  |  | PQ | ABCN | 7199.558 | 8100206 | no | no |  |  | no |  |  | 1408891.081 | 15292422.555 |  | -1
node_8100206_200830639 |  |  | PQ | ABCN | 7199.558 | 8100206 | no | no |  |  | no |  |  | 1409023.957 | 15292377.658 |  | -1
node_8100206_200830640 |  |  | PQ | ABCN | 7199.558 | 8100206 | no | no |  |  | no |  |  | 1409017.39 | 15292313.709 |  | -1
node_8100206_200830641 |  |  | PQ | ABCN | 7199.558 | 8100206 | no | no |  |  | no |  |  | 1409037.2 | 15292127.087 |  | -1
node_8100206_200830654 |  |  | PQ | ABCN | 7199.558 | 8100206 | no | no |  |  | no |  |  | 1409127.66 | 15292335.707 |  | -1
node_8100206_200830665 |  |  | PQ | ABCN | 7199.558 | 8100206 | no | no |  |  | no |  |  | 1409273.156 | 15292212.076 |  | -1
node_8100206_200830680 |  |  | PQ | ABCN | 7199.558 | 8100206 | no | no |  |  | no |  |  | 1409384.312 | 15292230.086 |  | -1
node_8100206_200830708 |  |  | PQ | ABCN | 7199.558 | 8100206 | no | no |  |  | no |  |  | 1409537.846 | 15292178.733 |  | -1
node_8100206_200830715 |  |  | PQ | ABCN | 7199.558 | 8100206 | no | no |  |  | no |  |  | 1409677.994 | 15292164.29 |  | -1
node_8100206_200830717 |  |  | PQ | ABCN | 7199.558 | 8100206 | no | no |  |  | no |  |  | 1409761.031 | 15292119.869 |  | -1
node_8100206_200830719 |  |  | PQ | ABCN | 7199.558 | 8100206 | no | no |  |  | no |  |  | 1405625.76 | 15292854.885 |  | -1
node_8100206_200830720 |  |  | PQ | ABCN | 7199.558 | 8100206 | no | no |  |  | no |  |  | 1409958.363 | 15292031.83 |  | -1
node_8100206_200830722 |  |  | PQ | ABCN | 7199.558 | 8100206 | no | no |  |  | no |  |  | 1410081.199 | 15291967.832 |  | -1
node_8100206_200830724 |  |  | PQ | ABCN | 7199.558 | 8100206 | no | no |  |  | no |  |  | 1410212.367 | 15291900.387 |  | -1
node_8100206_200830726 |  |  | PQ | ABCN | 7199.558 | 8100206 | no | no |  |  | no |  |  | 1410352.545 | 15291836.142 |  | -1
node_8100206_200830727 |  |  | PQ | ABCN | 7199.558 | 8100206 | no | no |  |  | no |  |  | 1410431.341 | 15291786.259 |  | -1
node_8100206_200830728 |  |  | PQ | ABCN | 7199.558 | 8100206 | no | no |  |  | no |  |  | 1410583.695 | 15291709.574 |  | -1
node_8100206_200830729 |  |  | PQ | ABCN | 7199.558 | 8100206 | no | no |  |  | no |  |  | 1410668.395 | 15291666.463 |  | -1
node_8100206_200830730 |  |  | PQ | ABCN | 7199.558 | 8100206 | no | no |  |  | no |  |  | 1410820.446 | 15291593.942 |  | -1
node_8100206_200830732 |  |  | PQ | ABCN | 7199.558 | 8100206 | no | no |  |  | no |  |  | 1410933.592 | 15291538.87 |  | -1
node_8100206_200830734 |  |  | PQ | ABCN | 7199.558 | 8100206 | no | no |  |  | no |  |  | 1405766.312 | 15292861.998 |  | -1
node_8100206_200830736 |  |  | PQ | ABCN | 7199.558 | 8100206 | no | no |  |  | no |  |  | 1411002.507 | 15291505.123 |  | -1
node_8100206_200830738 |  |  | PQ | ABCN | 7199.558 | 8100206 | no | no |  |  | no |  |  | 1411121.318 | 15291445.416 |  | -1
node_8100206_200830739 |  |  | PQ | ABCN | 7199.558 | 8100206 | no | no |  |  | no |  |  | 1411205.672 | 15291397.038 |  | -1
node_8100206_200830744 |  |  | PQ | ABCN | 7199.558 | 8100206 | no | no |  |  | no |  |  | 1411348.535 | 15291314.002 |  | -1
node_8100206_200830745 |  |  | PQ | ABCN | 7199.558 | 8100206 | no | no |  |  | no |  |  | 1411488.125 | 15291236.948 |  | -1
node_8100206_200830747 |  |  | PQ | ABCN | 7199.558 | 8100206 | no | no |  |  | no |  |  | 1411601.788 | 15291183.085 |  | -1
node_8100206_200830748 |  |  | PQ | ABCN | 7199.558 | 8100206 | no | no |  |  | no |  |  | 1411736.104 | 15291113.944 |  | -1
node_8100206_200830750 |  |  | PQ | ABCN | 7199.558 | 8100206 | no | no |  |  | no |  |  | 1411807.373 | 15291074.054 |  | -1
node_8100206_200830751 |  |  | PQ | ABCN | 7199.558 | 8100206 | no | no |  |  | no |  |  | 1412001.368 | 15290913.447 |  | -1
node_8100206_200830752 |  |  | PQ | ABCN | 7199.558 | 8100206 | no | no |  |  | no |  |  | 1405935.097 | 15292854.466 |  | -1
node_8100206_200830753 |  |  | PQ | ABCN | 7199.558 | 8100206 | no | no |  |  | no |  |  | 1412196.547 | 15290812.595 |  | -1
node_8100206_200830754 |  |  | PQ | ABCN | 7199.558 | 8100206 | no | no |  |  | no |  |  | 1412376.783 | 15290723.647 |  | -1
node_8100206_200830755 |  |  | PQ | ABCN | 7199.558 | 8100206 | no | no |  |  | no |  |  | 1412505.849 | 15290667.219 |  | -1
node_8100206_200830756 |  |  | PQ | ABCN | 7199.558 | 8100206 | no | no |  |  | no |  |  | 1412705.859 | 15290590.66 |  | -1
node_8100206_200830758 |  |  | PQ | ABCN | 7199.558 | 8100206 | no | no |  |  | no |  |  | 1412746.842 | 15290641.512 |  | -1
node_8100206_200830759 |  |  | PQ | ABCN | 7199.558 | 8100206 | no | no |  |  | no |  |  | 1412839.662 | 15290593.522 |  | -1
node_8100206_200830760 |  |  | PQ | ABCN | 7199.558 | 8100206 | no | no |  |  | no |  |  | 1412940.86 | 15290549.794 |  | -1
node_8100206_200830761 |  |  | PQ | ABCN | 7199.558 | 8100206 | no | no |  |  | no |  |  | 1413035.347 | 15290507.01 |  | -1
node_8100206_200830763 |  |  | PQ | ABCN | 7199.558 | 8100206 | no | no |  |  | no |  |  | 1406042.549 | 15292864.292 |  | -1
node_8100206_200830764 |  |  | PQ | ABCN | 7199.558 | 8100206 | no | no |  |  | no |  |  | 1406071.82 | 15292955.15 |  | -1
node_8100206_200830765 |  |  | PQ | ABCN | 7199.558 | 8100206 | no | no |  |  | no |  |  | 1406065.749 | 15293071.837 |  | -1
node_8100206_200830766 |  |  | PQ | ABCN | 7199.558 | 8100206 | no | no |  |  | no |  |  | 1406062.523 | 15293091.849 |  | -1
node_8100206_200830785 |  |  | PQ | ABCN | 7199.558 | 8100206 | no | no |  |  | no |  |  | 1406136.028 | 15292873.367 |  | -1
node_8100206_200830809 |  |  | PQ | ABCN | 7199.558 | 8100206 | no | no |  |  | no |  |  | 1407276.794 | 15292973.944 |  | -1
node_8100206_200830810 |  |  | PQ | ABCN | 7199.558 | 8100206 | no | no |  |  | no |  |  | 1407263.002 | 15293073.635 |  | -1
node_8100206_200830811 |  |  | PQ | ABN | 7199.558 | 8100206 | no | no |  |  | no |  |  | 1407258.876 | 15293215.073 |  | -1
node_8100206_200830812 |  |  | PQ | ABN | 7199.558 | 8100206 | no | no |  |  | no |  |  | 1407255.447 | 15293336.132 |  | -1
node_8100206_200830815 |  |  | PQ | ABN | 7199.558 | 8100206 | no | no |  |  | no |  |  | 1407253.338 | 15293484.815 |  | -1
node_8100206_200830818 |  |  | PQ | AN | 7199.558 | 8100206 | no | no |  |  | no |  |  | 1409526.497 | 15292323.576 |  | -1
node_8100206_200830819 |  |  | PQ | AN | 7199.558 | 8100206 | no | no |  |  | no |  |  | 1409520.083 | 15292425.333 |  | -1
node_8100206_200830820 |  |  | PQ | AN | 7199.558 | 8100206 | no | no |  |  | no |  |  | 1409509.161 | 15292572.527 |  | -1
node_8100206_200830821 |  |  | PQ | AN | 7199.558 | 8100206 | no | no |  |  | no |  |  | 1409494.714 | 15292767.233 |  | -1
node_8100206_200830822 |  |  | PQ | AN | 7199.558 | 8100206 | no | no |  |  | no |  |  | 1409472.809 | 15292955.879 |  | -1
node_8100206_200830826 |  |  | PQ | ABCN | 7199.558 | 8100206 | no | no |  |  | no |  |  | 1409781.647 | 15292141.264 |  | -1
node_8100206_200830827 |  |  | PQ | ABCN | 7199.558 | 8100206 | no | no |  |  | no |  |  | 1409808.385 | 15292221.141 |  | -1
node_8100206_200830828 |  |  | PQ | ABCN | 7199.558 | 8100206 | no | no |  |  | no |  |  | 1409830.883 | 15292314.426 |  | -1
node_8100206_200830829 |  |  | PQ | ABN | 7199.558 | 8100206 | no | no |  |  | no |  |  | 1409865.764 | 15292414.387 |  | -1
node_8100206_200830830 |  |  | PQ | ABN | 7199.558 | 8100206 | no | no |  |  | no |  |  | 1409902.789 | 15292547.445 |  | -1
node_8100206_200830831 |  |  | PQ | ABN | 7199.558 | 8100206 | no | no |  |  | no |  |  | 1409945.411 | 15292690.721 |  | -1
node_8100206_200830832 |  |  | PQ | ABN | 7199.558 | 8100206 | no | no |  |  | no |  |  | 1409978.297 | 15292775.216 |  | -1
node_8100206_200830833 |  |  | PQ | ABN | 7199.558 | 8100206 | no | no |  |  | no |  |  | 1410053.078 | 15292759.699 |  | -1
node_8100206_200830834 |  |  | PQ | ABN | 7199.558 | 8100206 | no | no |  |  | no |  |  | 1410185.191 | 15292668.287 |  | -1
node_8100206_200830840 |  |  | PQ | AN | 7199.558 | 8100206 | no | no |  |  | no |  |  | 1410022.102 | 15292928.37 |  | -1
node_8100206_200830842 |  |  | PQ | AN | 7199.558 | 8100206 | no | no |  |  | no |  |  | 1409875.114 | 15292932.328 |  | -1
node_8100206_200830843 |  |  | PQ | AN | 7199.558 | 8100206 | no | no |  |  | no |  |  | 1409773.665 | 15292939.254 |  | -1
node_8100206_200830844 |  |  | PQ | AN | 7199.558 | 8100206 | no | no |  |  | no |  |  | 1409673.679 | 15292942.208 |  | -1
node_8100206_200830845 |  |  | PQ | AN | 7199.558 | 8100206 | no | no |  |  | no |  |  | 1409577.393 | 15292949.278 |  | -1
node_8100206_200830846 |  |  | PQ | AN | 7199.558 | 8100206 | no | no |  |  | no |  |  | 1410481.858 | 15291856.798 |  | -1
node_8100206_200830847 |  |  | PQ | AN | 7199.558 | 8100206 | no | no |  |  | no |  |  | 1410504.513 | 15291952.834 |  | -1
node_8100206_200830848 |  |  | PQ | AN | 7199.558 | 8100206 | no | no |  |  | no |  |  | 1410536.495 | 15292057.588 |  | -1
node_8100206_200830849 |  |  | PQ | AN | 7199.558 | 8100206 | no | no |  |  | no |  |  | 1410760.069 | 15292533.814 |  | -1
node_8100206_200830854 |  |  | PQ | AN | 7199.558 | 8100206 | no | no |  |  | no |  |  | 1410571.305 | 15292185.873 |  | -1
node_8100206_200830855 |  |  | PQ | AN | 7199.558 | 8100206 | no | no |  |  | no |  |  | 1410598.485 | 15292284.639 |  | -1
node_8100206_200830856 |  |  | PQ | AN | 7199.558 | 8100206 | no | no |  |  | no |  |  | 1410635.703 | 15292386.275 |  | -1
node_8100206_200830862 |  |  | PQ | AN | 7199.558 | 8100206 | no | no |  |  | no |  |  | 1410932.357 | 15291575.106 |  | -1
node_8100206_200830863 |  |  | PQ | AN | 7199.558 | 8100206 | no | no |  |  | no |  |  | 1410997.331 | 15291716.15 |  | -1
node_8100206_200830864 |  |  | PQ | AN | 7199.558 | 8100206 | no | no |  |  | no |  |  | 1411043.503 | 15291799.488 |  | -1
node_8100206_200830865 |  |  | PQ | AN | 7199.558 | 8100206 | no | no |  |  | no |  |  | 1411082.477 | 15291903.63 |  | -1
node_8100206_200830866 |  |  | PQ | AN | 7199.558 | 8100206 | no | no |  |  | no |  |  | 1411140.465 | 15291990.014 |  | -1
node_8100206_200914832 |  |  | PQ | AD | 7199.558 | 8100206 | no | no |  |  | no |  |  | 1407478.749 | 15294634.556 |  | -1
node_8100206_200914833 |  |  | PQ | ABCN | 7199.558 | 8100206 | no | no |  |  | no |  |  | 1407729.81 | 15292039.587 |  | -1
node_8100206_200914835 |  |  | PQ | ABCN | 7199.558 | 8100206 | no | no |  |  | no |  |  | 1407981.209 | 15292010.215 |  | -1
node_8100206_200914836 |  |  | PQ | ABCN | 7199.558 | 8100206 | no | no |  |  | no |  |  | 1408213.671 | 15292382.312 |  | -1
node_8100206_200914837 |  |  | PQ | ABCN | 7199.558 | 8100206 | no | no |  |  | no |  |  | 1408166.936 | 15292262.371 |  | -1
node_8100206_200917148 |  |  | PQ | ABCN | 7199.558 | 8100206 | no | no |  |  | no |  |  | 1402831.312 | 15292045.163 |  | -1
node_8100206_200959465 |  |  | PQ | ABCN | 7199.558 | 8100206 | no | no |  |  | no |  |  | 1402914.374 | 15292705.024 |  | -1
node_8100206_200967566 |  |  | PQ | ABCN | 7199.558 | 8100206 | no | no |  |  | no |  |  | 1406912.966 | 15292962.347 |  | -1
node_8100206_200967567 |  |  | PQ | ABCN | 7199.558 | 8100206 | no | no |  |  | no |  |  | 1406909.831 | 15293123.951 |  | -1
node_8100206_200968940 |  |  | PQ | AN | 7199.558 | 8100206 | no | no |  |  | no |  |  | 1405718.896 | 15288897.453 |  | -1
node_8100206_200968941 |  |  | PQ | AN | 7199.558 | 8100206 | no | no |  |  | no |  |  | 1405815.105 | 15288855.52 |  | -1
node_8100206_200968942 |  |  | PQ | AN | 7199.558 | 8100206 | no | no |  |  | no |  |  | 1405951.86 | 15288832.241 |  | -1
node_8100206_200975794 |  |  | PQ | ABCN | 7199.558 | 8100206 | no | no |  |  | no |  |  | 1401182.965 | 15289371.736 |  | -1
node_8100206_200979062 |  |  | PQ | ABCN | 7199.558 | 8100206 | no | no |  |  | no |  |  | 1408505.305 | 15292544.618 |  | -1
node_8100206_201016717 |  |  | PQ | ABCN | 7199.558 | 8100206 | no | no |  |  | no |  |  | 1403220.954 | 15293029.901 |  | -1
node_8100206_201016747 |  |  | PQ | AN | 7199.558 | 8100206 | no | no |  |  | no |  |  | 1407074.724 | 15294860.087 |  | -1
node_8100206_201018026 |  |  | PQ | ABCN | 7199.558 | 8100206 | no | no |  |  | no |  |  | 1407350.683 | 15294581.693 |  | -1
node_8100206_201018823 |  |  | PQ | ABCN | 7199.558 | 8100206 | no | no |  |  | no |  |  | 1401955.817 | 15293193.983 |  | -1
node_8100206_201018824 |  |  | PQ | ABCN | 7199.558 | 8100206 | no | no |  |  | no |  |  | 1402033.523 | 15293195.608 |  | -1
node_8100206_201036484 |  |  | PQ | ABCN | 7199.558 | 8100206 | no | no |  |  | no |  |  | 1402601.272 | 15292720.375 |  | -1
node_8100206_201045661 |  |  | PQ | ABCN | 7199.558 | 8100206 | no | no |  |  | no |  |  | 1407250.19 | 15292154.496 |  | -1
node_8100206_201045662 |  |  | PQ | ABCN | 7199.558 | 8100206 | no | no |  |  | no |  |  | 1407948.374 | 15291914.369 |  | -1
node_8100206_201045663 |  |  | PQ | ABCN | 7199.558 | 8100206 | no | no |  |  | no |  |  | 1408091.544 | 15292081.105 |  | -1
node_8100206_201045664 |  |  | PQ | ABCN | 7199.558 | 8100206 | no | no |  |  | no |  |  | 1406579.838 | 15292279.323 |  | -1
node_8100206_201045879 |  |  | PQ | ABCN | 7199.558 | 8100206 | no | no |  |  | no |  |  | 1407489.511 | 15292097.155 |  | -1
node_8100206_201051839 |  |  | PQ | ABCN | 7199.558 | 8100206 | no | no |  |  | no |  |  | 1402583.429 | 15292886.843 |  | -1
node_8100206_201052763 |  |  | PQ | ABCN | 7199.558 | 8100206 | no | no |  |  | no |  |  | 1408190.242 | 15292628.729 |  | -1
node_8100206_201052764 |  |  | PQ | ABCN | 7199.558 | 8100206 | no | no |  |  | no |  |  | 1406875.948 | 15292197.972 |  | -1
node_8100206_201052765 |  |  | PQ | ABCN | 7199.558 | 8100206 | no | no |  |  | no |  |  | 1406291.522 | 15292361.885 |  | -1
node_8100206_201064098 |  |  | PQ | AN | 7199.558 | 8100206 | no | no |  |  | no |  |  | 1405562.285 | 15291917.503 |  | -1
node_8100206_201064099 |  |  | PQ | AN | 7199.558 | 8100206 | no | no |  |  | no |  |  | 1405786.684 | 15291838.519 |  | -1
node_8100206_201064100 |  |  | PQ | AN | 7199.558 | 8100206 | no | no |  |  | no |  |  | 1405953.672 | 15291783.004 |  | -1
node_8100206_201064101 |  |  | PQ | AN | 7199.558 | 8100206 | no | no |  |  | no |  |  | 1407129.48 | 15291370.327 |  | -1
node_8100206_201064102 |  |  | PQ | AN | 7199.558 | 8100206 | no | no |  |  | no |  |  | 1407636.747 | 15291185.971 |  | -1
node_8100206_201064103 |  |  | PQ | AN | 7199.558 | 8100206 | no | no |  |  | no |  |  | 1407887.83 | 15291092.754 |  | -1
node_8100206_201064104 |  |  | PQ | AN | 7199.558 | 8100206 | no | no |  |  | no |  |  | 1408146.347 | 15291000.584 |  | -1
node_8100206_201064105 |  |  | PQ | AN | 7199.558 | 8100206 | no | no |  |  | no |  |  | 1408369.704 | 15290928.305 |  | -1
node_8100206_201064330 |  |  | PQ | AN | 7199.558 | 8100206 | no | no |  |  | no |  |  | 1404912.357 | 15292185.183 |  | -1
node_8100206_201064331 |  |  | PQ | AN | 7199.558 | 8100206 | no | no |  |  | no |  |  | 1405031.013 | 15292115.312 |  | -1
node_8100206_201064332 |  |  | PQ | AN | 7199.558 | 8100206 | no | no |  |  | no |  |  | 1405155.81 | 15292079.51 |  | -1
node_8100206_201064333 |  |  | PQ | AN | 7199.558 | 8100206 | no | no |  |  | no |  |  | 1404660.834 | 15292268.703 |  | -1
node_8100206_201064334 |  |  | PQ | AN | 7199.558 | 8100206 | no | no |  |  | no |  |  | 1404766.544 | 15292213.662 |  | -1
node_8100206_201064483 |  |  | PQ | AN | 7199.558 | 8100206 | no | no |  |  | no |  |  | 1405283.615 | 15292030.396 |  | -1
node_8100206_310004608 |  |  | PQ | AN | 7199.558 | 8100206 | no | no |  |  | no |  |  | 1409017.096 | 15292454.642 |  | -1
node_8100206_310004609 |  |  | PQ | AN | 7199.558 | 8100206 | no | no |  |  | no |  |  | 1408988.116 | 15292496.576 |  | -1
node_8100206_310004611 |  |  | PQ | AN | 7199.558 | 8100206 | no | no |  |  | no |  |  | 1405973.838 | 15293210.192 |  | -1
node_8100206_310004628 |  |  | PQ | AN | 7199.558 | 8100206 | no | no |  |  | no |  |  | 1409526.463 | 15292265.59 |  | -1
node_8100206_311897582 |  |  | PQ | AN | 7199.558 | 8100206 | no | no |  |  | no |  |  | 1406956.997 | 15295100.719 |  | -1
node_8100206_311908792 |  |  | PQ | AN | 7199.558 | 8100206 | no | no |  |  | no |  |  | 1400222.708 | 15292701.062 |  | -1
node_8100206_312089364 |  |  | PQ | ABCN | 7199.558 | 8100206 | no | no |  |  | no |  |  | 1407372.009 | 15292125.308 |  | -1
node_220383132 |  |  | PQ | AD | 2771.281 | 8100206 | no | no |  |  | no |  |  | 1400222.627 | 15292690.959 |  | -1
node_220383167 |  |  | PQ | ABCN | 7199.558 | 8100206 | no | no |  |  | no |  |  | 1400610.033 | 15292260.305 |  | -1
node_220415376 |  |  | PQ | AD | 7199.558 | 8100206 | no | no |  |  | no |  |  | 1400222.679 | 15292697.346 |  | -1
node_220464742 |  |  | PQ | AN | 7199.558 | 8100206 | no | no |  |  | no |  |  | 1400222.654 | 15292694.283 |  | -1
node_220464744 |  |  | PQ | ABCN | 2771.281 | 8100206 | no | no |  |  | no |  |  | 1400604.737 | 15292258.356 |  | -1
node_SOURCE_8100206 |  |  | SWING | ABCN | 7199.558 | 8100206 | no | no |  |  | no |  |  | 1400980.902 | 15288805.64 |  | -1
node_intto1_1413165_794_15290449_159 |  |  | PQ | ABCN | 7199.558 | 8100206 | no | no |  |  | no |  |  | 1413165.794 | 15290449.159 |  | -1
node_intto1_8100206_200805305 |  |  | PQ | ABN | 7199.558 | 8100206 | no | no |  |  | no |  |  | 1402470.619 | 15292794.217 |  | -1
node_intto1_8100206_200805553 |  |  | PQ | AN | 7199.558 | 8100206 | no | no |  |  | no |  |  | 1404174.621 | 15292605.222 |  | -1
node_intto1_8100206_200810956 |  |  | PQ | ABCD | 2771.281 | 8100206 | no | no |  |  | no |  |  | 1400470.161 | 15292196.438 |  | -1
node_intto1_8100206_200810957 |  |  | PQ | ABCD | 2771.281 | 8100206 | no | no |  |  | no |  |  | 1400467.001 | 15292238.882 |  | -1
node_intto1_8100206_200811755 |  |  | PQ | AD | 2771.281 | 8100206 | no | no |  |  | no |  |  | 1400511.32 | 15292100.463 |  | -1
node_intto1_8100206_200811782 |  |  | PQ | AN | 7199.558 | 8100206 | no | no |  |  | no |  |  | 1400681.733 | 15292369.315 |  | -1
node_intto1_8100206_200811860 |  |  | PQ | ABN | 7199.558 | 8100206 | no | no |  |  | no |  |  | 1401414.335 | 15292399.778 |  | -1
node_intto1_8100206_200811876 |  |  | PQ | AN | 7199.558 | 8100206 | no | no |  |  | no |  |  | 1401757.839 | 15292094.843 |  | -1
node_intto1_8100206_200811885 |  |  | PQ | AN | 7199.558 | 8100206 | no | no |  |  | no |  |  | 1402025.788 | 15292683.312 |  | -1
node_intto1_8100206_200814837 |  |  | PQ | ABCN | 7199.558 | 8100206 | no | no |  |  | no |  |  | 1403984.527 | 15292832.762 |  | -1
node_intto1_8100206_200815251 |  |  | PQ | AN | 7199.558 | 8100206 | no | no |  |  | no |  |  | 1403793.256 | 15292636.135 |  | -1
node_intto1_8100206_200815283 |  |  | PQ | ABCN | 7199.558 | 8100206 | no | no |  |  | no |  |  | 1407379.691 | 15294700.167 |  | -1
node_intto1_8100206_200815288 |  |  | PQ | ABCN | 7199.558 | 8100206 | no | no |  |  | no |  |  | 1407844.889 | 15294738.181 |  | -1
node_intto1_8100206_200815952 |  |  | PQ | AN | 7199.558 | 8100206 | no | no |  |  | no |  |  | 1407222.751 | 15294791.789 |  | -1
node_intto1_8100206_200816100 |  |  | PQ | ABCN | 7199.558 | 8100206 | no | no |  |  | no |  |  | 1403162.799 | 15292847.466 |  | -1
node_intto1_8100206_200818192 |  |  | PQ | AN | 7199.558 | 8100206 | no | no |  |  | no |  |  | 1404253.643 | 15291261.851 |  | -1
node_intto1_8100206_200819569 |  |  | PQ | AN | 7199.558 | 8100206 | no | no |  |  | no |  |  | 1403793.627 | 15290438.093 |  | -1
node_intto1_8100206_200819572 |  |  | PQ | ABN | 7199.558 | 8100206 | no | no |  |  | no |  |  | 1404176.006 | 15289979.934 |  | -1
node_intto1_8100206_200819607 |  |  | PQ | ABCN | 7199.558 | 8100206 | no | no |  |  | no |  |  | 1404097.995 | 15290247.264 |  | -1
node_intto1_8100206_200819618 |  |  | PQ | ABCN | 7199.558 | 8100206 | no | no |  |  | no |  |  | 1401545.148 | 15289125.773 |  | -1
node_intto1_8100206_200819638 |  |  | PQ | AN | 7199.558 | 8100206 | no | no |  |  | no |  |  | 1404639.123 | 15292526.797 |  | -1
node_intto1_8100206_200820030 |  |  | PQ | AN | 7199.558 | 8100206 | no | no |  |  | no |  |  | 1401482.058 | 15288999.311 |  | -1
node_intto1_8100206_200820279 |  |  | PQ | ABCN | 7199.558 | 8100206 | no | no |  |  | no |  |  | 1404273.153 | 15290940.471 |  | -1
node_intto1_8100206_200820304 |  |  | PQ | AN | 7199.558 | 8100206 | no | no |  |  | no |  |  | 1405009.271 | 15290750.086 |  | -1
node_intto1_8100206_200820409 |  |  | PQ | AN | 7199.558 | 8100206 | no | no |  |  | no |  |  | 1404708.445 | 15290725.535 |  | -1
node_intto1_8100206_200820454 |  |  | PQ | AN | 7199.558 | 8100206 | no | no |  |  | no |  |  | 1404448.575 | 15290701.85 |  | -1
node_intto1_8100206_200829345 |  |  | PQ | AN | 7199.558 | 8100206 | no | no |  |  | no |  |  | 1406157.964 | 15291881.058 |  | -1
node_intto1_8100206_200829370 |  |  | PQ | ABCN | 7199.558 | 8100206 | no | no |  |  | no |  |  | 1407128.334 | 15293128.652 |  | -1
node_intto1_8100206_200829544 |  |  | PQ | ABCN | 7199.558 | 8100206 | no | no |  |  | no |  |  | 1407670.714 | 15293020.586 |  | -1
node_intto1_8100206_200830340 |  |  | PQ | ABCN | 7199.558 | 8100206 | no | no |  |  | no |  |  | 1406581.665 | 15292881.199 |  | -1
node_intto1_8100206_200830455 |  |  | PQ | ABCN | 7199.558 | 8100206 | no | no |  |  | no |  |  | 1407453.052 | 15292874.873 |  | -1
node_intto1_8100206_200830508 |  |  | PQ | ABCN | 7199.558 | 8100206 | no | no |  |  | no |  |  | 1407752.211 | 15292594.961 |  | -1
node_intto1_8100206_200830563 |  |  | PQ | ABCN | 7199.558 | 8100206 | no | no |  |  | no |  |  | 1408409.902 | 15292924.557 |  | -1
node_intto1_8100206_200830640 |  |  | PQ | ABCN | 7199.558 | 8100206 | no | no |  |  | no |  |  | 1409017.39 | 15292313.709 |  | -1
node_intto1_8100206_200830756 |  |  | PQ | ABCN | 7199.558 | 8100206 | no | no |  |  | no |  |  | 1412705.859 | 15290590.66 |  | -1
node_intto1_8100206_200830810 |  |  | PQ | ABCN | 7199.558 | 8100206 | no | no |  |  | no |  |  | 1407263.002 | 15293073.635 |  | -1
node_intto1_8100206_200830827 |  |  | PQ | ABCN | 7199.558 | 8100206 | no | no |  |  | no |  |  | 1409808.385 | 15292221.141 |  | -1
node_intto1_8100206_200830846 |  |  | PQ | AN | 7199.558 | 8100206 | no | no |  |  | no |  |  | 1410481.858 | 15291856.798 |  | -1
node_intto1_8100206_200830863 |  |  | PQ | AN | 7199.558 | 8100206 | no | no |  |  | no |  |  | 1410997.331 | 15291716.15 |  | -1
node_intto1_8100206_200914832 |  |  | PQ | AD | 7199.558 | 8100206 | no | no |  |  | no |  |  | 1407478.749 | 15294634.556 |  | -1
node_intto1_8100206_200917148 |  |  | PQ | ABCN | 7199.558 | 8100206 | no | no |  |  | no |  |  | 1402831.312 | 15292045.163 |  | -1
node_intto1_8100206_200967567 |  |  | PQ | ABCN | 7199.558 | 8100206 | no | no |  |  | no |  |  | 1406909.831 | 15293123.951 |  | -1
node_intto1_8100206_201016717 |  |  | PQ | ABCN | 7199.558 | 8100206 | no | no |  |  | no |  |  | 1403220.954 | 15293029.901 |  | -1
node_intto1_8100206_201018026 |  |  | PQ | ABCN | 7199.558 | 8100206 | no | no |  |  | no |  |  | 1407350.683 | 15294581.693 |  | -1
node_intto1_8100206_201036484 |  |  | PQ | ABCN | 7199.558 | 8100206 | no | no |  |  | no |  |  | 1402601.272 | 15292720.375 |  | -1
node_intto1_8100206_201045661 |  |  | PQ | ABCN | 7199.558 | 8100206 | no | no |  |  | no |  |  | 1407250.19 | 15292154.496 |  | -1
node_intto1_8100206_201052763 |  |  | PQ | ABCN | 7199.558 | 8100206 | no | no |  |  | no |  |  | 1408190.242 | 15292628.729 |  | -1
node_intto1_8100206_311897582 |  |  | PQ | AN | 7199.558 | 8100206 | no | no |  |  | no |  |  | 1406956.997 | 15295100.719 |  | -1
node_intto1_220383132 |  |  | PQ | AD | 2771.281 | 8100206 | no | no |  |  | no |  |  | 1400222.627 | 15292690.959 |  | -1
node_intto1_220383167 |  |  | PQ | ABCN | 7199.558 | 8100206 | no | no |  |  | no |  |  | 1400610.033 | 15292260.305 |  | -1
node_intto1_220415376 |  |  | PQ | AD | 7199.558 | 8100206 | no | no |  |  | no |  |  | 1400222.679 | 15292697.346 |  | -1
node_intto1_220464742 |  |  | PQ | AD | 2771.281 | 8100206 | no | no |  |  | no |  |  | 1400222.654 | 15292694.283 |  | -1
node_intto1_220464744 |  |  | PQ | ABCN | 7199.558 | 8100206 | no | no |  |  | no |  |  | 1400604.737 | 15292258.356 |  | -1

## overhead_line
data_type | static
owner_type | feeder
owner | 8100206
object | overhead_line
name | groupid | phases | fr | to | length | configuration | dcircuit | selected | monitored | monitored_fields | class_monitored_fields | played | played_fields | comments | R | X | B | lim_kw
oh_line_8100206_200810786 |  | ABCN | node_8100206_200810787 | node_8100206_200810786 | 90.319 | bal_3P_477AL_4/0AC(N) | 8100206 | no | no |  |  | no |  |  | 0 | 0 | 0 | 0
oh_line_8100206_200810787 |  | ABCN | node_8100206_200810788 | node_8100206_200810787 | 94.163 | bal_3P_477AL_4/0AC(N) | 8100206 | no | no |  |  | no |  |  | 0 | 0 | 0 | 0
oh_line_8100206_200810788 |  | ABCN | node_8100206_200810789 | node_8100206_200810788 | 127.792 | bal_3P_477AL_4/0AC(N) | 8100206 | no | no |  |  | no |  |  | 0 | 0 | 0 | 0
oh_line_8100206_200810789 |  | ABCN | node_8100206_200810790 | node_8100206_200810789 | 103.926 | bal_3P_477AL_4/0AC(N) | 8100206 | no | no |  |  | no |  |  | 0 | 0 | 0 | 0
oh_line_8100206_200810790 |  | ABCN | node_8100206_200810791 | node_8100206_200810790 | 95.633 | bal_3P_477AL_4/0AC(N) | 8100206 | no | no |  |  | no |  |  | 0 | 0 | 0 | 0
oh_line_8100206_200810791 |  | ABCN | node_8100206_200810793 | node_8100206_200810791 | 160.02 | bal_3P_477AL_4/0AC(N) | 8100206 | no | no |  |  | no |  |  | 0 | 0 | 0 | 0
oh_line_8100206_200810793 |  | ABCN | node_8100206_200810794 | node_8100206_200810793 | 98.331 | bal_3P_477AL_4/0AC(N) | 8100206 | no | no |  |  | no |  |  | 0 | 0 | 0 | 0
oh_line_8100206_200810794 |  | ABCN | node_8100206_200810795 | node_8100206_200810794 | 65.754 | bal_3P_477AL_4/0AC(N) | 8100206 | no | no |  |  | no |  |  | 0 | 0 | 0 | 0
oh_line_8100206_200810795 |  | ABCN | node_8100206_200810796 | node_8100206_200810795 | 73.481 | bal_3P_477AL_4/0AC(N) | 8100206 | no | no |  |  | no |  |  | 0 | 0 | 0 | 0
oh_line_8100206_200810796 |  | ABCN | node_8100206_200810798 | node_8100206_200810796 | 127.052 | bal_3P_477AL_4/0AC(N) | 8100206 | no | no |  |  | no |  |  | 0 | 0 | 0 | 0
oh_line_8100206_200810798 |  | ABCN | node_8100206_200810799 | node_8100206_200810798 | 128.879 | bal_3P_477AL_4/0AC(N) | 8100206 | no | no |  |  | no |  |  | 0 | 0 | 0 | 0
oh_line_8100206_200810799 |  | ABCN | node_8100206_200810800 | node_8100206_200810799 | 84.745 | bal_3P_477AL_4/0AC(N) | 8100206 | no | no |  |  | no |  |  | 0 | 0 | 0 | 0
oh_line_8100206_200810800 |  | ABCN | node_8100206_200810801 | node_8100206_200810800 | 137.088 | bal_3P_477AL_4/0AC(N) | 8100206 | no | no |  |  | no |  |  | 0 | 0 | 0 | 0
oh_line_8100206_200810801 |  | ABCN | node_8100206_200810803 | node_8100206_200810801 | 96.102 | bal_3P_477AL_4/0AC(N) | 8100206 | no | no |  |  | no |  |  | 0 | 0 | 0 | 0
oh_line_8100206_200810803 |  | ABCN | node_8100206_200810806 | node_8100206_200810803 | 85.123 | bal_3P_477AL_4/0AC(N) | 8100206 | no | no |  |  | no |  |  | 0 | 0 | 0 | 0
oh_line_8100206_200810806 |  | ABCN | node_8100206_200810808 | node_8100206_200810806 | 134.803 | bal_3P_477AL_4/0AC(N) | 8100206 | no | no |  |  | no |  |  | 0 | 0 | 0 | 0
oh_line_8100206_200810808 |  | ABCN | node_8100206_200810810 | node_8100206_200810808 | 123.97 | bal_3P_477AL_4/0AC(N) | 8100206 | no | no |  |  | no |  |  | 0 | 0 | 0 | 0
oh_line_8100206_200810810 |  | ABCN | node_8100206_201016717 | node_8100206_200810810 | 139.948 | bal_3P_477AL_4/0AC(N) | 8100206 | no | no |  |  | no |  |  | 0 | 0 | 0 | 0
oh_line_8100206_200810814 |  | ABCN | node_8100206_200810820 | node_8100206_200810814 | 128.611 | bal_3P_477AL_4/0AC(N) | 8100206 | no | no |  |  | no |  |  | 0 | 0 | 0 | 0
oh_line_8100206_200810820 |  | ABCN | node_8100206_200810823 | node_8100206_200810820 | 170.41 | bal_3P_477AL_4/0AC(N) | 8100206 | no | no |  |  | no |  |  | 0 | 0 | 0 | 0
oh_line_8100206_200810823 |  | ABCN | node_8100206_200810824 | node_8100206_200810823 | 122.115 | bal_3P_477AL_4/0AC(N) | 8100206 | no | no |  |  | no |  |  | 0 | 0 | 0 | 0
oh_line_8100206_200810824 |  | ABCN | node_8100206_200810825 | node_8100206_200810824 | 243.652 | bal_3P_477AL_4/0AA(N) | 8100206 | no | no |  |  | no |  |  | 0 | 0 | 0 | 0
oh_line_8100206_200810825 |  | ABCN | node_8100206_200814837 | node_8100206_200810825 | 26.857 | bal_3P_477AL_4/0AA(N) | 8100206 | no | no |  |  | no |  |  | 0 | 0 | 0 | 0
oh_line_8100206_200810828 |  | ABCN | node_8100206_200811922 | node_8100206_200810828 | 198.796 | bal_3P_477AL_4/0AA(N) | 8100206 | no | no |  |  | no |  |  | 0 | 0 | 0 | 0
oh_line_8100206_200810829 |  | ABCN | node_8100206_200810828 | node_8100206_200810829 | 113.973 | bal_3P_477AL_4/0AA(N) | 8100206 | no | no |  |  | no |  |  | 0 | 0 | 0 | 0
oh_line_8100206_200810830 |  | ABCN | node_8100206_200810829 | node_8100206_200810830 | 106.265 | bal_3P_477AL_4/0AA(N) | 8100206 | no | no |  |  | no |  |  | 0 | 0 | 0 | 0
oh_line_8100206_200810831 |  | ABCN | node_8100206_200810830 | node_8100206_200810831 | 100.341 | bal_3P_477AL_4/0AA(N) | 8100206 | no | no |  |  | no |  |  | 0 | 0 | 0 | 0
oh_line_8100206_200810832 |  | ABCN | node_8100206_200810831 | node_8100206_200810832 | 130.599 | bal_3P_477AL_4/0AC(N) | 8100206 | no | no |  |  | no |  |  | 0 | 0 | 0 | 0
oh_line_8100206_200810941 |  | AD | node_8100206_200810943 | node_8100206_200810941 | 90.501 | bal_1P_1/0AA | 8100206 | no | no |  |  | no |  |  | 0 | 0 | 0 | 0
oh_line_8100206_200810943 |  | AD | node_8100206_200810944 | node_8100206_200810943 | 146.947 | bal_1P_1/0AA | 8100206 | no | no |  |  | no |  |  | 0 | 0 | 0 | 0
oh_line_8100206_200810944 |  | AD | node_8100206_200810945 | node_8100206_200810944 | 64.023 | bal_1P_1/0AA | 8100206 | no | no |  |  | no |  |  | 0 | 0 | 0 | 0
oh_line_8100206_200810945 |  | ABCD | node_8100206_200810946 | node_8100206_200810945 | 81.44 | bal_3P_2/0CU | 8100206 | no | no |  |  | no |  |  | 0 | 0 | 0 | 0
oh_line_8100206_200810946 |  | ABCD | node_8100206_200810947 | node_8100206_200810946 | 91.236 | bal_3P_2/0CU | 8100206 | no | no |  |  | no |  |  | 0 | 0 | 0 | 0
oh_line_8100206_200810947 |  | ABCD | node_8100206_200810948 | node_8100206_200810947 | 90.985 | bal_3P_2/0CU | 8100206 | no | no |  |  | no |  |  | 0 | 0 | 0 | 0
oh_line_8100206_200810948 |  | ABCD | node_8100206_200810950 | node_8100206_200810948 | 93.146 | bal_3P_2/0CU | 8100206 | no | no |  |  | no |  |  | 0 | 0 | 0 | 0
oh_line_8100206_200810949 |  | ABCD | node_8100206_200810948 | node_8100206_200810949 | 52.12 | bal_3P_2/0CU | 8100206 | no | no |  |  | no |  |  | 0 | 0 | 0 | 0
oh_line_8100206_200810950 |  | ABCD | node_8100206_200810951 | node_8100206_200810950 | 112.439 | bal_3P_2/0CU | 8100206 | no | no |  |  | no |  |  | 0 | 0 | 0 | 0
oh_line_8100206_200810951 |  | ABCD | node_8100206_200810953 | node_8100206_200810951 | 136.81 | bal_3P_2/0CU | 8100206 | no | no |  |  | no |  |  | 0 | 0 | 0 | 0
oh_line_8100206_200810953 |  | ABCD | node_8100206_200810956 | node_8100206_200810953 | 90.993 | bal_3P_2/0CU | 8100206 | no | no |  |  | no |  |  | 0 | 0 | 0 | 0
oh_line_8100206_200810956 |  | ABCD | node_8100206_200810958 | node_intto1_8100206_200810956 | 139.371 | bal_3P_2/0CU | 8100206 | no | no |  |  | no |  |  | 0 | 0 | 0 | 0
oh_line_8100206_200810957 |  | ABCD | node_8100206_200810956 | node_intto1_8100206_200810957 | 42.561 | bal_3P_4CU | 8100206 | no | no |  |  | no |  |  | 0 | 0 | 0 | 0
oh_line_8100206_200810958-1 |  | ABCN | node_220464744 | node_8100206_200810958 | 8.795 | bal_3P_477AL_4/0AC(N) | 8100206 | no | no |  |  | no |  |  | 0 | 0 | 0 | 0
oh_line_8100206_200810958-2 |  | ABCN | node_220383167 | node_intto1_220464744 | 5.643 | bal_3P_477AL_4/0AC(N) | 8100206 | no | no |  |  | no |  |  | 0 | 0 | 0 | 0
oh_line_8100206_200810958-3 |  | ABCN | node_8100206_200810959 | node_intto1_220383167 | 103.015 | bal_3P_477AL_4/0AC(N) | 8100206 | no | no |  |  | no |  |  | 0 | 0 | 0 | 0
oh_line_8100206_200810959 |  | ABCN | node_8100206_200810960 | node_8100206_200810959 | 128.2 | bal_3P_477AL_4/0AC(N) | 8100206 | no | no |  |  | no |  |  | 0 | 0 | 0 | 0
oh_line_8100206_200810960 |  | ABCN | node_8100206_200810961 | node_8100206_200810960 | 125.651 | bal_3P_477AL_4/0AC(N) | 8100206 | no | no |  |  | no |  |  | 0 | 0 | 0 | 0
oh_line_8100206_200810961 |  | ABCN | node_8100206_200810962 | node_8100206_200810961 | 125.173 | bal_3P_477AL_4/0AC(N) | 8100206 | no | no |  |  | no |  |  | 0 | 0 | 0 | 0
oh_line_8100206_200810962 |  | ABCN | node_8100206_200810963 | node_8100206_200810962 | 120.03 | bal_3P_477AL_4/0AC(N) | 8100206 | no | no |  |  | no |  |  | 0 | 0 | 0 | 0
oh_line_8100206_200810963 |  | ABCN | node_8100206_200810964 | node_8100206_200810963 | 91.395 | bal_3P_477AL_4/0AC(N) | 8100206 | no | no |  |  | no |  |  | 0 | 0 | 0 | 0
oh_line_8100206_200810964 |  | ABCN | node_8100206_200810786 | node_8100206_200810964 | 116.27 | bal_3P_477AL_4/0AC(N) | 8100206 | no | no |  |  | no |  |  | 0 | 0 | 0 | 0
oh_line_8100206_200811720 |  | AD | node_8100206_200810950 | node_8100206_200811720 | 56.094 | bal_1P_4CU | 8100206 | no | no |  |  | no |  |  | 0 | 0 | 0 | 0
oh_line_8100206_200811721 |  | AD | node_8100206_200811720 | node_8100206_200811721 | 121.472 | bal_1P_4CU | 8100206 | no | no |  |  | no |  |  | 0 | 0 | 0 | 0
oh_line_8100206_200811722 |  | AD | node_8100206_200811721 | node_8100206_200811722 | 98.498 | bal_1P_4CU | 8100206 | no | no |  |  | no |  |  | 0 | 0 | 0 | 0
oh_line_8100206_200811723 |  | AD | node_8100206_200811722 | node_8100206_200811723 | 94.606 | bal_1P_4CU | 8100206 | no | no |  |  | no |  |  | 0 | 0 | 0 | 0
oh_line_8100206_200811726 |  | AD | node_8100206_200810950 | node_8100206_200811726 | 26.115 | bal_1P_1/0AC | 8100206 | no | no |  |  | no |  |  | 0 | 0 | 0 | 0
oh_line_8100206_200811732 |  | AD | node_8100206_200811761 | node_8100206_200811732 | 96.779 | bal_1P_1/0AC | 8100206 | no | no |  |  | no |  |  | 0 | 0 | 0 | 0
oh_line_8100206_200811747 |  | ABCD | node_8100206_200810957 | node_8100206_200811747 | 74.976 | bal_3P_4CU | 8100206 | no | no |  |  | no |  |  | 0 | 0 | 0 | 0
oh_line_8100206_200811748 |  | ABCD | node_8100206_200811747 | node_8100206_200811748 | 131.746 | bal_3P_4CU | 8100206 | no | no |  |  | no |  |  | 0 | 0 | 0 | 0
oh_line_8100206_200811749 |  | ABCD | node_8100206_200811748 | node_8100206_200811749 | 88.71 | bal_3P_4CU | 8100206 | no | no |  |  | no |  |  | 0 | 0 | 0 | 0
oh_line_8100206_200811750 |  | ABCD | node_8100206_200811749 | node_8100206_200811750 | 143.953 | bal_3P_4CU | 8100206 | no | no |  |  | no |  |  | 0 | 0 | 0 | 0
oh_line_8100206_200811751 |  | ABCD | node_8100206_200811750 | node_8100206_200811751 | 60.983 | bal_3P_4CU | 8100206 | no | no |  |  | no |  |  | 0 | 0 | 0 | 0
oh_line_8100206_200811752 |  | AD | node_8100206_200810956 | node_8100206_200811752 | 38.599 | bal_1P_1/0AA | 8100206 | no | no |  |  | no |  |  | 0 | 0 | 0 | 0
oh_line_8100206_200811753 |  | AD | node_8100206_200811762 | node_8100206_200811753 | 99.907 | bal_1P_1/0AC | 8100206 | no | no |  |  | no |  |  | 0 | 0 | 0 | 0
oh_line_8100206_200811755 |  | AD | node_8100206_200811752 | node_intto1_8100206_200811755 | 83.338 | bal_1P_1/0AC | 8100206 | no | no |  |  | no |  |  | 0 | 0 | 0 | 0
oh_line_8100206_200811756 |  | AD | node_8100206_200811755 | node_8100206_200811756 | 100.644 | bal_1P_1/0AC | 8100206 | no | no |  |  | no |  |  | 0 | 0 | 0 | 0
oh_line_8100206_200811757 |  | AD | node_8100206_200811756 | node_8100206_200811757 | 131.948 | bal_1P_1/0AC | 8100206 | no | no |  |  | no |  |  | 0 | 0 | 0 | 0
oh_line_8100206_200811758 |  | AD | node_8100206_200811757 | node_8100206_200811758 | 79.96 | bal_1P_1/0AC | 8100206 | no | no |  |  | no |  |  | 0 | 0 | 0 | 0
oh_line_8100206_200811759 |  | AD | node_8100206_200811758 | node_8100206_200811759 | 88.39 | bal_1P_1/0AC | 8100206 | no | no |  |  | no |  |  | 0 | 0 | 0 | 0
oh_line_8100206_200811760 |  | AD | node_8100206_200811759 | node_8100206_200811760 | 111.128 | bal_1P_1/0AC | 8100206 | no | no |  |  | no |  |  | 0 | 0 | 0 | 0
oh_line_8100206_200811761 |  | AD | node_8100206_200811760 | node_8100206_200811761 | 157.388 | bal_1P_1/0AC | 8100206 | no | no |  |  | no |  |  | 0 | 0 | 0 | 0
oh_line_8100206_200811762 |  | AD | node_8100206_200811761 | node_8100206_200811762 | 165.482 | bal_1P_1/0AC | 8100206 | no | no |  |  | no |  |  | 0 | 0 | 0 | 0
oh_line_8100206_200811765 |  | AN | node_8100206_200811767 | node_8100206_200811765 | 143.698 | bal_1P_2/0CU_2/0CU(N) | 8100206 | no | no |  |  | no |  |  | 0 | 0 | 0 | 0
oh_line_8100206_200811767 |  | AN | node_8100206_200811768 | node_8100206_200811767 | 100.371 | bal_1P_2/0CU_2/0CU(N) | 8100206 | no | no |  |  | no |  |  | 0 | 0 | 0 | 0
oh_line_8100206_200811768 |  | AN | node_8100206_200811769 | node_8100206_200811768 | 100.135 | bal_1P_2/0CU_2/0CU(N) | 8100206 | no | no |  |  | no |  |  | 0 | 0 | 0 | 0
oh_line_8100206_200811769 |  | AN | node_8100206_200811886 | node_8100206_200811769 | 41.411 | bal_1P_2/0CU_2/0CU(N) | 8100206 | no | no |  |  | no |  |  | 0 | 0 | 0 | 0
oh_line_8100206_200811775 |  | ABN | node_8100206_200811776 | node_8100206_200811775 | 126.743 | bal_2P_1/0AA_1/0AC(N) | 8100206 | no | no |  |  | no |  |  | 0 | 0 | 0 | 0
oh_line_8100206_200811776 |  | ABN | node_8100206_200811777 | node_8100206_200811776 | 101.611 | bal_2P_1/0AA_1/0AC(N) | 8100206 | no | no |  |  | no |  |  | 0 | 0 | 0 | 0
oh_line_8100206_200811777 |  | ABN | node_8100206_200811778 | node_8100206_200811777 | 95.335 | bal_2P_1/0AA_1/0AC(N) | 8100206 | no | no |  |  | no |  |  | 0 | 0 | 0 | 0
oh_line_8100206_200811778 |  | ABN | node_8100206_200811779 | node_8100206_200811778 | 121.444 | bal_2P_1/0AA_4/0AC(N) | 8100206 | no | no |  |  | no |  |  | 0 | 0 | 0 | 0
oh_line_8100206_200811779 |  | ABN | node_8100206_200811780 | node_8100206_200811779 | 106.383 | bal_2P_1/0AA_4/0AC(N) | 8100206 | no | no |  |  | no |  |  | 0 | 0 | 0 | 0
oh_line_8100206_200811780 |  | ABN | node_8100206_200811781 | node_8100206_200811780 | 154.438 | bal_2P_1/0AA_4/0AC(N) | 8100206 | no | no |  |  | no |  |  | 0 | 0 | 0 | 0
oh_line_8100206_200811781 |  | ABN | node_8100206_200811860 | node_8100206_200811781 | 154.194 | bal_2P_1/0AA_4/0AC(N) | 8100206 | no | no |  |  | no |  |  | 0 | 0 | 0 | 0
oh_line_8100206_200811782 |  | AN | node_8100206_200810959 | node_intto1_8100206_200811782 | 77.55 | bal_1P_1/0AA_1/0AC(N) | 8100206 | no | no |  |  | no |  |  | 0 | 0 | 0 | 0
oh_line_8100206_200811783 |  | AN | node_8100206_200811782 | node_8100206_200811783 | 112.719 | bal_1P_1/0AA_1/0AC(N) | 8100206 | no | no |  |  | no |  |  | 0 | 0 | 0 | 0
oh_line_8100206_200811784 |  | AN | node_8100206_200811783 | node_8100206_200811784 | 103.959 | bal_1P_1/0AA_1/0AC(N) | 8100206 | no | no |  |  | no |  |  | 0 | 0 | 0 | 0
oh_line_8100206_200811785 |  | AN | node_8100206_200811784 | node_8100206_200811785 | 76.539 | bal_1P_1/0AA_1/0AC(N) | 8100206 | no | no |  |  | no |  |  | 0 | 0 | 0 | 0
oh_line_8100206_200811786 |  | AN | node_8100206_200811785 | node_8100206_200811786 | 140.696 | bal_1P_1/0AC_1/0AC(N) | 8100206 | no | no |  |  | no |  |  | 0 | 0 | 0 | 0
oh_line_8100206_200811787 |  | AN | node_8100206_200811786 | node_8100206_200811787 | 87.278 | bal_1P_1/0AC_1/0AC(N) | 8100206 | no | no |  |  | no |  |  | 0 | 0 | 0 | 0
oh_line_8100206_200811788 |  | AN | node_8100206_200811787 | node_8100206_200811788 | 95.348 | bal_1P_1/0AC_1/0AC(N) | 8100206 | no | no |  |  | no |  |  | 0 | 0 | 0 | 0
oh_line_8100206_200811800 |  | AN | node_8100206_200811785 | node_8100206_200811800 | 27.755 | bal_1P_1/0AA_1/0AC(N) | 8100206 | no | no |  |  | no |  |  | 0 | 0 | 0 | 0
oh_line_8100206_200811801 |  | AN | node_8100206_200811800 | node_8100206_200811801 | 106.679 | bal_1P_1/0AA_1/0AC(N) | 8100206 | no | no |  |  | no |  |  | 0 | 0 | 0 | 0
oh_line_8100206_200811802 |  | AN | node_8100206_200811801 | node_8100206_200811802 | 137.624 | bal_1P_1/0AA_1/0AC(N) | 8100206 | no | no |  |  | no |  |  | 0 | 0 | 0 | 0
oh_line_8100206_200811803 |  | AN | node_8100206_200811802 | node_8100206_200811803 | 112.917 | bal_1P_1/0AA_1/0AC(N) | 8100206 | no | no |  |  | no |  |  | 0 | 0 | 0 | 0
oh_line_8100206_200811839 |  | ABCN | node_8100206_200811840 | node_8100206_200811839 | 139.909 | bal_3P_1/0AA_1/0AA(N) | 8100206 | no | no |  |  | no |  |  | 0 | 0 | 0 | 0
oh_line_8100206_200811840 |  | ABCN | node_8100206_200811841 | node_8100206_200811840 | 156.846 | bal_3P_1/0AA_1/0AA(N) | 8100206 | no | no |  |  | no |  |  | 0 | 0 | 0 | 0
oh_line_8100206_200811841 |  | ABCN | node_8100206_200810793 | node_8100206_200811841 | 77.013 | bal_3P_1/0AA_1/0AA(N) | 8100206 | no | no |  |  | no |  |  | 0 | 0 | 0 | 0
oh_line_8100206_200811843 |  | AN | node_8100206_200810787 | node_8100206_200811843 | 46.524 | bal_1P_1/0AA_1/0AC(N) | 8100206 | no | no |  |  | no |  |  | 0 | 0 | 0 | 0
oh_line_8100206_200811844 |  | AN | node_8100206_200811843 | node_8100206_200811844 | 126.455 | bal_1P_1/0AA_1/0AC(N) | 8100206 | no | no |  |  | no |  |  | 0 | 0 | 0 | 0
oh_line_8100206_200811845 |  | AN | node_8100206_200811844 | node_8100206_200811845 | 87.135 | bal_1P_1/0AA_1/0AC(N) | 8100206 | no | no |  |  | no |  |  | 0 | 0 | 0 | 0
oh_line_8100206_200811846 |  | AN | node_8100206_200811845 | node_8100206_200811846 | 99.652 | bal_1P_1/0AA_1/0AC(N) | 8100206 | no | no |  |  | no |  |  | 0 | 0 | 0 | 0
oh_line_8100206_200811848 |  | AN | node_8100206_200811846 | node_8100206_200811848 | 100.124 | bal_1P_1/0AA_1/0AC(N) | 8100206 | no | no |  |  | no |  |  | 0 | 0 | 0 | 0
oh_line_8100206_200811850 |  | AN | node_8100206_200811778 | node_8100206_200811850 | 33.063 | bal_1P_1/0AA_4/0AC(N) | 8100206 | no | no |  |  | no |  |  | 0 | 0 | 0 | 0
oh_line_8100206_200811851 |  | AN | node_8100206_200811850 | node_8100206_200811851 | 82.869 | bal_1P_1/0AA_4/0AC(N) | 8100206 | no | no |  |  | no |  |  | 0 | 0 | 0 | 0
oh_line_8100206_200811852 |  | AN | node_8100206_200811851 | node_8100206_200811852 | 98.55 | bal_1P_1/0AA_4/0AC(N) | 8100206 | no | no |  |  | no |  |  | 0 | 0 | 0 | 0
oh_line_8100206_200811853 |  | AN | node_8100206_200811852 | node_8100206_200811853 | 100.969 | bal_1P_1/0AA_4/0AC(N) | 8100206 | no | no |  |  | no |  |  | 0 | 0 | 0 | 0
oh_line_8100206_200811854 |  | AN | node_8100206_200811853 | node_8100206_200811854 | 98.645 | bal_1P_1/0AA_4/0AC(N) | 8100206 | no | no |  |  | no |  |  | 0 | 0 | 0 | 0
oh_line_8100206_200811859 |  | ABN | node_8100206_200810786 | node_8100206_200811859 | 43.985 | bal_2P_1/0AA_2AC(N) | 8100206 | no | no |  |  | no |  |  | 0 | 0 | 0 | 0
oh_line_8100206_200811860 |  | ABN | node_8100206_200811859 | node_intto1_8100206_200811860 | 129.984 | bal_2P_1/0AA_4/0AC(N) | 8100206 | no | no |  |  | no |  |  | 0 | 0 | 0 | 0
oh_line_8100206_200811865 |  | ABN | node_8100206_200811781 | node_8100206_200811865 | 93.559 | bal_2P_1/0AA_4/0AC(N) | 8100206 | no | no |  |  | no |  |  | 0 | 0 | 0 | 0
oh_line_8100206_200811866 |  | ABN | node_8100206_200811865 | node_8100206_200811866 | 46.282 | bal_2P_1/0AA_4/0AC(N) | 8100206 | no | no |  |  | no |  |  | 0 | 0 | 0 | 0
oh_line_8100206_200811867 |  | ABN | node_8100206_200811866 | node_8100206_200811867 | 46.813 | bal_2P_1/0AA_4/0AC(N) | 8100206 | no | no |  |  | no |  |  | 0 | 0 | 0 | 0
oh_line_8100206_200811868 |  | ABN | node_8100206_200811867 | node_8100206_200811868 | 106.665 | bal_2P_1/0AA_4/0AC(N) | 8100206 | no | no |  |  | no |  |  | 0 | 0 | 0 | 0
oh_line_8100206_200811869 |  | ABN | node_8100206_200811868 | node_8100206_200811869 | 96.711 | bal_2P_1/0AA_4/0AC(N) | 8100206 | no | no |  |  | no |  |  | 0 | 0 | 0 | 0
oh_line_8100206_200811870 |  | ABN | node_8100206_200811869 | node_8100206_200811870 | 107.129 | bal_2P_1/0AA_4/0AC(N) | 8100206 | no | no |  |  | no |  |  | 0 | 0 | 0 | 0
oh_line_8100206_200811874 |  | AN | node_8100206_200811765 | node_8100206_200811874 | 32.127 | bal_1P_2/0CU_2/0CU(N) | 8100206 | no | no |  |  | no |  |  | 0 | 0 | 0 | 0
oh_line_8100206_200811875 |  | AN | node_8100206_200811874 | node_8100206_200811875 | 110.115 | bal_1P_1/0AA_2/0CU(N) | 8100206 | no | no |  |  | no |  |  | 0 | 0 | 0 | 0
oh_line_8100206_200811876 |  | AN | node_8100206_200811874 | node_intto1_8100206_200811876 | 238.769 | bal_1P_1/0AA_1/0AC(N) | 8100206 | no | no |  |  | no |  |  | 0 | 0 | 0 | 0
oh_line_8100206_200811877 |  | AN | node_8100206_200811876 | node_8100206_200811877 | 104.367 | bal_1P_1/0AA_1/0AC(N) | 8100206 | no | no |  |  | no |  |  | 0 | 0 | 0 | 0
oh_line_8100206_200811878 |  | AN | node_8100206_200811877 | node_8100206_200811878 | 101.518 | bal_1P_1/0AA_1/0AC(N) | 8100206 | no | no |  |  | no |  |  | 0 | 0 | 0 | 0
oh_line_8100206_200811884 |  | AN | node_8100206_200810794 | node_8100206_200811884 | 79.486 | bal_1P_4/0AA_1/0AC(N) | 8100206 | no | no |  |  | no |  |  | 0 | 0 | 0 | 0
oh_line_8100206_200811885 |  | AN | node_8100206_200811884 | node_intto1_8100206_200811885 | 107.932 | bal_1P_2/0CU_2/0CU(N) | 8100206 | no | no |  |  | no |  |  | 0 | 0 | 0 | 0
oh_line_8100206_200811886 |  | AN | node_8100206_200811885 | node_8100206_200811886 | 129.85 | bal_1P_2/0CU_2/0CU(N) | 8100206 | no | no |  |  | no |  |  | 0 | 0 | 0 | 0
oh_line_8100206_200811907 |  | ABCN | node_8100206_200810800 | node_8100206_200811907 | 71.488 | bal_3P_1/0AA_1/0AC(N) | 8100206 | no | no |  |  | no |  |  | 0 | 0 | 0 | 0
oh_line_8100206_200811909 |  | ABCN | node_8100206_200811918 | node_8100206_200811909 | 123.969 | bal_3P_1/0AC_4/0AL(N) | 8100206 | no | no |  |  | no |  |  | 0 | 0 | 0 | 0
oh_line_8100206_200811911 |  | ABCN | node_8100206_201036484 | node_8100206_200811911 | 125.109 | bal_3P_1/0AC_1/0AC(N) | 8100206 | no | no |  |  | no |  |  | 0 | 0 | 0 | 0
oh_line_8100206_200811912 |  | ABCN | node_8100206_200811911 | node_8100206_200811912 | 173.773 | bal_3P_1/0AC_1/0AC(N) | 8100206 | no | no |  |  | no |  |  | 0 | 0 | 0 | 0
oh_line_8100206_200811913 |  | ABCN | node_8100206_200811912 | node_8100206_200811913 | 201.633 | bal_3P_1/0AC_1/0AC(N) | 8100206 | no | no |  |  | no |  |  | 0 | 0 | 0 | 0
oh_line_8100206_200811914 |  | ABCN | node_8100206_200811913 | node_8100206_200811914 | 206.224 | bal_3P_1/0AC_1/0AC(N) | 8100206 | no | no |  |  | no |  |  | 0 | 0 | 0 | 0
oh_line_8100206_200811915 |  | ABCN | node_8100206_200811914 | node_8100206_200811915 | 168.818 | bal_3P_1/0AC_4/0AL(N) | 8100206 | no | no |  |  | no |  |  | 0 | 0 | 0 | 0
oh_line_8100206_200811916 |  | ABCN | node_8100206_200811915 | node_8100206_200811916 | 112.286 | bal_3P_1/0AC_4/0AL(N) | 8100206 | no | no |  |  | no |  |  | 0 | 0 | 0 | 0
oh_line_8100206_200811917 |  | ABCN | node_8100206_200811916 | node_8100206_200811917 | 100.876 | bal_3P_1/0AC_4/0AL(N) | 8100206 | no | no |  |  | no |  |  | 0 | 0 | 0 | 0
oh_line_8100206_200811918 |  | ABCN | node_8100206_200811917 | node_8100206_200811918 | 108.572 | bal_3P_1/0AC_4/0AL(N) | 8100206 | no | no |  |  | no |  |  | 0 | 0 | 0 | 0
oh_line_8100206_200811919 |  | ABCN | node_8100206_200810825 | node_8100206_200811919 | 67.398 | bal_3P_477AL_4/0AA(N) | 8100206 | no | no |  |  | no |  |  | 0 | 0 | 0 | 0
oh_line_8100206_200811920 |  | ABCN | node_8100206_200811919 | node_8100206_200811920 | 134.221 | bal_3P_477AL_4/0AA(N) | 8100206 | no | no |  |  | no |  |  | 0 | 0 | 0 | 0
oh_line_8100206_200811922 |  | ABCN | node_8100206_200811920 | node_8100206_200811922 | 257.11 | bal_3P_477AL_4/0AA(N) | 8100206 | no | no |  |  | no |  |  | 0 | 0 | 0 | 0
oh_line_8100206_200814830 |  | ABCN | node_8100206_200819622 | node_8100206_200814830 | 175.503 | bal_3P_477AL_4/0AA(N) | 8100206 | no | no |  |  | no |  |  | 0 | 0 | 0 | 0
oh_line_8100206_200814831 |  | ABCN | node_8100206_200814830 | node_8100206_200814831 | 166.556 | bal_3P_477AL_4/0AA(N) | 8100206 | no | no |  |  | no |  |  | 0 | 0 | 0 | 0
oh_line_8100206_200814833 |  | ABCN | node_8100206_200814831 | node_8100206_200814833 | 218.162 | bal_3P_477AL_4/0AA(N) | 8100206 | no | no |  |  | no |  |  | 0 | 0 | 0 | 0
oh_line_8100206_200814834 |  | ABCN | node_8100206_200814837 | node_8100206_200814834 | 70.356 | bal_3P_477AL_4/0AA(N) | 8100206 | no | no |  |  | no |  |  | 0 | 0 | 0 | 0
oh_line_8100206_200814835 |  | ABCD | node_8100206_200814834 | node_8100206_200814835 | 80.116 | bal_3P_336AC | 8100206 | no | no |  |  | no |  |  | 0 | 0 | 0 | 0
oh_line_8100206_200814836 |  | AN | node_8100206_200814833 | node_8100206_200814836 | 70.693 | bal_1P_1/0AA_1/0AA(N) | 8100206 | no | no |  |  | no |  |  | 0 | 0 | 0 | 0
oh_line_8100206_200814837 |  | ABCN | node_8100206_200814833 | node_intto1_8100206_200814837 | 207.156 | bal_3P_477AL_4/0AA(N) | 8100206 | no | no |  |  | no |  |  | 0 | 0 | 0 | 0
oh_line_8100206_200814838 |  | AN | node_8100206_200811922 | node_8100206_200814838 | 54.167 | bal_1P_1/0AA_1/0AA(N) | 8100206 | no | no |  |  | no |  |  | 0 | 0 | 0 | 0
oh_line_8100206_200814839 |  | AN | node_8100206_200814838 | node_8100206_200814839 | 138.932 | bal_1P_1/0AA_1/0AA(N) | 8100206 | no | no |  |  | no |  |  | 0 | 0 | 0 | 0
oh_line_8100206_200815134 |  | AN | node_8100206_200811878 | node_8100206_200815134 | 79.878 | bal_1P_1/0AA_1/0AC(N) | 8100206 | no | no |  |  | no |  |  | 0 | 0 | 0 | 0
oh_line_8100206_200815135 |  | AN | node_8100206_200815134 | node_8100206_200815135 | 106.753 | bal_1P_1/0AA_1/0AC(N) | 8100206 | no | no |  |  | no |  |  | 0 | 0 | 0 | 0
oh_line_8100206_200815136 |  | AN | node_8100206_200815135 | node_8100206_200815136 | 112.616 | bal_1P_1/0AA_1/0AC(N) | 8100206 | no | no |  |  | no |  |  | 0 | 0 | 0 | 0
oh_line_8100206_200815137 |  | AN | node_8100206_200815136 | node_8100206_200815137 | 91.358 | bal_1P_1/0AA_1/0AC(N) | 8100206 | no | no |  |  | no |  |  | 0 | 0 | 0 | 0
oh_line_8100206_200815138 |  | AN | node_8100206_200815137 | node_8100206_200815138 | 91.681 | bal_1P_1/0AA_1/0AC(N) | 8100206 | no | no |  |  | no |  |  | 0 | 0 | 0 | 0
oh_line_8100206_200815139 |  | AN | node_8100206_200815138 | node_8100206_200815139 | 96.943 | bal_1P_1/0AA_1/0AC(N) | 8100206 | no | no |  |  | no |  |  | 0 | 0 | 0 | 0
oh_line_8100206_200815140 |  | AN | node_8100206_200815139 | node_8100206_200815140 | 139.577 | bal_1P_1/0AA_1/0AC(N) | 8100206 | no | no |  |  | no |  |  | 0 | 0 | 0 | 0
oh_line_8100206_200815141 |  | AN | node_8100206_200815140 | node_8100206_200815141 | 14.438 | bal_1P_1/0AA_1/0AA(N) | 8100206 | no | no |  |  | no |  |  | 0 | 0 | 0 | 0
oh_line_8100206_200815142 |  | AN | node_8100206_200815141 | node_8100206_200815142 | 187.489 | bal_1P_1/0AA_1/0AA(N) | 8100206 | no | no |  |  | no |  |  | 0 | 0 | 0 | 0
oh_line_8100206_200815143 |  | AN | node_8100206_200815142 | node_8100206_200815143 | 176.282 | bal_1P_1/0AA_1/0AA(N) | 8100206 | no | no |  |  | no |  |  | 0 | 0 | 0 | 0
oh_line_8100206_200815146 |  | AN | node_8100206_200815140 | node_8100206_200815146 | 160.51 | bal_1P_1/0AA_1/0AC(N) | 8100206 | no | no |  |  | no |  |  | 0 | 0 | 0 | 0
oh_line_8100206_200815153 |  | ABCN | node_8100206_200829368 | node_8100206_200815153 | 711.287 | bal_3P_2/0CU_2/0CU(N) | 8100206 | no | no |  |  | no |  |  | 0 | 0 | 0 | 0
oh_line_8100206_200815250 |  | AN | node_8100206_200810824 | node_8100206_200815250 | 160.011 | bal_1P_1/0AC_1/0AA(N) | 8100206 | no | no |  |  | no |  |  | 0 | 0 | 0 | 0
oh_line_8100206_200815251 |  | AN | node_8100206_200815250 | node_intto1_8100206_200815251 | 109.639 | bal_1P_1/0AC_4/0AL(N) | 8100206 | no | no |  |  | no |  |  | 0 | 0 | 0 | 0
oh_line_8100206_200815252 |  | AN | node_8100206_200815251 | node_8100206_200815252 | 114.672 | bal_1P_1/0AC_4/0AL(N) | 8100206 | no | no |  |  | no |  |  | 0 | 0 | 0 | 0
oh_line_8100206_200815253 |  | AN | node_8100206_200815252 | node_8100206_200815253 | 185.048 | bal_1P_1/0AC_4/0AL(N) | 8100206 | no | no |  |  | no |  |  | 0 | 0 | 0 | 0
oh_line_8100206_200815255 |  | AN | node_8100206_200815253 | node_8100206_200815255 | 78.718 | bal_1P_1/0AC_4/0AL(N) | 8100206 | no | no |  |  | no |  |  | 0 | 0 | 0 | 0
oh_line_8100206_200815256 |  | AN | node_8100206_200815255 | node_8100206_200815256 | 146.688 | bal_1P_1/0AC_4/0AL(N) | 8100206 | no | no |  |  | no |  |  | 0 | 0 | 0 | 0
oh_line_8100206_200815257 |  | AN | node_8100206_200815256 | node_8100206_200815257 | 134.769 | bal_1P_1/0AC_4/0AC(N) | 8100206 | no | no |  |  | no |  |  | 0 | 0 | 0 | 0
oh_line_8100206_200815282 |  | ABCN | node_8100206_200815153 | node_8100206_200815282 | 361.796 | bal_3P_477AL_4/0AC(N) | 8100206 | no | no |  |  | no |  |  | 0 | 0 | 0 | 0
oh_line_8100206_200815283 |  | ABCN | node_8100206_201018026 | node_intto1_8100206_200815283 | 121.979 | bal_3P_477AL_4/0AL(N) | 8100206 | no | no |  |  | no |  |  | 0 | 0 | 0 | 0
oh_line_8100206_200815285 |  | ABCN | node_8100206_200815283 | node_8100206_200815285 | 82.901 | bal_3P_477AL_4/0AC(N) | 8100206 | no | no |  |  | no |  |  | 0 | 0 | 0 | 0
oh_line_8100206_200815286 |  | ABCN | node_8100206_200815285 | node_8100206_200815286 | 84.376 | bal_3P_477AL_4/0AC(N) | 8100206 | no | no |  |  | no |  |  | 0 | 0 | 0 | 0
oh_line_8100206_200815287 |  | ABCN | node_8100206_200815286 | node_8100206_200815287 | 150.134 | bal_3P_477AL_4/0AC(N) | 8100206 | no | no |  |  | no |  |  | 0 | 0 | 0 | 0
oh_line_8100206_200815288 |  | ABCN | node_8100206_200815287 | node_intto1_8100206_200815288 | 149.995 | bal_3P_477AL_4/0AL(N) | 8100206 | no | no |  |  | no |  |  | 0 | 0 | 0 | 0
oh_line_8100206_200815289 |  | ABCN | node_8100206_200815288 | node_8100206_200815289 | 148.685 | bal_3P_477AL_4/0AL(N) | 8100206 | no | no |  |  | no |  |  | 0 | 0 | 0 | 0
oh_line_8100206_200815952 |  | AN | node_8100206_200815283 | node_intto1_8100206_200815952 | 181.727 | bal_1P_1/0AC_1/0AC(N) | 8100206 | no | no |  |  | no |  |  | 0 | 0 | 0 | 0
oh_line_8100206_200815967 |  | AN | node_8100206_201016747 | node_8100206_200815967 | 183.001 | bal_1P_1/0AC_1/0AC(N) | 8100206 | no | no |  |  | no |  |  | 0 | 0 | 0 | 0
oh_line_8100206_200815968 |  | AN | node_8100206_200815967 | node_8100206_200815968 | 191.033 | bal_1P_1/0AC_1/0AC(N) | 8100206 | no | no |  |  | no |  |  | 0 | 0 | 0 | 0
oh_line_8100206_200815969 |  | AN | node_8100206_200815968 | node_8100206_200815969 | 163.184 | bal_1P_1/0AC_1/0AC(N) | 8100206 | no | no |  |  | no |  |  | 0 | 0 | 0 | 0
oh_line_8100206_200816100 |  | ABCN | node_8100206_200816105 | node_intto1_8100206_200816100 | 17.751 | bal_3P_1/0AC_4/0AC(N) | 8100206 | no | no |  |  | no |  |  | 0 | 0 | 0 | 0
oh_line_8100206_200816103 |  | ABCN | node_8100206_200810810 | node_8100206_200816103 | 68.975 | bal_3P_1/0AC_4/0AC(N) | 8100206 | no | no |  |  | no |  |  | 0 | 0 | 0 | 0
oh_line_8100206_200816104 |  | ABCN | node_8100206_200816103 | node_8100206_200816104 | 154.57 | bal_3P_1/0AC_4/0AC(N) | 8100206 | no | no |  |  | no |  |  | 0 | 0 | 0 | 0
oh_line_8100206_200816105 |  | ABCN | node_8100206_200816104 | node_8100206_200816105 | 42.535 | bal_3P_1/0AC_4/0AC(N) | 8100206 | no | no |  |  | no |  |  | 0 | 0 | 0 | 0
oh_line_8100206_200816106 |  | ABCN | node_8100206_200816104 | node_8100206_200816106 | 153.732 | bal_3P_1/0AC_4/0AC(N) | 8100206 | no | no |  |  | no |  |  | 0 | 0 | 0 | 0
oh_line_8100206_200816108 |  | ABCN | node_8100206_200816106 | node_8100206_200816108 | 70.734 | bal_3P_1/0AA_1/0AA(N) | 8100206 | no | no |  |  | no |  |  | 0 | 0 | 0 | 0
oh_line_8100206_200816109 |  | ABCN | node_8100206_200816108 | node_8100206_200816109 | 137.843 | bal_3P_1/0AA_1/0AA(N) | 8100206 | no | no |  |  | no |  |  | 0 | 0 | 0 | 0
oh_line_8100206_200819469 |  | ABCN | node_8100206_200810832 | node_8100206_200819469 | 219.63 | bal_3P_477AL_4/0AC(N) | 8100206 | no | no |  |  | no |  |  | 0 | 0 | 0 | 0
oh_line_8100206_200819545 |  | ABCN | node_8100206_200819546 | node_8100206_200819545 | 232.089 | bal_3P_1/0AA_1/0AA(N) | 8100206 | no | no |  |  | no |  |  | 0 | 0 | 0 | 0
oh_line_8100206_200819546 |  | ABCN | node_8100206_200820021 | node_8100206_200819546 | 39.46 | bal_3P_1/0AA_1/0AA(N) | 8100206 | no | no |  |  | no |  |  | 0 | 0 | 0 | 0
oh_line_8100206_200819563 |  | ABCN | node_8100206_200811909 | node_8100206_200819563 | 125.252 | bal_3P_1/0AC_4/0AL(N) | 8100206 | no | no |  |  | no |  |  | 0 | 0 | 0 | 0
oh_line_8100206_200819564 |  | ABCN | node_8100206_200819563 | node_8100206_200819564 | 136.499 | bal_3P_1/0AC_1/0AC(N) | 8100206 | no | no |  |  | no |  |  | 0 | 0 | 0 | 0
oh_line_8100206_200819565 |  | ABCN | node_8100206_200819564 | node_8100206_200819565 | 169.443 | bal_3P_1/0AC_1/0AC(N) | 8100206 | no | no |  |  | no |  |  | 0 | 0 | 0 | 0
oh_line_8100206_200819566 |  | AN | node_8100206_200819567 | node_8100206_200819566 | 198.388 | bal_1P_1/0AC_4/0AL(N) | 8100206 | no | no |  |  | no |  |  | 0 | 0 | 0 | 0
oh_line_8100206_200819567 |  | AN | node_8100206_200819568 | node_8100206_200819567 | 163.029 | bal_1P_1/0AC_4/0AL(N) | 8100206 | no | no |  |  | no |  |  | 0 | 0 | 0 | 0
oh_line_8100206_200819568 |  | AN | node_8100206_200819569 | node_8100206_200819568 | 147.436 | bal_1P_4/0AL_4/0AL(N) | 8100206 | no | no |  |  | no |  |  | 0 | 0 | 0 | 0
oh_line_8100206_200819569 |  | AN | node_8100206_200819570 | node_intto1_8100206_200819569 | 152.777 | bal_1P_4/0AL_4/0AL(N) | 8100206 | no | no |  |  | no |  |  | 0 | 0 | 0 | 0
oh_line_8100206_200819570 |  | AN | node_8100206_200819607 | node_8100206_200819570 | 207.915 | bal_1P_4/0AL_4/0AL(N) | 8100206 | no | no |  |  | no |  |  | 0 | 0 | 0 | 0
oh_line_8100206_200819571 |  | ABN | node_8100206_200819609 | node_8100206_200819571 | 208.43 | bal_2P_4/0AL_4/0AL(N) | 8100206 | no | no |  |  | no |  |  | 0 | 0 | 0 | 0
oh_line_8100206_200819572 |  | ABN | node_8100206_200819571 | node_intto1_8100206_200819572 | 124.53 | bal_2P_4/0AL_4/0AA(N) | 8100206 | no | no |  |  | no |  |  | 0 | 0 | 0 | 0
oh_line_8100206_200819573 |  | ABN | node_8100206_200819572 | node_8100206_200819573 | 141.6 | bal_2P_4/0AL_4/0AA(N) | 8100206 | no | no |  |  | no |  |  | 0 | 0 | 0 | 0
oh_line_8100206_200819574 |  | ABN | node_8100206_200819573 | node_8100206_200819574 | 146.574 | bal_2P_4/0AL_4/0AA(N) | 8100206 | no | no |  |  | no |  |  | 0 | 0 | 0 | 0
oh_line_8100206_200819575 |  | ABN | node_8100206_200819574 | node_8100206_200819575 | 111.581 | bal_2P_4/0AL_4/0AA(N) | 8100206 | no | no |  |  | no |  |  | 0 | 0 | 0 | 0
oh_line_8100206_200819576 |  | ABN | node_8100206_200819575 | node_8100206_200819576 | 156.589 | bal_2P_4/0AL_4/0AA(N) | 8100206 | no | no |  |  | no |  |  | 0 | 0 | 0 | 0
oh_line_8100206_200819577 |  | AN | node_8100206_200819576 | node_8100206_200819577 | 228.297 | bal_1P_4/0AA_1/0AC(N) | 8100206 | no | no |  |  | no |  |  | 0 | 0 | 0 | 0
oh_line_8100206_200819578 |  | AN | node_8100206_200819577 | node_8100206_200819578 | 132.916 | bal_1P_1/0AC_4/0AL(N) | 8100206 | no | no |  |  | no |  |  | 0 | 0 | 0 | 0
oh_line_8100206_200819580 |  | ABN | node_8100206_200819576 | node_8100206_200819580 | 192.965 | bal_2P_4/0AL_4/0AL(N) | 8100206 | no | no |  |  | no |  |  | 0 | 0 | 0 | 0
oh_line_8100206_200819581 |  | ABN | node_8100206_200819580 | node_8100206_200819581 | 126.57 | bal_2P_4/0AL_4/0AL(N) | 8100206 | no | no |  |  | no |  |  | 0 | 0 | 0 | 0
oh_line_8100206_200819582 |  | ABN | node_8100206_200819581 | node_8100206_200819582 | 123.54 | bal_2P_4/0AL_4/0AA(N) | 8100206 | no | no |  |  | no |  |  | 0 | 0 | 0 | 0
oh_line_8100206_200819583 |  | AN | node_8100206_200819582 | node_8100206_200819583 | 134.577 | bal_1P_1/0AC_4/0AC(N) | 8100206 | no | no |  |  | no |  |  | 0 | 0 | 0 | 0
oh_line_8100206_200819584 |  | AN | node_8100206_200819583 | node_8100206_200819584 | 134.78 | bal_1P_1/0AC_4/0AL(N) | 8100206 | no | no |  |  | no |  |  | 0 | 0 | 0 | 0
oh_line_8100206_200819586 |  | ABN | node_8100206_200819582 | node_8100206_200819586 | 121.134 | bal_2P_4/0AL_4/0AL(N) | 8100206 | no | no |  |  | no |  |  | 0 | 0 | 0 | 0
oh_line_8100206_200819587 |  | ABN | node_8100206_200819586 | node_8100206_200819587 | 148.545 | bal_2P_4/0AA_4/0AL(N) | 8100206 | no | no |  |  | no |  |  | 0 | 0 | 0 | 0
oh_line_8100206_200819588 |  | ABN | node_8100206_200819587 | node_8100206_200819588 | 151.335 | bal_2P_4/0AA_4/0AA(N) | 8100206 | no | no |  |  | no |  |  | 0 | 0 | 0 | 0
oh_line_8100206_200819589 |  | ABN | node_8100206_200819588 | node_8100206_200819589 | 149.931 | bal_2P_1/0AC_4/0AL(N) | 8100206 | no | no |  |  | no |  |  | 0 | 0 | 0 | 0
oh_line_8100206_200819590 |  | ABN | node_8100206_200819589 | node_8100206_200819590 | 133.253 | bal_2P_1/0AC_4/0AL(N) | 8100206 | no | no |  |  | no |  |  | 0 | 0 | 0 | 0
oh_line_8100206_200819591 |  | AN | node_8100206_200811922 | node_8100206_200819591 | 240.463 | bal_1P_1/0AA_1/0AA(N) | 8100206 | no | no |  |  | no |  |  | 0 | 0 | 0 | 0
oh_line_8100206_200819595 |  | ABCN | node_8100206_200819628 | node_8100206_200819595 | 173.29 | bal_3P_477AL_2/0CU(N) | 8100206 | no | no |  |  | no |  |  | 0 | 0 | 0 | 0
oh_line_8100206_200819596 |  | ABCN | node_8100206_200819595 | node_8100206_200819596 | 171.525 | bal_3P_477AL_2/0CU(N) | 8100206 | no | no |  |  | no |  |  | 0 | 0 | 0 | 0
oh_line_8100206_200819597 |  | ABCN | node_8100206_200819596 | node_8100206_200819597 | 174.026 | bal_3P_477AL_2/0CU(N) | 8100206 | no | no |  |  | no |  |  | 0 | 0 | 0 | 0
oh_line_8100206_200819598 |  | ABCN | node_8100206_200819597 | node_8100206_200819598 | 157.978 | bal_3P_477AL_2/0CU(N) | 8100206 | no | no |  |  | no |  |  | 0 | 0 | 0 | 0
oh_line_8100206_200819599 |  | ABCN | node_8100206_200819598 | node_8100206_200819599 | 107.515 | bal_3P_477AL_2/0CU(N) | 8100206 | no | no |  |  | no |  |  | 0 | 0 | 0 | 0
oh_line_8100206_200819600 |  | ABCN | node_8100206_200819599 | node_8100206_200819600 | 94.353 | bal_3P_477AL_2/0CU(N) | 8100206 | no | no |  |  | no |  |  | 0 | 0 | 0 | 0
oh_line_8100206_200819601 |  | ABCN | node_8100206_200819600 | node_8100206_200819601 | 171.716 | bal_3P_477AL_2/0CU(N) | 8100206 | no | no |  |  | no |  |  | 0 | 0 | 0 | 0
oh_line_8100206_200819602 |  | ABCN | node_8100206_200819601 | node_8100206_200819602 | 162.583 | bal_3P_477AL_2/0CU(N) | 8100206 | no | no |  |  | no |  |  | 0 | 0 | 0 | 0
oh_line_8100206_200819604 |  | ABCN | node_8100206_200819602 | node_8100206_200819604 | 316.339 | bal_3P_477AL_2/0CU(N) | 8100206 | no | no |  |  | no |  |  | 0 | 0 | 0 | 0
oh_line_8100206_200819606 |  | ABCN | node_8100206_200819604 | node_8100206_200819606 | 146.31 | bal_3P_477AL_2/0CU(N) | 8100206 | no | no |  |  | no |  |  | 0 | 0 | 0 | 0
oh_line_8100206_200819607 |  | ABCN | node_8100206_200819606 | node_intto1_8100206_200819607 | 159.232 | bal_3P_477AL_4/0AA(N) | 8100206 | no | no |  |  | no |  |  | 0 | 0 | 0 | 0
oh_line_8100206_200819608 |  | ABN | node_8100206_200819607 | node_8100206_200819608 | 188.216 | bal_2P_4/0AL_4/0AL(N) | 8100206 | no | no |  |  | no |  |  | 0 | 0 | 0 | 0
oh_line_8100206_200819609 |  | ABN | node_8100206_200819608 | node_8100206_200819609 | 187.256 | bal_2P_4/0AL_4/0AL(N) | 8100206 | no | no |  |  | no |  |  | 0 | 0 | 0 | 0
oh_line_8100206_200819610 |  | ABCN | node_8100206_200819607 | node_8100206_200819610 | 363.67 | bal_3P_477AL_4/0AA(N) | 8100206 | no | no |  |  | no |  |  | 0 | 0 | 0 | 0
oh_line_8100206_200819611 |  | ABCN | node_8100206_200819610 | node_8100206_200819611 | 179.601 | bal_3P_477AL_4/0AA(N) | 8100206 | no | no |  |  | no |  |  | 0 | 0 | 0 | 0
oh_line_8100206_200819612 |  | ABCN | node_8100206_200819611 | node_8100206_200819612 | 170.52 | bal_3P_477AL_4/0AA(N) | 8100206 | no | no |  |  | no |  |  | 0 | 0 | 0 | 0
oh_line_8100206_200819613 |  | ABCN | node_8100206_200819612 | node_8100206_200819613 | 171.312 | bal_3P_477AL_4/0AA(N) | 8100206 | no | no |  |  | no |  |  | 0 | 0 | 0 | 0
oh_line_8100206_200819614 |  | ABCN | node_8100206_200819613 | node_8100206_200819614 | 181.626 | bal_3P_477AL_4/0AA(N) | 8100206 | no | no |  |  | no |  |  | 0 | 0 | 0 | 0
oh_line_8100206_200819616 |  | ABCN | node_8100206_200819614 | node_8100206_200819616 | 173.795 | bal_3P_1/0AA_4/0AA(N) | 8100206 | no | no |  |  | no |  |  | 0 | 0 | 0 | 0
oh_line_8100206_200819618 |  | ABCN | node_8100206_200820021 | node_intto1_8100206_200819618 | 163.333 | bal_3P_477AL_2/0CU(N) | 8100206 | no | no |  |  | no |  |  | 0 | 0 | 0 | 0
oh_line_8100206_200819619 |  | ABCN | node_8100206_200819616 | node_8100206_200819619 | 171.515 | bal_3P_477AL_4/0AA(N) | 8100206 | no | no |  |  | no |  |  | 0 | 0 | 0 | 0
oh_line_8100206_200819620 |  | ABCN | node_8100206_200819619 | node_8100206_200819620 | 166.088 | bal_3P_477AL_4/0AA(N) | 8100206 | no | no |  |  | no |  |  | 0 | 0 | 0 | 0
oh_line_8100206_200819621 |  | ABCN | node_8100206_200819620 | node_8100206_200819621 | 142.503 | bal_3P_477AL_4/0AA(N) | 8100206 | no | no |  |  | no |  |  | 0 | 0 | 0 | 0
oh_line_8100206_200819622 |  | ABCN | node_8100206_200819621 | node_8100206_200819622 | 110.808 | bal_3P_477AL_4/0AA(N) | 8100206 | no | no |  |  | no |  |  | 0 | 0 | 0 | 0
oh_line_8100206_200819623 |  | ABCN | node_8100206_200819618 | node_8100206_200819623 | 183.943 | bal_3P_477AL_2/0CU(N) | 8100206 | no | no |  |  | no |  |  | 0 | 0 | 0 | 0
oh_line_8100206_200819624 |  | ABCN | node_8100206_200819623 | node_8100206_200819624 | 165.653 | bal_3P_477AL_2/0CU(N) | 8100206 | no | no |  |  | no |  |  | 0 | 0 | 0 | 0
oh_line_8100206_200819625 |  | ABCN | node_8100206_200819624 | node_8100206_200819625 | 149.964 | bal_3P_477AL_2/0CU(N) | 8100206 | no | no |  |  | no |  |  | 0 | 0 | 0 | 0
oh_line_8100206_200819626 |  | ABCN | node_8100206_200819625 | node_8100206_200819626 | 192.494 | bal_3P_477AL_2/0CU(N) | 8100206 | no | no |  |  | no |  |  | 0 | 0 | 0 | 0
oh_line_8100206_200819627 |  | ABCN | node_8100206_200819626 | node_8100206_200819627 | 175.406 | bal_3P_477AL_2/0CU(N) | 8100206 | no | no |  |  | no |  |  | 0 | 0 | 0 | 0
oh_line_8100206_200819628 |  | ABCN | node_8100206_200819627 | node_8100206_200819628 | 169.917 | bal_3P_477AL_2/0CU(N) | 8100206 | no | no |  |  | no |  |  | 0 | 0 | 0 | 0
oh_line_8100206_200819629 |  | AN | node_8100206_200819616 | node_8100206_200819629 | 121.64 | bal_1P_1/0AA_4/0AA(N) | 8100206 | no | no |  |  | no |  |  | 0 | 0 | 0 | 0
oh_line_8100206_200819630 |  | AN | node_8100206_200819629 | node_8100206_200819630 | 122.32 | bal_1P_1/0AA_4/0AA(N) | 8100206 | no | no |  |  | no |  |  | 0 | 0 | 0 | 0
oh_line_8100206_200819631 |  | AN | node_8100206_200819630 | node_8100206_200819631 | 120.495 | bal_1P_1/0AA_4/0AA(N) | 8100206 | no | no |  |  | no |  |  | 0 | 0 | 0 | 0
oh_line_8100206_200819637 |  | AN | node_8100206_200819591 | node_8100206_200819637 | 48.029 | bal_1P_1/0AA_1/0AA(N) | 8100206 | no | no |  |  | no |  |  | 0 | 0 | 0 | 0
oh_line_8100206_200819638 |  | AN | node_8100206_200819637 | node_intto1_8100206_200819638 | 78.473 | bal_1P_1/0AA_1/0AA(N) | 8100206 | no | no |  |  | no |  |  | 0 | 0 | 0 | 0
oh_line_8100206_200819639 |  | AN | node_8100206_200819638 | node_8100206_200819639 | 96.183 | bal_1P_1/0AA_1/0AA(N) | 8100206 | no | no |  |  | no |  |  | 0 | 0 | 0 | 0
oh_line_8100206_200819640 |  | AN | node_8100206_200819639 | node_8100206_200819640 | 106.173 | bal_1P_1/0AA_1/0AA(N) | 8100206 | no | no |  |  | no |  |  | 0 | 0 | 0 | 0
oh_line_8100206_200820021 |  | ABCN | node_8100206_200820029 | node_8100206_200820021 | 144.278 | bal_3P_477AL_4/0AA(N) | 8100206 | no | no |  |  | no |  |  | 0 | 0 | 0 | 0
oh_line_8100206_200820022 |  | ABCN | node_SOURCE_8100206 | node_8100206_200820022 | 124.942 | bal_3P_477AL_1/0AA(N) | 8100206 | no | no |  |  | no |  |  | 0 | 0 | 0 | 0
oh_line_8100206_200820023 |  | AN | node_8100206_200820040 | node_8100206_200820023 | 235.333 | bal_1P_1/0AC_1/0AA(N) | 8100206 | no | no |  |  | no |  |  | 0 | 0 | 0 | 0
oh_line_8100206_200820024 |  | AN | node_8100206_200820023 | node_8100206_200820024 | 212.256 | bal_1P_1/0AC_1/0AA(N) | 8100206 | no | no |  |  | no |  |  | 0 | 0 | 0 | 0
oh_line_8100206_200820025 |  | AN | node_8100206_200820024 | node_8100206_200820025 | 149.97 | bal_1P_1/0AC_1/0AA(N) | 8100206 | no | no |  |  | no |  |  | 0 | 0 | 0 | 0
oh_line_8100206_200820027 |  | AN | node_8100206_200820025 | node_8100206_200820027 | 298.02 | bal_1P_1/0AC_1/0AA(N) | 8100206 | no | no |  |  | no |  |  | 0 | 0 | 0 | 0
oh_line_8100206_200820028 |  | ABCN | node_8100206_200820022 | node_8100206_200820028 | 107.919 | bal_3P_477AL_1/0AA(N) | 8100206 | no | no |  |  | no |  |  | 0 | 0 | 0 | 0
oh_line_8100206_200820029 |  | ABCN | node_8100206_200820028 | node_8100206_200820029 | 280.079 | bal_3P_477AL_1/0AA(N) | 8100206 | no | no |  |  | no |  |  | 0 | 0 | 0 | 0
oh_line_8100206_200820030 |  | AN | node_8100206_200820021 | node_intto1_8100206_200820030 | 72.99 | bal_1P_1/0AC_1/0AA(N) | 8100206 | no | no |  |  | no |  |  | 0 | 0 | 0 | 0
oh_line_8100206_200820031 |  | AN | node_8100206_200820030 | node_8100206_200820031 | 157.572 | bal_1P_1/0AC_1/0AA(N) | 8100206 | no | no |  |  | no |  |  | 0 | 0 | 0 | 0
oh_line_8100206_200820032 |  | AN | node_8100206_200820031 | node_8100206_200820032 | 146.956 | bal_1P_1/0AC_1/0AA(N) | 8100206 | no | no |  |  | no |  |  | 0 | 0 | 0 | 0
oh_line_8100206_200820033 |  | AN | node_8100206_200820032 | node_8100206_200820033 | 102.277 | bal_1P_1/0AC_4/0AL(N) | 8100206 | no | no |  |  | no |  |  | 0 | 0 | 0 | 0
oh_line_8100206_200820034 |  | AN | node_8100206_200820033 | node_8100206_200820034 | 197.215 | bal_1P_1/0AC_4/0AL(N) | 8100206 | no | no |  |  | no |  |  | 0 | 0 | 0 | 0
oh_line_8100206_200820035 |  | AN | node_8100206_200820034 | node_8100206_200820035 | 101.479 | bal_1P_1/0AC_4/0AL(N) | 8100206 | no | no |  |  | no |  |  | 0 | 0 | 0 | 0
oh_line_8100206_200820040 |  | AN | node_8100206_200820035 | node_8100206_200820040 | 207.377 | bal_1P_1/0AC_1/0AA(N) | 8100206 | no | no |  |  | no |  |  | 0 | 0 | 0 | 0
oh_line_8100206_200820270 |  | AN | node_8100206_200819566 | node_8100206_200820270 | 135.631 | bal_1P_4/0AA_1/0AC(N) | 8100206 | no | no |  |  | no |  |  | 0 | 0 | 0 | 0
oh_line_8100206_200820271 |  | ABCN | node_8100206_200820282 | node_8100206_200820271 | 153.702 | bal_3P_4/0AL_4/0AL(N) | 8100206 | no | no |  |  | no |  |  | 0 | 0 | 0 | 0
oh_line_8100206_200820272 |  | ABCN | node_8100206_200820271 | node_8100206_200820272 | 156.919 | bal_3P_4/0AL_4/0AL(N) | 8100206 | no | no |  |  | no |  |  | 0 | 0 | 0 | 0
oh_line_8100206_200820273 |  | ABCN | node_8100206_200820272 | node_8100206_200820273 | 151.345 | bal_3P_4/0AL_4/0AL(N) | 8100206 | no | no |  |  | no |  |  | 0 | 0 | 0 | 0
oh_line_8100206_200820275 |  | AN | node_8100206_200820270 | node_8100206_200820275 | 157.211 | bal_1P_1/0AC_4/0AL(N) | 8100206 | no | no |  |  | no |  |  | 0 | 0 | 0 | 0
oh_line_8100206_200820276 |  | AN | node_8100206_200820275 | node_8100206_200820276 | 153.522 | bal_1P_1/0AC_4/0AL(N) | 8100206 | no | no |  |  | no |  |  | 0 | 0 | 0 | 0
oh_line_8100206_200820278 |  | ABCN | node_8100206_200819612 | node_8100206_200820278 | 90.43 | bal_3P_4/0AL_4/0AA(N) | 8100206 | no | no |  |  | no |  |  | 0 | 0 | 0 | 0
oh_line_8100206_200820279 |  | ABCN | node_8100206_200820278 | node_intto1_8100206_200820279 | 145.588 | bal_3P_4/0AL_4/0AA(N) | 8100206 | no | no |  |  | no |  |  | 0 | 0 | 0 | 0
oh_line_8100206_200820280 |  | ABCN | node_8100206_200820279 | node_8100206_200820280 | 146.526 | bal_3P_4/0AL_4/0AL(N) | 8100206 | no | no |  |  | no |  |  | 0 | 0 | 0 | 0
oh_line_8100206_200820281 |  | ABCN | node_8100206_200820280 | node_8100206_200820281 | 150.233 | bal_3P_4/0AL_4/0AA(N) | 8100206 | no | no |  |  | no |  |  | 0 | 0 | 0 | 0
oh_line_8100206_200820282 |  | ABCN | node_8100206_200820281 | node_8100206_200820282 | 152.433 | bal_3P_4/0AL_4/0AA(N) | 8100206 | no | no |  |  | no |  |  | 0 | 0 | 0 | 0
oh_line_8100206_200820304 |  | AN | node_8100206_200820272 | node_intto1_8100206_200820304 | 250.315 | bal_1P_4/0AA_1/0AC(N) | 8100206 | no | no |  |  | no |  |  | 0 | 0 | 0 | 0
oh_line_8100206_200820305 |  | AN | node_8100206_200820315 | node_8100206_200820305 | 150.719 | bal_1P_1/0AC_4/0AL(N) | 8100206 | no | no |  |  | no |  |  | 0 | 0 | 0 | 0
oh_line_8100206_200820306 |  | AN | node_8100206_200820305 | node_8100206_200820306 | 143.291 | bal_1P_1/0AC_4/0AL(N) | 8100206 | no | no |  |  | no |  |  | 0 | 0 | 0 | 0
oh_line_8100206_200820307 |  | AN | node_8100206_200820304 | node_8100206_200820307 | 145.126 | bal_1P_1/0AC_4/0AL(N) | 8100206 | no | no |  |  | no |  |  | 0 | 0 | 0 | 0
oh_line_8100206_200820309 |  | AN | node_8100206_200820307 | node_8100206_200820309 | 147.067 | bal_1P_1/0AC_4/0AL(N) | 8100206 | no | no |  |  | no |  |  | 0 | 0 | 0 | 0
oh_line_8100206_200820310 |  | AN | node_8100206_200820309 | node_8100206_200820310 | 150.62 | bal_1P_4/0AA_1/0AC(N) | 8100206 | no | no |  |  | no |  |  | 0 | 0 | 0 | 0
oh_line_8100206_200820311 |  | AN | node_8100206_200820310 | node_8100206_200820311 | 151.58 | bal_1P_1/0AC_4/0AL(N) | 8100206 | no | no |  |  | no |  |  | 0 | 0 | 0 | 0
oh_line_8100206_200820312 |  | AN | node_8100206_200820311 | node_8100206_200820312 | 151.739 | bal_1P_1/0AC_4/0AL(N) | 8100206 | no | no |  |  | no |  |  | 0 | 0 | 0 | 0
oh_line_8100206_200820313 |  | AN | node_8100206_200820312 | node_8100206_200820313 | 140.597 | bal_1P_1/0AC_4/0AL(N) | 8100206 | no | no |  |  | no |  |  | 0 | 0 | 0 | 0
oh_line_8100206_200820314 |  | AN | node_8100206_200820313 | node_8100206_200820314 | 151.96 | bal_1P_1/0AC_4/0AL(N) | 8100206 | no | no |  |  | no |  |  | 0 | 0 | 0 | 0
oh_line_8100206_200820315 |  | AN | node_8100206_200820314 | node_8100206_200820315 | 164.709 | bal_1P_1/0AC_4/0AL(N) | 8100206 | no | no |  |  | no |  |  | 0 | 0 | 0 | 0
oh_line_8100206_200820409 |  | AN | node_8100206_200820282 | node_intto1_8100206_200820409 | 248.117 | bal_1P_1/0AA_4/0AA(N) | 8100206 | no | no |  |  | no |  |  | 0 | 0 | 0 | 0
oh_line_8100206_200820410 |  | AN | node_8100206_200820409 | node_8100206_200820410 | 159.841 | bal_1P_1/0AA_4/0AA(N) | 8100206 | no | no |  |  | no |  |  | 0 | 0 | 0 | 0
oh_line_8100206_200820411 |  | AN | node_8100206_200820410 | node_8100206_200820411 | 114.757 | bal_1P_1/0AA_4/0AA(N) | 8100206 | no | no |  |  | no |  |  | 0 | 0 | 0 | 0
oh_line_8100206_200820412 |  | AN | node_8100206_200820411 | node_8100206_200820412 | 156.985 | bal_1P_1/0AA_4/0AA(N) | 8100206 | no | no |  |  | no |  |  | 0 | 0 | 0 | 0
oh_line_8100206_200820413 |  | AN | node_8100206_200820412 | node_8100206_200820413 | 161.79 | bal_1P_1/0AA_4/0AA(N) | 8100206 | no | no |  |  | no |  |  | 0 | 0 | 0 | 0
oh_line_8100206_200820414 |  | AN | node_8100206_200820413 | node_8100206_200820414 | 160.335 | bal_1P_1/0AA_4/0AA(N) | 8100206 | no | no |  |  | no |  |  | 0 | 0 | 0 | 0
oh_line_8100206_200820415 |  | AN | node_8100206_200820414 | node_8100206_200820415 | 145.661 | bal_1P_1/0AA_4/0AA(N) | 8100206 | no | no |  |  | no |  |  | 0 | 0 | 0 | 0
oh_line_8100206_200820416 |  | AN | node_8100206_200820415 | node_8100206_200820416 | 154.915 | bal_1P_1/0AA_4/0AA(N) | 8100206 | no | no |  |  | no |  |  | 0 | 0 | 0 | 0
oh_line_8100206_200820454 |  | AN | node_8100206_200820280 | node_intto1_8100206_200820454 | 249.074 | bal_1P_1/0AA_4/0AA(N) | 8100206 | no | no |  |  | no |  |  | 0 | 0 | 0 | 0
oh_line_8100206_200820455 |  | AN | node_8100206_200820454 | node_8100206_200820455 | 161.093 | bal_1P_1/0AA_4/0AC(N) | 8100206 | no | no |  |  | no |  |  | 0 | 0 | 0 | 0
oh_line_8100206_200820456 |  | AN | node_8100206_200820455 | node_8100206_200820456 | 178.602 | bal_1P_1/0AA_4/0AC(N) | 8100206 | no | no |  |  | no |  |  | 0 | 0 | 0 | 0
oh_line_8100206_200820457 |  | AN | node_8100206_200820456 | node_8100206_200820457 | 151.799 | bal_1P_1/0AA_4/0AC(N) | 8100206 | no | no |  |  | no |  |  | 0 | 0 | 0 | 0
oh_line_8100206_200820458 |  | AN | node_8100206_200820457 | node_8100206_200820458 | 149.559 | bal_1P_1/0AA_4/0AC(N) | 8100206 | no | no |  |  | no |  |  | 0 | 0 | 0 | 0
oh_line_8100206_200820459 |  | AN | node_8100206_200820458 | node_8100206_200820459 | 177.866 | bal_1P_1/0AA_4/0AC(N) | 8100206 | no | no |  |  | no |  |  | 0 | 0 | 0 | 0
oh_line_8100206_200829321 |  | AN | node_8100206_201064483 | node_8100206_200829321 | 176.884 | bal_1P_2AC_2AC(N) | 8100206 | no | no |  |  | no |  |  | 0 | 0 | 0 | 0
oh_line_8100206_200829325 |  | AN | node_8100206_201064098 | node_8100206_200829325 | 76.192 | bal_1P_2AC_2AC(N) | 8100206 | no | no |  |  | no |  |  | 0 | 0 | 0 | 0
oh_line_8100206_200829328 |  | AN | node_8100206_201064100 | node_8100206_200829328 | 203.804 | bal_1P_2AC_2AC(N) | 8100206 | no | no |  |  | no |  |  | 0 | 0 | 0 | 0
oh_line_8100206_200829329 |  | AN | node_8100206_200829328 | node_8100206_200829329 | 210.924 | bal_1P_4CU_4CU(N) | 8100206 | no | no |  |  | no |  |  | 0 | 0 | 0 | 0
oh_line_8100206_200829331 |  | AN | node_8100206_200829329 | node_8100206_200829331 | 91.42 | bal_1P_4CU_4CU(N) | 8100206 | no | no |  |  | no |  |  | 0 | 0 | 0 | 0
oh_line_8100206_200829332 |  | AN | node_8100206_200829331 | node_8100206_200829332 | 180.76 | bal_1P_4CU_4CU(N) | 8100206 | no | no |  |  | no |  |  | 0 | 0 | 0 | 0
oh_line_8100206_200829333 |  | AN | node_8100206_200829332 | node_8100206_200829333 | 280.457 | bal_1P_1/0AA_1/0AA(N) | 8100206 | no | no |  |  | no |  |  | 0 | 0 | 0 | 0
oh_line_8100206_200829335 |  | AN | node_8100206_201064101 | node_8100206_200829335 | 267.398 | bal_1P_4CU_4CU(N) | 8100206 | no | no |  |  | no |  |  | 0 | 0 | 0 | 0
oh_line_8100206_200829336 |  | AN | node_8100206_200829335 | node_8100206_200829336 | 70.187 | bal_1P_1/0AA_1/0AA(N) | 8100206 | no | no |  |  | no |  |  | 0 | 0 | 0 | 0
oh_line_8100206_200829337 |  | AN | node_8100206_200829336 | node_8100206_200829337 | 156.958 | bal_1P_1/0AA_1/0AA(N) | 8100206 | no | no |  |  | no |  |  | 0 | 0 | 0 | 0
oh_line_8100206_200829345 |  | AN | node_8100206_200829328 | node_intto1_8100206_200829345 | 168.925 | bal_1P_1/0AA_1/0AA(N) | 8100206 | no | no |  |  | no |  |  | 0 | 0 | 0 | 0
oh_line_8100206_200829346 |  | AN | node_8100206_200829345 | node_8100206_200829346 | 175.049 | bal_1P_1/0AA_1/0AA(N) | 8100206 | no | no |  |  | no |  |  | 0 | 0 | 0 | 0
oh_line_8100206_200829347 |  | AN | node_8100206_200829346 | node_8100206_200829347 | 115.136 | bal_1P_1/0AC_1/0AC(N) | 8100206 | no | no |  |  | no |  |  | 0 | 0 | 0 | 0
oh_line_8100206_200829348 |  | AN | node_8100206_200829347 | node_8100206_200829348 | 95.105 | bal_1P_1/0AC_1/0AC(N) | 8100206 | no | no |  |  | no |  |  | 0 | 0 | 0 | 0
oh_line_8100206_200829349 |  | AN | node_8100206_200829348 | node_8100206_200829349 | 131.039 | bal_1P_1/0AC_1/0AC(N) | 8100206 | no | no |  |  | no |  |  | 0 | 0 | 0 | 0
oh_line_8100206_200829350 |  | AN | node_8100206_200829349 | node_8100206_200829350 | 133.485 | bal_1P_1/0AC_1/0AC(N) | 8100206 | no | no |  |  | no |  |  | 0 | 0 | 0 | 0
oh_line_8100206_200829351 |  | AN | node_8100206_200829350 | node_8100206_200829351 | 164.933 | bal_1P_1/0AC_1/0AC(N) | 8100206 | no | no |  |  | no |  |  | 0 | 0 | 0 | 0
oh_line_8100206_200829354 |  | AN | node_8100206_200829346 | node_8100206_200829354 | 62.68 | bal_1P_1/0AC_1/0AC(N) | 8100206 | no | no |  |  | no |  |  | 0 | 0 | 0 | 0
oh_line_8100206_200829355 |  | AN | node_8100206_200829354 | node_8100206_200829355 | 83.013 | bal_1P_1/0AC_1/0AC(N) | 8100206 | no | no |  |  | no |  |  | 0 | 0 | 0 | 0
oh_line_8100206_200829356 |  | AN | node_8100206_200829355 | node_8100206_200829356 | 101.215 | bal_1P_1/0AC_1/0AC(N) | 8100206 | no | no |  |  | no |  |  | 0 | 0 | 0 | 0
oh_line_8100206_200829357 |  | AN | node_8100206_200829356 | node_8100206_200829357 | 93.504 | bal_1P_1/0AC_1/0AC(N) | 8100206 | no | no |  |  | no |  |  | 0 | 0 | 0 | 0
oh_line_8100206_200829358 |  | AN | node_8100206_200829357 | node_8100206_200829358 | 91.961 | bal_1P_1/0AC_1/0AC(N) | 8100206 | no | no |  |  | no |  |  | 0 | 0 | 0 | 0
oh_line_8100206_200829368 |  | ABCN | node_8100206_200829371 | node_8100206_200829368 | 143.566 | bal_3P_477AL_4/0AL(N) | 8100206 | no | no |  |  | no |  |  | 0 | 0 | 0 | 0
oh_line_8100206_200829369 |  | ABCN | node_8100206_200830401 | node_8100206_200829369 | 83.453 | bal_3P_477AL_4/0AL(N) | 8100206 | no | no |  |  | no |  |  | 0 | 0 | 0 | 0
oh_line_8100206_200829370 |  | ABCN | node_8100206_200829369 | node_intto1_8100206_200829370 | 146.966 | bal_3P_477AL_4/0AL(N) | 8100206 | no | no |  |  | no |  |  | 0 | 0 | 0 | 0
oh_line_8100206_200829371 |  | ABCN | node_8100206_200829370 | node_8100206_200829371 | 141.93 | bal_3P_477AL_4/0AL(N) | 8100206 | no | no |  |  | no |  |  | 0 | 0 | 0 | 0
oh_line_8100206_200829544 |  | ABCN | node_8100206_200830487 | node_intto1_8100206_200829544 | 204.452 | bal_3P_1/0AC_4/0AL(N) | 8100206 | no | no |  |  | no |  |  | 0 | 0 | 0 | 0
oh_line_8100206_200829545 |  | ABCN | node_8100206_200829544 | node_8100206_200829545 | 146.648 | bal_3P_4CU_4/0AL(N) | 8100206 | no | no |  |  | no |  |  | 0 | 0 | 0 | 0
oh_line_8100206_200829546 |  | ABCN | node_8100206_200829545 | node_8100206_200829546 | 131.855 | bal_3P_4CU_1/0AC(N) | 8100206 | no | no |  |  | no |  |  | 0 | 0 | 0 | 0
oh_line_8100206_200829547 |  | ABCN | node_8100206_200829546 | node_8100206_200829547 | 91.191 | bal_3P_4CU_4CU(N) | 8100206 | no | no |  |  | no |  |  | 0 | 0 | 0 | 0
oh_line_8100206_200829549 |  | ABCN | node_8100206_200829547 | node_8100206_200829549 | 158.49 | bal_3P_4CU_4CU(N) | 8100206 | no | no |  |  | no |  |  | 0 | 0 | 0 | 0
oh_line_8100206_200829551 |  | AN | node_8100206_200829549 | node_8100206_200829551 | 123.189 | bal_1P_1/0AA_1/0AA(N) | 8100206 | no | no |  |  | no |  |  | 0 | 0 | 0 | 0
oh_line_8100206_200830170 |  | ABCN | node_8100206_201052765 | node_8100206_200830170 | 298.202 | bal_3P_WYECUST | 8100206 | no | no |  |  | no |  |  | 0 | 0 | 0 | 0
oh_line_8100206_200830311 |  | ABCN | node_8100206_200830785 | node_8100206_200830311 | 224.818 | bal_3P_477AL_4/0AA(N) | 8100206 | no | no |  |  | no |  |  | 0 | 0 | 0 | 0
oh_line_8100206_200830326 |  | ABCN | node_8100206_200830311 | node_8100206_200830326 | 102.503 | bal_3P_477AL_4/0AA(N) | 8100206 | no | no |  |  | no |  |  | 0 | 0 | 0 | 0
oh_line_8100206_200830340 |  | ABCN | node_8100206_200830326 | node_intto1_8100206_200830340 | 119.326 | bal_3P_477AL_4/0AL(N) | 8100206 | no | no |  |  | no |  |  | 0 | 0 | 0 | 0
oh_line_8100206_200830341 |  | ABCN | node_8100206_200830340 | node_8100206_200830341 | 106.744 | bal_3P_1/0AC_1/0AA(N) | 8100206 | no | no |  |  | no |  |  | 0 | 0 | 0 | 0
oh_line_8100206_200830342 |  | ABCN | node_8100206_200830341 | node_8100206_200830342 | 219.526 | bal_3P_1/0AC_1/0AA(N) | 8100206 | no | no |  |  | no |  |  | 0 | 0 | 0 | 0
oh_line_8100206_200830344 |  | ABCN | node_8100206_200830342 | node_8100206_200830344 | 229.356 | bal_3P_1/0AC_1/0AA(N) | 8100206 | no | no |  |  | no |  |  | 0 | 0 | 0 | 0
oh_line_8100206_200830354 |  | ABCN | node_8100206_200830340 | node_8100206_200830354 | 98.498 | bal_3P_477AL_4/0AL(N) | 8100206 | no | no |  |  | no |  |  | 0 | 0 | 0 | 0
oh_line_8100206_200830367 |  | ABCN | node_8100206_200830354 | node_8100206_200830367 | 143.894 | bal_3P_477AL_4/0AA(N) | 8100206 | no | no |  |  | no |  |  | 0 | 0 | 0 | 0
oh_line_8100206_200830386 |  | ABCN | node_8100206_200830367 | node_8100206_200830386 | 132.849 | bal_3P_477AL_4/0AL(N) | 8100206 | no | no |  |  | no |  |  | 0 | 0 | 0 | 0
oh_line_8100206_200830401 |  | ABCN | node_8100206_200830386 | node_8100206_200830401 | 141.35 | bal_3P_477AL_4/0AL(N) | 8100206 | no | no |  |  | no |  |  | 0 | 0 | 0 | 0
oh_line_8100206_200830402 |  | ABN | node_8100206_200830401 | node_8100206_200830402 | 251.828 | bal_2P_1/0AC_1/0AC(N) | 8100206 | no | no |  |  | no |  |  | 0 | 0 | 0 | 0
oh_line_8100206_200830419 |  | ABCN | node_8100206_200830401 | node_8100206_200830419 | 106.162 | bal_3P_477AL_4/0AL(N) | 8100206 | no | no |  |  | no |  |  | 0 | 0 | 0 | 0
oh_line_8100206_200830433 |  | ABCN | node_8100206_200830419 | node_8100206_200830433 | 133.841 | bal_3P_477AL_4/0AL(N) | 8100206 | no | no |  |  | no |  |  | 0 | 0 | 0 | 0
oh_line_8100206_200830455 |  | ABCN | node_8100206_200830433 | node_intto1_8100206_200830455 | 117.609 | bal_3P_477AL_4/0AL(N) | 8100206 | no | no |  |  | no |  |  | 0 | 0 | 0 | 0
oh_line_8100206_200830472 |  | ABCN | node_8100206_200819469 | node_8100206_200830472 | 231.553 | bal_3P_477AL_4/0AC(N) | 8100206 | no | no |  |  | no |  |  | 0 | 0 | 0 | 0
oh_line_8100206_200830487 |  | ABCN | node_8100206_200830455 | node_8100206_200830487 | 235.627 | bal_3P_477AL_4/0AL(N) | 8100206 | no | no |  |  | no |  |  | 0 | 0 | 0 | 0
oh_line_8100206_200830505 |  | ABCN | node_8100206_200830487 | node_8100206_200830505 | 114.796 | bal_3P_477AL_4/0AL(N) | 8100206 | no | no |  |  | no |  |  | 0 | 0 | 0 | 0
oh_line_8100206_200830507 |  | ABCN | node_8100206_200830505 | node_8100206_200830507 | 16.811 | bal_3P_1/0AC_1/0AC(N) | 8100206 | no | no |  |  | no |  |  | 0 | 0 | 0 | 0
oh_line_8100206_200830508 |  | ABCN | node_8100206_200830507 | node_intto1_8100206_200830508 | 194.249 | bal_3P_1/0AC_1/0AC(N) | 8100206 | no | no |  |  | no |  |  | 0 | 0 | 0 | 0
oh_line_8100206_200830528 |  | ABCN | node_8100206_200830505 | node_8100206_200830528 | 150.726 | bal_3P_477AL_4/0AL(N) | 8100206 | no | no |  |  | no |  |  | 0 | 0 | 0 | 0
oh_line_8100206_200830529 |  | ABCN | node_8100206_200830528 | node_8100206_200830529 | 219.571 | bal_3P_477AL_1/0AA(N) | 8100206 | no | no |  |  | no |  |  | 0 | 0 | 0 | 0
oh_line_8100206_200830547 |  | ABCN | node_8100206_200830528 | node_8100206_200830547 | 132.731 | bal_3P_477AL_4/0AL(N) | 8100206 | no | no |  |  | no |  |  | 0 | 0 | 0 | 0
oh_line_8100206_200830561-1 |  | ABCN | node_8100206_200830547 | node_1408082_684_15292710_198 | 18.052 | bal_3P_477AL_4/0AL(N) | 8100206 | no | no |  |  | no |  |  | 0 | 0 | 0 | 0
oh_line_8100206_200830561-2 |  | ABCN | node_1408082_684_15292710_198 | node_8100206_200830561 | 153.704 | bal_3P_477AL_4/0AL(N) | 8100206 | no | no |  |  | no |  |  | 0 | 0 | 0 | 0
oh_line_8100206_200830563 |  | ABCN | node_8100206_200830561 | node_intto1_8100206_200830563 | 322.014 | bal_3P_1/0AA_1/0AA(N) | 8100206 | no | no |  |  | no |  |  | 0 | 0 | 0 | 0
oh_line_8100206_200830581 |  | ABCN | node_8100206_200830561 | node_8100206_200830581 | 156.021 | bal_3P_477AL_4/0AL(N) | 8100206 | no | no |  |  | no |  |  | 0 | 0 | 0 | 0
oh_line_8100206_200830608 |  | ABCN | node_8100206_200979062 | node_8100206_200830608 | 105.753 | bal_3P_477AL_4/0AL(N) | 8100206 | no | no |  |  | no |  |  | 0 | 0 | 0 | 0
oh_line_8100206_200830613 |  | ABCN | node_8100206_200830472 | node_8100206_200830613 | 121.793 | bal_3P_477AL_4/0AL(N) | 8100206 | no | no |  |  | no |  |  | 0 | 0 | 0 | 0
oh_line_8100206_200830614 |  | ABCN | node_8100206_200830608 | node_8100206_200830614 | 152.514 | bal_3P_477AL_4/0AL(N) | 8100206 | no | no |  |  | no |  |  | 0 | 0 | 0 | 0
oh_line_8100206_200830632 |  | ABCN | node_8100206_200830614 | node_8100206_200830632 | 146.821 | bal_3P_477AL_4/0AL(N) | 8100206 | no | no |  |  | no |  |  | 0 | 0 | 0 | 0
oh_line_8100206_200830639 |  | ABCN | node_8100206_200830632 | node_8100206_200830639 | 140.255 | bal_3P_477AL_4/0AL(N) | 8100206 | no | no |  |  | no |  |  | 0 | 0 | 0 | 0
oh_line_8100206_200830640 |  | ABCN | node_8100206_200830639 | node_intto1_8100206_200830640 | 64.285 | bal_3P_1/0AC_1/0AC(N) | 8100206 | no | no |  |  | no |  |  | 0 | 0 | 0 | 0
oh_line_8100206_200830641 |  | ABCN | node_8100206_200830640 | node_8100206_200830641 | 187.671 | bal_3P_1/0AC_1/0AC(N) | 8100206 | no | no |  |  | no |  |  | 0 | 0 | 0 | 0
oh_line_8100206_200830654 |  | ABCN | node_8100206_200830639 | node_8100206_200830654 | 111.867 | bal_3P_477AL_4/0AL(N) | 8100206 | no | no |  |  | no |  |  | 0 | 0 | 0 | 0
oh_line_8100206_200830665 |  | ABCN | node_8100206_200830654 | node_8100206_200830665 | 190.929 | bal_3P_477AL_4/0AL(N) | 8100206 | no | no |  |  | no |  |  | 0 | 0 | 0 | 0
oh_line_8100206_200830680 |  | ABCN | node_8100206_200830665 | node_8100206_200830680 | 112.606 | bal_3P_477AL_4/0AL(N) | 8100206 | no | no |  |  | no |  |  | 0 | 0 | 0 | 0
oh_line_8100206_200830708 |  | ABCN | node_8100206_200830680 | node_8100206_200830708 | 161.894 | bal_3P_477AL_4/0AL(N) | 8100206 | no | no |  |  | no |  |  | 0 | 0 | 0 | 0
oh_line_8100206_200830715 |  | ABCN | node_8100206_200830708 | node_8100206_200830715 | 140.89 | bal_3P_477AL_4/0AL(N) | 8100206 | no | no |  |  | no |  |  | 0 | 0 | 0 | 0
oh_line_8100206_200830717 |  | ABCN | node_8100206_200830715 | node_8100206_200830717 | 94.172 | bal_3P_477AL_4/0AL(N) | 8100206 | no | no |  |  | no |  |  | 0 | 0 | 0 | 0
oh_line_8100206_200830719 |  | ABCN | node_8100206_200830613 | node_8100206_200830719 | 142.576 | bal_3P_477AL_4/0AL(N) | 8100206 | no | no |  |  | no |  |  | 0 | 0 | 0 | 0
oh_line_8100206_200830720 |  | ABCN | node_8100206_200830717 | node_8100206_200830720 | 216.08 | bal_3P_477AL_4/0AC(N) | 8100206 | no | no |  |  | no |  |  | 0 | 0 | 0 | 0
oh_line_8100206_200830722 |  | ABCN | node_8100206_200830720 | node_8100206_200830722 | 138.508 | bal_3P_477AL_4/0AC(N) | 8100206 | no | no |  |  | no |  |  | 0 | 0 | 0 | 0
oh_line_8100206_200830724 |  | ABCN | node_8100206_200830722 | node_8100206_200830724 | 147.492 | bal_3P_477AL_4/0AA(N) | 8100206 | no | no |  |  | no |  |  | 0 | 0 | 0 | 0
oh_line_8100206_200830726 |  | ABCN | node_8100206_200830724 | node_8100206_200830726 | 154.198 | bal_3P_477AL_4/0AA(N) | 8100206 | no | no |  |  | no |  |  | 0 | 0 | 0 | 0
oh_line_8100206_200830727-1 |  | ABCN | node_8100206_200830726 | node_1410364_518_15291828_562 | 14.171 | bal_3P_477AL_4/0AC(N) | 8100206 | no | no |  |  | no |  |  | 0 | 0 | 0 | 0
oh_line_8100206_200830727-2 |  | ABCN | node_1410364_518_15291828_562 | node_8100206_200830727 | 79.088 | bal_3P_477AL_4/0AC(N) | 8100206 | no | no |  |  | no |  |  | 0 | 0 | 0 | 0
oh_line_8100206_200830728 |  | ABCN | node_8100206_200830727 | node_8100206_200830728 | 170.565 | bal_3P_477AL_4/0AC(N) | 8100206 | no | no |  |  | no |  |  | 0 | 0 | 0 | 0
oh_line_8100206_200830729 |  | ABCN | node_8100206_200830728 | node_8100206_200830729 | 95.04 | bal_3P_477AL_4/0AC(N) | 8100206 | no | no |  |  | no |  |  | 0 | 0 | 0 | 0
oh_line_8100206_200830730 |  | ABCN | node_8100206_200830729 | node_8100206_200830730 | 168.46 | bal_3P_477AL_4/0AC(N) | 8100206 | no | no |  |  | no |  |  | 0 | 0 | 0 | 0
oh_line_8100206_200830732 |  | ABCN | node_8100206_200830730 | node_8100206_200830732 | 125.837 | bal_3P_477AL_4/0AA(N) | 8100206 | no | no |  |  | no |  |  | 0 | 0 | 0 | 0
oh_line_8100206_200830734 |  | ABCN | node_8100206_200830719 | node_8100206_200830734 | 140.731 | bal_3P_477AL_4/0AL(N) | 8100206 | no | no |  |  | no |  |  | 0 | 0 | 0 | 0
oh_line_8100206_200830736 |  | ABCN | node_8100206_200830732 | node_8100206_200830736 | 76.734 | bal_3P_477AL_4/0AC(N) | 8100206 | no | no |  |  | no |  |  | 0 | 0 | 0 | 0
oh_line_8100206_200830738 |  | ABCN | node_8100206_200830736 | node_8100206_200830738 | 132.969 | bal_3P_477AL_2/0CU(N) | 8100206 | no | no |  |  | no |  |  | 0 | 0 | 0 | 0
oh_line_8100206_200830739 |  | ABCN | node_8100206_200830738 | node_8100206_200830739 | 97.242 | bal_3P_477AL_2/0CU(N) | 8100206 | no | no |  |  | no |  |  | 0 | 0 | 0 | 0
oh_line_8100206_200830744 |  | ABCN | node_8100206_200830739 | node_8100206_200830744 | 165.242 | bal_3P_477AL_4/0CU(N) | 8100206 | no | no |  |  | no |  |  | 0 | 0 | 0 | 0
oh_line_8100206_200830745 |  | ABCN | node_8100206_200830744 | node_8100206_200830745 | 159.444 | bal_3P_477AL_4/0CU(N) | 8100206 | no | no |  |  | no |  |  | 0 | 0 | 0 | 0
oh_line_8100206_200830747 |  | ABCN | node_8100206_200830745 | node_8100206_200830747 | 125.78 | bal_3P_477AL_4/0CU(N) | 8100206 | no | no |  |  | no |  |  | 0 | 0 | 0 | 0
oh_line_8100206_200830748 |  | ABCN | node_8100206_200830747 | node_8100206_200830748 | 151.066 | bal_3P_477AL_4/0CU(N) | 8100206 | no | no |  |  | no |  |  | 0 | 0 | 0 | 0
oh_line_8100206_200830750 |  | ABCN | node_8100206_200830748 | node_8100206_200830750 | 81.674 | bal_3P_477AL_1/0AC(N) | 8100206 | no | no |  |  | no |  |  | 0 | 0 | 0 | 0
oh_line_8100206_200830751 |  | ABCN | node_8100206_200830750 | node_8100206_200830751 | 251.85 | bal_3P_477AL_1/0AC(N) | 8100206 | no | no |  |  | no |  |  | 0 | 0 | 0 | 0
oh_line_8100206_200830752 |  | ABCN | node_8100206_200830734 | node_8100206_200830752 | 168.954 | bal_3P_477AL_4/0AL(N) | 8100206 | no | no |  |  | no |  |  | 0 | 0 | 0 | 0
oh_line_8100206_200830753 |  | ABCN | node_8100206_200830751 | node_8100206_200830753 | 219.696 | bal_3P_477AL_4/0AA(N) | 8100206 | no | no |  |  | no |  |  | 0 | 0 | 0 | 0
oh_line_8100206_200830754 |  | ABCN | node_8100206_200830753 | node_8100206_200830754 | 200.99 | bal_3P_477AL_4/0AA(N) | 8100206 | no | no |  |  | no |  |  | 0 | 0 | 0 | 0
oh_line_8100206_200830755 |  | ABCN | node_8100206_200830754 | node_8100206_200830755 | 140.861 | bal_3P_477AL_4/0AA(N) | 8100206 | no | no |  |  | no |  |  | 0 | 0 | 0 | 0
oh_line_8100206_200830756 |  | ABCN | node_8100206_200830755 | node_intto1_8100206_200830756 | 214.163 | bal_3P_477AL_1/0AC(N) | 8100206 | no | no |  |  | no |  |  | 0 | 0 | 0 | 0
oh_line_8100206_200830758 |  | ABCN | node_8100206_200830756 | node_8100206_200830758 | 65.31 | bal_3P_477AL_1/0AC(N) | 8100206 | no | no |  |  | no |  |  | 0 | 0 | 0 | 0
oh_line_8100206_200830759 |  | ABCN | node_8100206_200830758 | node_8100206_200830759 | 104.492 | bal_3P_477AL_4/0AC(N) | 8100206 | no | no |  |  | no |  |  | 0 | 0 | 0 | 0
oh_line_8100206_200830760 |  | ABCN | node_8100206_200830759 | node_8100206_200830760 | 110.241 | bal_3P_477AL_4/0AL(N) | 8100206 | no | no |  |  | no |  |  | 0 | 0 | 0 | 0
oh_line_8100206_200830761 |  | ABCN | node_8100206_200830760 | node_8100206_200830761 | 103.722 | bal_3P_477AL_4/0AL(N) | 8100206 | no | no |  |  | no |  |  | 0 | 0 | 0 | 0
oh_line_8100206_200830762 |  | ABCN | node_8100206_200830761 | node_intto1_1413165_794_15290449_159 | 162.163 | bal_3P_477AL_4/0AL(N) | 8100206 | no | no |  |  | no |  |  | 0 | 0 | 0 | 0
oh_line_8100206_200830763 |  | ABCN | node_8100206_200830752 | node_8100206_200830763 | 107.9 | bal_3P_477AL_4/0AC(N) | 8100206 | no | no |  |  | no |  |  | 0 | 0 | 0 | 0
oh_line_8100206_200830764 |  | ABCN | node_8100206_200830763 | node_8100206_200830764 | 95.456 | bal_3P_1/0AC_1/0AA(N) | 8100206 | no | no |  |  | no |  |  | 0 | 0 | 0 | 0
oh_line_8100206_200830765 |  | ABCN | node_8100206_200830764 | node_8100206_200830765 | 116.844 | bal_3P_1/0AC_1/0AA(N) | 8100206 | no | no |  |  | no |  |  | 0 | 0 | 0 | 0
oh_line_8100206_200830766 |  | ABCN | node_8100206_200830765 | node_8100206_200830766 | 20.27 | bal_3P_1/0AA_1/0AC(N) | 8100206 | no | no |  |  | no |  |  | 0 | 0 | 0 | 0
oh_line_8100206_200830785 |  | ABCN | node_8100206_200830763 | node_8100206_200830785 | 93.918 | bal_3P_477AL_4/0AA(N) | 8100206 | no | no |  |  | no |  |  | 0 | 0 | 0 | 0
oh_line_8100206_200830809 |  | ABCN | node_8100206_200830419 | node_8100206_200830809 | 101.151 | bal_3P_1/0AC_1/0AC(N) | 8100206 | no | no |  |  | no |  |  | 0 | 0 | 0 | 0
oh_line_8100206_200830810 |  | ABCN | node_8100206_200830809 | node_intto1_8100206_200830810 | 100.64 | bal_3P_1/0AC_1/0AC(N) | 8100206 | no | no |  |  | no |  |  | 0 | 0 | 0 | 0
oh_line_8100206_200830811 |  | ABN | node_8100206_200830810 | node_8100206_200830811 | 141.498 | bal_2P_1/0AC_4/0AL(N) | 8100206 | no | no |  |  | no |  |  | 0 | 0 | 0 | 0
oh_line_8100206_200830812 |  | ABN | node_8100206_200830811 | node_8100206_200830812 | 121.108 | bal_2P_1/0AC_1/0AC(N) | 8100206 | no | no |  |  | no |  |  | 0 | 0 | 0 | 0
oh_line_8100206_200830815 |  | ABN | node_8100206_200830812 | node_8100206_200830815 | 148.698 | bal_2P_1/0AC_4/0AL(N) | 8100206 | no | no |  |  | no |  |  | 0 | 0 | 0 | 0
oh_line_8100206_200830818 |  | AN | node_8100206_200830819 | node_8100206_200830818 | 101.959 | bal_1P_4/0AL_1/0AC(N) | 8100206 | no | no |  |  | no |  |  | 0 | 0 | 0 | 0
oh_line_8100206_200830819 |  | AN | node_8100206_200830820 | node_8100206_200830819 | 147.598 | bal_1P_1/0AC_4/0AL(N) | 8100206 | no | no |  |  | no |  |  | 0 | 0 | 0 | 0
oh_line_8100206_200830820 |  | AN | node_8100206_200830821 | node_8100206_200830820 | 195.241 | bal_1P_1/0AC_4/0AL(N) | 8100206 | no | no |  |  | no |  |  | 0 | 0 | 0 | 0
oh_line_8100206_200830821 |  | AN | node_8100206_200830822 | node_8100206_200830821 | 189.914 | bal_1P_1/0AC_4/0AC(N) | 8100206 | no | no |  |  | no |  |  | 0 | 0 | 0 | 0
oh_line_8100206_200830822 |  | AN | node_8100206_200830845 | node_8100206_200830822 | 104.792 | bal_1P_1/0AC_4/0AC(N) | 8100206 | no | no |  |  | no |  |  | 0 | 0 | 0 | 0
oh_line_8100206_200830826 |  | ABCN | node_8100206_200830717 | node_8100206_200830826 | 29.712 | bal_3P_1/0AA_4/0AC(N) | 8100206 | no | no |  |  | no |  |  | 0 | 0 | 0 | 0
oh_line_8100206_200830827 |  | ABCN | node_8100206_200830826 | node_intto1_8100206_200830827 | 84.233 | bal_3P_1/0AC_4/0AC(N) | 8100206 | no | no |  |  | no |  |  | 0 | 0 | 0 | 0
oh_line_8100206_200830828 |  | ABCN | node_8100206_200830827 | node_8100206_200830828 | 95.959 | bal_3P_1/0AC_4/0AC(N) | 8100206 | no | no |  |  | no |  |  | 0 | 0 | 0 | 0
oh_line_8100206_200830829 |  | ABN | node_8100206_200830828 | node_8100206_200830829 | 105.873 | bal_2P_1/0AA_4/0AC(N) | 8100206 | no | no |  |  | no |  |  | 0 | 0 | 0 | 0
oh_line_8100206_200830830 |  | ABN | node_8100206_200830829 | node_8100206_200830830 | 138.113 | bal_2P_1/0AA_4/0AC(N) | 8100206 | no | no |  |  | no |  |  | 0 | 0 | 0 | 0
oh_line_8100206_200830831 |  | ABN | node_8100206_200830830 | node_8100206_200830831 | 149.481 | bal_2P_1/0AA_4/0AC(N) | 8100206 | no | no |  |  | no |  |  | 0 | 0 | 0 | 0
oh_line_8100206_200830832 |  | ABN | node_8100206_200830831 | node_8100206_200830832 | 90.669 | bal_2P_1/0AA_4/0AC(N) | 8100206 | no | no |  |  | no |  |  | 0 | 0 | 0 | 0
oh_line_8100206_200830833 |  | ABN | node_8100206_200830832 | node_8100206_200830833 | 76.373 | bal_2P_1/0AA_4/0AC(N) | 8100206 | no | no |  |  | no |  |  | 0 | 0 | 0 | 0
oh_line_8100206_200830834 |  | ABN | node_8100206_200830833 | node_8100206_200830834 | 160.655 | bal_2P_1/0AA_4/0AC(N) | 8100206 | no | no |  |  | no |  |  | 0 | 0 | 0 | 0
oh_line_8100206_200830840 |  | AN | node_8100206_200830832 | node_8100206_200830840 | 159.296 | bal_1P_1/0AC_4/0AL(N) | 8100206 | no | no |  |  | no |  |  | 0 | 0 | 0 | 0
oh_line_8100206_200830842 |  | AN | node_8100206_200830840 | node_8100206_200830842 | 147.041 | bal_1P_1/0AC_4/0AC(N) | 8100206 | no | no |  |  | no |  |  | 0 | 0 | 0 | 0
oh_line_8100206_200830843 |  | AN | node_8100206_200830842 | node_8100206_200830843 | 101.685 | bal_1P_1/0AC_4/0AC(N) | 8100206 | no | no |  |  | no |  |  | 0 | 0 | 0 | 0
oh_line_8100206_200830844 |  | AN | node_8100206_200830843 | node_8100206_200830844 | 100.03 | bal_1P_1/0AC_4/0AL(N) | 8100206 | no | no |  |  | no |  |  | 0 | 0 | 0 | 0
oh_line_8100206_200830845 |  | AN | node_8100206_200830844 | node_8100206_200830845 | 96.545 | bal_1P_1/0AC_4/0AC(N) | 8100206 | no | no |  |  | no |  |  | 0 | 0 | 0 | 0
oh_line_8100206_200830846 |  | AN | node_8100206_200830727 | node_intto1_8100206_200830846 | 86.763 | bal_1P_1/0AC_2/0CU(N) | 8100206 | no | no |  |  | no |  |  | 0 | 0 | 0 | 0
oh_line_8100206_200830847 |  | AN | node_8100206_200830846 | node_8100206_200830847 | 98.672 | bal_1P_1/0AC_1/0AC(N) | 8100206 | no | no |  |  | no |  |  | 0 | 0 | 0 | 0
oh_line_8100206_200830848 |  | AN | node_8100206_200830847 | node_8100206_200830848 | 109.527 | bal_1P_1/0AC_1/0AC(N) | 8100206 | no | no |  |  | no |  |  | 0 | 0 | 0 | 0
oh_line_8100206_200830849 |  | AN | node_8100206_200830856 | node_8100206_200830849 | 192.963 | bal_1P_1/0AC_1/0AC(N) | 8100206 | no | no |  |  | no |  |  | 0 | 0 | 0 | 0
oh_line_8100206_200830854 |  | AN | node_8100206_200830848 | node_8100206_200830854 | 132.924 | bal_1P_1/0AC_1/0AC(N) | 8100206 | no | no |  |  | no |  |  | 0 | 0 | 0 | 0
oh_line_8100206_200830855 |  | AN | node_8100206_200830854 | node_8100206_200830855 | 102.438 | bal_1P_1/0AC_1/0AC(N) | 8100206 | no | no |  |  | no |  |  | 0 | 0 | 0 | 0
oh_line_8100206_200830856 |  | AN | node_8100206_200830855 | node_8100206_200830856 | 108.236 | bal_1P_1/0AC_1/0AC(N) | 8100206 | no | no |  |  | no |  |  | 0 | 0 | 0 | 0
oh_line_8100206_200830862 |  | AN | node_8100206_200830732 | node_8100206_200830862 | 36.257 | bal_1P_1/0AC_1/0AC(N) | 8100206 | no | no |  |  | no |  |  | 0 | 0 | 0 | 0
oh_line_8100206_200830863 |  | AN | node_8100206_200830862 | node_intto1_8100206_200830863 | 155.29 | bal_1P_1/0AC_1/0AC(N) | 8100206 | no | no |  |  | no |  |  | 0 | 0 | 0 | 0
oh_line_8100206_200830864 |  | AN | node_8100206_200830863 | node_8100206_200830864 | 95.274 | bal_1P_1/0AC_1/0AC(N) | 8100206 | no | no |  |  | no |  |  | 0 | 0 | 0 | 0
oh_line_8100206_200830865 |  | AN | node_8100206_200830864 | node_8100206_200830865 | 111.196 | bal_1P_1/0AC_4/0AL(N) | 8100206 | no | no |  |  | no |  |  | 0 | 0 | 0 | 0
oh_line_8100206_200830866 |  | AN | node_8100206_200830865 | node_8100206_200830866 | 104.043 | bal_1P_1/0AC_4/0AL(N) | 8100206 | no | no |  |  | no |  |  | 0 | 0 | 0 | 0
oh_line_8100206_200914832 |  | AD | node_8100206_200815286 | node_intto1_8100206_200914832 | 103.167 | bal_1P_1/0AC | 8100206 | no | no |  |  | no |  |  | 0 | 0 | 0 | 0
oh_line_8100206_200914833 |  | ABCN | node_8100206_200914835 | node_8100206_200914833 | 253.109 | bal_3P_WYECUST | 8100206 | no | no |  |  | no |  |  | 0 | 0 | 0 | 0
oh_line_8100206_200914835 |  | ABCN | node_8100206_201045663 | node_8100206_200914835 | 131.146 | bal_3P_WYECUST | 8100206 | no | no |  |  | no |  |  | 0 | 0 | 0 | 0
oh_line_8100206_200914836 |  | ABCN | node_8100206_201052763 | node_8100206_200914836 | 247.529 | bal_3P_WYECUST | 8100206 | no | no |  |  | no |  |  | 0 | 0 | 0 | 0
oh_line_8100206_200914837 |  | ABCN | node_8100206_200914836 | node_8100206_200914837 | 128.725 | bal_3P_WYECUST | 8100206 | no | no |  |  | no |  |  | 0 | 0 | 0 | 0
oh_line_8100206_200967566 |  | ABCN | node_8100206_200830386 | node_8100206_200967566 | 77.723 | bal_3P_1/0AA_1/0AA(N) | 8100206 | no | no |  |  | no |  |  | 0 | 0 | 0 | 0
oh_line_8100206_200967567 |  | ABCN | node_8100206_200967566 | node_intto1_8100206_200967567 | 161.634 | bal_3P_1/0AA_1/0AA(N) | 8100206 | no | no |  |  | no |  |  | 0 | 0 | 0 | 0
oh_line_8100206_200968940 |  | AN | node_8100206_200819590 | node_8100206_200968940 | 235.285 | bal_1P_1/0AA_1/0AA(N) | 8100206 | no | no |  |  | no |  |  | 0 | 0 | 0 | 0
oh_line_8100206_200968941 |  | AN | node_8100206_200968940 | node_8100206_200968941 | 104.951 | bal_1P_1/0AA_1/0AA(N) | 8100206 | no | no |  |  | no |  |  | 0 | 0 | 0 | 0
oh_line_8100206_200968942 |  | AN | node_8100206_200968941 | node_8100206_200968942 | 138.722 | bal_1P_1/0AA_1/0AA(N) | 8100206 | no | no |  |  | no |  |  | 0 | 0 | 0 | 0
oh_line_8100206_200975794 |  | ABCN | node_8100206_200819545 | node_8100206_200975794 | 161.036 | bal_3P_1/0AA_1/0AA(N) | 8100206 | no | no |  |  | no |  |  | 0 | 0 | 0 | 0
oh_line_8100206_200979062 |  | ABCN | node_8100206_200830581 | node_8100206_200979062 | 144.562 | bal_3P_477AL_4/0AL(N) | 8100206 | no | no |  |  | no |  |  | 0 | 0 | 0 | 0
oh_line_8100206_201016717 |  | ABCN | node_8100206_200810814 | node_intto1_8100206_201016717 | 136.043 | bal_3P_477AL_4/0AC(N) | 8100206 | no | no |  |  | no |  |  | 0 | 0 | 0 | 0
oh_line_8100206_201016747 |  | AN | node_8100206_200815952 | node_8100206_201016747 | 163.024 | bal_1P_1/0AC_1/0AC(N) | 8100206 | no | no |  |  | no |  |  | 0 | 0 | 0 | 0
oh_line_8100206_201018026 |  | ABCN | node_8100206_200815282 | node_intto1_8100206_201018026 | 119.524 | bal_3P_477AL_4/0AC(N) | 8100206 | no | no |  |  | no |  |  | 0 | 0 | 0 | 0
oh_line_8100206_201018823 |  | ABCN | node_8100206_200811839 | node_8100206_201018823 | 95.911 | bal_3P_1/0AA_1/0AA(N) | 8100206 | no | no |  |  | no |  |  | 0 | 0 | 0 | 0
oh_line_8100206_201018824 |  | ABCN | node_8100206_201018823 | node_8100206_201018824 | 77.723 | bal_3P_1/0AA_1/0AA(N) | 8100206 | no | no |  |  | no |  |  | 0 | 0 | 0 | 0
oh_line_8100206_201036484 |  | ABCN | node_8100206_201051839 | node_intto1_8100206_201036484 | 167.421 | bal_3P_1/0AC_1/0AC(N) | 8100206 | no | no |  |  | no |  |  | 0 | 0 | 0 | 0
oh_line_8100206_201045661 |  | ABCN | node_8100206_312089364 | node_intto1_8100206_201045661 | 125.267 | bal_3P_WYECUST | 8100206 | no | no |  |  | no |  |  | 0 | 0 | 0 | 0
oh_line_8100206_201045662 |  | ABCN | node_8100206_200914833 | node_8100206_201045662 | 251.892 | bal_3P_WYECUST | 8100206 | no | no |  |  | no |  |  | 0 | 0 | 0 | 0
oh_line_8100206_201045663 |  | ABCN | node_8100206_200914837 | node_8100206_201045663 | 196.319 | bal_3P_WYECUST | 8100206 | no | no |  |  | no |  |  | 0 | 0 | 0 | 0
oh_line_8100206_201045664 |  | ABCN | node_8100206_201052764 | node_8100206_201045664 | 307.082 | bal_3P_WYECUST | 8100206 | no | no |  |  | no |  |  | 0 | 0 | 0 | 0
oh_line_8100206_201045879 |  | ABCN | node_8100206_200914833 | node_8100206_201045879 | 247.098 | bal_3P_WYECUST | 8100206 | no | no |  |  | no |  |  | 0 | 0 | 0 | 0
oh_line_8100206_201051839 |  | ABCN | node_8100206_200811907 | node_8100206_201051839 | 107.863 | bal_3P_1/0AC_1/0AC(N) | 8100206 | no | no |  |  | no |  |  | 0 | 0 | 0 | 0
oh_line_8100206_201052763 |  | ABCN | node_8100206_200830561 | node_intto1_8100206_201052763 | 48.17 | bal_3P_1/0AC_1/0AC(N) | 8100206 | no | no |  |  | no |  |  | 0 | 0 | 0 | 0
oh_line_8100206_201052764 |  | ABCN | node_8100206_201045661 | node_8100206_201052764 | 376.759 | bal_3P_WYECUST | 8100206 | no | no |  |  | no |  |  | 0 | 0 | 0 | 0
oh_line_8100206_201052765 |  | ABCN | node_8100206_201045664 | node_8100206_201052765 | 299.904 | bal_3P_WYECUST | 8100206 | no | no |  |  | no |  |  | 0 | 0 | 0 | 0
oh_line_8100206_201064098 |  | AN | node_8100206_200829321 | node_8100206_201064098 | 124.009 | bal_1P_2AC_2AC(N) | 8100206 | no | no |  |  | no |  |  | 0 | 0 | 0 | 0
oh_line_8100206_201064099 |  | AN | node_8100206_200829325 | node_8100206_201064099 | 161.724 | bal_1P_2AC_2AC(N) | 8100206 | no | no |  |  | no |  |  | 0 | 0 | 0 | 0
oh_line_8100206_201064100 |  | AN | node_8100206_201064099 | node_8100206_201064100 | 175.974 | bal_1P_2AC_2AC(N) | 8100206 | no | no |  |  | no |  |  | 0 | 0 | 0 | 0
oh_line_8100206_201064101 |  | AN | node_8100206_200829333 | node_8100206_201064101 | 278.957 | bal_1P_1/0AA_1/0AA(N) | 8100206 | no | no |  |  | no |  |  | 0 | 0 | 0 | 0
oh_line_8100206_201064102 |  | AN | node_8100206_200829335 | node_8100206_201064102 | 272.337 | bal_1P_4CU_4CU(N) | 8100206 | no | no |  |  | no |  |  | 0 | 0 | 0 | 0
oh_line_8100206_201064103 |  | AN | node_8100206_201064102 | node_8100206_201064103 | 267.828 | bal_1P_4CU_4CU(N) | 8100206 | no | no |  |  | no |  |  | 0 | 0 | 0 | 0
oh_line_8100206_201064104 |  | AN | node_8100206_201064103 | node_8100206_201064104 | 274.456 | bal_1P_4CU_4CU(N) | 8100206 | no | no |  |  | no |  |  | 0 | 0 | 0 | 0
oh_line_8100206_201064105 |  | AN | node_8100206_201064104 | node_8100206_201064105 | 234.761 | bal_1P_4CU_4CU(N) | 8100206 | no | no |  |  | no |  |  | 0 | 0 | 0 | 0
oh_line_8100206_201064330 |  | AN | node_8100206_201064334 | node_8100206_201064330 | 148.568 | bal_1P_1/0AA_1/0AA(N) | 8100206 | no | no |  |  | no |  |  | 0 | 0 | 0 | 0
oh_line_8100206_201064331 |  | AN | node_8100206_201064330 | node_8100206_201064331 | 137.7 | bal_1P_1/0AA_1/0AA(N) | 8100206 | no | no |  |  | no |  |  | 0 | 0 | 0 | 0
oh_line_8100206_201064332 |  | AN | node_8100206_201064331 | node_8100206_201064332 | 129.831 | bal_1P_1/0AA_1/0AA(N) | 8100206 | no | no |  |  | no |  |  | 0 | 0 | 0 | 0
oh_line_8100206_201064333 |  | AN | node_8100206_200819640 | node_8100206_201064333 | 56.765 | bal_1P_1/0AA_1/0AA(N) | 8100206 | no | no |  |  | no |  |  | 0 | 0 | 0 | 0
oh_line_8100206_201064334 |  | AN | node_8100206_201064333 | node_8100206_201064334 | 119.181 | bal_1P_1/0AA_1/0AA(N) | 8100206 | no | no |  |  | no |  |  | 0 | 0 | 0 | 0
oh_line_8100206_201064483 |  | AN | node_8100206_201064332 | node_8100206_201064483 | 136.917 | bal_1P_1/0AA_1/0AA(N) | 8100206 | no | no |  |  | no |  |  | 0 | 0 | 0 | 0
oh_line_8100206_310004608 |  | AN | node_8100206_200830639 | node_8100206_310004608 | 77.289 | bal_1P_2AC_2AC(N) | 8100206 | no | no |  |  | no |  |  | 0 | 0 | 0 | 0
oh_line_8100206_310004609 |  | AN | node_8100206_200830639 | node_8100206_310004609 | 124.202 | bal_1P_2AC_2AC(N) | 8100206 | no | no |  |  | no |  |  | 0 | 0 | 0 | 0
oh_line_8100206_310004611 |  | AN | node_8100206_200830765 | node_8100206_310004611 | 166.102 | bal_1P_WYECUST | 8100206 | no | no |  |  | no |  |  | 0 | 0 | 0 | 0
oh_line_8100206_310004628 |  | AN | node_8100206_200830818 | node_8100206_310004628 | 57.986 | bal_1P_1/0AA_1/0AA(N) | 8100206 | no | no |  |  | no |  |  | 0 | 0 | 0 | 0
oh_line_8100206_311897582 |  | AN | node_8100206_200815285 | node_intto1_8100206_311897582 | 644.892 | bal_1P_4/0AA_1/0AA(N) | 8100206 | no | no |  |  | no |  |  | 0 | 0 | 0 | 0
oh_line_8100206_311908792-1 |  | AD | node_8100206_200811751 | node_intto1_220383132 | 17.319 | bal_1P_4CU | 8100206 | no | no |  |  | no |  |  | 0 | 0 | 0 | 0
oh_line_8100206_311908792-2 |  | AD | node_220383132 | node_intto1_220464742 | 3.324 | bal_1P_4CU | 8100206 | no | no |  |  | no |  |  | 0 | 0 | 0 | 0
oh_line_8100206_311908792-3 |  | AD | node_220464742 | node_intto1_220415376 | 3.063 | bal_1P_4CU | 8100206 | no | no |  |  | no |  |  | 0 | 0 | 0 | 0
oh_line_8100206_311908792-4 |  | AD | node_220415376 | node_8100206_311908792 | 3.716 | bal_1P_4CU | 8100206 | no | no |  |  | no |  |  | 0 | 0 | 0 | 0
oh_line_8100206_312089364 |  | ABCN | node_8100206_201045879 | node_8100206_312089364 | 120.828 | bal_3P_WYECUST | 8100206 | no | no |  |  | no |  |  | 0 | 0 | 0 | 0
oh_line_TAP_OH_892260 |  | ABCN | node_8100206_200810787 | node_1401461_411_15292567_779 | 0.033 | unb_TAPWIRE_OH | 8100206 | no | no |  |  | no |  |  | 0 | 0 | 0 | 0
oh_line_TAP_OH_892261 |  | ABCN | node_8100206_200810790 | node_1401733_716_15292740_309 | 0.033 | unb_TAPWIRE_OH | 8100206 | no | no |  |  | no |  |  | 0 | 0 | 0 | 0
oh_line_TAP_OH_892262 |  | ABCN | node_8100206_200810796 | node_1402190_935_15292916_411 | 0.033 | unb_TAPWIRE_OH | 8100206 | no | no |  |  | no |  |  | 0 | 0 | 0 | 0
oh_line_TAP_OH_892263 |  | ABCN | node_8100206_200810800 | node_1402517_607_15293034_524 | 0.033 | unb_TAPWIRE_OH | 8100206 | no | no |  |  | no |  |  | 0 | 0 | 0 | 0
oh_line_TAP_OH_892265 |  | ABCN | node_8100206_200810810 | node_1403089_384_15293091_489 | 0.033 | unb_TAPWIRE_OH | 8100206 | no | no |  |  | no |  |  | 0 | 0 | 0 | 0
oh_line_TAP_OH_892266 |  | ABCN | node_8100206_200810823 | node_1403656_162_15292966_992 | 0.033 | unb_TAPWIRE_OH | 8100206 | no | no |  |  | no |  |  | 0 | 0 | 0 | 0
oh_line_TAP_OH_892268 |  | ABCN | node_8100206_200810831 | node_1404785_454_15292879_179 | 0.033 | unb_TAPWIRE_OH | 8100206 | no | no |  |  | no |  |  | 0 | 0 | 0 | 0
oh_line_TAP_OH_892289 |  | AN | node_8100206_200810941 | node_1399596_542_15291713_215 | 0.033 | unb_TAPWIRE_OH | 8100206 | no | no |  |  | no |  |  | 0 | 0 | 0 | 0
oh_line_TAP_OH_892290 |  | AN | node_8100206_200810943 | node_1399670_094_15291758_64 | 0.033 | unb_TAPWIRE_OH | 8100206 | no | no |  |  | no |  |  | 0 | 0 | 0 | 0
oh_line_TAP_OH_892291 |  | ABCN | node_8100206_200810953 | node_1400370_391_15292187_706 | 0.033 | unb_TAPWIRE_OH | 8100206 | no | no |  |  | no |  |  | 0 | 0 | 0 | 0
oh_line_TAP_OH_892293 |  | ABCN | node_8100206_200810960 | node_1400809_547_15292377_89 | 0.033 | unb_TAPWIRE_OH | 8100206 | no | no |  |  | no |  |  | 0 | 0 | 0 | 0
oh_line_TAP_OH_892414 |  | AN | node_8100206_200811723 | node_1400034_556_15292389_867 | 0.033 | unb_TAPWIRE_OH | 8100206 | no | no |  |  | no |  |  | 0 | 0 | 0 | 0
oh_line_TAP_OH_892415 |  | AN | node_8100206_200811726 | node_1400213_693_15292045_949 | 0.033 | unb_TAPWIRE_OH | 8100206 | no | no |  |  | no |  |  | 0 | 0 | 0 | 0
oh_line_TAP_OH_892416 |  | AN | node_8100206_200811732 | node_1400467_774_15291506_82 | 0.033 | unb_TAPWIRE_OH | 8100206 | no | no |  |  | no |  |  | 0 | 0 | 0 | 0
oh_line_TAP_OH_892418 |  | ABCN | node_8100206_200811749 | node_1400349_464_15292501_927 | 0.033 | unb_TAPWIRE_OH | 8100206 | no | no |  |  | no |  |  | 0 | 0 | 0 | 0
oh_line_TAP_OH_892419 |  | AN | node_8100206_200811753 | node_1400555_01_15291164_003 | 0.033 | unb_TAPWIRE_OH | 8100206 | no | no |  |  | no |  |  | 0 | 0 | 0 | 0
oh_line_TAP_OH_892420 |  | AN | node_8100206_200811756 | node_1400485_037_15291993_497 | 0.033 | unb_TAPWIRE_OH | 8100206 | no | no |  |  | no |  |  | 0 | 0 | 0 | 0
oh_line_TAP_OH_892421 |  | AN | node_8100206_200811758 | node_1400503_165_15291781_423 | 0.033 | unb_TAPWIRE_OH | 8100206 | no | no |  |  | no |  |  | 0 | 0 | 0 | 0
oh_line_TAP_OH_892422 |  | AN | node_8100206_200811769 | node_1402028_654_15292487_861 | 0.033 | unb_TAPWIRE_OH | 8100206 | no | no |  |  | no |  |  | 0 | 0 | 0 | 0
oh_line_TAP_OH_892423 |  | ABN | node_8100206_200811775 | node_1400810_315_15292033_103 | 0.033 | unb_TAPWIRE_OH | 8100206 | no | no |  |  | no |  |  | 0 | 0 | 0 | 0
oh_line_TAP_OH_892424 |  | ABN | node_8100206_200811781 | node_1401495_457_15292245_508 | 0.033 | unb_TAPWIRE_OH | 8100206 | no | no |  |  | no |  |  | 0 | 0 | 0 | 0
oh_line_TAP_OH_892425 |  | AN | node_8100206_200811785 | node_1400620_663_15292646_062 | 0.033 | unb_TAPWIRE_OH | 8100206 | no | no |  |  | no |  |  | 0 | 0 | 0 | 0
oh_line_TAP_OH_892426 |  | AN | node_8100206_200811788 | node_1400600_983_15292977_948 | 0.033 | unb_TAPWIRE_OH | 8100206 | no | no |  |  | no |  |  | 0 | 0 | 0 | 0
oh_line_TAP_OH_892427 |  | AN | node_8100206_200811803 | node_1401031_723_15292763_186 | 0.033 | unb_TAPWIRE_OH | 8100206 | no | no |  |  | no |  |  | 0 | 0 | 0 | 0
oh_line_TAP_OH_892431 |  | ABCN | node_8100206_200811839 | node_1401856_656_15293146_624 | 0.033 | unb_TAPWIRE_OH | 8100206 | no | no |  |  | no |  |  | 0 | 0 | 0 | 0
oh_line_TAP_OH_892432 |  | AN | node_8100206_200811848 | node_1401434_264_15293057_487 | 0.033 | unb_TAPWIRE_OH | 8100206 | no | no |  |  | no |  |  | 0 | 0 | 0 | 0
oh_line_TAP_OH_892433 |  | AN | node_8100206_200811854 | node_1401135_962_15291711_795 | 0.033 | unb_TAPWIRE_OH | 8100206 | no | no |  |  | no |  |  | 0 | 0 | 0 | 0
oh_line_TAP_OH_892435 |  | ABN | node_8100206_200811870 | node_1401474_512_15291765_288 | 0.033 | unb_TAPWIRE_OH | 8100206 | no | no |  |  | no |  |  | 0 | 0 | 0 | 0
oh_line_TAP_OH_892436 |  | AN | node_8100206_200811878 | node_1401745_167_15291893_534 | 0.033 | unb_TAPWIRE_OH | 8100206 | no | no |  |  | no |  |  | 0 | 0 | 0 | 0
oh_line_TAP_OH_892441 |  | ABCN | node_8100206_200811918 | node_1402877_623_15291551_279 | 0.033 | unb_TAPWIRE_OH | 8100206 | no | no |  |  | no |  |  | 0 | 0 | 0 | 0
oh_line_TAP_OH_892442 |  | ABCN | node_8100206_200811919 | node_1404058_248_15292924_773 | 0.033 | unb_TAPWIRE_OH | 8100206 | no | no |  |  | no |  |  | 0 | 0 | 0 | 0
oh_line_TAP_OH_892893 |  | AN | node_8100206_200814836 | node_1403930_914_15292627_853 | 0.033 | unb_TAPWIRE_OH | 8100206 | no | no |  |  | no |  |  | 0 | 0 | 0 | 0
oh_line_TAP_OH_892894 |  | AN | node_8100206_200814839 | node_1404376_362_15292617_546 | 0.033 | unb_TAPWIRE_OH | 8100206 | no | no |  |  | no |  |  | 0 | 0 | 0 | 0
oh_line_TAP_OH_892948 |  | AN | node_8100206_200815137 | node_1402151_975_15291935_18 | 0.033 | unb_TAPWIRE_OH | 8100206 | no | no |  |  | no |  |  | 0 | 0 | 0 | 0
oh_line_TAP_OH_892949 |  | AN | node_8100206_200815141 | node_1402440_912_15291955_62 | 0.033 | unb_TAPWIRE_OH | 8100206 | no | no |  |  | no |  |  | 0 | 0 | 0 | 0
oh_line_TAP_OH_892950 |  | AN | node_8100206_200815143 | node_1402480_281_15291594_039 | 0.033 | unb_TAPWIRE_OH | 8100206 | no | no |  |  | no |  |  | 0 | 0 | 0 | 0
oh_line_TAP_OH_892970 |  | AN | node_8100206_200815251 | node_1403766_418_15292628_853 | 0.033 | unb_TAPWIRE_OH | 8100206 | no | no |  |  | no |  |  | 0 | 0 | 0 | 0
oh_line_TAP_OH_892971 |  | AN | node_8100206_200815255 | node_1403898_372_15292254_104 | 0.033 | unb_TAPWIRE_OH | 8100206 | no | no |  |  | no |  |  | 0 | 0 | 0 | 0
oh_line_TAP_OH_892972 |  | AN | node_8100206_200815257 | node_1403588_893_15292158_335 | 0.033 | unb_TAPWIRE_OH | 8100206 | no | no |  |  | no |  |  | 0 | 0 | 0 | 0
oh_line_TAP_OH_892977 |  | ABCN | node_8100206_200815283 | node_1407392_297_15294727_357 | 0.033 | unb_TAPWIRE_OH | 8100206 | no | no |  |  | no |  |  | 0 | 0 | 0 | 0
oh_line_TAP_OH_893128 |  | AN | node_8100206_200815969 | node_1406702_604_15295262_871 | 0.033 | unb_TAPWIRE_OH | 8100206 | no | no |  |  | no |  |  | 0 | 0 | 0 | 0
oh_line_TAP_OH_894238 |  | ABCN | node_8100206_200819469 | node_1405126_586_15292803_979 | 0.033 | unb_TAPWIRE_OH | 8100206 | no | no |  |  | no |  |  | 0 | 0 | 0 | 0
oh_line_TAP_OH_894264 |  | ABCN | node_8100206_200819565 | node_1403200_307_15291076_502 | 0.033 | unb_TAPWIRE_OH | 8100206 | no | no |  |  | no |  |  | 0 | 0 | 0 | 0
oh_line_TAP_OH_894265 |  | AN | node_8100206_200819567 | node_1403601_891_15290687_487 | 0.033 | unb_TAPWIRE_OH | 8100206 | no | no |  |  | no |  |  | 0 | 0 | 0 | 0
oh_line_TAP_OH_894266 |  | AN | node_8100206_200819569 | node_1403819_43_15290469_142 | 0.033 | unb_TAPWIRE_OH | 8100206 | no | no |  |  | no |  |  | 0 | 0 | 0 | 0
oh_line_TAP_OH_894267 |  | ABN | node_8100206_200819571 | node_1404067_242_15290085_381 | 0.033 | unb_TAPWIRE_OH | 8100206 | no | no |  |  | no |  |  | 0 | 0 | 0 | 0
oh_line_TAP_OH_894268 |  | ABN | node_8100206_200819574 | node_1404395_29_15289773_465 | 0.033 | unb_TAPWIRE_OH | 8100206 | no | no |  |  | no |  |  | 0 | 0 | 0 | 0
oh_line_TAP_OH_894269 |  | AN | node_8100206_200819578 | node_1404470_881_15289388_678 | 0.033 | unb_TAPWIRE_OH | 8100206 | no | no |  |  | no |  |  | 0 | 0 | 0 | 0
oh_line_TAP_OH_894270 |  | ABN | node_8100206_200819580 | node_1404712_262_15289534_641 | 0.033 | unb_TAPWIRE_OH | 8100206 | no | no |  |  | no |  |  | 0 | 0 | 0 | 0
oh_line_TAP_OH_894271 |  | AN | node_8100206_200819584 | node_1404723_468_15289257_529 | 0.033 | unb_TAPWIRE_OH | 8100206 | no | no |  |  | no |  |  | 0 | 0 | 0 | 0
oh_line_TAP_OH_894272 |  | ABN | node_8100206_200819586 | node_1405004_086_15289312_543 | 0.033 | unb_TAPWIRE_OH | 8100206 | no | no |  |  | no |  |  | 0 | 0 | 0 | 0
oh_line_TAP_OH_894273 |  | ABN | node_8100206_200819589 | node_1405386_557_15289066_7 | 0.033 | unb_TAPWIRE_OH | 8100206 | no | no |  |  | no |  |  | 0 | 0 | 0 | 0
oh_line_TAP_OH_894274 |  | AN | node_8100206_200819591 | node_1404644_652_15292684_383 | 0.033 | unb_TAPWIRE_OH | 8100206 | no | no |  |  | no |  |  | 0 | 0 | 0 | 0
oh_line_TAP_OH_894275 |  | ABCN | node_8100206_200819610 | node_1404102_724_15290605_755 | 0.033 | unb_TAPWIRE_OH | 8100206 | no | no |  |  | no |  |  | 0 | 0 | 0 | 0
oh_line_TAP_OH_894276 |  | ABCN | node_8100206_200819614 | node_1403981_83_15291302_892 | 0.033 | unb_TAPWIRE_OH | 8100206 | no | no |  |  | no |  |  | 0 | 0 | 0 | 0
oh_line_TAP_OH_894277 |  | AN | node_8100206_200819629 | node_1403869_521_15291502_614 | 0.033 | unb_TAPWIRE_OH | 8100206 | no | no |  |  | no |  |  | 0 | 0 | 0 | 0
oh_line_TAP_OH_894278 |  | AN | node_8100206_200819631 | node_1403630_714_15291479_372 | 0.033 | unb_TAPWIRE_OH | 8100206 | no | no |  |  | no |  |  | 0 | 0 | 0 | 0
oh_line_TAP_OH_894415 |  | AN | node_8100206_200820025 | node_1402541_452_15287926_048 | 0.033 | unb_TAPWIRE_OH | 8100206 | no | no |  |  | no |  |  | 0 | 0 | 0 | 0
oh_line_TAP_OH_894416 |  | AN | node_8100206_200820027 | node_1402771_792_15287709_063 | 0.033 | unb_TAPWIRE_OH | 8100206 | no | no |  |  | no |  |  | 0 | 0 | 0 | 0
oh_line_TAP_OH_894417 |  | AN | node_8100206_200820030 | node_1401496_05_15289013_271 | 0.033 | unb_TAPWIRE_OH | 8100206 | no | no |  |  | no |  |  | 0 | 0 | 0 | 0
oh_line_TAP_OH_894418 |  | AN | node_8100206_200820034 | node_1401896_491_15288571_904 | 0.033 | unb_TAPWIRE_OH | 8100206 | no | no |  |  | no |  |  | 0 | 0 | 0 | 0
oh_line_TAP_OH_894503 |  | ABCN | node_8100206_200820273 | node_1405177_075_15290951_335 | 0.033 | unb_TAPWIRE_OH | 8100206 | no | no |  |  | no |  |  | 0 | 0 | 0 | 0
oh_line_TAP_OH_894504 |  | AN | node_8100206_200820276 | node_1403865_787_15290873_622 | 0.033 | unb_TAPWIRE_OH | 8100206 | no | no |  |  | no |  |  | 0 | 0 | 0 | 0
oh_line_TAP_OH_894505 |  | ABCN | node_8100206_200820279 | node_1404271_359_15290961_831 | 0.033 | unb_TAPWIRE_OH | 8100206 | no | no |  |  | no |  |  | 0 | 0 | 0 | 0
oh_line_TAP_OH_894506 |  | ABCN | node_8100206_200820282 | node_1404717_579_15291007_584 | 0.033 | unb_TAPWIRE_OH | 8100206 | no | no |  |  | no |  |  | 0 | 0 | 0 | 0
oh_line_TAP_OH_894515 |  | AN | node_8100206_200820306 | node_1405348_054_15289284_521 | 0.033 | unb_TAPWIRE_OH | 8100206 | no | no |  |  | no |  |  | 0 | 0 | 0 | 0
oh_line_TAP_OH_894516 |  | AN | node_8100206_200820307 | node_1404986_4_15290600_239 | 0.033 | unb_TAPWIRE_OH | 8100206 | no | no |  |  | no |  |  | 0 | 0 | 0 | 0
oh_line_TAP_OH_894517 |  | AN | node_8100206_200820311 | node_1405178_858_15290187_187 | 0.033 | unb_TAPWIRE_OH | 8100206 | no | no |  |  | no |  |  | 0 | 0 | 0 | 0
oh_line_TAP_OH_894518 |  | AN | node_8100206_200820314 | node_1405288_161_15289767_395 | 0.033 | unb_TAPWIRE_OH | 8100206 | no | no |  |  | no |  |  | 0 | 0 | 0 | 0
oh_line_TAP_OH_894550 |  | AN | node_8100206_200820409 | node_1404674_892_15290729_115 | 0.033 | unb_TAPWIRE_OH | 8100206 | no | no |  |  | no |  |  | 0 | 0 | 0 | 0
oh_line_TAP_OH_894551 |  | AN | node_8100206_200820410 | node_1404690_485_15290559_295 | 0.033 | unb_TAPWIRE_OH | 8100206 | no | no |  |  | no |  |  | 0 | 0 | 0 | 0
oh_line_TAP_OH_894552 |  | AN | node_8100206_200820411 | node_1404814_162_15290484_512 | 0.033 | unb_TAPWIRE_OH | 8100206 | no | no |  |  | no |  |  | 0 | 0 | 0 | 0
oh_line_TAP_OH_894553 |  | AN | node_8100206_200820412 | node_1404811_696_15290310_126 | 0.033 | unb_TAPWIRE_OH | 8100206 | no | no |  |  | no |  |  | 0 | 0 | 0 | 0
oh_line_TAP_OH_894554 |  | AN | node_8100206_200820413 | node_1404867_947_15290161_835 | 0.033 | unb_TAPWIRE_OH | 8100206 | no | no |  |  | no |  |  | 0 | 0 | 0 | 0
oh_line_TAP_OH_894555 |  | AN | node_8100206_200820415 | node_1405037_288_15289894_322 | 0.033 | unb_TAPWIRE_OH | 8100206 | no | no |  |  | no |  |  | 0 | 0 | 0 | 0
oh_line_TAP_OH_894556 |  | AN | node_8100206_200820416 | node_1404989_256_15289727_484 | 0.033 | unb_TAPWIRE_OH | 8100206 | no | no |  |  | no |  |  | 0 | 0 | 0 | 0
oh_line_TAP_OH_894571 |  | AN | node_8100206_200820455 | node_1404422_85_15290539_496 | 0.033 | unb_TAPWIRE_OH | 8100206 | no | no |  |  | no |  |  | 0 | 0 | 0 | 0
oh_line_TAP_OH_894572 |  | AN | node_8100206_200820458 | node_1404542_05_15290068_937 | 0.033 | unb_TAPWIRE_OH | 8100206 | no | no |  |  | no |  |  | 0 | 0 | 0 | 0
oh_line_TAP_OH_897176 |  | AN | node_8100206_200829328 | node_1406138_226_15291690_829 | 0.033 | unb_TAPWIRE_OH | 8100206 | no | no |  |  | no |  |  | 0 | 0 | 0 | 0
oh_line_TAP_OH_897177 |  | AN | node_8100206_200829331 | node_1406418_415_15291584_753 | 0.033 | unb_TAPWIRE_OH | 8100206 | no | no |  |  | no |  |  | 0 | 0 | 0 | 0
oh_line_TAP_OH_897178 |  | AN | node_8100206_200829332 | node_1406590_321_15291521_293 | 0.033 | unb_TAPWIRE_OH | 8100206 | no | no |  |  | no |  |  | 0 | 0 | 0 | 0
oh_line_TAP_OH_897179 |  | AN | node_8100206_200829333 | node_1406851_063_15291428_318 | 0.033 | unb_TAPWIRE_OH | 8100206 | no | no |  |  | no |  |  | 0 | 0 | 0 | 0
oh_line_TAP_OH_897180 |  | AN | node_8100206_200829337 | node_1407236_493_15291060_981 | 0.033 | unb_TAPWIRE_OH | 8100206 | no | no |  |  | no |  |  | 0 | 0 | 0 | 0
oh_line_TAP_OH_897181 |  | AN | node_8100206_200829346 | node_1406186_929_15292077_687 | 0.033 | unb_TAPWIRE_OH | 8100206 | no | no |  |  | no |  |  | 0 | 0 | 0 | 0
oh_line_TAP_OH_897182 |  | AN | node_8100206_200829351 | node_1405532_647_15292259_252 | 0.033 | unb_TAPWIRE_OH | 8100206 | no | no |  |  | no |  |  | 0 | 0 | 0 | 0
oh_line_TAP_OH_897183 |  | AN | node_8100206_200829358 | node_1406554_7_15291890_761 | 0.033 | unb_TAPWIRE_OH | 8100206 | no | no |  |  | no |  |  | 0 | 0 | 0 | 0
oh_line_TAP_OH_897463 |  | ABCN | node_8100206_200830170 | node_1405976_984_15292465_596 | 0.033 | unb_TAPWIRE_OH | 8100206 | no | no |  |  | no |  |  | 0 | 0 | 0 | 0
oh_line_TAP_OH_897535 |  | ABCN | node_8100206_200830340 | node_1406582_443_15292848_41 | 0.033 | unb_TAPWIRE_OH | 8100206 | no | no |  |  | no |  |  | 0 | 0 | 0 | 0
oh_line_TAP_OH_897544 |  | ABCN | node_8100206_200830386 | node_1406958_451_15292856_594 | 0.033 | unb_TAPWIRE_OH | 8100206 | no | no |  |  | no |  |  | 0 | 0 | 0 | 0
oh_line_TAP_OH_897553 |  | ABCN | node_8100206_200830419 | node_1407210_651_15292862_758 | 0.033 | unb_TAPWIRE_OH | 8100206 | no | no |  |  | no |  |  | 0 | 0 | 0 | 0
oh_line_TAP_OH_897562 |  | ABCN | node_8100206_200830455 | node_1407484_909_15292898_094 | 0.033 | unb_TAPWIRE_OH | 8100206 | no | no |  |  | no |  |  | 0 | 0 | 0 | 0
oh_line_TAP_OH_897576 |  | ABCN | node_8100206_200830528 | node_1407932_618_15292727_404 | 0.033 | unb_TAPWIRE_OH | 8100206 | no | no |  |  | no |  |  | 0 | 0 | 0 | 0
oh_line_TAP_OH_897593 |  | ABCN | node_8100206_200830608 | node_1408596_94_15292488_618 | 0.033 | unb_TAPWIRE_OH | 8100206 | no | no |  |  | no |  |  | 0 | 0 | 0 | 0
oh_line_TAP_OH_897609 |  | ABCN | node_8100206_200830665 | node_1409256_454_15292246_406 | 0.033 | unb_TAPWIRE_OH | 8100206 | no | no |  |  | no |  |  | 0 | 0 | 0 | 0
oh_line_TAP_OH_897619 |  | ABCN | node_8100206_200830708 | node_1409525_071_15292134_591 | 0.033 | unb_TAPWIRE_OH | 8100206 | no | no |  |  | no |  |  | 0 | 0 | 0 | 0
oh_line_TAP_OH_897625 |  | ABCN | node_8100206_200830726 | node_1410354_593_15291863_667 | 0.033 | unb_TAPWIRE_OH | 8100206 | no | no |  |  | no |  |  | 0 | 0 | 0 | 0
oh_line_TAP_OH_897626 |  | ABCN | node_8100206_200830727 | node_1410427_802_15291815_184 | 0.033 | unb_TAPWIRE_OH | 8100206 | no | no |  |  | no |  |  | 0 | 0 | 0 | 0
oh_line_TAP_OH_897627 |  | ABCN | node_8100206_200830729 | node_1410678_918_15291688_357 | 0.033 | unb_TAPWIRE_OH | 8100206 | no | no |  |  | no |  |  | 0 | 0 | 0 | 0
oh_line_TAP_OH_897630 |  | ABCN | node_8100206_200830736 | node_1411020_458_15291535_718 | 0.033 | unb_TAPWIRE_OH | 8100206 | no | no |  |  | no |  |  | 0 | 0 | 0 | 0
oh_line_TAP_OH_897631 |  | ABCN | node_8100206_200830739 | node_1411177_882_15291386_59 | 0.033 | unb_TAPWIRE_OH | 8100206 | no | no |  |  | no |  |  | 0 | 0 | 0 | 0
oh_line_TAP_OH_897633 |  | ABCN | node_8100206_200830754 | node_1412362_677_15290693_634 | 0.033 | unb_TAPWIRE_OH | 8100206 | no | no |  |  | no |  |  | 0 | 0 | 0 | 0
oh_line_TAP_OH_897634 |  | ABCN | node_8100206_200830755 | node_1412517_759_15290698_756 | 0.033 | unb_TAPWIRE_OH | 8100206 | no | no |  |  | no |  |  | 0 | 0 | 0 | 0
oh_line_TAP_OH_897635 |  | ABCN | node_8100206_200830761 | node_1413058_074_15290533_525 | 0.033 | unb_TAPWIRE_OH | 8100206 | no | no |  |  | no |  |  | 0 | 0 | 0 | 0
oh_line_TAP_OH_897648 |  | ABCN | node_8100206_200830810 | node_1407300_96_15293068_829 | 0.033 | unb_TAPWIRE_OH | 8100206 | no | no |  |  | no |  |  | 0 | 0 | 0 | 0
oh_line_TAP_OH_897649 |  | ABN | node_8100206_200830815 | node_1407257_327_15293514_99 | 0.033 | unb_TAPWIRE_OH | 8100206 | no | no |  |  | no |  |  | 0 | 0 | 0 | 0
oh_line_TAP_OH_897650 |  | AN | node_8100206_200830819 | node_1409546_21_15292430_332 | 0.033 | unb_TAPWIRE_OH | 8100206 | no | no |  |  | no |  |  | 0 | 0 | 0 | 0
oh_line_TAP_OH_897651 |  | AN | node_8100206_200830822 | node_1409448_783_15292940_199 | 0.033 | unb_TAPWIRE_OH | 8100206 | no | no |  |  | no |  |  | 0 | 0 | 0 | 0
oh_line_TAP_OH_897652 |  | ABCN | node_8100206_200830828 | node_1409862_964_15292299_727 | 0.033 | unb_TAPWIRE_OH | 8100206 | no | no |  |  | no |  |  | 0 | 0 | 0 | 0
oh_line_TAP_OH_897653 |  | ABN | node_8100206_200830831 | node_1409929_861_15292701_397 | 0.033 | unb_TAPWIRE_OH | 8100206 | no | no |  |  | no |  |  | 0 | 0 | 0 | 0
oh_line_TAP_OH_897655 |  | AN | node_8100206_200830840 | node_1410002_929_15292949_221 | 0.033 | unb_TAPWIRE_OH | 8100206 | no | no |  |  | no |  |  | 0 | 0 | 0 | 0
oh_line_TAP_OH_897656 |  | AN | node_8100206_200830846 | node_1410492_788_15291853_708 | 0.033 | unb_TAPWIRE_OH | 8100206 | no | no |  |  | no |  |  | 0 | 0 | 0 | 0
oh_line_TAP_OH_897657 |  | AN | node_8100206_200830849 | node_1410791_458_15292532_848 | 0.033 | unb_TAPWIRE_OH | 8100206 | no | no |  |  | no |  |  | 0 | 0 | 0 | 0
oh_line_TAP_OH_897658 |  | AN | node_8100206_200830854 | node_1410544_881_15292196_212 | 0.033 | unb_TAPWIRE_OH | 8100206 | no | no |  |  | no |  |  | 0 | 0 | 0 | 0
oh_line_TAP_OH_897659 |  | AN | node_8100206_200830856 | node_1410633_076_15292409_979 | 0.033 | unb_TAPWIRE_OH | 8100206 | no | no |  |  | no |  |  | 0 | 0 | 0 | 0
oh_line_TAP_OH_897660 |  | AN | node_8100206_200830866 | node_1411171_67_15291994_847 | 0.033 | unb_TAPWIRE_OH | 8100206 | no | no |  |  | no |  |  | 0 | 0 | 0 | 0
oh_line_TAP_OH_923679 |  | ABCN | node_8100206_200967566 | node_1406885_067_15292962_078 | 0.033 | unb_TAPWIRE_OH | 8100206 | no | no |  |  | no |  |  | 0 | 0 | 0 | 0
oh_line_TAP_OH_923959 |  | AN | node_8100206_200968942 | node_1405994_191_15288778_901 | 0.033 | unb_TAPWIRE_OH | 8100206 | no | no |  |  | no |  |  | 0 | 0 | 0 | 0
oh_line_TAP_OH_934872 |  | ABCN | node_8100206_201045662 | node_1407973_314_15291895_239 | 0.033 | unb_TAPWIRE_OH | 8100206 | no | no |  |  | no |  |  | 0 | 0 | 0 | 0
oh_line_TAP_OH_937315 |  | AN | node_8100206_201064098 | node_1405572_751_15291948_507 | 0.033 | unb_TAPWIRE_OH | 8100206 | no | no |  |  | no |  |  | 0 | 0 | 0 | 0
oh_line_TAP_OH_937354 |  | AN | node_8100206_201064334 | node_1404754_544_15292187_575 | 0.033 | unb_TAPWIRE_OH | 8100206 | no | no |  |  | no |  |  | 0 | 0 | 0 | 0
oh_line_TAP_OH_1440823 |  | ABCN | node_8100206_200811914 | node_1402769_304_15292055_979 | 0.033 | unb_TAPWIRE_OH | 8100206 | no | no |  |  | no |  |  | 0 | 0 | 0 | 0
oh_line_TAP_OH_2135329 |  | ABCN | node_8100206_200810832 | node_1404900_342_15292788_443 | 0.033 | unb_TAPWIRE_OH | 8100206 | no | no |  |  | no |  |  | 0 | 0 | 0 | 0
oh_line_TAP_OH_2135330 |  | ABCN | node_8100206_200810832 | node_1404920_04_15292785_512 | 0.033 | unb_TAPWIRE_OH | 8100206 | no | no |  |  | no |  |  | 0 | 0 | 0 | 0
oh_line_TAP_OH_2135331 |  | ABCN | node_8100206_200810832 | node_1404881_912_15292798_123 | 0.033 | unb_TAPWIRE_OH | 8100206 | no | no |  |  | no |  |  | 0 | 0 | 0 | 0
oh_line_TAP_OH_2135348 |  | ABCN | node_8100206_200830563 | node_1408462_095_15292999_099 | 0.033 | unb_TAPWIRE_OH | 8100206 | no | no |  |  | no |  |  | 0 | 0 | 0 | 0
oh_line_TAP_OH_2135349 |  | ABCN | node_8100206_200830563 | node_1408445_898_15293014_333 | 0.033 | unb_TAPWIRE_OH | 8100206 | no | no |  |  | no |  |  | 0 | 0 | 0 | 0
oh_line_TAP_OH_2135350 |  | ABCN | node_8100206_200830563 | node_1408474_778_15292978_732 | 0.033 | unb_TAPWIRE_OH | 8100206 | no | no |  |  | no |  |  | 0 | 0 | 0 | 0
oh_line_TAP_OH_2135362 |  | ABCN | node_8100206_200830724 | node_1410169_852_15291818_041 | 0.033 | unb_TAPWIRE_OH | 8100206 | no | no |  |  | no |  |  | 0 | 0 | 0 | 0
oh_line_TAP_OH_2135363 |  | ABCN | node_8100206_200830724 | node_1410187_398_15291805_769 | 0.033 | unb_TAPWIRE_OH | 8100206 | no | no |  |  | no |  |  | 0 | 0 | 0 | 0
oh_line_TAP_OH_2135364 |  | ABCN | node_8100206_200830724 | node_1410155_297_15291836_012 | 0.033 | unb_TAPWIRE_OH | 8100206 | no | no |  |  | no |  |  | 0 | 0 | 0 | 0
oh_line_TAP_OH_2135365 |  | ABN | node_8100206_200830834 | node_1410141_536_15292578_808 | 0.033 | unb_TAPWIRE_OH | 8100206 | no | no |  |  | no |  |  | 0 | 0 | 0 | 0
oh_line_TAP_OH_2135366 |  | ABN | node_8100206_200830834 | node_1410158_947_15292566_198 | 0.033 | unb_TAPWIRE_OH | 8100206 | no | no |  |  | no |  |  | 0 | 0 | 0 | 0
oh_line_TAP_OH_2135379 |  | ABCN | node_8100206_200830734 | node_1405770_518_15292750_711 | 0.033 | unb_TAPWIRE_OH | 8100206 | no | no |  |  | no |  |  | 0 | 0 | 0 | 0
oh_line_TAP_OH_2135380 |  | ABCN | node_8100206_200830734 | node_1405790_043_15292755_528 | 0.033 | unb_TAPWIRE_OH | 8100206 | no | no |  |  | no |  |  | 0 | 0 | 0 | 0
oh_line_TAP_OH_2135390 |  | ABCN | node_8100206_200830722 | node_1410123_361_15292056_544 | 0.033 | unb_TAPWIRE_OH | 8100206 | no | no |  |  | no |  |  | 0 | 0 | 0 | 0
oh_line_TAP_OH_2135391 |  | ABCN | node_8100206_200830722 | node_1410105_513_15292068_011 | 0.033 | unb_TAPWIRE_OH | 8100206 | no | no |  |  | no |  |  | 0 | 0 | 0 | 0
oh_line_TAP_OH_2135394 |  | ABCN | node_8100206_200830581 | node_1408341_443_15292513_012 | 0.033 | unb_TAPWIRE_OH | 8100206 | no | no |  |  | no |  |  | 0 | 0 | 0 | 0
oh_line_TAP_OH_2135395 |  | ABCN | node_8100206_200830581 | node_1408360_254_15292504_728 | 0.033 | unb_TAPWIRE_OH | 8100206 | no | no |  |  | no |  |  | 0 | 0 | 0 | 0
oh_line_TAP_OH_2135396 |  | ABCN | node_8100206_200830581 | node_1408324_9_15292527_563 | 0.033 | unb_TAPWIRE_OH | 8100206 | no | no |  |  | no |  |  | 0 | 0 | 0 | 0
oh_line_TAP_OH_2135406 |  | ABCN | node_8100206_200830785 | node_1406142_819_15292764_908 | 0.033 | unb_TAPWIRE_OH | 8100206 | no | no |  |  | no |  |  | 0 | 0 | 0 | 0
oh_line_TAP_OH_2135407 |  | ABCN | node_8100206_200830785 | node_1406162_353_15292769_658 | 0.033 | unb_TAPWIRE_OH | 8100206 | no | no |  |  | no |  |  | 0 | 0 | 0 | 0
oh_line_TAP_OH_2135411 |  | ABCN | node_8100206_200816100 | node_1403237_604_15292866_984 | 0.033 | unb_TAPWIRE_OH | 8100206 | no | no |  |  | no |  |  | 0 | 0 | 0 | 0
oh_line_TAP_OH_2135412 |  | ABCN | node_8100206_200816100 | node_1403232_113_15292892_525 | 0.033 | unb_TAPWIRE_OH | 8100206 | no | no |  |  | no |  |  | 0 | 0 | 0 | 0
oh_line_TAP_OH_2135413 |  | ABCN | node_8100206_200816100 | node_1403237_976_15292840_365 | 0.033 | unb_TAPWIRE_OH | 8100206 | no | no |  |  | no |  |  | 0 | 0 | 0 | 0
oh_line_TAP_OH_2135416 |  | ABCN | node_8100206_200830766 | node_1406096_764_15293174_631 | 0.033 | unb_TAPWIRE_OH | 8100206 | no | no |  |  | no |  |  | 0 | 0 | 0 | 0
oh_line_TAP_OH_2135417 |  | ABCN | node_8100206_200830766 | node_1406077_936_15293182_837 | 0.033 | unb_TAPWIRE_OH | 8100206 | no | no |  |  | no |  |  | 0 | 0 | 0 | 0
oh_line_TAP_OH_2135418 |  | ABCN | node_8100206_200830766 | node_1406113_339_15293160_147 | 0.033 | unb_TAPWIRE_OH | 8100206 | no | no |  |  | no |  |  | 0 | 0 | 0 | 0
oh_line_TAP_OH_2220920 |  | ABCN | node_8100206_200829369 | node_1407102_61_15292989_462 | 0.033 | unb_TAPWIRE_OH | 8100206 | no | no |  |  | no |  |  | 0 | 0 | 0 | 0
oh_line_TAP_OH_2220921 |  | ABCN | node_8100206_200829369 | node_1407104_24_15293007_406 | 0.033 | unb_TAPWIRE_OH | 8100206 | no | no |  |  | no |  |  | 0 | 0 | 0 | 0
oh_line_TAP_OH_2220922 |  | ABCN | node_8100206_200830641 | node_1409050_486_15292030_914 | 0.033 | unb_TAPWIRE_OH | 8100206 | no | no |  |  | no |  |  | 0 | 0 | 0 | 0
oh_line_TAP_OH_2220923 |  | ABCN | node_8100206_200830641 | node_1409069_414_15292039_015 | 0.033 | unb_TAPWIRE_OH | 8100206 | no | no |  |  | no |  |  | 0 | 0 | 0 | 0
oh_line_TAP_OH_2220924 |  | ABCN | node_8100206_200830641 | node_1409030_671_15292029_655 | 0.033 | unb_TAPWIRE_OH | 8100206 | no | no |  |  | no |  |  | 0 | 0 | 0 | 0
oh_line_TAP_OH_2220928 |  | ABN | node_8100206_200830402 | node_1406995_641_15292566_173 | 0.033 | unb_TAPWIRE_OH | 8100206 | no | no |  |  | no |  |  | 0 | 0 | 0 | 0
oh_line_TAP_OH_2220929 |  | ABN | node_8100206_200830402 | node_1407014_712_15292559_02 | 0.033 | unb_TAPWIRE_OH | 8100206 | no | no |  |  | no |  |  | 0 | 0 | 0 | 0
oh_line_TAP_OH_2220930 |  | ABCN | node_8100206_200816109 | node_1403332_082_15292691_132 | 0.033 | unb_TAPWIRE_OH | 8100206 | no | no |  |  | no |  |  | 0 | 0 | 0 | 0
oh_line_TAP_OH_2220931 |  | ABCN | node_8100206_200816109 | node_1403321_35_15292702_338 | 0.033 | unb_TAPWIRE_OH | 8100206 | no | no |  |  | no |  |  | 0 | 0 | 0 | 0
oh_line_TAP_OH_2220932 |  | ABCN | node_8100206_200816109 | node_1403337_061_15292673_05 | 0.033 | unb_TAPWIRE_OH | 8100206 | no | no |  |  | no |  |  | 0 | 0 | 0 | 0
oh_line_TAP_OH_2220937 |  | ABCN | node_8100206_201045879 | node_1407512_52_15292193_758 | 0.033 | unb_TAPWIRE_OH | 8100206 | no | no |  |  | no |  |  | 0 | 0 | 0 | 0
oh_line_TAP_OH_2220938 |  | ABCN | node_8100206_201045879 | node_1407492_908_15292197_557 | 0.033 | unb_TAPWIRE_OH | 8100206 | no | no |  |  | no |  |  | 0 | 0 | 0 | 0
oh_line_TAP_OH_2220939 |  | ABCN | node_8100206_201045879 | node_1407530_701_15292183_267 | 0.033 | unb_TAPWIRE_OH | 8100206 | no | no |  |  | no |  |  | 0 | 0 | 0 | 0
oh_line_TAP_OH_2220956 |  | ABCN | node_8100206_200975794 | node_1401121_203_15289366_871 | 0.033 | unb_TAPWIRE_OH | 8100206 | no | no |  |  | no |  |  | 0 | 0 | 0 | 0
oh_line_TAP_OH_2220957 |  | ABCN | node_8100206_200975794 | node_1401124_331_15289340_603 | 0.033 | unb_TAPWIRE_OH | 8100206 | no | no |  |  | no |  |  | 0 | 0 | 0 | 0
oh_line_TAP_OH_2220958 |  | ABCN | node_8100206_200975794 | node_1401123_252_15289393_373 | 0.033 | unb_TAPWIRE_OH | 8100206 | no | no |  |  | no |  |  | 0 | 0 | 0 | 0
oh_line_TAP_OH_2220961 |  | ABCN | node_8100206_200830508 | node_1407733_253_15292496_579 | 0.033 | unb_TAPWIRE_OH | 8100206 | no | no |  |  | no |  |  | 0 | 0 | 0 | 0
oh_line_TAP_OH_2220962 |  | ABCN | node_8100206_200830508 | node_1407752_892_15292493_036 | 0.033 | unb_TAPWIRE_OH | 8100206 | no | no |  |  | no |  |  | 0 | 0 | 0 | 0
oh_line_TAP_OH_2220963 |  | ABCN | node_8100206_200830508 | node_1407714_996_15292506_832 | 0.033 | unb_TAPWIRE_OH | 8100206 | no | no |  |  | no |  |  | 0 | 0 | 0 | 0
oh_line_TAP_OH_2220964 |  | ABCN | node_8100206_200830730 | node_1410858_818_15291684_691 | 0.033 | unb_TAPWIRE_OH | 8100206 | no | no |  |  | no |  |  | 0 | 0 | 0 | 0
oh_line_TAP_OH_2220965 |  | ABCN | node_8100206_200830730 | node_1410840_852_15291695_822 | 0.033 | unb_TAPWIRE_OH | 8100206 | no | no |  |  | no |  |  | 0 | 0 | 0 | 0
oh_line_TAP_OH_2220966 |  | ABCN | node_8100206_200830730 | node_1410873_999_15291667_678 | 0.033 | unb_TAPWIRE_OH | 8100206 | no | no |  |  | no |  |  | 0 | 0 | 0 | 0
oh_line_TAP_OH_2220967 |  | ABCN | node_8100206_200830748 | node_1411790_342_15291193_383 | 0.033 | unb_TAPWIRE_OH | 8100206 | no | no |  |  | no |  |  | 0 | 0 | 0 | 0
oh_line_TAP_OH_2220968 |  | ABCN | node_8100206_200830748 | node_1411773_399_15291207_09 | 0.033 | unb_TAPWIRE_OH | 8100206 | no | no |  |  | no |  |  | 0 | 0 | 0 | 0
oh_line_TAP_OH_2220969 |  | ABCN | node_8100206_200830529 | node_1407987_995_15293068_981 | 0.033 | unb_TAPWIRE_OH | 8100206 | no | no |  |  | no |  |  | 0 | 0 | 0 | 0
oh_line_TAP_OH_2220970 |  | ABCN | node_8100206_200830529 | node_1407968_205_15293070_558 | 0.033 | unb_TAPWIRE_OH | 8100206 | no | no |  |  | no |  |  | 0 | 0 | 0 | 0
oh_line_TAP_OH_2220971 |  | ABCN | node_8100206_200830529 | node_1408006_775_15293060_578 | 0.033 | unb_TAPWIRE_OH | 8100206 | no | no |  |  | no |  |  | 0 | 0 | 0 | 0
oh_line_TAP_OH_2220972 |  | ABCN | node_8100206_200819563 | node_1402920_881_15291298_148 | 0.033 | unb_TAPWIRE_OH | 8100206 | no | no |  |  | no |  |  | 0 | 0 | 0 | 0
oh_line_TAP_OH_2220973 |  | ABCN | node_8100206_200819563 | node_1402929_201_15291274_046 | 0.033 | unb_TAPWIRE_OH | 8100206 | no | no |  |  | no |  |  | 0 | 0 | 0 | 0
oh_line_TAP_OH_2220974 |  | ABCN | node_8100206_200819563 | node_1402917_504_15291324_359 | 0.033 | unb_TAPWIRE_OH | 8100206 | no | no |  |  | no |  |  | 0 | 0 | 0 | 0
oh_line_TAP_OH_2220977 |  | ABCN | node_8100206_201018824 | node_1402102_162_15293200_52 | 0.033 | unb_TAPWIRE_OH | 8100206 | no | no |  |  | no |  |  | 0 | 0 | 0 | 0
oh_line_TAP_OH_2220978 |  | ABCN | node_8100206_201018824 | node_1402098_86_15293226_748 | 0.033 | unb_TAPWIRE_OH | 8100206 | no | no |  |  | no |  |  | 0 | 0 | 0 | 0
oh_line_TAP_OH_2220979 |  | ABCN | node_8100206_201018824 | node_1402100_291_15293173_997 | 0.033 | unb_TAPWIRE_OH | 8100206 | no | no |  |  | no |  |  | 0 | 0 | 0 | 0
oh_line_TAP_OH_2220985 |  | ABCN | node_8100206_201045661 | node_1407273_624_15292250_346 | 0.033 | unb_TAPWIRE_OH | 8100206 | no | no |  |  | no |  |  | 0 | 0 | 0 | 0
oh_line_TAP_OH_2220986 |  | ABCN | node_8100206_201045661 | node_1407254_111_15292254_94 | 0.033 | unb_TAPWIRE_OH | 8100206 | no | no |  |  | no |  |  | 0 | 0 | 0 | 0
oh_line_TAP_OH_2220987 |  | ABCN | node_8100206_201045661 | node_1407291_557_15292239_12 | 0.033 | unb_TAPWIRE_OH | 8100206 | no | no |  |  | no |  |  | 0 | 0 | 0 | 0
oh_line_TAP_OH_2220988 |  | ABCN | node_8100206_200967567 | node_1406903_154_15293197_311 | 0.033 | unb_TAPWIRE_OH | 8100206 | no | no |  |  | no |  |  | 0 | 0 | 0 | 0
oh_line_TAP_OH_2220989 |  | ABCN | node_8100206_200967567 | node_1406883_763_15293191_577 | 0.033 | unb_TAPWIRE_OH | 8100206 | no | no |  |  | no |  |  | 0 | 0 | 0 | 0
oh_line_TAP_OH_2220998 |  | ABCN | node_8100206_200830765 | node_1405979_176_15293064_486 | 0.033 | unb_TAPWIRE_OH | 8100206 | no | no |  |  | no |  |  | 0 | 0 | 0 | 0
oh_line_TAP_OH_2220999 |  | ABCN | node_8100206_200830765 | node_1405980_427_15293037_922 | 0.033 | unb_TAPWIRE_OH | 8100206 | no | no |  |  | no |  |  | 0 | 0 | 0 | 0
oh_line_TAP_OH_2343320 |  | ABCN | node_8100206_201045663 | node_1408164_602_15292068_494 | 0.033 | unb_TAPWIRE_OH | 8100206 | no | no |  |  | no |  |  | 0 | 0 | 0 | 0
oh_line_TAP_OH_2343321 |  | ABCN | node_8100206_201045663 | node_1408159_91_15292045_373 | 0.033 | unb_TAPWIRE_OH | 8100206 | no | no |  |  | no |  |  | 0 | 0 | 0 | 0
oh_line_TAP_OH_2415734 |  | ABCN | node_8100206_200830720 | node_1409992_483_15292116_567 | 0.033 | unb_TAPWIRE_OH | 8100206 | no | no |  |  | no |  |  | 0 | 0 | 0 | 0
oh_line_TAP_OH_2415735 |  | ABCN | node_8100206_200830720 | node_1409974_377_15292127_285 | 0.033 | unb_TAPWIRE_OH | 8100206 | no | no |  |  | no |  |  | 0 | 0 | 0 | 0
oh_line_TAP_OH_2415736 |  | ABCN | node_8100206_200830720 | node_1410007_879_15292099_905 | 0.033 | unb_TAPWIRE_OH | 8100206 | no | no |  |  | no |  |  | 0 | 0 | 0 | 0
oh_line_TAP_OH_2415737 |  | ABCN | node_8100206_200829549 | node_1407758_57_15293351_718 | 0.033 | unb_TAPWIRE_OH | 8100206 | no | no |  |  | no |  |  | 0 | 0 | 0 | 0
oh_line_TAP_OH_2415738 |  | ABCN | node_8100206_200829549 | node_1407768_518_15293333_709 | 0.033 | unb_TAPWIRE_OH | 8100206 | no | no |  |  | no |  |  | 0 | 0 | 0 | 0
oh_line_TAP_OH_2415741 |  | ABCN | node_8100206_200810806 | node_1402838_557_15292995_43 | 0.033 | unb_TAPWIRE_OH | 8100206 | no | no |  |  | no |  |  | 0 | 0 | 0 | 0
oh_line_TAP_OH_2415742 |  | ABCN | node_8100206_200810806 | node_1402857_885_15293001_551 | 0.033 | unb_TAPWIRE_OH | 8100206 | no | no |  |  | no |  |  | 0 | 0 | 0 | 0
oh_line_TAP_OH_2415743 |  | ABCN | node_8100206_200810806 | node_1402818_738_15292996_225 | 0.033 | unb_TAPWIRE_OH | 8100206 | no | no |  |  | no |  |  | 0 | 0 | 0 | 0
oh_line_TAP_OH_2449358 |  | ABCN | node_8100206_201045663 | node_1408149_247_15292017_936 | 0.033 | unb_TAPWIRE_OH | 8100206 | no | no |  |  | no |  |  | 0 | 0 | 0 | 0
oh_line_TAP_OH_2470549 |  | ABCN | node_8100206_201045662 | node_1407968_183_15291878_82 | 0.033 | unb_TAPWIRE_OH | 8100206 | no | no |  |  | no |  |  | 0 | 0 | 0 | 0
oh_line_TAP_OH_2470550 |  | ABCN | node_8100206_201045662 | node_1407956_194_15291867_845 | 0.033 | unb_TAPWIRE_OH | 8100206 | no | no |  |  | no |  |  | 0 | 0 | 0 | 0
oh_line_TAP_OH_3055739 |  | AN | node_8100206_311897582 | node_1406979_438_15295146_183 | 0.033 | unb_TAPWIRE_OH | 8100206 | no | no |  |  | no |  |  | 0 | 0 | 0 | 0
oh_line_TAP_OH_4300726 |  | ABCN | node_8100206_200829544 | node_1407703_379_15293020_845 | 0.033 | unb_TAPWIRE_OH | 8100206 | no | no |  |  | no |  |  | 0 | 0 | 0 | 0

## overhead_line_conductor
data_type | static
owner_type | feeder
owner | 8100206
object | overhead_line_conductor
name | groupid | geometric_mean_radius | resistance | diameter | rating_summer_continuous | rating_summer_emergency | rating_winter_continuous | rating_winter_emergency | dcircuit | selected | comments
oh_cond_1/0_AAAC |  | 0.012 | 0.876 | 0.398 | 235 | 235 | 310 | 310 |  | no
oh_cond_1/0_ACSR |  | 0.012 | 0.888 | 0.398 | 265 | 265 | 330 | 330 |  | no
oh_cond_2/0_CU |  | 0.013 | 0.44 | 0.414 | 295 | 295 | 425 | 425 |  | no
oh_cond_2_ACSR |  | 0.01 | 1.41 | 0.325 | 195 | 195 | 245 | 245 |  | no
oh_cond_3_#7_CWD_30% |  | 0.005 | 3.07 | 0.311 | 125 | 125 | 195 | 195 |  | no
oh_cond_4/0_AAAC |  | 0.017 | 0.439 | 0.563 | 365 | 365 | 480 | 480 |  | no
oh_cond_4/0_ACSR |  | 0.017 | 0.445 | 0.563 | 410 | 410 | 515 | 515 |  | no
oh_cond_4/0_AL |  | 0.016 | 0.442 | 0.522 | 365 | 365 | 480 | 480 |  | no
oh_cond_4/0_CU |  | 0.017 | 0.278 | 0.522 | 395 | 290 | 570 | 570 |  | no
oh_cond_4_CU |  | 0.007 | 1.388 | 0.232 | 140 | 140 | 200 | 200 |  | no
oh_cond_336_5_ACSR |  | 0.024 | 0.278 | 0.684 | 555 | 555 | 705 | 705 |  | no
oh_cond_477_MCM_AL |  | 0.025 | 0.198 | 0.792 | 605 | 605 | 810 | 810 |  | no
oh_cond_WP-4/0-CU |  | 0.015 | 0.273 | 0.81 | 340 | 340 | 390 | 390 |  | no

## switch
data_type | static
owner_type | feeder
owner | 8100206
object | switch
name | groupid | phases | fr | to | phase_A_state | phase_B_state | phase_C_state | operating_mode | status | dcircuit | selected | monitored | monitored_fields | class_monitored_fields | played | played_fields | comments
switch_612T609_NO-220415875 |  | ABCN | node_intto1_1413165_794_15290449_159 | node_1413165_794_15290449_159 | CLOSED | CLOSED | CLOSED | INDIVIDUAL |  | 8100206 | no | no |  |  | no
switch_61211-220415642 |  | ABCN | node_intto1_8100206_200819618 | node_8100206_200819618 | CLOSED | CLOSED | CLOSED | INDIVIDUAL |  | 8100206 | no | no |  |  | no
switch_61222-220415698 |  | ABCN | node_intto1_8100206_200819607 | node_8100206_200819607 | CLOSED | CLOSED | CLOSED | INDIVIDUAL |  | 8100206 | no | no |  |  | no
switch_61233-220415279 |  | ABCN | node_intto1_8100206_200814837 | node_8100206_200814837 | CLOSED | CLOSED | CLOSED | INDIVIDUAL |  | 8100206 | no | no |  |  | no
switch_61244-220415897 |  | ABCN | node_intto1_8100206_200830340 | node_8100206_200830340 | CLOSED | CLOSED | CLOSED | INDIVIDUAL |  | 8100206 | no | no |  |  | no
switch_61245-220415825 |  | ABCN | node_intto1_8100206_200830455 | node_8100206_200830455 | CLOSED | CLOSED | CLOSED | INDIVIDUAL |  | 8100206 | no | no |  |  | no
switch_61299-220415389 |  | ABCN | node_intto1_8100206_200815288 | node_8100206_200815288 | CLOSED | CLOSED | CLOSED | INDIVIDUAL |  | 8100206 | no | no |  |  | no
switch_64255-220415782 |  | ABCN | node_intto1_8100206_200830756 | node_8100206_200830756 | CLOSED | CLOSED | CLOSED | INDIVIDUAL |  | 8100206 | no | no |  |  | no
switch_220415268 |  | ABCN | node_intto1_8100206_201036484 | node_8100206_201036484 | CLOSED | CLOSED | CLOSED | INDIVIDUAL |  | 8100206 | no | no |  |  | no
switch_220415376 |  | AD | node_intto1_220415376 | node_220415376 | CLOSED | CLOSED | CLOSED | INDIVIDUAL |  | 8100206 | no | no |  |  | no
switch_220416051 |  | ABCN | node_intto1_8100206_200829370 | node_8100206_200829370 | CLOSED | CLOSED | CLOSED | INDIVIDUAL |  | 8100206 | no | no |  |  | no
switch_220417146 |  | ABCD | node_intto1_8100206_200810956 | node_8100206_200810956 | CLOSED | CLOSED | CLOSED | INDIVIDUAL |  | 8100206 | no | no |  |  | no
switch_220602691 |  | ABCN | node_intto1_8100206_200815283 | node_8100206_200815283 | CLOSED | CLOSED | CLOSED | INDIVIDUAL |  | 8100206 | no | no |  |  | no
switch_220602692 |  | ABCN | node_intto1_8100206_201018026 | node_8100206_201018026 | CLOSED | CLOSED | CLOSED | INDIVIDUAL |  | 8100206 | no | no |  |  | no

## transformer
data_type | static
owner_type | feeder
owner | 8100206
object | transformer
name | groupid | phases | fr | to | configuration | climate | aging_constant | use_thermal_model | aging_granularity | dcircuit | selected | monitored | monitored_fields | class_monitored_fields | played | played_fields | comments
transformer_220464742 |  | AD | node_intto1_220464742 | node_220464742 | config_transformer_220464742 |  | 0 |  | 0 | 8100206 | no | no |  |  | no
transformer_220464744 |  | ABCN | node_220464744 | node_intto1_220464744 | config_transformer_220464744 |  | 0 |  | 0 | 8100206 | no | no |  |  | no

## transformer_configuration
data_type | static
owner_type | feeder
owner | 8100206
object | transformer_configuration
name | groupid | connect_type | install_type | coolant_type | cooling_type | primary_voltage | secondary_voltage | power_rating | powerA_rating | powerB_rating | powerC_rating | impedance | shunt_impedance | core_coil_weight | tank_fittings_weight | oil_volume | rated_winding_time_constant | rated_winding_hot_spot_rise | rated_top_oil_rise | no_load_loss | full_load_loss | reactance_resistance_ratio | installed_insulation_life | dcircuit | selected | comments
config_transformer_220464742 |  | DELTA_GWYE |  |  |  | 4800 | 12470 | 250 | 0 | 0 | 0 | 0.004+0.043j | 0 | 0 | 0 | 0 | 0 | 0 | 0 | 0 | 0 | 10 | 0 |  | no
config_transformer_220464744 |  | DELTA_GWYE |  |  |  | 4800 | 12470 | 750 | 0 | 0 | 0 | 0.004+0.043j | 0 | 0 | 0 | 0 | 0 | 0 | 0 | 0 | 0 | 10 | 0 |  | no

## underground_line
data_type | static
owner_type | feeder
owner | 8100206
object | underground_line
name | groupid | phases | fr | to | length | configuration | dcircuit | selected | monitored | monitored_fields | class_monitored_fields | played | played_fields | comments
und_line_8100206_200805305 |  | ABN | node_8100206_200810799 | node_intto1_8100206_200805305 | 184.619 | und_2P_2ALURD_2AL(N) | 8100206 | no | no |  |  | no
und_line_8100206_200805336 |  | AN | node_8100206_311908792 | node_8100206_200805336 | 76.604 | und_1P_2ALURD_2AL(N) | 8100206 | no | no |  |  | no
und_line_8100206_200805341 |  | AN | node_8100206_200805336 | node_8100206_200805341 | 469.871 | und_1P_2ALURD_2AL(N) | 8100206 | no | no |  |  | no
und_line_8100206_200805553 |  | AN | node_8100206_200814833 | node_intto1_8100206_200805553 | 145.038 | und_1P_2ALURD_2AL(N) | 8100206 | no | no |  |  | no
und_line_8100206_200805559 |  | AN | node_8100206_200805553 | node_8100206_200805559 | 180.393 | und_1P_2ALURD_2AL(N) | 8100206 | no | no |  |  | no
und_line_8100206_200818192 |  | AN | node_8100206_200819614 | node_intto1_8100206_200818192 | 242.536 | und_1P_2ALURD_2AL(N) | 8100206 | no | no |  |  | no
und_line_8100206_200818193 |  | AN | node_8100206_200818192 | node_8100206_200818193 | 135.108 | und_1P_2ALURD_2AL(N) | 8100206 | no | no |  |  | no
und_line_8100206_200818198 |  | AN | node_8100206_200818193 | node_8100206_200818198 | 352.104 | und_1P_2ALURD_2AL(N) | 8100206 | no | no |  |  | no
und_line_8100206_200818202 |  | AN | node_8100206_200818198 | node_8100206_200818202 | 336.815 | und_1P_2ALURD_2AL(N) | 8100206 | no | no |  |  | no
und_line_8100206_200818205 |  | AN | node_8100206_200818202 | node_8100206_200818205 | 235.512 | und_1P_2ALURD_2AL(N) | 8100206 | no | no |  |  | no
und_line_8100206_200917148 |  | ABCN | node_8100206_200811914 | node_intto1_8100206_200917148 | 46.549 | und_3P_1/0ALURD_1/0AL(N) | 8100206 | no | no |  |  | no
und_line_8100206_200959465 |  | ABCN | node_8100206_200816106 | node_8100206_200959465 | 184.18 | und_3P_WYECUST | 8100206 | no | no |  |  | no
und_line_TAP_UG_58597 |  | ABN | node_8100206_200805305 | node_1402478_523_15292760_499 | 0.033 | und_TAPWIRE_UG | 8100206 | no | no |  |  | no
und_line_TAP_UG_58601 |  | AN | node_8100206_200805336 | node_1400255_285_15292775_014 | 0.033 | und_TAPWIRE_UG | 8100206 | no | no |  |  | no
und_line_TAP_UG_58602 |  | AN | node_8100206_200805341 | node_1400169_184_15293267_377 | 0.033 | und_TAPWIRE_UG | 8100206 | no | no |  |  | no
und_line_TAP_UG_58637 |  | AN | node_8100206_200805553 | node_1404201_153_15292627_55 | 0.033 | und_TAPWIRE_UG | 8100206 | no | no |  |  | no
und_line_TAP_UG_58638 |  | AN | node_8100206_200805559 | node_1404166_001_15292395_406 | 0.033 | und_TAPWIRE_UG | 8100206 | no | no |  |  | no
und_line_TAP_UG_58747 |  | AN | node_8100206_200818193 | node_1404406_428_15291251_751 | 0.033 | und_TAPWIRE_UG | 8100206 | no | no |  |  | no
und_line_TAP_UG_58748 |  | AN | node_8100206_200818198 | node_1404717_179_15291472_63 | 0.033 | und_TAPWIRE_UG | 8100206 | no | no |  |  | no
und_line_TAP_UG_58749 |  | AN | node_8100206_200818202 | node_1404429_529_15291717_67 | 0.033 | und_TAPWIRE_UG | 8100206 | no | no |  |  | no
und_line_TAP_UG_58750 |  | AN | node_8100206_200818205 | node_1404176_197_15291650_862 | 0.033 | und_TAPWIRE_UG | 8100206 | no | no |  |  | no
und_line_TAP_UG_60136 |  | ABCN | node_8100206_200959465 | node_1402881_705_15292707_92 | 0.033 | und_TAPWIRE_UG | 8100206 | no | no |  |  | no

## underground_line_conductor
data_type | static
owner_type | feeder
owner | 8100206
object | underground_line_conductor
name | groupid | outer_diameter | conductor_gmr | conductor_diameter | conductor_resistance | neutral_gmr | neutral_diameter | neutral_resistance | neutral_strands | insulation_relative_permitivitty | shield_gmr | shield_resistance | rating_summer_continuous | rating_summer_emergency | rating_winter_continuous | rating_winter_emergency | dcircuit | selected | comments
und_cond_1P_2ALURD_2AL(N) | [12 empty] | 125 | 125 | 140 | 140 |  | no
und_cond_2P_2ALURD_2AL(N) | [12 empty] | 125 | 125 | 140 | 140 |  | no
und_cond_3P_1/0ALURD_1/0AL(N) | [12 empty] | 160 | 160 | 180 | 180 |  | no
und_cond_3P_WYECUST | [12 empty] | 685 | 685 | 685 | 685 |  | no
und_cond_TAPWIRE_UG | [12 empty] | 99999999 | 99999999 | 99999999 | 99999999 |  | no