## capacitor
data_type | static
owner_type | feeder
owner | 8100201
object | capacitor
name | groupid | parent | phases | nominal_voltage | pt_phase | phases_connected | switchA | switchB | switchC | control | voltage_set_high | voltage_set_low | VAr_set_high | VAr_set_low | current_set_high | current_set_low | capacitor_A | capacitor_B | capacitor_C | cap_nominal_voltage | time_delay | dwell_time | lockout_time | remote_sense | remote_sense_B | control_level | dcircuit | selected | monitored | monitored_fields | class_monitored_fields | played | played_fields | comments
cap_220368803 |  | node_1395622_137_15290489_209 | ABCN | 0 |  | ABCN | CLOSED | CLOSED | CLOSED | MANUAL | [6 empty] | 200000 | 200000 | 200000 | 4800 | [6 empty] | 8100201 | no | no |  |  | no

## feeder
data_type | static
owner_type | feeder
owner | 8100201
object | feeder
name | transmission_bus | ARC | ADR | slack_bus | nom_voltages | num_nodes | num_ohlines | num_uglines | num_transformers | num_generators | num_pvs | num_storages | num_loads | miles | mw | mvar | losses_mw | losses_mvar | comments | use_feeder_load_shape | load_shape_scale | use_feeder_pv_shape | pv_shape_scale | description | restore_time | griddisconnect_scenario_probability | gridconnect_scenario_probability | use_energy_not_served | VOLL | discount_rate | yearly_load_growth_percent | planning_horizon | enable_traditional_project_deferral | lifetime_of_investment_years | start_year | base_year | year_the_investment_is_committed | revenue_requirement_scaling_factor | discount_rate | inflation_rate_for_investment | traditional_project_invested_capital | periodicity_of_investment_in_years | priority | maximum_total_investment_cost | DER_portfolio_NPV | DER_portfolio_BC_ratio | total_system_energy_avoided_cost_NPV | total_system_capacity_avoided_cost_NPV | total_system_ancillary_services_avoided_cost_NPV | total_system_CO2_avoided_cost_NPV | total_system_loss_of_load_avoided_cost_NPV | total_system_distribution_capacity_avoided_cost_NPV | total_system_investment_and_operational_cost_NPV | feeder_solar_pv_operating_cost_USdollarperkWh | feeder_energy_storage_operating_cost_USdollarperkWh | feeder_distributed_generator_operating_cost_USdollarperkWh | feeder_distributed_generator_CO2_cost_USdollarperkWh | feeder_demand_response_operating_cost_USdollarperkWh | feeder_solar_pv_investment_cost_USdollarperkW | feeder_energy_storage_investment_cost_USdollarperkW | feeder_distributed_generator_investment_cost_USdollarperkW | feeder_demand_response_investment_cost_USdollarperkW
8100201 |  | ts_slack | none | node_SOURCE_8100201 | 2771.281 | 289 | 269 | 3 | 0 | 0 | 0 | 0 | 73 | 4.154 | 2.112 | 0.9 | 0 | 0 |  | 0 | 0 | 1 | 0 |  | 0 | 0 | 0 | 0 | 0 | 0 | 0 | 0 | 0 | 0 | 0 | 0 | 0 | 0 | 0 | 0 | 0 | 0 | 0 | 999999999 | 0 | 0 | 0 | 0 | 0 | 0 | 0 | 0 | 0 | 0 | 0 | 0 | 0 | 0 | 0 | 0 | 0 | 0

## fuse
data_type | static
owner_type | feeder
owner | 8100201
object | fuse
name | groupid | phases | fr | to | phase_A_status | phase_B_status | phase_C_status | repair_dist_type | current_limit | mean_replacement_time | status | dcircuit | selected | monitored | monitored_fields | class_monitored_fields | played | played_fields | comments
fuse_220383115 |  | ABCD | node_intto1_8100201_200811364 | node_8100201_200811364 | GOOD | GOOD | GOOD |  | 100 |  |  | 8100201 | no | no |  |  | no
fuse_220383116 |  | AD | node_intto1_8100201_200811342 | node_8100201_200811342 | GOOD | GOOD | GOOD |  | 100 |  |  | 8100201 | no | no |  |  | no
fuse_220383140 |  | ABCD | node_intto1_8100201_200811512 | node_8100201_200811512 | GOOD | GOOD | GOOD |  | 100 |  |  | 8100201 | no | no |  |  | no
fuse_220383141 |  | AD | node_intto1_8100201_200811508 | node_8100201_200811508 | GOOD | GOOD | GOOD |  | 100 |  |  | 8100201 | no | no |  |  | no
fuse_220383142 |  | AD | node_intto1_8100201_200811472 | node_8100201_200811472 | GOOD | GOOD | GOOD |  | 100 |  |  | 8100201 | no | no |  |  | no
fuse_220383143 |  | AD | node_intto1_8100201_200811564 | node_8100201_200811564 | GOOD | GOOD | GOOD |  | 65 |  |  | 8100201 | no | no |  |  | no
fuse_220383169 |  | AD | node_intto1_8100201_200811597 | node_8100201_200811597 | GOOD | GOOD | GOOD |  | 100 |  |  | 8100201 | no | no |  |  | no
fuse_220383170 |  | ABCD | node_intto1_8100201_200810929 | node_8100201_200810929 | GOOD | GOOD | GOOD |  | 50 |  |  | 8100201 | no | no |  |  | no
fuse_220383260 |  | ABCD | node_intto1_8100201_200808265 | node_8100201_200808265 | GOOD | GOOD | GOOD |  | 100 |  |  | 8100201 | no | no |  |  | no
fuse_220525639 |  | ABCN | node_intto1_8100201_200971186 | node_8100201_200971186 | GOOD | GOOD | GOOD |  | 300 |  |  | 8100201 | no | no |  |  | no
fuse_220525642 |  | ABCD | node_intto1_1394982_857_15290311_022 | node_1394982_857_15290311_022 | GOOD | GOOD | GOOD |  | 300 |  |  | 8100201 | no | no |  |  | no

## line_configuration
data_type | static
owner_type | feeder
owner | 8100201
object | line_configuration
name | groupid | conductor_A | conductor_B | conductor_C | conductor_N | spacing | z11 | z12 | z13 | z21 | z22 | z23 | z31 | z32 | z33 | c11 | c12 | c13 | c21 | c22 | c23 | c31 | c32 | c33 | dcircuit | selected | comments
bal_1P_1/0AA |  | oh_cond_1/0_AAAC | oh_cond_1/0_AAAC | oh_cond_1/0_AAAC |  |  | 0.972+1.499j | 0.095+0.781j | 0.095+0.781j | 0.095+0.781j | 0.972+1.499j | 0.095+0.781j | 0.095+0.781j | 0.095+0.781j | 0.972+1.499j | 12.796 | -3.172 | -3.172 | -3.172 | 12.796 | -3.172 | -3.172 | -3.172 | 12.796 |  | no
bal_1P_1/0AC |  | oh_cond_1/0_ACSR | oh_cond_1/0_ACSR | oh_cond_1/0_ACSR |  |  | 0.983+1.218j | 0.095+0.781j | 0.095+0.781j | 0.095+0.781j | 0.983+1.218j | 0.095+0.781j | 0.095+0.781j | 0.095+0.781j | 0.983+1.218j | 12.796 | -3.172 | -3.172 | -3.172 | 12.796 | -3.172 | -3.172 | -3.172 | 12.796 |  | no
bal_1P_2AC |  | oh_cond_2_ACSR | oh_cond_2_ACSR | oh_cond_2_ACSR |  |  | 1.505+1.527j | 0.095+0.781j | 0.095+0.781j | 0.095+0.781j | 1.505+1.527j | 0.095+0.781j | 0.095+0.781j | 0.095+0.781j | 1.505+1.527j | 12.393 | -3.017 | -3.017 | -3.017 | 12.393 | -3.017 | -3.017 | -3.017 | 12.393 |  | no
bal_1P_4CU |  | oh_cond_4_CU | oh_cond_4_CU | oh_cond_4_CU |  |  | 1.483+1.565j | 0.095+0.781j | 0.095+0.781j | 0.095+0.781j | 1.483+1.565j | 0.095+0.781j | 0.095+0.781j | 0.095+0.781j | 1.483+1.565j | 11.78 | -2.785 | -2.785 | -2.785 | 11.78 | -2.785 | -2.785 | -2.785 | 11.78 |  | no
bal_1P_6CU |  | oh_cond_6_CU | oh_cond_6_CU | oh_cond_6_CU |  |  | 2.275+1.583j | 0.095+0.781j | 0.095+0.781j | 0.095+0.781j | 2.275+1.583j | 0.095+0.781j | 0.095+0.781j | 0.095+0.781j | 2.275+1.583j | 11.393 | -2.641 | -2.641 | -2.641 | 11.393 | -2.641 | -2.641 | -2.641 | 11.393 |  | no
bal_3P_1/0AA |  | oh_cond_1/0_AAAC | oh_cond_1/0_AAAC | oh_cond_1/0_AAAC |  |  | 0.972+1.499j | 0.095+0.781j | 0.095+0.781j | 0.095+0.781j | 0.972+1.499j | 0.095+0.781j | 0.095+0.781j | 0.095+0.781j | 0.972+1.499j | 12.796 | -3.172 | -3.172 | -3.172 | 12.796 | -3.172 | -3.172 | -3.172 | 12.796 |  | no
bal_3P_1/0AC |  | oh_cond_1/0_ACSR | oh_cond_1/0_ACSR | oh_cond_1/0_ACSR |  |  | 0.983+1.497j | 0.095+0.781j | 0.095+0.781j | 0.095+0.781j | 0.983+1.497j | 0.095+0.781j | 0.095+0.781j | 0.095+0.781j | 0.983+1.497j | 12.796 | -3.172 | -3.172 | -3.172 | 12.796 | -3.172 | -3.172 | -3.172 | 12.796 |  | no
bal_3P_2AL |  | oh_cond_2_AL | oh_cond_2_AL | oh_cond_2_AL |  |  | 1.235+1.537j | 0.095+0.781j | 0.095+0.781j | 0.095+0.781j | 1.235+1.537j | 0.095+0.781j | 0.095+0.781j | 0.095+0.781j | 1.235+1.537j | 12.191 | -2.94 | -2.94 | -2.94 | 12.191 | -2.94 | -2.94 | -2.94 | 12.191 |  | no
bal_3P_4CU |  | oh_cond_4_CU | oh_cond_4_CU | oh_cond_4_CU |  |  | 1.483+1.565j | 0.095+0.781j | 0.095+0.781j | 0.095+0.781j | 1.483+1.565j | 0.095+0.781j | 0.095+0.781j | 0.095+0.781j | 1.483+1.565j | 11.78 | -2.785 | -2.785 | -2.785 | 11.78 | -2.785 | -2.785 | -2.785 | 11.78 |  | no
bal_3P_477AL |  | oh_cond_477_MCM_AL | oh_cond_477_MCM_AL | oh_cond_477_MCM_AL |  |  | 0.293+1.41j | 0.095+0.775j | 0.095+0.775j | 0.095+0.775j | 0.293+1.41j | 0.095+0.775j | 0.095+0.775j | 0.095+0.775j | 0.293+1.41j | 14.305 | -3.735 | -3.735 | -3.735 | 14.305 | -3.735 | -3.735 | -3.735 | 14.305 |  | no
bal_3P_DELTACUST |  | oh_cond_2/0_CU | oh_cond_2/0_CU | oh_cond_2/0_CU | oh_cond_3_#7_CWD_30% |  | 0.66+1.378j | 0.22+0.666j | 0.22+0.666j | 0.22+0.666j | 0.66+1.378j | 0.22+0.666j | 0.22+0.666j | 0.22+0.666j | 0.66+1.378j | 13.24 | -2.712 | -2.712 | -2.712 | 13.24 | -2.712 | -2.712 | -2.712 | 13.24 |  | no
unb_TAPWIRE_OH |  | oh_cond_WP-4/0-CU | oh_cond_WP-4/0-CU | oh_cond_WP-4/0-CU | oh_cond_WP-4/0-CU |  | 0.365+1.097j | 0.093+0.433j | 0.094+0.34j | 0.093+0.433j | 0.368+1.078j | 0.095+0.401j | 0.094+0.34j | 0.095+0.401j | 0.368+1.077j | 14.911 | -4.341 | -1.953 | -4.341 | 15.781 | -3.724 | -1.953 | -3.724 | 14.818 |  | no
und_3P_1/0ALURD |  | und_cond_3P_1/0ALURD | und_cond_3P_1/0ALURD | und_cond_3P_1/0ALURD |  |  | 1.61+0.653j | 0.525+0.251j | 0.525+0.251j | 0.525+0.251j | 1.61+0.653j | 0.525+0.251j | 0.525+0.251j | 0.525+0.251j | 1.61+0.653j | 530.19 | 0 | 0 | 0 | 530.19 | 0 | 0 | 0 | 530.19 |  | no
und_TAPWIRE_UG |  | und_cond_TAPWIRE_UG | und_cond_TAPWIRE_UG | und_cond_TAPWIRE_UG |  |  | 0.001+0.001j | 0.0+0.0j | 0.0+0.0j | 0.0+0.0j | 0.001+0.001j | 0.0+0.0j | 0.0+0.0j | 0.0+0.0j | 0.001+0.001j | 0 | 0 | 0 | 0 | 0 | 0 | 0 | 0 | 0 |  | no

## load
data_type | static
owner_type | feeder
owner | 8100201
object | load
name | groupid | parent | bustype | phases | nominal_voltage | load_class | constant_power_A | constant_power_B | constant_power_C | constant_current_A | constant_current_B | constant_current_C | constant_impedance_A | constant_impedance_B | constant_impedance_C | base_power_A | base_power_B | base_power_C | power_pf_A | power_pf_B | power_pf_C | current_pf_A | current_pf_B | current_pf_C | impedance_pf_A | impedance_pf_B | impedance_pf_C | power_fraction_A | power_fraction_B | power_fraction_C | current_fraction_A | current_fraction_B | current_fraction_C | impedance_fraction_A | impedance_fraction_B | impedance_fraction_C | dcircuit | selected | monitored | monitored_fields | class_monitored_fields | played | played_fields | base_kw_A | base_kw_B | base_kw_C | kw_A | kw_B | kw_C | comments | critical_load | dem_resp_lb | dem_resp_ub | dem_resp_shortage_cost | dem_resp_surplus_cost | num_customers
load_220330874 |  | node_1396276_072_15290403_967 |  | AN | 0 | NonResidential | 17251.2+7348.98j | 0 | 0 | 0 | 0 | 0 | [24 empty] | 8100201 | no | no |  |  | no |  | 0 | 0 | 0 | 0 | 0 | 0 |  | 1 | 1 | 1 | 0 | 0 | 0
load_220331698 |  | node_1395804_471_15290538_908 |  | AN | 0 | NonResidential | 9000+3833.984j | 0 | 0 | 0 | 0 | 0 | [24 empty] | 8100201 | no | no |  |  | no |  | 0 | 0 | 0 | 0 | 0 | 0 |  | 1 | 1 | 1 | 0 | 0 | 0
load_220331699 |  | node_1396011_739_15290692_211 |  | AN | 0 | NonResidential | 9333.333+3975.983j | 0 | 0 | 0 | 0 | 0 | [24 empty] | 8100201 | no | no |  |  | no |  | 0 | 0 | 0 | 0 | 0 | 0 |  | 1 | 1 | 1 | 0 | 0 | 0
load_220331700 |  | node_1396002_291_15290697_89 |  | BN | 0 | NonResidential | 0 | 9333.333+3975.983j | 0 | 0 | 0 | 0 | [24 empty] | 8100201 | no | no |  |  | no |  | 0 | 0 | 0 | 0 | 0 | 0 |  | 1 | 1 | 1 | 0 | 0 | 0
load_220331701 |  | node_1396016_097_15290681_174 |  | CN | 0 | NonResidential | 0 | 0 | 9333.333+3975.983j | 0 | 0 | 0 | [24 empty] | 8100201 | no | no |  |  | no |  | 0 | 0 | 0 | 0 | 0 | 0 |  | 1 | 1 | 1 | 0 | 0 | 0
load_220331702 |  | node_1396260_199_15290840_825 |  | AN | 0 | Residential | 2808+1196.203j | 0 | 0 | 0 | 0 | 0 | [24 empty] | 8100201 | no | no |  |  | no |  | 0 | 0 | 0 | 0 | 0 | 0 |  | 1 | 1 | 1 | 0 | 0 | 0
load_220331703 |  | node_1396255_999_15290866_813 |  | BN | 0 | Residential | 0 | 2808+1196.203j | 0 | 0 | 0 | 0 | [24 empty] | 8100201 | no | no |  |  | no |  | 0 | 0 | 0 | 0 | 0 | 0 |  | 1 | 1 | 1 | 0 | 0 | 0
load_220331704 |  | node_1396259_239_15290814_221 |  | CN | 0 | Residential | 0 | 0 | 2808+1196.203j | 0 | 0 | 0 | [24 empty] | 8100201 | no | no |  |  | no |  | 0 | 0 | 0 | 0 | 0 | 0 |  | 1 | 1 | 1 | 0 | 0 | 0
load_220331705 |  | node_1396421_18_15290715_914 |  | AN | 0 | NonResidential | 12000+5111.979j | 0 | 0 | 0 | 0 | 0 | [24 empty] | 8100201 | no | no |  |  | no |  | 0 | 0 | 0 | 0 | 0 | 0 |  | 1 | 1 | 1 | 0 | 0 | 0
load_220331706 |  | node_1396569_873_15290684_937 |  | AN | 0 | Residential | 12448.8+5303.167j | 0 | 0 | 0 | 0 | 0 | [24 empty] | 8100201 | no | no |  |  | no |  | 0 | 0 | 0 | 0 | 0 | 0 |  | 1 | 1 | 1 | 0 | 0 | 0
load_220331707 |  | node_1397204_831_15290827_85 |  | AN | 0 | NonResidential | 2851.2+1214.606j | 0 | 0 | 0 | 0 | 0 | [24 empty] | 8100201 | no | no |  |  | no |  | 0 | 0 | 0 | 0 | 0 | 0 |  | 1 | 1 | 1 | 0 | 0 | 0
load_220331708 |  | node_1397394_119_15290876_38 |  | AN | 0 | Residential | 28627.2+12195.136j | 0 | 0 | 0 | 0 | 0 | [24 empty] | 8100201 | no | no |  |  | no |  | 0 | 0 | 0 | 0 | 0 | 0 |  | 1 | 1 | 1 | 0 | 0 | 0
load_220331709 |  | node_1397697_568_15290957_617 |  | AN | 0 | Residential | 36338.4+15480.094j | 0 | 0 | 0 | 0 | 0 | [24 empty] | 8100201 | no | no |  |  | no |  | 0 | 0 | 0 | 0 | 0 | 0 |  | 1 | 1 | 1 | 0 | 0 | 0
load_220331710 |  | node_1397850_056_15291125_94 |  | AN | 0 | NonResidential | 6333.333+2697.989j | 0 | 0 | 0 | 0 | 0 | [24 empty] | 8100201 | no | no |  |  | no |  | 0 | 0 | 0 | 0 | 0 | 0 |  | 1 | 1 | 1 | 0 | 0 | 0
load_220331711 |  | node_1397833_984_15291110_203 |  | BN | 0 | NonResidential | 0 | 6333.333+2697.989j | 0 | 0 | 0 | 0 | [24 empty] | 8100201 | no | no |  |  | no |  | 0 | 0 | 0 | 0 | 0 | 0 |  | 1 | 1 | 1 | 0 | 0 | 0
load_220331712 |  | node_1397868_588_15291135_582 |  | CN | 0 | NonResidential | 0 | 0 | 6333.333+2697.989j | 0 | 0 | 0 | [24 empty] | 8100201 | no | no |  |  | no |  | 0 | 0 | 0 | 0 | 0 | 0 |  | 1 | 1 | 1 | 0 | 0 | 0
load_220331714 |  | node_1398238_671_15291225_272 |  | AN | 0 | NonResidential | 4333.333+1845.992j | 0 | 0 | 0 | 0 | 0 | [24 empty] | 8100201 | no | no |  |  | no |  | 0 | 0 | 0 | 0 | 0 | 0 |  | 1 | 1 | 1 | 0 | 0 | 0
load_220331715 |  | node_1398222_233_15291210_237 |  | BN | 0 | NonResidential | 0 | 4333.333+1845.992j | 0 | 0 | 0 | 0 | [24 empty] | 8100201 | no | no |  |  | no |  | 0 | 0 | 0 | 0 | 0 | 0 |  | 1 | 1 | 1 | 0 | 0 | 0
load_220331716 |  | node_1398257_421_15291234_108 |  | CN | 0 | NonResidential | 0 | 0 | 4333.333+1845.992j | 0 | 0 | 0 | [24 empty] | 8100201 | no | no |  |  | no |  | 0 | 0 | 0 | 0 | 0 | 0 |  | 1 | 1 | 1 | 0 | 0 | 0
load_220331718 |  | node_1399004_538_15291270_778 |  | AN | 0 | Residential | 74858.4+31889.545j | 0 | 0 | 0 | 0 | 0 | [24 empty] | 8100201 | no | no |  |  | no |  | 0 | 0 | 0 | 0 | 0 | 0 |  | 1 | 1 | 1 | 0 | 0 | 0
load_220331719 |  | node_1399267_465_15291580_599 |  | AN | 0 | NonResidential | 7500+3194.987j | 0 | 0 | 0 | 0 | 0 | [24 empty] | 8100201 | no | no |  |  | no |  | 0 | 0 | 0 | 0 | 0 | 0 |  | 1 | 1 | 1 | 0 | 0 | 0
load_220331720 |  | node_1399253_418_15291561_684 |  | AN | 0 | Residential | 13694.4+5833.79j | 0 | 0 | 0 | 0 | 0 | [24 empty] | 8100201 | no | no |  |  | no |  | 0 | 0 | 0 | 0 | 0 | 0 |  | 1 | 1 | 1 | 0 | 0 | 0
load_220331730 |  | node_1397358_257_15290279_295 |  | AN | 0 | Residential | 71287.2+30368.22j | 0 | 0 | 0 | 0 | 0 | [24 empty] | 8100201 | no | no |  |  | no |  | 0 | 0 | 0 | 0 | 0 | 0 |  | 1 | 1 | 1 | 0 | 0 | 0
load_220331731 |  | node_1397846_723_15290409_035 |  | AN | 0 | Residential | 55872+23801.372j | 0 | 0 | 0 | 0 | 0 | [24 empty] | 8100201 | no | no |  |  | no |  | 0 | 0 | 0 | 0 | 0 | 0 |  | 1 | 1 | 1 | 0 | 0 | 0
load_220331732 |  | node_1395989_776_15290143_367 |  | AN | 0 | NonResidential | 2620.8+1116.456j | 0 | 0 | 0 | 0 | 0 | [24 empty] | 8100201 | no | no |  |  | no |  | 0 | 0 | 0 | 0 | 0 | 0 |  | 1 | 1 | 1 | 0 | 0 | 0
load_220331734 |  | node_1398158_026_15290072_479 |  | AN | 0 | Residential | 37332+15903.365j | 0 | 0 | 0 | 0 | 0 | [24 empty] | 8100201 | no | no |  |  | no |  | 0 | 0 | 0 | 0 | 0 | 0 |  | 1 | 1 | 1 | 0 | 0 | 0
load_220331735 |  | node_1397836_055_15289955_91 |  | AN | 0 | Residential | 5292+2254.383j | 0 | 0 | 0 | 0 | 0 | [24 empty] | 8100201 | no | no |  |  | no |  | 0 | 0 | 0 | 0 | 0 | 0 |  | 1 | 1 | 1 | 0 | 0 | 0
load_220331736 |  | node_1398233_932_15289356_264 |  | AN | 0 | NonResidential | 367.2+156.427j | 0 | 0 | 0 | 0 | 0 | [24 empty] | 8100201 | no | no |  |  | no |  | 0 | 0 | 0 | 0 | 0 | 0 |  | 1 | 1 | 1 | 0 | 0 | 0
load_220331737 |  | node_1398081_49_15289060_063 |  | AN | 0 | Residential | 59896.8+25515.93j | 0 | 0 | 0 | 0 | 0 | [24 empty] | 8100201 | no | no |  |  | no |  | 0 | 0 | 0 | 0 | 0 | 0 |  | 1 | 1 | 1 | 0 | 0 | 0
load_220331744 |  | node_1396879_933_15289901_744 |  | AN | 0 | NonResidential | 0 | 0 | 0 | 0 | 0 | 0 | [24 empty] | 8100201 | no | no |  |  | no |  | 0 | 0 | 0 | 0 | 0 | 0 |  | 1 | 1 | 1 | 0 | 0 | 0
load_220331745 |  | node_1397233_871_15289976_424 |  | AN | 0 | Residential | 1864.8+794.401j | 0 | 0 | 0 | 0 | 0 | [24 empty] | 8100201 | no | no |  |  | no |  | 0 | 0 | 0 | 0 | 0 | 0 |  | 1 | 1 | 1 | 0 | 0 | 0
load_220331800 |  | node_1395450_188_15290216_37 |  | AN | 0 | Residential | 34855.2+14848.253j | 0 | 0 | 0 | 0 | 0 | [24 empty] | 8100201 | no | no |  |  | no |  | 0 | 0 | 0 | 0 | 0 | 0 |  | 1 | 1 | 1 | 0 | 0 | 0
load_220331801 |  | node_1395466_908_15290021_684 |  | AN | 0 | Residential | 94550.4+40278.302j | 0 | 0 | 0 | 0 | 0 | [24 empty] | 8100201 | no | no |  |  | no |  | 0 | 0 | 0 | 0 | 0 | 0 |  | 1 | 1 | 1 | 0 | 0 | 0
load_220331803 |  | node_1395677_583_15290382_279 |  | AN | 0 | NonResidential | 1500+638.997j | 0 | 0 | 0 | 0 | 0 | [24 empty] | 8100201 | no | no |  |  | no |  | 0 | 0 | 0 | 0 | 0 | 0 |  | 1 | 1 | 1 | 0 | 0 | 0
load_220331804 |  | node_1395681_36_15290356_171 |  | AN | 0 | Residential | 32598+13886.69j | 0 | 0 | 0 | 0 | 0 | [24 empty] | 8100201 | no | no |  |  | no |  | 0 | 0 | 0 | 0 | 0 | 0 |  | 1 | 1 | 1 | 0 | 0 | 0
load_220331805 |  | node_1395753_531_15289880_802 |  | AN | 0 | NonResidential | 36+15.336j | 0 | 0 | 0 | 0 | 0 | [24 empty] | 8100201 | no | no |  |  | no |  | 0 | 0 | 0 | 0 | 0 | 0 |  | 1 | 1 | 1 | 0 | 0 | 0
load_220331806 |  | node_1396105_884_15289886_66 |  | AN | 0 | NonResidential | 0 | 0 | 0 | 0 | 0 | 0 | [24 empty] | 8100201 | no | no |  |  | no |  | 0 | 0 | 0 | 0 | 0 | 0 |  | 1 | 1 | 1 | 0 | 0 | 0
load_220331807 |  | node_1396129_818_15289500_16 |  | AN | 0 | Residential | 82713.6+35235.846j | 0 | 0 | 0 | 0 | 0 | [24 empty] | 8100201 | no | no |  |  | no |  | 0 | 0 | 0 | 0 | 0 | 0 |  | 1 | 1 | 1 | 0 | 0 | 0
load_220331828 |  | node_1398058_446_15291738_167 |  | AN | 0 | Residential | 74354.4+31674.842j | 0 | 0 | 0 | 0 | 0 | [24 empty] | 8100201 | no | no |  |  | no |  | 0 | 0 | 0 | 0 | 0 | 0 |  | 1 | 1 | 1 | 0 | 0 | 0
load_220331829 |  | node_1397232_262_15290561_942 |  | AN | 0 | Residential | 71157.6+30313.011j | 0 | 0 | 0 | 0 | 0 | [24 empty] | 8100201 | no | no |  |  | no |  | 0 | 0 | 0 | 0 | 0 | 0 |  | 1 | 1 | 1 | 0 | 0 | 0
load_220331831 |  | node_1397800_272_15290780_412 |  | AN | 0 | NonResidential | 115.2+49.075j | 0 | 0 | 0 | 0 | 0 | [24 empty] | 8100201 | no | no |  |  | no |  | 0 | 0 | 0 | 0 | 0 | 0 |  | 1 | 1 | 1 | 0 | 0 | 0
load_220331832 |  | node_1396852_38_15290178_913 |  | AN | 0 | Residential | 58564.8+24948.5j | 0 | 0 | 0 | 0 | 0 | [24 empty] | 8100201 | no | no |  |  | no |  | 0 | 0 | 0 | 0 | 0 | 0 |  | 1 | 1 | 1 | 0 | 0 | 0
load_220331844 |  | node_1397603_482_15291165_007 |  | AN | 0 | NonResidential | 0 | 0 | 0 | 0 | 0 | 0 | [24 empty] | 8100201 | no | no |  |  | no |  | 0 | 0 | 0 | 0 | 0 | 0 |  | 1 | 1 | 1 | 0 | 0 | 0
load_220331845 |  | node_1397600_002_15291191_191 |  | AN | 0 | NonResidential | 0 | 0 | 0 | 0 | 0 | 0 | [24 empty] | 8100201 | no | no |  |  | no |  | 0 | 0 | 0 | 0 | 0 | 0 |  | 1 | 1 | 1 | 0 | 0 | 0
load_220331847 |  | node_1397921_966_15291219_251 |  | AN | 0 | NonResidential | 15000+6389.973j | 0 | 0 | 0 | 0 | 0 | [24 empty] | 8100201 | no | no |  |  | no |  | 0 | 0 | 0 | 0 | 0 | 0 |  | 1 | 1 | 1 | 0 | 0 | 0
load_220331848 |  | node_1398003_841_15290943_019 |  | AN | 0 | NonResidential | 7000+2981.988j | 0 | 0 | 0 | 0 | 0 | [24 empty] | 8100201 | no | no |  |  | no |  | 0 | 0 | 0 | 0 | 0 | 0 |  | 1 | 1 | 1 | 0 | 0 | 0
load_220331849 |  | node_1398006_368_15290937_233 |  | BN | 0 | NonResidential | 0 | 7000+2981.988j | 0 | 0 | 0 | 0 | [24 empty] | 8100201 | no | no |  |  | no |  | 0 | 0 | 0 | 0 | 0 | 0 |  | 1 | 1 | 1 | 0 | 0 | 0
load_220331850 |  | node_1398001_975_15290951_937 |  | CN | 0 | NonResidential | 0 | 0 | 7000+2981.988j | 0 | 0 | 0 | [24 empty] | 8100201 | no | no |  |  | no |  | 0 | 0 | 0 | 0 | 0 | 0 |  | 1 | 1 | 1 | 0 | 0 | 0
load_220331861 |  | node_1398380_427_15291558_097 |  | AN | 0 | Residential | 89085.6+37950.307j | 0 | 0 | 0 | 0 | 0 | [24 empty] | 8100201 | no | no |  |  | no |  | 0 | 0 | 0 | 0 | 0 | 0 |  | 1 | 1 | 1 | 0 | 0 | 0
load_220331864 |  | node_1398551_935_15291620_453 |  | AN | 0 | Residential | 47440.8+20209.696j | 0 | 0 | 0 | 0 | 0 | [24 empty] | 8100201 | no | no |  |  | no |  | 0 | 0 | 0 | 0 | 0 | 0 |  | 1 | 1 | 1 | 0 | 0 | 0
load_220331865 |  | node_1398592_295_15291936_648 |  | AN | 0 | Residential | 54648+23279.951j | 0 | 0 | 0 | 0 | 0 | [24 empty] | 8100201 | no | no |  |  | no |  | 0 | 0 | 0 | 0 | 0 | 0 |  | 1 | 1 | 1 | 0 | 0 | 0
load_220331866 |  | node_1398901_408_15291803_899 |  | AN | 0 | NonResidential | 5313.6+2263.584j | 0 | 0 | 0 | 0 | 0 | [24 empty] | 8100201 | no | no |  |  | no |  | 0 | 0 | 0 | 0 | 0 | 0 |  | 1 | 1 | 1 | 0 | 0 | 0
load_220331867 |  | node_1398874_018_15292107_554 |  | AN | 0 | Residential | 55749.6+23749.23j | 0 | 0 | 0 | 0 | 0 | [24 empty] | 8100201 | no | no |  |  | no |  | 0 | 0 | 0 | 0 | 0 | 0 |  | 1 | 1 | 1 | 0 | 0 | 0
load_220331888 |  | node_1400093_779_15291606_677 |  | AN | 0 | Residential | 103550.4+44112.286j | 0 | 0 | 0 | 0 | 0 | [24 empty] | 8100201 | no | no |  |  | no |  | 0 | 0 | 0 | 0 | 0 | 0 |  | 1 | 1 | 1 | 0 | 0 | 0
load_220332941 |  | node_1397761_415_15291349_003 |  | AN | 0 | Residential | 26416.8+11253.51j | 0 | 0 | 0 | 0 | 0 | [24 empty] | 8100201 | no | no |  |  | no |  | 0 | 0 | 0 | 0 | 0 | 0 |  | 1 | 1 | 1 | 0 | 0 | 0
load_220334276 |  | node_1400766_282_15288944_472 |  | AN | 0 | Residential | 25178.4+10725.953j | 0 | 0 | 0 | 0 | 0 | [24 empty] | 8100201 | no | no |  |  | no |  | 0 | 0 | 0 | 0 | 0 | 0 |  | 1 | 1 | 1 | 0 | 0 | 0
load_220475913 |  | node_1398086_513_15291052_584 |  | AN | 0 | NonResidential | 6660+2837.148j | 0 | 0 | 0 | 0 | 0 | [24 empty] | 8100201 | no | no |  |  | no |  | 0 | 0 | 0 | 0 | 0 | 0 |  | 1 | 1 | 1 | 0 | 0 | 0
load_220529972 |  | node_1398772_367_15291017_311 |  | ABCN | 0 | NonResidential | 114084+48599.58j | 114084+48599.58j | 114084+48599.58j | 0 | 0 | 0 | [24 empty] | 8100201 | no | no |  |  | no |  | 0 | 0 | 0 | 0 | 0 | 0 |  | 1 | 1 | 1 | 0 | 0 | 0
load_220541657 |  | node_1396459_014_15290186_853 |  | AN | 0 | Residential | 67284+28662.864j | 0 | 0 | 0 | 0 | 0 | [24 empty] | 8100201 | no | no |  |  | no |  | 0 | 0 | 0 | 0 | 0 | 0 |  | 1 | 1 | 1 | 0 | 0 | 0
load_220573806 |  | node_1397001_284_15290698_561 |  | AN | 0 | NonResidential | 13000+5537.977j | 0 | 0 | 0 | 0 | 0 | [24 empty] | 8100201 | no | no |  |  | no |  | 0 | 0 | 0 | 0 | 0 | 0 |  | 1 | 1 | 1 | 0 | 0 | 0
load_220573807 |  | node_1397017_928_15290713_183 |  | BN | 0 | NonResidential | 0 | 13000+5537.977j | 0 | 0 | 0 | 0 | [24 empty] | 8100201 | no | no |  |  | no |  | 0 | 0 | 0 | 0 | 0 | 0 |  | 1 | 1 | 1 | 0 | 0 | 0
load_220573830 |  | node_1396982_416_15290690_197 |  | CN | 0 | NonResidential | 0 | 0 | 13000+5537.977j | 0 | 0 | 0 | [24 empty] | 8100201 | no | no |  |  | no |  | 0 | 0 | 0 | 0 | 0 | 0 |  | 1 | 1 | 1 | 0 | 0 | 0
load_220579651 |  | node_1395544_899_15290421_633 |  | AN | 0 | NonResidential | 12000+5111.979j | 0 | 0 | 0 | 0 | 0 | [24 empty] | 8100201 | no | no |  |  | no |  | 0 | 0 | 0 | 0 | 0 | 0 |  | 1 | 1 | 1 | 0 | 0 | 0
load_220579652 |  | node_1395533_481_15290422_418 |  | BN | 0 | NonResidential | 0 | 12000+5111.979j | 0 | 0 | 0 | 0 | [24 empty] | 8100201 | no | no |  |  | no |  | 0 | 0 | 0 | 0 | 0 | 0 |  | 1 | 1 | 1 | 0 | 0 | 0
load_220579653 |  | node_1395556_847_15290429_49 |  | CN | 0 | NonResidential | 0 | 0 | 12000+5111.979j | 0 | 0 | 0 | [24 empty] | 8100201 | no | no |  |  | no |  | 0 | 0 | 0 | 0 | 0 | 0 |  | 1 | 1 | 1 | 0 | 0 | 0
load_220614845 |  | node_1398095_568_15291369_057 |  | AN | 0 | NonResidential | 13000+5537.977j | 0 | 0 | 0 | 0 | 0 | [24 empty] | 8100201 | no | no |  |  | no |  | 0 | 0 | 0 | 0 | 0 | 0 |  | 1 | 1 | 1 | 0 | 0 | 0
load_220618297 |  | node_1397709_346_15290756_475 |  | AN | 0 | Residential | 78753.6+33548.893j | 0 | 0 | 0 | 0 | 0 | [24 empty] | 8100201 | no | no |  |  | no |  | 0 | 0 | 0 | 0 | 0 | 0 |  | 1 | 1 | 1 | 0 | 0 | 0
load_310013836 |  | node_1395092_177_15290479_559 |  | AN | 0 | NonResidential | 0 | 0 | 0 | 0 | 0 | 0 | [24 empty] | 8100201 | no | no |  |  | no |  | 0 | 0 | 0 | 0 | 0 | 0 |  | 1 | 1 | 1 | 0 | 0 | 0
load_310017056 |  | node_1398546_949_15291195_35 |  | AN | 0 | NonResidential | 6976.8+2972.104j | 0 | 0 | 0 | 0 | 0 | [24 empty] | 8100201 | no | no |  |  | no |  | 0 | 0 | 0 | 0 | 0 | 0 |  | 1 | 1 | 1 | 0 | 0 | 0
load_310059903 |  | node_1398074_118_15290669_097 |  | AN | 0 | Residential | 110404.8+47032.248j | 0 | 0 | 0 | 0 | 0 | [24 empty] | 8100201 | no | no |  |  | no |  | 0 | 0 | 0 | 0 | 0 | 0 |  | 1 | 1 | 1 | 0 | 0 | 0
load_311977000 |  | node_1396126_884_15290938_865 |  | AN | 0 | NonResidential | 0 | 0 | 0 | 0 | 0 | 0 | [24 empty] | 8100201 | no | no |  |  | no |  | 0 | 0 | 0 | 0 | 0 | 0 |  | 1 | 1 | 1 | 0 | 0 | 0
load_311977001 |  | node_1396127_662_15290914_584 |  | BN | 0 | NonResidential | 0 | 0 | 0 | 0 | 0 | 0 | [24 empty] | 8100201 | no | no |  |  | no |  | 0 | 0 | 0 | 0 | 0 | 0 |  | 1 | 1 | 1 | 0 | 0 | 0
load_311977002 |  | node_1396134_171_15290895_097 |  | CN | 0 | NonResidential | 0 | 0 | 0 | 0 | 0 | 0 | [24 empty] | 8100201 | no | no |  |  | no |  | 0 | 0 | 0 | 0 | 0 | 0 |  | 1 | 1 | 1 | 0 | 0 | 0

## node
data_type | static
owner_type | feeder
owner | 8100201
object | node
name | groupid | parent | bustype | phases | nominal_voltage | dcircuit | selected | monitored | monitored_fields | class_monitored_fields | played | played_fields | subsystem | x | y | comments | dist_to_slack
node_1394982_857_15290311_022 |  |  | PQ | ABCD | 2771.281 | 8100201 | no | no |  |  | no |  |  | 1394982.857 | 15290311.022 |  | -1
node_1395092_177_15290479_559 |  |  | PQ | ABCN | 2771.281 | 8100201 | no | no |  |  | no |  |  | 1395092.177 | 15290479.559 |  | -1
node_1395450_188_15290216_37 |  |  | PQ | AN | 2771.281 | 8100201 | no | no |  |  | no |  |  | 1395450.188 | 15290216.37 |  | -1
node_1395466_908_15290021_684 |  |  | PQ | AN | 2771.281 | 8100201 | no | no |  |  | no |  |  | 1395466.908 | 15290021.684 |  | -1
node_1395533_481_15290422_418 |  |  | PQ | ABCN | 2771.281 | 8100201 | no | no |  |  | no |  |  | 1395533.481 | 15290422.418 |  | -1
node_1395544_899_15290421_633 |  |  | PQ | ABCN | 2771.281 | 8100201 | no | no |  |  | no |  |  | 1395544.899 | 15290421.633 |  | -1
node_1395556_847_15290429_49 |  |  | PQ | ABCN | 2771.281 | 8100201 | no | no |  |  | no |  |  | 1395556.847 | 15290429.49 |  | -1
node_1395622_137_15290489_209 |  |  | PQ | ABCD | 2771.281 | 8100201 | no | no |  |  | no |  |  | 1395622.137 | 15290489.209 |  | -1
node_1395677_583_15290382_279 |  |  | PQ | ABCN | 2771.281 | 8100201 | no | no |  |  | no |  |  | 1395677.583 | 15290382.279 |  | -1
node_1395681_36_15290356_171 |  |  | PQ | ABCN | 2771.281 | 8100201 | no | no |  |  | no |  |  | 1395681.36 | 15290356.171 |  | -1
node_1395753_531_15289880_802 |  |  | PQ | AN | 2771.281 | 8100201 | no | no |  |  | no |  |  | 1395753.531 | 15289880.802 |  | -1
node_1395804_471_15290538_908 |  |  | PQ | ABCN | 2771.281 | 8100201 | no | no |  |  | no |  |  | 1395804.471 | 15290538.908 |  | -1
node_1395989_776_15290143_367 |  |  | PQ | AN | 2771.281 | 8100201 | no | no |  |  | no |  |  | 1395989.776 | 15290143.367 |  | -1
node_1396002_291_15290697_89 |  |  | PQ | ABCN | 2771.281 | 8100201 | no | no |  |  | no |  |  | 1396002.291 | 15290697.89 |  | -1
node_1396011_739_15290692_211 |  |  | PQ | ABCN | 2771.281 | 8100201 | no | no |  |  | no |  |  | 1396011.739 | 15290692.211 |  | -1
node_1396016_097_15290681_174 |  |  | PQ | ABCN | 2771.281 | 8100201 | no | no |  |  | no |  |  | 1396016.097 | 15290681.174 |  | -1
node_1396105_884_15289886_66 |  |  | PQ | AN | 2771.281 | 8100201 | no | no |  |  | no |  |  | 1396105.884 | 15289886.66 |  | -1
node_1396126_884_15290938_865 |  |  | PQ | ABCN | 2771.281 | 8100201 | no | no |  |  | no |  |  | 1396126.884 | 15290938.865 |  | -1
node_1396127_662_15290914_584 |  |  | PQ | ABCN | 2771.281 | 8100201 | no | no |  |  | no |  |  | 1396127.662 | 15290914.584 |  | -1
node_1396129_818_15289500_16 |  |  | PQ | AN | 2771.281 | 8100201 | no | no |  |  | no |  |  | 1396129.818 | 15289500.16 |  | -1
node_1396134_171_15290895_097 |  |  | PQ | ABCN | 2771.281 | 8100201 | no | no |  |  | no |  |  | 1396134.171 | 15290895.097 |  | -1
node_1396255_999_15290866_813 |  |  | PQ | ABCN | 2771.281 | 8100201 | no | no |  |  | no |  |  | 1396255.999 | 15290866.813 |  | -1
node_1396259_239_15290814_221 |  |  | PQ | ABCN | 2771.281 | 8100201 | no | no |  |  | no |  |  | 1396259.239 | 15290814.221 |  | -1
node_1396260_199_15290840_825 |  |  | PQ | ABCN | 2771.281 | 8100201 | no | no |  |  | no |  |  | 1396260.199 | 15290840.825 |  | -1
node_1396276_072_15290403_967 |  |  | PQ | ABCN | 2771.281 | 8100201 | no | no |  |  | no |  |  | 1396276.072 | 15290403.967 |  | -1
node_1396421_18_15290715_914 |  |  | PQ | ABCN | 2771.281 | 8100201 | no | no |  |  | no |  |  | 1396421.18 | 15290715.914 |  | -1
node_1396459_014_15290186_853 |  |  | PQ | AN | 2771.281 | 8100201 | no | no |  |  | no |  |  | 1396459.014 | 15290186.853 |  | -1
node_1396569_873_15290684_937 |  |  | PQ | ABCN | 2771.281 | 8100201 | no | no |  |  | no |  |  | 1396569.873 | 15290684.937 |  | -1
node_1396852_38_15290178_913 |  |  | PQ | AN | 2771.281 | 8100201 | no | no |  |  | no |  |  | 1396852.38 | 15290178.913 |  | -1
node_1396879_933_15289901_744 |  |  | PQ | AN | 2771.281 | 8100201 | no | no |  |  | no |  |  | 1396879.933 | 15289901.744 |  | -1
node_1396982_416_15290690_197 |  |  | PQ | ABCN | 2771.281 | 8100201 | no | no |  |  | no |  |  | 1396982.416 | 15290690.197 |  | -1
node_1397001_284_15290698_561 |  |  | PQ | ABCN | 2771.281 | 8100201 | no | no |  |  | no |  |  | 1397001.284 | 15290698.561 |  | -1
node_1397017_928_15290713_183 |  |  | PQ | ABCN | 2771.281 | 8100201 | no | no |  |  | no |  |  | 1397017.928 | 15290713.183 |  | -1
node_1397204_831_15290827_85 |  |  | PQ | ABCN | 2771.281 | 8100201 | no | no |  |  | no |  |  | 1397204.831 | 15290827.85 |  | -1
node_1397232_262_15290561_942 |  |  | PQ | AN | 2771.281 | 8100201 | no | no |  |  | no |  |  | 1397232.262 | 15290561.942 |  | -1
node_1397233_871_15289976_424 |  |  | PQ | AN | 2771.281 | 8100201 | no | no |  |  | no |  |  | 1397233.871 | 15289976.424 |  | -1
node_1397358_257_15290279_295 |  |  | PQ | AN | 2771.281 | 8100201 | no | no |  |  | no |  |  | 1397358.257 | 15290279.295 |  | -1
node_1397394_119_15290876_38 |  |  | PQ | ABCN | 2771.281 | 8100201 | no | no |  |  | no |  |  | 1397394.119 | 15290876.38 |  | -1
node_1397501_563_15291251_102 |  |  | PQ | ABCD | 2771.281 | 8100201 | no | no |  |  | no |  |  | 1397501.563 | 15291251.102 |  | -1
node_1397600_002_15291191_191 |  |  | PQ | ABCN | 2771.281 | 8100201 | no | no |  |  | no |  |  | 1397600.002 | 15291191.191 |  | -1
node_1397603_482_15291165_007 |  |  | PQ | ABCN | 2771.281 | 8100201 | no | no |  |  | no |  |  | 1397603.482 | 15291165.007 |  | -1
node_1397697_568_15290957_617 |  |  | PQ | ABCN | 2771.281 | 8100201 | no | no |  |  | no |  |  | 1397697.568 | 15290957.617 |  | -1
node_1397709_346_15290756_475 |  |  | PQ | AN | 2771.281 | 8100201 | no | no |  |  | no |  |  | 1397709.346 | 15290756.475 |  | -1
node_1397761_415_15291349_003 |  |  | PQ | AN | 2771.281 | 8100201 | no | no |  |  | no |  |  | 1397761.415 | 15291349.003 |  | -1
node_1397800_272_15290780_412 |  |  | PQ | AN | 2771.281 | 8100201 | no | no |  |  | no |  |  | 1397800.272 | 15290780.412 |  | -1
node_1397833_984_15291110_203 |  |  | PQ | ABCN | 2771.281 | 8100201 | no | no |  |  | no |  |  | 1397833.984 | 15291110.203 |  | -1
node_1397836_055_15289955_91 |  |  | PQ | AN | 2771.281 | 8100201 | no | no |  |  | no |  |  | 1397836.055 | 15289955.91 |  | -1
node_1397846_723_15290409_035 |  |  | PQ | AN | 2771.281 | 8100201 | no | no |  |  | no |  |  | 1397846.723 | 15290409.035 |  | -1
node_1397850_056_15291125_94 |  |  | PQ | ABCN | 2771.281 | 8100201 | no | no |  |  | no |  |  | 1397850.056 | 15291125.94 |  | -1
node_1397868_588_15291135_582 |  |  | PQ | ABCN | 2771.281 | 8100201 | no | no |  |  | no |  |  | 1397868.588 | 15291135.582 |  | -1
node_1397921_966_15291219_251 |  |  | PQ | AN | 2771.281 | 8100201 | no | no |  |  | no |  |  | 1397921.966 | 15291219.251 |  | -1
node_1398001_975_15290951_937 |  |  | PQ | ABCN | 2771.281 | 8100201 | no | no |  |  | no |  |  | 1398001.975 | 15290951.937 |  | -1
node_1398003_841_15290943_019 |  |  | PQ | ABCN | 2771.281 | 8100201 | no | no |  |  | no |  |  | 1398003.841 | 15290943.019 |  | -1
node_1398006_368_15290937_233 |  |  | PQ | ABCN | 2771.281 | 8100201 | no | no |  |  | no |  |  | 1398006.368 | 15290937.233 |  | -1
node_1398058_446_15291738_167 |  |  | PQ | AN | 2771.281 | 8100201 | no | no |  |  | no |  |  | 1398058.446 | 15291738.167 |  | -1
node_1398074_118_15290669_097 |  |  | PQ | AN | 2771.281 | 8100201 | no | no |  |  | no |  |  | 1398074.118 | 15290669.097 |  | -1
node_1398081_49_15289060_063 |  |  | PQ | AN | 2771.281 | 8100201 | no | no |  |  | no |  |  | 1398081.49 | 15289060.063 |  | -1
node_1398086_513_15291052_584 |  |  | PQ | ABCN | 2771.281 | 8100201 | no | no |  |  | no |  |  | 1398086.513 | 15291052.584 |  | -1
node_1398095_568_15291369_057 |  |  | PQ | AN | 2771.281 | 8100201 | no | no |  |  | no |  |  | 1398095.568 | 15291369.057 |  | -1
node_1398158_026_15290072_479 |  |  | PQ | AN | 2771.281 | 8100201 | no | no |  |  | no |  |  | 1398158.026 | 15290072.479 |  | -1
node_1398222_233_15291210_237 |  |  | PQ | ABCN | 2771.281 | 8100201 | no | no |  |  | no |  |  | 1398222.233 | 15291210.237 |  | -1
node_1398233_932_15289356_264 |  |  | PQ | AN | 2771.281 | 8100201 | no | no |  |  | no |  |  | 1398233.932 | 15289356.264 |  | -1
node_1398238_671_15291225_272 |  |  | PQ | ABCN | 2771.281 | 8100201 | no | no |  |  | no |  |  | 1398238.671 | 15291225.272 |  | -1
node_1398257_421_15291234_108 |  |  | PQ | ABCN | 2771.281 | 8100201 | no | no |  |  | no |  |  | 1398257.421 | 15291234.108 |  | -1
node_1398380_427_15291558_097 |  |  | PQ | AN | 2771.281 | 8100201 | no | no |  |  | no |  |  | 1398380.427 | 15291558.097 |  | -1
node_1398546_949_15291195_35 |  |  | PQ | ABCN | 2771.281 | 8100201 | no | no |  |  | no |  |  | 1398546.949 | 15291195.35 |  | -1
node_1398551_935_15291620_453 |  |  | PQ | AN | 2771.281 | 8100201 | no | no |  |  | no |  |  | 1398551.935 | 15291620.453 |  | -1
node_1398592_295_15291936_648 |  |  | PQ | AN | 2771.281 | 8100201 | no | no |  |  | no |  |  | 1398592.295 | 15291936.648 |  | -1
node_1398772_367_15291017_311 |  |  | PQ | ABCN | 2771.281 | 8100201 | no | no |  |  | no |  |  | 1398772.367 | 15291017.311 |  | -1
node_1398874_018_15292107_554 |  |  | PQ | AN | 2771.281 | 8100201 | no | no |  |  | no |  |  | 1398874.018 | 15292107.554 |  | -1
node_1398901_408_15291803_899 |  |  | PQ | AN | 2771.281 | 8100201 | no | no |  |  | no |  |  | 1398901.408 | 15291803.899 |  | -1
node_1399004_538_15291270_778 |  |  | PQ | ABCN | 2771.281 | 8100201 | no | no |  |  | no |  |  | 1399004.538 | 15291270.778 |  | -1
node_1399253_418_15291561_684 |  |  | PQ | ABCN | 2771.281 | 8100201 | no | no |  |  | no |  |  | 1399253.418 | 15291561.684 |  | -1
node_1399267_465_15291580_599 |  |  | PQ | ABCN | 2771.281 | 8100201 | no | no |  |  | no |  |  | 1399267.465 | 15291580.599 |  | -1
node_1400093_779_15291606_677 |  |  | PQ | AN | 2771.281 | 8100201 | no | no |  |  | no |  |  | 1400093.779 | 15291606.677 |  | -1
node_1400766_282_15288944_472 |  |  | PQ | ABCN | 2771.281 | 8100201 | no | no |  |  | no |  |  | 1400766.282 | 15288944.472 |  | -1
node_8100201_200808263 |  |  | PQ | ABCD | 2771.281 | 8100201 | no | no |  |  | no |  |  | 1396216.411 | 15290623.877 |  | -1
node_8100201_200808264 |  |  | PQ | ABCD | 2771.281 | 8100201 | no | no |  |  | no |  |  | 1396230.009 | 15290529.542 |  | -1
node_8100201_200808265 |  |  | PQ | ABCN | 2771.281 | 8100201 | no | no |  |  | no |  |  | 1396245.784 | 15290404.345 |  | -1
node_8100201_200808266 |  |  | PQ | ABCD | 2771.281 | 8100201 | no | no |  |  | no |  |  | 1396252.199 | 15290298.516 |  | -1
node_8100201_200808267 |  |  | PQ | ABCD | 2771.281 | 8100201 | no | no |  |  | no |  |  | 1396267.429 | 15290192.668 |  | -1
node_8100201_200810783 |  |  | PQ | ABCN | 2771.281 | 8100201 | no | no |  |  | no |  |  | 1398788.897 | 15291049.793 |  | -1
node_8100201_200810858 |  |  | PQ | ABCN | 2771.281 | 8100201 | no | no |  |  | no |  |  | 1395076.65 | 15290334.848 |  | -1
node_8100201_200810860 |  |  | PQ | ABCD | 2771.281 | 8100201 | no | no |  |  | no |  |  | 1395166.941 | 15290361.582 |  | -1
node_8100201_200810863 |  |  | PQ | ABCD | 2771.281 | 8100201 | no | no |  |  | no |  |  | 1395367.914 | 15290414.255 |  | -1
node_8100201_200810864 |  |  | PQ | ABCD | 2771.281 | 8100201 | no | no |  |  | no |  |  | 1395465.082 | 15290426.721 |  | -1
node_8100201_200810867 |  |  | PQ | ABCD | 2771.281 | 8100201 | no | no |  |  | no |  |  | 1395714.726 | 15290534.325 |  | -1
node_8100201_200810869 |  |  | PQ | ABCN | 2771.281 | 8100201 | no | no |  |  | no |  |  | 1395797.425 | 15290562.77 |  | -1
node_8100201_200810872 |  |  | PQ | ABCD | 2771.281 | 8100201 | no | no |  |  | no |  |  | 1395901.12 | 15290641.166 |  | -1
node_8100201_200810877 |  |  | PQ | ABCN | 2771.281 | 8100201 | no | no |  |  | no |  |  | 1395986.452 | 15290665.288 |  | -1
node_8100201_200810880 |  |  | PQ | ABCD | 2771.281 | 8100201 | no | no |  |  | no |  |  | 1396087.244 | 15290675.398 |  | -1
node_8100201_200810881 |  |  | PQ | ABCD | 2771.281 | 8100201 | no | no |  |  | no |  |  | 1396193.094 | 15290696.176 |  | -1
node_8100201_200810883 |  |  | PQ | ABCN | 2771.281 | 8100201 | no | no |  |  | no |  |  | 1396194.207 | 15290823.77 |  | -1
node_8100201_200810885 |  |  | PQ | ABCD | 2771.281 | 8100201 | no | no |  |  | no |  |  | 1396293.823 | 15290713.662 |  | -1
node_8100201_200810886 |  |  | PQ | ABCD | 2771.281 | 8100201 | no | no |  |  | no |  |  | 1396295.732 | 15290677.34 |  | -1
node_8100201_200810887 |  |  | PQ | ABCN | 2771.281 | 8100201 | no | no |  |  | no |  |  | 1396425.723 | 15290694.679 |  | -1
node_8100201_200810888 |  |  | PQ | ABCN | 2771.281 | 8100201 | no | no |  |  | no |  |  | 1396562.9 | 15290719.164 |  | -1
node_8100201_200810890 |  |  | PQ | ABCD | 2771.281 | 8100201 | no | no |  |  | no |  |  | 1396653.492 | 15290737.583 |  | -1
node_8100201_200810892 |  |  | PQ | ABCD | 2771.281 | 8100201 | no | no |  |  | no |  |  | 1396729.439 | 15290752.269 |  | -1
node_8100201_200810894 |  |  | PQ | ABCD | 2771.281 | 8100201 | no | no |  |  | no |  |  | 1396817.984 | 15290767.955 |  | -1
node_8100201_200810895 |  |  | PQ | ABCD | 2771.281 | 8100201 | no | no |  |  | no |  |  | 1396875.013 | 15290777.052 |  | -1
node_8100201_200810896 |  |  | PQ | ABCN | 2771.281 | 8100201 | no | no |  |  | no |  |  | 1396964.629 | 15290813.255 |  | -1
node_8100201_200810899 |  |  | PQ | ABCD | 2771.281 | 8100201 | no | no |  |  | no |  |  | 1397061.49 | 15290812.729 |  | -1
node_8100201_200810900 |  |  | PQ | ABCN | 2771.281 | 8100201 | no | no |  |  | no |  |  | 1397198.605 | 15290853.108 |  | -1
node_8100201_200810902 |  |  | PQ | ABCD | 2771.281 | 8100201 | no | no |  |  | no |  |  | 1397302.842 | 15290882.223 |  | -1
node_8100201_200810904 |  |  | PQ | ABCN | 2771.281 | 8100201 | no | no |  |  | no |  |  | 1397388.493 | 15290903.116 |  | -1
node_8100201_200810906 |  |  | PQ | ABCD | 2771.281 | 8100201 | no | no |  |  | no |  |  | 1397487.645 | 15290931.027 |  | -1
node_8100201_200810907 |  |  | PQ | ABCD | 2771.281 | 8100201 | no | no |  |  | no |  |  | 1397560.877 | 15290958.024 |  | -1
node_8100201_200810908 |  |  | PQ | ABCN | 2771.281 | 8100201 | no | no |  |  | no |  |  | 1397692.667 | 15290992.061 |  | -1
node_8100201_200810910 |  |  | PQ | ABCD | 2771.281 | 8100201 | no | no |  |  | no |  |  | 1397790.908 | 15291017.826 |  | -1
node_8100201_200810911 |  |  | PQ | ABCN | 2771.281 | 8100201 | no | no |  |  | no |  |  | 1397888.436 | 15291044.061 |  | -1
node_8100201_200810914 |  |  | PQ | ABCN | 2771.281 | 8100201 | no | no |  |  | no |  |  | 1398079.342 | 15291090.56 |  | -1
node_8100201_200810916 |  |  | PQ | ABCN | 2771.281 | 8100201 | no | no |  |  | no |  |  | 1398271.201 | 15291135.49 |  | -1
node_8100201_200810917 |  |  | PQ | ABCD | 2771.281 | 8100201 | no | no |  |  | no |  |  | 1398321.856 | 15291158.864 |  | -1
node_8100201_200810918 |  |  | PQ | ABCD | 2771.281 | 8100201 | no | no |  |  | no |  |  | 1398432.181 | 15291187.036 |  | -1
node_8100201_200810920 |  |  | PQ | ABCN | 2771.281 | 8100201 | no | no |  |  | no |  |  | 1398533.365 | 15291208.583 |  | -1
node_8100201_200810923 |  |  | PQ | ABCD | 2771.281 | 8100201 | no | no |  |  | no |  |  | 1398614.11 | 15291222.899 |  | -1
node_8100201_200810925 |  |  | PQ | ABCD | 2771.281 | 8100201 | no | no |  |  | no |  |  | 1398719.706 | 15291245.057 |  | -1
node_8100201_200810927 |  |  | PQ | ABCD | 2771.281 | 8100201 | no | no |  |  | no |  |  | 1398820.7 | 15291267.458 |  | -1
node_8100201_200810929 |  |  | PQ | ABCN | 2771.281 | 8100201 | no | no |  |  | no |  |  | 1398795.061 | 15291116.208 |  | -1
node_8100201_200810930 |  |  | PQ | ABCD | 2771.281 | 8100201 | no | no |  |  | no |  |  | 1398908.908 | 15291283.134 |  | -1
node_8100201_200810932 |  |  | PQ | ABCN | 2771.281 | 8100201 | no | no |  |  | no |  |  | 1398998.259 | 15291304.277 |  | -1
node_8100201_200810934 |  |  | PQ | ABCD | 2771.281 | 8100201 | no | no |  |  | no |  |  | 1399079.093 | 15291321.967 |  | -1
node_8100201_200810936 |  |  | PQ | ABCD | 2771.281 | 8100201 | no | no |  |  | no |  |  | 1399156.086 | 15291402.774 |  | -1
node_8100201_200810938 |  |  | PQ | ABCN | 2771.281 | 8100201 | no | no |  |  | no |  |  | 1399311.28 | 15291496.771 |  | -1
node_8100201_200810979 |  |  | PQ | AD | 2771.281 | 8100201 | no | no |  |  | no |  |  | 1396970.64 | 15290220.713 |  | -1
node_8100201_200810980 |  |  | PQ | AD | 2771.281 | 8100201 | no | no |  |  | no |  |  | 1397067.193 | 15290233.639 |  | -1
node_8100201_200810981 |  |  | PQ | AD | 2771.281 | 8100201 | no | no |  |  | no |  |  | 1397152.428 | 15290261.521 |  | -1
node_8100201_200810982 |  |  | PQ | AD | 2771.281 | 8100201 | no | no |  |  | no |  |  | 1397253.788 | 15290287.592 |  | -1
node_8100201_200810983 |  |  | PQ | AN | 2771.281 | 8100201 | no | no |  |  | no |  |  | 1397352.482 | 15290314.269 |  | -1
node_8100201_200810984 |  |  | PQ | AD | 2771.281 | 8100201 | no | no |  |  | no |  |  | 1397452.679 | 15290337.61 |  | -1
node_8100201_200810985 |  |  | PQ | AD | 2771.281 | 8100201 | no | no |  |  | no |  |  | 1397538.64 | 15290358.041 |  | -1
node_8100201_200810986 |  |  | PQ | AD | 2771.281 | 8100201 | no | no |  |  | no |  |  | 1397635.809 | 15290382.147 |  | -1
node_8100201_200810987 |  |  | PQ | AD | 2771.281 | 8100201 | no | no |  |  | no |  |  | 1397725.951 | 15290406.294 |  | -1
node_8100201_200810988 |  |  | PQ | AN | 2771.281 | 8100201 | no | no |  |  | no |  |  | 1397820.31 | 15290430.306 |  | -1
node_8100201_200810989 |  |  | PQ | AN | 2771.281 | 8100201 | no | no |  |  | no |  |  | 1395989.397 | 15290112.333 |  | -1
node_8100201_200810992 |  |  | PQ | AD | 2771.281 | 8100201 | no | no |  |  | no |  |  | 1396105.346 | 15290118.436 |  | -1
node_8100201_200810993 |  |  | PQ | ABCD | 2771.281 | 8100201 | no | no |  |  | no |  |  | 1396265.035 | 15290138.135 |  | -1
node_8100201_200810994 |  |  | PQ | AD | 2771.281 | 8100201 | no | no |  |  | no |  |  | 1396354.518 | 15290158.703 |  | -1
node_8100201_200810995 |  |  | PQ | AN | 2771.281 | 8100201 | no | no |  |  | no |  |  | 1396463.708 | 15290154.97 |  | -1
node_8100201_200810999 |  |  | PQ | AD | 2771.281 | 8100201 | no | no |  |  | no |  |  | 1397432.07 | 15290060.083 |  | -1
node_8100201_200811000 |  |  | PQ | AD | 2771.281 | 8100201 | no | no |  |  | no |  |  | 1397615.356 | 15290098.086 |  | -1
node_8100201_200811001 |  |  | PQ | AD | 2771.281 | 8100201 | no | no |  |  | no |  |  | 1397811.318 | 15290149.109 |  | -1
node_8100201_200811002 |  |  | PQ | AD | 2771.281 | 8100201 | no | no |  |  | no |  |  | 1397974.048 | 15290090.876 |  | -1
node_8100201_200811003 |  |  | PQ | AN | 2771.281 | 8100201 | no | no |  |  | no |  |  | 1398126.09 | 15290026.688 |  | -1
node_8100201_200811004 |  |  | PQ | AD | 2771.281 | 8100201 | no | no |  |  | no |  |  | 1398211.32 | 15289937.825 |  | -1
node_8100201_200811005 |  |  | PQ | AD | 2771.281 | 8100201 | no | no |  |  | no |  |  | 1398176.34 | 15289844.704 |  | -1
node_8100201_200811006 |  |  | PQ | AN | 2771.281 | 8100201 | no | no |  |  | no |  |  | 1397850.051 | 15289926.783 |  | -1
node_8100201_200811007 |  |  | PQ | AD | 2771.281 | 8100201 | no | no |  |  | no |  |  | 1398262.719 | 15289741.386 |  | -1
node_8100201_200811008 |  |  | PQ | AD | 2771.281 | 8100201 | no | no |  |  | no |  |  | 1398290.215 | 15289544.343 |  | -1
node_8100201_200811009 |  |  | PQ | AN | 2771.281 | 8100201 | no | no |  |  | no |  |  | 1398262.301 | 15289348.55 |  | -1
node_8100201_200811010 |  |  | PQ | AD | 2771.281 | 8100201 | no | no |  |  | no |  |  | 1398206.79 | 15289170.089 |  | -1
node_8100201_200811013 |  |  | PQ | AN | 2771.281 | 8100201 | no | no |  |  | no |  |  | 1398068.03 | 15289091.569 |  | -1
node_8100201_200811014 |  |  | PQ | AD | 2771.281 | 8100201 | no | no |  |  | no |  |  | 1397894.747 | 15289072.414 |  | -1
node_8100201_200811015 |  |  | PQ | AD | 2771.281 | 8100201 | no | no |  |  | no |  |  | 1397737.122 | 15289029.854 |  | -1
node_8100201_200811016 |  |  | PQ | AD | 2771.281 | 8100201 | no | no |  |  | no |  |  | 1397525.191 | 15289053.288 |  | -1
node_8100201_200811017 |  |  | PQ | AD | 2771.281 | 8100201 | no | no |  |  | no |  |  | 1397353.037 | 15289085.162 |  | -1
node_8100201_200811034 |  |  | PQ | AN | 2771.281 | 8100201 | no | no |  |  | no |  |  | 1396880.778 | 15289937.825 |  | -1
node_8100201_200811036 |  |  | PQ | AD | 2771.281 | 8100201 | no | no |  |  | no |  |  | 1397125.085 | 15289979.426 |  | -1
node_8100201_200811038 |  |  | PQ | AN | 2771.281 | 8100201 | no | no |  |  | no |  |  | 1397229.462 | 15290010.182 |  | -1
node_8100201_200811341 |  |  | PQ | AD | 2771.281 | 8100201 | no | no |  |  | no |  |  | 1395469.416 | 15290406.173 |  | -1
node_8100201_200811342 |  |  | PQ | AD | 2771.281 | 8100201 | no | no |  |  | no |  |  | 1395477.794 | 15290309.677 |  | -1
node_8100201_200811344 |  |  | PQ | AN | 2771.281 | 8100201 | no | no |  |  | no |  |  | 1395488.446 | 15290208.93 |  | -1
node_8100201_200811345 |  |  | PQ | AD | 2771.281 | 8100201 | no | no |  |  | no |  |  | 1395498.057 | 15290105.933 |  | -1
node_8100201_200811346 |  |  | PQ | AN | 2771.281 | 8100201 | no | no |  |  | no |  |  | 1395493.157 | 15290023.362 |  | -1
node_8100201_200811363 |  |  | PQ | ABCD | 2771.281 | 8100201 | no | no |  |  | no |  |  | 1395745.371 | 15290500.719 |  | -1
node_8100201_200811364 |  |  | PQ | ABCN | 2771.281 | 8100201 | no | no |  |  | no |  |  | 1395751.995 | 15290397.081 |  | -1
node_8100201_200811365 |  |  | PQ | ABCD | 2771.281 | 8100201 | no | no |  |  | no |  |  | 1395759.601 | 15290294.344 |  | -1
node_8100201_200811366 |  |  | PQ | ABCD | 2771.281 | 8100201 | no | no |  |  | no |  |  | 1395766.503 | 15290196.22 |  | -1
node_8100201_200811367 |  |  | PQ | ABCD | 2771.281 | 8100201 | no | no |  |  | no |  |  | 1395773.657 | 15290093.681 |  | -1
node_8100201_200811368 |  |  | PQ | AD | 2771.281 | 8100201 | no | no |  |  | no |  |  | 1395780.812 | 15289986.624 |  | -1
node_8100201_200811369 |  |  | PQ | AN | 2771.281 | 8100201 | no | no |  |  | no |  |  | 1395785.523 | 15289893.364 |  | -1
node_8100201_200811371 |  |  | PQ | AD | 2771.281 | 8100201 | no | no |  |  | no |  |  | 1396120.471 | 15290093.997 |  | -1
node_8100201_200811372 |  |  | PQ | AD | 2771.281 | 8100201 | no | no |  |  | no |  |  | 1396139.758 | 15289963.381 |  | -1
node_8100201_200811373 |  |  | PQ | AN | 2771.281 | 8100201 | no | no |  |  | no |  |  | 1396134.79 | 15289875.281 |  | -1
node_8100201_200811374 |  |  | PQ | AD | 2771.281 | 8100201 | no | no |  |  | no |  |  | 1396151.173 | 15289732.562 |  | -1
node_8100201_200811375 |  |  | PQ | AD | 2771.281 | 8100201 | no | no |  |  | no |  |  | 1396156.84 | 15289624.18 |  | -1
node_8100201_200811376 |  |  | PQ | AN | 2771.281 | 8100201 | no | no |  |  | no |  |  | 1396168.614 | 15289509.49 |  | -1
node_8100201_200811437 |  |  | PQ | AD | 2771.281 | 8100201 | no | no |  |  | no |  |  | 1398766.933 | 15291885.647 |  | -1
node_8100201_200811448 |  |  | PQ | AN | 2771.281 | 8100201 | no | no |  |  | no |  |  | 1398064.063 | 15291704.308 |  | -1
node_8100201_200811449 |  |  | PQ | AD | 2771.281 | 8100201 | no | no |  |  | no |  |  | 1398165.505 | 15291731.561 |  | -1
node_8100201_200811450 |  |  | PQ | AD | 2771.281 | 8100201 | no | no |  |  | no |  |  | 1398251.15 | 15291753.635 |  | -1
node_8100201_200811451 |  |  | PQ | AD | 2771.281 | 8100201 | no | no |  |  | no |  |  | 1398347.95 | 15291784.51 |  | -1
node_8100201_200811452 |  |  | PQ | AD | 2771.281 | 8100201 | no | no |  |  | no |  |  | 1398455.023 | 15291805.403 |  | -1
node_8100201_200811453 |  |  | PQ | AD | 2771.281 | 8100201 | no | no |  |  | no |  |  | 1398566.547 | 15291833.952 |  | -1
node_8100201_200811454 |  |  | PQ | AD | 2771.281 | 8100201 | no | no |  |  | no |  |  | 1398668.191 | 15291861.912 |  | -1
node_8100201_200811456 |  |  | PQ | AD | 2771.281 | 8100201 | no | no |  |  | no |  |  | 1397893.875 | 15290779.517 |  | -1
node_8100201_200811464 |  |  | PQ | AN | 2771.281 | 8100201 | no | no |  |  | no |  |  | 1397224.12 | 15290600.624 |  | -1
node_8100201_200811466 |  |  | PQ | AD | 2771.281 | 8100201 | no | no |  |  | no |  |  | 1397477.907 | 15290651.486 |  | -1
node_8100201_200811467 |  |  | PQ | AD | 2771.281 | 8100201 | no | no |  |  | no |  |  | 1397608.898 | 15290698.834 |  | -1
node_8100201_200811470 |  |  | PQ | AD | 2771.281 | 8100201 | no | no |  |  | no |  |  | 1396902.536 | 15289979.016 |  | -1
node_8100201_200811471 |  |  | PQ | AD | 2771.281 | 8100201 | no | no |  |  | no |  |  | 1396827.466 | 15290748.742 |  | -1
node_8100201_200811472 |  |  | PQ | AD | 2771.281 | 8100201 | no | no |  |  | no |  |  | 1396844.559 | 15290650.977 |  | -1
node_8100201_200811473 |  |  | PQ | AD | 2771.281 | 8100201 | no | no |  |  | no |  |  | 1396854.105 | 15290529.238 |  | -1
node_8100201_200811474 |  |  | PQ | AD | 2771.281 | 8100201 | no | no |  |  | no |  |  | 1396867.877 | 15290397.975 |  | -1
node_8100201_200811475 |  |  | PQ | AD | 2771.281 | 8100201 | no | no |  |  | no |  |  | 1396880.688 | 15290295.41 |  | -1
node_8100201_200811476 |  |  | PQ | AN | 2771.281 | 8100201 | no | no |  |  | no |  |  | 1396884.708 | 15290186.602 |  | -1
node_8100201_200811477 |  |  | PQ | AD | 2771.281 | 8100201 | no | no |  |  | no |  |  | 1396901.062 | 15290049.722 |  | -1
node_8100201_200811491 |  |  | PQ | ABCN | 2771.281 | 8100201 | no | no |  |  | no |  |  | 1397527.587 | 15291159.734 |  | -1
node_8100201_200811492 |  |  | PQ | ABCD | 2771.281 | 8100201 | no | no |  |  | no |  |  | 1397569.822 | 15291026.211 |  | -1
node_8100201_200811507 |  |  | PQ | AD | 2771.281 | 8100201 | no | no |  |  | no |  |  | 1397850.656 | 15291340.387 |  | -1
node_8100201_200811508 |  |  | PQ | AN | 2771.281 | 8100201 | no | no |  |  | no |  |  | 1397897.442 | 15291212.862 |  | -1
node_8100201_200811510 |  |  | PQ | ABCD | 2771.281 | 8100201 | no | no |  |  | no |  |  | 1397932.771 | 15291123.704 |  | -1
node_8100201_200811511 |  |  | PQ | ABCD | 2771.281 | 8100201 | no | no |  |  | no |  |  | 1397956.1 | 15291036.561 |  | -1
node_8100201_200811512 |  |  | PQ | ABCN | 2771.281 | 8100201 | no | no |  |  | no |  |  | 1397984.368 | 15290931.853 |  | -1
node_8100201_200811513 |  |  | PQ | AD | 2771.281 | 8100201 | no | no |  |  | no |  |  | 1398014.316 | 15290814.133 |  | -1
node_8100201_200811514 |  |  | PQ | AD | 2771.281 | 8100201 | no | no |  |  | no |  |  | 1398036.796 | 15290738.828 |  | -1
node_8100201_200811515 |  |  | PQ | AN | 2771.281 | 8100201 | no | no |  |  | no |  |  | 1398039.356 | 15290617.835 |  | -1
node_8100201_200811544 |  |  | PQ | AN | 2771.281 | 8100201 | no | no |  |  | no |  |  | 1398124.75 | 15291383.939 |  | -1
node_8100201_200811545 |  |  | PQ | AD | 2771.281 | 8100201 | no | no |  |  | no |  |  | 1398090.951 | 15291481.956 |  | -1
node_8100201_200811546 |  |  | PQ | AD | 2771.281 | 8100201 | no | no |  |  | no |  |  | 1398052.099 | 15291595.006 |  | -1
node_8100201_200811548 |  |  | PQ | AD | 2771.281 | 8100201 | no | no |  |  | no |  |  | 1398059.019 | 15291692.348 |  | -1
node_8100201_200811563 |  |  | PQ | AN | 2771.281 | 8100201 | no | no |  |  | no |  |  | 1398418.693 | 15291570.108 |  | -1
node_8100201_200811564 |  |  | PQ | AD | 2771.281 | 8100201 | no | no |  |  | no |  |  | 1398386.408 | 15291664.82 |  | -1
node_8100201_200811586 |  |  | PQ | AN | 2771.281 | 8100201 | no | no |  |  | no |  |  | 1398594.309 | 15291626.978 |  | -1
node_8100201_200811587 |  |  | PQ | AD | 2771.281 | 8100201 | no | no |  |  | no |  |  | 1398588.085 | 15291725.107 |  | -1
node_8100201_200811588 |  |  | PQ | AN | 2771.281 | 8100201 | no | no |  |  | no |  |  | 1398562.3 | 15291933.744 |  | -1
node_8100201_200811597 |  |  | PQ | AD | 2771.281 | 8100201 | no | no |  |  | no |  |  | 1398894.505 | 15291409.407 |  | -1
node_8100201_200811598 |  |  | PQ | AD | 2771.281 | 8100201 | no | no |  |  | no |  |  | 1398888.668 | 15291503.673 |  | -1
node_8100201_200811599 |  |  | PQ | AD | 2771.281 | 8100201 | no | no |  |  | no |  |  | 1398881.841 | 15291606.54 |  | -1
node_8100201_200811600 |  |  | PQ | AD | 2771.281 | 8100201 | no | no |  |  | no |  |  | 1398872.491 | 15291698.306 |  | -1
node_8100201_200811601 |  |  | PQ | AN | 2771.281 | 8100201 | no | no |  |  | no |  |  | 1398859.511 | 15291797.288 |  | -1
node_8100201_200811602 |  |  | PQ | AD | 2771.281 | 8100201 | no | no |  |  | no |  |  | 1398858.609 | 15291901.592 |  | -1
node_8100201_200811603 |  |  | PQ | AD | 2771.281 | 8100201 | no | no |  |  | no |  |  | 1398843.964 | 15292003.714 |  | -1
node_8100201_200811604 |  |  | PQ | AN | 2771.281 | 8100201 | no | no |  |  | no |  |  | 1398831.803 | 15292103.457 |  | -1
node_8100201_200811666 |  |  | PQ | ABCD | 2771.281 | 8100201 | no | no |  |  | no |  |  | 1399998.129 | 15290762.841 |  | -1
node_8100201_200811667 |  |  | PQ | ABCD | 2771.281 | 8100201 | no | no |  |  | no |  |  | 1400037.579 | 15290648.491 |  | -1
node_8100201_200811671 |  |  | PQ | ABCD | 2771.281 | 8100201 | no | no |  |  | no |  |  | 1400232.297 | 15290214.223 |  | -1
node_8100201_200811673 |  |  | PQ | ABCD | 2771.281 | 8100201 | no | no |  |  | no |  |  | 1400316.643 | 15290024.16 |  | -1
node_8100201_200811674 |  |  | PQ | ABCD | 2771.281 | 8100201 | no | no |  |  | no |  |  | 1400360.295 | 15289928.103 |  | -1
node_8100201_200811676 |  |  | PQ | ABCD | 2771.281 | 8100201 | no | no |  |  | no |  |  | 1399573.591 | 15291453.39 |  | -1
node_8100201_200811679 |  |  | PQ | ABCD | 2771.281 | 8100201 | no | no |  |  | no |  |  | 1400495.44 | 15289609.598 |  | -1
node_8100201_200811680 |  |  | PQ | ABCD | 2771.281 | 8100201 | no | no |  |  | no |  |  | 1399639.12 | 15291372.988 |  | -1
node_8100201_200811682 |  |  | PQ | ABCD | 2771.281 | 8100201 | no | no |  |  | no |  |  | 1399774.177 | 15291180.189 |  | -1
node_8100201_200811684 |  |  | PQ | ABCD | 2771.281 | 8100201 | no | no |  |  | no |  |  | 1399883.898 | 15291021.809 |  | -1
node_8100201_200811733 |  |  | PQ | AD | 2771.281 | 8100201 | no | no |  |  | no |  |  | 1399674.56 | 15291387.435 |  | -1
node_8100201_200811734 |  |  | PQ | AD | 2771.281 | 8100201 | no | no |  |  | no |  |  | 1399786.443 | 15291456.301 |  | -1
node_8100201_200811735 |  |  | PQ | AD | 2771.281 | 8100201 | no | no |  |  | no |  |  | 1399861.492 | 15291505.089 |  | -1
node_8100201_200811736 |  |  | PQ | AD | 2771.281 | 8100201 | no | no |  |  | no |  |  | 1399958.239 | 15291564.574 |  | -1
node_8100201_200811737 |  |  | PQ | AN | 2771.281 | 8100201 | no | no |  |  | no |  |  | 1400085.613 | 15291646.488 |  | -1
node_8100201_200815817 |  |  | PQ | AN | 2771.281 | 8100201 | no | no |  |  | no |  |  | 1397770.414 | 15291319.822 |  | -1
node_8100201_200819524 |  |  | PQ | ABCD | 2771.281 | 8100201 | no | no |  |  | no |  |  | 1400860.473 | 15288827.928 |  | -1
node_8100201_200819526 |  |  | PQ | ABCD | 2771.281 | 8100201 | no | no |  |  | no |  |  | 1400544.242 | 15289496.665 |  | -1
node_8100201_200819528 |  |  | PQ | ABCD | 2771.281 | 8100201 | no | no |  |  | no |  |  | 1400641.228 | 15289282.734 |  | -1
node_8100201_200819531 |  |  | PQ | ABCN | 2771.281 | 8100201 | no | no |  |  | no |  |  | 1400786.99 | 15288959.474 |  | -1
node_8100201_200819532 |  |  | PQ | ABCD | 2771.281 | 8100201 | no | no |  |  | no |  |  | 1400807.999 | 15288900.188 |  | -1
node_8100201_200917155 |  |  | PQ | ABCD | 2771.281 | 8100201 | no | no |  |  | no |  |  | 1399422.198 | 15291546.911 |  | -1
node_8100201_200917159 |  |  | PQ | ABCN | 2771.281 | 8100201 | no | no |  |  | no |  |  | 1395159.755 | 15290461.629 |  | -1
node_8100201_200917160 |  |  | PQ | ABCN | 2771.281 | 8100201 | no | no |  |  | no |  |  | 1395340.296 | 15290507.744 |  | -1
node_8100201_200917163 |  |  | PQ | ABCD | 2771.281 | 8100201 | no | no |  |  | no |  |  | 1397946.653 | 15291060.912 |  | -1
node_8100201_200966992 |  |  | PQ | AN | 2771.281 | 8100201 | no | no |  |  | no |  |  | 1397798.085 | 15290759.029 |  | -1
node_8100201_200967136 |  |  | PQ | AN | 2771.281 | 8100201 | no | no |  |  | no |  |  | 1397719.634 | 15290733.697 |  | -1
node_8100201_200967575 |  |  | PQ | ABCD | 2771.281 | 8100201 | no | no |  |  | no |  |  | 1395629.982 | 15290491.776 |  | -1
node_8100201_200967576 |  |  | PQ | ABCN | 2771.281 | 8100201 | no | no |  |  | no |  |  | 1395542.577 | 15290461.122 |  | -1
node_8100201_200967577 |  |  | PQ | ABCD | 2771.281 | 8100201 | no | no |  |  | no |  |  | 1395275.933 | 15290385.762 |  | -1
node_8100201_200971186 |  |  | PQ | ABCN | 2771.281 | 8100201 | no | no |  |  | no |  |  | 1395088.626 | 15290447.6 |  | -1
node_8100201_201063076 |  |  | PQ | ABCD | 2771.281 | 8100201 | no | no |  |  | no |  |  | 1396112.163 | 15290643.887 |  | -1
node_8100201_310049731 |  |  | PQ | ABCD | 2771.281 | 8100201 | no | no |  |  | no |  |  | 1399528.244 | 15291486.164 |  | -1
node_8100201_310049738 |  |  | PQ | ABCD | 2771.281 | 8100201 | no | no |  |  | no |  |  | 1399697.191 | 15291265.147 |  | -1
node_8100201_310049739 |  |  | PQ | ABCD | 2771.281 | 8100201 | no | no |  |  | no |  |  | 1399838.728 | 15291092.296 |  | -1
node_8100201_310049743 |  |  | PQ | ABCD | 2771.281 | 8100201 | no | no |  |  | no |  |  | 1399894.915 | 15290943.498 |  | -1
node_8100201_310049744 |  |  | PQ | ABCD | 2771.281 | 8100201 | no | no |  |  | no |  |  | 1399937.344 | 15290866.662 |  | -1
node_8100201_310049748 |  |  | PQ | ABCD | 2771.281 | 8100201 | no | no |  |  | no |  |  | 1400062.483 | 15290519.115 |  | -1
node_8100201_310049749 |  |  | PQ | ABCD | 2771.281 | 8100201 | no | no |  |  | no |  |  | 1400109.768 | 15290409.181 |  | -1
node_8100201_310049750 |  |  | PQ | ABCD | 2771.281 | 8100201 | no | no |  |  | no |  |  | 1400163.776 | 15290316.579 |  | -1
node_8100201_310049754 |  |  | PQ | ABCD | 2771.281 | 8100201 | no | no |  |  | no |  |  | 1400258.22 | 15290121.372 |  | -1
node_8100201_310050868 |  |  | PQ | ABCD | 2771.281 | 8100201 | no | no |  |  | no |  |  | 1400384.056 | 15289820.417 |  | -1
node_8100201_310050875 |  |  | PQ | ABCD | 2771.281 | 8100201 | no | no |  |  | no |  |  | 1400422.488 | 15289715.734 |  | -1
node_8100201_310050892 |  |  | PQ | ABCD | 2771.281 | 8100201 | no | no |  |  | no |  |  | 1400576.179 | 15289393.053 |  | -1
node_8100201_310050902 |  |  | PQ | ABCD | 2771.281 | 8100201 | no | no |  |  | no |  |  | 1400673.575 | 15289170.819 |  | -1
node_8100201_310050904 |  |  | PQ | ABCD | 2771.281 | 8100201 | no | no |  |  | no |  |  | 1400724.559 | 15289055.864 |  | -1
node_8100201_311976999 |  |  | PQ | ABCN | 2771.281 | 8100201 | no | no |  |  | no |  |  | 1396171.035 | 15290921.543 |  | -1
node_SOURCE_8100201 |  |  | SWING | ABCN | 2771.281 | 8100201 | no | no |  |  | no |  |  | 1400972.21 | 15288799.666 |  | -1
node_intto1_1394982_857_15290311_022 |  |  | PQ | ABCD | 2771.281 | 8100201 | no | no |  |  | no |  |  | 1394982.857 | 15290311.022 |  | -1
node_intto1_1397501_563_15291251_102 |  |  | PQ | ABCD | 2771.281 | 8100201 | no | no |  |  | no |  |  | 1397501.563 | 15291251.102 |  | -1
node_intto1_8100201_200808265 |  |  | PQ | ABCD | 2771.281 | 8100201 | no | no |  |  | no |  |  | 1396245.784 | 15290404.345 |  | -1
node_intto1_8100201_200810858 |  |  | PQ | ABCD | 2771.281 | 8100201 | no | no |  |  | no |  |  | 1395076.65 | 15290334.848 |  | -1
node_intto1_8100201_200810890 |  |  | PQ | ABCD | 2771.281 | 8100201 | no | no |  |  | no |  |  | 1396653.492 | 15290737.583 |  | -1
node_intto1_8100201_200810929 |  |  | PQ | ABCD | 2771.281 | 8100201 | no | no |  |  | no |  |  | 1398795.061 | 15291116.208 |  | -1
node_intto1_8100201_200810934 |  |  | PQ | ABCD | 2771.281 | 8100201 | no | no |  |  | no |  |  | 1399079.093 | 15291321.967 |  | -1
node_intto1_8100201_200811342 |  |  | PQ | AD | 2771.281 | 8100201 | no | no |  |  | no |  |  | 1395477.794 | 15290309.677 |  | -1
node_intto1_8100201_200811364 |  |  | PQ | ABCD | 2771.281 | 8100201 | no | no |  |  | no |  |  | 1395751.995 | 15290397.081 |  | -1
node_intto1_8100201_200811472 |  |  | PQ | AD | 2771.281 | 8100201 | no | no |  |  | no |  |  | 1396844.559 | 15290650.977 |  | -1
node_intto1_8100201_200811508 |  |  | PQ | AD | 2771.281 | 8100201 | no | no |  |  | no |  |  | 1397897.442 | 15291212.862 |  | -1
node_intto1_8100201_200811512 |  |  | PQ | ABCD | 2771.281 | 8100201 | no | no |  |  | no |  |  | 1397984.368 | 15290931.853 |  | -1
node_intto1_8100201_200811564 |  |  | PQ | AD | 2771.281 | 8100201 | no | no |  |  | no |  |  | 1398386.408 | 15291664.82 |  | -1
node_intto1_8100201_200811597 |  |  | PQ | AD | 2771.281 | 8100201 | no | no |  |  | no |  |  | 1398894.505 | 15291409.407 |  | -1
node_intto1_8100201_200819532 |  |  | PQ | ABCD | 2771.281 | 8100201 | no | no |  |  | no |  |  | 1400807.999 | 15288900.188 |  | -1
node_intto1_8100201_200971186 |  |  | PQ | ABCN | 2771.281 | 8100201 | no | no |  |  | no |  |  | 1395088.626 | 15290447.6 |  | -1

## overhead_line
data_type | static
owner_type | feeder
owner | 8100201
object | overhead_line
name | groupid | phases | fr | to | length | configuration | dcircuit | selected | monitored | monitored_fields | class_monitored_fields | played | played_fields | comments | R | X | B | lim_kw
oh_line_8100201_200808263 |  | ABCD | node_8100201_200810881 | node_8100201_200808263 | 75.965 | bal_3P_1/0AC | 8100201 | no | no |  |  | no |  |  | 0 | 0 | 0 | 0
oh_line_8100201_200808264 |  | ABCD | node_8100201_200808263 | node_8100201_200808264 | 95.311 | bal_3P_1/0AC | 8100201 | no | no |  |  | no |  |  | 0 | 0 | 0 | 0
oh_line_8100201_200808265 |  | ABCD | node_8100201_200808264 | node_intto1_8100201_200808265 | 126.188 | bal_3P_1/0AC | 8100201 | no | no |  |  | no |  |  | 0 | 0 | 0 | 0
oh_line_8100201_200808266 |  | ABCD | node_8100201_200808265 | node_8100201_200808266 | 106.023 | bal_3P_1/0AC | 8100201 | no | no |  |  | no |  |  | 0 | 0 | 0 | 0
oh_line_8100201_200808267 |  | ABCD | node_8100201_200808266 | node_8100201_200808267 | 106.938 | bal_3P_1/0AC | 8100201 | no | no |  |  | no |  |  | 0 | 0 | 0 | 0
oh_line_8100201_200810856 |  | ABCD | node_8100201_200810858 | node_intto1_1394982_857_15290311_022 | 120.175 | bal_3P_477AL | 8100201 | no | no |  |  | no |  |  | 0 | 0 | 0 | 0
oh_line_8100201_200810858 |  | ABCD | node_8100201_200810860 | node_intto1_8100201_200810858 | 94.166 | bal_3P_477AL | 8100201 | no | no |  |  | no |  |  | 0 | 0 | 0 | 0
oh_line_8100201_200810860 |  | ABCD | node_8100201_200967577 | node_8100201_200810860 | 111.642 | bal_3P_477AL | 8100201 | no | no |  |  | no |  |  | 0 | 0 | 0 | 0
oh_line_8100201_200810863 |  | ABCD | node_8100201_200810864 | node_8100201_200810863 | 97.965 | bal_3P_477AL | 8100201 | no | no |  |  | no |  |  | 0 | 0 | 0 | 0
oh_line_8100201_200810864 |  | ABCD | node_8100201_200967576 | node_8100201_200810864 | 84.787 | bal_3P_477AL | 8100201 | no | no |  |  | no |  |  | 0 | 0 | 0 | 0
oh_line_8100201_200810867 |  | ABCD | node_8100201_200810869 | node_8100201_200810867 | 87.455 | bal_3P_477AL | 8100201 | no | no |  |  | no |  |  | 0 | 0 | 0 | 0
oh_line_8100201_200810869 |  | ABCD | node_8100201_200810872 | node_8100201_200810869 | 129.995 | bal_3P_477AL | 8100201 | no | no |  |  | no |  |  | 0 | 0 | 0 | 0
oh_line_8100201_200810872 |  | ABCD | node_8100201_200810877 | node_8100201_200810872 | 88.676 | bal_3P_477AL | 8100201 | no | no |  |  | no |  |  | 0 | 0 | 0 | 0
oh_line_8100201_200810877 |  | ABCD | node_8100201_200810880 | node_8100201_200810877 | 101.297 | bal_3P_477AL | 8100201 | no | no |  |  | no |  |  | 0 | 0 | 0 | 0
oh_line_8100201_200810880 |  | ABCD | node_8100201_200810881 | node_8100201_200810880 | 107.871 | bal_3P_477AL | 8100201 | no | no |  |  | no |  |  | 0 | 0 | 0 | 0
oh_line_8100201_200810881 |  | ABCD | node_8100201_200810885 | node_8100201_200810881 | 102.235 | bal_3P_477AL | 8100201 | no | no |  |  | no |  |  | 0 | 0 | 0 | 0
oh_line_8100201_200810883 |  | ABCD | node_8100201_200810881 | node_8100201_200810883 | 127.599 | bal_3P_1/0AA | 8100201 | no | no |  |  | no |  |  | 0 | 0 | 0 | 0
oh_line_8100201_200810885 |  | ABCD | node_8100201_200810886 | node_8100201_200810885 | 36.372 | bal_3P_477AL | 8100201 | no | no |  |  | no |  |  | 0 | 0 | 0 | 0
oh_line_8100201_200810886 |  | ABCD | node_8100201_200810887 | node_8100201_200810886 | 131.142 | bal_3P_477AL | 8100201 | no | no |  |  | no |  |  | 0 | 0 | 0 | 0
oh_line_8100201_200810887 |  | ABCD | node_8100201_200810888 | node_8100201_200810887 | 139.345 | bal_3P_477AL | 8100201 | no | no |  |  | no |  |  | 0 | 0 | 0 | 0
oh_line_8100201_200810888 |  | ABCD | node_8100201_200810890 | node_8100201_200810888 | 92.446 | bal_3P_477AL | 8100201 | no | no |  |  | no |  |  | 0 | 0 | 0 | 0
oh_line_8100201_200810890 |  | ABCD | node_8100201_200810892 | node_intto1_8100201_200810890 | 77.354 | bal_3P_477AL | 8100201 | no | no |  |  | no |  |  | 0 | 0 | 0 | 0
oh_line_8100201_200810892 |  | ABCD | node_8100201_200810894 | node_8100201_200810892 | 89.924 | bal_3P_477AL | 8100201 | no | no |  |  | no |  |  | 0 | 0 | 0 | 0
oh_line_8100201_200810894 |  | ABCD | node_8100201_200810895 | node_8100201_200810894 | 57.749 | bal_3P_477AL | 8100201 | no | no |  |  | no |  |  | 0 | 0 | 0 | 0
oh_line_8100201_200810895 |  | ABCD | node_8100201_200810896 | node_8100201_200810895 | 96.653 | bal_3P_477AL | 8100201 | no | no |  |  | no |  |  | 0 | 0 | 0 | 0
oh_line_8100201_200810896 |  | ABCD | node_8100201_200810899 | node_8100201_200810896 | 96.863 | bal_3P_477AL | 8100201 | no | no |  |  | no |  |  | 0 | 0 | 0 | 0
oh_line_8100201_200810899 |  | ABCD | node_8100201_200810900 | node_8100201_200810899 | 142.937 | bal_3P_477AL | 8100201 | no | no |  |  | no |  |  | 0 | 0 | 0 | 0
oh_line_8100201_200810900 |  | ABCD | node_8100201_200810902 | node_8100201_200810900 | 108.227 | bal_3P_477AL | 8100201 | no | no |  |  | no |  |  | 0 | 0 | 0 | 0
oh_line_8100201_200810902 |  | ABCD | node_8100201_200810904 | node_8100201_200810902 | 88.163 | bal_3P_477AL | 8100201 | no | no |  |  | no |  |  | 0 | 0 | 0 | 0
oh_line_8100201_200810904 |  | ABCD | node_8100201_200810906 | node_8100201_200810904 | 103.006 | bal_3P_477AL | 8100201 | no | no |  |  | no |  |  | 0 | 0 | 0 | 0
oh_line_8100201_200810906 |  | ABCD | node_8100201_200810907 | node_8100201_200810906 | 78.049 | bal_3P_477AL | 8100201 | no | no |  |  | no |  |  | 0 | 0 | 0 | 0
oh_line_8100201_200810907 |  | ABCD | node_8100201_200810908 | node_8100201_200810907 | 136.115 | bal_3P_477AL | 8100201 | no | no |  |  | no |  |  | 0 | 0 | 0 | 0
oh_line_8100201_200810908 |  | ABCD | node_8100201_200810910 | node_8100201_200810908 | 101.563 | bal_3P_477AL | 8100201 | no | no |  |  | no |  |  | 0 | 0 | 0 | 0
oh_line_8100201_200810910 |  | ABCD | node_8100201_200810911 | node_8100201_200810910 | 100.995 | bal_3P_477AL | 8100201 | no | no |  |  | no |  |  | 0 | 0 | 0 | 0
oh_line_8100201_200810911 |  | ABCD | node_8100201_200917163 | node_8100201_200810911 | 60.607 | bal_3P_477AL | 8100201 | no | no |  |  | no |  |  | 0 | 0 | 0 | 0
oh_line_8100201_200810914 |  | ABCD | node_8100201_200810916 | node_8100201_200810914 | 197.05 | bal_3P_477AL | 8100201 | no | no |  |  | no |  |  | 0 | 0 | 0 | 0
oh_line_8100201_200810916 |  | ABCD | node_8100201_200810917 | node_8100201_200810916 | 55.788 | bal_3P_477AL | 8100201 | no | no |  |  | no |  |  | 0 | 0 | 0 | 0
oh_line_8100201_200810917 |  | ABCD | node_8100201_200810918 | node_8100201_200810917 | 113.865 | bal_3P_477AL | 8100201 | no | no |  |  | no |  |  | 0 | 0 | 0 | 0
oh_line_8100201_200810918 |  | ABCD | node_8100201_200810920 | node_8100201_200810918 | 103.453 | bal_3P_477AL | 8100201 | no | no |  |  | no |  |  | 0 | 0 | 0 | 0
oh_line_8100201_200810920 |  | ABCD | node_8100201_200810923 | node_8100201_200810920 | 82.004 | bal_3P_477AL | 8100201 | no | no |  |  | no |  |  | 0 | 0 | 0 | 0
oh_line_8100201_200810923 |  | ABCD | node_8100201_200810925 | node_8100201_200810923 | 107.896 | bal_3P_477AL | 8100201 | no | no |  |  | no |  |  | 0 | 0 | 0 | 0
oh_line_8100201_200810925 |  | ABCD | node_8100201_200810927 | node_8100201_200810925 | 103.448 | bal_3P_477AL | 8100201 | no | no |  |  | no |  |  | 0 | 0 | 0 | 0
oh_line_8100201_200810927 |  | ABCD | node_8100201_200810930 | node_8100201_200810927 | 89.591 | bal_3P_477AL | 8100201 | no | no |  |  | no |  |  | 0 | 0 | 0 | 0
oh_line_8100201_200810929 |  | ABCD | node_8100201_200810927 | node_intto1_8100201_200810929 | 153.412 | bal_3P_1/0AC | 8100201 | no | no |  |  | no |  |  | 0 | 0 | 0 | 0
oh_line_8100201_200810930 |  | ABCD | node_8100201_200810932 | node_8100201_200810930 | 91.819 | bal_3P_477AL | 8100201 | no | no |  |  | no |  |  | 0 | 0 | 0 | 0
oh_line_8100201_200810932 |  | ABCD | node_8100201_200810934 | node_8100201_200810932 | 82.746 | bal_3P_477AL | 8100201 | no | no |  |  | no |  |  | 0 | 0 | 0 | 0
oh_line_8100201_200810934 |  | ABCD | node_8100201_200810936 | node_intto1_8100201_200810934 | 111.623 | bal_3P_477AL | 8100201 | no | no |  |  | no |  |  | 0 | 0 | 0 | 0
oh_line_8100201_200810936 |  | ABCD | node_8100201_200810938 | node_8100201_200810936 | 181.44 | bal_3P_477AL | 8100201 | no | no |  |  | no |  |  | 0 | 0 | 0 | 0
oh_line_8100201_200810938 |  | ABCD | node_8100201_200917155 | node_8100201_200810938 | 121.724 | bal_3P_477AL | 8100201 | no | no |  |  | no |  |  | 0 | 0 | 0 | 0
oh_line_8100201_200810979 |  | AD | node_8100201_200811476 | node_8100201_200810979 | 92.455 | bal_1P_1/0AA | 8100201 | no | no |  |  | no |  |  | 0 | 0 | 0 | 0
oh_line_8100201_200810980 |  | AD | node_8100201_200810979 | node_8100201_200810980 | 97.414 | bal_1P_1/0AA | 8100201 | no | no |  |  | no |  |  | 0 | 0 | 0 | 0
oh_line_8100201_200810981 |  | AD | node_8100201_200810980 | node_8100201_200810981 | 89.679 | bal_1P_1/0AA | 8100201 | no | no |  |  | no |  |  | 0 | 0 | 0 | 0
oh_line_8100201_200810982 |  | AD | node_8100201_200810981 | node_8100201_200810982 | 104.66 | bal_1P_1/0AA | 8100201 | no | no |  |  | no |  |  | 0 | 0 | 0 | 0
oh_line_8100201_200810983 |  | AD | node_8100201_200810982 | node_8100201_200810983 | 102.235 | bal_1P_1/0AA | 8100201 | no | no |  |  | no |  |  | 0 | 0 | 0 | 0
oh_line_8100201_200810984 |  | AD | node_8100201_200810983 | node_8100201_200810984 | 102.88 | bal_1P_1/0AA | 8100201 | no | no |  |  | no |  |  | 0 | 0 | 0 | 0
oh_line_8100201_200810985 |  | AD | node_8100201_200810984 | node_8100201_200810985 | 88.356 | bal_1P_1/0AA | 8100201 | no | no |  |  | no |  |  | 0 | 0 | 0 | 0
oh_line_8100201_200810986 |  | AD | node_8100201_200810985 | node_8100201_200810986 | 100.115 | bal_1P_1/0AA | 8100201 | no | no |  |  | no |  |  | 0 | 0 | 0 | 0
oh_line_8100201_200810987 |  | AD | node_8100201_200810986 | node_8100201_200810987 | 93.32 | bal_1P_1/0AA | 8100201 | no | no |  |  | no |  |  | 0 | 0 | 0 | 0
oh_line_8100201_200810988 |  | AD | node_8100201_200810987 | node_8100201_200810988 | 97.367 | bal_1P_1/0AA | 8100201 | no | no |  |  | no |  |  | 0 | 0 | 0 | 0
oh_line_8100201_200810989 |  | AD | node_8100201_200810992 | node_8100201_200810989 | 116.109 | bal_1P_1/0AA | 8100201 | no | no |  |  | no |  |  | 0 | 0 | 0 | 0
oh_line_8100201_200810992 |  | AD | node_8100201_200810993 | node_8100201_200810992 | 160.9 | bal_1P_1/0AC | 8100201 | no | no |  |  | no |  |  | 0 | 0 | 0 | 0
oh_line_8100201_200810993 |  | ABCD | node_8100201_200808267 | node_8100201_200810993 | 54.586 | bal_3P_1/0AC | 8100201 | no | no |  |  | no |  |  | 0 | 0 | 0 | 0
oh_line_8100201_200810994 |  | AD | node_8100201_200810993 | node_8100201_200810994 | 91.816 | bal_1P_1/0AC | 8100201 | no | no |  |  | no |  |  | 0 | 0 | 0 | 0
oh_line_8100201_200810995 |  | AD | node_8100201_200810994 | node_8100201_200810995 | 109.254 | bal_1P_1/0AC | 8100201 | no | no |  |  | no |  |  | 0 | 0 | 0 | 0
oh_line_8100201_200810999 |  | AD | node_8100201_200811038 | node_8100201_200810999 | 208.662 | bal_1P_1/0AC | 8100201 | no | no |  |  | no |  |  | 0 | 0 | 0 | 0
oh_line_8100201_200811000 |  | AD | node_8100201_200810999 | node_8100201_200811000 | 187.184 | bal_1P_1/0AC | 8100201 | no | no |  |  | no |  |  | 0 | 0 | 0 | 0
oh_line_8100201_200811001 |  | AD | node_8100201_200811000 | node_8100201_200811001 | 202.495 | bal_1P_1/0AC | 8100201 | no | no |  |  | no |  |  | 0 | 0 | 0 | 0
oh_line_8100201_200811002 |  | AD | node_8100201_200811001 | node_8100201_200811002 | 172.836 | bal_1P_1/0AC | 8100201 | no | no |  |  | no |  |  | 0 | 0 | 0 | 0
oh_line_8100201_200811003 |  | AD | node_8100201_200811002 | node_8100201_200811003 | 165.037 | bal_1P_1/0AC | 8100201 | no | no |  |  | no |  |  | 0 | 0 | 0 | 0
oh_line_8100201_200811004 |  | AD | node_8100201_200811003 | node_8100201_200811004 | 123.129 | bal_1P_1/0AC | 8100201 | no | no |  |  | no |  |  | 0 | 0 | 0 | 0
oh_line_8100201_200811005 |  | AD | node_8100201_200811004 | node_8100201_200811005 | 99.475 | bal_1P_1/0AC | 8100201 | no | no |  |  | no |  |  | 0 | 0 | 0 | 0
oh_line_8100201_200811006 |  | AD | node_8100201_200811005 | node_8100201_200811006 | 336.454 | bal_1P_1/0AC | 8100201 | no | no |  |  | no |  |  | 0 | 0 | 0 | 0
oh_line_8100201_200811007 |  | AD | node_8100201_200811004 | node_8100201_200811007 | 203.052 | bal_1P_1/0AC | 8100201 | no | no |  |  | no |  |  | 0 | 0 | 0 | 0
oh_line_8100201_200811008 |  | AD | node_8100201_200811007 | node_8100201_200811008 | 198.952 | bal_1P_1/0AC | 8100201 | no | no |  |  | no |  |  | 0 | 0 | 0 | 0
oh_line_8100201_200811009 |  | AD | node_8100201_200811008 | node_8100201_200811009 | 197.773 | bal_1P_1/0AC | 8100201 | no | no |  |  | no |  |  | 0 | 0 | 0 | 0
oh_line_8100201_200811010 |  | AD | node_8100201_200811009 | node_8100201_200811010 | 186.895 | bal_1P_1/0AC | 8100201 | no | no |  |  | no |  |  | 0 | 0 | 0 | 0
oh_line_8100201_200811013 |  | AD | node_8100201_200811010 | node_8100201_200811013 | 159.436 | bal_1P_1/0AC | 8100201 | no | no |  |  | no |  |  | 0 | 0 | 0 | 0
oh_line_8100201_200811014 |  | AD | node_8100201_200811013 | node_8100201_200811014 | 174.339 | bal_1P_1/0AC | 8100201 | no | no |  |  | no |  |  | 0 | 0 | 0 | 0
oh_line_8100201_200811015 |  | AD | node_8100201_200811014 | node_8100201_200811015 | 163.269 | bal_1P_1/0AC | 8100201 | no | no |  |  | no |  |  | 0 | 0 | 0 | 0
oh_line_8100201_200811016 |  | AD | node_8100201_200811015 | node_8100201_200811016 | 213.223 | bal_1P_1/0AC | 8100201 | no | no |  |  | no |  |  | 0 | 0 | 0 | 0
oh_line_8100201_200811017 |  | AD | node_8100201_200811016 | node_8100201_200811017 | 175.08 | bal_1P_1/0AC | 8100201 | no | no |  |  | no |  |  | 0 | 0 | 0 | 0
oh_line_8100201_200811034 |  | AD | node_8100201_200811470 | node_8100201_200811034 | 46.585 | bal_1P_1/0AC | 8100201 | no | no |  |  | no |  |  | 0 | 0 | 0 | 0
oh_line_8100201_200811036 |  | AD | node_8100201_200811034 | node_8100201_200811036 | 247.824 | bal_1P_1/0AC | 8100201 | no | no |  |  | no |  |  | 0 | 0 | 0 | 0
oh_line_8100201_200811038 |  | AD | node_8100201_200811036 | node_8100201_200811038 | 108.814 | bal_1P_1/0AC | 8100201 | no | no |  |  | no |  |  | 0 | 0 | 0 | 0
oh_line_8100201_200811341 |  | AD | node_8100201_200810864 | node_8100201_200811341 | 21 | bal_1P_1/0AC | 8100201 | no | no |  |  | no |  |  | 0 | 0 | 0 | 0
oh_line_8100201_200811342 |  | AD | node_8100201_200811341 | node_intto1_8100201_200811342 | 96.859 | bal_1P_1/0AC | 8100201 | no | no |  |  | no |  |  | 0 | 0 | 0 | 0
oh_line_8100201_200811344 |  | AD | node_8100201_200811342 | node_8100201_200811344 | 101.309 | bal_1P_1/0AC | 8100201 | no | no |  |  | no |  |  | 0 | 0 | 0 | 0
oh_line_8100201_200811345 |  | AD | node_8100201_200811344 | node_8100201_200811345 | 103.445 | bal_1P_1/0AA | 8100201 | no | no |  |  | no |  |  | 0 | 0 | 0 | 0
oh_line_8100201_200811346 |  | AD | node_8100201_200811345 | node_8100201_200811346 | 82.717 | bal_1P_1/0AA | 8100201 | no | no |  |  | no |  |  | 0 | 0 | 0 | 0
oh_line_8100201_200811363 |  | ABCD | node_8100201_200810867 | node_8100201_200811363 | 45.481 | bal_3P_1/0AA | 8100201 | no | no |  |  | no |  |  | 0 | 0 | 0 | 0
oh_line_8100201_200811364 |  | ABCD | node_8100201_200811363 | node_intto1_8100201_200811364 | 103.864 | bal_3P_1/0AA | 8100201 | no | no |  |  | no |  |  | 0 | 0 | 0 | 0
oh_line_8100201_200811365 |  | ABCD | node_8100201_200811364 | node_8100201_200811365 | 103.018 | bal_3P_1/0AA | 8100201 | no | no |  |  | no |  |  | 0 | 0 | 0 | 0
oh_line_8100201_200811366 |  | ABCD | node_8100201_200811365 | node_8100201_200811366 | 98.366 | bal_3P_1/0AA | 8100201 | no | no |  |  | no |  |  | 0 | 0 | 0 | 0
oh_line_8100201_200811367 |  | ABCD | node_8100201_200811366 | node_8100201_200811367 | 102.788 | bal_3P_1/0AA | 8100201 | no | no |  |  | no |  |  | 0 | 0 | 0 | 0
oh_line_8100201_200811368 |  | AD | node_8100201_200811367 | node_8100201_200811368 | 107.296 | bal_1P_1/0AA | 8100201 | no | no |  |  | no |  |  | 0 | 0 | 0 | 0
oh_line_8100201_200811369 |  | AD | node_8100201_200811368 | node_8100201_200811369 | 93.379 | bal_1P_1/0AA | 8100201 | no | no |  |  | no |  |  | 0 | 0 | 0 | 0
oh_line_8100201_200811371 |  | AD | node_8100201_200810992 | node_8100201_200811371 | 28.741 | bal_1P_4CU | 8100201 | no | no |  |  | no |  |  | 0 | 0 | 0 | 0
oh_line_8100201_200811372 |  | AD | node_8100201_200811371 | node_8100201_200811372 | 132.033 | bal_1P_4CU | 8100201 | no | no |  |  | no |  |  | 0 | 0 | 0 | 0
oh_line_8100201_200811373 |  | AD | node_8100201_200811372 | node_8100201_200811373 | 88.24 | bal_1P_4CU | 8100201 | no | no |  |  | no |  |  | 0 | 0 | 0 | 0
oh_line_8100201_200811374 |  | AD | node_8100201_200811373 | node_8100201_200811374 | 143.657 | bal_1P_4CU | 8100201 | no | no |  |  | no |  |  | 0 | 0 | 0 | 0
oh_line_8100201_200811375 |  | AD | node_8100201_200811374 | node_8100201_200811375 | 108.53 | bal_1P_4CU | 8100201 | no | no |  |  | no |  |  | 0 | 0 | 0 | 0
oh_line_8100201_200811376 |  | AD | node_8100201_200811375 | node_8100201_200811376 | 115.293 | bal_1P_4CU | 8100201 | no | no |  |  | no |  |  | 0 | 0 | 0 | 0
oh_line_8100201_200811437 |  | AD | node_8100201_200811602 | node_8100201_200811437 | 93.053 | bal_1P_1/0AC | 8100201 | no | no |  |  | no |  |  | 0 | 0 | 0 | 0
oh_line_8100201_200811448 |  | AD | node_8100201_200811449 | node_8100201_200811448 | 105.038 | bal_1P_1/0AC | 8100201 | no | no |  |  | no |  |  | 0 | 0 | 0 | 0
oh_line_8100201_200811449 |  | AD | node_8100201_200811450 | node_8100201_200811449 | 88.444 | bal_1P_1/0AC | 8100201 | no | no |  |  | no |  |  | 0 | 0 | 0 | 0
oh_line_8100201_200811450 |  | AD | node_8100201_200811451 | node_8100201_200811450 | 101.604 | bal_1P_1/0AC | 8100201 | no | no |  |  | no |  |  | 0 | 0 | 0 | 0
oh_line_8100201_200811451 |  | AD | node_8100201_200811452 | node_8100201_200811451 | 109.093 | bal_1P_1/0AC | 8100201 | no | no |  |  | no |  |  | 0 | 0 | 0 | 0
oh_line_8100201_200811452 |  | AD | node_8100201_200811453 | node_8100201_200811452 | 115.12 | bal_1P_1/0AC | 8100201 | no | no |  |  | no |  |  | 0 | 0 | 0 | 0
oh_line_8100201_200811453 |  | AD | node_8100201_200811454 | node_8100201_200811453 | 105.42 | bal_1P_1/0AC | 8100201 | no | no |  |  | no |  |  | 0 | 0 | 0 | 0
oh_line_8100201_200811454 |  | AD | node_8100201_200811437 | node_8100201_200811454 | 101.554 | bal_1P_1/0AC | 8100201 | no | no |  |  | no |  |  | 0 | 0 | 0 | 0
oh_line_8100201_200811456 |  | AD | node_8100201_200811513 | node_8100201_200811456 | 125.316 | bal_1P_4CU | 8100201 | no | no |  |  | no |  |  | 0 | 0 | 0 | 0
oh_line_8100201_200811464 |  | AD | node_8100201_200811466 | node_8100201_200811464 | 258.834 | bal_1P_1/0AC | 8100201 | no | no |  |  | no |  |  | 0 | 0 | 0 | 0
oh_line_8100201_200811466 |  | AD | node_8100201_200811467 | node_8100201_200811466 | 139.286 | bal_1P_4CU | 8100201 | no | no |  |  | no |  |  | 0 | 0 | 0 | 0
oh_line_8100201_200811467 |  | AD | node_8100201_200967136 | node_8100201_200811467 | 116.094 | bal_1P_4CU | 8100201 | no | no |  |  | no |  |  | 0 | 0 | 0 | 0
oh_line_8100201_200811470 |  | AD | node_8100201_200811477 | node_8100201_200811470 | 70.721 | bal_1P_1/0AC | 8100201 | no | no |  |  | no |  |  | 0 | 0 | 0 | 0
oh_line_8100201_200811471 |  | AD | node_8100201_200810894 | node_8100201_200811471 | 21.426 | bal_1P_4CU | 8100201 | no | no |  |  | no |  |  | 0 | 0 | 0 | 0
oh_line_8100201_200811472 |  | AD | node_8100201_200811471 | node_intto1_8100201_200811472 | 99.254 | bal_1P_1/0AC | 8100201 | no | no |  |  | no |  |  | 0 | 0 | 0 | 0
oh_line_8100201_200811473 |  | AD | node_8100201_200811472 | node_8100201_200811473 | 122.112 | bal_1P_1/0AC | 8100201 | no | no |  |  | no |  |  | 0 | 0 | 0 | 0
oh_line_8100201_200811474 |  | AD | node_8100201_200811473 | node_8100201_200811474 | 131.984 | bal_1P_1/0AC | 8100201 | no | no |  |  | no |  |  | 0 | 0 | 0 | 0
oh_line_8100201_200811475 |  | AD | node_8100201_200811474 | node_8100201_200811475 | 103.362 | bal_1P_1/0AC | 8100201 | no | no |  |  | no |  |  | 0 | 0 | 0 | 0
oh_line_8100201_200811476 |  | AD | node_8100201_200811475 | node_8100201_200811476 | 108.882 | bal_1P_1/0AC | 8100201 | no | no |  |  | no |  |  | 0 | 0 | 0 | 0
oh_line_8100201_200811477 |  | AD | node_8100201_200811476 | node_8100201_200811477 | 137.854 | bal_1P_1/0AC | 8100201 | no | no |  |  | no |  |  | 0 | 0 | 0 | 0
oh_line_8100201_200811491-1 |  | ABCD | node_8100201_200811491 | node_intto1_1397501_563_15291251_102 | 115.368 | bal_3P_4CU | 8100201 | no | no |  |  | no |  |  | 0 | 0 | 0 | 0
oh_line_8100201_200811491-2 |  | ABCD | node_8100201_200811492 | node_8100201_200811491 | 140.043 | bal_3P_4CU | 8100201 | no | no |  |  | no |  |  | 0 | 0 | 0 | 0
oh_line_8100201_200811492 |  | ABCD | node_8100201_200810907 | node_8100201_200811492 | 68.771 | bal_3P_1/0AA | 8100201 | no | no |  |  | no |  |  | 0 | 0 | 0 | 0
oh_line_8100201_200811507 |  | AD | node_8100201_200811508 | node_8100201_200811507 | 135.836 | bal_1P_1/0AC | 8100201 | no | no |  |  | no |  |  | 0 | 0 | 0 | 0
oh_line_8100201_200811508 |  | AD | node_8100201_200811510 | node_intto1_8100201_200811508 | 95.911 | bal_1P_1/0AC | 8100201 | no | no |  |  | no |  |  | 0 | 0 | 0 | 0
oh_line_8100201_200811510 |  | ABCD | node_8100201_200917163 | node_8100201_200811510 | 64.308 | bal_3P_1/0AC | 8100201 | no | no |  |  | no |  |  | 0 | 0 | 0 | 0
oh_line_8100201_200811511 |  | ABCD | node_8100201_200917163 | node_8100201_200811511 | 26.119 | bal_3P_1/0AC | 8100201 | no | no |  |  | no |  |  | 0 | 0 | 0 | 0
oh_line_8100201_200811512 |  | ABCD | node_8100201_200811511 | node_intto1_8100201_200811512 | 108.457 | bal_3P_1/0AC | 8100201 | no | no |  |  | no |  |  | 0 | 0 | 0 | 0
oh_line_8100201_200811513 |  | AD | node_8100201_200811512 | node_8100201_200811513 | 121.47 | bal_1P_6CU | 8100201 | no | no |  |  | no |  |  | 0 | 0 | 0 | 0
oh_line_8100201_200811514 |  | AD | node_8100201_200811513 | node_8100201_200811514 | 78.589 | bal_1P_6CU | 8100201 | no | no |  |  | no |  |  | 0 | 0 | 0 | 0
oh_line_8100201_200811515 |  | AD | node_8100201_200811514 | node_8100201_200811515 | 121.02 | bal_1P_6CU | 8100201 | no | no |  |  | no |  |  | 0 | 0 | 0 | 0
oh_line_8100201_200811544 |  | AD | node_8100201_200811545 | node_8100201_200811544 | 103.68 | bal_1P_1/0AA | 8100201 | no | no |  |  | no |  |  | 0 | 0 | 0 | 0
oh_line_8100201_200811545 |  | AD | node_8100201_200811546 | node_8100201_200811545 | 119.541 | bal_1P_1/0AA | 8100201 | no | no |  |  | no |  |  | 0 | 0 | 0 | 0
oh_line_8100201_200811546 |  | AD | node_8100201_200811548 | node_8100201_200811546 | 97.587 | bal_1P_1/0AA | 8100201 | no | no |  |  | no |  |  | 0 | 0 | 0 | 0
oh_line_8100201_200811548 |  | AD | node_8100201_200811448 | node_8100201_200811548 | 12.98 | bal_1P_1/0AA | 8100201 | no | no |  |  | no |  |  | 0 | 0 | 0 | 0
oh_line_8100201_200811563 |  | AD | node_8100201_200811564 | node_8100201_200811563 | 100.063 | bal_1P_1/0AC | 8100201 | no | no |  |  | no |  |  | 0 | 0 | 0 | 0
oh_line_8100201_200811564 |  | AD | node_8100201_200811451 | node_intto1_8100201_200811564 | 125.718 | bal_1P_1/0AC | 8100201 | no | no |  |  | no |  |  | 0 | 0 | 0 | 0
oh_line_8100201_200811586 |  | AD | node_8100201_200811587 | node_8100201_200811586 | 98.326 | bal_1P_1/0AA | 8100201 | no | no |  |  | no |  |  | 0 | 0 | 0 | 0
oh_line_8100201_200811587 |  | AD | node_8100201_200811453 | node_8100201_200811587 | 110.956 | bal_1P_1/0AA | 8100201 | no | no |  |  | no |  |  | 0 | 0 | 0 | 0
oh_line_8100201_200811588 |  | AD | node_8100201_200811453 | node_8100201_200811588 | 99.882 | bal_1P_1/0AA | 8100201 | no | no |  |  | no |  |  | 0 | 0 | 0 | 0
oh_line_8100201_200811597 |  | AD | node_8100201_200810930 | node_intto1_8100201_200811597 | 127.094 | bal_1P_1/0AC | 8100201 | no | no |  |  | no |  |  | 0 | 0 | 0 | 0
oh_line_8100201_200811598 |  | AD | node_8100201_200811597 | node_8100201_200811598 | 94.447 | bal_1P_1/0AC | 8100201 | no | no |  |  | no |  |  | 0 | 0 | 0 | 0
oh_line_8100201_200811599 |  | AD | node_8100201_200811598 | node_8100201_200811599 | 103.093 | bal_1P_1/0AC | 8100201 | no | no |  |  | no |  |  | 0 | 0 | 0 | 0
oh_line_8100201_200811600 |  | AD | node_8100201_200811599 | node_8100201_200811600 | 92.242 | bal_1P_1/0AC | 8100201 | no | no |  |  | no |  |  | 0 | 0 | 0 | 0
oh_line_8100201_200811601 |  | AD | node_8100201_200811600 | node_8100201_200811601 | 99.829 | bal_1P_1/0AC | 8100201 | no | no |  |  | no |  |  | 0 | 0 | 0 | 0
oh_line_8100201_200811602 |  | AD | node_8100201_200811601 | node_8100201_200811602 | 104.308 | bal_1P_1/0AC | 8100201 | no | no |  |  | no |  |  | 0 | 0 | 0 | 0
oh_line_8100201_200811603 |  | AD | node_8100201_200811602 | node_8100201_200811603 | 103.167 | bal_1P_1/0AC | 8100201 | no | no |  |  | no |  |  | 0 | 0 | 0 | 0
oh_line_8100201_200811604 |  | AD | node_8100201_200811603 | node_8100201_200811604 | 100.482 | bal_1P_1/0AC | 8100201 | no | no |  |  | no |  |  | 0 | 0 | 0 | 0
oh_line_8100201_200811666 |  | ABCD | node_8100201_200811667 | node_8100201_200811666 | 120.964 | bal_3P_477AL | 8100201 | no | no |  |  | no |  |  | 0 | 0 | 0 | 0
oh_line_8100201_200811667 |  | ABCD | node_8100201_310049748 | node_8100201_200811667 | 131.751 | bal_3P_477AL | 8100201 | no | no |  |  | no |  |  | 0 | 0 | 0 | 0
oh_line_8100201_200811671 |  | ABCD | node_8100201_310049754 | node_8100201_200811671 | 96.402 | bal_3P_477AL | 8100201 | no | no |  |  | no |  |  | 0 | 0 | 0 | 0
oh_line_8100201_200811673 |  | ABCD | node_8100201_200811674 | node_8100201_200811673 | 105.511 | bal_3P_477AL | 8100201 | no | no |  |  | no |  |  | 0 | 0 | 0 | 0
oh_line_8100201_200811674 |  | ABCD | node_8100201_310050868 | node_8100201_200811674 | 110.277 | bal_3P_477AL | 8100201 | no | no |  |  | no |  |  | 0 | 0 | 0 | 0
oh_line_8100201_200811676 |  | ABCD | node_8100201_200811680 | node_8100201_200811676 | 103.723 | bal_3P_477AL | 8100201 | no | no |  |  | no |  |  | 0 | 0 | 0 | 0
oh_line_8100201_200811679 |  | ABCD | node_8100201_200819526 | node_8100201_200811679 | 123.026 | bal_3P_477AL | 8100201 | no | no |  |  | no |  |  | 0 | 0 | 0 | 0
oh_line_8100201_200811680 |  | ABCD | node_8100201_310049738 | node_8100201_200811680 | 122.483 | bal_3P_477AL | 8100201 | no | no |  |  | no |  |  | 0 | 0 | 0 | 0
oh_line_8100201_200811682 |  | ABCD | node_8100201_310049739 | node_8100201_200811682 | 109.052 | bal_3P_477AL | 8100201 | no | no |  |  | no |  |  | 0 | 0 | 0 | 0
oh_line_8100201_200811684 |  | ABCD | node_8100201_310049743 | node_8100201_200811684 | 79.082 | bal_3P_477AL | 8100201 | no | no |  |  | no |  |  | 0 | 0 | 0 | 0
oh_line_8100201_200811733 |  | AD | node_8100201_200811680 | node_8100201_200811733 | 38.272 | bal_1P_2AC | 8100201 | no | no |  |  | no |  |  | 0 | 0 | 0 | 0
oh_line_8100201_200811734 |  | AD | node_8100201_200811733 | node_8100201_200811734 | 131.379 | bal_1P_2AC | 8100201 | no | no |  |  | no |  |  | 0 | 0 | 0 | 0
oh_line_8100201_200811735 |  | AD | node_8100201_200811734 | node_8100201_200811735 | 89.513 | bal_1P_2AC | 8100201 | no | no |  |  | no |  |  | 0 | 0 | 0 | 0
oh_line_8100201_200811736 |  | AD | node_8100201_200811735 | node_8100201_200811736 | 113.571 | bal_1P_2AC | 8100201 | no | no |  |  | no |  |  | 0 | 0 | 0 | 0
oh_line_8100201_200811737 |  | AD | node_8100201_200811736 | node_8100201_200811737 | 151.44 | bal_1P_2AC | 8100201 | no | no |  |  | no |  |  | 0 | 0 | 0 | 0
oh_line_8100201_200815817 |  | AD | node_8100201_200811507 | node_8100201_200815817 | 82.836 | bal_1P_1/0AA | 8100201 | no | no |  |  | no |  |  | 0 | 0 | 0 | 0
oh_line_8100201_200819524 |  | ABCD | node_SOURCE_8100201 | node_8100201_200819524 | 115.255 | bal_3P_477AL | 8100201 | no | no |  |  | no |  |  | 0 | 0 | 0 | 0
oh_line_8100201_200819526 |  | ABCD | node_8100201_310050892 | node_8100201_200819526 | 108.423 | bal_3P_477AL | 8100201 | no | no |  |  | no |  |  | 0 | 0 | 0 | 0
oh_line_8100201_200819528 |  | ABCD | node_8100201_310050902 | node_8100201_200819528 | 116.497 | bal_3P_477AL | 8100201 | no | no |  |  | no |  |  | 0 | 0 | 0 | 0
oh_line_8100201_200819531 |  | ABCD | node_8100201_200819532 | node_8100201_200819531 | 62.898 | bal_3P_477AL | 8100201 | no | no |  |  | no |  |  | 0 | 0 | 0 | 0
oh_line_8100201_200819532 |  | ABCD | node_8100201_200819524 | node_intto1_8100201_200819532 | 89.305 | bal_3P_477AL | 8100201 | no | no |  |  | no |  |  | 0 | 0 | 0 | 0
oh_line_8100201_200917155 |  | ABCD | node_8100201_310049731 | node_8100201_200917155 | 122.213 | bal_3P_477AL | 8100201 | no | no |  |  | no |  |  | 0 | 0 | 0 | 0
oh_line_8100201_200917160 |  | ABCD | node_8100201_200810863 | node_8100201_200917160 | 97.484 | bal_3P_2AL | 8100201 | no | no |  |  | no |  |  | 0 | 0 | 0 | 0
oh_line_8100201_200917163 |  | ABCD | node_8100201_200810914 | node_8100201_200917163 | 135.961 | bal_3P_477AL | 8100201 | no | no |  |  | no |  |  | 0 | 0 | 0 | 0
oh_line_8100201_200966992 |  | AD | node_8100201_200811456 | node_8100201_200966992 | 97.957 | bal_1P_4CU | 8100201 | no | no |  |  | no |  |  | 0 | 0 | 0 | 0
oh_line_8100201_200967136 |  | AD | node_8100201_200966992 | node_8100201_200967136 | 82.44 | bal_1P_4CU | 8100201 | no | no |  |  | no |  |  | 0 | 0 | 0 | 0
oh_line_8100201_200967575 |  | ABCD | node_8100201_200810867 | node_8100201_200967575 | 94.825 | bal_3P_477AL | 8100201 | no | no |  |  | no |  |  | 0 | 0 | 0 | 0
oh_line_8100201_200967576-1 |  | ABCD | node_1395622_137_15290489_209 | node_8100201_200967576 | 84.372 | bal_3P_477AL | 8100201 | no | no |  |  | no |  |  | 0 | 0 | 0 | 0
oh_line_8100201_200967576-2 |  | ABCD | node_8100201_200967575 | node_1395622_137_15290489_209 | 8.254 | bal_3P_477AL | 8100201 | no | no |  |  | no |  |  | 0 | 0 | 0 | 0
oh_line_8100201_200967577 |  | ABCD | node_8100201_200810863 | node_8100201_200967577 | 96.293 | bal_3P_477AL | 8100201 | no | no |  |  | no |  |  | 0 | 0 | 0 | 0
oh_line_8100201_200971186 |  | ABCN | node_8100201_200810858 | node_intto1_8100201_200971186 | 113.387 | bal_3P_DELTACUST | 8100201 | no | no |  |  | no |  |  | 0 | 0 | 0 | 0
oh_line_8100201_201063076 |  | ABCD | node_8100201_200810880 | node_8100201_201063076 | 40.174 | bal_3P_477AL | 8100201 | no | no |  |  | no |  |  | 0 | 0 | 0 | 0
oh_line_8100201_310049731 |  | ABCD | node_8100201_200811676 | node_8100201_310049731 | 55.95 | bal_3P_477AL | 8100201 | no | no |  |  | no |  |  | 0 | 0 | 0 | 0
oh_line_8100201_310049738 |  | ABCD | node_8100201_200811682 | node_8100201_310049738 | 114.65 | bal_3P_477AL | 8100201 | no | no |  |  | no |  |  | 0 | 0 | 0 | 0
oh_line_8100201_310049739 |  | ABCD | node_8100201_200811684 | node_8100201_310049739 | 83.718 | bal_3P_477AL | 8100201 | no | no |  |  | no |  |  | 0 | 0 | 0 | 0
oh_line_8100201_310049743 |  | ABCD | node_8100201_310049744 | node_8100201_310049743 | 87.772 | bal_3P_477AL | 8100201 | no | no |  |  | no |  |  | 0 | 0 | 0 | 0
oh_line_8100201_310049744 |  | ABCD | node_8100201_200811666 | node_8100201_310049744 | 120.306 | bal_3P_477AL | 8100201 | no | no |  |  | no |  |  | 0 | 0 | 0 | 0
oh_line_8100201_310049748 |  | ABCD | node_8100201_310049749 | node_8100201_310049748 | 119.671 | bal_3P_477AL | 8100201 | no | no |  |  | no |  |  | 0 | 0 | 0 | 0
oh_line_8100201_310049749 |  | ABCD | node_8100201_310049750 | node_8100201_310049749 | 107.201 | bal_3P_477AL | 8100201 | no | no |  |  | no |  |  | 0 | 0 | 0 | 0
oh_line_8100201_310049750 |  | ABCD | node_8100201_200811671 | node_8100201_310049750 | 123.174 | bal_3P_477AL | 8100201 | no | no |  |  | no |  |  | 0 | 0 | 0 | 0
oh_line_8100201_310049754 |  | ABCD | node_8100201_200811673 | node_8100201_310049754 | 113.416 | bal_3P_477AL | 8100201 | no | no |  |  | no |  |  | 0 | 0 | 0 | 0
oh_line_8100201_310050868 |  | ABCD | node_8100201_310050875 | node_8100201_310050868 | 111.515 | bal_3P_477AL | 8100201 | no | no |  |  | no |  |  | 0 | 0 | 0 | 0
oh_line_8100201_310050875 |  | ABCD | node_8100201_200811679 | node_8100201_310050875 | 128.79 | bal_3P_477AL | 8100201 | no | no |  |  | no |  |  | 0 | 0 | 0 | 0
oh_line_8100201_310050892 |  | ABCD | node_8100201_200819528 | node_8100201_310050892 | 128.069 | bal_3P_477AL | 8100201 | no | no |  |  | no |  |  | 0 | 0 | 0 | 0
oh_line_8100201_310050902 |  | ABCD | node_8100201_310050904 | node_8100201_310050902 | 125.758 | bal_3P_477AL | 8100201 | no | no |  |  | no |  |  | 0 | 0 | 0 | 0
oh_line_8100201_310050904 |  | ABCD | node_8100201_200819531 | node_8100201_310050904 | 114.842 | bal_3P_477AL | 8100201 | no | no |  |  | no |  |  | 0 | 0 | 0 | 0
oh_line_8100201_311976999 |  | ABCD | node_8100201_200810883 | node_8100201_311976999 | 100.481 | bal_3P_1/0AA | 8100201 | no | no |  |  | no |  |  | 0 | 0 | 0 | 0
oh_line_TAP_OH_891807 |  | ABCN | node_8100201_200808265 | node_1396276_072_15290403_967 | 0.033 | unb_TAPWIRE_OH | 8100201 | no | no |  |  | no |  |  | 0 | 0 | 0 | 0
oh_line_TAP_OH_892275 |  | ABCN | node_8100201_200810869 | node_1395804_471_15290538_908 | 0.033 | unb_TAPWIRE_OH | 8100201 | no | no |  |  | no |  |  | 0 | 0 | 0 | 0
oh_line_TAP_OH_892278 |  | ABCN | node_8100201_200810887 | node_1396421_18_15290715_914 | 0.033 | unb_TAPWIRE_OH | 8100201 | no | no |  |  | no |  |  | 0 | 0 | 0 | 0
oh_line_TAP_OH_892279 |  | ABCN | node_8100201_200810888 | node_1396569_873_15290684_937 | 0.033 | unb_TAPWIRE_OH | 8100201 | no | no |  |  | no |  |  | 0 | 0 | 0 | 0
oh_line_TAP_OH_892281 |  | ABCN | node_8100201_200810900 | node_1397204_831_15290827_85 | 0.033 | unb_TAPWIRE_OH | 8100201 | no | no |  |  | no |  |  | 0 | 0 | 0 | 0
oh_line_TAP_OH_892282 |  | ABCN | node_8100201_200810904 | node_1397394_119_15290876_38 | 0.033 | unb_TAPWIRE_OH | 8100201 | no | no |  |  | no |  |  | 0 | 0 | 0 | 0
oh_line_TAP_OH_892283 |  | ABCN | node_8100201_200810908 | node_1397697_568_15290957_617 | 0.033 | unb_TAPWIRE_OH | 8100201 | no | no |  |  | no |  |  | 0 | 0 | 0 | 0
oh_line_TAP_OH_892285 |  | ABCN | node_8100201_200810914 | node_1398086_513_15291052_584 | 0.033 | unb_TAPWIRE_OH | 8100201 | no | no |  |  | no |  |  | 0 | 0 | 0 | 0
oh_line_TAP_OH_892287 |  | ABCN | node_8100201_200810932 | node_1399004_538_15291270_778 | 0.033 | unb_TAPWIRE_OH | 8100201 | no | no |  |  | no |  |  | 0 | 0 | 0 | 0
oh_line_TAP_OH_892295 |  | AN | node_8100201_200810983 | node_1397358_257_15290279_295 | 0.033 | unb_TAPWIRE_OH | 8100201 | no | no |  |  | no |  |  | 0 | 0 | 0 | 0
oh_line_TAP_OH_892296 |  | AN | node_8100201_200810988 | node_1397846_723_15290409_035 | 0.033 | unb_TAPWIRE_OH | 8100201 | no | no |  |  | no |  |  | 0 | 0 | 0 | 0
oh_line_TAP_OH_892297 |  | AN | node_8100201_200810989 | node_1395989_776_15290143_367 | 0.033 | unb_TAPWIRE_OH | 8100201 | no | no |  |  | no |  |  | 0 | 0 | 0 | 0
oh_line_TAP_OH_892298 |  | AN | node_8100201_200810995 | node_1396459_014_15290186_853 | 0.033 | unb_TAPWIRE_OH | 8100201 | no | no |  |  | no |  |  | 0 | 0 | 0 | 0
oh_line_TAP_OH_892299 |  | AN | node_8100201_200811003 | node_1398158_026_15290072_479 | 0.033 | unb_TAPWIRE_OH | 8100201 | no | no |  |  | no |  |  | 0 | 0 | 0 | 0
oh_line_TAP_OH_892300 |  | AN | node_8100201_200811006 | node_1397836_055_15289955_91 | 0.033 | unb_TAPWIRE_OH | 8100201 | no | no |  |  | no |  |  | 0 | 0 | 0 | 0
oh_line_TAP_OH_892301 |  | AN | node_8100201_200811009 | node_1398233_932_15289356_264 | 0.033 | unb_TAPWIRE_OH | 8100201 | no | no |  |  | no |  |  | 0 | 0 | 0 | 0
oh_line_TAP_OH_892302 |  | AN | node_8100201_200811013 | node_1398081_49_15289060_063 | 0.033 | unb_TAPWIRE_OH | 8100201 | no | no |  |  | no |  |  | 0 | 0 | 0 | 0
oh_line_TAP_OH_892307 |  | AN | node_8100201_200811034 | node_1396879_933_15289901_744 | 0.033 | unb_TAPWIRE_OH | 8100201 | no | no |  |  | no |  |  | 0 | 0 | 0 | 0
oh_line_TAP_OH_892308 |  | AN | node_8100201_200811038 | node_1397233_871_15289976_424 | 0.033 | unb_TAPWIRE_OH | 8100201 | no | no |  |  | no |  |  | 0 | 0 | 0 | 0
oh_line_TAP_OH_892354 |  | AN | node_8100201_200811344 | node_1395450_188_15290216_37 | 0.033 | unb_TAPWIRE_OH | 8100201 | no | no |  |  | no |  |  | 0 | 0 | 0 | 0
oh_line_TAP_OH_892355 |  | AN | node_8100201_200811346 | node_1395466_908_15290021_684 | 0.033 | unb_TAPWIRE_OH | 8100201 | no | no |  |  | no |  |  | 0 | 0 | 0 | 0
oh_line_TAP_OH_892358 |  | AN | node_8100201_200811369 | node_1395753_531_15289880_802 | 0.033 | unb_TAPWIRE_OH | 8100201 | no | no |  |  | no |  |  | 0 | 0 | 0 | 0
oh_line_TAP_OH_892359 |  | AN | node_8100201_200811373 | node_1396105_884_15289886_66 | 0.033 | unb_TAPWIRE_OH | 8100201 | no | no |  |  | no |  |  | 0 | 0 | 0 | 0
oh_line_TAP_OH_892360 |  | AN | node_8100201_200811376 | node_1396129_818_15289500_16 | 0.033 | unb_TAPWIRE_OH | 8100201 | no | no |  |  | no |  |  | 0 | 0 | 0 | 0
oh_line_TAP_OH_892372 |  | AN | node_8100201_200811448 | node_1398058_446_15291738_167 | 0.033 | unb_TAPWIRE_OH | 8100201 | no | no |  |  | no |  |  | 0 | 0 | 0 | 0
oh_line_TAP_OH_892373 |  | AN | node_8100201_200811464 | node_1397232_262_15290561_942 | 0.033 | unb_TAPWIRE_OH | 8100201 | no | no |  |  | no |  |  | 0 | 0 | 0 | 0
oh_line_TAP_OH_892374 |  | AN | node_8100201_200811476 | node_1396852_38_15290178_913 | 0.033 | unb_TAPWIRE_OH | 8100201 | no | no |  |  | no |  |  | 0 | 0 | 0 | 0
oh_line_TAP_OH_892382 |  | AN | node_8100201_200811508 | node_1397921_966_15291219_251 | 0.033 | unb_TAPWIRE_OH | 8100201 | no | no |  |  | no |  |  | 0 | 0 | 0 | 0
oh_line_TAP_OH_892384 |  | AN | node_8100201_200811515 | node_1398074_118_15290669_097 | 0.033 | unb_TAPWIRE_OH | 8100201 | no | no |  |  | no |  |  | 0 | 0 | 0 | 0
oh_line_TAP_OH_892390 |  | AN | node_8100201_200811544 | node_1398095_568_15291369_057 | 0.033 | unb_TAPWIRE_OH | 8100201 | no | no |  |  | no |  |  | 0 | 0 | 0 | 0
oh_line_TAP_OH_892392 |  | AN | node_8100201_200811563 | node_1398380_427_15291558_097 | 0.033 | unb_TAPWIRE_OH | 8100201 | no | no |  |  | no |  |  | 0 | 0 | 0 | 0
oh_line_TAP_OH_892395 |  | AN | node_8100201_200811586 | node_1398551_935_15291620_453 | 0.033 | unb_TAPWIRE_OH | 8100201 | no | no |  |  | no |  |  | 0 | 0 | 0 | 0
oh_line_TAP_OH_892396 |  | AN | node_8100201_200811588 | node_1398592_295_15291936_648 | 0.033 | unb_TAPWIRE_OH | 8100201 | no | no |  |  | no |  |  | 0 | 0 | 0 | 0
oh_line_TAP_OH_892397 |  | AN | node_8100201_200811601 | node_1398901_408_15291803_899 | 0.033 | unb_TAPWIRE_OH | 8100201 | no | no |  |  | no |  |  | 0 | 0 | 0 | 0
oh_line_TAP_OH_892398 |  | AN | node_8100201_200811604 | node_1398874_018_15292107_554 | 0.033 | unb_TAPWIRE_OH | 8100201 | no | no |  |  | no |  |  | 0 | 0 | 0 | 0
oh_line_TAP_OH_892417 |  | AN | node_8100201_200811737 | node_1400093_779_15291606_677 | 0.033 | unb_TAPWIRE_OH | 8100201 | no | no |  |  | no |  |  | 0 | 0 | 0 | 0
oh_line_TAP_OH_893106 |  | AN | node_8100201_200815817 | node_1397761_415_15291349_003 | 0.033 | unb_TAPWIRE_OH | 8100201 | no | no |  |  | no |  |  | 0 | 0 | 0 | 0
oh_line_TAP_OH_894256 |  | ABCN | node_8100201_200819531 | node_1400766_282_15288944_472 | 0.033 | unb_TAPWIRE_OH | 8100201 | no | no |  |  | no |  |  | 0 | 0 | 0 | 0
oh_line_TAP_OH_923572 |  | AN | node_8100201_200966992 | node_1397800_272_15290780_412 | 0.033 | unb_TAPWIRE_OH | 8100201 | no | no |  |  | no |  |  | 0 | 0 | 0 | 0
oh_line_TAP_OH_923604 |  | AN | node_8100201_200967136 | node_1397709_346_15290756_475 | 0.033 | unb_TAPWIRE_OH | 8100201 | no | no |  |  | no |  |  | 0 | 0 | 0 | 0
oh_line_TAP_OH_1440821 |  | ABCN | node_8100201_200971186 | node_1395092_177_15290479_559 | 0.033 | unb_TAPWIRE_OH | 8100201 | no | no |  |  | no |  |  | 0 | 0 | 0 | 0
oh_line_TAP_OH_1506030 |  | ABCN | node_8100201_200810920 | node_1398546_949_15291195_35 | 0.033 | unb_TAPWIRE_OH | 8100201 | no | no |  |  | no |  |  | 0 | 0 | 0 | 0
oh_line_TAP_OH_2135384 |  | ABCN | node_8100201_200810883 | node_1396260_199_15290840_825 | 0.033 | unb_TAPWIRE_OH | 8100201 | no | no |  |  | no |  |  | 0 | 0 | 0 | 0
oh_line_TAP_OH_2135385 |  | ABCN | node_8100201_200810883 | node_1396255_999_15290866_813 | 0.033 | unb_TAPWIRE_OH | 8100201 | no | no |  |  | no |  |  | 0 | 0 | 0 | 0
oh_line_TAP_OH_2135386 |  | ABCN | node_8100201_200810883 | node_1396259_239_15290814_221 | 0.033 | unb_TAPWIRE_OH | 8100201 | no | no |  |  | no |  |  | 0 | 0 | 0 | 0
oh_line_TAP_OH_2135408 |  | ABCN | node_8100201_200810916 | node_1398238_671_15291225_272 | 0.033 | unb_TAPWIRE_OH | 8100201 | no | no |  |  | no |  |  | 0 | 0 | 0 | 0
oh_line_TAP_OH_2135409 |  | ABCN | node_8100201_200810916 | node_1398222_233_15291210_237 | 0.033 | unb_TAPWIRE_OH | 8100201 | no | no |  |  | no |  |  | 0 | 0 | 0 | 0
oh_line_TAP_OH_2135410 |  | ABCN | node_8100201_200810916 | node_1398257_421_15291234_108 | 0.033 | unb_TAPWIRE_OH | 8100201 | no | no |  |  | no |  |  | 0 | 0 | 0 | 0
oh_line_TAP_OH_2135414 |  | ABCN | node_8100201_200810938 | node_1399267_465_15291580_599 | 0.033 | unb_TAPWIRE_OH | 8100201 | no | no |  |  | no |  |  | 0 | 0 | 0 | 0
oh_line_TAP_OH_2135415 |  | ABCN | node_8100201_200810938 | node_1399253_418_15291561_684 | 0.033 | unb_TAPWIRE_OH | 8100201 | no | no |  |  | no |  |  | 0 | 0 | 0 | 0
oh_line_TAP_OH_2220925 |  | ABCN | node_8100201_200810877 | node_1396011_739_15290692_211 | 0.033 | unb_TAPWIRE_OH | 8100201 | no | no |  |  | no |  |  | 0 | 0 | 0 | 0
oh_line_TAP_OH_2220926 |  | ABCN | node_8100201_200810877 | node_1396002_291_15290697_89 | 0.033 | unb_TAPWIRE_OH | 8100201 | no | no |  |  | no |  |  | 0 | 0 | 0 | 0
oh_line_TAP_OH_2220927 |  | ABCN | node_8100201_200810877 | node_1396016_097_15290681_174 | 0.033 | unb_TAPWIRE_OH | 8100201 | no | no |  |  | no |  |  | 0 | 0 | 0 | 0
oh_line_TAP_OH_2220940 |  | ABCN | node_8100201_200810911 | node_1397850_056_15291125_94 | 0.033 | unb_TAPWIRE_OH | 8100201 | no | no |  |  | no |  |  | 0 | 0 | 0 | 0
oh_line_TAP_OH_2220941 |  | ABCN | node_8100201_200810911 | node_1397833_984_15291110_203 | 0.033 | unb_TAPWIRE_OH | 8100201 | no | no |  |  | no |  |  | 0 | 0 | 0 | 0
oh_line_TAP_OH_2220942 |  | ABCN | node_8100201_200810911 | node_1397868_588_15291135_582 | 0.033 | unb_TAPWIRE_OH | 8100201 | no | no |  |  | no |  |  | 0 | 0 | 0 | 0
oh_line_TAP_OH_2220980 |  | ABCN | node_8100201_200811491 | node_1397603_482_15291165_007 | 0.033 | unb_TAPWIRE_OH | 8100201 | no | no |  |  | no |  |  | 0 | 0 | 0 | 0
oh_line_TAP_OH_2220981 |  | ABCN | node_8100201_200811491 | node_1397600_002_15291191_191 | 0.033 | unb_TAPWIRE_OH | 8100201 | no | no |  |  | no |  |  | 0 | 0 | 0 | 0
oh_line_TAP_OH_2220995 |  | ABCN | node_8100201_200811512 | node_1398003_841_15290943_019 | 0.033 | unb_TAPWIRE_OH | 8100201 | no | no |  |  | no |  |  | 0 | 0 | 0 | 0
oh_line_TAP_OH_2220996 |  | ABCN | node_8100201_200811512 | node_1398006_368_15290937_233 | 0.033 | unb_TAPWIRE_OH | 8100201 | no | no |  |  | no |  |  | 0 | 0 | 0 | 0
oh_line_TAP_OH_2220997 |  | ABCN | node_8100201_200811512 | node_1398001_975_15290951_937 | 0.033 | unb_TAPWIRE_OH | 8100201 | no | no |  |  | no |  |  | 0 | 0 | 0 | 0
oh_line_TAP_OH_2413734 |  | ABCN | node_8100201_200810896 | node_1397001_284_15290698_561 | 0.033 | unb_TAPWIRE_OH | 8100201 | no | no |  |  | no |  |  | 0 | 0 | 0 | 0
oh_line_TAP_OH_2413735 |  | ABCN | node_8100201_200810896 | node_1397017_928_15290713_183 | 0.033 | unb_TAPWIRE_OH | 8100201 | no | no |  |  | no |  |  | 0 | 0 | 0 | 0
oh_line_TAP_OH_2413736 |  | ABCN | node_8100201_200810896 | node_1396982_416_15290690_197 | 0.033 | unb_TAPWIRE_OH | 8100201 | no | no |  |  | no |  |  | 0 | 0 | 0 | 0
oh_line_TAP_OH_2413737 |  | ABCN | node_8100201_200811364 | node_1395677_583_15290382_279 | 0.033 | unb_TAPWIRE_OH | 8100201 | no | no |  |  | no |  |  | 0 | 0 | 0 | 0
oh_line_TAP_OH_2413738 |  | ABCN | node_8100201_200811364 | node_1395681_36_15290356_171 | 0.033 | unb_TAPWIRE_OH | 8100201 | no | no |  |  | no |  |  | 0 | 0 | 0 | 0
oh_line_TAP_OH_2413739 |  | ABCN | node_8100201_200967576 | node_1395544_899_15290421_633 | 0.033 | unb_TAPWIRE_OH | 8100201 | no | no |  |  | no |  |  | 0 | 0 | 0 | 0
oh_line_TAP_OH_2413740 |  | ABCN | node_8100201_200967576 | node_1395533_481_15290422_418 | 0.033 | unb_TAPWIRE_OH | 8100201 | no | no |  |  | no |  |  | 0 | 0 | 0 | 0
oh_line_TAP_OH_2413741 |  | ABCN | node_8100201_200967576 | node_1395556_847_15290429_49 | 0.033 | unb_TAPWIRE_OH | 8100201 | no | no |  |  | no |  |  | 0 | 0 | 0 | 0
oh_line_TAP_OH_3465747 |  | ABCN | node_8100201_311976999 | node_1396126_884_15290938_865 | 0.033 | unb_TAPWIRE_OH | 8100201 | no | no |  |  | no |  |  | 0 | 0 | 0 | 0
oh_line_TAP_OH_3465748 |  | ABCN | node_8100201_311976999 | node_1396127_662_15290914_584 | 0.033 | unb_TAPWIRE_OH | 8100201 | no | no |  |  | no |  |  | 0 | 0 | 0 | 0
oh_line_TAP_OH_3465749 |  | ABCN | node_8100201_311976999 | node_1396134_171_15290895_097 | 0.033 | unb_TAPWIRE_OH | 8100201 | no | no |  |  | no |  |  | 0 | 0 | 0 | 0

## overhead_line_conductor
data_type | static
owner_type | feeder
owner | 8100201
object | overhead_line_conductor
name | groupid | geometric_mean_radius | resistance | diameter | rating_summer_continuous | rating_summer_emergency | rating_winter_continuous | rating_winter_emergency | dcircuit | selected | comments
oh_cond_1/0_AAAC |  | 0.012 | 0.876 | 0.398 | 235 | 235 | 310 | 310 |  | no
oh_cond_1/0_ACSR |  | 0.012 | 0.888 | 0.398 | 265 | 265 | 330 | 330 |  | no
oh_cond_2/0_CU |  | 0.013 | 0.44 | 0.414 | 295 | 295 | 425 | 425 |  | no
oh_cond_2_ACSR |  | 0.01 | 1.41 | 0.325 | 195 | 195 | 245 | 245 |  | no
oh_cond_2_AL |  | 0.009 | 1.14 | 0.292 | 175 | 175 | 210 | 210 |  | no
oh_cond_3_#7_CWD_30% |  | 0.005 | 3.07 | 0.311 | 125 | 125 | 195 | 195 |  | no
oh_cond_4_CU |  | 0.007 | 1.388 | 0.232 | 140 | 140 | 200 | 200 |  | no
oh_cond_6_CU |  | 0.006 | 2.18 | 0.184 | 110 | 110 | 150 | 150 |  | no
oh_cond_477_MCM_AL |  | 0.025 | 0.198 | 0.792 | 605 | 605 | 810 | 810 |  | no
oh_cond_WP-4/0-CU |  | 0.015 | 0.273 | 0.81 | 340 | 340 | 390 | 390 |  | no

## regulator
data_type | static
owner_type | feeder
owner | 8100201
object | regulator
name | groupid | phases | fr | to | configuration | sense_node | dcircuit | selected | monitored | monitored_fields | class_monitored_fields | played | played_fields | comments
regulator_220521907 |  | ABCD | node_intto1_8100201_200819532 | node_8100201_200819532 | config_regulator_220521907 |  | 8100201 | no | no |  |  | no

## regulator_configuration
data_type | static
owner_type | feeder
owner | 8100201
object | regulator_configuration
name | groupid | connect_type | band_center | band_width | time_delay | dwell_time | raise_taps | lower_taps | current_transducer_ratio | power_transducer_ratio | compensator_r_setting_A | compensator_x_setting_A | compensator_r_setting_B | compensator_x_setting_B | compensator_r_setting_C | compensator_x_setting_C | CT_phase | PT_phase | regulation | control_level | Control | Type | tap_pos_A | tap_pos_B | tap_pos_C | dcircuit | selected | comments
config_regulator_220521907 |  | WYE_WYE | 123 | 3 |  |  | 16 | 16 | 400 | 63.5 | 0 | 0 | 0 | 0 | 0 | 0 | A | A | 0.1 | INDIVIDUAL | OUTPUT_VOLTAGE | A | 0 | 0 | 0 |  | no

## switch
data_type | static
owner_type | feeder
owner | 8100201
object | switch
name | groupid | phases | fr | to | phase_A_state | phase_B_state | phase_C_state | operating_mode | status | dcircuit | selected | monitored | monitored_fields | class_monitored_fields | played | played_fields | comments
switch_711T708_NO-220417136 |  | ABCD | node_intto1_1397501_563_15291251_102 | node_1397501_563_15291251_102 | CLOSED | CLOSED | CLOSED | INDIVIDUAL |  | 8100201 | no | no |  |  | no
switch_70873-220417082 |  | ABCD | node_intto1_8100201_200810890 | node_8100201_200810890 | CLOSED | CLOSED | CLOSED | INDIVIDUAL |  | 8100201 | no | no |  |  | no
switch_220417076 |  | ABCD | node_intto1_8100201_200810858 | node_8100201_200810858 | CLOSED | CLOSED | CLOSED | INDIVIDUAL |  | 8100201 | no | no |  |  | no
switch_220417142 |  | ABCD | node_intto1_8100201_200810934 | node_8100201_200810934 | CLOSED | CLOSED | CLOSED | INDIVIDUAL |  | 8100201 | no | no |  |  | no

## underground_line
data_type | static
owner_type | feeder
owner | 8100201
object | underground_line
name | groupid | phases | fr | to | length | configuration | dcircuit | selected | monitored | monitored_fields | class_monitored_fields | played | played_fields | comments
und_line_8100201_200810783 |  | ABCN | node_8100201_200810929 | node_8100201_200810783 | 66.7 | und_3P_1/0ALURD | 8100201 | no | no |  |  | no
und_line_8100201_200917159 |  | ABCN | node_8100201_200917160 | node_8100201_200917159 | 186.338 | und_3P_1/0ALURD | 8100201 | no | no |  |  | no
und_line_TAP_UG_58679 |  | ABCN | node_8100201_200810783 | node_1398772_367_15291017_311 | 0.033 | und_TAPWIRE_UG | 8100201 | no | no |  |  | no

## underground_line_conductor
data_type | static
owner_type | feeder
owner | 8100201
object | underground_line_conductor
name | groupid | outer_diameter | conductor_gmr | conductor_diameter | conductor_resistance | neutral_gmr | neutral_diameter | neutral_resistance | neutral_strands | insulation_relative_permitivitty | shield_gmr | shield_resistance | rating_summer_continuous | rating_summer_emergency | rating_winter_continuous | rating_winter_emergency | dcircuit | selected | comments
und_cond_3P_1/0ALURD | [12 empty] | 160 | 160 | 180 | 180 |  | no
und_cond_TAPWIRE_UG | [12 empty] | 99999999 | 99999999 | 99999999 | 99999999 |  | no