## capacitor
data_type | static
owner_type | feeder
owner | 8100203
object | capacitor
name | groupid | parent | phases | nominal_voltage | pt_phase | phases_connected | switchA | switchB | switchC | control | voltage_set_high | voltage_set_low | VAr_set_high | VAr_set_low | current_set_high | current_set_low | capacitor_A | capacitor_B | capacitor_C | cap_nominal_voltage | time_delay | dwell_time | lockout_time | remote_sense | remote_sense_B | control_level | dcircuit | selected | monitored | monitored_fields | class_monitored_fields | played | played_fields | comments
cap_220368919 |  | node_1401343_362_15278640_557 | AN | 0 |  | AN | CLOSED |  |  | MANUAL | [6 empty] | 100000 |  |  | 4800 | [6 empty] | 8100203 | no | no |  |  | no
cap_220369003 |  | node_1406688_148_15275724_262 | AN | 0 |  | AN | CLOSED |  |  | MANUAL | [6 empty] | 100000 |  |  | 4800 | [6 empty] | 8100203 | no | no |  |  | no
cap_220369004 |  | node_1403313_274_15275167_951 | ABCN | 0 |  | ABCN | CLOSED | CLOSED | CLOSED | MANUAL | [6 empty] | 50000 | 50000 | 50000 | 4800 | [6 empty] | 8100203 | no | no |  |  | no

## feeder
data_type | static
owner_type | feeder
owner | 8100203
object | feeder
name | transmission_bus | ARC | ADR | slack_bus | nom_voltages | num_nodes | num_ohlines | num_uglines | num_transformers | num_generators | num_pvs | num_storages | num_loads | miles | mw | mvar | losses_mw | losses_mvar | comments | use_feeder_load_shape | load_shape_scale | use_feeder_pv_shape | pv_shape_scale | description | restore_time | griddisconnect_scenario_probability | gridconnect_scenario_probability | use_energy_not_served | VOLL | discount_rate | yearly_load_growth_percent | planning_horizon | enable_traditional_project_deferral | lifetime_of_investment_years | start_year | base_year | year_the_investment_is_committed | revenue_requirement_scaling_factor | discount_rate | inflation_rate_for_investment | traditional_project_invested_capital | periodicity_of_investment_in_years | priority | maximum_total_investment_cost | DER_portfolio_NPV | DER_portfolio_BC_ratio | total_system_energy_avoided_cost_NPV | total_system_capacity_avoided_cost_NPV | total_system_ancillary_services_avoided_cost_NPV | total_system_CO2_avoided_cost_NPV | total_system_loss_of_load_avoided_cost_NPV | total_system_distribution_capacity_avoided_cost_NPV | total_system_investment_and_operational_cost_NPV | feeder_solar_pv_operating_cost_USdollarperkWh | feeder_energy_storage_operating_cost_USdollarperkWh | feeder_distributed_generator_operating_cost_USdollarperkWh | feeder_distributed_generator_CO2_cost_USdollarperkWh | feeder_demand_response_operating_cost_USdollarperkWh | feeder_solar_pv_investment_cost_USdollarperkW | feeder_energy_storage_investment_cost_USdollarperkW | feeder_distributed_generator_investment_cost_USdollarperkW | feeder_demand_response_investment_cost_USdollarperkW
8100203 |  | ts_slack | none | node_SOURCE_8100203 | 2771.281 | 793 | 733 | 18 | 0 | 0 | 0 | 0 | 244 | 22.539 | 3.376 | 1.438 | 0 | 0 |  | 0 | 0 | 1 | 0 |  | 0 | 0 | 0 | 0 | 0 | 0 | 0 | 0 | 0 | 0 | 0 | 0 | 0 | 0 | 0 | 0 | 0 | 0 | 0 | 999999999 | 0 | 0 | 0 | 0 | 0 | 0 | 0 | 0 | 0 | 0 | 0 | 0 | 0 | 0 | 0 | 0 | 0 | 0

## fuse
data_type | static
owner_type | feeder
owner | 8100203
object | fuse
name | groupid | phases | fr | to | phase_A_status | phase_B_status | phase_C_status | repair_dist_type | current_limit | mean_replacement_time | status | dcircuit | selected | monitored | monitored_fields | class_monitored_fields | played | played_fields | comments
fuse_220382293 |  | ABCD | node_intto1_8100203_200818315 | node_8100203_200818315 | GOOD | GOOD | GOOD |  | 100 |  |  | 8100203 | no | no |  |  | no
fuse_220382294 |  | ABCD | node_intto1_8100203_200818316 | node_8100203_200818316 | GOOD | GOOD | GOOD |  | 80 |  |  | 8100203 | no | no |  |  | no
fuse_220382295 |  | ABCD | node_intto1_8100203_200818306 | node_8100203_200818306 | GOOD | GOOD | GOOD |  | 140 |  |  | 8100203 | no | no |  |  | no
fuse_220382298 |  | AD | node_intto1_8100203_200818405 | node_8100203_200818405 | GOOD | GOOD | GOOD |  | 65 |  |  | 8100203 | no | no |  |  | no
fuse_220382307 |  | AD | node_intto1_8100203_200820255 | node_8100203_200820255 | GOOD | GOOD | GOOD |  | 30 |  |  | 8100203 | no | no |  |  | no
fuse_220382311 |  | ABCN | node_intto1_8100203_201060587 | node_8100203_201060587 | GOOD | GOOD | GOOD |  | 50 |  |  | 8100203 | no | no |  |  | no
fuse_220382313 |  | AN | node_intto1_8100203_200818505 | node_8100203_200818505 | GOOD | GOOD | GOOD |  | 25 |  |  | 8100203 | no | no |  |  | no
fuse_220382314 |  | AD | node_intto1_8100203_200818500 | node_8100203_200818500 | GOOD | GOOD | GOOD |  | 30 |  |  | 8100203 | no | no |  |  | no
fuse_220382316 |  | AD | node_intto1_8100203_200818484 | node_8100203_200818484 | GOOD | GOOD | GOOD |  | 40 |  |  | 8100203 | no | no |  |  | no
fuse_220382318 |  | AD | node_intto1_8100203_200818478 | node_8100203_200818478 | GOOD | GOOD | GOOD |  | 65 |  |  | 8100203 | no | no |  |  | no
fuse_220382319 |  | AD | node_intto1_8100203_200818472 | node_8100203_200818472 | GOOD | GOOD | GOOD |  | 65 |  |  | 8100203 | no | no |  |  | no
fuse_220382320 |  | AD | node_intto1_8100203_200820153 | node_8100203_200820153 | GOOD | GOOD | GOOD |  | 50 |  |  | 8100203 | no | no |  |  | no
fuse_220382321 |  | AD | node_intto1_8100203_200818444 | node_8100203_200818444 | GOOD | GOOD | GOOD |  | 80 |  |  | 8100203 | no | no |  |  | no
fuse_220382323 |  | AD | node_intto1_8100203_200950778 | node_8100203_200950778 | GOOD | GOOD | GOOD |  | 100 |  |  | 8100203 | no | no |  |  | no
fuse_220382325 |  | AD | node_intto1_8100203_200820497 | node_8100203_200820497 | GOOD | GOOD | GOOD |  | 50 |  |  | 8100203 | no | no |  |  | no
fuse_220382341 |  | AN | node_intto1_8100203_200820152 | node_8100203_200820152 | GOOD | GOOD | GOOD |  | 25 |  |  | 8100203 | no | no |  |  | no
fuse_220382350 |  | AN | node_intto1_8100203_200820496 | node_8100203_200820496 | GOOD | GOOD | GOOD |  | 25 |  |  | 8100203 | no | no |  |  | no
fuse_220382356 |  | AD | node_intto1_8100203_200820335 | node_8100203_200820335 | GOOD | GOOD | GOOD |  | 100 |  |  | 8100203 | no | no |  |  | no
fuse_220382380 |  | AD | node_intto1_8100203_200819957 | node_8100203_200819957 | GOOD | GOOD | GOOD |  | 50 |  |  | 8100203 | no | no |  |  | no
fuse_220382389 |  | AD | node_intto1_8100203_200914877 | node_8100203_200914877 | GOOD | GOOD | GOOD |  | 15 |  |  | 8100203 | no | no |  |  | no
fuse_220388831 |  | AD | node_intto1_8100203_200914884 | node_8100203_200914884 | GOOD | GOOD | GOOD |  | 40 |  |  | 8100203 | no | no |  |  | no
fuse_220388833 |  | ABCD | node_intto1_8100203_200829154 | node_8100203_200829154 | GOOD | GOOD | GOOD |  | 65 |  |  | 8100203 | no | no |  |  | no
fuse_220388837 |  | AD | node_intto1_8100203_200829900 | node_8100203_200829900 | GOOD | GOOD | GOOD |  | 40 |  |  | 8100203 | no | no |  |  | no
fuse_220388854 |  | AD | node_intto1_8100203_200829746 | node_8100203_200829746 | GOOD | GOOD | GOOD |  | 40 |  |  | 8100203 | no | no |  |  | no
fuse_220388867 |  | AD | node_intto1_8100203_200829927 | node_8100203_200829927 | GOOD | GOOD | GOOD |  | 40 |  |  | 8100203 | no | no |  |  | no
fuse_220388888 |  | ABCD | node_intto1_220388888 | node_220388888 | GOOD | GOOD | GOOD |  | 100 |  |  | 8100203 | no | no |  |  | no
fuse_220388895 |  | AD | node_intto1_8100203_200829903 | node_8100203_200829903 | GOOD | GOOD | GOOD |  | 50 |  |  | 8100203 | no | no |  |  | no
fuse_220388901 |  | AD | node_intto1_8100203_200829763 | node_8100203_200829763 | GOOD | GOOD | GOOD |  | 65 |  |  | 8100203 | no | no |  |  | no
fuse_220389037 |  | AD | node_intto1_8100203_200829666 | node_8100203_200829666 | GOOD | GOOD | GOOD |  | 60 |  |  | 8100203 | no | no |  |  | no
fuse_220389038 |  | AD | node_intto1_8100203_200829136 | node_8100203_200829136 | GOOD | GOOD | GOOD |  | 50 |  |  | 8100203 | no | no |  |  | no
fuse_220389159 |  | AD | node_intto1_8100203_200830206 | node_8100203_200830206 | GOOD | GOOD | GOOD |  | 40 |  |  | 8100203 | no | no |  |  | no
fuse_220389160 |  | AD | node_intto1_8100203_200830217 | node_8100203_200830217 | GOOD | GOOD | GOOD |  | 40 |  |  | 8100203 | no | no |  |  | no
fuse_220537860 |  | AN | node_intto1_8100203_200818274 | node_8100203_200818274 | GOOD | GOOD | GOOD |  | 100 |  |  | 8100203 | no | no |  |  | no
fuse_220540994 |  | AN | node_intto1_8100203_200977869 | node_8100203_200977869 | GOOD | GOOD | GOOD |  | 25 |  |  | 8100203 | no | no |  |  | no
fuse_220649950 |  | ABCD | node_intto1_8100203_200818541 | node_8100203_200818541 | GOOD | GOOD | GOOD |  | 50 |  |  | 8100203 | no | no |  |  | no
fuse_310020226 |  | AD | node_intto1_8100203_200829145 | node_8100203_200829145 | GOOD | GOOD | GOOD |  | 50 |  |  | 8100203 | no | no |  |  | no
fuse_311879448 |  | AD | node_intto1_8100203_200820515 | node_8100203_200820515 | GOOD | GOOD | GOOD |  | 40 |  |  | 8100203 | no | no |  |  | no
fuse_311977003 |  | AD | node_intto1_8100203_200818493 | node_8100203_200818493 | GOOD | GOOD | GOOD |  | 300 |  |  | 8100203 | no | no |  |  | no
fuse_312085162 |  | ABCD | node_intto1_8100203_200818312 | node_8100203_200818312 | GOOD | GOOD | GOOD |  | 100 |  |  | 8100203 | no | no |  |  | no

## line_configuration
data_type | static
owner_type | feeder
owner | 8100203
object | line_configuration
name | groupid | conductor_A | conductor_B | conductor_C | conductor_N | spacing | z11 | z12 | z13 | z21 | z22 | z23 | z31 | z32 | z33 | c11 | c12 | c13 | c21 | c22 | c23 | c31 | c32 | c33 | dcircuit | selected | comments
bal_1P_1/0AA |  | oh_cond_1/0_AAAC | oh_cond_1/0_AAAC | oh_cond_1/0_AAAC |  |  | 0.972+1.499j | 0.095+0.781j | 0.095+0.781j | 0.095+0.781j | 0.972+1.499j | 0.095+0.781j | 0.095+0.781j | 0.095+0.781j | 0.972+1.499j | 12.796 | -3.172 | -3.172 | -3.172 | 12.796 | -3.172 | -3.172 | -3.172 | 12.796 |  | no
bal_1P_1/0AC |  | oh_cond_1/0_ACSR | oh_cond_1/0_ACSR | oh_cond_1/0_ACSR |  |  | 0.983+1.218j | 0.095+0.781j | 0.095+0.781j | 0.095+0.781j | 0.983+1.218j | 0.095+0.781j | 0.095+0.781j | 0.095+0.781j | 0.983+1.218j | 12.796 | -3.172 | -3.172 | -3.172 | 12.796 | -3.172 | -3.172 | -3.172 | 12.796 |  | no
bal_1P_2AC |  | oh_cond_2_ACSR | oh_cond_2_ACSR | oh_cond_2_ACSR |  |  | 1.505+1.527j | 0.095+0.781j | 0.095+0.781j | 0.095+0.781j | 1.505+1.527j | 0.095+0.781j | 0.095+0.781j | 0.095+0.781j | 1.505+1.527j | 12.393 | -3.017 | -3.017 | -3.017 | 12.393 | -3.017 | -3.017 | -3.017 | 12.393 |  | no
bal_1P_3-104CW |  | oh_cond_3_#104_CWD | oh_cond_3_#104_CWD | oh_cond_3_#104_CWD |  |  | 6.041+1.65j | 0.095+0.781j | 0.095+0.781j | 0.095+0.781j | 6.041+1.65j | 0.095+0.781j | 0.095+0.781j | 0.095+0.781j | 6.041+1.65j | 11.719 | -2.762 | -2.762 | -2.762 | 11.719 | -2.762 | -2.762 | -2.762 | 11.719 |  | no
bal_1P_4AC |  | oh_cond_4_ACSR | oh_cond_4_ACSR | oh_cond_4_ACSR |  |  | 2.335+1.555j | 0.095+0.781j | 0.095+0.781j | 0.095+0.781j | 2.335+1.555j | 0.095+0.781j | 0.095+0.781j | 0.095+0.781j | 2.335+1.555j | 11.91 | -2.834 | -2.834 | -2.834 | 11.91 | -2.834 | -2.834 | -2.834 | 11.91 |  | no
bal_1P_4CU |  | oh_cond_4_CU | oh_cond_4_CU | oh_cond_4_CU |  |  | 1.483+1.565j | 0.095+0.781j | 0.095+0.781j | 0.095+0.781j | 1.483+1.565j | 0.095+0.781j | 0.095+0.781j | 0.095+0.781j | 1.483+1.565j | 11.78 | -2.785 | -2.785 | -2.785 | 11.78 | -2.785 | -2.785 | -2.785 | 11.78 |  | no
bal_1P_8DCW |  | oh_cond_8D_CWD | oh_cond_8D_CWD | oh_cond_8D_CWD |  |  | 3.605+1.647j | 0.095+0.781j | 0.095+0.781j | 0.095+0.781j | 3.605+1.647j | 0.095+0.781j | 0.095+0.781j | 0.095+0.781j | 3.605+1.647j | 11.681 | -2.748 | -2.748 | -2.748 | 11.681 | -2.748 | -2.748 | -2.748 | 11.681 |  | no
bal_3P_1/0AA |  | oh_cond_1/0_AAAC | oh_cond_1/0_AAAC | oh_cond_1/0_AAAC |  |  | 0.972+1.499j | 0.095+0.781j | 0.095+0.781j | 0.095+0.781j | 0.972+1.499j | 0.095+0.781j | 0.095+0.781j | 0.095+0.781j | 0.972+1.499j | 12.796 | -3.172 | -3.172 | -3.172 | 12.796 | -3.172 | -3.172 | -3.172 | 12.796 |  | no
bal_3P_2AC |  | oh_cond_2_ACSR | oh_cond_2_ACSR | oh_cond_2_ACSR |  |  | 1.505+1.527j | 0.095+0.781j | 0.095+0.781j | 0.095+0.781j | 1.505+1.527j | 0.095+0.781j | 0.095+0.781j | 0.095+0.781j | 1.505+1.527j | 12.393 | -3.017 | -3.017 | -3.017 | 12.393 | -3.017 | -3.017 | -3.017 | 12.393 |  | no
bal_3P_4/0AC |  | oh_cond_4/0_ACSR | oh_cond_4/0_ACSR | oh_cond_4/0_ACSR |  |  | 0.54+1.457j | 0.095+0.781j | 0.095+0.781j | 0.095+0.781j | 0.54+1.457j | 0.095+0.781j | 0.095+0.781j | 0.095+0.781j | 0.54+1.457j | 13.554 | -3.469 | -3.469 | -3.469 | 13.554 | -3.469 | -3.469 | -3.469 | 13.554 |  | no
bal_3P_477AL |  | oh_cond_477_MCM_AL | oh_cond_477_MCM_AL | oh_cond_477_MCM_AL |  |  | 0.293+1.41j | 0.095+0.775j | 0.095+0.775j | 0.095+0.775j | 0.293+1.41j | 0.095+0.775j | 0.095+0.775j | 0.095+0.775j | 0.293+1.41j | 14.305 | -3.735 | -3.735 | -3.735 | 14.305 | -3.735 | -3.735 | -3.735 | 14.305 |  | no
unb_TAPWIRE_OH |  | oh_cond_WP-4/0-CU | oh_cond_WP-4/0-CU | oh_cond_WP-4/0-CU | oh_cond_WP-4/0-CU |  | 0.365+1.097j | 0.093+0.433j | 0.094+0.34j | 0.093+0.433j | 0.368+1.078j | 0.095+0.401j | 0.094+0.34j | 0.095+0.401j | 0.368+1.077j | 14.911 | -4.341 | -1.953 | -4.341 | 15.781 | -3.724 | -1.953 | -3.724 | 14.818 |  | no
und_1P_2ALURD |  | und_cond_1P_2ALURD | und_cond_1P_2ALURD | und_cond_1P_2ALURD |  |  | 2.379+0.823j | 0.0+0.0j | 0.0+0.0j | 0.0+0.0j | 2.379+0.823j | 0.0+0.0j | 0.0+0.0j | 0.0+0.0j | 2.379+0.823j | 401.497 | 0 | 0 | 0 | 401.497 | 0 | 0 | 0 | 401.497 |  | no
und_1P_DELTACUST |  | und_cond_1P_DELTACUST | und_cond_1P_DELTACUST | und_cond_1P_DELTACUST |  |  | 0.179+0.233j | 0.061-0.024j | 0.061-0.024j | 0.061-0.024j | 0.179+0.233j | 0.061-0.024j | 0.061-0.024j | 0.061-0.024j | 0.179+0.233j | 324.124 | 0 | 0 | 0 | 324.124 | 0 | 0 | 0 | 324.124 |  | no
und_3P_2ALURD |  | und_cond_3P_2ALURD | und_cond_3P_2ALURD | und_cond_3P_2ALURD |  |  | 2.125+0.49j | 0.384+0.067j | 0.384+0.067j | 0.384+0.067j | 2.125+0.49j | 0.384+0.067j | 0.384+0.067j | 0.384+0.067j | 2.125+0.49j | 401.498 | 0 | 0 | 0 | 401.498 | 0 | 0 | 0 | 401.498 |  | no
und_TAPWIRE_UG |  | und_cond_TAPWIRE_UG | und_cond_TAPWIRE_UG | und_cond_TAPWIRE_UG |  |  | 0.001+0.001j | 0.0+0.0j | 0.0+0.0j | 0.0+0.0j | 0.001+0.001j | 0.0+0.0j | 0.0+0.0j | 0.0+0.0j | 0.001+0.001j | 0 | 0 | 0 | 0 | 0 | 0 | 0 | 0 | 0 |  | no

## load
data_type | static
owner_type | feeder
owner | 8100203
object | load
name | groupid | parent | bustype | phases | nominal_voltage | load_class | constant_power_A | constant_power_B | constant_power_C | constant_current_A | constant_current_B | constant_current_C | constant_impedance_A | constant_impedance_B | constant_impedance_C | base_power_A | base_power_B | base_power_C | power_pf_A | power_pf_B | power_pf_C | current_pf_A | current_pf_B | current_pf_C | impedance_pf_A | impedance_pf_B | impedance_pf_C | power_fraction_A | power_fraction_B | power_fraction_C | current_fraction_A | current_fraction_B | current_fraction_C | impedance_fraction_A | impedance_fraction_B | impedance_fraction_C | dcircuit | selected | monitored | monitored_fields | class_monitored_fields | played | played_fields | base_kw_A | base_kw_B | base_kw_C | kw_A | kw_B | kw_C | comments | critical_load | dem_resp_lb | dem_resp_ub | dem_resp_shortage_cost | dem_resp_surplus_cost | num_customers
load_220333811 |  | node_1401839_495_15285623_758 |  | AN | 0 | NonResidential | 28.8+12.269j | 0 | 0 | 0 | 0 | 0 | [24 empty] | 8100203 | no | no |  |  | no |  | 0 | 0 | 0 | 0 | 0 | 0 |  | 1 | 1 | 1 | 0 | 0 | 0
load_220333812 |  | node_1402957_127_15283617_416 |  | AN | 0 | Residential | 3304.8+1407.839j | 0 | 0 | 0 | 0 | 0 | [24 empty] | 8100203 | no | no |  |  | no |  | 0 | 0 | 0 | 0 | 0 | 0 |  | 1 | 1 | 1 | 0 | 0 | 0
load_220333813 |  | node_1403381_823_15282882_294 |  | AN | 0 | Residential | 16768.8+7143.479j | 0 | 0 | 0 | 0 | 0 | [24 empty] | 8100203 | no | no |  |  | no |  | 0 | 0 | 0 | 0 | 0 | 0 |  | 1 | 1 | 1 | 0 | 0 | 0
load_220333814 |  | node_1403370_179_15282476_992 |  | AN | 0 | Residential | 10447.2+4450.489j | 0 | 0 | 0 | 0 | 0 | [24 empty] | 8100203 | no | no |  |  | no |  | 0 | 0 | 0 | 0 | 0 | 0 |  | 1 | 1 | 1 | 0 | 0 | 0
load_220333815 |  | node_1403262_303_15281920_944 |  | AN | 0 | Residential | 8258.4+3518.064j | 0 | 0 | 0 | 0 | 0 | [24 empty] | 8100203 | no | no |  |  | no |  | 0 | 0 | 0 | 0 | 0 | 0 |  | 1 | 1 | 1 | 0 | 0 | 0
load_220333816 |  | node_1403224_65_15280039_863 |  | AN | 0 | Residential | 9885.6+4211.248j | 0 | 0 | 0 | 0 | 0 | [24 empty] | 8100203 | no | no |  |  | no |  | 0 | 0 | 0 | 0 | 0 | 0 |  | 1 | 1 | 1 | 0 | 0 | 0
load_220333817 |  | node_1401243_64_15287988_365 |  | AN | 0 | Residential | 25977.6+11066.411j | 0 | 0 | 0 | 0 | 0 | [24 empty] | 8100203 | no | no |  |  | no |  | 0 | 0 | 0 | 0 | 0 | 0 |  | 1 | 1 | 1 | 0 | 0 | 0
load_220333818 |  | node_1401156_15_15287858_961 |  | AN | 0 | NonResidential | 1044+444.742j | 0 | 0 | 0 | 0 | 0 | [24 empty] | 8100203 | no | no |  |  | no |  | 0 | 0 | 0 | 0 | 0 | 0 |  | 1 | 1 | 1 | 0 | 0 | 0
load_220333819 |  | node_1400858_112_15287288_141 |  | AN | 0 | NonResidential | 30000+12779.946j | 0 | 0 | 0 | 0 | 0 | [24 empty] | 8100203 | no | no |  |  | no |  | 0 | 0 | 0 | 0 | 0 | 0 |  | 1 | 1 | 1 | 0 | 0 | 0
load_220333820 |  | node_1400842_436_15287304_327 |  | BN | 0 | NonResidential | 0 | 30000+12779.946j | 0 | 0 | 0 | 0 | [24 empty] | 8100203 | no | no |  |  | no |  | 0 | 0 | 0 | 0 | 0 | 0 |  | 1 | 1 | 1 | 0 | 0 | 0
load_220333821 |  | node_1400876_4_15287277_979 |  | CN | 0 | NonResidential | 0 | 0 | 30000+12779.946j | 0 | 0 | 0 | [24 empty] | 8100203 | no | no |  |  | no |  | 0 | 0 | 0 | 0 | 0 | 0 |  | 1 | 1 | 1 | 0 | 0 | 0
load_220333822 |  | node_1400709_686_15287565_323 |  | AN | 0 | NonResidential | 2333.333+993.996j | 0 | 0 | 0 | 0 | 0 | [24 empty] | 8100203 | no | no |  |  | no |  | 0 | 0 | 0 | 0 | 0 | 0 |  | 1 | 1 | 1 | 0 | 0 | 0
load_220333823 |  | node_1400726_608_15287551_57 |  | BN | 0 | NonResidential | 0 | 2333.333+993.996j | 0 | 0 | 0 | 0 | [24 empty] | 8100203 | no | no |  |  | no |  | 0 | 0 | 0 | 0 | 0 | 0 |  | 1 | 1 | 1 | 0 | 0 | 0
load_220333824 |  | node_1400696_02_15287584_51 |  | CN | 0 | NonResidential | 0 | 0 | 2333.333+993.996j | 0 | 0 | 0 | [24 empty] | 8100203 | no | no |  |  | no |  | 0 | 0 | 0 | 0 | 0 | 0 |  | 1 | 1 | 1 | 0 | 0 | 0
load_220333825 |  | node_1400656_537_15288085_465 |  | AN | 0 | NonResidential | 3276+1395.57j | 0 | 0 | 0 | 0 | 0 | [24 empty] | 8100203 | no | no |  |  | no |  | 0 | 0 | 0 | 0 | 0 | 0 |  | 1 | 1 | 1 | 0 | 0 | 0
load_220333826 |  | node_1402740_669_15283571_935 |  | AN | 0 | NonResidential | 2260.8+963.097j | 0 | 0 | 0 | 0 | 0 | [24 empty] | 8100203 | no | no |  |  | no |  | 0 | 0 | 0 | 0 | 0 | 0 |  | 1 | 1 | 1 | 0 | 0 | 0
load_220333827 |  | node_1403472_424_15281743_396 |  | AN | 0 | Residential | 7840.8+3340.167j | 0 | 0 | 0 | 0 | 0 | [24 empty] | 8100203 | no | no |  |  | no |  | 0 | 0 | 0 | 0 | 0 | 0 |  | 1 | 1 | 1 | 0 | 0 | 0
load_220333828 |  | node_1403609_811_15281805_053 |  | AN | 0 | Residential | 42674.4+18179.218j | 0 | 0 | 0 | 0 | 0 | [24 empty] | 8100203 | no | no |  |  | no |  | 0 | 0 | 0 | 0 | 0 | 0 |  | 1 | 1 | 1 | 0 | 0 | 0
load_220333829 |  | node_1403514_163_15281409_729 |  | AN | 0 | Residential | 158.4+67.478j | 0 | 0 | 0 | 0 | 0 | [24 empty] | 8100203 | no | no |  |  | no |  | 0 | 0 | 0 | 0 | 0 | 0 |  | 1 | 1 | 1 | 0 | 0 | 0
load_220333846 |  | node_1404123_538_15285148_185 |  | AN | 0 | Residential | 14760+6287.734j | 0 | 0 | 0 | 0 | 0 | [24 empty] | 8100203 | no | no |  |  | no |  | 0 | 0 | 0 | 0 | 0 | 0 |  | 1 | 1 | 1 | 0 | 0 | 0
load_220333847 |  | node_1404124_305_15284797_92 |  | AN | 0 | Residential | 4816.8+2051.948j | 0 | 0 | 0 | 0 | 0 | [24 empty] | 8100203 | no | no |  |  | no |  | 0 | 0 | 0 | 0 | 0 | 0 |  | 1 | 1 | 1 | 0 | 0 | 0
load_220333848 |  | node_1404520_242_15284371_578 |  | AN | 0 | Residential | 29397.6+12523.325j | 0 | 0 | 0 | 0 | 0 | [24 empty] | 8100203 | no | no |  |  | no |  | 0 | 0 | 0 | 0 | 0 | 0 |  | 1 | 1 | 1 | 0 | 0 | 0
load_220333849 |  | node_1404928_153_15284420_065 |  | AN | 0 | Residential | 9316.8+3968.94j | 0 | 0 | 0 | 0 | 0 | [24 empty] | 8100203 | no | no |  |  | no |  | 0 | 0 | 0 | 0 | 0 | 0 |  | 1 | 1 | 1 | 0 | 0 | 0
load_220333850 |  | node_1405322_575_15284507_448 |  | AN | 0 | Residential | 2959.2+1260.614j | 0 | 0 | 0 | 0 | 0 | [24 empty] | 8100203 | no | no |  |  | no |  | 0 | 0 | 0 | 0 | 0 | 0 |  | 1 | 1 | 1 | 0 | 0 | 0
load_220333851 |  | node_1405469_048_15284395_846 |  | AN | 0 | Residential | 17136+7299.905j | 0 | 0 | 0 | 0 | 0 | [24 empty] | 8100203 | no | no |  |  | no |  | 0 | 0 | 0 | 0 | 0 | 0 |  | 1 | 1 | 1 | 0 | 0 | 0
load_220333852 |  | node_1403356_759_15286967_204 |  | AN | 0 | Residential | 7257.6+3091.725j | 0 | 0 | 0 | 0 | 0 | [24 empty] | 8100203 | no | no |  |  | no |  | 0 | 0 | 0 | 0 | 0 | 0 |  | 1 | 1 | 1 | 0 | 0 | 0
load_220333854 |  | node_1403520_306_15287320_034 |  | AN | 0 | Residential | 19461.6+8290.607j | 0 | 0 | 0 | 0 | 0 | [24 empty] | 8100203 | no | no |  |  | no |  | 0 | 0 | 0 | 0 | 0 | 0 |  | 1 | 1 | 1 | 0 | 0 | 0
load_220333855 |  | node_1403721_618_15287102_56 |  | AN | 0 | Residential | 11174.4+4760.274j | 0 | 0 | 0 | 0 | 0 | [24 empty] | 8100203 | no | no |  |  | no |  | 0 | 0 | 0 | 0 | 0 | 0 |  | 1 | 1 | 1 | 0 | 0 | 0
load_220333856 |  | node_1404054_39_15286668_003 |  | AN | 0 | Residential | 10540.8+4490.362j | 0 | 0 | 0 | 0 | 0 | [24 empty] | 8100203 | no | no |  |  | no |  | 0 | 0 | 0 | 0 | 0 | 0 |  | 1 | 1 | 1 | 0 | 0 | 0
load_220333857 |  | node_1404069_73_15286321_689 |  | AN | 0 | Residential | 7999.2+3407.645j | 0 | 0 | 0 | 0 | 0 | [24 empty] | 8100203 | no | no |  |  | no |  | 0 | 0 | 0 | 0 | 0 | 0 |  | 1 | 1 | 1 | 0 | 0 | 0
load_220333858 |  | node_1404216_989_15286007_565 |  | AN | 0 | Residential | 5414.4+2306.525j | 0 | 0 | 0 | 0 | 0 | [24 empty] | 8100203 | no | no |  |  | no |  | 0 | 0 | 0 | 0 | 0 | 0 |  | 1 | 1 | 1 | 0 | 0 | 0
load_220333860 |  | node_1401577_297_15285788_93 |  | AN | 0 | Residential | 26834.4+11431.407j | 0 | 0 | 0 | 0 | 0 | [24 empty] | 8100203 | no | no |  |  | no |  | 0 | 0 | 0 | 0 | 0 | 0 |  | 1 | 1 | 1 | 0 | 0 | 0
load_220333861 |  | node_1401383_714_15285188_771 |  | AN | 0 | Residential | 14990.4+6385.884j | 0 | 0 | 0 | 0 | 0 | [24 empty] | 8100203 | no | no |  |  | no |  | 0 | 0 | 0 | 0 | 0 | 0 |  | 1 | 1 | 1 | 0 | 0 | 0
load_220333862 |  | node_1401002_77_15285142_301 |  | AN | 0 | Residential | 46216.8+19688.274j | 0 | 0 | 0 | 0 | 0 | [24 empty] | 8100203 | no | no |  |  | no |  | 0 | 0 | 0 | 0 | 0 | 0 |  | 1 | 1 | 1 | 0 | 0 | 0
load_220333864 |  | node_1402896_756_15280399_278 |  | AN | 0 | Residential | 20750.4+8839.633j | 0 | 0 | 0 | 0 | 0 | [24 empty] | 8100203 | no | no |  |  | no |  | 0 | 0 | 0 | 0 | 0 | 0 |  | 1 | 1 | 1 | 0 | 0 | 0
load_220333865 |  | node_1402854_239_15280594_642 |  | AN | 0 | Residential | 9835.2+4189.778j | 0 | 0 | 0 | 0 | 0 | [24 empty] | 8100203 | no | no |  |  | no |  | 0 | 0 | 0 | 0 | 0 | 0 |  | 1 | 1 | 1 | 0 | 0 | 0
load_220333866 |  | node_1402650_058_15280460_254 |  | AN | 0 | Residential | 5162.4+2199.173j | 0 | 0 | 0 | 0 | 0 | [24 empty] | 8100203 | no | no |  |  | no |  | 0 | 0 | 0 | 0 | 0 | 0 |  | 1 | 1 | 1 | 0 | 0 | 0
load_220333867 |  | node_1402307_766_15280150_668 |  | AN | 0 | Residential | 13399.2+5708.035j | 0 | 0 | 0 | 0 | 0 | [24 empty] | 8100203 | no | no |  |  | no |  | 0 | 0 | 0 | 0 | 0 | 0 |  | 1 | 1 | 1 | 0 | 0 | 0
load_220333868 |  | node_1402150_099_15280051_19 |  | AN | 0 | Residential | 36151.2+15400.347j | 0 | 0 | 0 | 0 | 0 | [24 empty] | 8100203 | no | no |  |  | no |  | 0 | 0 | 0 | 0 | 0 | 0 |  | 1 | 1 | 1 | 0 | 0 | 0
load_220333869 |  | node_1402045_374_15279910_647 |  | AN | 0 | Residential | 20455.2+8713.879j | 0 | 0 | 0 | 0 | 0 | [24 empty] | 8100203 | no | no |  |  | no |  | 0 | 0 | 0 | 0 | 0 | 0 |  | 1 | 1 | 1 | 0 | 0 | 0
load_220333870 |  | node_1401628_972_15279768_824 |  | AN | 0 | Residential | 26712+11379.264j | 0 | 0 | 0 | 0 | 0 | [24 empty] | 8100203 | no | no |  |  | no |  | 0 | 0 | 0 | 0 | 0 | 0 |  | 1 | 1 | 1 | 0 | 0 | 0
load_220333871 |  | node_1401294_098_15278840_289 |  | AN | 0 | Residential | 4075.2+1736.028j | 0 | 0 | 0 | 0 | 0 | [24 empty] | 8100203 | no | no |  |  | no |  | 0 | 0 | 0 | 0 | 0 | 0 |  | 1 | 1 | 1 | 0 | 0 | 0
load_220333873 |  | node_1406332_525_15280905_804 |  | AN | 0 | Residential | 16092+6855.163j | 0 | 0 | 0 | 0 | 0 | [24 empty] | 8100203 | no | no |  |  | no |  | 0 | 0 | 0 | 0 | 0 | 0 |  | 1 | 1 | 1 | 0 | 0 | 0
load_220333874 |  | node_1406492_377_15280872_114 |  | AN | 0 | Residential | 13132.8+5594.549j | 0 | 0 | 0 | 0 | 0 | [24 empty] | 8100203 | no | no |  |  | no |  | 0 | 0 | 0 | 0 | 0 | 0 |  | 1 | 1 | 1 | 0 | 0 | 0
load_220333875 |  | node_1406865_973_15280980_688 |  | AN | 0 | Residential | 4780.8+2036.612j | 0 | 0 | 0 | 0 | 0 | [24 empty] | 8100203 | no | no |  |  | no |  | 0 | 0 | 0 | 0 | 0 | 0 |  | 1 | 1 | 1 | 0 | 0 | 0
load_220333876 |  | node_1407133_602_15280693_355 |  | AN | 0 | Residential | 21664.8+9229.166j | 0 | 0 | 0 | 0 | 0 | [24 empty] | 8100203 | no | no |  |  | no |  | 0 | 0 | 0 | 0 | 0 | 0 |  | 1 | 1 | 1 | 0 | 0 | 0
load_220333877 |  | node_1406747_407_15284586_683 |  | AN | 0 | Residential | 17208+7330.577j | 0 | 0 | 0 | 0 | 0 | [24 empty] | 8100203 | no | no |  |  | no |  | 0 | 0 | 0 | 0 | 0 | 0 |  | 1 | 1 | 1 | 0 | 0 | 0
load_220333878 |  | node_1406640_005_15284570_604 |  | AN | 0 | Residential | 5630.4+2398.54j | 0 | 0 | 0 | 0 | 0 | [24 empty] | 8100203 | no | no |  |  | no |  | 0 | 0 | 0 | 0 | 0 | 0 |  | 1 | 1 | 1 | 0 | 0 | 0
load_220333879 |  | node_1406281_19_15284501_704 |  | AN | 0 | Residential | 28267.2+12041.777j | 0 | 0 | 0 | 0 | 0 | [24 empty] | 8100203 | no | no |  |  | no |  | 0 | 0 | 0 | 0 | 0 | 0 |  | 1 | 1 | 1 | 0 | 0 | 0
load_220333880 |  | node_1405941_001_15284507_865 |  | AN | 0 | Residential | 33768+14385.108j | 0 | 0 | 0 | 0 | 0 | [24 empty] | 8100203 | no | no |  |  | no |  | 0 | 0 | 0 | 0 | 0 | 0 |  | 1 | 1 | 1 | 0 | 0 | 0
load_220333881 |  | node_1405969_936_15284147_14 |  | AN | 0 | Residential | 10663.2+4542.504j | 0 | 0 | 0 | 0 | 0 | [24 empty] | 8100203 | no | no |  |  | no |  | 0 | 0 | 0 | 0 | 0 | 0 |  | 1 | 1 | 1 | 0 | 0 | 0
load_220333882 |  | node_1406041_219_15283811_064 |  | AN | 0 | NonResidential | 0 | 0 | 0 | 0 | 0 | 0 | [24 empty] | 8100203 | no | no |  |  | no |  | 0 | 0 | 0 | 0 | 0 | 0 |  | 1 | 1 | 1 | 0 | 0 | 0
load_220333883 |  | node_1406113_228_15283497_596 |  | AN | 0 | Residential | 23716.8+10103.314j | 0 | 0 | 0 | 0 | 0 | [24 empty] | 8100203 | no | no |  |  | no |  | 0 | 0 | 0 | 0 | 0 | 0 |  | 1 | 1 | 1 | 0 | 0 | 0
load_220333884 |  | node_1406248_959_15283363_491 |  | AN | 0 | Residential | 1375.2+585.833j | 0 | 0 | 0 | 0 | 0 | [24 empty] | 8100203 | no | no |  |  | no |  | 0 | 0 | 0 | 0 | 0 | 0 |  | 1 | 1 | 1 | 0 | 0 | 0
load_220333885 |  | node_1404705_383_15279462_105 |  | AN | 0 | NonResidential | 0 | 0 | 0 | 0 | 0 | 0 | [24 empty] | 8100203 | no | no |  |  | no |  | 0 | 0 | 0 | 0 | 0 | 0 |  | 1 | 1 | 1 | 0 | 0 | 0
load_220333886 |  | node_1405157_485_15280003_499 |  | AN | 0 | Residential | 7228.8+3079.456j | 0 | 0 | 0 | 0 | 0 | [24 empty] | 8100203 | no | no |  |  | no |  | 0 | 0 | 0 | 0 | 0 | 0 |  | 1 | 1 | 1 | 0 | 0 | 0
load_220333888 |  | node_1405622_925_15280082_518 |  | AN | 0 | Residential | 7178.4+3057.986j | 0 | 0 | 0 | 0 | 0 | [24 empty] | 8100203 | no | no |  |  | no |  | 0 | 0 | 0 | 0 | 0 | 0 |  | 1 | 1 | 1 | 0 | 0 | 0
load_220333889 |  | node_1405780_235_15280207_905 |  | AN | 0 | Residential | 2534.4+1079.65j | 0 | 0 | 0 | 0 | 0 | [24 empty] | 8100203 | no | no |  |  | no |  | 0 | 0 | 0 | 0 | 0 | 0 |  | 1 | 1 | 1 | 0 | 0 | 0
load_220333890 |  | node_1406077_664_15280531_853 |  | AN | 0 | Residential | 10260+4370.742j | 0 | 0 | 0 | 0 | 0 | [24 empty] | 8100203 | no | no |  |  | no |  | 0 | 0 | 0 | 0 | 0 | 0 |  | 1 | 1 | 1 | 0 | 0 | 0
load_220333891 |  | node_1406119_403_15280961_691 |  | AN | 0 | NonResidential | 10000+4259.982j | 0 | 0 | 0 | 0 | 0 | [24 empty] | 8100203 | no | no |  |  | no |  | 0 | 0 | 0 | 0 | 0 | 0 |  | 1 | 1 | 1 | 0 | 0 | 0
load_220333892 |  | node_1401426_256_15278064_499 |  | AN | 0 | Residential | 4399.2+1874.051j | 0 | 0 | 0 | 0 | 0 | [24 empty] | 8100203 | no | no |  |  | no |  | 0 | 0 | 0 | 0 | 0 | 0 |  | 1 | 1 | 1 | 0 | 0 | 0
load_220333893 |  | node_1401639_489_15273933_055 |  | AN | 0 | Residential | 31586.4+13455.75j | 0 | 0 | 0 | 0 | 0 | [24 empty] | 8100203 | no | no |  |  | no |  | 0 | 0 | 0 | 0 | 0 | 0 |  | 1 | 1 | 1 | 0 | 0 | 0
load_220333898 |  | node_1401347_862_15268542_883 |  | AN | 0 | Residential | 28879.2+12302.488j | 0 | 0 | 0 | 0 | 0 | [24 empty] | 8100203 | no | no |  |  | no |  | 0 | 0 | 0 | 0 | 0 | 0 |  | 1 | 1 | 1 | 0 | 0 | 0
load_220333899 |  | node_1399451_54_15268273_712 |  | AN | 0 | Residential | 12981.6+5530.138j | 0 | 0 | 0 | 0 | 0 | [24 empty] | 8100203 | no | no |  |  | no |  | 0 | 0 | 0 | 0 | 0 | 0 |  | 1 | 1 | 1 | 0 | 0 | 0
load_220333900 |  | node_1398441_256_15268282_96 |  | AN | 0 | Residential | 3974.4+1693.087j | 0 | 0 | 0 | 0 | 0 | [24 empty] | 8100203 | no | no |  |  | no |  | 0 | 0 | 0 | 0 | 0 | 0 |  | 1 | 1 | 1 | 0 | 0 | 0
load_220333901 |  | node_1398163_614_15268034_813 |  | AN | 0 | Residential | 2440.8+1039.776j | 0 | 0 | 0 | 0 | 0 | [24 empty] | 8100203 | no | no |  |  | no |  | 0 | 0 | 0 | 0 | 0 | 0 |  | 1 | 1 | 1 | 0 | 0 | 0
load_220333902 |  | node_1397783_938_15268466_982 |  | AN | 0 | NonResidential | 2736+1165.531j | 0 | 0 | 0 | 0 | 0 | [24 empty] | 8100203 | no | no |  |  | no |  | 0 | 0 | 0 | 0 | 0 | 0 |  | 1 | 1 | 1 | 0 | 0 | 0
load_220333905 |  | node_1398047_584_15267316_697 |  | AN | 0 | Residential | 12895.2+5493.332j | 0 | 0 | 0 | 0 | 0 | [24 empty] | 8100203 | no | no |  |  | no |  | 0 | 0 | 0 | 0 | 0 | 0 |  | 1 | 1 | 1 | 0 | 0 | 0
load_220333906 |  | node_1401943_243_15271840_498 |  | AN | 0 | Residential | 10872+4631.453j | 0 | 0 | 0 | 0 | 0 | [24 empty] | 8100203 | no | no |  |  | no |  | 0 | 0 | 0 | 0 | 0 | 0 |  | 1 | 1 | 1 | 0 | 0 | 0
load_220333908 |  | node_1398184_025_15266803_89 |  | AN | 0 | Residential | 8748+3726.632j | 0 | 0 | 0 | 0 | 0 | [24 empty] | 8100203 | no | no |  |  | no |  | 0 | 0 | 0 | 0 | 0 | 0 |  | 1 | 1 | 1 | 0 | 0 | 0
load_220333909 |  | node_1401829_262_15271178_697 |  | AN | 0 | Residential | 6069.6+2585.639j | 0 | 0 | 0 | 0 | 0 | [24 empty] | 8100203 | no | no |  |  | no |  | 0 | 0 | 0 | 0 | 0 | 0 |  | 1 | 1 | 1 | 0 | 0 | 0
load_220333910 |  | node_1401425_596_15270225_506 |  | AN | 0 | Residential | 50796+21639.005j | 0 | 0 | 0 | 0 | 0 | [24 empty] | 8100203 | no | no |  |  | no |  | 0 | 0 | 0 | 0 | 0 | 0 |  | 1 | 1 | 1 | 0 | 0 | 0
load_220333911 |  | node_1401836_6_15270167_457 |  | AN | 0 | Residential | 33832.8+14412.712j | 0 | 0 | 0 | 0 | 0 | [24 empty] | 8100203 | no | no |  |  | no |  | 0 | 0 | 0 | 0 | 0 | 0 |  | 1 | 1 | 1 | 0 | 0 | 0
load_220333948 |  | node_1401476_206_15286689_85 |  | AN | 0 | Residential | 55872+23801.372j | 0 | 0 | 0 | 0 | 0 | [24 empty] | 8100203 | no | no |  |  | no |  | 0 | 0 | 0 | 0 | 0 | 0 |  | 1 | 1 | 1 | 0 | 0 | 0
load_220334429 |  | node_1398794_522_15277561_986 |  | AN | 0 | Residential | 6062.4+2582.572j | 0 | 0 | 0 | 0 | 0 | [24 empty] | 8100203 | no | no |  |  | no |  | 0 | 0 | 0 | 0 | 0 | 0 |  | 1 | 1 | 1 | 0 | 0 | 0
load_220334430 |  | node_1398742_304_15277369_555 |  | AN | 0 | Residential | 28188+12008.038j | 0 | 0 | 0 | 0 | 0 | [24 empty] | 8100203 | no | no |  |  | no |  | 0 | 0 | 0 | 0 | 0 | 0 |  | 1 | 1 | 1 | 0 | 0 | 0
load_220334431 |  | node_1396967_562_15276485_227 |  | AN | 0 | Residential | 19965.6+8505.31j | 0 | 0 | 0 | 0 | 0 | [24 empty] | 8100203 | no | no |  |  | no |  | 0 | 0 | 0 | 0 | 0 | 0 |  | 1 | 1 | 1 | 0 | 0 | 0
load_220334432 |  | node_1401218_25_15278553_551 |  | AN | 0 | Residential | 24760.8+10548.057j | 0 | 0 | 0 | 0 | 0 | [24 empty] | 8100203 | no | no |  |  | no |  | 0 | 0 | 0 | 0 | 0 | 0 |  | 1 | 1 | 1 | 0 | 0 | 0
load_220334433 |  | node_1400741_85_15278390_336 |  | AN | 0 | Residential | 17791.2+7579.019j | 0 | 0 | 0 | 0 | 0 | [24 empty] | 8100203 | no | no |  |  | no |  | 0 | 0 | 0 | 0 | 0 | 0 |  | 1 | 1 | 1 | 0 | 0 | 0
load_220334434 |  | node_1400335_849_15278426_994 |  | AN | 0 | Residential | 5515.2+2349.465j | 0 | 0 | 0 | 0 | 0 | [24 empty] | 8100203 | no | no |  |  | no |  | 0 | 0 | 0 | 0 | 0 | 0 |  | 1 | 1 | 1 | 0 | 0 | 0
load_220334435 |  | node_1400139_954_15278423_213 |  | AN | 0 | Residential | 38001.6+16188.614j | 0 | 0 | 0 | 0 | 0 | [24 empty] | 8100203 | no | no |  |  | no |  | 0 | 0 | 0 | 0 | 0 | 0 |  | 1 | 1 | 1 | 0 | 0 | 0
load_220334436 |  | node_1400019_421_15278340_268 |  | AN | 0 | Residential | 13291.2+5662.027j | 0 | 0 | 0 | 0 | 0 | [24 empty] | 8100203 | no | no |  |  | no |  | 0 | 0 | 0 | 0 | 0 | 0 |  | 1 | 1 | 1 | 0 | 0 | 0
load_220334437 |  | node_1399719_995_15278321_334 |  | AN | 0 | Residential | 16048.8+6836.76j | 0 | 0 | 0 | 0 | 0 | [24 empty] | 8100203 | no | no |  |  | no |  | 0 | 0 | 0 | 0 | 0 | 0 |  | 1 | 1 | 1 | 0 | 0 | 0
load_220334438 |  | node_1399482_384_15278304_244 |  | AN | 0 | Residential | 5997.6+2554.967j | 0 | 0 | 0 | 0 | 0 | [24 empty] | 8100203 | no | no |  |  | no |  | 0 | 0 | 0 | 0 | 0 | 0 |  | 1 | 1 | 1 | 0 | 0 | 0
load_220334439 |  | node_1399150_543_15278353_301 |  | AN | 0 | Residential | 4507.2+1920.059j | 0 | 0 | 0 | 0 | 0 | [24 empty] | 8100203 | no | no |  |  | no |  | 0 | 0 | 0 | 0 | 0 | 0 |  | 1 | 1 | 1 | 0 | 0 | 0
load_220334451 |  | node_1402020_12_15274664_616 |  | AN | 0 | Residential | 5364+2285.054j | 0 | 0 | 0 | 0 | 0 | [24 empty] | 8100203 | no | no |  |  | no |  | 0 | 0 | 0 | 0 | 0 | 0 |  | 1 | 1 | 1 | 0 | 0 | 0
load_220334452 |  | node_1401698_639_15274694_422 |  | AN | 0 | Residential | 35913.6+15299.13j | 0 | 0 | 0 | 0 | 0 | [24 empty] | 8100203 | no | no |  |  | no |  | 0 | 0 | 0 | 0 | 0 | 0 |  | 1 | 1 | 1 | 0 | 0 | 0
load_220334453 |  | node_1401585_052_15274945_764 |  | AN | 0 | Residential | 2800.8+1193.136j | 0 | 0 | 0 | 0 | 0 | [24 empty] | 8100203 | no | no |  |  | no |  | 0 | 0 | 0 | 0 | 0 | 0 |  | 1 | 1 | 1 | 0 | 0 | 0
load_220334454 |  | node_1401234_054_15275531_869 |  | AN | 0 | Residential | 2570.4+1094.986j | 0 | 0 | 0 | 0 | 0 | [24 empty] | 8100203 | no | no |  |  | no |  | 0 | 0 | 0 | 0 | 0 | 0 |  | 1 | 1 | 1 | 0 | 0 | 0
load_220334455 |  | node_1400797_897_15274631_655 |  | AN | 0 | Residential | 9986.4+4254.189j | 0 | 0 | 0 | 0 | 0 | [24 empty] | 8100203 | no | no |  |  | no |  | 0 | 0 | 0 | 0 | 0 | 0 |  | 1 | 1 | 1 | 0 | 0 | 0
load_220334456 |  | node_1400611_265_15275099_53 |  | AN | 0 | NonResidential | 2397.6+1021.373j | 0 | 0 | 0 | 0 | 0 | [24 empty] | 8100203 | no | no |  |  | no |  | 0 | 0 | 0 | 0 | 0 | 0 |  | 1 | 1 | 1 | 0 | 0 | 0
load_220334457 |  | node_1400573_733_15275407_287 |  | AN | 0 | Residential | 3643.2+1551.997j | 0 | 0 | 0 | 0 | 0 | [24 empty] | 8100203 | no | no |  |  | no |  | 0 | 0 | 0 | 0 | 0 | 0 |  | 1 | 1 | 1 | 0 | 0 | 0
load_220334509 |  | node_1401279_405_15279650_307 |  | AN | 0 | Residential | 3592.8+1530.526j | 0 | 0 | 0 | 0 | 0 | [24 empty] | 8100203 | no | no |  |  | no |  | 0 | 0 | 0 | 0 | 0 | 0 |  | 1 | 1 | 1 | 0 | 0 | 0
load_220334510 |  | node_1400487_486_15279315_292 |  | AN | 0 | Residential | 23781.6+10130.919j | 0 | 0 | 0 | 0 | 0 | [24 empty] | 8100203 | no | no |  |  | no |  | 0 | 0 | 0 | 0 | 0 | 0 |  | 1 | 1 | 1 | 0 | 0 | 0
load_220334511 |  | node_1399943_93_15279438_423 |  | AN | 0 | Residential | 6789.6+2892.357j | 0 | 0 | 0 | 0 | 0 | [24 empty] | 8100203 | no | no |  |  | no |  | 0 | 0 | 0 | 0 | 0 | 0 |  | 1 | 1 | 1 | 0 | 0 | 0
load_220334512 |  | node_1399964_21_15279672_012 |  | AN | 0 | Residential | 14522.4+6186.516j | 0 | 0 | 0 | 0 | 0 | [24 empty] | 8100203 | no | no |  |  | no |  | 0 | 0 | 0 | 0 | 0 | 0 |  | 1 | 1 | 1 | 0 | 0 | 0
load_220334513 |  | node_1399934_413_15280058_805 |  | AN | 0 | Residential | 36986.4+15756.14j | 0 | 0 | 0 | 0 | 0 | [24 empty] | 8100203 | no | no |  |  | no |  | 0 | 0 | 0 | 0 | 0 | 0 |  | 1 | 1 | 1 | 0 | 0 | 0
load_220334546 |  | node_1406672_444_15285227_911 |  | AN | 0 | Residential | 21880.8+9321.182j | 0 | 0 | 0 | 0 | 0 | [24 empty] | 8100203 | no | no |  |  | no |  | 0 | 0 | 0 | 0 | 0 | 0 |  | 1 | 1 | 1 | 0 | 0 | 0
load_220334547 |  | node_1406659_76_15285555_594 |  | AN | 0 | Residential | 8316+3542.601j | 0 | 0 | 0 | 0 | 0 | [24 empty] | 8100203 | no | no |  |  | no |  | 0 | 0 | 0 | 0 | 0 | 0 |  | 1 | 1 | 1 | 0 | 0 | 0
load_220334577 |  | node_1403571_394_15280059_556 |  | AN | 0 | Residential | 2714.4+1156.33j | 0 | 0 | 0 | 0 | 0 | [24 empty] | 8100203 | no | no |  |  | no |  | 0 | 0 | 0 | 0 | 0 | 0 |  | 1 | 1 | 1 | 0 | 0 | 0
load_220334578 |  | node_1403810_954_15279882_506 |  | AN | 0 | Residential | 10036.8+4275.659j | 0 | 0 | 0 | 0 | 0 | [24 empty] | 8100203 | no | no |  |  | no |  | 0 | 0 | 0 | 0 | 0 | 0 |  | 1 | 1 | 1 | 0 | 0 | 0
load_220334579 |  | node_1403991_182_15279568_489 |  | AN | 0 | Residential | 14385.6+6128.24j | 0 | 0 | 0 | 0 | 0 | [24 empty] | 8100203 | no | no |  |  | no |  | 0 | 0 | 0 | 0 | 0 | 0 |  | 1 | 1 | 1 | 0 | 0 | 0
load_220334580 |  | node_1404311_487_15279436_63 |  | AN | 0 | NonResidential | 136.8+58.277j | 0 | 0 | 0 | 0 | 0 | [24 empty] | 8100203 | no | no |  |  | no |  | 0 | 0 | 0 | 0 | 0 | 0 |  | 1 | 1 | 1 | 0 | 0 | 0
load_220334611 |  | node_1404742_593_15279190_765 |  | AN | 0 | Residential | 29563.2+12593.87j | 0 | 0 | 0 | 0 | 0 | [24 empty] | 8100203 | no | no |  |  | no |  | 0 | 0 | 0 | 0 | 0 | 0 |  | 1 | 1 | 1 | 0 | 0 | 0
load_220334612 |  | node_1405004_977_15279061_569 |  | AN | 0 | Residential | 9266.4+3947.47j | 0 | 0 | 0 | 0 | 0 | [24 empty] | 8100203 | no | no |  |  | no |  | 0 | 0 | 0 | 0 | 0 | 0 |  | 1 | 1 | 1 | 0 | 0 | 0
load_220334613 |  | node_1405352_259_15278963_409 |  | AN | 0 | Residential | 4435.2+1889.387j | 0 | 0 | 0 | 0 | 0 | [24 empty] | 8100203 | no | no |  |  | no |  | 0 | 0 | 0 | 0 | 0 | 0 |  | 1 | 1 | 1 | 0 | 0 | 0
load_220334636 |  | node_1405738_779_15280743_781 |  | AN | 0 | Residential | 4723.2+2012.075j | 0 | 0 | 0 | 0 | 0 | [24 empty] | 8100203 | no | no |  |  | no |  | 0 | 0 | 0 | 0 | 0 | 0 |  | 1 | 1 | 1 | 0 | 0 | 0
load_220334637 |  | node_1405478_08_15281050_152 |  | AN | 0 | Residential | 4075.2+1736.028j | 0 | 0 | 0 | 0 | 0 | [24 empty] | 8100203 | no | no |  |  | no |  | 0 | 0 | 0 | 0 | 0 | 0 |  | 1 | 1 | 1 | 0 | 0 | 0
load_220334638 |  | node_1404888_488_15280652_615 |  | AN | 0 | Residential | 19173.6+8167.919j | 0 | 0 | 0 | 0 | 0 | [24 empty] | 8100203 | no | no |  |  | no |  | 0 | 0 | 0 | 0 | 0 | 0 |  | 1 | 1 | 1 | 0 | 0 | 0
load_220334639 |  | node_1405003_742_15280971_224 |  | AN | 0 | Residential | 8107.2+3453.653j | 0 | 0 | 0 | 0 | 0 | [24 empty] | 8100203 | no | no |  |  | no |  | 0 | 0 | 0 | 0 | 0 | 0 |  | 1 | 1 | 1 | 0 | 0 | 0
load_220334640 |  | node_1404584_61_15281064_458 |  | AN | 0 | Residential | 2275.2+969.231j | 0 | 0 | 0 | 0 | 0 | [24 empty] | 8100203 | no | no |  |  | no |  | 0 | 0 | 0 | 0 | 0 | 0 |  | 1 | 1 | 1 | 0 | 0 | 0
load_220334642 |  | node_1399456_294_15268827_051 |  | AN | 0 | NonResidential | 50.4+21.47j | 0 | 0 | 0 | 0 | 0 | [24 empty] | 8100203 | no | no |  |  | no |  | 0 | 0 | 0 | 0 | 0 | 0 |  | 1 | 1 | 1 | 0 | 0 | 0
load_220334643 |  | node_1399713_285_15268850_533 |  | AN | 0 | Residential | 1706.4+726.923j | 0 | 0 | 0 | 0 | 0 | [24 empty] | 8100203 | no | no |  |  | no |  | 0 | 0 | 0 | 0 | 0 | 0 |  | 1 | 1 | 1 | 0 | 0 | 0
load_220334644 |  | node_1399940_377_15268748_288 |  | AN | 0 | Residential | 2296.8+978.433j | 0 | 0 | 0 | 0 | 0 | [24 empty] | 8100203 | no | no |  |  | no |  | 0 | 0 | 0 | 0 | 0 | 0 |  | 1 | 1 | 1 | 0 | 0 | 0
load_220334645 |  | node_1398941_902_15268952_761 |  | AN | 0 | Residential | 51300+21853.708j | 0 | 0 | 0 | 0 | 0 | [24 empty] | 8100203 | no | no |  |  | no |  | 0 | 0 | 0 | 0 | 0 | 0 |  | 1 | 1 | 1 | 0 | 0 | 0
load_220334646 |  | node_1399372_509_15269543_633 |  | AN | 0 | Residential | 3333.6+1420.108j | 0 | 0 | 0 | 0 | 0 | [24 empty] | 8100203 | no | no |  |  | no |  | 0 | 0 | 0 | 0 | 0 | 0 |  | 1 | 1 | 1 | 0 | 0 | 0
load_220334647 |  | node_1399850_039_15269755_069 |  | AN | 0 | Residential | 9604.8+4091.628j | 0 | 0 | 0 | 0 | 0 | [24 empty] | 8100203 | no | no |  |  | no |  | 0 | 0 | 0 | 0 | 0 | 0 |  | 1 | 1 | 1 | 0 | 0 | 0
load_220334648 |  | node_1400146_569_15269702_478 |  | AN | 0 | Residential | 9907.2+4220.45j | 0 | 0 | 0 | 0 | 0 | [24 empty] | 8100203 | no | no |  |  | no |  | 0 | 0 | 0 | 0 | 0 | 0 |  | 1 | 1 | 1 | 0 | 0 | 0
load_220334649 |  | node_1398467_73_15269489_945 |  | AN | 0 | Residential | 11678.4+4974.978j | 0 | 0 | 0 | 0 | 0 | [24 empty] | 8100203 | no | no |  |  | no |  | 0 | 0 | 0 | 0 | 0 | 0 |  | 1 | 1 | 1 | 0 | 0 | 0
load_220337695 |  | node_1407147_289_15280982_668 |  | AN | 0 | Residential | 6271.2+2671.52j | 0 | 0 | 0 | 0 | 0 | [24 empty] | 8100203 | no | no |  |  | no |  | 0 | 0 | 0 | 0 | 0 | 0 |  | 1 | 1 | 1 | 0 | 0 | 0
load_220337696 |  | node_1407830_018_15281234_655 |  | AN | 0 | Residential | 20491.2+8729.215j | 0 | 0 | 0 | 0 | 0 | [24 empty] | 8100203 | no | no |  |  | no |  | 0 | 0 | 0 | 0 | 0 | 0 |  | 1 | 1 | 1 | 0 | 0 | 0
load_220337697 |  | node_1408029_633_15281159_831 |  | AN | 0 | Residential | 2239.2+953.895j | 0 | 0 | 0 | 0 | 0 | [24 empty] | 8100203 | no | no |  |  | no |  | 0 | 0 | 0 | 0 | 0 | 0 |  | 1 | 1 | 1 | 0 | 0 | 0
load_220337698 |  | node_1407822_397_15280777_838 |  | AN | 0 | Residential | 5716.8+2435.347j | 0 | 0 | 0 | 0 | 0 | [24 empty] | 8100203 | no | no |  |  | no |  | 0 | 0 | 0 | 0 | 0 | 0 |  | 1 | 1 | 1 | 0 | 0 | 0
load_220337699 |  | node_1408531_446_15281114_441 |  | AN | 0 | Residential | 6134.4+2613.243j | 0 | 0 | 0 | 0 | 0 | [24 empty] | 8100203 | no | no |  |  | no |  | 0 | 0 | 0 | 0 | 0 | 0 |  | 1 | 1 | 1 | 0 | 0 | 0
load_220337700 |  | node_1408716_145_15280797_385 |  | AN | 0 | Residential | 7826.4+3334.032j | 0 | 0 | 0 | 0 | 0 | [24 empty] | 8100203 | no | no |  |  | no |  | 0 | 0 | 0 | 0 | 0 | 0 |  | 1 | 1 | 1 | 0 | 0 | 0
load_220337701 |  | node_1408384_343_15281366_435 |  | AN | 0 | Residential | 11167.2+4757.207j | 0 | 0 | 0 | 0 | 0 | [24 empty] | 8100203 | no | no |  |  | no |  | 0 | 0 | 0 | 0 | 0 | 0 |  | 1 | 1 | 1 | 0 | 0 | 0
load_220337703 |  | node_1408224_456_15282037_213 |  | AN | 0 | Residential | 12708+5413.585j | 0 | 0 | 0 | 0 | 0 | [24 empty] | 8100203 | no | no |  |  | no |  | 0 | 0 | 0 | 0 | 0 | 0 |  | 1 | 1 | 1 | 0 | 0 | 0
load_220337704 |  | node_1408126_443_15282254_09 |  | AN | 0 | Residential | 15364.8+6545.377j | 0 | 0 | 0 | 0 | 0 | [24 empty] | 8100203 | no | no |  |  | no |  | 0 | 0 | 0 | 0 | 0 | 0 |  | 1 | 1 | 1 | 0 | 0 | 0
load_220337705 |  | node_1408050_054_15282454_853 |  | AN | 0 | Residential | 3873.6+1650.147j | 0 | 0 | 0 | 0 | 0 | [24 empty] | 8100203 | no | no |  |  | no |  | 0 | 0 | 0 | 0 | 0 | 0 |  | 1 | 1 | 1 | 0 | 0 | 0
load_220337708 |  | node_1407360_175_15283513_321 |  | AN | 0 | Residential | 14724+6272.398j | 0 | 0 | 0 | 0 | 0 | [24 empty] | 8100203 | no | no |  |  | no |  | 0 | 0 | 0 | 0 | 0 | 0 |  | 1 | 1 | 1 | 0 | 0 | 0
load_220337709 |  | node_1406918_565_15283628_537 |  | AN | 0 | Residential | 18338.4+7812.126j | 0 | 0 | 0 | 0 | 0 | [24 empty] | 8100203 | no | no |  |  | no |  | 0 | 0 | 0 | 0 | 0 | 0 |  | 1 | 1 | 1 | 0 | 0 | 0
load_220337710 |  | node_1407145_975_15284118_731 |  | AN | 0 | Residential | 23486.4+10005.165j | 0 | 0 | 0 | 0 | 0 | [24 empty] | 8100203 | no | no |  |  | no |  | 0 | 0 | 0 | 0 | 0 | 0 |  | 1 | 1 | 1 | 0 | 0 | 0
load_220337711 |  | node_1407088_999_15284318_115 |  | AN | 0 | Residential | 3859.2+1644.012j | 0 | 0 | 0 | 0 | 0 | [24 empty] | 8100203 | no | no |  |  | no |  | 0 | 0 | 0 | 0 | 0 | 0 |  | 1 | 1 | 1 | 0 | 0 | 0
load_220337712 |  | node_1407040_55_15284689_294 |  | AN | 0 | Residential | 15213.6+6480.966j | 0 | 0 | 0 | 0 | 0 | [24 empty] | 8100203 | no | no |  |  | no |  | 0 | 0 | 0 | 0 | 0 | 0 |  | 1 | 1 | 1 | 0 | 0 | 0
load_220337713 |  | node_1401774_46_15276624_079 |  | AN | 0 | Residential | 24501.6+10437.638j | 0 | 0 | 0 | 0 | 0 | [24 empty] | 8100203 | no | no |  |  | no |  | 0 | 0 | 0 | 0 | 0 | 0 |  | 1 | 1 | 1 | 0 | 0 | 0
load_220337714 |  | node_1401731_204_15277004_668 |  | AN | 0 | Residential | 24660+10505.116j | 0 | 0 | 0 | 0 | 0 | [24 empty] | 8100203 | no | no |  |  | no |  | 0 | 0 | 0 | 0 | 0 | 0 |  | 1 | 1 | 1 | 0 | 0 | 0
load_220337715 |  | node_1401647_088_15277353_746 |  | AN | 0 | Residential | 44222.4+18838.664j | 0 | 0 | 0 | 0 | 0 | [24 empty] | 8100203 | no | no |  |  | no |  | 0 | 0 | 0 | 0 | 0 | 0 |  | 1 | 1 | 1 | 0 | 0 | 0
load_220337718 |  | node_1401986_421_15276423_602 |  | AN | 0 | Residential | 17344.8+7388.854j | 0 | 0 | 0 | 0 | 0 | [24 empty] | 8100203 | no | no |  |  | no |  | 0 | 0 | 0 | 0 | 0 | 0 |  | 1 | 1 | 1 | 0 | 0 | 0
load_220337719 |  | node_1402058_67_15276144_254 |  | AN | 0 | Residential | 37195.2+15845.089j | 0 | 0 | 0 | 0 | 0 | [24 empty] | 8100203 | no | no |  |  | no |  | 0 | 0 | 0 | 0 | 0 | 0 |  | 1 | 1 | 1 | 0 | 0 | 0
load_220337720 |  | node_1402219_704_15275672_212 |  | AN | 0 | NonResidential | 7.2+3.067j | 0 | 0 | 0 | 0 | 0 | [24 empty] | 8100203 | no | no |  |  | no |  | 0 | 0 | 0 | 0 | 0 | 0 |  | 1 | 1 | 1 | 0 | 0 | 0
load_220337721 |  | node_1402287_033_15275258_108 |  | AN | 0 | Residential | 49665.6+21157.457j | 0 | 0 | 0 | 0 | 0 | [24 empty] | 8100203 | no | no |  |  | no |  | 0 | 0 | 0 | 0 | 0 | 0 |  | 1 | 1 | 1 | 0 | 0 | 0
load_220337722 |  | node_1402350_023_15274854_624 |  | AN | 0 | NonResidential | 1670.4+711.587j | 0 | 0 | 0 | 0 | 0 | [24 empty] | 8100203 | no | no |  |  | no |  | 0 | 0 | 0 | 0 | 0 | 0 |  | 1 | 1 | 1 | 0 | 0 | 0
load_220337723 |  | node_1402345_763_15274481_353 |  | AN | 0 | Residential | 60724.8+25868.656j | 0 | 0 | 0 | 0 | 0 | [24 empty] | 8100203 | no | no |  |  | no |  | 0 | 0 | 0 | 0 | 0 | 0 |  | 1 | 1 | 1 | 0 | 0 | 0
load_220337725 |  | node_1402390_638_15273279_12 |  | AN | 0 | Residential | 24660+10505.116j | 0 | 0 | 0 | 0 | 0 | [24 empty] | 8100203 | no | no |  |  | no |  | 0 | 0 | 0 | 0 | 0 | 0 |  | 1 | 1 | 1 | 0 | 0 | 0
load_220337726 |  | node_1402523_022_15272725_09 |  | AN | 0 | Residential | 6976.8+2972.104j | 0 | 0 | 0 | 0 | 0 | [24 empty] | 8100203 | no | no |  |  | no |  | 0 | 0 | 0 | 0 | 0 | 0 |  | 1 | 1 | 1 | 0 | 0 | 0
load_220337727 |  | node_1402215_933_15272713_18 |  | AN | 0 | Residential | 7380+3143.867j | 0 | 0 | 0 | 0 | 0 | [24 empty] | 8100203 | no | no |  |  | no |  | 0 | 0 | 0 | 0 | 0 | 0 |  | 1 | 1 | 1 | 0 | 0 | 0
load_220337728 |  | node_1402135_554_15272346_964 |  | AN | 0 | Residential | 14457.6+6158.912j | 0 | 0 | 0 | 0 | 0 | [24 empty] | 8100203 | no | no |  |  | no |  | 0 | 0 | 0 | 0 | 0 | 0 |  | 1 | 1 | 1 | 0 | 0 | 0
load_220337729 |  | node_1402532_334_15272505_622 |  | AN | 0 | Residential | 12398.4+5281.696j | 0 | 0 | 0 | 0 | 0 | [24 empty] | 8100203 | no | no |  |  | no |  | 0 | 0 | 0 | 0 | 0 | 0 |  | 1 | 1 | 1 | 0 | 0 | 0
load_220337730 |  | node_1402587_716_15272323_066 |  | AN | 0 | Residential | 28058.4+11952.828j | 0 | 0 | 0 | 0 | 0 | [24 empty] | 8100203 | no | no |  |  | no |  | 0 | 0 | 0 | 0 | 0 | 0 |  | 1 | 1 | 1 | 0 | 0 | 0
load_220337731 |  | node_1402597_572_15272070_987 |  | AN | 0 | Residential | 19756.8+8416.362j | 0 | 0 | 0 | 0 | 0 | [24 empty] | 8100203 | no | no |  |  | no |  | 0 | 0 | 0 | 0 | 0 | 0 |  | 1 | 1 | 1 | 0 | 0 | 0
load_220337780 |  | node_1407093_312_15273820_099 |  | AN | 0 | Residential | 3456+1472.25j | 0 | 0 | 0 | 0 | 0 | [24 empty] | 8100203 | no | no |  |  | no |  | 0 | 0 | 0 | 0 | 0 | 0 |  | 1 | 1 | 1 | 0 | 0 | 0
load_220337781 |  | node_1407550_417_15274628_996 |  | AN | 0 | Residential | 21564+9186.226j | 0 | 0 | 0 | 0 | 0 | [24 empty] | 8100203 | no | no |  |  | no |  | 0 | 0 | 0 | 0 | 0 | 0 |  | 1 | 1 | 1 | 0 | 0 | 0
load_220337951 |  | node_1405247_776_15275371_731 |  | AN | 0 | Residential | 5508+2346.398j | 0 | 0 | 0 | 0 | 0 | [24 empty] | 8100203 | no | no |  |  | no |  | 0 | 0 | 0 | 0 | 0 | 0 |  | 1 | 1 | 1 | 0 | 0 | 0
load_220337952 |  | node_1405178_602_15275988_854 |  | AN | 0 | Residential | 16452+7008.523j | 0 | 0 | 0 | 0 | 0 | [24 empty] | 8100203 | no | no |  |  | no |  | 0 | 0 | 0 | 0 | 0 | 0 |  | 1 | 1 | 1 | 0 | 0 | 0
load_220337953 |  | node_1405406_537_15275292_415 |  | AN | 0 | Residential | 4716+2009.008j | 0 | 0 | 0 | 0 | 0 | [24 empty] | 8100203 | no | no |  |  | no |  | 0 | 0 | 0 | 0 | 0 | 0 |  | 1 | 1 | 1 | 0 | 0 | 0
load_220337954 |  | node_1405585_083_15275860_078 |  | AN | 0 | Residential | 15732+6701.804j | 0 | 0 | 0 | 0 | 0 | [24 empty] | 8100203 | no | no |  |  | no |  | 0 | 0 | 0 | 0 | 0 | 0 |  | 1 | 1 | 1 | 0 | 0 | 0
load_220337955 |  | node_1405959_159_15275446_934 |  | AN | 0 | Residential | 1044+444.742j | 0 | 0 | 0 | 0 | 0 | [24 empty] | 8100203 | no | no |  |  | no |  | 0 | 0 | 0 | 0 | 0 | 0 |  | 1 | 1 | 1 | 0 | 0 | 0
load_220337956 |  | node_1406170_052_15275843_77 |  | AN | 0 | Residential | 19821.6+8443.966j | 0 | 0 | 0 | 0 | 0 | [24 empty] | 8100203 | no | no |  |  | no |  | 0 | 0 | 0 | 0 | 0 | 0 |  | 1 | 1 | 1 | 0 | 0 | 0
load_220337957 |  | node_1406420_583_15275313_971 |  | AN | 0 | NonResidential | 1000+425.998j | 0 | 0 | 0 | 0 | 0 | [24 empty] | 8100203 | no | no |  |  | no |  | 0 | 0 | 0 | 0 | 0 | 0 |  | 1 | 1 | 1 | 0 | 0 | 0
load_220337958 |  | node_1406530_434_15275607_584 |  | AN | 0 | Residential | 20239.2+8621.863j | 0 | 0 | 0 | 0 | 0 | [24 empty] | 8100203 | no | no |  |  | no |  | 0 | 0 | 0 | 0 | 0 | 0 |  | 1 | 1 | 1 | 0 | 0 | 0
load_220337960 |  | node_1403387_87_15275212_992 |  | AN | 0 | Residential | 8114.4+3456.72j | 0 | 0 | 0 | 0 | 0 | [24 empty] | 8100203 | no | no |  |  | no |  | 0 | 0 | 0 | 0 | 0 | 0 |  | 1 | 1 | 1 | 0 | 0 | 0
load_220337961 |  | node_1404144_148_15275865_601 |  | AN | 0 | Residential | 10598.4+4514.899j | 0 | 0 | 0 | 0 | 0 | [24 empty] | 8100203 | no | no |  |  | no |  | 0 | 0 | 0 | 0 | 0 | 0 |  | 1 | 1 | 1 | 0 | 0 | 0
load_220337962 |  | node_1404383_879_15275270_757 |  | AN | 0 | Residential | 6645.6+2831.014j | 0 | 0 | 0 | 0 | 0 | [24 empty] | 8100203 | no | no |  |  | no |  | 0 | 0 | 0 | 0 | 0 | 0 |  | 1 | 1 | 1 | 0 | 0 | 0
load_220337963 |  | node_1404797_459_15275302_399 |  | AN | 0 | NonResidential | 2764.8+1177.8j | 0 | 0 | 0 | 0 | 0 | [24 empty] | 8100203 | no | no |  |  | no |  | 0 | 0 | 0 | 0 | 0 | 0 |  | 1 | 1 | 1 | 0 | 0 | 0
load_220337981 |  | node_1402568_441_15275128_104 |  | AN | 0 | Residential | 13586.4+5787.782j | 0 | 0 | 0 | 0 | 0 | [24 empty] | 8100203 | no | no |  |  | no |  | 0 | 0 | 0 | 0 | 0 | 0 |  | 1 | 1 | 1 | 0 | 0 | 0
load_220337982 |  | node_1402841_983_15275158_191 |  | AN | 0 | Residential | 6242.4+2659.251j | 0 | 0 | 0 | 0 | 0 | [24 empty] | 8100203 | no | no |  |  | no |  | 0 | 0 | 0 | 0 | 0 | 0 |  | 1 | 1 | 1 | 0 | 0 | 0
load_220337983 |  | node_1403112_092_15275111_818 |  | AN | 0 | Residential | 3420+1456.914j | 0 | 0 | 0 | 0 | 0 | [24 empty] | 8100203 | no | no |  |  | no |  | 0 | 0 | 0 | 0 | 0 | 0 |  | 1 | 1 | 1 | 0 | 0 | 0
load_220337998 |  | node_1407233_616_15285573_161 |  | AN | 0 | Residential | 23961.6+10207.599j | 0 | 0 | 0 | 0 | 0 | [24 empty] | 8100203 | no | no |  |  | no |  | 0 | 0 | 0 | 0 | 0 | 0 |  | 1 | 1 | 1 | 0 | 0 | 0
load_220337999 |  | node_1407613_203_15285517_907 |  | AN | 0 | Residential | 28836+12284.085j | 0 | 0 | 0 | 0 | 0 | [24 empty] | 8100203 | no | no |  |  | no |  | 0 | 0 | 0 | 0 | 0 | 0 |  | 1 | 1 | 1 | 0 | 0 | 0
load_220338003 |  | node_1405812_421_15276626_559 |  | AN | 0 | NonResidential | 2239.2+953.895j | 0 | 0 | 0 | 0 | 0 | [24 empty] | 8100203 | no | no |  |  | no |  | 0 | 0 | 0 | 0 | 0 | 0 |  | 1 | 1 | 1 | 0 | 0 | 0
load_220338004 |  | node_1407546_56_15275085_479 |  | AN | 0 | Residential | 84441.6+35971.971j | 0 | 0 | 0 | 0 | 0 | [24 empty] | 8100203 | no | no |  |  | no |  | 0 | 0 | 0 | 0 | 0 | 0 |  | 1 | 1 | 1 | 0 | 0 | 0
load_220338005 |  | node_1406323_748_15277440_952 |  | AN | 0 | Residential | 12348+5260.226j | 0 | 0 | 0 | 0 | 0 | [24 empty] | 8100203 | no | no |  |  | no |  | 0 | 0 | 0 | 0 | 0 | 0 |  | 1 | 1 | 1 | 0 | 0 | 0
load_220338006 |  | node_1406229_037_15277659_203 |  | AN | 0 | Residential | 3643.2+1551.997j | 0 | 0 | 0 | 0 | 0 | [24 empty] | 8100203 | no | no |  |  | no |  | 0 | 0 | 0 | 0 | 0 | 0 |  | 1 | 1 | 1 | 0 | 0 | 0
load_220338008 |  | node_1406599_805_15278051_183 |  | AN | 0 | Residential | 19267.2+8207.793j | 0 | 0 | 0 | 0 | 0 | [24 empty] | 8100203 | no | no |  |  | no |  | 0 | 0 | 0 | 0 | 0 | 0 |  | 1 | 1 | 1 | 0 | 0 | 0
load_220338009 |  | node_1406003_341_15278114_895 |  | AN | 0 | Residential | 8935.2+3806.379j | 0 | 0 | 0 | 0 | 0 | [24 empty] | 8100203 | no | no |  |  | no |  | 0 | 0 | 0 | 0 | 0 | 0 |  | 1 | 1 | 1 | 0 | 0 | 0
load_220338010 |  | node_1405715_299_15278288_575 |  | AN | 0 | NonResidential | 14.4+6.134j | 0 | 0 | 0 | 0 | 0 | [24 empty] | 8100203 | no | no |  |  | no |  | 0 | 0 | 0 | 0 | 0 | 0 |  | 1 | 1 | 1 | 0 | 0 | 0
load_220338011 |  | node_1405010_925_15278426_647 |  | AN | 0 | Residential | 5932.8+2527.362j | 0 | 0 | 0 | 0 | 0 | [24 empty] | 8100203 | no | no |  |  | no |  | 0 | 0 | 0 | 0 | 0 | 0 |  | 1 | 1 | 1 | 0 | 0 | 0
load_220338012 |  | node_1407236_798_15275783_794 |  | AN | 0 | Residential | 13989.6+5959.545j | 0 | 0 | 0 | 0 | 0 | [24 empty] | 8100203 | no | no |  |  | no |  | 0 | 0 | 0 | 0 | 0 | 0 |  | 1 | 1 | 1 | 0 | 0 | 0
load_220338013 |  | node_1406814_966_15276556_498 |  | AN | 0 | Residential | 27568.8+11744.26j | 0 | 0 | 0 | 0 | 0 | [24 empty] | 8100203 | no | no |  |  | no |  | 0 | 0 | 0 | 0 | 0 | 0 |  | 1 | 1 | 1 | 0 | 0 | 0
load_220338014 |  | node_1406284_75_15277281_994 |  | AN | 0 | Residential | 6494.4+2766.603j | 0 | 0 | 0 | 0 | 0 | [24 empty] | 8100203 | no | no |  |  | no |  | 0 | 0 | 0 | 0 | 0 | 0 |  | 1 | 1 | 1 | 0 | 0 | 0
load_220338015 |  | node_1404353_962_15271798_369 |  | AN | 0 | Residential | 6069.6+2585.639j | 0 | 0 | 0 | 0 | 0 | [24 empty] | 8100203 | no | no |  |  | no |  | 0 | 0 | 0 | 0 | 0 | 0 |  | 1 | 1 | 1 | 0 | 0 | 0
load_220338016 |  | node_1404758_562_15271308_874 |  | AN | 0 | Residential | 5198.4+2214.509j | 0 | 0 | 0 | 0 | 0 | [24 empty] | 8100203 | no | no |  |  | no |  | 0 | 0 | 0 | 0 | 0 | 0 |  | 1 | 1 | 1 | 0 | 0 | 0
load_220338017 |  | node_1404913_134_15270998_228 |  | AN | 0 | Residential | 3074.4+1309.689j | 0 | 0 | 0 | 0 | 0 | [24 empty] | 8100203 | no | no |  |  | no |  | 0 | 0 | 0 | 0 | 0 | 0 |  | 1 | 1 | 1 | 0 | 0 | 0
load_220338018 |  | node_1406006_203_15270279_115 |  | AN | 0 | NonResidential | 18000+7667.968j | 0 | 0 | 0 | 0 | 0 | [24 empty] | 8100203 | no | no |  |  | no |  | 0 | 0 | 0 | 0 | 0 | 0 |  | 1 | 1 | 1 | 0 | 0 | 0
load_220338021 |  | node_1403104_617_15272744_014 |  | AN | 0 | Residential | 3938.4+1677.751j | 0 | 0 | 0 | 0 | 0 | [24 empty] | 8100203 | no | no |  |  | no |  | 0 | 0 | 0 | 0 | 0 | 0 |  | 1 | 1 | 1 | 0 | 0 | 0
load_220338022 |  | node_1404024_275_15272609_294 |  | AN | 0 | Residential | 14407.2+6137.441j | 0 | 0 | 0 | 0 | 0 | [24 empty] | 8100203 | no | no |  |  | no |  | 0 | 0 | 0 | 0 | 0 | 0 |  | 1 | 1 | 1 | 0 | 0 | 0
load_220338158 |  | node_1406822_893_15276971_511 |  | AN | 0 | Residential | 12960+5520.937j | 0 | 0 | 0 | 0 | 0 | [24 empty] | 8100203 | no | no |  |  | no |  | 0 | 0 | 0 | 0 | 0 | 0 |  | 1 | 1 | 1 | 0 | 0 | 0
load_220338159 |  | node_1407282_213_15277093_641 |  | AN | 0 | Residential | 8409.6+3582.475j | 0 | 0 | 0 | 0 | 0 | [24 empty] | 8100203 | no | no |  |  | no |  | 0 | 0 | 0 | 0 | 0 | 0 |  | 1 | 1 | 1 | 0 | 0 | 0
load_220338160 |  | node_1408025_88_15277094_326 |  | AN | 0 | Residential | 9144+3895.328j | 0 | 0 | 0 | 0 | 0 | [24 empty] | 8100203 | no | no |  |  | no |  | 0 | 0 | 0 | 0 | 0 | 0 |  | 1 | 1 | 1 | 0 | 0 | 0
load_220338161 |  | node_1408850_581_15277099_388 |  | AN | 0 | Residential | 5680.8+2420.011j | 0 | 0 | 0 | 0 | 0 | [24 empty] | 8100203 | no | no |  |  | no |  | 0 | 0 | 0 | 0 | 0 | 0 |  | 1 | 1 | 1 | 0 | 0 | 0
load_220338162 |  | node_1407753_906_15277391_043 |  | AN | 0 | Residential | 17352+7391.921j | 0 | 0 | 0 | 0 | 0 | [24 empty] | 8100203 | no | no |  |  | no |  | 0 | 0 | 0 | 0 | 0 | 0 |  | 1 | 1 | 1 | 0 | 0 | 0
load_220338163 |  | node_1407759_522_15277791_449 |  | AN | 0 | Residential | 29210.4+12443.578j | 0 | 0 | 0 | 0 | 0 | [24 empty] | 8100203 | no | no |  |  | no |  | 0 | 0 | 0 | 0 | 0 | 0 |  | 1 | 1 | 1 | 0 | 0 | 0
load_220338164 |  | node_1407875_544_15277965_898 |  | AN | 0 | Residential | 25178.4+10725.953j | 0 | 0 | 0 | 0 | 0 | [24 empty] | 8100203 | no | no |  |  | no |  | 0 | 0 | 0 | 0 | 0 | 0 |  | 1 | 1 | 1 | 0 | 0 | 0
load_220338165 |  | node_1407744_538_15278282_01 |  | AN | 0 | Residential | 6235.2+2656.184j | 0 | 0 | 0 | 0 | 0 | [24 empty] | 8100203 | no | no |  |  | no |  | 0 | 0 | 0 | 0 | 0 | 0 |  | 1 | 1 | 1 | 0 | 0 | 0
load_220338166 |  | node_1407489_99_15278406_95 |  | AN | 0 | Residential | 14040+5981.015j | 0 | 0 | 0 | 0 | 0 | [24 empty] | 8100203 | no | no |  |  | no |  | 0 | 0 | 0 | 0 | 0 | 0 |  | 1 | 1 | 1 | 0 | 0 | 0
load_220338167 |  | node_1407660_902_15278673_842 |  | AN | 0 | Residential | 4449.6+1895.522j | 0 | 0 | 0 | 0 | 0 | [24 empty] | 8100203 | no | no |  |  | no |  | 0 | 0 | 0 | 0 | 0 | 0 |  | 1 | 1 | 1 | 0 | 0 | 0
load_220338169 |  | node_1408913_98_15277587_644 |  | AN | 0 | Residential | 12024+5122.203j | 0 | 0 | 0 | 0 | 0 | [24 empty] | 8100203 | no | no |  |  | no |  | 0 | 0 | 0 | 0 | 0 | 0 |  | 1 | 1 | 1 | 0 | 0 | 0
load_220338170 |  | node_1408918_447_15277797_693 |  | AN | 0 | Residential | 3960+1686.953j | 0 | 0 | 0 | 0 | 0 | [24 empty] | 8100203 | no | no |  |  | no |  | 0 | 0 | 0 | 0 | 0 | 0 |  | 1 | 1 | 1 | 0 | 0 | 0
load_220338171 |  | node_1408645_583_15277717_578 |  | AN | 0 | Residential | 8942.4+3809.446j | 0 | 0 | 0 | 0 | 0 | [24 empty] | 8100203 | no | no |  |  | no |  | 0 | 0 | 0 | 0 | 0 | 0 |  | 1 | 1 | 1 | 0 | 0 | 0
load_220338172 |  | node_1408920_601_15278016_958 |  | AN | 0 | Residential | 14061.6+5990.217j | 0 | 0 | 0 | 0 | 0 | [24 empty] | 8100203 | no | no |  |  | no |  | 0 | 0 | 0 | 0 | 0 | 0 |  | 1 | 1 | 1 | 0 | 0 | 0
load_220338173 |  | node_1408847_672_15278247_461 |  | AN | 0 | Residential | 10288.8+4383.01j | 0 | 0 | 0 | 0 | 0 | [24 empty] | 8100203 | no | no |  |  | no |  | 0 | 0 | 0 | 0 | 0 | 0 |  | 1 | 1 | 1 | 0 | 0 | 0
load_220432000 |  | node_1401591_821_15272654_354 |  | AN | 0 | Residential | 15350.4+6539.243j | 0 | 0 | 0 | 0 | 0 | [24 empty] | 8100203 | no | no |  |  | no |  | 0 | 0 | 0 | 0 | 0 | 0 |  | 1 | 1 | 1 | 0 | 0 | 0
load_220432272 |  | node_1406550_435_15278446_648 |  | AN | 0 | Residential | 25502.4+10863.977j | 0 | 0 | 0 | 0 | 0 | [24 empty] | 8100203 | no | no |  |  | no |  | 0 | 0 | 0 | 0 | 0 | 0 |  | 1 | 1 | 1 | 0 | 0 | 0
load_220440775 |  | node_1407422_809_15278673_609 |  | AN | 0 | Residential | 3672+1564.265j | 0 | 0 | 0 | 0 | 0 | [24 empty] | 8100203 | no | no |  |  | no |  | 0 | 0 | 0 | 0 | 0 | 0 |  | 1 | 1 | 1 | 0 | 0 | 0
load_220467303 |  | node_1402486_604_15280193_959 |  | AN | 0 | Residential | 2764.8+1177.8j | 0 | 0 | 0 | 0 | 0 | [24 empty] | 8100203 | no | no |  |  | no |  | 0 | 0 | 0 | 0 | 0 | 0 |  | 1 | 1 | 1 | 0 | 0 | 0
load_220500406 |  | node_1401587_458_15286130_049 |  | AN | 0 | Residential | 21816+9293.577j | 0 | 0 | 0 | 0 | 0 | [24 empty] | 8100203 | no | no |  |  | no |  | 0 | 0 | 0 | 0 | 0 | 0 |  | 1 | 1 | 1 | 0 | 0 | 0
load_220518753 |  | node_1398037_865_15267564_891 |  | AN | 0 | Residential | 3427.2+1459.981j | 0 | 0 | 0 | 0 | 0 | [24 empty] | 8100203 | no | no |  |  | no |  | 0 | 0 | 0 | 0 | 0 | 0 |  | 1 | 1 | 1 | 0 | 0 | 0
load_220520318 |  | node_1408216_527_15277097_628 |  | AN | 0 | Residential | 7869.6+3352.436j | 0 | 0 | 0 | 0 | 0 | [24 empty] | 8100203 | no | no |  |  | no |  | 0 | 0 | 0 | 0 | 0 | 0 |  | 1 | 1 | 1 | 0 | 0 | 0
load_220521156 |  | node_1408284_172_15281846_602 |  | AN | 0 | Residential | 17344.8+7388.854j | 0 | 0 | 0 | 0 | 0 | [24 empty] | 8100203 | no | no |  |  | no |  | 0 | 0 | 0 | 0 | 0 | 0 |  | 1 | 1 | 1 | 0 | 0 | 0
load_220521495 |  | node_1406076_486_15277804_015 |  | AN | 0 | Residential | 6667.2+2840.215j | 0 | 0 | 0 | 0 | 0 | [24 empty] | 8100203 | no | no |  |  | no |  | 0 | 0 | 0 | 0 | 0 | 0 |  | 1 | 1 | 1 | 0 | 0 | 0
load_220529826 |  | node_1404284_669_15280604_313 |  | AN | 0 | Residential | 14875.2+6336.809j | 0 | 0 | 0 | 0 | 0 | [24 empty] | 8100203 | no | no |  |  | no |  | 0 | 0 | 0 | 0 | 0 | 0 |  | 1 | 1 | 1 | 0 | 0 | 0
load_220529931 |  | node_1397529_025_15275995_192 |  | AN | 0 | Residential | 11390.4+4852.29j | 0 | 0 | 0 | 0 | 0 | [24 empty] | 8100203 | no | no |  |  | no |  | 0 | 0 | 0 | 0 | 0 | 0 |  | 1 | 1 | 1 | 0 | 0 | 0
load_220531250 |  | node_1398844_581_15280005_606 |  | AN | 0 | Residential | 16689.6+7109.74j | 0 | 0 | 0 | 0 | 0 | [24 empty] | 8100203 | no | no |  |  | no |  | 0 | 0 | 0 | 0 | 0 | 0 |  | 1 | 1 | 1 | 0 | 0 | 0
load_220531743 |  | node_1400454_925_15269862_573 |  | AN | 0 | Residential | 13248+5643.624j | 0 | 0 | 0 | 0 | 0 | [24 empty] | 8100203 | no | no |  |  | no |  | 0 | 0 | 0 | 0 | 0 | 0 |  | 1 | 1 | 1 | 0 | 0 | 0
load_220532530 |  | node_1400762_541_15269280_88 |  | AN | 0 | Residential | 2916+1242.211j | 0 | 0 | 0 | 0 | 0 | [24 empty] | 8100203 | no | no |  |  | no |  | 0 | 0 | 0 | 0 | 0 | 0 |  | 1 | 1 | 1 | 0 | 0 | 0
load_220534111 |  | node_1401498_915_15287185_575 |  | AN | 0 | Residential | 14320.8+6100.635j | 0 | 0 | 0 | 0 | 0 | [24 empty] | 8100203 | no | no |  |  | no |  | 0 | 0 | 0 | 0 | 0 | 0 |  | 1 | 1 | 1 | 0 | 0 | 0
load_220535638 |  | node_1401921_1_15286413_431 |  | AN | 0 | NonResidential | 9000+3833.984j | 0 | 0 | 0 | 0 | 0 | [24 empty] | 8100203 | no | no |  |  | no |  | 0 | 0 | 0 | 0 | 0 | 0 |  | 1 | 1 | 1 | 0 | 0 | 0
load_220535653 |  | node_1406231_998_15270083_388 |  | AN | 0 | Residential | 5565.6+2370.936j | 0 | 0 | 0 | 0 | 0 | [24 empty] | 8100203 | no | no |  |  | no |  | 0 | 0 | 0 | 0 | 0 | 0 |  | 1 | 1 | 1 | 0 | 0 | 0
load_220535659 |  | node_1400565_314_15274559_98 |  | AN | 0 | Residential | 5731.2+2441.481j | 0 | 0 | 0 | 0 | 0 | [24 empty] | 8100203 | no | no |  |  | no |  | 0 | 0 | 0 | 0 | 0 | 0 |  | 1 | 1 | 1 | 0 | 0 | 0
load_220540995 |  | node_1398448_937_15271709_824 |  | AN | 0 | Residential | 16444.8+7005.455j | 0 | 0 | 0 | 0 | 0 | [24 empty] | 8100203 | no | no |  |  | no |  | 0 | 0 | 0 | 0 | 0 | 0 |  | 1 | 1 | 1 | 0 | 0 | 0
load_220542711 |  | node_1401690_837_15268550_424 |  | AN | 0 | Residential | 3326.4+1417.04j | 0 | 0 | 0 | 0 | 0 | [24 empty] | 8100203 | no | no |  |  | no |  | 0 | 0 | 0 | 0 | 0 | 0 |  | 1 | 1 | 1 | 0 | 0 | 0
load_220543788 |  | node_1402496_757_15273798_999 |  | AN | 0 | NonResidential | 2412+1027.508j | 0 | 0 | 0 | 0 | 0 | [24 empty] | 8100203 | no | no |  |  | no |  | 0 | 0 | 0 | 0 | 0 | 0 |  | 1 | 1 | 1 | 0 | 0 | 0
load_220558165 |  | node_1407798_441_15282825_876 |  | AN | 0 | Residential | 16819.2+7164.949j | 0 | 0 | 0 | 0 | 0 | [24 empty] | 8100203 | no | no |  |  | no |  | 0 | 0 | 0 | 0 | 0 | 0 |  | 1 | 1 | 1 | 0 | 0 | 0
load_220597914 |  | node_1403380_157_15275683_498 |  | AN | 0 | NonResidential | 2340+996.836j | 0 | 0 | 0 | 0 | 0 | [24 empty] | 8100203 | no | no |  |  | no |  | 0 | 0 | 0 | 0 | 0 | 0 |  | 1 | 1 | 1 | 0 | 0 | 0
load_220602280 |  | node_1398557_256_15269763_101 |  | AN | 0 | NonResidential | 0 | 0 | 0 | 0 | 0 | 0 | [24 empty] | 8100203 | no | no |  |  | no |  | 0 | 0 | 0 | 0 | 0 | 0 |  | 1 | 1 | 1 | 0 | 0 | 0
load_220603105 |  | node_1399544_119_15269725_441 |  | AN | 0 | Residential | 29491.2+12563.199j | 0 | 0 | 0 | 0 | 0 | [24 empty] | 8100203 | no | no |  |  | no |  | 0 | 0 | 0 | 0 | 0 | 0 |  | 1 | 1 | 1 | 0 | 0 | 0
load_220616370 |  | node_1398685_77_15269377_559 |  | AN | 0 | Residential | 13284+5658.96j | 0 | 0 | 0 | 0 | 0 | [24 empty] | 8100203 | no | no |  |  | no |  | 0 | 0 | 0 | 0 | 0 | 0 |  | 1 | 1 | 1 | 0 | 0 | 0
load_220620769 |  | node_1407236_258_15269118_322 |  | AN | 0 | NonResidential | 21715.2+9250.636j | 0 | 0 | 0 | 0 | 0 | [24 empty] | 8100203 | no | no |  |  | no |  | 0 | 0 | 0 | 0 | 0 | 0 |  | 1 | 1 | 1 | 0 | 0 | 0
load_220646383 |  | node_1404512_284_15279610_438 |  | AN | 0 | Residential | 13068+5566.945j | 0 | 0 | 0 | 0 | 0 | [24 empty] | 8100203 | no | no |  |  | no |  | 0 | 0 | 0 | 0 | 0 | 0 |  | 1 | 1 | 1 | 0 | 0 | 0
load_220647395 |  | node_1407076_606_15277172_721 |  | AN | 0 | Residential | 14263.2+6076.098j | 0 | 0 | 0 | 0 | 0 | [24 empty] | 8100203 | no | no |  |  | no |  | 0 | 0 | 0 | 0 | 0 | 0 |  | 1 | 1 | 1 | 0 | 0 | 0
load_220647795 |  | node_1404229_447_15272058_119 |  | AN | 0 | Residential | 4665.6+1987.537j | 0 | 0 | 0 | 0 | 0 | [24 empty] | 8100203 | no | no |  |  | no |  | 0 | 0 | 0 | 0 | 0 | 0 |  | 1 | 1 | 1 | 0 | 0 | 0
load_220649964 |  | node_1397655_539_15266687_366 |  | AN | 0 | NonResidential | 47333.333+20163.915j | 0 | 0 | 0 | 0 | 0 | [24 empty] | 8100203 | no | no |  |  | no |  | 0 | 0 | 0 | 0 | 0 | 0 |  | 1 | 1 | 1 | 0 | 0 | 0
load_220649965 |  | node_1397662_158_15266662_318 |  | BN | 0 | NonResidential | 0 | 47333.333+20163.915j | 0 | 0 | 0 | 0 | [24 empty] | 8100203 | no | no |  |  | no |  | 0 | 0 | 0 | 0 | 0 | 0 |  | 1 | 1 | 1 | 0 | 0 | 0
load_220649966 |  | node_1397653_989_15266713_898 |  | CN | 0 | NonResidential | 0 | 0 | 47333.333+20163.915j | 0 | 0 | 0 | [24 empty] | 8100203 | no | no |  |  | no |  | 0 | 0 | 0 | 0 | 0 | 0 |  | 1 | 1 | 1 | 0 | 0 | 0
load_220651877 |  | node_1405448_867_15279946_428 |  | AN | 0 | Residential | 11599.2+4941.239j | 0 | 0 | 0 | 0 | 0 | [24 empty] | 8100203 | no | no |  |  | no |  | 0 | 0 | 0 | 0 | 0 | 0 |  | 1 | 1 | 1 | 0 | 0 | 0
load_220654019 |  | node_1402350_807_15284100_401 |  | AN | 0 | Residential | 47210.4+20111.546j | 0 | 0 | 0 | 0 | 0 | [24 empty] | 8100203 | no | no |  |  | no |  | 0 | 0 | 0 | 0 | 0 | 0 |  | 1 | 1 | 1 | 0 | 0 | 0
load_220657079 |  | node_1403385_517_15277079_397 |  | AN | 0 | Residential | 4867.2+2073.419j | 0 | 0 | 0 | 0 | 0 | [24 empty] | 8100203 | no | no |  |  | no |  | 0 | 0 | 0 | 0 | 0 | 0 |  | 1 | 1 | 1 | 0 | 0 | 0
load_220657107 |  | node_1400195_255_15268870_312 |  | AN | 0 | Residential | 3996+1702.289j | 0 | 0 | 0 | 0 | 0 | [24 empty] | 8100203 | no | no |  |  | no |  | 0 | 0 | 0 | 0 | 0 | 0 |  | 1 | 1 | 1 | 0 | 0 | 0
load_310026670 |  | node_1408575_94_15282237_005 |  | AN | 0 | Residential | 0 | 0 | 0 | 0 | 0 | 0 | [24 empty] | 8100203 | no | no |  |  | no |  | 0 | 0 | 0 | 0 | 0 | 0 |  | 1 | 1 | 1 | 0 | 0 | 0
load_310049568 |  | node_1406809_067_15269586_736 |  | AN | 0 | NonResidential | 3002.4+1279.017j | 0 | 0 | 0 | 0 | 0 | [24 empty] | 8100203 | no | no |  |  | no |  | 0 | 0 | 0 | 0 | 0 | 0 |  | 1 | 1 | 1 | 0 | 0 | 0
load_310059714 |  | node_1398836_32_15268328_263 |  | AN | 0 | NonResidential | 0 | 0 | 0 | 0 | 0 | 0 | [24 empty] | 8100203 | no | no |  |  | no |  | 0 | 0 | 0 | 0 | 0 | 0 |  | 1 | 1 | 1 | 0 | 0 | 0
load_310064873 |  | node_1407863_376_15277547_65 |  | AN | 0 | Residential | 19720.8+8401.026j | 0 | 0 | 0 | 0 | 0 | [24 empty] | 8100203 | no | no |  |  | no |  | 0 | 0 | 0 | 0 | 0 | 0 |  | 1 | 1 | 1 | 0 | 0 | 0
load_311901579 |  | node_1401498_025_15285328_144 |  | AN | 0 | NonResidential | 295.2+125.755j | 0 | 0 | 0 | 0 | 0 | [24 empty] | 8100203 | no | no |  |  | no |  | 0 | 0 | 0 | 0 | 0 | 0 |  | 1 | 1 | 1 | 0 | 0 | 0
load_312098263 |  | node_1399173_663_15269414_557 |  | AN | 0 | Residential | 4039.2+1720.692j | 0 | 0 | 0 | 0 | 0 | [24 empty] | 8100203 | no | no |  |  | no |  | 0 | 0 | 0 | 0 | 0 | 0 |  | 1 | 1 | 1 | 0 | 0 | 0

## node
data_type | static
owner_type | feeder
owner | 8100203
object | node
name | groupid | parent | bustype | phases | nominal_voltage | dcircuit | selected | monitored | monitored_fields | class_monitored_fields | played | played_fields | subsystem | x | y | comments | dist_to_slack
node_1396967_562_15276485_227 |  |  | PQ | AN | 2771.281 | 8100203 | no | no |  |  | no |  |  | 1396967.562 | 15276485.227 |  | -1
node_1397529_025_15275995_192 |  |  | PQ | AN | 2771.281 | 8100203 | no | no |  |  | no |  |  | 1397529.025 | 15275995.192 |  | -1
node_1397653_989_15266713_898 |  |  | PQ | ABCN | 2771.281 | 8100203 | no | no |  |  | no |  |  | 1397653.989 | 15266713.898 |  | -1
node_1397655_539_15266687_366 |  |  | PQ | ABCN | 2771.281 | 8100203 | no | no |  |  | no |  |  | 1397655.539 | 15266687.366 |  | -1
node_1397662_158_15266662_318 |  |  | PQ | ABCN | 2771.281 | 8100203 | no | no |  |  | no |  |  | 1397662.158 | 15266662.318 |  | -1
node_1397783_938_15268466_982 |  |  | PQ | AN | 2771.281 | 8100203 | no | no |  |  | no |  |  | 1397783.938 | 15268466.982 |  | -1
node_1398037_865_15267564_891 |  |  | PQ | ABCN | 2771.281 | 8100203 | no | no |  |  | no |  |  | 1398037.865 | 15267564.891 |  | -1
node_1398047_584_15267316_697 |  |  | PQ | ABCN | 2771.281 | 8100203 | no | no |  |  | no |  |  | 1398047.584 | 15267316.697 |  | -1
node_1398163_614_15268034_813 |  |  | PQ | ABCN | 2771.281 | 8100203 | no | no |  |  | no |  |  | 1398163.614 | 15268034.813 |  | -1
node_1398184_025_15266803_89 |  |  | PQ | AN | 2771.281 | 8100203 | no | no |  |  | no |  |  | 1398184.025 | 15266803.89 |  | -1
node_1398441_256_15268282_96 |  |  | PQ | ABCN | 2771.281 | 8100203 | no | no |  |  | no |  |  | 1398441.256 | 15268282.96 |  | -1
node_1398448_937_15271709_824 |  |  | PQ | AN | 2771.281 | 8100203 | no | no |  |  | no |  |  | 1398448.937 | 15271709.824 |  | -1
node_1398467_73_15269489_945 |  |  | PQ | AN | 2771.281 | 8100203 | no | no |  |  | no |  |  | 1398467.73 | 15269489.945 |  | -1
node_1398557_256_15269763_101 |  |  | PQ | AN | 2771.281 | 8100203 | no | no |  |  | no |  |  | 1398557.256 | 15269763.101 |  | -1
node_1398685_77_15269377_559 |  |  | PQ | AN | 2771.281 | 8100203 | no | no |  |  | no |  |  | 1398685.77 | 15269377.559 |  | -1
node_1398742_304_15277369_555 |  |  | PQ | AN | 2771.281 | 8100203 | no | no |  |  | no |  |  | 1398742.304 | 15277369.555 |  | -1
node_1398794_522_15277561_986 |  |  | PQ | AN | 2771.281 | 8100203 | no | no |  |  | no |  |  | 1398794.522 | 15277561.986 |  | -1
node_1398836_32_15268328_263 |  |  | PQ | ABCN | 2771.281 | 8100203 | no | no |  |  | no |  |  | 1398836.32 | 15268328.263 |  | -1
node_1398844_581_15280005_606 |  |  | PQ | AN | 2771.281 | 8100203 | no | no |  |  | no |  |  | 1398844.581 | 15280005.606 |  | -1
node_1398941_902_15268952_761 |  |  | PQ | AN | 2771.281 | 8100203 | no | no |  |  | no |  |  | 1398941.902 | 15268952.761 |  | -1
node_1399150_543_15278353_301 |  |  | PQ | AN | 2771.281 | 8100203 | no | no |  |  | no |  |  | 1399150.543 | 15278353.301 |  | -1
node_1399173_663_15269414_557 |  |  | PQ | AN | 2771.281 | 8100203 | no | no |  |  | no |  |  | 1399173.663 | 15269414.557 |  | -1
node_1399372_509_15269543_633 |  |  | PQ | AN | 2771.281 | 8100203 | no | no |  |  | no |  |  | 1399372.509 | 15269543.633 |  | -1
node_1399451_54_15268273_712 |  |  | PQ | ABCN | 2771.281 | 8100203 | no | no |  |  | no |  |  | 1399451.54 | 15268273.712 |  | -1
node_1399456_294_15268827_051 |  |  | PQ | AN | 2771.281 | 8100203 | no | no |  |  | no |  |  | 1399456.294 | 15268827.051 |  | -1
node_1399482_384_15278304_244 |  |  | PQ | AN | 2771.281 | 8100203 | no | no |  |  | no |  |  | 1399482.384 | 15278304.244 |  | -1
node_1399544_119_15269725_441 |  |  | PQ | AN | 2771.281 | 8100203 | no | no |  |  | no |  |  | 1399544.119 | 15269725.441 |  | -1
node_1399713_285_15268850_533 |  |  | PQ | AN | 2771.281 | 8100203 | no | no |  |  | no |  |  | 1399713.285 | 15268850.533 |  | -1
node_1399719_995_15278321_334 |  |  | PQ | AN | 2771.281 | 8100203 | no | no |  |  | no |  |  | 1399719.995 | 15278321.334 |  | -1
node_1399850_039_15269755_069 |  |  | PQ | AN | 2771.281 | 8100203 | no | no |  |  | no |  |  | 1399850.039 | 15269755.069 |  | -1
node_1399934_413_15280058_805 |  |  | PQ | AN | 2771.281 | 8100203 | no | no |  |  | no |  |  | 1399934.413 | 15280058.805 |  | -1
node_1399940_377_15268748_288 |  |  | PQ | AN | 2771.281 | 8100203 | no | no |  |  | no |  |  | 1399940.377 | 15268748.288 |  | -1
node_1399943_93_15279438_423 |  |  | PQ | AN | 2771.281 | 8100203 | no | no |  |  | no |  |  | 1399943.93 | 15279438.423 |  | -1
node_1399964_21_15279672_012 |  |  | PQ | AN | 2771.281 | 8100203 | no | no |  |  | no |  |  | 1399964.21 | 15279672.012 |  | -1
node_1400019_421_15278340_268 |  |  | PQ | AN | 2771.281 | 8100203 | no | no |  |  | no |  |  | 1400019.421 | 15278340.268 |  | -1
node_1400139_954_15278423_213 |  |  | PQ | AN | 2771.281 | 8100203 | no | no |  |  | no |  |  | 1400139.954 | 15278423.213 |  | -1
node_1400146_569_15269702_478 |  |  | PQ | AN | 2771.281 | 8100203 | no | no |  |  | no |  |  | 1400146.569 | 15269702.478 |  | -1
node_1400195_255_15268870_312 |  |  | PQ | AN | 2771.281 | 8100203 | no | no |  |  | no |  |  | 1400195.255 | 15268870.312 |  | -1
node_1400335_849_15278426_994 |  |  | PQ | AN | 2771.281 | 8100203 | no | no |  |  | no |  |  | 1400335.849 | 15278426.994 |  | -1
node_1400454_925_15269862_573 |  |  | PQ | AN | 2771.281 | 8100203 | no | no |  |  | no |  |  | 1400454.925 | 15269862.573 |  | -1
node_1400487_486_15279315_292 |  |  | PQ | AN | 2771.281 | 8100203 | no | no |  |  | no |  |  | 1400487.486 | 15279315.292 |  | -1
node_1400565_314_15274559_98 |  |  | PQ | AN | 2771.281 | 8100203 | no | no |  |  | no |  |  | 1400565.314 | 15274559.98 |  | -1
node_1400573_733_15275407_287 |  |  | PQ | AN | 2771.281 | 8100203 | no | no |  |  | no |  |  | 1400573.733 | 15275407.287 |  | -1
node_1400611_265_15275099_53 |  |  | PQ | AN | 2771.281 | 8100203 | no | no |  |  | no |  |  | 1400611.265 | 15275099.53 |  | -1
node_1400656_537_15288085_465 |  |  | PQ | ABCN | 2771.281 | 8100203 | no | no |  |  | no |  |  | 1400656.537 | 15288085.465 |  | -1
node_1400696_02_15287584_51 |  |  | PQ | ABCN | 2771.281 | 8100203 | no | no |  |  | no |  |  | 1400696.02 | 15287584.51 |  | -1
node_1400709_686_15287565_323 |  |  | PQ | ABCN | 2771.281 | 8100203 | no | no |  |  | no |  |  | 1400709.686 | 15287565.323 |  | -1
node_1400726_608_15287551_57 |  |  | PQ | ABCN | 2771.281 | 8100203 | no | no |  |  | no |  |  | 1400726.608 | 15287551.57 |  | -1
node_1400741_85_15278390_336 |  |  | PQ | AN | 2771.281 | 8100203 | no | no |  |  | no |  |  | 1400741.85 | 15278390.336 |  | -1
node_1400762_541_15269280_88 |  |  | PQ | AN | 2771.281 | 8100203 | no | no |  |  | no |  |  | 1400762.541 | 15269280.88 |  | -1
node_1400797_897_15274631_655 |  |  | PQ | AN | 2771.281 | 8100203 | no | no |  |  | no |  |  | 1400797.897 | 15274631.655 |  | -1
node_1400842_436_15287304_327 |  |  | PQ | ABCN | 2771.281 | 8100203 | no | no |  |  | no |  |  | 1400842.436 | 15287304.327 |  | -1
node_1400858_112_15287288_141 |  |  | PQ | ABCN | 2771.281 | 8100203 | no | no |  |  | no |  |  | 1400858.112 | 15287288.141 |  | -1
node_1400876_4_15287277_979 |  |  | PQ | ABCN | 2771.281 | 8100203 | no | no |  |  | no |  |  | 1400876.4 | 15287277.979 |  | -1
node_1401002_77_15285142_301 |  |  | PQ | AN | 2771.281 | 8100203 | no | no |  |  | no |  |  | 1401002.77 | 15285142.301 |  | -1
node_1401156_15_15287858_961 |  |  | PQ | ABCN | 2771.281 | 8100203 | no | no |  |  | no |  |  | 1401156.15 | 15287858.961 |  | -1
node_1401218_25_15278553_551 |  |  | PQ | AN | 2771.281 | 8100203 | no | no |  |  | no |  |  | 1401218.25 | 15278553.551 |  | -1
node_1401234_054_15275531_869 |  |  | PQ | AN | 2771.281 | 8100203 | no | no |  |  | no |  |  | 1401234.054 | 15275531.869 |  | -1
node_1401243_64_15287988_365 |  |  | PQ | ABCN | 2771.281 | 8100203 | no | no |  |  | no |  |  | 1401243.64 | 15287988.365 |  | -1
node_1401279_405_15279650_307 |  |  | PQ | AN | 2771.281 | 8100203 | no | no |  |  | no |  |  | 1401279.405 | 15279650.307 |  | -1
node_1401294_098_15278840_289 |  |  | PQ | AN | 2771.281 | 8100203 | no | no |  |  | no |  |  | 1401294.098 | 15278840.289 |  | -1
node_1401343_362_15278640_557 |  |  | PQ | AD | 2771.281 | 8100203 | no | no |  |  | no |  |  | 1401343.362 | 15278640.557 |  | -1
node_1401347_862_15268542_883 |  |  | PQ | ABCN | 2771.281 | 8100203 | no | no |  |  | no |  |  | 1401347.862 | 15268542.883 |  | -1
node_1401383_714_15285188_771 |  |  | PQ | AN | 2771.281 | 8100203 | no | no |  |  | no |  |  | 1401383.714 | 15285188.771 |  | -1
node_1401425_596_15270225_506 |  |  | PQ | ABCN | 2771.281 | 8100203 | no | no |  |  | no |  |  | 1401425.596 | 15270225.506 |  | -1
node_1401426_256_15278064_499 |  |  | PQ | AN | 2771.281 | 8100203 | no | no |  |  | no |  |  | 1401426.256 | 15278064.499 |  | -1
node_1401476_206_15286689_85 |  |  | PQ | AN | 2771.281 | 8100203 | no | no |  |  | no |  |  | 1401476.206 | 15286689.85 |  | -1
node_1401498_025_15285328_144 |  |  | PQ | AN | 2771.281 | 8100203 | no | no |  |  | no |  |  | 1401498.025 | 15285328.144 |  | -1
node_1401498_915_15287185_575 |  |  | PQ | ABCN | 2771.281 | 8100203 | no | no |  |  | no |  |  | 1401498.915 | 15287185.575 |  | -1
node_1401577_297_15285788_93 |  |  | PQ | AN | 2771.281 | 8100203 | no | no |  |  | no |  |  | 1401577.297 | 15285788.93 |  | -1
node_1401585_052_15274945_764 |  |  | PQ | AN | 2771.281 | 8100203 | no | no |  |  | no |  |  | 1401585.052 | 15274945.764 |  | -1
node_1401587_458_15286130_049 |  |  | PQ | AN | 2771.281 | 8100203 | no | no |  |  | no |  |  | 1401587.458 | 15286130.049 |  | -1
node_1401591_821_15272654_354 |  |  | PQ | AN | 2771.281 | 8100203 | no | no |  |  | no |  |  | 1401591.821 | 15272654.354 |  | -1
node_1401628_972_15279768_824 |  |  | PQ | AN | 2771.281 | 8100203 | no | no |  |  | no |  |  | 1401628.972 | 15279768.824 |  | -1
node_1401639_489_15273933_055 |  |  | PQ | AN | 2771.281 | 8100203 | no | no |  |  | no |  |  | 1401639.489 | 15273933.055 |  | -1
node_1401647_088_15277353_746 |  |  | PQ | AN | 2771.281 | 8100203 | no | no |  |  | no |  |  | 1401647.088 | 15277353.746 |  | -1
node_1401690_837_15268550_424 |  |  | PQ | AN | 2771.281 | 8100203 | no | no |  |  | no |  |  | 1401690.837 | 15268550.424 |  | -1
node_1401698_639_15274694_422 |  |  | PQ | AN | 2771.281 | 8100203 | no | no |  |  | no |  |  | 1401698.639 | 15274694.422 |  | -1
node_1401731_204_15277004_668 |  |  | PQ | AN | 2771.281 | 8100203 | no | no |  |  | no |  |  | 1401731.204 | 15277004.668 |  | -1
node_1401774_46_15276624_079 |  |  | PQ | AN | 2771.281 | 8100203 | no | no |  |  | no |  |  | 1401774.46 | 15276624.079 |  | -1
node_1401829_262_15271178_697 |  |  | PQ | ABCN | 2771.281 | 8100203 | no | no |  |  | no |  |  | 1401829.262 | 15271178.697 |  | -1
node_1401836_6_15270167_457 |  |  | PQ | AN | 2771.281 | 8100203 | no | no |  |  | no |  |  | 1401836.6 | 15270167.457 |  | -1
node_1401839_495_15285623_758 |  |  | PQ | ABCN | 2771.281 | 8100203 | no | no |  |  | no |  |  | 1401839.495 | 15285623.758 |  | -1
node_1401921_1_15286413_431 |  |  | PQ | AN | 2771.281 | 8100203 | no | no |  |  | no |  |  | 1401921.1 | 15286413.431 |  | -1
node_1401943_243_15271840_498 |  |  | PQ | AN | 2771.281 | 8100203 | no | no |  |  | no |  |  | 1401943.243 | 15271840.498 |  | -1
node_1401986_421_15276423_602 |  |  | PQ | AN | 2771.281 | 8100203 | no | no |  |  | no |  |  | 1401986.421 | 15276423.602 |  | -1
node_1402020_12_15274664_616 |  |  | PQ | AN | 2771.281 | 8100203 | no | no |  |  | no |  |  | 1402020.12 | 15274664.616 |  | -1
node_1402045_374_15279910_647 |  |  | PQ | AN | 2771.281 | 8100203 | no | no |  |  | no |  |  | 1402045.374 | 15279910.647 |  | -1
node_1402058_67_15276144_254 |  |  | PQ | AN | 2771.281 | 8100203 | no | no |  |  | no |  |  | 1402058.67 | 15276144.254 |  | -1
node_1402135_554_15272346_964 |  |  | PQ | AN | 2771.281 | 8100203 | no | no |  |  | no |  |  | 1402135.554 | 15272346.964 |  | -1
node_1402150_099_15280051_19 |  |  | PQ | AN | 2771.281 | 8100203 | no | no |  |  | no |  |  | 1402150.099 | 15280051.19 |  | -1
node_1402215_933_15272713_18 |  |  | PQ | AN | 2771.281 | 8100203 | no | no |  |  | no |  |  | 1402215.933 | 15272713.18 |  | -1
node_1402219_704_15275672_212 |  |  | PQ | AN | 2771.281 | 8100203 | no | no |  |  | no |  |  | 1402219.704 | 15275672.212 |  | -1
node_1402287_033_15275258_108 |  |  | PQ | AN | 2771.281 | 8100203 | no | no |  |  | no |  |  | 1402287.033 | 15275258.108 |  | -1
node_1402307_766_15280150_668 |  |  | PQ | AN | 2771.281 | 8100203 | no | no |  |  | no |  |  | 1402307.766 | 15280150.668 |  | -1
node_1402345_763_15274481_353 |  |  | PQ | ABCN | 2771.281 | 8100203 | no | no |  |  | no |  |  | 1402345.763 | 15274481.353 |  | -1
node_1402350_023_15274854_624 |  |  | PQ | ABCN | 2771.281 | 8100203 | no | no |  |  | no |  |  | 1402350.023 | 15274854.624 |  | -1
node_1402350_807_15284100_401 |  |  | PQ | AN | 2771.281 | 8100203 | no | no |  |  | no |  |  | 1402350.807 | 15284100.401 |  | -1
node_1402390_638_15273279_12 |  |  | PQ | ABCN | 2771.281 | 8100203 | no | no |  |  | no |  |  | 1402390.638 | 15273279.12 |  | -1
node_1402486_604_15280193_959 |  |  | PQ | AN | 2771.281 | 8100203 | no | no |  |  | no |  |  | 1402486.604 | 15280193.959 |  | -1
node_1402496_757_15273798_999 |  |  | PQ | ABCN | 2771.281 | 8100203 | no | no |  |  | no |  |  | 1402496.757 | 15273798.999 |  | -1
node_1402523_022_15272725_09 |  |  | PQ | ABCN | 2771.281 | 8100203 | no | no |  |  | no |  |  | 1402523.022 | 15272725.09 |  | -1
node_1402532_334_15272505_622 |  |  | PQ | ABCN | 2771.281 | 8100203 | no | no |  |  | no |  |  | 1402532.334 | 15272505.622 |  | -1
node_1402568_441_15275128_104 |  |  | PQ | ABCN | 2771.281 | 8100203 | no | no |  |  | no |  |  | 1402568.441 | 15275128.104 |  | -1
node_1402587_716_15272323_066 |  |  | PQ | ABCN | 2771.281 | 8100203 | no | no |  |  | no |  |  | 1402587.716 | 15272323.066 |  | -1
node_1402597_572_15272070_987 |  |  | PQ | ABCN | 2771.281 | 8100203 | no | no |  |  | no |  |  | 1402597.572 | 15272070.987 |  | -1
node_1402650_058_15280460_254 |  |  | PQ | AN | 2771.281 | 8100203 | no | no |  |  | no |  |  | 1402650.058 | 15280460.254 |  | -1
node_1402740_669_15283571_935 |  |  | PQ | AN | 2771.281 | 8100203 | no | no |  |  | no |  |  | 1402740.669 | 15283571.935 |  | -1
node_1402841_983_15275158_191 |  |  | PQ | ABCN | 2771.281 | 8100203 | no | no |  |  | no |  |  | 1402841.983 | 15275158.191 |  | -1
node_1402854_239_15280594_642 |  |  | PQ | AN | 2771.281 | 8100203 | no | no |  |  | no |  |  | 1402854.239 | 15280594.642 |  | -1
node_1402896_756_15280399_278 |  |  | PQ | AN | 2771.281 | 8100203 | no | no |  |  | no |  |  | 1402896.756 | 15280399.278 |  | -1
node_1402957_127_15283617_416 |  |  | PQ | ABCN | 2771.281 | 8100203 | no | no |  |  | no |  |  | 1402957.127 | 15283617.416 |  | -1
node_1403104_617_15272744_014 |  |  | PQ | AN | 2771.281 | 8100203 | no | no |  |  | no |  |  | 1403104.617 | 15272744.014 |  | -1
node_1403112_092_15275111_818 |  |  | PQ | ABCN | 2771.281 | 8100203 | no | no |  |  | no |  |  | 1403112.092 | 15275111.818 |  | -1
node_1403224_65_15280039_863 |  |  | PQ | ABCN | 2771.281 | 8100203 | no | no |  |  | no |  |  | 1403224.65 | 15280039.863 |  | -1
node_1403262_303_15281920_944 |  |  | PQ | ABCN | 2771.281 | 8100203 | no | no |  |  | no |  |  | 1403262.303 | 15281920.944 |  | -1
node_1403313_274_15275167_951 |  |  | PQ | ABCD | 2771.281 | 8100203 | no | no |  |  | no |  |  | 1403313.274 | 15275167.951 |  | -1
node_1403356_759_15286967_204 |  |  | PQ | AN | 2771.281 | 8100203 | no | no |  |  | no |  |  | 1403356.759 | 15286967.204 |  | -1
node_1403370_179_15282476_992 |  |  | PQ | ABCN | 2771.281 | 8100203 | no | no |  |  | no |  |  | 1403370.179 | 15282476.992 |  | -1
node_1403380_157_15275683_498 |  |  | PQ | ABCN | 2771.281 | 8100203 | no | no |  |  | no |  |  | 1403380.157 | 15275683.498 |  | -1
node_1403381_823_15282882_294 |  |  | PQ | ABCN | 2771.281 | 8100203 | no | no |  |  | no |  |  | 1403381.823 | 15282882.294 |  | -1
node_1403385_517_15277079_397 |  |  | PQ | ABCN | 2771.281 | 8100203 | no | no |  |  | no |  |  | 1403385.517 | 15277079.397 |  | -1
node_1403387_87_15275212_992 |  |  | PQ | ABCN | 2771.281 | 8100203 | no | no |  |  | no |  |  | 1403387.87 | 15275212.992 |  | -1
node_1403472_424_15281743_396 |  |  | PQ | AN | 2771.281 | 8100203 | no | no |  |  | no |  |  | 1403472.424 | 15281743.396 |  | -1
node_1403514_163_15281409_729 |  |  | PQ | AN | 2771.281 | 8100203 | no | no |  |  | no |  |  | 1403514.163 | 15281409.729 |  | -1
node_1403520_306_15287320_034 |  |  | PQ | AN | 2771.281 | 8100203 | no | no |  |  | no |  |  | 1403520.306 | 15287320.034 |  | -1
node_1403571_394_15280059_556 |  |  | PQ | AN | 2771.281 | 8100203 | no | no |  |  | no |  |  | 1403571.394 | 15280059.556 |  | -1
node_1403609_811_15281805_053 |  |  | PQ | AN | 2771.281 | 8100203 | no | no |  |  | no |  |  | 1403609.811 | 15281805.053 |  | -1
node_1403721_618_15287102_56 |  |  | PQ | AN | 2771.281 | 8100203 | no | no |  |  | no |  |  | 1403721.618 | 15287102.56 |  | -1
node_1403810_954_15279882_506 |  |  | PQ | AN | 2771.281 | 8100203 | no | no |  |  | no |  |  | 1403810.954 | 15279882.506 |  | -1
node_1403991_182_15279568_489 |  |  | PQ | AN | 2771.281 | 8100203 | no | no |  |  | no |  |  | 1403991.182 | 15279568.489 |  | -1
node_1404024_275_15272609_294 |  |  | PQ | AN | 2771.281 | 8100203 | no | no |  |  | no |  |  | 1404024.275 | 15272609.294 |  | -1
node_1404054_39_15286668_003 |  |  | PQ | AN | 2771.281 | 8100203 | no | no |  |  | no |  |  | 1404054.39 | 15286668.003 |  | -1
node_1404069_73_15286321_689 |  |  | PQ | AN | 2771.281 | 8100203 | no | no |  |  | no |  |  | 1404069.73 | 15286321.689 |  | -1
node_1404123_538_15285148_185 |  |  | PQ | AN | 2771.281 | 8100203 | no | no |  |  | no |  |  | 1404123.538 | 15285148.185 |  | -1
node_1404124_305_15284797_92 |  |  | PQ | AN | 2771.281 | 8100203 | no | no |  |  | no |  |  | 1404124.305 | 15284797.92 |  | -1
node_1404144_148_15275865_601 |  |  | PQ | AN | 2771.281 | 8100203 | no | no |  |  | no |  |  | 1404144.148 | 15275865.601 |  | -1
node_1404216_989_15286007_565 |  |  | PQ | AN | 2771.281 | 8100203 | no | no |  |  | no |  |  | 1404216.989 | 15286007.565 |  | -1
node_1404229_447_15272058_119 |  |  | PQ | AN | 2771.281 | 8100203 | no | no |  |  | no |  |  | 1404229.447 | 15272058.119 |  | -1
node_1404284_669_15280604_313 |  |  | PQ | AN | 2771.281 | 8100203 | no | no |  |  | no |  |  | 1404284.669 | 15280604.313 |  | -1
node_1404311_487_15279436_63 |  |  | PQ | AN | 2771.281 | 8100203 | no | no |  |  | no |  |  | 1404311.487 | 15279436.63 |  | -1
node_1404353_962_15271798_369 |  |  | PQ | AN | 2771.281 | 8100203 | no | no |  |  | no |  |  | 1404353.962 | 15271798.369 |  | -1
node_1404383_879_15275270_757 |  |  | PQ | AN | 2771.281 | 8100203 | no | no |  |  | no |  |  | 1404383.879 | 15275270.757 |  | -1
node_1404512_284_15279610_438 |  |  | PQ | AN | 2771.281 | 8100203 | no | no |  |  | no |  |  | 1404512.284 | 15279610.438 |  | -1
node_1404520_242_15284371_578 |  |  | PQ | AN | 2771.281 | 8100203 | no | no |  |  | no |  |  | 1404520.242 | 15284371.578 |  | -1
node_1404584_61_15281064_458 |  |  | PQ | AN | 2771.281 | 8100203 | no | no |  |  | no |  |  | 1404584.61 | 15281064.458 |  | -1
node_1404705_383_15279462_105 |  |  | PQ | AN | 2771.281 | 8100203 | no | no |  |  | no |  |  | 1404705.383 | 15279462.105 |  | -1
node_1404742_593_15279190_765 |  |  | PQ | AN | 2771.281 | 8100203 | no | no |  |  | no |  |  | 1404742.593 | 15279190.765 |  | -1
node_1404758_562_15271308_874 |  |  | PQ | AN | 2771.281 | 8100203 | no | no |  |  | no |  |  | 1404758.562 | 15271308.874 |  | -1
node_1404797_459_15275302_399 |  |  | PQ | AN | 2771.281 | 8100203 | no | no |  |  | no |  |  | 1404797.459 | 15275302.399 |  | -1
node_1404888_488_15280652_615 |  |  | PQ | AN | 2771.281 | 8100203 | no | no |  |  | no |  |  | 1404888.488 | 15280652.615 |  | -1
node_1404913_134_15270998_228 |  |  | PQ | AN | 2771.281 | 8100203 | no | no |  |  | no |  |  | 1404913.134 | 15270998.228 |  | -1
node_1404928_153_15284420_065 |  |  | PQ | AN | 2771.281 | 8100203 | no | no |  |  | no |  |  | 1404928.153 | 15284420.065 |  | -1
node_1405003_742_15280971_224 |  |  | PQ | AN | 2771.281 | 8100203 | no | no |  |  | no |  |  | 1405003.742 | 15280971.224 |  | -1
node_1405004_977_15279061_569 |  |  | PQ | AN | 2771.281 | 8100203 | no | no |  |  | no |  |  | 1405004.977 | 15279061.569 |  | -1
node_1405010_925_15278426_647 |  |  | PQ | AN | 2771.281 | 8100203 | no | no |  |  | no |  |  | 1405010.925 | 15278426.647 |  | -1
node_1405157_485_15280003_499 |  |  | PQ | AN | 2771.281 | 8100203 | no | no |  |  | no |  |  | 1405157.485 | 15280003.499 |  | -1
node_1405178_602_15275988_854 |  |  | PQ | AN | 2771.281 | 8100203 | no | no |  |  | no |  |  | 1405178.602 | 15275988.854 |  | -1
node_1405247_776_15275371_731 |  |  | PQ | AN | 2771.281 | 8100203 | no | no |  |  | no |  |  | 1405247.776 | 15275371.731 |  | -1
node_1405322_575_15284507_448 |  |  | PQ | AN | 2771.281 | 8100203 | no | no |  |  | no |  |  | 1405322.575 | 15284507.448 |  | -1
node_1405352_259_15278963_409 |  |  | PQ | AN | 2771.281 | 8100203 | no | no |  |  | no |  |  | 1405352.259 | 15278963.409 |  | -1
node_1405406_537_15275292_415 |  |  | PQ | AN | 2771.281 | 8100203 | no | no |  |  | no |  |  | 1405406.537 | 15275292.415 |  | -1
node_1405448_867_15279946_428 |  |  | PQ | AN | 2771.281 | 8100203 | no | no |  |  | no |  |  | 1405448.867 | 15279946.428 |  | -1
node_1405469_048_15284395_846 |  |  | PQ | AN | 2771.281 | 8100203 | no | no |  |  | no |  |  | 1405469.048 | 15284395.846 |  | -1
node_1405478_08_15281050_152 |  |  | PQ | AN | 2771.281 | 8100203 | no | no |  |  | no |  |  | 1405478.08 | 15281050.152 |  | -1
node_1405585_083_15275860_078 |  |  | PQ | AN | 2771.281 | 8100203 | no | no |  |  | no |  |  | 1405585.083 | 15275860.078 |  | -1
node_1405622_925_15280082_518 |  |  | PQ | AN | 2771.281 | 8100203 | no | no |  |  | no |  |  | 1405622.925 | 15280082.518 |  | -1
node_1405715_299_15278288_575 |  |  | PQ | AN | 2771.281 | 8100203 | no | no |  |  | no |  |  | 1405715.299 | 15278288.575 |  | -1
node_1405738_779_15280743_781 |  |  | PQ | AN | 2771.281 | 8100203 | no | no |  |  | no |  |  | 1405738.779 | 15280743.781 |  | -1
node_1405780_235_15280207_905 |  |  | PQ | AN | 2771.281 | 8100203 | no | no |  |  | no |  |  | 1405780.235 | 15280207.905 |  | -1
node_1405812_421_15276626_559 |  |  | PQ | AN | 2771.281 | 8100203 | no | no |  |  | no |  |  | 1405812.421 | 15276626.559 |  | -1
node_1405941_001_15284507_865 |  |  | PQ | AN | 2771.281 | 8100203 | no | no |  |  | no |  |  | 1405941.001 | 15284507.865 |  | -1
node_1405959_159_15275446_934 |  |  | PQ | AN | 2771.281 | 8100203 | no | no |  |  | no |  |  | 1405959.159 | 15275446.934 |  | -1
node_1405969_936_15284147_14 |  |  | PQ | AN | 2771.281 | 8100203 | no | no |  |  | no |  |  | 1405969.936 | 15284147.14 |  | -1
node_1406003_341_15278114_895 |  |  | PQ | AN | 2771.281 | 8100203 | no | no |  |  | no |  |  | 1406003.341 | 15278114.895 |  | -1
node_1406006_203_15270279_115 |  |  | PQ | AN | 2771.281 | 8100203 | no | no |  |  | no |  |  | 1406006.203 | 15270279.115 |  | -1
node_1406041_219_15283811_064 |  |  | PQ | AN | 2771.281 | 8100203 | no | no |  |  | no |  |  | 1406041.219 | 15283811.064 |  | -1
node_1406076_486_15277804_015 |  |  | PQ | AN | 2771.281 | 8100203 | no | no |  |  | no |  |  | 1406076.486 | 15277804.015 |  | -1
node_1406077_664_15280531_853 |  |  | PQ | AN | 2771.281 | 8100203 | no | no |  |  | no |  |  | 1406077.664 | 15280531.853 |  | -1
node_1406113_228_15283497_596 |  |  | PQ | AN | 2771.281 | 8100203 | no | no |  |  | no |  |  | 1406113.228 | 15283497.596 |  | -1
node_1406119_403_15280961_691 |  |  | PQ | AN | 2771.281 | 8100203 | no | no |  |  | no |  |  | 1406119.403 | 15280961.691 |  | -1
node_1406170_052_15275843_77 |  |  | PQ | AN | 2771.281 | 8100203 | no | no |  |  | no |  |  | 1406170.052 | 15275843.77 |  | -1
node_1406229_037_15277659_203 |  |  | PQ | AN | 2771.281 | 8100203 | no | no |  |  | no |  |  | 1406229.037 | 15277659.203 |  | -1
node_1406231_998_15270083_388 |  |  | PQ | AN | 2771.281 | 8100203 | no | no |  |  | no |  |  | 1406231.998 | 15270083.388 |  | -1
node_1406248_959_15283363_491 |  |  | PQ | AN | 2771.281 | 8100203 | no | no |  |  | no |  |  | 1406248.959 | 15283363.491 |  | -1
node_1406281_19_15284501_704 |  |  | PQ | AN | 2771.281 | 8100203 | no | no |  |  | no |  |  | 1406281.19 | 15284501.704 |  | -1
node_1406284_75_15277281_994 |  |  | PQ | AN | 2771.281 | 8100203 | no | no |  |  | no |  |  | 1406284.75 | 15277281.994 |  | -1
node_1406323_748_15277440_952 |  |  | PQ | AN | 2771.281 | 8100203 | no | no |  |  | no |  |  | 1406323.748 | 15277440.952 |  | -1
node_1406332_525_15280905_804 |  |  | PQ | AN | 2771.281 | 8100203 | no | no |  |  | no |  |  | 1406332.525 | 15280905.804 |  | -1
node_1406420_583_15275313_971 |  |  | PQ | AN | 2771.281 | 8100203 | no | no |  |  | no |  |  | 1406420.583 | 15275313.971 |  | -1
node_1406492_377_15280872_114 |  |  | PQ | AN | 2771.281 | 8100203 | no | no |  |  | no |  |  | 1406492.377 | 15280872.114 |  | -1
node_1406530_434_15275607_584 |  |  | PQ | AN | 2771.281 | 8100203 | no | no |  |  | no |  |  | 1406530.434 | 15275607.584 |  | -1
node_1406550_435_15278446_648 |  |  | PQ | AN | 2771.281 | 8100203 | no | no |  |  | no |  |  | 1406550.435 | 15278446.648 |  | -1
node_1406599_805_15278051_183 |  |  | PQ | AN | 2771.281 | 8100203 | no | no |  |  | no |  |  | 1406599.805 | 15278051.183 |  | -1
node_1406640_005_15284570_604 |  |  | PQ | AN | 2771.281 | 8100203 | no | no |  |  | no |  |  | 1406640.005 | 15284570.604 |  | -1
node_1406659_76_15285555_594 |  |  | PQ | AN | 2771.281 | 8100203 | no | no |  |  | no |  |  | 1406659.76 | 15285555.594 |  | -1
node_1406672_444_15285227_911 |  |  | PQ | AN | 2771.281 | 8100203 | no | no |  |  | no |  |  | 1406672.444 | 15285227.911 |  | -1
node_1406688_148_15275724_262 |  |  | PQ | AD | 2771.281 | 8100203 | no | no |  |  | no |  |  | 1406688.148 | 15275724.262 |  | -1
node_1406747_407_15284586_683 |  |  | PQ | AN | 2771.281 | 8100203 | no | no |  |  | no |  |  | 1406747.407 | 15284586.683 |  | -1
node_1406809_067_15269586_736 |  |  | PQ | AN | 2771.281 | 8100203 | no | no |  |  | no |  |  | 1406809.067 | 15269586.736 |  | -1
node_1406814_966_15276556_498 |  |  | PQ | AN | 2771.281 | 8100203 | no | no |  |  | no |  |  | 1406814.966 | 15276556.498 |  | -1
node_1406822_893_15276971_511 |  |  | PQ | AN | 2771.281 | 8100203 | no | no |  |  | no |  |  | 1406822.893 | 15276971.511 |  | -1
node_1406865_973_15280980_688 |  |  | PQ | AN | 2771.281 | 8100203 | no | no |  |  | no |  |  | 1406865.973 | 15280980.688 |  | -1
node_1406918_565_15283628_537 |  |  | PQ | AN | 2771.281 | 8100203 | no | no |  |  | no |  |  | 1406918.565 | 15283628.537 |  | -1
node_1407040_55_15284689_294 |  |  | PQ | AN | 2771.281 | 8100203 | no | no |  |  | no |  |  | 1407040.55 | 15284689.294 |  | -1
node_1407076_606_15277172_721 |  |  | PQ | AN | 2771.281 | 8100203 | no | no |  |  | no |  |  | 1407076.606 | 15277172.721 |  | -1
node_1407088_999_15284318_115 |  |  | PQ | AN | 2771.281 | 8100203 | no | no |  |  | no |  |  | 1407088.999 | 15284318.115 |  | -1
node_1407093_312_15273820_099 |  |  | PQ | AN | 2771.281 | 8100203 | no | no |  |  | no |  |  | 1407093.312 | 15273820.099 |  | -1
node_1407133_602_15280693_355 |  |  | PQ | AN | 2771.281 | 8100203 | no | no |  |  | no |  |  | 1407133.602 | 15280693.355 |  | -1
node_1407145_975_15284118_731 |  |  | PQ | AN | 2771.281 | 8100203 | no | no |  |  | no |  |  | 1407145.975 | 15284118.731 |  | -1
node_1407147_289_15280982_668 |  |  | PQ | AN | 2771.281 | 8100203 | no | no |  |  | no |  |  | 1407147.289 | 15280982.668 |  | -1
node_1407233_616_15285573_161 |  |  | PQ | AN | 2771.281 | 8100203 | no | no |  |  | no |  |  | 1407233.616 | 15285573.161 |  | -1
node_1407236_258_15269118_322 |  |  | PQ | AN | 2771.281 | 8100203 | no | no |  |  | no |  |  | 1407236.258 | 15269118.322 |  | -1
node_1407236_798_15275783_794 |  |  | PQ | AN | 2771.281 | 8100203 | no | no |  |  | no |  |  | 1407236.798 | 15275783.794 |  | -1
node_1407282_213_15277093_641 |  |  | PQ | AN | 2771.281 | 8100203 | no | no |  |  | no |  |  | 1407282.213 | 15277093.641 |  | -1
node_1407360_175_15283513_321 |  |  | PQ | AN | 2771.281 | 8100203 | no | no |  |  | no |  |  | 1407360.175 | 15283513.321 |  | -1
node_1407422_809_15278673_609 |  |  | PQ | AN | 2771.281 | 8100203 | no | no |  |  | no |  |  | 1407422.809 | 15278673.609 |  | -1
node_1407489_99_15278406_95 |  |  | PQ | AN | 2771.281 | 8100203 | no | no |  |  | no |  |  | 1407489.99 | 15278406.95 |  | -1
node_1407546_56_15275085_479 |  |  | PQ | AN | 2771.281 | 8100203 | no | no |  |  | no |  |  | 1407546.56 | 15275085.479 |  | -1
node_1407550_417_15274628_996 |  |  | PQ | AN | 2771.281 | 8100203 | no | no |  |  | no |  |  | 1407550.417 | 15274628.996 |  | -1
node_1407613_203_15285517_907 |  |  | PQ | AN | 2771.281 | 8100203 | no | no |  |  | no |  |  | 1407613.203 | 15285517.907 |  | -1
node_1407660_902_15278673_842 |  |  | PQ | AN | 2771.281 | 8100203 | no | no |  |  | no |  |  | 1407660.902 | 15278673.842 |  | -1
node_1407744_538_15278282_01 |  |  | PQ | AN | 2771.281 | 8100203 | no | no |  |  | no |  |  | 1407744.538 | 15278282.01 |  | -1
node_1407753_906_15277391_043 |  |  | PQ | AN | 2771.281 | 8100203 | no | no |  |  | no |  |  | 1407753.906 | 15277391.043 |  | -1
node_1407759_522_15277791_449 |  |  | PQ | AN | 2771.281 | 8100203 | no | no |  |  | no |  |  | 1407759.522 | 15277791.449 |  | -1
node_1407798_441_15282825_876 |  |  | PQ | AN | 2771.281 | 8100203 | no | no |  |  | no |  |  | 1407798.441 | 15282825.876 |  | -1
node_1407822_397_15280777_838 |  |  | PQ | AN | 2771.281 | 8100203 | no | no |  |  | no |  |  | 1407822.397 | 15280777.838 |  | -1
node_1407830_018_15281234_655 |  |  | PQ | AN | 2771.281 | 8100203 | no | no |  |  | no |  |  | 1407830.018 | 15281234.655 |  | -1
node_1407863_376_15277547_65 |  |  | PQ | AN | 2771.281 | 8100203 | no | no |  |  | no |  |  | 1407863.376 | 15277547.65 |  | -1
node_1407875_544_15277965_898 |  |  | PQ | AN | 2771.281 | 8100203 | no | no |  |  | no |  |  | 1407875.544 | 15277965.898 |  | -1
node_1408025_88_15277094_326 |  |  | PQ | AN | 2771.281 | 8100203 | no | no |  |  | no |  |  | 1408025.88 | 15277094.326 |  | -1
node_1408029_633_15281159_831 |  |  | PQ | AN | 2771.281 | 8100203 | no | no |  |  | no |  |  | 1408029.633 | 15281159.831 |  | -1
node_1408050_054_15282454_853 |  |  | PQ | AN | 2771.281 | 8100203 | no | no |  |  | no |  |  | 1408050.054 | 15282454.853 |  | -1
node_1408126_443_15282254_09 |  |  | PQ | AN | 2771.281 | 8100203 | no | no |  |  | no |  |  | 1408126.443 | 15282254.09 |  | -1
node_1408216_527_15277097_628 |  |  | PQ | AN | 2771.281 | 8100203 | no | no |  |  | no |  |  | 1408216.527 | 15277097.628 |  | -1
node_1408224_456_15282037_213 |  |  | PQ | AN | 2771.281 | 8100203 | no | no |  |  | no |  |  | 1408224.456 | 15282037.213 |  | -1
node_1408284_172_15281846_602 |  |  | PQ | AN | 2771.281 | 8100203 | no | no |  |  | no |  |  | 1408284.172 | 15281846.602 |  | -1
node_1408384_343_15281366_435 |  |  | PQ | AN | 2771.281 | 8100203 | no | no |  |  | no |  |  | 1408384.343 | 15281366.435 |  | -1
node_1408531_446_15281114_441 |  |  | PQ | AN | 2771.281 | 8100203 | no | no |  |  | no |  |  | 1408531.446 | 15281114.441 |  | -1
node_1408575_94_15282237_005 |  |  | PQ | AN | 2771.281 | 8100203 | no | no |  |  | no |  |  | 1408575.94 | 15282237.005 |  | -1
node_1408645_583_15277717_578 |  |  | PQ | AN | 2771.281 | 8100203 | no | no |  |  | no |  |  | 1408645.583 | 15277717.578 |  | -1
node_1408716_145_15280797_385 |  |  | PQ | AN | 2771.281 | 8100203 | no | no |  |  | no |  |  | 1408716.145 | 15280797.385 |  | -1
node_1408847_672_15278247_461 |  |  | PQ | AN | 2771.281 | 8100203 | no | no |  |  | no |  |  | 1408847.672 | 15278247.461 |  | -1
node_1408850_581_15277099_388 |  |  | PQ | AN | 2771.281 | 8100203 | no | no |  |  | no |  |  | 1408850.581 | 15277099.388 |  | -1
node_1408913_98_15277587_644 |  |  | PQ | AN | 2771.281 | 8100203 | no | no |  |  | no |  |  | 1408913.98 | 15277587.644 |  | -1
node_1408918_447_15277797_693 |  |  | PQ | AN | 2771.281 | 8100203 | no | no |  |  | no |  |  | 1408918.447 | 15277797.693 |  | -1
node_1408920_601_15278016_958 |  |  | PQ | AN | 2771.281 | 8100203 | no | no |  |  | no |  |  | 1408920.601 | 15278016.958 |  | -1
node_8100203_200818264 |  |  | PQ | ABCD | 2771.281 | 8100203 | no | no |  |  | no |  |  | 1401263.861 | 15288615.221 |  | -1
node_8100203_200818265 |  |  | PQ | ABCD | 2771.281 | 8100203 | no | no |  |  | no |  |  | 1401322.906 | 15288390.739 |  | -1
node_8100203_200818266 |  |  | PQ | ABCD | 2771.281 | 8100203 | no | no |  |  | no |  |  | 1401416.922 | 15288153.129 |  | -1
node_8100203_200818267 |  |  | PQ | ABCD | 2771.281 | 8100203 | no | no |  |  | no |  |  | 1401478.392 | 15287959.961 |  | -1
node_8100203_200818268 |  |  | PQ | ABCD | 2771.281 | 8100203 | no | no |  |  | no |  |  | 1401537.436 | 15287768.286 |  | -1
node_8100203_200818269 |  |  | PQ | ABCD | 2771.281 | 8100203 | no | no |  |  | no |  |  | 1401534.576 | 15287477.593 |  | -1
node_8100203_200818270 |  |  | PQ | ABCN | 2771.281 | 8100203 | no | no |  |  | no |  |  | 1401521.66 | 15287190.464 |  | -1
node_8100203_200818271 |  |  | PQ | ABCD | 2771.281 | 8100203 | no | no |  |  | no |  |  | 1401605.302 | 15286926.072 |  | -1
node_8100203_200818272 |  |  | PQ | ABCD | 2771.281 | 8100203 | no | no |  |  | no |  |  | 1401693.387 | 15286664.631 |  | -1
node_8100203_200818273 |  |  | PQ | ABCD | 2771.281 | 8100203 | no | no |  |  | no |  |  | 1401730.59 | 15286426.274 |  | -1
node_8100203_200818274 |  |  | PQ | AN | 2771.281 | 8100203 | no | no |  |  | no |  |  | 1401902.954 | 15286386.11 |  | -1
node_8100203_200818275 |  |  | PQ | ABCD | 2771.281 | 8100203 | no | no |  |  | no |  |  | 1401803.411 | 15285999.798 |  | -1
node_8100203_200818276 |  |  | PQ | ABCD | 2771.281 | 8100203 | no | no |  |  | no |  |  | 1401843.46 | 15285796.21 |  | -1
node_8100203_200818277 |  |  | PQ | ABCN | 2771.281 | 8100203 | no | no |  |  | no |  |  | 1401873.12 | 15285629.963 |  | -1
node_8100203_200818278 |  |  | PQ | ABCD | 2771.281 | 8100203 | no | no |  |  | no |  |  | 1401905.146 | 15285450.259 |  | -1
node_8100203_200818279 |  |  | PQ | ABCD | 2771.281 | 8100203 | no | no |  |  | no |  |  | 1402018.986 | 15285255.684 |  | -1
node_8100203_200818280 |  |  | PQ | ABCD | 2771.281 | 8100203 | no | no |  |  | no |  |  | 1402143.453 | 15285055.796 |  | -1
node_8100203_200818281 |  |  | PQ | ABCD | 2771.281 | 8100203 | no | no |  |  | no |  |  | 1402256.565 | 15284866.125 |  | -1
node_8100203_200818282 |  |  | PQ | ABCD | 2771.281 | 8100203 | no | no |  |  | no |  |  | 1402350.917 | 15284705.961 |  | -1
node_8100203_200818283 |  |  | PQ | ABCD | 2771.281 | 8100203 | no | no |  |  | no |  |  | 1402456.516 | 15284539.678 |  | -1
node_8100203_200818284 |  |  | PQ | ABCD | 2771.281 | 8100203 | no | no |  |  | no |  |  | 1402560.037 | 15284375.869 |  | -1
node_8100203_200818285 |  |  | PQ | ABCD | 2771.281 | 8100203 | no | no |  |  | no |  |  | 1402658.477 | 15284189.425 |  | -1
node_8100203_200818286 |  |  | PQ | ABCD | 2771.281 | 8100203 | no | no |  |  | no |  |  | 1402797.82 | 15283977.253 |  | -1
node_8100203_200818287 |  |  | PQ | ABCD | 2771.281 | 8100203 | no | no |  |  | no |  |  | 1402932.459 | 15283744.057 |  | -1
node_8100203_200818288 |  |  | PQ | ABCN | 2771.281 | 8100203 | no | no |  |  | no |  |  | 1402982.987 | 15283633.688 |  | -1
node_8100203_200818289 |  |  | PQ | ABCD | 2771.281 | 8100203 | no | no |  |  | no |  |  | 1403083.263 | 15283424.315 |  | -1
node_8100203_200818290 |  |  | PQ | ABCD | 2771.281 | 8100203 | no | no |  |  | no |  |  | 1403149.459 | 15283257.755 |  | -1
node_8100203_200818291 |  |  | PQ | ABCD | 2771.281 | 8100203 | no | no |  |  | no |  |  | 1403254.734 | 15283073.906 |  | -1
node_8100203_200818292 |  |  | PQ | ABCN | 2771.281 | 8100203 | no | no |  |  | no |  |  | 1403353.441 | 15282871.478 |  | -1
node_8100203_200818293 |  |  | PQ | ABCD | 2771.281 | 8100203 | no | no |  |  | no |  |  | 1403440.757 | 15282690.86 |  | -1
node_8100203_200818294 |  |  | PQ | ABCN | 2771.281 | 8100203 | no | no |  |  | no |  |  | 1403405.419 | 15282470.834 |  | -1
node_8100203_200818295 |  |  | PQ | ABCD | 2771.281 | 8100203 | no | no |  |  | no |  |  | 1403344.8 | 15282214.316 |  | -1
node_8100203_200818296 |  |  | PQ | ABCN | 2771.281 | 8100203 | no | no |  |  | no |  |  | 1403286.701 | 15281916.268 |  | -1
node_8100203_200818297 |  |  | PQ | ABCD | 2771.281 | 8100203 | no | no |  |  | no |  |  | 1403265.037 | 15281776.54 |  | -1
node_8100203_200818298 |  |  | PQ | ABCD | 2771.281 | 8100203 | no | no |  |  | no |  |  | 1403222.193 | 15281584.578 |  | -1
node_8100203_200818299 |  |  | PQ | ABCD | 2771.281 | 8100203 | no | no |  |  | no |  |  | 1403179.28 | 15281391.34 |  | -1
node_8100203_200818300 |  |  | PQ | ABCD | 2771.281 | 8100203 | no | no |  |  | no |  |  | 1403210.66 | 15280959.546 |  | -1
node_8100203_200818301 |  |  | PQ | ABCD | 2771.281 | 8100203 | no | no |  |  | no |  |  | 1403212.063 | 15280791.939 |  | -1
node_8100203_200818302 |  |  | PQ | ABCD | 2771.281 | 8100203 | no | no |  |  | no |  |  | 1403224.286 | 15280639.324 |  | -1
node_8100203_200818303 |  |  | PQ | ABCD | 2771.281 | 8100203 | no | no |  |  | no |  |  | 1403235.817 | 15280419.192 |  | -1
node_8100203_200818304 |  |  | PQ | ABCD | 2771.281 | 8100203 | no | no |  |  | no |  |  | 1403251.005 | 15280213.798 |  | -1
node_8100203_200818305 |  |  | PQ | ABCN | 2771.281 | 8100203 | no | no |  |  | no |  |  | 1403255.687 | 15280059.335 |  | -1
node_8100203_200818306 |  |  | PQ | ABCD | 2771.281 | 8100203 | no | no |  |  | no |  |  | 1403263.826 | 15279864.614 |  | -1
node_8100203_200818307 |  |  | PQ | ABCD | 2771.281 | 8100203 | no | no |  |  | no |  |  | 1403278.284 | 15279646.956 |  | -1
node_8100203_200818308 |  |  | PQ | ABCD | 2771.281 | 8100203 | no | no |  |  | no |  |  | 1403288.66 | 15279455.035 |  | -1
node_8100203_200818309 |  |  | PQ | ABCD | 2771.281 | 8100203 | no | no |  |  | no |  |  | 1403298.598 | 15279256.836 |  | -1
node_8100203_200818310 |  |  | PQ | ABCD | 2771.281 | 8100203 | no | no |  |  | no |  |  | 1403308.69 | 15279062.651 |  | -1
node_8100203_200818311 |  |  | PQ | ABCD | 2771.281 | 8100203 | no | no |  |  | no |  |  | 1403320.576 | 15278861.541 |  | -1
node_8100203_200818312 |  |  | PQ | ABCN | 2771.281 | 8100203 | no | no |  |  | no |  |  | 1401267.444 | 15287971.756 |  | -1
node_8100203_200818314 |  |  | PQ | ABCN | 2771.281 | 8100203 | no | no |  |  | no |  |  | 1401174.064 | 15287840.359 |  | -1
node_8100203_200818315 |  |  | PQ | ABCD | 2771.281 | 8100203 | no | no |  |  | no |  |  | 1401005.45 | 15287637.49 |  | -1
node_8100203_200818316 |  |  | PQ | ABCN | 2771.281 | 8100203 | no | no |  |  | no |  |  | 1400901.06 | 15287373.781 |  | -1
node_8100203_200818317 |  |  | PQ | ABCN | 2771.281 | 8100203 | no | no |  |  | no |  |  | 1400756.877 | 15287643.895 |  | -1
node_8100203_200818318 |  |  | PQ | ABCD | 2771.281 | 8100203 | no | no |  |  | no |  |  | 1400717.188 | 15287707.313 |  | -1
node_8100203_200818319 |  |  | PQ | ABCN | 2771.281 | 8100203 | no | no |  |  | no |  |  | 1400660.506 | 15288056.637 |  | -1
node_8100203_200818320 |  |  | PQ | AD | 2771.281 | 8100203 | no | no |  |  | no |  |  | 1402494.505 | 15284189.806 |  | -1
node_8100203_200818321 |  |  | PQ | AD | 2771.281 | 8100203 | no | no |  |  | no |  |  | 1402407.284 | 15284136.631 |  | -1
node_8100203_200818322 |  |  | PQ | AN | 2771.281 | 8100203 | no | no |  |  | no |  |  | 1402768.122 | 15283559.949 |  | -1
node_8100203_200818333 |  |  | PQ | AN | 2771.281 | 8100203 | no | no |  |  | no |  |  | 1403472.419 | 15281776.194 |  | -1
node_8100203_200818334 |  |  | PQ | AN | 2771.281 | 8100203 | no | no |  |  | no |  |  | 1403588.926 | 15281780.703 |  | -1
node_8100203_200818339 |  |  | PQ | AD | 2771.281 | 8100203 | no | no |  |  | no |  |  | 1403309.304 | 15281430.948 |  | -1
node_8100203_200818340 |  |  | PQ | AN | 2771.281 | 8100203 | no | no |  |  | no |  |  | 1403478.235 | 15281415.627 |  | -1
node_8100203_200818388 |  |  | PQ | AD | 2771.281 | 8100203 | no | no |  |  | no |  |  | 1401823.148 | 15287253.441 |  | -1
node_8100203_200818389 |  |  | PQ | AD | 2771.281 | 8100203 | no | no |  |  | no |  |  | 1404161.794 | 15285712.118 |  | -1
node_8100203_200818390 |  |  | PQ | AD | 2771.281 | 8100203 | no | no |  |  | no |  |  | 1404159.539 | 15285326.926 |  | -1
node_8100203_200818391 |  |  | PQ | AN | 2771.281 | 8100203 | no | no |  |  | no |  |  | 1404156.685 | 15285145.672 |  | -1
node_8100203_200818392 |  |  | PQ | AN | 2771.281 | 8100203 | no | no |  |  | no |  |  | 1404164.156 | 15284817.386 |  | -1
node_8100203_200818394 |  |  | PQ | AD | 2771.281 | 8100203 | no | no |  |  | no |  |  | 1404391.783 | 15284423.986 |  | -1
node_8100203_200818395 |  |  | PQ | AN | 2771.281 | 8100203 | no | no |  |  | no |  |  | 1404487.467 | 15284381.861 |  | -1
node_8100203_200818396 |  |  | PQ | AD | 2771.281 | 8100203 | no | no |  |  | no |  |  | 1404670.757 | 15284433.83 |  | -1
node_8100203_200818397 |  |  | PQ | AN | 2771.281 | 8100203 | no | no |  |  | no |  |  | 1404909.774 | 15284446.696 |  | -1
node_8100203_200818399 |  |  | PQ | AD | 2771.281 | 8100203 | no | no |  |  | no |  |  | 1405124.554 | 15284465.628 |  | -1
node_8100203_200818400 |  |  | PQ | AN | 2771.281 | 8100203 | no | no |  |  | no |  |  | 1405327.667 | 15284479.87 |  | -1
node_8100203_200818401 |  |  | PQ | AD | 2771.281 | 8100203 | no | no |  |  | no |  |  | 1402305.515 | 15287336.239 |  | -1
node_8100203_200818402 |  |  | PQ | AN | 2771.281 | 8100203 | no | no |  |  | no |  |  | 1405472.409 | 15284425.671 |  | -1
node_8100203_200818403 |  |  | PQ | AD | 2771.281 | 8100203 | no | no |  |  | no |  |  | 1405767.315 | 15284456.746 |  | -1
node_8100203_200818404 |  |  | PQ | AD | 2771.281 | 8100203 | no | no |  |  | no |  |  | 1403027.751 | 15287460.589 |  | -1
node_8100203_200818405 |  |  | PQ | AD | 2771.281 | 8100203 | no | no |  |  | no |  |  | 1403140.831 | 15287205.992 |  | -1
node_8100203_200818406 |  |  | PQ | AN | 2771.281 | 8100203 | no | no |  |  | no |  |  | 1403328.513 | 15287015.313 |  | -1
node_8100203_200818408 |  |  | PQ | AN | 2771.281 | 8100203 | no | no |  |  | no |  |  | 1403505.885 | 15287288.13 |  | -1
node_8100203_200818410 |  |  | PQ | AN | 2771.281 | 8100203 | no | no |  |  | no |  |  | 1403744.364 | 15287123.234 |  | -1
node_8100203_200818412 |  |  | PQ | AD | 2771.281 | 8100203 | no | no |  |  | no |  |  | 1403841.553 | 15286974.326 |  | -1
node_8100203_200818413 |  |  | PQ | AN | 2771.281 | 8100203 | no | no |  |  | no |  |  | 1404023.771 | 15286664.579 |  | -1
node_8100203_200818415 |  |  | PQ | AN | 2771.281 | 8100203 | no | no |  |  | no |  |  | 1404104.18 | 15286327.336 |  | -1
node_8100203_200818416 |  |  | PQ | AN | 2771.281 | 8100203 | no | no |  |  | no |  |  | 1404179.498 | 15286003.096 |  | -1
node_8100203_200818417 |  |  | PQ | AD | 2771.281 | 8100203 | no | no |  |  | no |  |  | 1401721.728 | 15285390.606 |  | -1
node_8100203_200818419 |  |  | PQ | AD | 2771.281 | 8100203 | no | no |  |  | no |  |  | 1401653.782 | 15285366.777 |  | -1
node_8100203_200818420 |  |  | PQ | AD | 2771.281 | 8100203 | no | no |  |  | no |  |  | 1401581.183 | 15285512.773 |  | -1
node_8100203_200818421 |  |  | PQ | AN | 2771.281 | 8100203 | no | no |  |  | no |  |  | 1401564.245 | 15285728.763 |  | -1
node_8100203_200818422 |  |  | PQ | AN | 2771.281 | 8100203 | no | no |  |  | no |  |  | 1401369.009 | 15285212.17 |  | -1
node_8100203_200818425 |  |  | PQ | AD | 2771.281 | 8100203 | no | no |  |  | no |  |  | 1401897.865 | 15285443.234 |  | -1
node_8100203_200818426 |  |  | PQ | AD | 2771.281 | 8100203 | no | no |  |  | no |  |  | 1401217.263 | 15285167.615 |  | -1
node_8100203_200818428 |  |  | PQ | AN | 2771.281 | 8100203 | no | no |  |  | no |  |  | 1401007.002 | 15285107.891 |  | -1
node_8100203_200818436 |  |  | PQ | AN | 2771.281 | 8100203 | no | no |  |  | no |  |  | 1402369.094 | 15284128.034 |  | -1
node_8100203_200818442 |  |  | PQ | AD | 2771.281 | 8100203 | no | no |  |  | no |  |  | 1403158.065 | 15280168.2 |  | -1
node_8100203_200818443 |  |  | PQ | AD | 2771.281 | 8100203 | no | no |  |  | no |  |  | 1403035.58 | 15280299.021 |  | -1
node_8100203_200818444 |  |  | PQ | AN | 2771.281 | 8100203 | no | no |  |  | no |  |  | 1402920.24 | 15280422.37 |  | -1
node_8100203_200818445 |  |  | PQ | AN | 2771.281 | 8100203 | no | no |  |  | no |  |  | 1402847.213 | 15280565.015 |  | -1
node_8100203_200818447 |  |  | PQ | AN | 2771.281 | 8100203 | no | no |  |  | no |  |  | 1402669.126 | 15280438.777 |  | -1
node_8100203_200818448 |  |  | PQ | AN | 2771.281 | 8100203 | no | no |  |  | no |  |  | 1402456.931 | 15280220.138 |  | -1
node_8100203_200818450 |  |  | PQ | AN | 2771.281 | 8100203 | no | no |  |  | no |  |  | 1402329.35 | 15280126.816 |  | -1
node_8100203_200818451 |  |  | PQ | AN | 2771.281 | 8100203 | no | no |  |  | no |  |  | 1402166.615 | 15280024.034 |  | -1
node_8100203_200818453 |  |  | PQ | AN | 2771.281 | 8100203 | no | no |  |  | no |  |  | 1402007.576 | 15279913.104 |  | -1
node_8100203_200818455 |  |  | PQ | AD | 2771.281 | 8100203 | no | no |  |  | no |  |  | 1401811.83 | 15279860.258 |  | -1
node_8100203_200818456 |  |  | PQ | AN | 2771.281 | 8100203 | no | no |  |  | no |  |  | 1401642.498 | 15279745.738 |  | -1
node_8100203_200818457 |  |  | PQ | AD | 2771.281 | 8100203 | no | no |  |  | no |  |  | 1401509.448 | 15279663.695 |  | -1
node_8100203_200818461 |  |  | PQ | AD | 2771.281 | 8100203 | no | no |  |  | no |  |  | 1401366.249 | 15279313.097 |  | -1
node_8100203_200818463 |  |  | PQ | AD | 2771.281 | 8100203 | no | no |  |  | no |  |  | 1401306.087 | 15279051.208 |  | -1
node_8100203_200818464 |  |  | PQ | AN | 2771.281 | 8100203 | no | no |  |  | no |  |  | 1401324.656 | 15278843.238 |  | -1
node_8100203_200818465 |  |  | PQ | AD | 2771.281 | 8100203 | no | no |  |  | no |  |  | 1401343.904 | 15278634.685 |  | -1
node_8100203_200818466 |  |  | PQ | AD | 2771.281 | 8100203 | no | no |  |  | no |  |  | 1401352.156 | 15278543.959 |  | -1
node_8100203_200818467 |  |  | PQ | AD | 2771.281 | 8100203 | no | no |  |  | no |  |  | 1404495.438 | 15279353.413 |  | -1
node_8100203_200818469 |  |  | PQ | AN | 2771.281 | 8100203 | no | no |  |  | no |  |  | 1406353.509 | 15280870.735 |  | -1
node_8100203_200818470 |  |  | PQ | AN | 2771.281 | 8100203 | no | no |  |  | no |  |  | 1406490.747 | 15280894.398 |  | -1
node_8100203_200818471 |  |  | PQ | AD | 2771.281 | 8100203 | no | no |  |  | no |  |  | 1406650.116 | 15280923.556 |  | -1
node_8100203_200818472 |  |  | PQ | AN | 2771.281 | 8100203 | no | no |  |  | no |  |  | 1406849.63 | 15280955.422 |  | -1
node_8100203_200818474 |  |  | PQ | AD | 2771.281 | 8100203 | no | no |  |  | no |  |  | 1407491.377 | 15280903.888 |  | -1
node_8100203_200818475 |  |  | PQ | AN | 2771.281 | 8100203 | no | no |  |  | no |  |  | 1407161.868 | 15280709.989 |  | -1
node_8100203_200818478 |  |  | PQ | AN | 2771.281 | 8100203 | no | no |  |  | no |  |  | 1406740.642 | 15284617.758 |  | -1
node_8100203_200818479 |  |  | PQ | AN | 2771.281 | 8100203 | no | no |  |  | no |  |  | 1406634.237 | 15284592.69 |  | -1
node_8100203_200818480 |  |  | PQ | AD | 2771.281 | 8100203 | no | no |  |  | no |  |  | 1406439.113 | 15284561.241 |  | -1
node_8100203_200818481 |  |  | PQ | AN | 2771.281 | 8100203 | no | no |  |  | no |  |  | 1406284.431 | 15284531.985 |  | -1
node_8100203_200818482 |  |  | PQ | AD | 2771.281 | 8100203 | no | no |  |  | no |  |  | 1406107.781 | 15284506.831 |  | -1
node_8100203_200818483 |  |  | PQ | AN | 2771.281 | 8100203 | no | no |  |  | no |  |  | 1405933.75 | 15284479.179 |  | -1
node_8100203_200818484 |  |  | PQ | AN | 2771.281 | 8100203 | no | no |  |  | no |  |  | 1405996.008 | 15284148.671 |  | -1
node_8100203_200818485 |  |  | PQ | AN | 2771.281 | 8100203 | no | no |  |  | no |  |  | 1406077.155 | 15283816.42 |  | -1
node_8100203_200818486 |  |  | PQ | AN | 2771.281 | 8100203 | no | no |  |  | no |  |  | 1406141.533 | 15283519.674 |  | -1
node_8100203_200818490 |  |  | PQ | AN | 2771.281 | 8100203 | no | no |  |  | no |  |  | 1404603.71 | 15279547.748 |  | -1
node_8100203_200818491 |  |  | PQ | AD | 2771.281 | 8100203 | no | no |  |  | no |  |  | 1404888.631 | 15279754.327 |  | -1
node_8100203_200818492 |  |  | PQ | AN | 2771.281 | 8100203 | no | no |  |  | no |  |  | 1405170.949 | 15279959.519 |  | -1
node_8100203_200818493 |  |  | PQ | AN | 2771.281 | 8100203 | no | no |  |  | no |  |  | 1405444.492 | 15279974.757 |  | -1
node_8100203_200818494 |  |  | PQ | AN | 2771.281 | 8100203 | no | no |  |  | no |  |  | 1405605.777 | 15280110.654 |  | -1
node_8100203_200818495 |  |  | PQ | AN | 2771.281 | 8100203 | no | no |  |  | no |  |  | 1405764.004 | 15280238.376 |  | -1
node_8100203_200818496 |  |  | PQ | AD | 2771.281 | 8100203 | no | no |  |  | no |  |  | 1405904.649 | 15280390.33 |  | -1
node_8100203_200818497 |  |  | PQ | AN | 2771.281 | 8100203 | no | no |  |  | no |  |  | 1406060.512 | 15280549.045 |  | -1
node_8100203_200818498 |  |  | PQ | AD | 2771.281 | 8100203 | no | no |  |  | no |  |  | 1406161.368 | 15280646.203 |  | -1
node_8100203_200818499 |  |  | PQ | AD | 2771.281 | 8100203 | no | no |  |  | no |  |  | 1406143.765 | 15280730.408 |  | -1
node_8100203_200818500 |  |  | PQ | AN | 2771.281 | 8100203 | no | no |  |  | no |  |  | 1406131.267 | 15280925.03 |  | -1
node_8100203_200818501 |  |  | PQ | AD | 2771.281 | 8100203 | no | no |  |  | no |  |  | 1401494.429 | 15277700.935 |  | -1
node_8100203_200818502 |  |  | PQ | AN | 2771.281 | 8100203 | no | no |  |  | no |  |  | 1401426.719 | 15278031.337 |  | -1
node_8100203_200818503 |  |  | PQ | AN | 2771.281 | 8100203 | no | no |  |  | no |  |  | 1401667.557 | 15273948.536 |  | -1
node_8100203_200818505 |  |  | PQ | AN | 2771.281 | 8100203 | no | no |  |  | no |  |  | 1400789.136 | 15269276.121 |  | -1
node_8100203_200818507 |  |  | PQ | ABCD | 2771.281 | 8100203 | no | no |  |  | no |  |  | 1401560.231 | 15269346.116 |  | -1
node_8100203_200818508 |  |  | PQ | ABCD | 2771.281 | 8100203 | no | no |  |  | no |  |  | 1401556.499 | 15269049.85 |  | -1
node_8100203_200818509 |  |  | PQ | AN | 2771.281 | 8100203 | no | no |  |  | no |  |  | 1401328.046 | 15269037.966 |  | -1
node_8100203_200818510 |  |  | PQ | ABCD | 2771.281 | 8100203 | no | no |  |  | no |  |  | 1401558.221 | 15268748.786 |  | -1
node_8100203_200818511 |  |  | PQ | ABCN | 2771.281 | 8100203 | no | no |  |  | no |  |  | 1401366.269 | 15268523.125 |  | -1
node_8100203_200818513 |  |  | PQ | ABCD | 2771.281 | 8100203 | no | no |  |  | no |  |  | 1401169.402 | 15268483.002 |  | -1
node_8100203_200818514 |  |  | PQ | ABCD | 2771.281 | 8100203 | no | no |  |  | no |  |  | 1400979.581 | 15268441.104 |  | -1
node_8100203_200818515 |  |  | PQ | ABCD | 2771.281 | 8100203 | no | no |  |  | no |  |  | 1400643.868 | 15268381.095 |  | -1
node_8100203_200818516 |  |  | PQ | ABCD | 2771.281 | 8100203 | no | no |  |  | no |  |  | 1400351.634 | 15268305.759 |  | -1
node_8100203_200818517 |  |  | PQ | ABCD | 2771.281 | 8100203 | no | no |  |  | no |  |  | 1400050.842 | 15268285.549 |  | -1
node_8100203_200818518 |  |  | PQ | ABCD | 2771.281 | 8100203 | no | no |  |  | no |  |  | 1399750.792 | 15268258.763 |  | -1
node_8100203_200818519 |  |  | PQ | ABCN | 2771.281 | 8100203 | no | no |  |  | no |  |  | 1399454.793 | 15268237.909 |  | -1
node_8100203_200818520 |  |  | PQ | ABCD | 2771.281 | 8100203 | no | no |  |  | no |  |  | 1399157.847 | 15268214.445 |  | -1
node_8100203_200818521 |  |  | PQ | ABCN | 2771.281 | 8100203 | no | no |  |  | no |  |  | 1398853.581 | 15268257.089 |  | -1
node_8100203_200818522 |  |  | PQ | ABCD | 2771.281 | 8100203 | no | no |  |  | no |  |  | 1398643.364 | 15268263.192 |  | -1
node_8100203_200818523 |  |  | PQ | ABCN | 2771.281 | 8100203 | no | no |  |  | no |  |  | 1398428.878 | 15268231.421 |  | -1
node_8100203_200818526 |  |  | PQ | ABCN | 2771.281 | 8100203 | no | no |  |  | no |  |  | 1398179.033 | 15268031.532 |  | -1
node_8100203_200818528 |  |  | PQ | ABCD | 2771.281 | 8100203 | no | no |  |  | no |  |  | 1398065.24 | 15267793.359 |  | -1
node_8100203_200818529 |  |  | PQ | AD | 2771.281 | 8100203 | no | no |  |  | no |  |  | 1398021.724 | 15268169.069 |  | -1
node_8100203_200818530 |  |  | PQ | AN | 2771.281 | 8100203 | no | no |  |  | no |  |  | 1397809.471 | 15268482.233 |  | -1
node_8100203_200818532 |  |  | PQ | AD | 2771.281 | 8100203 | no | no |  |  | no |  |  | 1397682.961 | 15268747.263 |  | -1
node_8100203_200818533 |  |  | PQ | AD | 2771.281 | 8100203 | no | no |  |  | no |  |  | 1397518.381 | 15268987.609 |  | -1
node_8100203_200818534 |  |  | PQ | ABCN | 2771.281 | 8100203 | no | no |  |  | no |  |  | 1398075.216 | 15267563.115 |  | -1
node_8100203_200818535 |  |  | PQ | ABCN | 2771.281 | 8100203 | no | no |  |  | no |  |  | 1398077.967 | 15267324.058 |  | -1
node_8100203_200818536 |  |  | PQ | ABCD | 2771.281 | 8100203 | no | no |  |  | no |  |  | 1401871.945 | 15271397.723 |  | -1
node_8100203_200818537 |  |  | PQ | AD | 2771.281 | 8100203 | no | no |  |  | no |  |  | 1401881.441 | 15271542.184 |  | -1
node_8100203_200818538 |  |  | PQ | AN | 2771.281 | 8100203 | no | no |  |  | no |  |  | 1401908.437 | 15271843.453 |  | -1
node_8100203_200818539 |  |  | PQ | AD | 2771.281 | 8100203 | no | no |  |  | no |  |  | 1401919.83 | 15271974.911 |  | -1
node_8100203_200818540 |  |  | PQ | ABCD | 2771.281 | 8100203 | no | no |  |  | no |  |  | 1398086.343 | 15267064.329 |  | -1
node_8100203_200818541 |  |  | PQ | ABCN | 2771.281 | 8100203 | no | no |  |  | no |  |  | 1398096.733 | 15266813.287 |  | -1
node_8100203_200818542 |  |  | PQ | AN | 2771.281 | 8100203 | no | no |  |  | no |  |  | 1398151.271 | 15266805.809 |  | -1
node_8100203_200818543 |  |  | PQ | ABCN | 2771.281 | 8100203 | no | no |  |  | no |  |  | 1401861.985 | 15271181.061 |  | -1
node_8100203_200818544 |  |  | PQ | ABCD | 2771.281 | 8100203 | no | no |  |  | no |  |  | 1401840.834 | 15270963.396 |  | -1
node_8100203_200818545 |  |  | PQ | ABCD | 2771.281 | 8100203 | no | no |  |  | no |  |  | 1401834.191 | 15270752.682 |  | -1
node_8100203_200818546 |  |  | PQ | ABCD | 2771.281 | 8100203 | no | no |  |  | no |  |  | 1401645.575 | 15270493.002 |  | -1
node_8100203_200818547 |  |  | PQ | ABCN | 2771.281 | 8100203 | no | no |  |  | no |  |  | 1401464.149 | 15270230.971 |  | -1
node_8100203_200818548 |  |  | PQ | AN | 2771.281 | 8100203 | no | no |  |  | no |  |  | 1401807.753 | 15270171.832 |  | -1
node_8100203_200818549 |  |  | PQ | ABCD | 2771.281 | 8100203 | no | no |  |  | no |  |  | 1401493.025 | 15269930.819 |  | -1
node_8100203_200818550 |  |  | PQ | ABCD | 2771.281 | 8100203 | no | no |  |  | no |  |  | 1401524.731 | 15269631.929 |  | -1
node_8100203_200818633 |  |  | PQ | AD | 2771.281 | 8100203 | no | no |  |  | no |  |  | 1401672.255 | 15286105.298 |  | -1
node_8100203_200818634 |  |  | PQ | AN | 2771.281 | 8100203 | no | no |  |  | no |  |  | 1401577.328 | 15286101.127 |  | -1
node_8100203_200818636 |  |  | PQ | AD | 2771.281 | 8100203 | no | no |  |  | no |  |  | 1401498.378 | 15286312.632 |  | -1
node_8100203_200818637 |  |  | PQ | AD | 2771.281 | 8100203 | no | no |  |  | no |  |  | 1401475.97 | 15286552.78 |  | -1
node_8100203_200818638 |  |  | PQ | AN | 2771.281 | 8100203 | no | no |  |  | no |  |  | 1401438.865 | 15286690.116 |  | -1
node_8100203_200819538 |  |  | PQ | ABCD | 2771.281 | 8100203 | no | no |  |  | no |  |  | 1401079.942 | 15288753.432 |  | -1
node_8100203_200819539 |  |  | PQ | ABCD | 2771.281 | 8100203 | no | no |  |  | no |  |  | 1401165.56 | 15288807.926 |  | -1
node_8100203_200819942 |  |  | PQ | AN | 2771.281 | 8100203 | no | no |  |  | no |  |  | 1397524.985 | 15276041.001 |  | -1
node_8100203_200819943 |  |  | PQ | AD | 2771.281 | 8100203 | no | no |  |  | no |  |  | 1401333.22 | 15278529.479 |  | -1
node_8100203_200819944 |  |  | PQ | AD | 2771.281 | 8100203 | no | no |  |  | no |  |  | 1398868.599 | 15277974.686 |  | -1
node_8100203_200819945 |  |  | PQ | AD | 2771.281 | 8100203 | no | no |  |  | no |  |  | 1398812.472 | 15277750.661 |  | -1
node_8100203_200819946 |  |  | PQ | AN | 2771.281 | 8100203 | no | no |  |  | no |  |  | 1398760.474 | 15277570.315 |  | -1
node_8100203_200819948 |  |  | PQ | AN | 2771.281 | 8100203 | no | no |  |  | no |  |  | 1398709.213 | 15277374.714 |  | -1
node_8100203_200819950 |  |  | PQ | AD | 2771.281 | 8100203 | no | no |  |  | no |  |  | 1398550.655 | 15277187.519 |  | -1
node_8100203_200819951 |  |  | PQ | AD | 2771.281 | 8100203 | no | no |  |  | no |  |  | 1398264.08 | 15277073.214 |  | -1
node_8100203_200819952 |  |  | PQ | AD | 2771.281 | 8100203 | no | no |  |  | no |  |  | 1397983.063 | 15276960.372 |  | -1
node_8100203_200819953 |  |  | PQ | AD | 2771.281 | 8100203 | no | no |  |  | no |  |  | 1397712.92 | 15276851.525 |  | -1
node_8100203_200819954 |  |  | PQ | AD | 2771.281 | 8100203 | no | no |  |  | no |  |  | 1397438.387 | 15276748.179 |  | -1
node_8100203_200819955 |  |  | PQ | AD | 2771.281 | 8100203 | no | no |  |  | no |  |  | 1397210.845 | 15276612.629 |  | -1
node_8100203_200819956 |  |  | PQ | AN | 2771.281 | 8100203 | no | no |  |  | no |  |  | 1397001.915 | 15276505.119 |  | -1
node_8100203_200819957 |  |  | PQ | AN | 2771.281 | 8100203 | no | no |  |  | no |  |  | 1401217.29 | 15278519.052 |  | -1
node_8100203_200819958 |  |  | PQ | AD | 2771.281 | 8100203 | no | no |  |  | no |  |  | 1401060.066 | 15278473.522 |  | -1
node_8100203_200819959 |  |  | PQ | AD | 2771.281 | 8100203 | no | no |  |  | no |  |  | 1400950.23 | 15278431.716 |  | -1
node_8100203_200819960 |  |  | PQ | AN | 2771.281 | 8100203 | no | no |  |  | no |  |  | 1400733.143 | 15278419.561 |  | -1
node_8100203_200819962 |  |  | PQ | AD | 2771.281 | 8100203 | no | no |  |  | no |  |  | 1400595.069 | 15278409.159 |  | -1
node_8100203_200819965 |  |  | PQ | AN | 2771.281 | 8100203 | no | no |  |  | no |  |  | 1400337.861 | 15278397.528 |  | -1
node_8100203_200819966 |  |  | PQ | AN | 2771.281 | 8100203 | no | no |  |  | no |  |  | 1400136.777 | 15278384.297 |  | -1
node_8100203_200819967 |  |  | PQ | AN | 2771.281 | 8100203 | no | no |  |  | no |  |  | 1400012.181 | 15278376.103 |  | -1
node_8100203_200819969 |  |  | PQ | AN | 2771.281 | 8100203 | no | no |  |  | no |  |  | 1399712.988 | 15278353.267 |  | -1
node_8100203_200819971 |  |  | PQ | AN | 2771.281 | 8100203 | no | no |  |  | no |  |  | 1399481.578 | 15278347.98 |  | -1
node_8100203_200819973 |  |  | PQ | AD | 2771.281 | 8100203 | no | no |  |  | no |  |  | 1399327.747 | 15278326.781 |  | -1
node_8100203_200819974 |  |  | PQ | AN | 2771.281 | 8100203 | no | no |  |  | no |  |  | 1399151.055 | 15278328.894 |  | -1
node_8100203_200819975 |  |  | PQ | AD | 2771.281 | 8100203 | no | no |  |  | no |  |  | 1398963.343 | 15278303.588 |  | -1
node_8100203_200819976 |  |  | PQ | AD | 2771.281 | 8100203 | no | no |  |  | no |  |  | 1398911.825 | 15278138.543 |  | -1
node_8100203_200820007 |  |  | PQ | AN | 2771.281 | 8100203 | no | no |  |  | no |  |  | 1401697.459 | 15274664.523 |  | -1
node_8100203_200820008 |  |  | PQ | AD | 2771.281 | 8100203 | no | no |  |  | no |  |  | 1401599.6 | 15274658.373 |  | -1
node_8100203_200820009 |  |  | PQ | AN | 2771.281 | 8100203 | no | no |  |  | no |  |  | 1401590.297 | 15274899.35 |  | -1
node_8100203_200820010 |  |  | PQ | AD | 2771.281 | 8100203 | no | no |  |  | no |  |  | 1401498.679 | 15274650.108 |  | -1
node_8100203_200820011 |  |  | PQ | AD | 2771.281 | 8100203 | no | no |  |  | no |  |  | 1401354.373 | 15274651.043 |  | -1
node_8100203_200820012 |  |  | PQ | AD | 2771.281 | 8100203 | no | no |  |  | no |  |  | 1401336.638 | 15274945.081 |  | -1
node_8100203_200820013 |  |  | PQ | AD | 2771.281 | 8100203 | no | no |  |  | no |  |  | 1401311.197 | 15275232.808 |  | -1
node_8100203_200820014 |  |  | PQ | AN | 2771.281 | 8100203 | no | no |  |  | no |  |  | 1401236.939 | 15275507.678 |  | -1
node_8100203_200820015 |  |  | PQ | AD | 2771.281 | 8100203 | no | no |  |  | no |  |  | 1401149.515 | 15274633.893 |  | -1
node_8100203_200820016 |  |  | PQ | AN | 2771.281 | 8100203 | no | no |  |  | no |  |  | 1400799.501 | 15274606.922 |  | -1
node_8100203_200820017 |  |  | PQ | AN | 2771.281 | 8100203 | no | no |  |  | no |  |  | 1400586.336 | 15274589.065 |  | -1
node_8100203_200820018 |  |  | PQ | AD | 2771.281 | 8100203 | no | no |  |  | no |  |  | 1400592.699 | 15274658.628 |  | -1
node_8100203_200820019 |  |  | PQ | AN | 2771.281 | 8100203 | no | no |  |  | no |  |  | 1400575.365 | 15275056.664 |  | -1
node_8100203_200820020 |  |  | PQ | AN | 2771.281 | 8100203 | no | no |  |  | no |  |  | 1400558.946 | 15275362.309 |  | -1
node_8100203_200820152 |  |  | PQ | AN | 2771.281 | 8100203 | no | no |  |  | no |  |  | 1398874.401 | 15280013.68 |  | -1
node_8100203_200820153 |  |  | PQ | AN | 2771.281 | 8100203 | no | no |  |  | no |  |  | 1401289.374 | 15279615.297 |  | -1
node_8100203_200820154 |  |  | PQ | AD | 2771.281 | 8100203 | no | no |  |  | no |  |  | 1401006.752 | 15279459.962 |  | -1
node_8100203_200820155 |  |  | PQ | AD | 2771.281 | 8100203 | no | no |  |  | no |  |  | 1400753.312 | 15279405.109 |  | -1
node_8100203_200820157 |  |  | PQ | AN | 2771.281 | 8100203 | no | no |  |  | no |  |  | 1400479.304 | 15279342.05 |  | -1
node_8100203_200820158 |  |  | PQ | AD | 2771.281 | 8100203 | no | no |  |  | no |  |  | 1400202.647 | 15279486.836 |  | -1
node_8100203_200820159 |  |  | PQ | AN | 2771.281 | 8100203 | no | no |  |  | no |  |  | 1399953.174 | 15279461.664 |  | -1
node_8100203_200820160 |  |  | PQ | AN | 2771.281 | 8100203 | no | no |  |  | no |  |  | 1399931.116 | 15279670.911 |  | -1
node_8100203_200820161 |  |  | PQ | AD | 2771.281 | 8100203 | no | no |  |  | no |  |  | 1399919.792 | 15279816.859 |  | -1
node_8100203_200820162 |  |  | PQ | AN | 2771.281 | 8100203 | no | no |  |  | no |  |  | 1399901.767 | 15280077.895 |  | -1
node_8100203_200820164 |  |  | PQ | AN | 2771.281 | 8100203 | no | no |  |  | no |  |  | 1399854.962 | 15280022.282 |  | -1
node_8100203_200820255 |  |  | PQ | AD | 2771.281 | 8100203 | no | no |  |  | no |  |  | 1406727.335 | 15284892.526 |  | -1
node_8100203_200820256 |  |  | PQ | AN | 2771.281 | 8100203 | no | no |  |  | no |  |  | 1406702.35 | 15285229.076 |  | -1
node_8100203_200820257 |  |  | PQ | AN | 2771.281 | 8100203 | no | no |  |  | no |  |  | 1406679.368 | 15285534.518 |  | -1
node_8100203_200820334 |  |  | PQ | AD | 2771.281 | 8100203 | no | no |  |  | no |  |  | 1403291.36 | 15280103.634 |  | -1
node_8100203_200820335 |  |  | PQ | AN | 2771.281 | 8100203 | no | no |  |  | no |  |  | 1403556.02 | 15280033.822 |  | -1
node_8100203_200820336 |  |  | PQ | AN | 2771.281 | 8100203 | no | no |  |  | no |  |  | 1403800.937 | 15279866.63 |  | -1
node_8100203_200820338 |  |  | PQ | AN | 2771.281 | 8100203 | no | no |  |  | no |  |  | 1404014.023 | 15279592.678 |  | -1
node_8100203_200820340 |  |  | PQ | AD | 2771.281 | 8100203 | no | no |  |  | no |  |  | 1404141.511 | 15279533.502 |  | -1
node_8100203_200820341 |  |  | PQ | AN | 2771.281 | 8100203 | no | no |  |  | no |  |  | 1404303.432 | 15279454.534 |  | -1
node_8100203_200820439 |  |  | PQ | AN | 2771.281 | 8100203 | no | no |  |  | no |  |  | 1404759.785 | 15279222.117 |  | -1
node_8100203_200820440 |  |  | PQ | AN | 2771.281 | 8100203 | no | no |  |  | no |  |  | 1405019.745 | 15279093.508 |  | -1
node_8100203_200820442 |  |  | PQ | AN | 2771.281 | 8100203 | no | no |  |  | no |  |  | 1405363.332 | 15279021.368 |  | -1
node_8100203_200820496 |  |  | PQ | AN | 2771.281 | 8100203 | no | no |  |  | no |  |  | 1404321.937 | 15280604.879 |  | -1
node_8100203_200820497 |  |  | PQ | AD | 2771.281 | 8100203 | no | no |  |  | no |  |  | 1405679.272 | 15280511.914 |  | -1
node_8100203_200820498 |  |  | PQ | AD | 2771.281 | 8100203 | no | no |  |  | no |  |  | 1405669.88 | 15280546.665 |  | -1
node_8100203_200820499 |  |  | PQ | AN | 2771.281 | 8100203 | no | no |  |  | no |  |  | 1405729.017 | 15280720.466 |  | -1
node_8100203_200820500 |  |  | PQ | AD | 2771.281 | 8100203 | no | no |  |  | no |  |  | 1405430.711 | 15280543.774 |  | -1
node_8100203_200820501 |  |  | PQ | AD | 2771.281 | 8100203 | no | no |  |  | no |  |  | 1405350.915 | 15280623.755 |  | -1
node_8100203_200820502 |  |  | PQ | AD | 2771.281 | 8100203 | no | no |  |  | no |  |  | 1405412.049 | 15280826.001 |  | -1
node_8100203_200820503 |  |  | PQ | AN | 2771.281 | 8100203 | no | no |  |  | no |  |  | 1405474.277 | 15281022.269 |  | -1
node_8100203_200820504 |  |  | PQ | AD | 2771.281 | 8100203 | no | no |  |  | no |  |  | 1405166.692 | 15280581.811 |  | -1
node_8100203_200820505 |  |  | PQ | AN | 2771.281 | 8100203 | no | no |  |  | no |  |  | 1404907.39 | 15280621.748 |  | -1
node_8100203_200820507 |  |  | PQ | AD | 2771.281 | 8100203 | no | no |  |  | no |  |  | 1404935.121 | 15280658.629 |  | -1
node_8100203_200820508 |  |  | PQ | AN | 2771.281 | 8100203 | no | no |  |  | no |  |  | 1405003.849 | 15280941.669 |  | -1
node_8100203_200820509 |  |  | PQ | AD | 2771.281 | 8100203 | no | no |  |  | no |  |  | 1404645.593 | 15280653.837 |  | -1
node_8100203_200820510 |  |  | PQ | AD | 2771.281 | 8100203 | no | no |  |  | no |  |  | 1404521.98 | 15280802.422 |  | -1
node_8100203_200820511 |  |  | PQ | AN | 2771.281 | 8100203 | no | no |  |  | no |  |  | 1404587.407 | 15281035.246 |  | -1
node_8100203_200820512 |  |  | PQ | AN | 2771.281 | 8100203 | no | no |  |  | no |  |  | 1404484.381 | 15280623.97 |  | -1
node_8100203_200820515 |  |  | PQ | AD | 2771.281 | 8100203 | no | no |  |  | no |  |  | 1399164.818 | 15268422.033 |  | -1
node_8100203_200820516 |  |  | PQ | AD | 2771.281 | 8100203 | no | no |  |  | no |  |  | 1399009.043 | 15268545.804 |  | -1
node_8100203_200820517 |  |  | PQ | AD | 2771.281 | 8100203 | no | no |  |  | no |  |  | 1399201.567 | 15268739.59 |  | -1
node_8100203_200820518 |  |  | PQ | AN | 2771.281 | 8100203 | no | no |  |  | no |  |  | 1399464.279 | 15268799.117 |  | -1
node_8100203_200820520 |  |  | PQ | AN | 2771.281 | 8100203 | no | no |  |  | no |  |  | 1399711.938 | 15268812.18 |  | -1
node_8100203_200820521 |  |  | PQ | AN | 2771.281 | 8100203 | no | no |  |  | no |  |  | 1399936.06 | 15268776.86 |  | -1
node_8100203_200820522 |  |  | PQ | AN | 2771.281 | 8100203 | no | no |  |  | no |  |  | 1400168.024 | 15268872.93 |  | -1
node_8100203_200820523 |  |  | PQ | AD | 2771.281 | 8100203 | no | no |  |  | no |  |  | 1398958.839 | 15268743.702 |  | -1
node_8100203_200820524 |  |  | PQ | AN | 2771.281 | 8100203 | no | no |  |  | no |  |  | 1398912.333 | 15268950.217 |  | -1
node_8100203_200820525 |  |  | PQ | AD | 2771.281 | 8100203 | no | no |  |  | no |  |  | 1398739.398 | 15269161.426 |  | -1
node_8100203_200820526 |  |  | PQ | AD | 2771.281 | 8100203 | no | no |  |  | no |  |  | 1398913.419 | 15269346.89 |  | -1
node_8100203_200820527 |  |  | PQ | AN | 2771.281 | 8100203 | no | no |  |  | no |  |  | 1399162.353 | 15269445.665 |  | -1
node_8100203_200820528 |  |  | PQ | AN | 2771.281 | 8100203 | no | no |  |  | no |  |  | 1399359.733 | 15269574.76 |  | -1
node_8100203_200820529 |  |  | PQ | AN | 2771.281 | 8100203 | no | no |  |  | no |  |  | 1399558.574 | 15269686.375 |  | -1
node_8100203_200820530 |  |  | PQ | AN | 2771.281 | 8100203 | no | no |  |  | no |  |  | 1399855.675 | 15269719.957 |  | -1
node_8100203_200820532 |  |  | PQ | AN | 2771.281 | 8100203 | no | no |  |  | no |  |  | 1400170.602 | 15269736.812 |  | -1
node_8100203_200820533 |  |  | PQ | AN | 2771.281 | 8100203 | no | no |  |  | no |  |  | 1398656.088 | 15269359.854 |  | -1
node_8100203_200820534 |  |  | PQ | AN | 2771.281 | 8100203 | no | no |  |  | no |  |  | 1398491.509 | 15269504.608 |  | -1
node_8100203_200820535 |  |  | PQ | AN | 2771.281 | 8100203 | no | no |  |  | no |  |  | 1398529.904 | 15269778.714 |  | -1
node_8100203_200829066 |  |  | PQ | ABCD | 2771.281 | 8100203 | no | no |  |  | no |  |  | 1403328.919 | 15278662.48 |  | -1
node_8100203_200829067 |  |  | PQ | ABCD | 2771.281 | 8100203 | no | no |  |  | no |  |  | 1403346.175 | 15278468.16 |  | -1
node_8100203_200829068 |  |  | PQ | ABCD | 2771.281 | 8100203 | no | no |  |  | no |  |  | 1403350.965 | 15278267.35 |  | -1
node_8100203_200829069 |  |  | PQ | ABCD | 2771.281 | 8100203 | no | no |  |  | no |  |  | 1403359.227 | 15278069.486 |  | -1
node_8100203_200829070 |  |  | PQ | ABCD | 2771.281 | 8100203 | no | no |  |  | no |  |  | 1403374.741 | 15277880.214 |  | -1
node_8100203_200829071 |  |  | PQ | ABCD | 2771.281 | 8100203 | no | no |  |  | no |  |  | 1403384.395 | 15277681.129 |  | -1
node_8100203_200829072 |  |  | PQ | ABCD | 2771.281 | 8100203 | no | no |  |  | no |  |  | 1403397.003 | 15277481.328 |  | -1
node_8100203_200829073 |  |  | PQ | ABCD | 2771.281 | 8100203 | no | no |  |  | no |  |  | 1403407.671 | 15277290.312 |  | -1
node_8100203_200829076 |  |  | PQ | ABCD | 2771.281 | 8100203 | no | no |  |  | no |  |  | 1403438.168 | 15276699.073 |  | -1
node_8100203_200829077 |  |  | PQ | ABCD | 2771.281 | 8100203 | no | no |  |  | no |  |  | 1403445.144 | 15276489.244 |  | -1
node_8100203_200829079 |  |  | PQ | AN | 2771.281 | 8100203 | no | no |  |  | no |  |  | 1407177.248 | 15281011.59 |  | -1
node_8100203_200829081 |  |  | PQ | AD | 2771.281 | 8100203 | no | no |  |  | no |  |  | 1407528.227 | 15281118.196 |  | -1
node_8100203_200829082 |  |  | PQ | AN | 2771.281 | 8100203 | no | no |  |  | no |  |  | 1407835.998 | 15281201.081 |  | -1
node_8100203_200829083 |  |  | PQ | AD | 2771.281 | 8100203 | no | no |  |  | no |  |  | 1408095.948 | 15281183.462 |  | -1
node_8100203_200829084 |  |  | PQ | AN | 2771.281 | 8100203 | no | no |  |  | no |  |  | 1408063.075 | 15281148.131 |  | -1
node_8100203_200829085 |  |  | PQ | AD | 2771.281 | 8100203 | no | no |  |  | no |  |  | 1408074.795 | 15280851.69 |  | -1
node_8100203_200829086 |  |  | PQ | AN | 2771.281 | 8100203 | no | no |  |  | no |  |  | 1407865.27 | 15280785.125 |  | -1
node_8100203_200829087 |  |  | PQ | AD | 2771.281 | 8100203 | no | no |  |  | no |  |  | 1408353.281 | 15281242.256 |  | -1
node_8100203_200829088 |  |  | PQ | AN | 2771.281 | 8100203 | no | no |  |  | no |  |  | 1408518.697 | 15281092.863 |  | -1
node_8100203_200829089 |  |  | PQ | AN | 2771.281 | 8100203 | no | no |  |  | no |  |  | 1408684.982 | 15280823.848 |  | -1
node_8100203_200829091 |  |  | PQ | AN | 2771.281 | 8100203 | no | no |  |  | no |  |  | 1408365.803 | 15281367.345 |  | -1
node_8100203_200829093 |  |  | PQ | AN | 2771.281 | 8100203 | no | no |  |  | no |  |  | 1408252.561 | 15281824.853 |  | -1
node_8100203_200829095 |  |  | PQ | AN | 2771.281 | 8100203 | no | no |  |  | no |  |  | 1408198.886 | 15282027.747 |  | -1
node_8100203_200829096 |  |  | PQ | AN | 2771.281 | 8100203 | no | no |  |  | no |  |  | 1408150.686 | 15282237.234 |  | -1
node_8100203_200829097 |  |  | PQ | AN | 2771.281 | 8100203 | no | no |  |  | no |  |  | 1408017.371 | 15282439.871 |  | -1
node_8100203_200829103 |  |  | PQ | AN | 2771.281 | 8100203 | no | no |  |  | no |  |  | 1407343.677 | 15283546.725 |  | -1
node_8100203_200829104 |  |  | PQ | AD | 2771.281 | 8100203 | no | no |  |  | no |  |  | 1407270.791 | 15283531.113 |  | -1
node_8100203_200829105 |  |  | PQ | AN | 2771.281 | 8100203 | no | no |  |  | no |  |  | 1406952.518 | 15283613.716 |  | -1
node_8100203_200829107 |  |  | PQ | AD | 2771.281 | 8100203 | no | no |  |  | no |  |  | 1407230.856 | 15283941.403 |  | -1
node_8100203_200829110 |  |  | PQ | AN | 2771.281 | 8100203 | no | no |  |  | no |  |  | 1407180.626 | 15284125.203 |  | -1
node_8100203_200829112 |  |  | PQ | AN | 2771.281 | 8100203 | no | no |  |  | no |  |  | 1407117.164 | 15284329.992 |  | -1
node_8100203_200829113 |  |  | PQ | AD | 2771.281 | 8100203 | no | no |  |  | no |  |  | 1407075.302 | 15284492.124 |  | -1
node_8100203_200829116 |  |  | PQ | AN | 2771.281 | 8100203 | no | no |  |  | no |  |  | 1407029.451 | 15284660.549 |  | -1
node_8100203_200829117 |  |  | PQ | AD | 2771.281 | 8100203 | no | no |  |  | no |  |  | 1406852.383 | 15284631.989 |  | -1
node_8100203_200829121 |  |  | PQ | AN | 2771.281 | 8100203 | no | no |  |  | no |  |  | 1401700.672 | 15276992.814 |  | -1
node_8100203_200829123 |  |  | PQ | AD | 2771.281 | 8100203 | no | no |  |  | no |  |  | 1401638.561 | 15277130.778 |  | -1
node_8100203_200829124 |  |  | PQ | AN | 2771.281 | 8100203 | no | no |  |  | no |  |  | 1401601.324 | 15277325.556 |  | -1
node_8100203_200829128 |  |  | PQ | AN | 2771.281 | 8100203 | no | no |  |  | no |  |  | 1401955.587 | 15276417.815 |  | -1
node_8100203_200829129 |  |  | PQ | AN | 2771.281 | 8100203 | no | no |  |  | no |  |  | 1402080.932 | 15276163.108 |  | -1
node_8100203_200829132 |  |  | PQ | AD | 2771.281 | 8100203 | no | no |  |  | no |  |  | 1402161.534 | 15275951.483 |  | -1
node_8100203_200829133 |  |  | PQ | AN | 2771.281 | 8100203 | no | no |  |  | no |  |  | 1402194.889 | 15275676.749 |  | -1
node_8100203_200829135 |  |  | PQ | AD | 2771.281 | 8100203 | no | no |  |  | no |  |  | 1402233.447 | 15275409.816 |  | -1
node_8100203_200829136 |  |  | PQ | AN | 2771.281 | 8100203 | no | no |  |  | no |  |  | 1402258.763 | 15275255.141 |  | -1
node_8100203_200829137 |  |  | PQ | ABCD | 2771.281 | 8100203 | no | no |  |  | no |  |  | 1402282.813 | 15275060.352 |  | -1
node_8100203_200829138 |  |  | PQ | ABCN | 2771.281 | 8100203 | no | no |  |  | no |  |  | 1402311.65 | 15274849.434 |  | -1
node_8100203_200829140 |  |  | PQ | ABCD | 2771.281 | 8100203 | no | no |  |  | no |  |  | 1402336.507 | 15274684.485 |  | -1
node_8100203_200829141 |  |  | PQ | ABCN | 2771.281 | 8100203 | no | no |  |  | no |  |  | 1402370.1 | 15274486.477 |  | -1
node_8100203_200829142 |  |  | PQ | ABCD | 2771.281 | 8100203 | no | no |  |  | no |  |  | 1402401.981 | 15274289.114 |  | -1
node_8100203_200829143 |  |  | PQ | ABCD | 2771.281 | 8100203 | no | no |  |  | no |  |  | 1402420.848 | 15274122.746 |  | -1
node_8100203_200829144 |  |  | PQ | ABCD | 2771.281 | 8100203 | no | no |  |  | no |  |  | 1402449.095 | 15273964.851 |  | -1
node_8100203_200829145 |  |  | PQ | AD | 2771.281 | 8100203 | no | no |  |  | no |  |  | 1402407.127 | 15273967.141 |  | -1
node_8100203_200829146 |  |  | PQ | AD | 2771.281 | 8100203 | no | no |  |  | no |  |  | 1402075.072 | 15273957.893 |  | -1
node_8100203_200829147 |  |  | PQ | ABCN | 2771.281 | 8100203 | no | no |  |  | no |  |  | 1402456.092 | 15273806.292 |  | -1
node_8100203_200829148 |  |  | PQ | ABCD | 2771.281 | 8100203 | no | no |  |  | no |  |  | 1402423.773 | 15273536.918 |  | -1
node_8100203_200829152 |  |  | PQ | ABCD | 2771.281 | 8100203 | no | no |  |  | no |  |  | 1402430.024 | 15273091.472 |  | -1
node_8100203_200829154 |  |  | PQ | ABCD | 2771.281 | 8100203 | no | no |  |  | no |  |  | 1402438.842 | 15272904.544 |  | -1
node_8100203_200829155 |  |  | PQ | ABCD | 2771.281 | 8100203 | no | no |  |  | no |  |  | 1402431.415 | 15272825.74 |  | -1
node_8100203_200829156 |  |  | PQ | ABCN | 2771.281 | 8100203 | no | no |  |  | no |  |  | 1402488.706 | 15272716.206 |  | -1
node_8100203_200829157 |  |  | PQ | AD | 2771.281 | 8100203 | no | no |  |  | no |  |  | 1402441.614 | 15272697.101 |  | -1
node_8100203_200829158 |  |  | PQ | AN | 2771.281 | 8100203 | no | no |  |  | no |  |  | 1402216.024 | 15272682.001 |  | -1
node_8100203_200829159 |  |  | PQ | AN | 2771.281 | 8100203 | no | no |  |  | no |  |  | 1402147.623 | 15272384.774 |  | -1
node_8100203_200829160 |  |  | PQ | ABCN | 2771.281 | 8100203 | no | no |  |  | no |  |  | 1402495.188 | 15272500.105 |  | -1
node_8100203_200829162 |  |  | PQ | ABCN | 2771.281 | 8100203 | no | no |  |  | no |  |  | 1402553.54 | 15272313.544 |  | -1
node_8100203_200829164 |  |  | PQ | ABCN | 2771.281 | 8100203 | no | no |  |  | no |  |  | 1402622.963 | 15272085.361 |  | -1
node_8100203_200829166 |  |  | PQ | ABCD | 2771.281 | 8100203 | no | no |  |  | no |  |  | 1402745.923 | 15271905.11 |  | -1
node_8100203_200829167 |  |  | PQ | ABCD | 2771.281 | 8100203 | no | no |  |  | no |  |  | 1402840.483 | 15271754.317 |  | -1
node_8100203_200829254 |  |  | PQ | ABCD | 2771.281 | 8100203 | no | no |  |  | no |  |  | 1402500.644 | 15271632.43 |  | -1
node_8100203_200829303 |  |  | PQ | AD | 2771.281 | 8100203 | no | no |  |  | no |  |  | 1407262.677 | 15274284.759 |  | -1
node_8100203_200829304 |  |  | PQ | AN | 2771.281 | 8100203 | no | no |  |  | no |  |  | 1407101.021 | 15273853.894 |  | -1
node_8100203_200829305 |  |  | PQ | AN | 2771.281 | 8100203 | no | no |  |  | no |  |  | 1407514.09 | 15274642.8 |  | -1
node_8100203_200829306 |  |  | PQ | AD | 2771.281 | 8100203 | no | no |  |  | no |  |  | 1407432.813 | 15274884.197 |  | -1
node_8100203_200829307 |  |  | PQ | AD | 2771.281 | 8100203 | no | no |  |  | no |  |  | 1407378.408 | 15275051.275 |  | -1
node_8100203_200829666 |  |  | PQ | AD | 2771.281 | 8100203 | no | no |  |  | no |  |  | 1402236.77 | 15274704.795 |  | -1
node_8100203_200829730 |  |  | PQ | ABCD | 2771.281 | 8100203 | no | no |  |  | no |  |  | 1403443.33 | 15276365.703 |  | -1
node_8100203_200829731 |  |  | PQ | ABCD | 2771.281 | 8100203 | no | no |  |  | no |  |  | 1403436.917 | 15276180.825 |  | -1
node_8100203_200829732 |  |  | PQ | AD | 2771.281 | 8100203 | no | no |  |  | no |  |  | 1405004.47 | 15275347.097 |  | -1
node_8100203_200829733 |  |  | PQ | AN | 2771.281 | 8100203 | no | no |  |  | no |  |  | 1405211.98 | 15275362.341 |  | -1
node_8100203_200829734 |  |  | PQ | AD | 2771.281 | 8100203 | no | no |  |  | no |  |  | 1405199.868 | 15275665.948 |  | -1
node_8100203_200829735 |  |  | PQ | AN | 2771.281 | 8100203 | no | no |  |  | no |  |  | 1405179.269 | 15275971.586 |  | -1
node_8100203_200829737 |  |  | PQ | AN | 2771.281 | 8100203 | no | no |  |  | no |  |  | 1405402.907 | 15275330.801 |  | -1
node_8100203_200829738 |  |  | PQ | AD | 2771.281 | 8100203 | no | no |  |  | no |  |  | 1405628.203 | 15275348.113 |  | -1
node_8100203_200829739 |  |  | PQ | AD | 2771.281 | 8100203 | no | no |  |  | no |  |  | 1405593.391 | 15275632.637 |  | -1
node_8100203_200829740 |  |  | PQ | AN | 2771.281 | 8100203 | no | no |  |  | no |  |  | 1405579.728 | 15275826.244 |  | -1
node_8100203_200829741 |  |  | PQ | AD | 2771.281 | 8100203 | no | no |  |  | no |  |  | 1405780.097 | 15275394.161 |  | -1
node_8100203_200829742 |  |  | PQ | AN | 2771.281 | 8100203 | no | no |  |  | no |  |  | 1405952.742 | 15275413.577 |  | -1
node_8100203_200829744 |  |  | PQ | AD | 2771.281 | 8100203 | no | no |  |  | no |  |  | 1406094.621 | 15275439.258 |  | -1
node_8100203_200829745 |  |  | PQ | AD | 2771.281 | 8100203 | no | no |  |  | no |  |  | 1406334.465 | 15275560.104 |  | -1
node_8100203_200829746 |  |  | PQ | AD | 2771.281 | 8100203 | no | no |  |  | no |  |  | 1406331.445 | 15275536.983 |  | -1
node_8100203_200829747 |  |  | PQ | AN | 2771.281 | 8100203 | no | no |  |  | no |  |  | 1406164.442 | 15275808.586 |  | -1
node_8100203_200829748 |  |  | PQ | AN | 2771.281 | 8100203 | no | no |  |  | no |  |  | 1406396.527 | 15275343.943 |  | -1
node_8100203_200829749 |  |  | PQ | AN | 2771.281 | 8100203 | no | no |  |  | no |  |  | 1406519.066 | 15275637.515 |  | -1
node_8100203_200829750 |  |  | PQ | AD | 2771.281 | 8100203 | no | no |  |  | no |  |  | 1406703.598 | 15275732.19 |  | -1
node_8100203_200829751 |  |  | PQ | ABCD | 2771.281 | 8100203 | no | no |  |  | no |  |  | 1403428.176 | 15275990.729 |  | -1
node_8100203_200829752 |  |  | PQ | ABCN | 2771.281 | 8100203 | no | no |  |  | no |  |  | 1403413.149 | 15275684.217 |  | -1
node_8100203_200829753 |  |  | PQ | AD | 2771.281 | 8100203 | no | no |  |  | no |  |  | 1406910.617 | 15275821.269 |  | -1
node_8100203_200829754 |  |  | PQ | AD | 2771.281 | 8100203 | no | no |  |  | no |  |  | 1407069.134 | 15275884.082 |  | -1
node_8100203_200829755 |  |  | PQ | ABCD | 2771.281 | 8100203 | no | no |  |  | no |  |  | 1403396.741 | 15275367.626 |  | -1
node_8100203_200829756 |  |  | PQ | ABCN | 2771.281 | 8100203 | no | no |  |  | no |  |  | 1403419.622 | 15275234.816 |  | -1
node_8100203_200829758 |  |  | PQ | AD | 2771.281 | 8100203 | no | no |  |  | no |  |  | 1404175.509 | 15275295.32 |  | -1
node_8100203_200829759 |  |  | PQ | AD | 2771.281 | 8100203 | no | no |  |  | no |  |  | 1404157.007 | 15275565.152 |  | -1
node_8100203_200829760 |  |  | PQ | AN | 2771.281 | 8100203 | no | no |  |  | no |  |  | 1404138.504 | 15275834.258 |  | -1
node_8100203_200829761 |  |  | PQ | AN | 2771.281 | 8100203 | no | no |  |  | no |  |  | 1404382.082 | 15275305.427 |  | -1
node_8100203_200829762 |  |  | PQ | AD | 2771.281 | 8100203 | no | no |  |  | no |  |  | 1404589.15 | 15275320.262 |  | -1
node_8100203_200829763 |  |  | PQ | AN | 2771.281 | 8100203 | no | no |  |  | no |  |  | 1404796.993 | 15275332.958 |  | -1
node_8100203_200829809 |  |  | PQ | ABCD | 2771.281 | 8100203 | no | no |  |  | no |  |  | 1402314.709 | 15275072.738 |  | -1
node_8100203_200829811 |  |  | PQ | ABCN | 2771.281 | 8100203 | no | no |  |  | no |  |  | 1402576.467 | 15275099.914 |  | -1
node_8100203_200829812 |  |  | PQ | ABCN | 2771.281 | 8100203 | no | no |  |  | no |  |  | 1402844.385 | 15275126.83 |  | -1
node_8100203_200829813 |  |  | PQ | ABCN | 2771.281 | 8100203 | no | no |  |  | no |  |  | 1403108.785 | 15275148.114 |  | -1
node_8100203_200829815 |  |  | PQ | ABCD | 2771.281 | 8100203 | no | no |  |  | no |  |  | 1403307.19 | 15275167.43 |  | -1
node_8100203_200829816 |  |  | PQ | ABCD | 2771.281 | 8100203 | no | no |  |  | no |  |  | 1403507.501 | 15275184.582 |  | -1
node_8100203_200829817 |  |  | PQ | AD | 2771.281 | 8100203 | no | no |  |  | no |  |  | 1403708.156 | 15275201.658 |  | -1
node_8100203_200829818 |  |  | PQ | AD | 2771.281 | 8100203 | no | no |  |  | no |  |  | 1404003.052 | 15275226.34 |  | -1
node_8100203_200829863 |  |  | PQ | AD | 2771.281 | 8100203 | no | no |  |  | no |  |  | 1406971.372 | 15285534.325 |  | -1
node_8100203_200829864 |  |  | PQ | AN | 2771.281 | 8100203 | no | no |  |  | no |  |  | 1407217.329 | 15285536.038 |  | -1
node_8100203_200829867 |  |  | PQ | AD | 2771.281 | 8100203 | no | no |  |  | no |  |  | 1407416.375 | 15285544.629 |  | -1
node_8100203_200829869 |  |  | PQ | AN | 2771.281 | 8100203 | no | no |  |  | no |  |  | 1407622.579 | 15285555.578 |  | -1
node_8100203_200829880 |  |  | PQ | AN | 2771.281 | 8100203 | no | no |  |  | no |  |  | 1405845.831 | 15276635.907 |  | -1
node_8100203_200829881 |  |  | PQ | AD | 2771.281 | 8100203 | no | no |  |  | no |  |  | 1406132.555 | 15276645.945 |  | -1
node_8100203_200829882 |  |  | PQ | AD | 2771.281 | 8100203 | no | no |  |  | no |  |  | 1406413.778 | 15276650.581 |  | -1
node_8100203_200829883 |  |  | PQ | AD | 2771.281 | 8100203 | no | no |  |  | no |  |  | 1406736.896 | 15276661.163 |  | -1
node_8100203_200829884 |  |  | PQ | AN | 2771.281 | 8100203 | no | no |  |  | no |  |  | 1407510.99 | 15275100.751 |  | -1
node_8100203_200829885 |  |  | PQ | AN | 2771.281 | 8100203 | no | no |  |  | no |  |  | 1406296.422 | 15277435.409 |  | -1
node_8100203_200829886 |  |  | PQ | AN | 2771.281 | 8100203 | no | no |  |  | no |  |  | 1406190.464 | 15277643.572 |  | -1
node_8100203_200829887 |  |  | PQ | AN | 2771.281 | 8100203 | no | no |  |  | no |  |  | 1406100.883 | 15277825.908 |  | -1
node_8100203_200829889 |  |  | PQ | AD | 2771.281 | 8100203 | no | no |  |  | no |  |  | 1406150.212 | 15277877.222 |  | -1
node_8100203_200829890 |  |  | PQ | AD | 2771.281 | 8100203 | no | no |  |  | no |  |  | 1406360.502 | 15278094.799 |  | -1
node_8100203_200829891 |  |  | PQ | AN | 2771.281 | 8100203 | no | no |  |  | no |  |  | 1406579.536 | 15278081.886 |  | -1
node_8100203_200829892 |  |  | PQ | AN | 2771.281 | 8100203 | no | no |  |  | no |  |  | 1405979.402 | 15278098.125 |  | -1
node_8100203_200829893 |  |  | PQ | AN | 2771.281 | 8100203 | no | no |  |  | no |  |  | 1405706.102 | 15278264.972 |  | -1
node_8100203_200829894 |  |  | PQ | AD | 2771.281 | 8100203 | no | no |  |  | no |  |  | 1405290.812 | 15278317.218 |  | -1
node_8100203_200829895 |  |  | PQ | AN | 2771.281 | 8100203 | no | no |  |  | no |  |  | 1405056.542 | 15278357.964 |  | -1
node_8100203_200829896 |  |  | PQ | AD | 2771.281 | 8100203 | no | no |  |  | no |  |  | 1407418.858 | 15275311.478 |  | -1
node_8100203_200829898 |  |  | PQ | AD | 2771.281 | 8100203 | no | no |  |  | no |  |  | 1407283.731 | 15275584.869 |  | -1
node_8100203_200829899 |  |  | PQ | AN | 2771.281 | 8100203 | no | no |  |  | no |  |  | 1407205.741 | 15275766.242 |  | -1
node_8100203_200829900 |  |  | PQ | AD | 2771.281 | 8100203 | no | no |  |  | no |  |  | 1406957.882 | 15276257.267 |  | -1
node_8100203_200829901 |  |  | PQ | AN | 2771.281 | 8100203 | no | no |  |  | no |  |  | 1406784.498 | 15276539.957 |  | -1
node_8100203_200829902 |  |  | PQ | AD | 2771.281 | 8100203 | no | no |  |  | no |  |  | 1406545.544 | 15276850.395 |  | -1
node_8100203_200829903 |  |  | PQ | AD | 2771.281 | 8100203 | no | no |  |  | no |  |  | 1406427.03 | 15277074.802 |  | -1
node_8100203_200829904 |  |  | PQ | AN | 2771.281 | 8100203 | no | no |  |  | no |  |  | 1406316.981 | 15277298.487 |  | -1
node_8100203_200829910 |  |  | PQ | AD | 2771.281 | 8100203 | no | no |  |  | no |  |  | 1402489.069 | 15272804.06 |  | -1
node_8100203_200829911 |  |  | PQ | AN | 2771.281 | 8100203 | no | no |  |  | no |  |  | 1404377.771 | 15271812.044 |  | -1
node_8100203_200829912 |  |  | PQ | AD | 2771.281 | 8100203 | no | no |  |  | no |  |  | 1404551.318 | 15271554.608 |  | -1
node_8100203_200829913 |  |  | PQ | AN | 2771.281 | 8100203 | no | no |  |  | no |  |  | 1404740.797 | 15271277.871 |  | -1
node_8100203_200829914 |  |  | PQ | AN | 2771.281 | 8100203 | no | no |  |  | no |  |  | 1404923.423 | 15271001.848 |  | -1
node_8100203_200829915 |  |  | PQ | AD | 2771.281 | 8100203 | no | no |  |  | no |  |  | 1405263.881 | 15270871.158 |  | -1
node_8100203_200829916 |  |  | PQ | AD | 2771.281 | 8100203 | no | no |  |  | no |  |  | 1405459.11 | 15270717.741 |  | -1
node_8100203_200829917 |  |  | PQ | AD | 2771.281 | 8100203 | no | no |  |  | no |  |  | 1405766.647 | 15270570.819 |  | -1
node_8100203_200829918 |  |  | PQ | AN | 2771.281 | 8100203 | no | no |  |  | no |  |  | 1406033.243 | 15270308.85 |  | -1
node_8100203_200829921 |  |  | PQ | AD | 2771.281 | 8100203 | no | no |  |  | no |  |  | 1406559.605 | 15269849.395 |  | -1
node_8100203_200829922 |  |  | PQ | AD | 2771.281 | 8100203 | no | no |  |  | no |  |  | 1402519.131 | 15272796.487 |  | -1
node_8100203_200829923 |  |  | PQ | AN | 2771.281 | 8100203 | no | no |  |  | no |  |  | 1406844.166 | 15269601.32 |  | -1
node_8100203_200829925 |  |  | PQ | AD | 2771.281 | 8100203 | no | no |  |  | no |  |  | 1407094.74 | 15269138.243 |  | -1
node_8100203_200829927 |  |  | PQ | AD | 2771.281 | 8100203 | no | no |  |  | no |  |  | 1402811.929 | 15272749.165 |  | -1
node_8100203_200829928 |  |  | PQ | AN | 2771.281 | 8100203 | no | no |  |  | no |  |  | 1403100.132 | 15272706.847 |  | -1
node_8100203_200829930 |  |  | PQ | AD | 2771.281 | 8100203 | no | no |  |  | no |  |  | 1403403.193 | 15272662.836 |  | -1
node_8100203_200829931 |  |  | PQ | AD | 2771.281 | 8100203 | no | no |  |  | no |  |  | 1403700.124 | 15272625.889 |  | -1
node_8100203_200829932 |  |  | PQ | AN | 2771.281 | 8100203 | no | no |  |  | no |  |  | 1404005.278 | 15272579.843 |  | -1
node_8100203_200829933 |  |  | PQ | AD | 2771.281 | 8100203 | no | no |  |  | no |  |  | 1404150.628 | 15272315.207 |  | -1
node_8100203_200829934 |  |  | PQ | AN | 2771.281 | 8100203 | no | no |  |  | no |  |  | 1404259.773 | 15272068.502 |  | -1
node_8100203_200830196 |  |  | PQ | AN | 2771.281 | 8100203 | no | no |  |  | no |  |  | 1406805.242 | 15277005.743 |  | -1
node_8100203_200830197 |  |  | PQ | AN | 2771.281 | 8100203 | no | no |  |  | no |  |  | 1407076.713 | 15277144.522 |  | -1
node_8100203_200830199 |  |  | PQ | AN | 2771.281 | 8100203 | no | no |  |  | no |  |  | 1407282.184 | 15277125.539 |  | -1
node_8100203_200830200 |  |  | PQ | AD | 2771.281 | 8100203 | no | no |  |  | no |  |  | 1407558.552 | 15277131.927 |  | -1
node_8100203_200830201 |  |  | PQ | AD | 2771.281 | 8100203 | no | no |  |  | no |  |  | 1407790.495 | 15277125.818 |  | -1
node_8100203_200830202 |  |  | PQ | AN | 2771.281 | 8100203 | no | no |  |  | no |  |  | 1408025.982 | 15277131.188 |  | -1
node_8100203_200830203 |  |  | PQ | AN | 2771.281 | 8100203 | no | no |  |  | no |  |  | 1408215.957 | 15277130.421 |  | -1
node_8100203_200830204 |  |  | PQ | AD | 2771.281 | 8100203 | no | no |  |  | no |  |  | 1408521.86 | 15277131.864 |  | -1
node_8100203_200830205 |  |  | PQ | AN | 2771.281 | 8100203 | no | no |  |  | no |  |  | 1408833.743 | 15277124.649 |  | -1
node_8100203_200830206 |  |  | PQ | AN | 2771.281 | 8100203 | no | no |  |  | no |  |  | 1407781.919 | 15277387.223 |  | -1
node_8100203_200830207 |  |  | PQ | AD | 2771.281 | 8100203 | no | no |  |  | no |  |  | 1407839.063 | 15277656.803 |  | -1
node_8100203_200830208 |  |  | PQ | AN | 2771.281 | 8100203 | no | no |  |  | no |  |  | 1407776.065 | 15277768.768 |  | -1
node_8100203_200830209 |  |  | PQ | AN | 2771.281 | 8100203 | no | no |  |  | no |  |  | 1407844.068 | 15277960.761 |  | -1
node_8100203_200830211 |  |  | PQ | AN | 2771.281 | 8100203 | no | no |  |  | no |  |  | 1407718.589 | 15278266.535 |  | -1
node_8100203_200830212 |  |  | PQ | AN | 2771.281 | 8100203 | no | no |  |  | no |  |  | 1407518.044 | 15278423.335 |  | -1
node_8100203_200830213 |  |  | PQ | AD | 2771.281 | 8100203 | no | no |  |  | no |  |  | 1407617.392 | 15278465.489 |  | -1
node_8100203_200830214 |  |  | PQ | AN | 2771.281 | 8100203 | no | no |  |  | no |  |  | 1407654.201 | 15278649.964 |  | -1
node_8100203_200830215 |  |  | PQ | AN | 2771.281 | 8100203 | no | no |  |  | no |  |  | 1407420.705 | 15278615.528 |  | -1
node_8100203_200830216 |  |  | PQ | AD | 2771.281 | 8100203 | no | no |  |  | no |  |  | 1408884.402 | 15277353.699 |  | -1
node_8100203_200830217 |  |  | PQ | AN | 2771.281 | 8100203 | no | no |  |  | no |  |  | 1408888.496 | 15277590.084 |  | -1
node_8100203_200830219 |  |  | PQ | AN | 2771.281 | 8100203 | no | no |  |  | no |  |  | 1408886.505 | 15277798.988 |  | -1
node_8100203_200830220 |  |  | PQ | AN | 2771.281 | 8100203 | no | no |  |  | no |  |  | 1408663.754 | 15277737.67 |  | -1
node_8100203_200830221 |  |  | PQ | AN | 2771.281 | 8100203 | no | no |  |  | no |  |  | 1408883.046 | 15278014.284 |  | -1
node_8100203_200830223 |  |  | PQ | AN | 2771.281 | 8100203 | no | no |  |  | no |  |  | 1408849.901 | 15278221.762 |  | -1
node_8100203_200914877 |  |  | PQ | AN | 2771.281 | 8100203 | no | no |  |  | no |  |  | 1397452.764 | 15276693.705 |  | -1
node_8100203_200914884 |  |  | PQ | AD | 2771.281 | 8100203 | no | no |  |  | no |  |  | 1402017.343 | 15272672.172 |  | -1
node_8100203_200917166 |  |  | PQ | ABCD | 2771.281 | 8100203 | no | no |  |  | no |  |  | 1401054.232 | 15288758.785 |  | -1
node_8100203_200946802 |  |  | PQ | AD | 2771.281 | 8100203 | no | no |  |  | no |  |  | 1408293.803 | 15281653.128 |  | -1
node_8100203_200950778 |  |  | PQ | AD | 2771.281 | 8100203 | no | no |  |  | no |  |  | 1403264.008 | 15287374.404 |  | -1
node_8100203_200952121 |  |  | PQ | AN | 2771.281 | 8100203 | no | no |  |  | no |  |  | 1401992.007 | 15274694.146 |  | -1
node_8100203_200954306 |  |  | PQ | ABCD | 2771.281 | 8100203 | no | no |  |  | no |  |  | 1401114.249 | 15288714.513 |  | -1
node_8100203_200960621 |  |  | PQ | AN | 2771.281 | 8100203 | no | no |  |  | no |  |  | 1401672.495 | 15268587.181 |  | -1
node_8100203_200961773 |  |  | PQ | AD | 2771.281 | 8100203 | no | no |  |  | no |  |  | 1402963.926 | 15287450.104 |  | -1
node_8100203_200966635 |  |  | PQ | AD | 2771.281 | 8100203 | no | no |  |  | no |  |  | 1407109.394 | 15269371.121 |  | -1
node_8100203_200966636 |  |  | PQ | AN | 2771.281 | 8100203 | no | no |  |  | no |  |  | 1406253.185 | 15270117.751 |  | -1
node_8100203_200972776 |  |  | PQ | AN | 2771.281 | 8100203 | no | no |  |  | no |  |  | 1400422.788 | 15269849.354 |  | -1
node_8100203_200975924 |  |  | PQ | ABCN | 2771.281 | 8100203 | no | no |  |  | no |  |  | 1401771.053 | 15286192.094 |  | -1
node_8100203_200977869 |  |  | PQ | AN | 2771.281 | 8100203 | no | no |  |  | no |  |  | 1398456.357 | 15271671.469 |  | -1
node_8100203_200978578 |  |  | PQ | ABCD | 2771.281 | 8100203 | no | no |  |  | no |  |  | 1402143.86 | 15271495.921 |  | -1
node_8100203_200987029 |  |  | PQ | AN | 2771.281 | 8100203 | no | no |  |  | no |  |  | 1407796.701 | 15282789.826 |  | -1
node_8100203_201036177 |  |  | PQ | AN | 2771.281 | 8100203 | no | no |  |  | no |  |  | 1401799.386 | 15276638.145 |  | -1
node_8100203_201037209 |  |  | PQ | AN | 2771.281 | 8100203 | no | no |  |  | no |  |  | 1407199.753 | 15269118.968 |  | -1
node_8100203_201044320 |  |  | PQ | AD | 2771.281 | 8100203 | no | no |  |  | no |  |  | 1404308.025 | 15284547.313 |  | -1
node_8100203_201049758 |  |  | PQ | AN | 2771.281 | 8100203 | no | no |  |  | no |  |  | 1406557.804 | 15278417.908 |  | -1
node_8100203_201049836 |  |  | PQ | AN | 2771.281 | 8100203 | no | no |  |  | no |  |  | 1401612.269 | 15272662.749 |  | -1
node_8100203_201052321 |  |  | PQ | AN | 2771.281 | 8100203 | no | no |  |  | no |  |  | 1406234.279 | 15283381.705 |  | -1
node_8100203_201058696 |  |  | PQ | AN | 2771.281 | 8100203 | no | no |  |  | no |  |  | 1404509.548 | 15279577.755 |  | -1
node_8100203_201059059 |  |  | PQ | ABCN | 2771.281 | 8100203 | no | no |  |  | no |  |  | 1402427.524 | 15273285.689 |  | -1
node_8100203_201060587 |  |  | PQ | ABCN | 2771.281 | 8100203 | no | no |  |  | no |  |  | 1397720.848 | 15266720.38 |  | -1
node_8100203_201062895 |  |  | PQ | AD | 2771.281 | 8100203 | no | no |  |  | no |  |  | 1404219.695 | 15284360.835 |  | -1
node_8100203_201062942 |  |  | PQ | AD | 2771.281 | 8100203 | no | no |  |  | no |  |  | 1404258.637 | 15284501.62 |  | -1
node_8100203_201067578 |  |  | PQ | ABCN | 2771.281 | 8100203 | no | no |  |  | no |  |  | 1403415.78 | 15277088.237 |  | -1
node_8100203_201067579 |  |  | PQ | ABCD | 2771.281 | 8100203 | no | no |  |  | no |  |  | 1403426.849 | 15276883.711 |  | -1
node_8100203_310026667 |  |  | PQ | AD | 2771.281 | 8100203 | no | no |  |  | no |  |  | 1408299.13 | 15282328.626 |  | -1
node_8100203_310026668 |  |  | PQ | AN | 2771.281 | 8100203 | no | no |  |  | no |  |  | 1408516.955 | 15282232.176 |  | -1
node_8100203_310057635 |  |  | PQ | AN | 2771.281 | 8100203 | no | no |  |  | no |  |  | 1407838.813 | 15277546.162 |  | -1
node_8100203_311884334 |  |  | PQ | AN | 2771.281 | 8100203 | no | no |  |  | no |  |  | 1401507.517 | 15285290.337 |  | -1
node_220388888 |  |  | PQ | ABCD | 2771.281 | 8100203 | no | no |  |  | no |  |  | 1403500.329 | 15275183.968 |  | -1
node_SOURCE_8100203 |  |  | SWING | ABCN | 2771.281 | 8100203 | no | no |  |  | no |  |  | 1400984.556 | 15288795.212 |  | -1
node_intto1_8100203_200818264 |  |  | PQ | ABCD | 2771.281 | 8100203 | no | no |  |  | no |  |  | 1401263.861 | 15288615.221 |  | -1
node_intto1_8100203_200818274 |  |  | PQ | AN | 2771.281 | 8100203 | no | no |  |  | no |  |  | 1401902.954 | 15286386.11 |  | -1
node_intto1_8100203_200818306 |  |  | PQ | ABCD | 2771.281 | 8100203 | no | no |  |  | no |  |  | 1403263.826 | 15279864.614 |  | -1
node_intto1_8100203_200818312 |  |  | PQ | ABCD | 2771.281 | 8100203 | no | no |  |  | no |  |  | 1401267.444 | 15287971.756 |  | -1
node_intto1_8100203_200818315 |  |  | PQ | ABCD | 2771.281 | 8100203 | no | no |  |  | no |  |  | 1401005.45 | 15287637.49 |  | -1
node_intto1_8100203_200818316 |  |  | PQ | ABCD | 2771.281 | 8100203 | no | no |  |  | no |  |  | 1400901.06 | 15287373.781 |  | -1
node_intto1_8100203_200818405 |  |  | PQ | AD | 2771.281 | 8100203 | no | no |  |  | no |  |  | 1403140.831 | 15287205.992 |  | -1
node_intto1_8100203_200818444 |  |  | PQ | AD | 2771.281 | 8100203 | no | no |  |  | no |  |  | 1402920.24 | 15280422.37 |  | -1
node_intto1_8100203_200818472 |  |  | PQ | AD | 2771.281 | 8100203 | no | no |  |  | no |  |  | 1406849.63 | 15280955.422 |  | -1
node_intto1_8100203_200818478 |  |  | PQ | AD | 2771.281 | 8100203 | no | no |  |  | no |  |  | 1406740.642 | 15284617.758 |  | -1
node_intto1_8100203_200818484 |  |  | PQ | AD | 2771.281 | 8100203 | no | no |  |  | no |  |  | 1405996.008 | 15284148.671 |  | -1
node_intto1_8100203_200818493 |  |  | PQ | AD | 2771.281 | 8100203 | no | no |  |  | no |  |  | 1405444.492 | 15279974.757 |  | -1
node_intto1_8100203_200818500 |  |  | PQ | AD | 2771.281 | 8100203 | no | no |  |  | no |  |  | 1406131.267 | 15280925.03 |  | -1
node_intto1_8100203_200818505 |  |  | PQ | AN | 2771.281 | 8100203 | no | no |  |  | no |  |  | 1400789.136 | 15269276.121 |  | -1
node_intto1_8100203_200818541 |  |  | PQ | ABCD | 2771.281 | 8100203 | no | no |  |  | no |  |  | 1398096.733 | 15266813.287 |  | -1
node_intto1_8100203_200819957 |  |  | PQ | AD | 2771.281 | 8100203 | no | no |  |  | no |  |  | 1401217.29 | 15278519.052 |  | -1
node_intto1_8100203_200820152 |  |  | PQ | AN | 2771.281 | 8100203 | no | no |  |  | no |  |  | 1398874.401 | 15280013.68 |  | -1
node_intto1_8100203_200820153 |  |  | PQ | AD | 2771.281 | 8100203 | no | no |  |  | no |  |  | 1401289.374 | 15279615.297 |  | -1
node_intto1_8100203_200820255 |  |  | PQ | AD | 2771.281 | 8100203 | no | no |  |  | no |  |  | 1406727.335 | 15284892.526 |  | -1
node_intto1_8100203_200820335 |  |  | PQ | AD | 2771.281 | 8100203 | no | no |  |  | no |  |  | 1403556.02 | 15280033.822 |  | -1
node_intto1_8100203_200820496 |  |  | PQ | AN | 2771.281 | 8100203 | no | no |  |  | no |  |  | 1404321.937 | 15280604.879 |  | -1
node_intto1_8100203_200820497 |  |  | PQ | AD | 2771.281 | 8100203 | no | no |  |  | no |  |  | 1405679.272 | 15280511.914 |  | -1
node_intto1_8100203_200820515 |  |  | PQ | AD | 2771.281 | 8100203 | no | no |  |  | no |  |  | 1399164.818 | 15268422.033 |  | -1
node_intto1_8100203_200829136 |  |  | PQ | AD | 2771.281 | 8100203 | no | no |  |  | no |  |  | 1402258.763 | 15275255.141 |  | -1
node_intto1_8100203_200829145 |  |  | PQ | AD | 2771.281 | 8100203 | no | no |  |  | no |  |  | 1402407.127 | 15273967.141 |  | -1
node_intto1_8100203_200829154 |  |  | PQ | ABCD | 2771.281 | 8100203 | no | no |  |  | no |  |  | 1402438.842 | 15272904.544 |  | -1
node_intto1_8100203_200829666 |  |  | PQ | AD | 2771.281 | 8100203 | no | no |  |  | no |  |  | 1402236.77 | 15274704.795 |  | -1
node_intto1_8100203_200829746 |  |  | PQ | AD | 2771.281 | 8100203 | no | no |  |  | no |  |  | 1406331.445 | 15275536.983 |  | -1
node_intto1_8100203_200829756 |  |  | PQ | ABCD | 2771.281 | 8100203 | no | no |  |  | no |  |  | 1403419.622 | 15275234.816 |  | -1
node_intto1_8100203_200829763 |  |  | PQ | AD | 2771.281 | 8100203 | no | no |  |  | no |  |  | 1404796.993 | 15275332.958 |  | -1
node_intto1_8100203_200829900 |  |  | PQ | AD | 2771.281 | 8100203 | no | no |  |  | no |  |  | 1406957.882 | 15276257.267 |  | -1
node_intto1_8100203_200829903 |  |  | PQ | AD | 2771.281 | 8100203 | no | no |  |  | no |  |  | 1406427.03 | 15277074.802 |  | -1
node_intto1_8100203_200829927 |  |  | PQ | AD | 2771.281 | 8100203 | no | no |  |  | no |  |  | 1402811.929 | 15272749.165 |  | -1
node_intto1_8100203_200830206 |  |  | PQ | AD | 2771.281 | 8100203 | no | no |  |  | no |  |  | 1407781.919 | 15277387.223 |  | -1
node_intto1_8100203_200830217 |  |  | PQ | AD | 2771.281 | 8100203 | no | no |  |  | no |  |  | 1408888.496 | 15277590.084 |  | -1
node_intto1_8100203_200914877 |  |  | PQ | AD | 2771.281 | 8100203 | no | no |  |  | no |  |  | 1397452.764 | 15276693.705 |  | -1
node_intto1_8100203_200914884 |  |  | PQ | AD | 2771.281 | 8100203 | no | no |  |  | no |  |  | 1402017.343 | 15272672.172 |  | -1
node_intto1_8100203_200950778 |  |  | PQ | AD | 2771.281 | 8100203 | no | no |  |  | no |  |  | 1403264.008 | 15287374.404 |  | -1
node_intto1_8100203_200977869 |  |  | PQ | AN | 2771.281 | 8100203 | no | no |  |  | no |  |  | 1398456.357 | 15271671.469 |  | -1
node_intto1_8100203_201060587 |  |  | PQ | ABCN | 2771.281 | 8100203 | no | no |  |  | no |  |  | 1397720.848 | 15266720.38 |  | -1
node_intto1_220388888 |  |  | PQ | ABCD | 2771.281 | 8100203 | no | no |  |  | no |  |  | 1403500.329 | 15275183.968 |  | -1

## overhead_line
data_type | static
owner_type | feeder
owner | 8100203
object | overhead_line
name | groupid | phases | fr | to | length | configuration | dcircuit | selected | monitored | monitored_fields | class_monitored_fields | played | played_fields | comments | R | X | B | lim_kw
oh_line_8100203_200818264 |  | ABCD | node_8100203_200819539 | node_intto1_8100203_200818264 | 216.329 | bal_3P_477AL | 8100203 | no | no |  |  | no |  |  | 0 | 0 | 0 | 0
oh_line_8100203_200818265 |  | ABCD | node_8100203_200818264 | node_8100203_200818265 | 232.117 | bal_3P_4/0AC | 8100203 | no | no |  |  | no |  |  | 0 | 0 | 0 | 0
oh_line_8100203_200818266 |  | ABCD | node_8100203_200818265 | node_8100203_200818266 | 255.534 | bal_3P_4/0AC | 8100203 | no | no |  |  | no |  |  | 0 | 0 | 0 | 0
oh_line_8100203_200818267 |  | ABCD | node_8100203_200818266 | node_8100203_200818267 | 202.713 | bal_3P_4/0AC | 8100203 | no | no |  |  | no |  |  | 0 | 0 | 0 | 0
oh_line_8100203_200818268 |  | ABCD | node_8100203_200818267 | node_8100203_200818268 | 200.563 | bal_3P_4/0AC | 8100203 | no | no |  |  | no |  |  | 0 | 0 | 0 | 0
oh_line_8100203_200818269 |  | ABCD | node_8100203_200818268 | node_8100203_200818269 | 290.707 | bal_3P_4/0AC | 8100203 | no | no |  |  | no |  |  | 0 | 0 | 0 | 0
oh_line_8100203_200818270 |  | ABCD | node_8100203_200818269 | node_8100203_200818270 | 287.419 | bal_3P_4/0AC | 8100203 | no | no |  |  | no |  |  | 0 | 0 | 0 | 0
oh_line_8100203_200818271 |  | ABCD | node_8100203_200818270 | node_8100203_200818271 | 277.307 | bal_3P_4/0AC | 8100203 | no | no |  |  | no |  |  | 0 | 0 | 0 | 0
oh_line_8100203_200818272 |  | ABCD | node_8100203_200818271 | node_8100203_200818272 | 275.882 | bal_3P_4/0AC | 8100203 | no | no |  |  | no |  |  | 0 | 0 | 0 | 0
oh_line_8100203_200818273 |  | ABCD | node_8100203_200818272 | node_8100203_200818273 | 241.242 | bal_3P_4/0AC | 8100203 | no | no |  |  | no |  |  | 0 | 0 | 0 | 0
oh_line_8100203_200818275 |  | ABCD | node_8100203_200975924 | node_8100203_200818275 | 195 | bal_3P_4/0AC | 8100203 | no | no |  |  | no |  |  | 0 | 0 | 0 | 0
oh_line_8100203_200818276 |  | ABCD | node_8100203_200818275 | node_8100203_200818276 | 207.489 | bal_3P_4/0AC | 8100203 | no | no |  |  | no |  |  | 0 | 0 | 0 | 0
oh_line_8100203_200818277 |  | ABCD | node_8100203_200818276 | node_8100203_200818277 | 168.872 | bal_3P_4/0AC | 8100203 | no | no |  |  | no |  |  | 0 | 0 | 0 | 0
oh_line_8100203_200818278 |  | ABCD | node_8100203_200818277 | node_8100203_200818278 | 182.535 | bal_3P_4/0AC | 8100203 | no | no |  |  | no |  |  | 0 | 0 | 0 | 0
oh_line_8100203_200818279 |  | ABCD | node_8100203_200818278 | node_8100203_200818279 | 225.431 | bal_3P_4/0AC | 8100203 | no | no |  |  | no |  |  | 0 | 0 | 0 | 0
oh_line_8100203_200818280 |  | ABCD | node_8100203_200818279 | node_8100203_200818280 | 235.472 | bal_3P_4/0AC | 8100203 | no | no |  |  | no |  |  | 0 | 0 | 0 | 0
oh_line_8100203_200818281 |  | ABCD | node_8100203_200818280 | node_8100203_200818281 | 220.837 | bal_3P_4/0AC | 8100203 | no | no |  |  | no |  |  | 0 | 0 | 0 | 0
oh_line_8100203_200818282 |  | ABCD | node_8100203_200818281 | node_8100203_200818282 | 185.889 | bal_3P_4/0AC | 8100203 | no | no |  |  | no |  |  | 0 | 0 | 0 | 0
oh_line_8100203_200818283 |  | ABCD | node_8100203_200818282 | node_8100203_200818283 | 196.981 | bal_3P_4/0AC | 8100203 | no | no |  |  | no |  |  | 0 | 0 | 0 | 0
oh_line_8100203_200818284 |  | ABCD | node_8100203_200818283 | node_8100203_200818284 | 193.778 | bal_3P_4/0AC | 8100203 | no | no |  |  | no |  |  | 0 | 0 | 0 | 0
oh_line_8100203_200818285 |  | ABCD | node_8100203_200818284 | node_8100203_200818285 | 210.836 | bal_3P_4/0AC | 8100203 | no | no |  |  | no |  |  | 0 | 0 | 0 | 0
oh_line_8100203_200818286 |  | ABCD | node_8100203_200818285 | node_8100203_200818286 | 253.837 | bal_3P_4/0AC | 8100203 | no | no |  |  | no |  |  | 0 | 0 | 0 | 0
oh_line_8100203_200818287 |  | ABCD | node_8100203_200818286 | node_8100203_200818287 | 269.274 | bal_3P_4/0AC | 8100203 | no | no |  |  | no |  |  | 0 | 0 | 0 | 0
oh_line_8100203_200818288 |  | ABCD | node_8100203_200818287 | node_8100203_200818288 | 121.385 | bal_3P_4/0AC | 8100203 | no | no |  |  | no |  |  | 0 | 0 | 0 | 0
oh_line_8100203_200818289 |  | ABCD | node_8100203_200818288 | node_8100203_200818289 | 232.147 | bal_3P_4/0AC | 8100203 | no | no |  |  | no |  |  | 0 | 0 | 0 | 0
oh_line_8100203_200818290 |  | ABCD | node_8100203_200818289 | node_8100203_200818290 | 179.232 | bal_3P_4/0AC | 8100203 | no | no |  |  | no |  |  | 0 | 0 | 0 | 0
oh_line_8100203_200818291 |  | ABCD | node_8100203_200818290 | node_8100203_200818291 | 211.857 | bal_3P_4/0AC | 8100203 | no | no |  |  | no |  |  | 0 | 0 | 0 | 0
oh_line_8100203_200818292 |  | ABCD | node_8100203_200818291 | node_8100203_200818292 | 225.211 | bal_3P_4/0AC | 8100203 | no | no |  |  | no |  |  | 0 | 0 | 0 | 0
oh_line_8100203_200818293 |  | ABCD | node_8100203_200818292 | node_8100203_200818293 | 200.616 | bal_3P_4/0AC | 8100203 | no | no |  |  | no |  |  | 0 | 0 | 0 | 0
oh_line_8100203_200818294 |  | ABCD | node_8100203_200818293 | node_8100203_200818294 | 222.846 | bal_3P_4/0AC | 8100203 | no | no |  |  | no |  |  | 0 | 0 | 0 | 0
oh_line_8100203_200818295 |  | ABCD | node_8100203_200818294 | node_8100203_200818295 | 263.583 | bal_3P_4/0AC | 8100203 | no | no |  |  | no |  |  | 0 | 0 | 0 | 0
oh_line_8100203_200818296 |  | ABCD | node_8100203_200818295 | node_8100203_200818296 | 303.659 | bal_3P_4/0AC | 8100203 | no | no |  |  | no |  |  | 0 | 0 | 0 | 0
oh_line_8100203_200818297 |  | ABCD | node_8100203_200818296 | node_8100203_200818297 | 141.397 | bal_3P_4/0AC | 8100203 | no | no |  |  | no |  |  | 0 | 0 | 0 | 0
oh_line_8100203_200818298 |  | ABCD | node_8100203_200818297 | node_8100203_200818298 | 196.685 | bal_3P_4/0AC | 8100203 | no | no |  |  | no |  |  | 0 | 0 | 0 | 0
oh_line_8100203_200818299 |  | ABCD | node_8100203_200818298 | node_8100203_200818299 | 197.946 | bal_3P_4/0AC | 8100203 | no | no |  |  | no |  |  | 0 | 0 | 0 | 0
oh_line_8100203_200818300 |  | ABCD | node_8100203_200818299 | node_8100203_200818300 | 432.933 | bal_3P_4/0AC | 8100203 | no | no |  |  | no |  |  | 0 | 0 | 0 | 0
oh_line_8100203_200818301 |  | ABCD | node_8100203_200818300 | node_8100203_200818301 | 167.613 | bal_3P_4/0AC | 8100203 | no | no |  |  | no |  |  | 0 | 0 | 0 | 0
oh_line_8100203_200818302 |  | ABCD | node_8100203_200818301 | node_8100203_200818302 | 153.104 | bal_3P_4/0AC | 8100203 | no | no |  |  | no |  |  | 0 | 0 | 0 | 0
oh_line_8100203_200818303 |  | ABCD | node_8100203_200818302 | node_8100203_200818303 | 220.433 | bal_3P_4/0AC | 8100203 | no | no |  |  | no |  |  | 0 | 0 | 0 | 0
oh_line_8100203_200818304 |  | ABCD | node_8100203_200818303 | node_8100203_200818304 | 205.955 | bal_3P_4/0AC | 8100203 | no | no |  |  | no |  |  | 0 | 0 | 0 | 0
oh_line_8100203_200818305 |  | ABCD | node_8100203_200818304 | node_8100203_200818305 | 154.534 | bal_3P_4/0AC | 8100203 | no | no |  |  | no |  |  | 0 | 0 | 0 | 0
oh_line_8100203_200818306 |  | ABCD | node_8100203_200818305 | node_intto1_8100203_200818306 | 194.891 | bal_3P_4/0AC | 8100203 | no | no |  |  | no |  |  | 0 | 0 | 0 | 0
oh_line_8100203_200818307 |  | ABCD | node_8100203_200818306 | node_8100203_200818307 | 218.138 | bal_3P_4/0AC | 8100203 | no | no |  |  | no |  |  | 0 | 0 | 0 | 0
oh_line_8100203_200818308 |  | ABCD | node_8100203_200818307 | node_8100203_200818308 | 192.201 | bal_3P_4/0AC | 8100203 | no | no |  |  | no |  |  | 0 | 0 | 0 | 0
oh_line_8100203_200818309 |  | ABCD | node_8100203_200818308 | node_8100203_200818309 | 198.448 | bal_3P_4/0AC | 8100203 | no | no |  |  | no |  |  | 0 | 0 | 0 | 0
oh_line_8100203_200818310 |  | ABCD | node_8100203_200818309 | node_8100203_200818310 | 194.447 | bal_3P_4/0AC | 8100203 | no | no |  |  | no |  |  | 0 | 0 | 0 | 0
oh_line_8100203_200818311 |  | ABCD | node_8100203_200818310 | node_8100203_200818311 | 201.462 | bal_3P_4/0AC | 8100203 | no | no |  |  | no |  |  | 0 | 0 | 0 | 0
oh_line_8100203_200818312 |  | ABCD | node_8100203_200818266 | node_intto1_8100203_200818312 | 235.031 | bal_3P_2AC | 8100203 | no | no |  |  | no |  |  | 0 | 0 | 0 | 0
oh_line_8100203_200818314 |  | ABCD | node_8100203_200818312 | node_8100203_200818314 | 161.2 | bal_3P_1/0AA | 8100203 | no | no |  |  | no |  |  | 0 | 0 | 0 | 0
oh_line_8100203_200818315 |  | ABCD | node_8100203_200818314 | node_intto1_8100203_200818315 | 263.792 | bal_3P_1/0AA | 8100203 | no | no |  |  | no |  |  | 0 | 0 | 0 | 0
oh_line_8100203_200818316 |  | ABCD | node_8100203_200818315 | node_intto1_8100203_200818316 | 283.618 | bal_3P_1/0AA | 8100203 | no | no |  |  | no |  |  | 0 | 0 | 0 | 0
oh_line_8100203_200818317 |  | ABCD | node_8100203_200818315 | node_8100203_200818317 | 248.655 | bal_3P_1/0AA | 8100203 | no | no |  |  | no |  |  | 0 | 0 | 0 | 0
oh_line_8100203_200818318 |  | ABCD | node_8100203_200818317 | node_8100203_200818318 | 74.813 | bal_3P_1/0AA | 8100203 | no | no |  |  | no |  |  | 0 | 0 | 0 | 0
oh_line_8100203_200818319 |  | ABCD | node_8100203_200818318 | node_8100203_200818319 | 353.893 | bal_3P_1/0AA | 8100203 | no | no |  |  | no |  |  | 0 | 0 | 0 | 0
oh_line_8100203_200818320 |  | AD | node_8100203_200818285 | node_8100203_200818320 | 163.973 | bal_1P_1/0AC | 8100203 | no | no |  |  | no |  |  | 0 | 0 | 0 | 0
oh_line_8100203_200818321 |  | AD | node_8100203_200818320 | node_8100203_200818321 | 102.152 | bal_1P_1/0AC | 8100203 | no | no |  |  | no |  |  | 0 | 0 | 0 | 0
oh_line_8100203_200818322 |  | AD | node_8100203_200818289 | node_8100203_200818322 | 343.089 | bal_1P_1/0AC | 8100203 | no | no |  |  | no |  |  | 0 | 0 | 0 | 0
oh_line_8100203_200818333 |  | AD | node_8100203_200818297 | node_8100203_200818333 | 207.383 | bal_1P_2AC | 8100203 | no | no |  |  | no |  |  | 0 | 0 | 0 | 0
oh_line_8100203_200818334 |  | AD | node_8100203_200818333 | node_8100203_200818334 | 116.594 | bal_1P_1/0AA | 8100203 | no | no |  |  | no |  |  | 0 | 0 | 0 | 0
oh_line_8100203_200818339 |  | AD | node_8100203_200818299 | node_8100203_200818339 | 135.923 | bal_1P_2AC | 8100203 | no | no |  |  | no |  |  | 0 | 0 | 0 | 0
oh_line_8100203_200818340 |  | AD | node_8100203_200818339 | node_8100203_200818340 | 169.625 | bal_1P_2AC | 8100203 | no | no |  |  | no |  |  | 0 | 0 | 0 | 0
oh_line_8100203_200818388 |  | AD | node_8100203_200818270 | node_8100203_200818388 | 307.996 | bal_1P_2AC | 8100203 | no | no |  |  | no |  |  | 0 | 0 | 0 | 0
oh_line_8100203_200818389 |  | AD | node_8100203_200818416 | node_8100203_200818389 | 291.516 | bal_1P_2AC | 8100203 | no | no |  |  | no |  |  | 0 | 0 | 0 | 0
oh_line_8100203_200818390 |  | AD | node_8100203_200818389 | node_8100203_200818390 | 385.198 | bal_1P_2AC | 8100203 | no | no |  |  | no |  |  | 0 | 0 | 0 | 0
oh_line_8100203_200818391 |  | AD | node_8100203_200818390 | node_8100203_200818391 | 181.277 | bal_1P_2AC | 8100203 | no | no |  |  | no |  |  | 0 | 0 | 0 | 0
oh_line_8100203_200818392 |  | AD | node_8100203_200818391 | node_8100203_200818392 | 328.371 | bal_1P_2AC | 8100203 | no | no |  |  | no |  |  | 0 | 0 | 0 | 0
oh_line_8100203_200818394 |  | AD | node_8100203_201044320 | node_8100203_200818394 | 149.08 | bal_1P_2AC | 8100203 | no | no |  |  | no |  |  | 0 | 0 | 0 | 0
oh_line_8100203_200818395 |  | AD | node_8100203_200818394 | node_8100203_200818395 | 104.546 | bal_1P_2AC | 8100203 | no | no |  |  | no |  |  | 0 | 0 | 0 | 0
oh_line_8100203_200818396 |  | AD | node_8100203_200818394 | node_8100203_200818396 | 279.148 | bal_1P_1/0AC | 8100203 | no | no |  |  | no |  |  | 0 | 0 | 0 | 0
oh_line_8100203_200818397 |  | AD | node_8100203_200818396 | node_8100203_200818397 | 239.362 | bal_1P_1/0AC | 8100203 | no | no |  |  | no |  |  | 0 | 0 | 0 | 0
oh_line_8100203_200818399 |  | AD | node_8100203_200818397 | node_8100203_200818399 | 215.613 | bal_1P_1/0AC | 8100203 | no | no |  |  | no |  |  | 0 | 0 | 0 | 0
oh_line_8100203_200818400 |  | AD | node_8100203_200818399 | node_8100203_200818400 | 203.611 | bal_1P_1/0AC | 8100203 | no | no |  |  | no |  |  | 0 | 0 | 0 | 0
oh_line_8100203_200818401 |  | AD | node_8100203_200818388 | node_8100203_200818401 | 489.422 | bal_1P_2AC | 8100203 | no | no |  |  | no |  |  | 0 | 0 | 0 | 0
oh_line_8100203_200818402 |  | AD | node_8100203_200818400 | node_8100203_200818402 | 154.557 | bal_1P_1/0AA | 8100203 | no | no |  |  | no |  |  | 0 | 0 | 0 | 0
oh_line_8100203_200818403 |  | AD | node_8100203_200818402 | node_8100203_200818403 | 296.539 | bal_1P_1/0AA | 8100203 | no | no |  |  | no |  |  | 0 | 0 | 0 | 0
oh_line_8100203_200818404 |  | AD | node_8100203_200961773 | node_8100203_200818404 | 64.68 | bal_1P_2AC | 8100203 | no | no |  |  | no |  |  | 0 | 0 | 0 | 0
oh_line_8100203_200818405 |  | AD | node_8100203_200818404 | node_intto1_8100203_200818405 | 278.58 | bal_1P_1/0AA | 8100203 | no | no |  |  | no |  |  | 0 | 0 | 0 | 0
oh_line_8100203_200818406 |  | AD | node_8100203_200818405 | node_8100203_200818406 | 267.55 | bal_1P_1/0AA | 8100203 | no | no |  |  | no |  |  | 0 | 0 | 0 | 0
oh_line_8100203_200818408 |  | AD | node_8100203_200950778 | node_8100203_200818408 | 256.803 | bal_1P_2AC | 8100203 | no | no |  |  | no |  |  | 0 | 0 | 0 | 0
oh_line_8100203_200818410 |  | AD | node_8100203_200818408 | node_8100203_200818410 | 289.936 | bal_1P_2AC | 8100203 | no | no |  |  | no |  |  | 0 | 0 | 0 | 0
oh_line_8100203_200818412 |  | AD | node_8100203_200818410 | node_8100203_200818412 | 177.818 | bal_1P_2AC | 8100203 | no | no |  |  | no |  |  | 0 | 0 | 0 | 0
oh_line_8100203_200818413 |  | AD | node_8100203_200818412 | node_8100203_200818413 | 359.369 | bal_1P_2AC | 8100203 | no | no |  |  | no |  |  | 0 | 0 | 0 | 0
oh_line_8100203_200818415 |  | AD | node_8100203_200818413 | node_8100203_200818415 | 346.697 | bal_1P_2AC | 8100203 | no | no |  |  | no |  |  | 0 | 0 | 0 | 0
oh_line_8100203_200818416 |  | AD | node_8100203_200818415 | node_8100203_200818416 | 332.873 | bal_1P_2AC | 8100203 | no | no |  |  | no |  |  | 0 | 0 | 0 | 0
oh_line_8100203_200818417 |  | AD | node_8100203_200818425 | node_8100203_200818417 | 183.832 | bal_1P_4CU | 8100203 | no | no |  |  | no |  |  | 0 | 0 | 0 | 0
oh_line_8100203_200818419 |  | AD | node_8100203_200818417 | node_8100203_200818419 | 72.003 | bal_1P_4CU | 8100203 | no | no |  |  | no |  |  | 0 | 0 | 0 | 0
oh_line_8100203_200818420 |  | AD | node_8100203_200818419 | node_8100203_200818420 | 163.051 | bal_1P_1/0AA | 8100203 | no | no |  |  | no |  |  | 0 | 0 | 0 | 0
oh_line_8100203_200818421 |  | AD | node_8100203_200818420 | node_8100203_200818421 | 216.654 | bal_1P_1/0AA | 8100203 | no | no |  |  | no |  |  | 0 | 0 | 0 | 0
oh_line_8100203_200818422 |  | AD | node_8100203_311884334 | node_8100203_200818422 | 159.043 | bal_1P_1/0AA | 8100203 | no | no |  |  | no |  |  | 0 | 0 | 0 | 0
oh_line_8100203_200818425 |  | AD | node_8100203_200818278 | node_8100203_200818425 | 10.117 | bal_1P_4CU | 8100203 | no | no |  |  | no |  |  | 0 | 0 | 0 | 0
oh_line_8100203_200818426 |  | AD | node_8100203_200818422 | node_8100203_200818426 | 158.151 | bal_1P_1/0AC | 8100203 | no | no |  |  | no |  |  | 0 | 0 | 0 | 0
oh_line_8100203_200818428 |  | AD | node_8100203_200818426 | node_8100203_200818428 | 218.579 | bal_1P_1/0AC | 8100203 | no | no |  |  | no |  |  | 0 | 0 | 0 | 0
oh_line_8100203_200818436 |  | AD | node_8100203_200818321 | node_8100203_200818436 | 39.145 | bal_1P_1/0AC | 8100203 | no | no |  |  | no |  |  | 0 | 0 | 0 | 0
oh_line_8100203_200818442 |  | AD | node_8100203_200818305 | node_8100203_200818442 | 146.225 | bal_1P_4CU | 8100203 | no | no |  |  | no |  |  | 0 | 0 | 0 | 0
oh_line_8100203_200818443 |  | AD | node_8100203_200818442 | node_8100203_200818443 | 179.211 | bal_1P_4CU | 8100203 | no | no |  |  | no |  |  | 0 | 0 | 0 | 0
oh_line_8100203_200818444 |  | AD | node_8100203_200818443 | node_intto1_8100203_200818444 | 168.874 | bal_1P_1/0AA | 8100203 | no | no |  |  | no |  |  | 0 | 0 | 0 | 0
oh_line_8100203_200818445 |  | AD | node_8100203_200818444 | node_8100203_200818445 | 160.252 | bal_1P_1/0AA | 8100203 | no | no |  |  | no |  |  | 0 | 0 | 0 | 0
oh_line_8100203_200818447 |  | AD | node_8100203_200818445 | node_8100203_200818447 | 218.291 | bal_1P_1/0AA | 8100203 | no | no |  |  | no |  |  | 0 | 0 | 0 | 0
oh_line_8100203_200818448 |  | AD | node_8100203_200818447 | node_8100203_200818448 | 304.68 | bal_1P_1/0AA | 8100203 | no | no |  |  | no |  |  | 0 | 0 | 0 | 0
oh_line_8100203_200818450 |  | AD | node_8100203_200818448 | node_8100203_200818450 | 158.07 | bal_1P_1/0AA | 8100203 | no | no |  |  | no |  |  | 0 | 0 | 0 | 0
oh_line_8100203_200818451 |  | AD | node_8100203_200818450 | node_8100203_200818451 | 192.475 | bal_1P_2AC | 8100203 | no | no |  |  | no |  |  | 0 | 0 | 0 | 0
oh_line_8100203_200818453 |  | AD | node_8100203_200818451 | node_8100203_200818453 | 193.904 | bal_1P_2AC | 8100203 | no | no |  |  | no |  |  | 0 | 0 | 0 | 0
oh_line_8100203_200818455 |  | AD | node_8100203_200818453 | node_8100203_200818455 | 202.754 | bal_1P_2AC | 8100203 | no | no |  |  | no |  |  | 0 | 0 | 0 | 0
oh_line_8100203_200818456 |  | AD | node_8100203_200818455 | node_8100203_200818456 | 204.422 | bal_1P_2AC | 8100203 | no | no |  |  | no |  |  | 0 | 0 | 0 | 0
oh_line_8100203_200818457 |  | AD | node_8100203_200818456 | node_8100203_200818457 | 156.311 | bal_1P_2AC | 8100203 | no | no |  |  | no |  |  | 0 | 0 | 0 | 0
oh_line_8100203_200818461 |  | AD | node_8100203_200818457 | node_8100203_200818461 | 378.715 | bal_1P_2AC | 8100203 | no | no |  |  | no |  |  | 0 | 0 | 0 | 0
oh_line_8100203_200818463 |  | AD | node_8100203_200818461 | node_8100203_200818463 | 268.711 | bal_1P_2AC | 8100203 | no | no |  |  | no |  |  | 0 | 0 | 0 | 0
oh_line_8100203_200818464 |  | AD | node_8100203_200818463 | node_8100203_200818464 | 208.798 | bal_1P_2AC | 8100203 | no | no |  |  | no |  |  | 0 | 0 | 0 | 0
oh_line_8100203_200818465-1 |  | AD | node_1401343_362_15278640_557 | node_8100203_200818465 | 5.897 | bal_1P_2AC | 8100203 | no | no |  |  | no |  |  | 0 | 0 | 0 | 0
oh_line_8100203_200818465-2 |  | AD | node_8100203_200818464 | node_1401343_362_15278640_557 | 203.542 | bal_1P_2AC | 8100203 | no | no |  |  | no |  |  | 0 | 0 | 0 | 0
oh_line_8100203_200818466 |  | AD | node_8100203_200818465 | node_8100203_200818466 | 91.101 | bal_1P_2AC | 8100203 | no | no |  |  | no |  |  | 0 | 0 | 0 | 0
oh_line_8100203_200818467 |  | AD | node_8100203_200820341 | node_8100203_200818467 | 217.006 | bal_1P_2AC | 8100203 | no | no |  |  | no |  |  | 0 | 0 | 0 | 0
oh_line_8100203_200818469 |  | AD | node_8100203_200818498 | node_8100203_200818469 | 295.521 | bal_1P_1/0AC | 8100203 | no | no |  |  | no |  |  | 0 | 0 | 0 | 0
oh_line_8100203_200818470 |  | AD | node_8100203_200818469 | node_8100203_200818470 | 139.263 | bal_1P_1/0AC | 8100203 | no | no |  |  | no |  |  | 0 | 0 | 0 | 0
oh_line_8100203_200818471 |  | AD | node_8100203_200818470 | node_8100203_200818471 | 162.015 | bal_1P_1/0AC | 8100203 | no | no |  |  | no |  |  | 0 | 0 | 0 | 0
oh_line_8100203_200818472 |  | AD | node_8100203_200818471 | node_intto1_8100203_200818472 | 202.046 | bal_1P_4AC | 8100203 | no | no |  |  | no |  |  | 0 | 0 | 0 | 0
oh_line_8100203_200818474 |  | AD | node_8100203_200829081 | node_8100203_200818474 | 217.453 | bal_1P_1/0AA | 8100203 | no | no |  |  | no |  |  | 0 | 0 | 0 | 0
oh_line_8100203_200818475 |  | AD | node_8100203_200818474 | node_8100203_200818475 | 382.326 | bal_1P_1/0AA | 8100203 | no | no |  |  | no |  |  | 0 | 0 | 0 | 0
oh_line_8100203_200818478 |  | AD | node_8100203_200818479 | node_intto1_8100203_200818478 | 109.318 | bal_1P_4AC | 8100203 | no | no |  |  | no |  |  | 0 | 0 | 0 | 0
oh_line_8100203_200818479 |  | AD | node_8100203_200818480 | node_8100203_200818479 | 197.641 | bal_1P_4AC | 8100203 | no | no |  |  | no |  |  | 0 | 0 | 0 | 0
oh_line_8100203_200818480 |  | AD | node_8100203_200818481 | node_8100203_200818480 | 157.425 | bal_1P_4AC | 8100203 | no | no |  |  | no |  |  | 0 | 0 | 0 | 0
oh_line_8100203_200818481 |  | AD | node_8100203_200818482 | node_8100203_200818481 | 178.432 | bal_1P_1/0AA | 8100203 | no | no |  |  | no |  |  | 0 | 0 | 0 | 0
oh_line_8100203_200818482 |  | AD | node_8100203_200818483 | node_8100203_200818482 | 176.214 | bal_1P_1/0AA | 8100203 | no | no |  |  | no |  |  | 0 | 0 | 0 | 0
oh_line_8100203_200818483 |  | AD | node_8100203_200818403 | node_8100203_200818483 | 167.94 | bal_1P_1/0AA | 8100203 | no | no |  |  | no |  |  | 0 | 0 | 0 | 0
oh_line_8100203_200818484 |  | AD | node_8100203_200818483 | node_intto1_8100203_200818484 | 336.321 | bal_1P_4AC | 8100203 | no | no |  |  | no |  |  | 0 | 0 | 0 | 0
oh_line_8100203_200818485 |  | AD | node_8100203_200818484 | node_8100203_200818485 | 342.017 | bal_1P_4AC | 8100203 | no | no |  |  | no |  |  | 0 | 0 | 0 | 0
oh_line_8100203_200818486 |  | AD | node_8100203_200818485 | node_8100203_200818486 | 303.649 | bal_1P_4AC | 8100203 | no | no |  |  | no |  |  | 0 | 0 | 0 | 0
oh_line_8100203_200818490 |  | AD | node_8100203_200818467 | node_8100203_200818490 | 222.461 | bal_1P_4AC | 8100203 | no | no |  |  | no |  |  | 0 | 0 | 0 | 0
oh_line_8100203_200818491 |  | AD | node_8100203_200818490 | node_8100203_200818491 | 351.93 | bal_1P_4AC | 8100203 | no | no |  |  | no |  |  | 0 | 0 | 0 | 0
oh_line_8100203_200818492 |  | AD | node_8100203_200818491 | node_8100203_200818492 | 349.009 | bal_1P_4AC | 8100203 | no | no |  |  | no |  |  | 0 | 0 | 0 | 0
oh_line_8100203_200818493 |  | AD | node_8100203_200818492 | node_intto1_8100203_200818493 | 273.967 | bal_1P_2AC | 8100203 | no | no |  |  | no |  |  | 0 | 0 | 0 | 0
oh_line_8100203_200818494 |  | AD | node_8100203_200818493 | node_8100203_200818494 | 210.905 | bal_1P_1/0AC | 8100203 | no | no |  |  | no |  |  | 0 | 0 | 0 | 0
oh_line_8100203_200818495 |  | AD | node_8100203_200818494 | node_8100203_200818495 | 203.344 | bal_1P_1/0AC | 8100203 | no | no |  |  | no |  |  | 0 | 0 | 0 | 0
oh_line_8100203_200818496 |  | AD | node_8100203_200818495 | node_8100203_200818496 | 207.053 | bal_1P_1/0AC | 8100203 | no | no |  |  | no |  |  | 0 | 0 | 0 | 0
oh_line_8100203_200818497 |  | AD | node_8100203_200818496 | node_8100203_200818497 | 222.449 | bal_1P_1/0AC | 8100203 | no | no |  |  | no |  |  | 0 | 0 | 0 | 0
oh_line_8100203_200818498 |  | AD | node_8100203_200818497 | node_8100203_200818498 | 140.042 | bal_1P_1/0AC | 8100203 | no | no |  |  | no |  |  | 0 | 0 | 0 | 0
oh_line_8100203_200818499 |  | AD | node_8100203_200818498 | node_8100203_200818499 | 86.026 | bal_1P_2AC | 8100203 | no | no |  |  | no |  |  | 0 | 0 | 0 | 0
oh_line_8100203_200818500 |  | AD | node_8100203_200818499 | node_intto1_8100203_200818500 | 195.022 | bal_1P_2AC | 8100203 | no | no |  |  | no |  |  | 0 | 0 | 0 | 0
oh_line_8100203_200818501 |  | AD | node_8100203_200829124 | node_8100203_200818501 | 390.302 | bal_1P_3-104CW | 8100203 | no | no |  |  | no |  |  | 0 | 0 | 0 | 0
oh_line_8100203_200818502 |  | AD | node_8100203_200818501 | node_8100203_200818502 | 337.268 | bal_1P_3-104CW | 8100203 | no | no |  |  | no |  |  | 0 | 0 | 0 | 0
oh_line_8100203_200818503 |  | AD | node_8100203_200829146 | node_8100203_200818503 | 407.622 | bal_1P_2AC | 8100203 | no | no |  |  | no |  |  | 0 | 0 | 0 | 0
oh_line_8100203_200818507 |  | ABCD | node_8100203_200818550 | node_8100203_200818507 | 288.009 | bal_3P_4/0AC | 8100203 | no | no |  |  | no |  |  | 0 | 0 | 0 | 0
oh_line_8100203_200818508 |  | ABCD | node_8100203_200818507 | node_8100203_200818508 | 296.289 | bal_3P_4/0AC | 8100203 | no | no |  |  | no |  |  | 0 | 0 | 0 | 0
oh_line_8100203_200818509 |  | AD | node_8100203_200818508 | node_8100203_200818509 | 228.762 | bal_1P_1/0AA | 8100203 | no | no |  |  | no |  |  | 0 | 0 | 0 | 0
oh_line_8100203_200818510 |  | ABCD | node_8100203_200818508 | node_8100203_200818510 | 301.069 | bal_3P_4/0AC | 8100203 | no | no |  |  | no |  |  | 0 | 0 | 0 | 0
oh_line_8100203_200818511 |  | ABCD | node_8100203_200818510 | node_8100203_200818511 | 296.258 | bal_3P_4/0AC | 8100203 | no | no |  |  | no |  |  | 0 | 0 | 0 | 0
oh_line_8100203_200818513 |  | ABCD | node_8100203_200818511 | node_8100203_200818513 | 200.914 | bal_3P_4/0AC | 8100203 | no | no |  |  | no |  |  | 0 | 0 | 0 | 0
oh_line_8100203_200818514 |  | ABCD | node_8100203_200818513 | node_8100203_200818514 | 194.39 | bal_3P_4/0AC | 8100203 | no | no |  |  | no |  |  | 0 | 0 | 0 | 0
oh_line_8100203_200818515 |  | ABCD | node_8100203_200818514 | node_8100203_200818515 | 341.033 | bal_3P_4/0AC | 8100203 | no | no |  |  | no |  |  | 0 | 0 | 0 | 0
oh_line_8100203_200818516 |  | ABCD | node_8100203_200818515 | node_8100203_200818516 | 301.789 | bal_3P_4/0AC | 8100203 | no | no |  |  | no |  |  | 0 | 0 | 0 | 0
oh_line_8100203_200818517 |  | ABCD | node_8100203_200818516 | node_8100203_200818517 | 301.47 | bal_3P_4/0AC | 8100203 | no | no |  |  | no |  |  | 0 | 0 | 0 | 0
oh_line_8100203_200818518 |  | ABCD | node_8100203_200818517 | node_8100203_200818518 | 301.244 | bal_3P_4/0AC | 8100203 | no | no |  |  | no |  |  | 0 | 0 | 0 | 0
oh_line_8100203_200818519 |  | ABCD | node_8100203_200818518 | node_8100203_200818519 | 296.732 | bal_3P_4/0AC | 8100203 | no | no |  |  | no |  |  | 0 | 0 | 0 | 0
oh_line_8100203_200818520 |  | ABCD | node_8100203_200818519 | node_8100203_200818520 | 297.872 | bal_3P_4/0AC | 8100203 | no | no |  |  | no |  |  | 0 | 0 | 0 | 0
oh_line_8100203_200818521 |  | ABCD | node_8100203_200818520 | node_8100203_200818521 | 307.24 | bal_3P_4/0AC | 8100203 | no | no |  |  | no |  |  | 0 | 0 | 0 | 0
oh_line_8100203_200818522 |  | ABCD | node_8100203_200818521 | node_8100203_200818522 | 210.306 | bal_3P_4/0AC | 8100203 | no | no |  |  | no |  |  | 0 | 0 | 0 | 0
oh_line_8100203_200818523 |  | ABCD | node_8100203_200818522 | node_8100203_200818523 | 216.826 | bal_3P_4/0AC | 8100203 | no | no |  |  | no |  |  | 0 | 0 | 0 | 0
oh_line_8100203_200818526 |  | ABCD | node_8100203_200818523 | node_8100203_200818526 | 319.966 | bal_3P_4/0AC | 8100203 | no | no |  |  | no |  |  | 0 | 0 | 0 | 0
oh_line_8100203_200818528 |  | ABCD | node_8100203_200818526 | node_8100203_200818528 | 263.961 | bal_3P_4/0AC | 8100203 | no | no |  |  | no |  |  | 0 | 0 | 0 | 0
oh_line_8100203_200818529 |  | AD | node_8100203_200818528 | node_8100203_200818529 | 378.222 | bal_1P_1/0AA | 8100203 | no | no |  |  | no |  |  | 0 | 0 | 0 | 0
oh_line_8100203_200818530 |  | AD | node_8100203_200818529 | node_8100203_200818530 | 378.315 | bal_1P_1/0AA | 8100203 | no | no |  |  | no |  |  | 0 | 0 | 0 | 0
oh_line_8100203_200818532 |  | AD | node_8100203_200818530 | node_8100203_200818532 | 293.677 | bal_1P_1/0AA | 8100203 | no | no |  |  | no |  |  | 0 | 0 | 0 | 0
oh_line_8100203_200818533 |  | AD | node_8100203_200818532 | node_8100203_200818533 | 291.295 | bal_1P_1/0AA | 8100203 | no | no |  |  | no |  |  | 0 | 0 | 0 | 0
oh_line_8100203_200818534 |  | ABCD | node_8100203_200818528 | node_8100203_200818534 | 230.46 | bal_3P_4/0AC | 8100203 | no | no |  |  | no |  |  | 0 | 0 | 0 | 0
oh_line_8100203_200818535 |  | ABCD | node_8100203_200818534 | node_8100203_200818535 | 239.073 | bal_3P_4/0AC | 8100203 | no | no |  |  | no |  |  | 0 | 0 | 0 | 0
oh_line_8100203_200818536 |  | ABCD | node_8100203_200978578 | node_8100203_200818536 | 289.103 | bal_3P_4/0AC | 8100203 | no | no |  |  | no |  |  | 0 | 0 | 0 | 0
oh_line_8100203_200818537 |  | AD | node_8100203_200818536 | node_8100203_200818537 | 144.774 | bal_1P_2AC | 8100203 | no | no |  |  | no |  |  | 0 | 0 | 0 | 0
oh_line_8100203_200818538 |  | AD | node_8100203_200818537 | node_8100203_200818538 | 302.476 | bal_1P_2AC | 8100203 | no | no |  |  | no |  |  | 0 | 0 | 0 | 0
oh_line_8100203_200818539 |  | AD | node_8100203_200818538 | node_8100203_200818539 | 131.951 | bal_1P_2AC | 8100203 | no | no |  |  | no |  |  | 0 | 0 | 0 | 0
oh_line_8100203_200818540 |  | ABCD | node_8100203_200818535 | node_8100203_200818540 | 259.864 | bal_3P_4/0AC | 8100203 | no | no |  |  | no |  |  | 0 | 0 | 0 | 0
oh_line_8100203_200818541 |  | ABCD | node_8100203_200818540 | node_intto1_8100203_200818541 | 251.257 | bal_3P_4/0AC | 8100203 | no | no |  |  | no |  |  | 0 | 0 | 0 | 0
oh_line_8100203_200818542 |  | AD | node_8100203_200818541 | node_8100203_200818542 | 55.049 | bal_1P_1/0AC | 8100203 | no | no |  |  | no |  |  | 0 | 0 | 0 | 0
oh_line_8100203_200818543 |  | ABCD | node_8100203_200818536 | node_8100203_200818543 | 216.891 | bal_3P_4/0AC | 8100203 | no | no |  |  | no |  |  | 0 | 0 | 0 | 0
oh_line_8100203_200818544 |  | ABCD | node_8100203_200818543 | node_8100203_200818544 | 218.69 | bal_3P_4/0AC | 8100203 | no | no |  |  | no |  |  | 0 | 0 | 0 | 0
oh_line_8100203_200818545 |  | ABCD | node_8100203_200818544 | node_8100203_200818545 | 210.819 | bal_3P_4/0AC | 8100203 | no | no |  |  | no |  |  | 0 | 0 | 0 | 0
oh_line_8100203_200818546 |  | ABCD | node_8100203_200818545 | node_8100203_200818546 | 320.951 | bal_3P_4/0AC | 8100203 | no | no |  |  | no |  |  | 0 | 0 | 0 | 0
oh_line_8100203_200818547 |  | ABCD | node_8100203_200818546 | node_8100203_200818547 | 318.71 | bal_3P_4/0AC | 8100203 | no | no |  |  | no |  |  | 0 | 0 | 0 | 0
oh_line_8100203_200818548 |  | AD | node_8100203_200818547 | node_8100203_200818548 | 348.657 | bal_1P_1/0AA | 8100203 | no | no |  |  | no |  |  | 0 | 0 | 0 | 0
oh_line_8100203_200818549 |  | ABCD | node_8100203_200818547 | node_8100203_200818549 | 301.538 | bal_3P_4/0AC | 8100203 | no | no |  |  | no |  |  | 0 | 0 | 0 | 0
oh_line_8100203_200818550 |  | ABCD | node_8100203_200818549 | node_8100203_200818550 | 300.567 | bal_3P_4/0AC | 8100203 | no | no |  |  | no |  |  | 0 | 0 | 0 | 0
oh_line_8100203_200818633 |  | AD | node_8100203_200975924 | node_8100203_200818633 | 131.509 | bal_1P_4CU | 8100203 | no | no |  |  | no |  |  | 0 | 0 | 0 | 0
oh_line_8100203_200818634 |  | AD | node_8100203_200818633 | node_8100203_200818634 | 95.019 | bal_1P_4CU | 8100203 | no | no |  |  | no |  |  | 0 | 0 | 0 | 0
oh_line_8100203_200818636 |  | AD | node_8100203_200818634 | node_8100203_200818636 | 225.76 | bal_1P_1/0AC | 8100203 | no | no |  |  | no |  |  | 0 | 0 | 0 | 0
oh_line_8100203_200818637 |  | AD | node_8100203_200818636 | node_8100203_200818637 | 241.192 | bal_1P_1/0AC | 8100203 | no | no |  |  | no |  |  | 0 | 0 | 0 | 0
oh_line_8100203_200818638 |  | AD | node_8100203_200818637 | node_8100203_200818638 | 142.26 | bal_1P_1/0AC | 8100203 | no | no |  |  | no |  |  | 0 | 0 | 0 | 0
oh_line_8100203_200819538 |  | ABCD | node_8100203_200917166 | node_8100203_200819538 | 26.262 | bal_3P_477AL | 8100203 | no | no |  |  | no |  |  | 0 | 0 | 0 | 0
oh_line_8100203_200819539 |  | ABCD | node_8100203_200819538 | node_8100203_200819539 | 101.49 | bal_3P_477AL | 8100203 | no | no |  |  | no |  |  | 0 | 0 | 0 | 0
oh_line_8100203_200819943 |  | AD | node_8100203_200818466 | node_8100203_200819943 | 23.837 | bal_1P_2AC | 8100203 | no | no |  |  | no |  |  | 0 | 0 | 0 | 0
oh_line_8100203_200819944 |  | AD | node_8100203_200819976 | node_8100203_200819944 | 169.462 | bal_1P_2AC | 8100203 | no | no |  |  | no |  |  | 0 | 0 | 0 | 0
oh_line_8100203_200819945 |  | AD | node_8100203_200819944 | node_8100203_200819945 | 230.95 | bal_1P_2AC | 8100203 | no | no |  |  | no |  |  | 0 | 0 | 0 | 0
oh_line_8100203_200819946 |  | AD | node_8100203_200819945 | node_8100203_200819946 | 187.692 | bal_1P_2AC | 8100203 | no | no |  |  | no |  |  | 0 | 0 | 0 | 0
oh_line_8100203_200819948 |  | AD | node_8100203_200819946 | node_8100203_200819948 | 202.206 | bal_1P_2AC | 8100203 | no | no |  |  | no |  |  | 0 | 0 | 0 | 0
oh_line_8100203_200819950 |  | AD | node_8100203_200819948 | node_8100203_200819950 | 245.322 | bal_1P_1/0AC | 8100203 | no | no |  |  | no |  |  | 0 | 0 | 0 | 0
oh_line_8100203_200819951 |  | AD | node_8100203_200819950 | node_8100203_200819951 | 308.53 | bal_1P_1/0AC | 8100203 | no | no |  |  | no |  |  | 0 | 0 | 0 | 0
oh_line_8100203_200819952 |  | AD | node_8100203_200819951 | node_8100203_200819952 | 302.827 | bal_1P_1/0AC | 8100203 | no | no |  |  | no |  |  | 0 | 0 | 0 | 0
oh_line_8100203_200819953 |  | AD | node_8100203_200819952 | node_8100203_200819953 | 291.247 | bal_1P_1/0AC | 8100203 | no | no |  |  | no |  |  | 0 | 0 | 0 | 0
oh_line_8100203_200819954 |  | AD | node_8100203_200819953 | node_8100203_200819954 | 293.341 | bal_1P_1/0AC | 8100203 | no | no |  |  | no |  |  | 0 | 0 | 0 | 0
oh_line_8100203_200819955 |  | AD | node_8100203_200819954 | node_8100203_200819955 | 264.857 | bal_1P_1/0AC | 8100203 | no | no |  |  | no |  |  | 0 | 0 | 0 | 0
oh_line_8100203_200819956 |  | AD | node_8100203_200819955 | node_8100203_200819956 | 234.968 | bal_1P_1/0AC | 8100203 | no | no |  |  | no |  |  | 0 | 0 | 0 | 0
oh_line_8100203_200819957 |  | AD | node_8100203_200819943 | node_intto1_8100203_200819957 | 116.398 | bal_1P_2AC | 8100203 | no | no |  |  | no |  |  | 0 | 0 | 0 | 0
oh_line_8100203_200819958 |  | AD | node_8100203_200819957 | node_8100203_200819958 | 163.684 | bal_1P_2AC | 8100203 | no | no |  |  | no |  |  | 0 | 0 | 0 | 0
oh_line_8100203_200819959 |  | AD | node_8100203_200819958 | node_8100203_200819959 | 117.523 | bal_1P_2AC | 8100203 | no | no |  |  | no |  |  | 0 | 0 | 0 | 0
oh_line_8100203_200819960 |  | AD | node_8100203_200819959 | node_8100203_200819960 | 217.427 | bal_1P_2AC | 8100203 | no | no |  |  | no |  |  | 0 | 0 | 0 | 0
oh_line_8100203_200819962 |  | AD | node_8100203_200819960 | node_8100203_200819962 | 138.465 | bal_1P_2AC | 8100203 | no | no |  |  | no |  |  | 0 | 0 | 0 | 0
oh_line_8100203_200819965 |  | AD | node_8100203_200819962 | node_8100203_200819965 | 257.47 | bal_1P_2AC | 8100203 | no | no |  |  | no |  |  | 0 | 0 | 0 | 0
oh_line_8100203_200819966 |  | AD | node_8100203_200819965 | node_8100203_200819966 | 201.519 | bal_1P_2AC | 8100203 | no | no |  |  | no |  |  | 0 | 0 | 0 | 0
oh_line_8100203_200819967 |  | AD | node_8100203_200819966 | node_8100203_200819967 | 124.865 | bal_1P_2AC | 8100203 | no | no |  |  | no |  |  | 0 | 0 | 0 | 0
oh_line_8100203_200819969 |  | AD | node_8100203_200819967 | node_8100203_200819969 | 300.064 | bal_1P_2AC | 8100203 | no | no |  |  | no |  |  | 0 | 0 | 0 | 0
oh_line_8100203_200819971 |  | AD | node_8100203_200819969 | node_8100203_200819971 | 231.47 | bal_1P_2AC | 8100203 | no | no |  |  | no |  |  | 0 | 0 | 0 | 0
oh_line_8100203_200819973 |  | AD | node_8100203_200819971 | node_8100203_200819973 | 155.285 | bal_1P_2AC | 8100203 | no | no |  |  | no |  |  | 0 | 0 | 0 | 0
oh_line_8100203_200819974 |  | AD | node_8100203_200819973 | node_8100203_200819974 | 176.705 | bal_1P_2AC | 8100203 | no | no |  |  | no |  |  | 0 | 0 | 0 | 0
oh_line_8100203_200819975 |  | AD | node_8100203_200819974 | node_8100203_200819975 | 189.41 | bal_1P_2AC | 8100203 | no | no |  |  | no |  |  | 0 | 0 | 0 | 0
oh_line_8100203_200819976 |  | AD | node_8100203_200819975 | node_8100203_200819976 | 172.899 | bal_1P_2AC | 8100203 | no | no |  |  | no |  |  | 0 | 0 | 0 | 0
oh_line_8100203_200820007 |  | AD | node_8100203_200952121 | node_8100203_200820007 | 296.034 | bal_1P_2AC | 8100203 | no | no |  |  | no |  |  | 0 | 0 | 0 | 0
oh_line_8100203_200820008 |  | AD | node_8100203_200820007 | node_8100203_200820008 | 98.052 | bal_1P_2AC | 8100203 | no | no |  |  | no |  |  | 0 | 0 | 0 | 0
oh_line_8100203_200820009 |  | AD | node_8100203_200820008 | node_8100203_200820009 | 241.156 | bal_1P_1/0AA | 8100203 | no | no |  |  | no |  |  | 0 | 0 | 0 | 0
oh_line_8100203_200820010 |  | AD | node_8100203_200820008 | node_8100203_200820010 | 101.259 | bal_1P_2AC | 8100203 | no | no |  |  | no |  |  | 0 | 0 | 0 | 0
oh_line_8100203_200820011 |  | AD | node_8100203_200820010 | node_8100203_200820011 | 144.309 | bal_1P_2AC | 8100203 | no | no |  |  | no |  |  | 0 | 0 | 0 | 0
oh_line_8100203_200820012 |  | AD | node_8100203_200820011 | node_8100203_200820012 | 294.572 | bal_1P_1/0AA | 8100203 | no | no |  |  | no |  |  | 0 | 0 | 0 | 0
oh_line_8100203_200820013 |  | AD | node_8100203_200820012 | node_8100203_200820013 | 288.85 | bal_1P_1/0AA | 8100203 | no | no |  |  | no |  |  | 0 | 0 | 0 | 0
oh_line_8100203_200820014 |  | AD | node_8100203_200820013 | node_8100203_200820014 | 284.723 | bal_1P_1/0AA | 8100203 | no | no |  |  | no |  |  | 0 | 0 | 0 | 0
oh_line_8100203_200820015 |  | AD | node_8100203_200820011 | node_8100203_200820015 | 205.574 | bal_1P_2AC | 8100203 | no | no |  |  | no |  |  | 0 | 0 | 0 | 0
oh_line_8100203_200820016 |  | AD | node_8100203_200820015 | node_8100203_200820016 | 351.052 | bal_1P_2AC | 8100203 | no | no |  |  | no |  |  | 0 | 0 | 0 | 0
oh_line_8100203_200820017 |  | AD | node_8100203_200820016 | node_8100203_200820017 | 213.912 | bal_1P_1/0AA | 8100203 | no | no |  |  | no |  |  | 0 | 0 | 0 | 0
oh_line_8100203_200820018 |  | AD | node_8100203_200820017 | node_8100203_200820018 | 69.854 | bal_1P_1/0AA | 8100203 | no | no |  |  | no |  |  | 0 | 0 | 0 | 0
oh_line_8100203_200820019 |  | AD | node_8100203_200820018 | node_8100203_200820019 | 398.413 | bal_1P_1/0AA | 8100203 | no | no |  |  | no |  |  | 0 | 0 | 0 | 0
oh_line_8100203_200820020 |  | AD | node_8100203_200820019 | node_8100203_200820020 | 306.085 | bal_1P_1/0AA | 8100203 | no | no |  |  | no |  |  | 0 | 0 | 0 | 0
oh_line_8100203_200820153 |  | AD | node_8100203_200818457 | node_intto1_8100203_200820153 | 225.333 | bal_1P_2AC | 8100203 | no | no |  |  | no |  |  | 0 | 0 | 0 | 0
oh_line_8100203_200820154 |  | AD | node_8100203_200820153 | node_8100203_200820154 | 322.496 | bal_1P_2AC | 8100203 | no | no |  |  | no |  |  | 0 | 0 | 0 | 0
oh_line_8100203_200820155 |  | AD | node_8100203_200820154 | node_8100203_200820155 | 259.308 | bal_1P_2AC | 8100203 | no | no |  |  | no |  |  | 0 | 0 | 0 | 0
oh_line_8100203_200820157 |  | AD | node_8100203_200820155 | node_8100203_200820157 | 281.17 | bal_1P_2AC | 8100203 | no | no |  |  | no |  |  | 0 | 0 | 0 | 0
oh_line_8100203_200820158 |  | AD | node_8100203_200820157 | node_8100203_200820158 | 312.253 | bal_1P_1/0AA | 8100203 | no | no |  |  | no |  |  | 0 | 0 | 0 | 0
oh_line_8100203_200820159 |  | AD | node_8100203_200820158 | node_8100203_200820159 | 250.74 | bal_1P_1/0AA | 8100203 | no | no |  |  | no |  |  | 0 | 0 | 0 | 0
oh_line_8100203_200820160 |  | AD | node_8100203_200820159 | node_8100203_200820160 | 210.407 | bal_1P_1/0AA | 8100203 | no | no |  |  | no |  |  | 0 | 0 | 0 | 0
oh_line_8100203_200820161 |  | AD | node_8100203_200820160 | node_8100203_200820161 | 146.387 | bal_1P_1/0AA | 8100203 | no | no |  |  | no |  |  | 0 | 0 | 0 | 0
oh_line_8100203_200820162 |  | AD | node_8100203_200820161 | node_8100203_200820162 | 261.657 | bal_1P_1/0AA | 8100203 | no | no |  |  | no |  |  | 0 | 0 | 0 | 0
oh_line_8100203_200820164 |  | AD | node_8100203_200820162 | node_8100203_200820164 | 72.688 | bal_1P_1/0AA | 8100203 | no | no |  |  | no |  |  | 0 | 0 | 0 | 0
oh_line_8100203_200820255 |  | AD | node_8100203_200818478 | node_intto1_8100203_200820255 | 275.09 | bal_1P_2AC | 8100203 | no | no |  |  | no |  |  | 0 | 0 | 0 | 0
oh_line_8100203_200820256 |  | AD | node_8100203_200820255 | node_8100203_200820256 | 337.476 | bal_1P_2AC | 8100203 | no | no |  |  | no |  |  | 0 | 0 | 0 | 0
oh_line_8100203_200820257 |  | AD | node_8100203_200820256 | node_8100203_200820257 | 306.305 | bal_1P_2AC | 8100203 | no | no |  |  | no |  |  | 0 | 0 | 0 | 0
oh_line_8100203_200820334 |  | AD | node_8100203_200818305 | node_8100203_200820334 | 56.877 | bal_1P_1/0AA | 8100203 | no | no |  |  | no |  |  | 0 | 0 | 0 | 0
oh_line_8100203_200820335 |  | AD | node_8100203_200820334 | node_intto1_8100203_200820335 | 273.713 | bal_1P_1/0AA | 8100203 | no | no |  |  | no |  |  | 0 | 0 | 0 | 0
oh_line_8100203_200820336 |  | AD | node_8100203_200820335 | node_8100203_200820336 | 296.543 | bal_1P_2AC | 8100203 | no | no |  |  | no |  |  | 0 | 0 | 0 | 0
oh_line_8100203_200820338 |  | AD | node_8100203_200820336 | node_8100203_200820338 | 347.067 | bal_1P_2AC | 8100203 | no | no |  |  | no |  |  | 0 | 0 | 0 | 0
oh_line_8100203_200820340 |  | AD | node_8100203_200820338 | node_8100203_200820340 | 140.552 | bal_1P_2AC | 8100203 | no | no |  |  | no |  |  | 0 | 0 | 0 | 0
oh_line_8100203_200820341 |  | AD | node_8100203_200820340 | node_8100203_200820341 | 180.151 | bal_1P_2AC | 8100203 | no | no |  |  | no |  |  | 0 | 0 | 0 | 0
oh_line_8100203_200820439 |  | AD | node_8100203_200818467 | node_8100203_200820439 | 295.158 | bal_1P_1/0AA | 8100203 | no | no |  |  | no |  |  | 0 | 0 | 0 | 0
oh_line_8100203_200820440 |  | AD | node_8100203_200820439 | node_8100203_200820440 | 290.033 | bal_1P_1/0AA | 8100203 | no | no |  |  | no |  |  | 0 | 0 | 0 | 0
oh_line_8100203_200820442 |  | AD | node_8100203_200820440 | node_8100203_200820442 | 351.079 | bal_1P_1/0AA | 8100203 | no | no |  |  | no |  |  | 0 | 0 | 0 | 0
oh_line_8100203_200820497 |  | AD | node_8100203_200818496 | node_intto1_8100203_200820497 | 256.081 | bal_1P_1/0AA | 8100203 | no | no |  |  | no |  |  | 0 | 0 | 0 | 0
oh_line_8100203_200820498 |  | AD | node_8100203_200820497 | node_8100203_200820498 | 35.997 | bal_1P_1/0AA | 8100203 | no | no |  |  | no |  |  | 0 | 0 | 0 | 0
oh_line_8100203_200820499 |  | AD | node_8100203_200820498 | node_8100203_200820499 | 183.587 | bal_1P_1/0AA | 8100203 | no | no |  |  | no |  |  | 0 | 0 | 0 | 0
oh_line_8100203_200820500 |  | AD | node_8100203_200820497 | node_8100203_200820500 | 250.594 | bal_1P_1/0AA | 8100203 | no | no |  |  | no |  |  | 0 | 0 | 0 | 0
oh_line_8100203_200820501 |  | AD | node_8100203_200820500 | node_8100203_200820501 | 112.979 | bal_1P_1/0AA | 8100203 | no | no |  |  | no |  |  | 0 | 0 | 0 | 0
oh_line_8100203_200820502 |  | AD | node_8100203_200820501 | node_8100203_200820502 | 211.284 | bal_1P_1/0AA | 8100203 | no | no |  |  | no |  |  | 0 | 0 | 0 | 0
oh_line_8100203_200820503 |  | AD | node_8100203_200820502 | node_8100203_200820503 | 205.897 | bal_1P_1/0AA | 8100203 | no | no |  |  | no |  |  | 0 | 0 | 0 | 0
oh_line_8100203_200820504 |  | AD | node_8100203_200820500 | node_8100203_200820504 | 266.745 | bal_1P_1/0AA | 8100203 | no | no |  |  | no |  |  | 0 | 0 | 0 | 0
oh_line_8100203_200820505 |  | AD | node_8100203_200820504 | node_8100203_200820505 | 262.36 | bal_1P_1/0AA | 8100203 | no | no |  |  | no |  |  | 0 | 0 | 0 | 0
oh_line_8100203_200820507 |  | AD | node_8100203_200820505 | node_8100203_200820507 | 46.144 | bal_1P_1/0AA | 8100203 | no | no |  |  | no |  |  | 0 | 0 | 0 | 0
oh_line_8100203_200820508 |  | AD | node_8100203_200820507 | node_8100203_200820508 | 291.265 | bal_1P_1/0AA | 8100203 | no | no |  |  | no |  |  | 0 | 0 | 0 | 0
oh_line_8100203_200820509 |  | AD | node_8100203_200820505 | node_8100203_200820509 | 263.756 | bal_1P_1/0AA | 8100203 | no | no |  |  | no |  |  | 0 | 0 | 0 | 0
oh_line_8100203_200820510 |  | AD | node_8100203_200820509 | node_8100203_200820510 | 193.281 | bal_1P_1/0AA | 8100203 | no | no |  |  | no |  |  | 0 | 0 | 0 | 0
oh_line_8100203_200820511 |  | AD | node_8100203_200820510 | node_8100203_200820511 | 241.842 | bal_1P_1/0AA | 8100203 | no | no |  |  | no |  |  | 0 | 0 | 0 | 0
oh_line_8100203_200820512 |  | AD | node_8100203_200820509 | node_8100203_200820512 | 163.955 | bal_1P_1/0AA | 8100203 | no | no |  |  | no |  |  | 0 | 0 | 0 | 0
oh_line_8100203_200820515 |  | AD | node_8100203_200818520 | node_intto1_8100203_200820515 | 207.704 | bal_1P_1/0AA | 8100203 | no | no |  |  | no |  |  | 0 | 0 | 0 | 0
oh_line_8100203_200820516 |  | AD | node_8100203_200820515 | node_8100203_200820516 | 198.96 | bal_1P_1/0AA | 8100203 | no | no |  |  | no |  |  | 0 | 0 | 0 | 0
oh_line_8100203_200820517 |  | AD | node_8100203_200820516 | node_8100203_200820517 | 273.165 | bal_1P_1/0AA | 8100203 | no | no |  |  | no |  |  | 0 | 0 | 0 | 0
oh_line_8100203_200820518 |  | AD | node_8100203_200820517 | node_8100203_200820518 | 269.371 | bal_1P_1/0AA | 8100203 | no | no |  |  | no |  |  | 0 | 0 | 0 | 0
oh_line_8100203_200820520 |  | AD | node_8100203_200820518 | node_8100203_200820520 | 248.004 | bal_1P_1/0AA | 8100203 | no | no |  |  | no |  |  | 0 | 0 | 0 | 0
oh_line_8100203_200820521 |  | AD | node_8100203_200820520 | node_8100203_200820521 | 226.888 | bal_1P_1/0AA | 8100203 | no | no |  |  | no |  |  | 0 | 0 | 0 | 0
oh_line_8100203_200820522 |  | AD | node_8100203_200820521 | node_8100203_200820522 | 251.071 | bal_1P_1/0AA | 8100203 | no | no |  |  | no |  |  | 0 | 0 | 0 | 0
oh_line_8100203_200820523 |  | AD | node_8100203_200820516 | node_8100203_200820523 | 204.167 | bal_1P_1/0AA | 8100203 | no | no |  |  | no |  |  | 0 | 0 | 0 | 0
oh_line_8100203_200820524 |  | AD | node_8100203_200820523 | node_8100203_200820524 | 211.687 | bal_1P_1/0AA | 8100203 | no | no |  |  | no |  |  | 0 | 0 | 0 | 0
oh_line_8100203_200820525 |  | AD | node_8100203_200820524 | node_8100203_200820525 | 272.976 | bal_1P_1/0AA | 8100203 | no | no |  |  | no |  |  | 0 | 0 | 0 | 0
oh_line_8100203_200820526 |  | AD | node_8100203_200820525 | node_8100203_200820526 | 254.323 | bal_1P_1/0AA | 8100203 | no | no |  |  | no |  |  | 0 | 0 | 0 | 0
oh_line_8100203_200820527 |  | AD | node_8100203_200820526 | node_8100203_200820527 | 267.815 | bal_1P_1/0AA | 8100203 | no | no |  |  | no |  |  | 0 | 0 | 0 | 0
oh_line_8100203_200820528 |  | AD | node_8100203_200820527 | node_8100203_200820528 | 235.847 | bal_1P_1/0AA | 8100203 | no | no |  |  | no |  |  | 0 | 0 | 0 | 0
oh_line_8100203_200820529 |  | AD | node_8100203_200820528 | node_8100203_200820529 | 228.026 | bal_1P_1/0AA | 8100203 | no | no |  |  | no |  |  | 0 | 0 | 0 | 0
oh_line_8100203_200820530 |  | AD | node_8100203_200820529 | node_8100203_200820530 | 298.993 | bal_1P_1/0AA | 8100203 | no | no |  |  | no |  |  | 0 | 0 | 0 | 0
oh_line_8100203_200820532 |  | AD | node_8100203_200820530 | node_8100203_200820532 | 315.378 | bal_1P_1/0AA | 8100203 | no | no |  |  | no |  |  | 0 | 0 | 0 | 0
oh_line_8100203_200820533 |  | AD | node_8100203_200820525 | node_8100203_200820533 | 215.207 | bal_1P_1/0AA | 8100203 | no | no |  |  | no |  |  | 0 | 0 | 0 | 0
oh_line_8100203_200820534 |  | AD | node_8100203_200820533 | node_8100203_200820534 | 219.179 | bal_1P_1/0AA | 8100203 | no | no |  |  | no |  |  | 0 | 0 | 0 | 0
oh_line_8100203_200820535 |  | AD | node_8100203_200820534 | node_8100203_200820535 | 276.783 | bal_1P_1/0AA | 8100203 | no | no |  |  | no |  |  | 0 | 0 | 0 | 0
oh_line_8100203_200829066 |  | ABCD | node_8100203_200818311 | node_8100203_200829066 | 199.235 | bal_3P_4/0AC | 8100203 | no | no |  |  | no |  |  | 0 | 0 | 0 | 0
oh_line_8100203_200829067 |  | ABCD | node_8100203_200829066 | node_8100203_200829067 | 195.085 | bal_3P_4/0AC | 8100203 | no | no |  |  | no |  |  | 0 | 0 | 0 | 0
oh_line_8100203_200829068 |  | ABCD | node_8100203_200829067 | node_8100203_200829068 | 200.867 | bal_3P_4/0AC | 8100203 | no | no |  |  | no |  |  | 0 | 0 | 0 | 0
oh_line_8100203_200829069 |  | ABCD | node_8100203_200829068 | node_8100203_200829069 | 198.037 | bal_3P_4/0AC | 8100203 | no | no |  |  | no |  |  | 0 | 0 | 0 | 0
oh_line_8100203_200829070 |  | ABCD | node_8100203_200829069 | node_8100203_200829070 | 189.907 | bal_3P_4/0AC | 8100203 | no | no |  |  | no |  |  | 0 | 0 | 0 | 0
oh_line_8100203_200829071 |  | ABCD | node_8100203_200829070 | node_8100203_200829071 | 199.319 | bal_3P_4/0AC | 8100203 | no | no |  |  | no |  |  | 0 | 0 | 0 | 0
oh_line_8100203_200829072 |  | ABCD | node_8100203_200829071 | node_8100203_200829072 | 200.198 | bal_3P_4/0AC | 8100203 | no | no |  |  | no |  |  | 0 | 0 | 0 | 0
oh_line_8100203_200829073 |  | ABCD | node_8100203_200829072 | node_8100203_200829073 | 191.314 | bal_3P_4/0AC | 8100203 | no | no |  |  | no |  |  | 0 | 0 | 0 | 0
oh_line_8100203_200829076 |  | ABCD | node_8100203_201067579 | node_8100203_200829076 | 184.985 | bal_3P_4/0AC | 8100203 | no | no |  |  | no |  |  | 0 | 0 | 0 | 0
oh_line_8100203_200829077 |  | ABCD | node_8100203_200829076 | node_8100203_200829077 | 209.945 | bal_3P_4/0AC | 8100203 | no | no |  |  | no |  |  | 0 | 0 | 0 | 0
oh_line_8100203_200829079 |  | AD | node_8100203_200818472 | node_8100203_200829079 | 332.398 | bal_1P_4AC | 8100203 | no | no |  |  | no |  |  | 0 | 0 | 0 | 0
oh_line_8100203_200829081 |  | AD | node_8100203_200829079 | node_8100203_200829081 | 366.812 | bal_1P_4AC | 8100203 | no | no |  |  | no |  |  | 0 | 0 | 0 | 0
oh_line_8100203_200829082 |  | AD | node_8100203_200829081 | node_8100203_200829082 | 318.736 | bal_1P_1/0AA | 8100203 | no | no |  |  | no |  |  | 0 | 0 | 0 | 0
oh_line_8100203_200829083 |  | AD | node_8100203_200829082 | node_8100203_200829083 | 260.547 | bal_1P_1/0AA | 8100203 | no | no |  |  | no |  |  | 0 | 0 | 0 | 0
oh_line_8100203_200829084 |  | AD | node_8100203_200829083 | node_8100203_200829084 | 48.259 | bal_1P_1/0AA | 8100203 | no | no |  |  | no |  |  | 0 | 0 | 0 | 0
oh_line_8100203_200829085 |  | AD | node_8100203_200829084 | node_8100203_200829085 | 296.672 | bal_1P_1/0AA | 8100203 | no | no |  |  | no |  |  | 0 | 0 | 0 | 0
oh_line_8100203_200829086 |  | AD | node_8100203_200829085 | node_8100203_200829086 | 219.844 | bal_1P_1/0AA | 8100203 | no | no |  |  | no |  |  | 0 | 0 | 0 | 0
oh_line_8100203_200829087 |  | AD | node_8100203_200829083 | node_8100203_200829087 | 263.963 | bal_1P_1/0AA | 8100203 | no | no |  |  | no |  |  | 0 | 0 | 0 | 0
oh_line_8100203_200829088 |  | AD | node_8100203_200829087 | node_8100203_200829088 | 222.891 | bal_1P_1/0AA | 8100203 | no | no |  |  | no |  |  | 0 | 0 | 0 | 0
oh_line_8100203_200829089 |  | AD | node_8100203_200829088 | node_8100203_200829089 | 316.259 | bal_1P_2AC | 8100203 | no | no |  |  | no |  |  | 0 | 0 | 0 | 0
oh_line_8100203_200829091 |  | AD | node_8100203_200829087 | node_8100203_200829091 | 125.715 | bal_1P_1/0AA | 8100203 | no | no |  |  | no |  |  | 0 | 0 | 0 | 0
oh_line_8100203_200829093 |  | AD | node_8100203_200946802 | node_8100203_200829093 | 176.608 | bal_1P_1/0AA | 8100203 | no | no |  |  | no |  |  | 0 | 0 | 0 | 0
oh_line_8100203_200829095 |  | AD | node_8100203_200829093 | node_8100203_200829095 | 209.873 | bal_1P_1/0AA | 8100203 | no | no |  |  | no |  |  | 0 | 0 | 0 | 0
oh_line_8100203_200829096 |  | AD | node_8100203_200829095 | node_8100203_200829096 | 214.96 | bal_1P_4AC | 8100203 | no | no |  |  | no |  |  | 0 | 0 | 0 | 0
oh_line_8100203_200829097 |  | AD | node_8100203_200829096 | node_8100203_200829097 | 242.559 | bal_1P_4AC | 8100203 | no | no |  |  | no |  |  | 0 | 0 | 0 | 0
oh_line_8100203_200829103 |  | AD | node_8100203_200829107 | node_8100203_200829103 | 410.487 | bal_1P_4AC | 8100203 | no | no |  |  | no |  |  | 0 | 0 | 0 | 0
oh_line_8100203_200829104 |  | AD | node_8100203_200829103 | node_8100203_200829104 | 74.54 | bal_1P_2AC | 8100203 | no | no |  |  | no |  |  | 0 | 0 | 0 | 0
oh_line_8100203_200829105 |  | AD | node_8100203_200829104 | node_8100203_200829105 | 328.817 | bal_1P_2AC | 8100203 | no | no |  |  | no |  |  | 0 | 0 | 0 | 0
oh_line_8100203_200829107 |  | AD | node_8100203_200829110 | node_8100203_200829107 | 190.54 | bal_1P_4AC | 8100203 | no | no |  |  | no |  |  | 0 | 0 | 0 | 0
oh_line_8100203_200829110 |  | AD | node_8100203_200829112 | node_8100203_200829110 | 214.396 | bal_1P_4AC | 8100203 | no | no |  |  | no |  |  | 0 | 0 | 0 | 0
oh_line_8100203_200829112 |  | AD | node_8100203_200829113 | node_8100203_200829112 | 167.449 | bal_1P_4AC | 8100203 | no | no |  |  | no |  |  | 0 | 0 | 0 | 0
oh_line_8100203_200829113 |  | AD | node_8100203_200829116 | node_8100203_200829113 | 174.555 | bal_1P_4AC | 8100203 | no | no |  |  | no |  |  | 0 | 0 | 0 | 0
oh_line_8100203_200829116 |  | AD | node_8100203_200829117 | node_8100203_200829116 | 179.356 | bal_1P_4AC | 8100203 | no | no |  |  | no |  |  | 0 | 0 | 0 | 0
oh_line_8100203_200829117 |  | AD | node_8100203_200818478 | node_8100203_200829117 | 112.644 | bal_1P_4AC | 8100203 | no | no |  |  | no |  |  | 0 | 0 | 0 | 0
oh_line_8100203_200829121 |  | AD | node_8100203_201036177 | node_8100203_200829121 | 368.151 | bal_1P_2AC | 8100203 | no | no |  |  | no |  |  | 0 | 0 | 0 | 0
oh_line_8100203_200829123 |  | AD | node_8100203_200829121 | node_8100203_200829123 | 151.3 | bal_1P_3-104CW | 8100203 | no | no |  |  | no |  |  | 0 | 0 | 0 | 0
oh_line_8100203_200829124 |  | AD | node_8100203_200829121 | node_8100203_200829124 | 347.257 | bal_1P_3-104CW | 8100203 | no | no |  |  | no |  |  | 0 | 0 | 0 | 0
oh_line_8100203_200829128 |  | AD | node_8100203_200829129 | node_8100203_200829128 | 283.879 | bal_1P_2AC | 8100203 | no | no |  |  | no |  |  | 0 | 0 | 0 | 0
oh_line_8100203_200829129 |  | AD | node_8100203_200829132 | node_8100203_200829129 | 226.454 | bal_1P_4CU | 8100203 | no | no |  |  | no |  |  | 0 | 0 | 0 | 0
oh_line_8100203_200829132 |  | AD | node_8100203_200829133 | node_8100203_200829132 | 276.752 | bal_1P_4CU | 8100203 | no | no |  |  | no |  |  | 0 | 0 | 0 | 0
oh_line_8100203_200829133 |  | AD | node_8100203_200829135 | node_8100203_200829133 | 269.703 | bal_1P_4CU | 8100203 | no | no |  |  | no |  |  | 0 | 0 | 0 | 0
oh_line_8100203_200829135 |  | AD | node_8100203_200829136 | node_8100203_200829135 | 156.733 | bal_1P_4CU | 8100203 | no | no |  |  | no |  |  | 0 | 0 | 0 | 0
oh_line_8100203_200829136 |  | AD | node_8100203_200829137 | node_intto1_8100203_200829136 | 196.268 | bal_1P_4CU | 8100203 | no | no |  |  | no |  |  | 0 | 0 | 0 | 0
oh_line_8100203_200829137 |  | ABCD | node_8100203_200829809 | node_8100203_200829137 | 34.216 | bal_3P_4/0AC | 8100203 | no | no |  |  | no |  |  | 0 | 0 | 0 | 0
oh_line_8100203_200829138 |  | ABCD | node_8100203_200829137 | node_8100203_200829138 | 212.88 | bal_3P_4/0AC | 8100203 | no | no |  |  | no |  |  | 0 | 0 | 0 | 0
oh_line_8100203_200829140 |  | ABCD | node_8100203_200829138 | node_8100203_200829140 | 166.812 | bal_3P_4/0AC | 8100203 | no | no |  |  | no |  |  | 0 | 0 | 0 | 0
oh_line_8100203_200829141 |  | ABCD | node_8100203_200829140 | node_8100203_200829141 | 200.837 | bal_3P_4/0AC | 8100203 | no | no |  |  | no |  |  | 0 | 0 | 0 | 0
oh_line_8100203_200829142 |  | ABCD | node_8100203_200829141 | node_8100203_200829142 | 199.921 | bal_3P_4/0AC | 8100203 | no | no |  |  | no |  |  | 0 | 0 | 0 | 0
oh_line_8100203_200829143 |  | ABCD | node_8100203_200829142 | node_8100203_200829143 | 167.435 | bal_3P_4/0AC | 8100203 | no | no |  |  | no |  |  | 0 | 0 | 0 | 0
oh_line_8100203_200829144 |  | ABCD | node_8100203_200829143 | node_8100203_200829144 | 160.402 | bal_3P_4/0AC | 8100203 | no | no |  |  | no |  |  | 0 | 0 | 0 | 0
oh_line_8100203_200829145 |  | AD | node_8100203_200829144 | node_intto1_8100203_200829145 | 42.031 | bal_1P_2AC | 8100203 | no | no |  |  | no |  |  | 0 | 0 | 0 | 0
oh_line_8100203_200829146 |  | AD | node_8100203_200829145 | node_8100203_200829146 | 332.183 | bal_1P_2AC | 8100203 | no | no |  |  | no |  |  | 0 | 0 | 0 | 0
oh_line_8100203_200829147 |  | ABCD | node_8100203_200829144 | node_8100203_200829147 | 158.713 | bal_3P_4/0AC | 8100203 | no | no |  |  | no |  |  | 0 | 0 | 0 | 0
oh_line_8100203_200829148 |  | ABCD | node_8100203_200829147 | node_8100203_200829148 | 271.306 | bal_3P_4/0AC | 8100203 | no | no |  |  | no |  |  | 0 | 0 | 0 | 0
oh_line_8100203_200829152 |  | ABCD | node_8100203_201059059 | node_8100203_200829152 | 194.233 | bal_3P_4/0AC | 8100203 | no | no |  |  | no |  |  | 0 | 0 | 0 | 0
oh_line_8100203_200829154 |  | ABCD | node_8100203_200829152 | node_intto1_8100203_200829154 | 187.136 | bal_3P_4/0AC | 8100203 | no | no |  |  | no |  |  | 0 | 0 | 0 | 0
oh_line_8100203_200829155 |  | ABCD | node_8100203_200829154 | node_8100203_200829155 | 79.153 | bal_3P_4/0AC | 8100203 | no | no |  |  | no |  |  | 0 | 0 | 0 | 0
oh_line_8100203_200829156 |  | ABCD | node_8100203_200829155 | node_8100203_200829156 | 123.611 | bal_3P_4/0AC | 8100203 | no | no |  |  | no |  |  | 0 | 0 | 0 | 0
oh_line_8100203_200829157 |  | AD | node_8100203_200829156 | node_8100203_200829157 | 50.82 | bal_1P_2AC | 8100203 | no | no |  |  | no |  |  | 0 | 0 | 0 | 0
oh_line_8100203_200829158 |  | AD | node_8100203_200829157 | node_8100203_200829158 | 226.095 | bal_1P_2AC | 8100203 | no | no |  |  | no |  |  | 0 | 0 | 0 | 0
oh_line_8100203_200829159 |  | AD | node_8100203_200829158 | node_8100203_200829159 | 304.996 | bal_1P_1/0AA | 8100203 | no | no |  |  | no |  |  | 0 | 0 | 0 | 0
oh_line_8100203_200829160 |  | ABCD | node_8100203_200829156 | node_8100203_200829160 | 216.198 | bal_3P_4/0AC | 8100203 | no | no |  |  | no |  |  | 0 | 0 | 0 | 0
oh_line_8100203_200829162 |  | ABCD | node_8100203_200829160 | node_8100203_200829162 | 195.474 | bal_3P_4/0AC | 8100203 | no | no |  |  | no |  |  | 0 | 0 | 0 | 0
oh_line_8100203_200829164 |  | ABCD | node_8100203_200829162 | node_8100203_200829164 | 238.51 | bal_3P_4/0AC | 8100203 | no | no |  |  | no |  |  | 0 | 0 | 0 | 0
oh_line_8100203_200829166 |  | ABCD | node_8100203_200829164 | node_8100203_200829166 | 218.196 | bal_3P_4/0AC | 8100203 | no | no |  |  | no |  |  | 0 | 0 | 0 | 0
oh_line_8100203_200829167 |  | ABCD | node_8100203_200829166 | node_8100203_200829167 | 177.989 | bal_3P_4/0AC | 8100203 | no | no |  |  | no |  |  | 0 | 0 | 0 | 0
oh_line_8100203_200829254 |  | ABCD | node_8100203_200829167 | node_8100203_200829254 | 361.035 | bal_3P_4/0AC | 8100203 | no | no |  |  | no |  |  | 0 | 0 | 0 | 0
oh_line_8100203_200829303 |  | AD | node_8100203_200829305 | node_8100203_200829303 | 437.496 | bal_1P_2AC | 8100203 | no | no |  |  | no |  |  | 0 | 0 | 0 | 0
oh_line_8100203_200829304 |  | AD | node_8100203_200829303 | node_8100203_200829304 | 460.192 | bal_1P_2AC | 8100203 | no | no |  |  | no |  |  | 0 | 0 | 0 | 0
oh_line_8100203_200829305 |  | AD | node_8100203_200829306 | node_8100203_200829305 | 254.712 | bal_1P_2AC | 8100203 | no | no |  |  | no |  |  | 0 | 0 | 0 | 0
oh_line_8100203_200829306 |  | AD | node_8100203_200829307 | node_8100203_200829306 | 175.712 | bal_1P_2AC | 8100203 | no | no |  |  | no |  |  | 0 | 0 | 0 | 0
oh_line_8100203_200829307 |  | AD | node_8100203_200829884 | node_8100203_200829307 | 141.513 | bal_1P_2AC | 8100203 | no | no |  |  | no |  |  | 0 | 0 | 0 | 0
oh_line_8100203_200829666 |  | AD | node_8100203_200829140 | node_intto1_8100203_200829666 | 101.785 | bal_1P_2AC | 8100203 | no | no |  |  | no |  |  | 0 | 0 | 0 | 0
oh_line_8100203_200829730 |  | ABCD | node_8100203_200829077 | node_8100203_200829730 | 123.555 | bal_3P_4/0AC | 8100203 | no | no |  |  | no |  |  | 0 | 0 | 0 | 0
oh_line_8100203_200829731 |  | ABCD | node_8100203_200829730 | node_8100203_200829731 | 184.989 | bal_3P_4/0AC | 8100203 | no | no |  |  | no |  |  | 0 | 0 | 0 | 0
oh_line_8100203_200829732 |  | AD | node_8100203_200829763 | node_8100203_200829732 | 207.958 | bal_1P_2AC | 8100203 | no | no |  |  | no |  |  | 0 | 0 | 0 | 0
oh_line_8100203_200829733 |  | AD | node_8100203_200829732 | node_8100203_200829733 | 208.07 | bal_1P_2AC | 8100203 | no | no |  |  | no |  |  | 0 | 0 | 0 | 0
oh_line_8100203_200829734 |  | AD | node_8100203_200829733 | node_8100203_200829734 | 303.848 | bal_1P_1/0AA | 8100203 | no | no |  |  | no |  |  | 0 | 0 | 0 | 0
oh_line_8100203_200829735 |  | AD | node_8100203_200829734 | node_8100203_200829735 | 306.332 | bal_1P_1/0AA | 8100203 | no | no |  |  | no |  |  | 0 | 0 | 0 | 0
oh_line_8100203_200829737 |  | AD | node_8100203_200829733 | node_8100203_200829737 | 193.515 | bal_1P_2AC | 8100203 | no | no |  |  | no |  |  | 0 | 0 | 0 | 0
oh_line_8100203_200829738 |  | AD | node_8100203_200829737 | node_8100203_200829738 | 225.96 | bal_1P_2AC | 8100203 | no | no |  |  | no |  |  | 0 | 0 | 0 | 0
oh_line_8100203_200829739 |  | AD | node_8100203_200829738 | node_8100203_200829739 | 286.646 | bal_1P_1/0AC | 8100203 | no | no |  |  | no |  |  | 0 | 0 | 0 | 0
oh_line_8100203_200829740 |  | AD | node_8100203_200829739 | node_8100203_200829740 | 194.088 | bal_1P_1/0AC | 8100203 | no | no |  |  | no |  |  | 0 | 0 | 0 | 0
oh_line_8100203_200829741 |  | AD | node_8100203_200829738 | node_8100203_200829741 | 158.721 | bal_1P_2AC | 8100203 | no | no |  |  | no |  |  | 0 | 0 | 0 | 0
oh_line_8100203_200829742 |  | AD | node_8100203_200829741 | node_8100203_200829742 | 173.734 | bal_1P_2AC | 8100203 | no | no |  |  | no |  |  | 0 | 0 | 0 | 0
oh_line_8100203_200829744 |  | AD | node_8100203_200829742 | node_8100203_200829744 | 144.185 | bal_1P_1/0AC | 8100203 | no | no |  |  | no |  |  | 0 | 0 | 0 | 0
oh_line_8100203_200829745 |  | AD | node_8100203_200829744 | node_8100203_200829745 | 268.578 | bal_1P_1/0AC | 8100203 | no | no |  |  | no |  |  | 0 | 0 | 0 | 0
oh_line_8100203_200829746 |  | AD | node_8100203_200829745 | node_intto1_8100203_200829746 | 23.317 | bal_1P_1/0AA | 8100203 | no | no |  |  | no |  |  | 0 | 0 | 0 | 0
oh_line_8100203_200829747 |  | AD | node_8100203_200829746 | node_8100203_200829747 | 318.839 | bal_1P_1/0AA | 8100203 | no | no |  |  | no |  |  | 0 | 0 | 0 | 0
oh_line_8100203_200829748 |  | AD | node_8100203_200829746 | node_8100203_200829748 | 203.716 | bal_1P_1/0AA | 8100203 | no | no |  |  | no |  |  | 0 | 0 | 0 | 0
oh_line_8100203_200829749 |  | AD | node_8100203_200829745 | node_8100203_200829749 | 200.175 | bal_1P_2AC | 8100203 | no | no |  |  | no |  |  | 0 | 0 | 0 | 0
oh_line_8100203_200829750-1 |  | AD | node_1406688_148_15275724_262 | node_8100203_200829750 | 17.365 | bal_1P_1/0AA | 8100203 | no | no |  |  | no |  |  | 0 | 0 | 0 | 0
oh_line_8100203_200829750-2 |  | AD | node_8100203_200829749 | node_1406688_148_15275724_262 | 190.036 | bal_1P_1/0AA | 8100203 | no | no |  |  | no |  |  | 0 | 0 | 0 | 0
oh_line_8100203_200829751 |  | ABCD | node_8100203_200829731 | node_8100203_200829751 | 190.296 | bal_3P_4/0AC | 8100203 | no | no |  |  | no |  |  | 0 | 0 | 0 | 0
oh_line_8100203_200829752 |  | ABCD | node_8100203_200829751 | node_8100203_200829752 | 306.88 | bal_3P_4/0AC | 8100203 | no | no |  |  | no |  |  | 0 | 0 | 0 | 0
oh_line_8100203_200829753 |  | AD | node_8100203_200829750 | node_8100203_200829753 | 225.371 | bal_1P_1/0AA | 8100203 | no | no |  |  | no |  |  | 0 | 0 | 0 | 0
oh_line_8100203_200829754 |  | AD | node_8100203_200829753 | node_8100203_200829754 | 170.508 | bal_1P_1/0AA | 8100203 | no | no |  |  | no |  |  | 0 | 0 | 0 | 0
oh_line_8100203_200829755 |  | ABCD | node_8100203_200829752 | node_8100203_200829755 | 317.016 | bal_3P_4/0AC | 8100203 | no | no |  |  | no |  |  | 0 | 0 | 0 | 0
oh_line_8100203_200829756 |  | ABCD | node_8100203_200829755 | node_intto1_8100203_200829756 | 134.767 | bal_3P_4/0AC | 8100203 | no | no |  |  | no |  |  | 0 | 0 | 0 | 0
oh_line_8100203_200829758 |  | AD | node_8100203_200829818 | node_8100203_200829758 | 185.741 | bal_1P_1/0AA | 8100203 | no | no |  |  | no |  |  | 0 | 0 | 0 | 0
oh_line_8100203_200829759 |  | AD | node_8100203_200829758 | node_8100203_200829759 | 270.465 | bal_1P_1/0AA | 8100203 | no | no |  |  | no |  |  | 0 | 0 | 0 | 0
oh_line_8100203_200829760 |  | AD | node_8100203_200829759 | node_8100203_200829760 | 269.741 | bal_1P_1/0AA | 8100203 | no | no |  |  | no |  |  | 0 | 0 | 0 | 0
oh_line_8100203_200829761 |  | AD | node_8100203_200829758 | node_8100203_200829761 | 206.82 | bal_1P_2AC | 8100203 | no | no |  |  | no |  |  | 0 | 0 | 0 | 0
oh_line_8100203_200829762 |  | AD | node_8100203_200829761 | node_8100203_200829762 | 207.599 | bal_1P_2AC | 8100203 | no | no |  |  | no |  |  | 0 | 0 | 0 | 0
oh_line_8100203_200829763 |  | AD | node_8100203_200829762 | node_intto1_8100203_200829763 | 208.231 | bal_1P_2AC | 8100203 | no | no |  |  | no |  |  | 0 | 0 | 0 | 0
oh_line_8100203_200829809 |  | ABCD | node_8100203_200829811 | node_8100203_200829809 | 263.165 | bal_3P_4/0AC | 8100203 | no | no |  |  | no |  |  | 0 | 0 | 0 | 0
oh_line_8100203_200829811 |  | ABCD | node_8100203_200829812 | node_8100203_200829811 | 269.267 | bal_3P_4/0AC | 8100203 | no | no |  |  | no |  |  | 0 | 0 | 0 | 0
oh_line_8100203_200829812 |  | ABCD | node_8100203_200829813 | node_8100203_200829812 | 265.255 | bal_3P_4/0AC | 8100203 | no | no |  |  | no |  |  | 0 | 0 | 0 | 0
oh_line_8100203_200829813 |  | ABCD | node_8100203_200829815 | node_8100203_200829813 | 199.343 | bal_3P_4/0AC | 8100203 | no | no |  |  | no |  |  | 0 | 0 | 0 | 0
oh_line_8100203_200829815-1 |  | ABCD | node_8100203_200829816 | node_intto1_220388888 | 7.198 | bal_3P_4/0AC | 8100203 | no | no |  |  | no |  |  | 0 | 0 | 0 | 0
oh_line_8100203_200829815-2 |  | ABCD | node_220388888 | node_1403313_274_15275167_951 | 187.739 | bal_3P_4/0AC | 8100203 | no | no |  |  | no |  |  | 0 | 0 | 0 | 0
oh_line_8100203_200829815-3 |  | ABCD | node_1403313_274_15275167_951 | node_8100203_200829815 | 6.106 | bal_3P_4/0AC | 8100203 | no | no |  |  | no |  |  | 0 | 0 | 0 | 0
oh_line_8100203_200829816 |  | ABCD | node_8100203_200829756 | node_8100203_200829816 | 101.223 | bal_3P_4/0AC | 8100203 | no | no |  |  | no |  |  | 0 | 0 | 0 | 0
oh_line_8100203_200829817 |  | AD | node_8100203_200829816 | node_8100203_200829817 | 201.38 | bal_1P_1/0AA | 8100203 | no | no |  |  | no |  |  | 0 | 0 | 0 | 0
oh_line_8100203_200829818 |  | AD | node_8100203_200829817 | node_8100203_200829818 | 295.928 | bal_1P_1/0AA | 8100203 | no | no |  |  | no |  |  | 0 | 0 | 0 | 0
oh_line_8100203_200829863 |  | AD | node_8100203_200820257 | node_8100203_200829863 | 292.004 | bal_1P_1/0AC | 8100203 | no | no |  |  | no |  |  | 0 | 0 | 0 | 0
oh_line_8100203_200829864 |  | AD | node_8100203_200829863 | node_8100203_200829864 | 245.963 | bal_1P_1/0AC | 8100203 | no | no |  |  | no |  |  | 0 | 0 | 0 | 0
oh_line_8100203_200829867 |  | AD | node_8100203_200829864 | node_8100203_200829867 | 199.231 | bal_1P_1/0AA | 8100203 | no | no |  |  | no |  |  | 0 | 0 | 0 | 0
oh_line_8100203_200829869 |  | AD | node_8100203_200829867 | node_8100203_200829869 | 206.494 | bal_1P_1/0AA | 8100203 | no | no |  |  | no |  |  | 0 | 0 | 0 | 0
oh_line_8100203_200829880 |  | AD | node_8100203_200829881 | node_8100203_200829880 | 286.9 | bal_1P_1/0AA | 8100203 | no | no |  |  | no |  |  | 0 | 0 | 0 | 0
oh_line_8100203_200829881 |  | AD | node_8100203_200829882 | node_8100203_200829881 | 281.261 | bal_1P_1/0AA | 8100203 | no | no |  |  | no |  |  | 0 | 0 | 0 | 0
oh_line_8100203_200829882 |  | AD | node_8100203_200829883 | node_8100203_200829882 | 323.291 | bal_1P_1/0AA | 8100203 | no | no |  |  | no |  |  | 0 | 0 | 0 | 0
oh_line_8100203_200829883 |  | AD | node_8100203_200829901 | node_8100203_200829883 | 130.218 | bal_1P_1/0AA | 8100203 | no | no |  |  | no |  |  | 0 | 0 | 0 | 0
oh_line_8100203_200829884 |  | AD | node_8100203_200829896 | node_8100203_200829884 | 229.987 | bal_1P_2AC | 8100203 | no | no |  |  | no |  |  | 0 | 0 | 0 | 0
oh_line_8100203_200829885 |  | AD | node_8100203_200829904 | node_8100203_200829885 | 138.457 | bal_1P_1/0AA | 8100203 | no | no |  |  | no |  |  | 0 | 0 | 0 | 0
oh_line_8100203_200829886 |  | AD | node_8100203_200829885 | node_8100203_200829886 | 233.579 | bal_1P_1/0AA | 8100203 | no | no |  |  | no |  |  | 0 | 0 | 0 | 0
oh_line_8100203_200829887 |  | AD | node_8100203_200829886 | node_8100203_200829887 | 203.153 | bal_1P_1/0AA | 8100203 | no | no |  |  | no |  |  | 0 | 0 | 0 | 0
oh_line_8100203_200829889 |  | AD | node_8100203_200829887 | node_8100203_200829889 | 71.179 | bal_1P_1/0AA | 8100203 | no | no |  |  | no |  |  | 0 | 0 | 0 | 0
oh_line_8100203_200829890 |  | AD | node_8100203_200829889 | node_8100203_200829890 | 302.592 | bal_1P_1/0AA | 8100203 | no | no |  |  | no |  |  | 0 | 0 | 0 | 0
oh_line_8100203_200829891 |  | AD | node_8100203_200829890 | node_8100203_200829891 | 219.415 | bal_1P_1/0AA | 8100203 | no | no |  |  | no |  |  | 0 | 0 | 0 | 0
oh_line_8100203_200829892 |  | AD | node_8100203_200829887 | node_8100203_200829892 | 298.093 | bal_1P_1/0AA | 8100203 | no | no |  |  | no |  |  | 0 | 0 | 0 | 0
oh_line_8100203_200829893 |  | AD | node_8100203_200829892 | node_8100203_200829893 | 320.204 | bal_1P_8DCW | 8100203 | no | no |  |  | no |  |  | 0 | 0 | 0 | 0
oh_line_8100203_200829894 |  | AD | node_8100203_200829893 | node_8100203_200829894 | 418.564 | bal_1P_8DCW | 8100203 | no | no |  |  | no |  |  | 0 | 0 | 0 | 0
oh_line_8100203_200829895 |  | AD | node_8100203_200829894 | node_8100203_200829895 | 237.787 | bal_1P_8DCW | 8100203 | no | no |  |  | no |  |  | 0 | 0 | 0 | 0
oh_line_8100203_200829896 |  | AD | node_8100203_200829898 | node_8100203_200829896 | 304.962 | bal_1P_2AC | 8100203 | no | no |  |  | no |  |  | 0 | 0 | 0 | 0
oh_line_8100203_200829898 |  | AD | node_8100203_200829899 | node_8100203_200829898 | 197.43 | bal_1P_2AC | 8100203 | no | no |  |  | no |  |  | 0 | 0 | 0 | 0
oh_line_8100203_200829899 |  | AD | node_8100203_200829754 | node_8100203_200829899 | 180.411 | bal_1P_2AC | 8100203 | no | no |  |  | no |  |  | 0 | 0 | 0 | 0
oh_line_8100203_200829900 |  | AD | node_8100203_200829754 | node_intto1_8100203_200829900 | 389.415 | bal_1P_2AC | 8100203 | no | no |  |  | no |  |  | 0 | 0 | 0 | 0
oh_line_8100203_200829901 |  | AD | node_8100203_200829900 | node_8100203_200829901 | 331.625 | bal_1P_2AC | 8100203 | no | no |  |  | no |  |  | 0 | 0 | 0 | 0
oh_line_8100203_200829902 |  | AD | node_8100203_200829883 | node_8100203_200829902 | 269.118 | bal_1P_1/0AA | 8100203 | no | no |  |  | no |  |  | 0 | 0 | 0 | 0
oh_line_8100203_200829903 |  | AD | node_8100203_200829902 | node_intto1_8100203_200829903 | 253.779 | bal_1P_1/0AA | 8100203 | no | no |  |  | no |  |  | 0 | 0 | 0 | 0
oh_line_8100203_200829904 |  | AD | node_8100203_200829903 | node_8100203_200829904 | 249.29 | bal_1P_1/0AA | 8100203 | no | no |  |  | no |  |  | 0 | 0 | 0 | 0
oh_line_8100203_200829910 |  | AD | node_8100203_200829155 | node_8100203_200829910 | 61.596 | bal_1P_1/0AC | 8100203 | no | no |  |  | no |  |  | 0 | 0 | 0 | 0
oh_line_8100203_200829911 |  | AD | node_8100203_200829934 | node_8100203_200829911 | 282.301 | bal_1P_1/0AC | 8100203 | no | no |  |  | no |  |  | 0 | 0 | 0 | 0
oh_line_8100203_200829912 |  | AD | node_8100203_200829911 | node_8100203_200829912 | 310.471 | bal_1P_1/0AC | 8100203 | no | no |  |  | no |  |  | 0 | 0 | 0 | 0
oh_line_8100203_200829913 |  | AD | node_8100203_200829912 | node_8100203_200829913 | 335.389 | bal_1P_1/0AC | 8100203 | no | no |  |  | no |  |  | 0 | 0 | 0 | 0
oh_line_8100203_200829914 |  | AD | node_8100203_200829913 | node_8100203_200829914 | 330.969 | bal_1P_1/0AA | 8100203 | no | no |  |  | no |  |  | 0 | 0 | 0 | 0
oh_line_8100203_200829915 |  | AD | node_8100203_200829914 | node_8100203_200829915 | 364.68 | bal_1P_1/0AA | 8100203 | no | no |  |  | no |  |  | 0 | 0 | 0 | 0
oh_line_8100203_200829916 |  | AD | node_8100203_200829915 | node_8100203_200829916 | 248.296 | bal_1P_1/0AA | 8100203 | no | no |  |  | no |  |  | 0 | 0 | 0 | 0
oh_line_8100203_200829917 |  | AD | node_8100203_200829916 | node_8100203_200829917 | 340.831 | bal_1P_1/0AA | 8100203 | no | no |  |  | no |  |  | 0 | 0 | 0 | 0
oh_line_8100203_200829918 |  | AD | node_8100203_200829917 | node_8100203_200829918 | 373.765 | bal_1P_1/0AA | 8100203 | no | no |  |  | no |  |  | 0 | 0 | 0 | 0
oh_line_8100203_200829921 |  | AD | node_8100203_200966636 | node_8100203_200829921 | 407.318 | bal_1P_1/0AA | 8100203 | no | no |  |  | no |  |  | 0 | 0 | 0 | 0
oh_line_8100203_200829922 |  | AD | node_8100203_200829910 | node_8100203_200829922 | 31.001 | bal_1P_1/0AC | 8100203 | no | no |  |  | no |  |  | 0 | 0 | 0 | 0
oh_line_8100203_200829923 |  | AD | node_8100203_200829921 | node_8100203_200829923 | 377.513 | bal_1P_2AC | 8100203 | no | no |  |  | no |  |  | 0 | 0 | 0 | 0
oh_line_8100203_200829925 |  | AD | node_8100203_200966635 | node_8100203_200829925 | 233.338 | bal_1P_2AC | 8100203 | no | no |  |  | no |  |  | 0 | 0 | 0 | 0
oh_line_8100203_200829927 |  | AD | node_8100203_200829922 | node_intto1_8100203_200829927 | 296.598 | bal_1P_1/0AC | 8100203 | no | no |  |  | no |  |  | 0 | 0 | 0 | 0
oh_line_8100203_200829928 |  | AD | node_8100203_200829927 | node_8100203_200829928 | 291.293 | bal_1P_1/0AC | 8100203 | no | no |  |  | no |  |  | 0 | 0 | 0 | 0
oh_line_8100203_200829930 |  | AD | node_8100203_200829928 | node_8100203_200829930 | 306.24 | bal_1P_1/0AC | 8100203 | no | no |  |  | no |  |  | 0 | 0 | 0 | 0
oh_line_8100203_200829931 |  | AD | node_8100203_200829930 | node_8100203_200829931 | 299.221 | bal_1P_1/0AC | 8100203 | no | no |  |  | no |  |  | 0 | 0 | 0 | 0
oh_line_8100203_200829932 |  | AD | node_8100203_200829931 | node_8100203_200829932 | 308.609 | bal_1P_1/0AC | 8100203 | no | no |  |  | no |  |  | 0 | 0 | 0 | 0
oh_line_8100203_200829933 |  | AD | node_8100203_200829932 | node_8100203_200829933 | 301.925 | bal_1P_1/0AC | 8100203 | no | no |  |  | no |  |  | 0 | 0 | 0 | 0
oh_line_8100203_200829934 |  | AD | node_8100203_200829933 | node_8100203_200829934 | 269.77 | bal_1P_1/0AC | 8100203 | no | no |  |  | no |  |  | 0 | 0 | 0 | 0
oh_line_8100203_200830196 |  | AD | node_8100203_200829902 | node_8100203_200830196 | 302.615 | bal_1P_1/0AA | 8100203 | no | no |  |  | no |  |  | 0 | 0 | 0 | 0
oh_line_8100203_200830197 |  | AD | node_8100203_200830196 | node_8100203_200830197 | 304.887 | bal_1P_1/0AA | 8100203 | no | no |  |  | no |  |  | 0 | 0 | 0 | 0
oh_line_8100203_200830199 |  | AD | node_8100203_200830197 | node_8100203_200830199 | 206.346 | bal_1P_1/0AA | 8100203 | no | no |  |  | no |  |  | 0 | 0 | 0 | 0
oh_line_8100203_200830200 |  | AD | node_8100203_200830199 | node_8100203_200830200 | 276.442 | bal_1P_1/0AA | 8100203 | no | no |  |  | no |  |  | 0 | 0 | 0 | 0
oh_line_8100203_200830201 |  | AD | node_8100203_200830200 | node_8100203_200830201 | 232.023 | bal_1P_1/0AA | 8100203 | no | no |  |  | no |  |  | 0 | 0 | 0 | 0
oh_line_8100203_200830202 |  | AD | node_8100203_200830201 | node_8100203_200830202 | 235.548 | bal_1P_1/0AA | 8100203 | no | no |  |  | no |  |  | 0 | 0 | 0 | 0
oh_line_8100203_200830203 |  | AD | node_8100203_200830202 | node_8100203_200830203 | 189.977 | bal_1P_1/0AA | 8100203 | no | no |  |  | no |  |  | 0 | 0 | 0 | 0
oh_line_8100203_200830204 |  | AD | node_8100203_200830203 | node_8100203_200830204 | 305.906 | bal_1P_1/0AA | 8100203 | no | no |  |  | no |  |  | 0 | 0 | 0 | 0
oh_line_8100203_200830205 |  | AD | node_8100203_200830204 | node_8100203_200830205 | 311.967 | bal_1P_1/0AA | 8100203 | no | no |  |  | no |  |  | 0 | 0 | 0 | 0
oh_line_8100203_200830206 |  | AD | node_8100203_200830201 | node_intto1_8100203_200830206 | 261.546 | bal_1P_1/0AA | 8100203 | no | no |  |  | no |  |  | 0 | 0 | 0 | 0
oh_line_8100203_200830207 |  | AD | node_8100203_200830206 | node_8100203_200830207 | 275.569 | bal_1P_1/0AA | 8100203 | no | no |  |  | no |  |  | 0 | 0 | 0 | 0
oh_line_8100203_200830208 |  | AD | node_8100203_200830207 | node_8100203_200830208 | 128.471 | bal_1P_1/0AA | 8100203 | no | no |  |  | no |  |  | 0 | 0 | 0 | 0
oh_line_8100203_200830209 |  | AD | node_8100203_200830207 | node_8100203_200830209 | 303.999 | bal_1P_1/0AA | 8100203 | no | no |  |  | no |  |  | 0 | 0 | 0 | 0
oh_line_8100203_200830211 |  | AD | node_8100203_200830209 | node_8100203_200830211 | 330.519 | bal_1P_1/0AA | 8100203 | no | no |  |  | no |  |  | 0 | 0 | 0 | 0
oh_line_8100203_200830212 |  | AD | node_8100203_200830211 | node_8100203_200830212 | 254.568 | bal_1P_1/0AA | 8100203 | no | no |  |  | no |  |  | 0 | 0 | 0 | 0
oh_line_8100203_200830213 |  | AD | node_8100203_200830212 | node_8100203_200830213 | 107.922 | bal_1P_1/0AA | 8100203 | no | no |  |  | no |  |  | 0 | 0 | 0 | 0
oh_line_8100203_200830214 |  | AD | node_8100203_200830213 | node_8100203_200830214 | 188.111 | bal_1P_1/0AA | 8100203 | no | no |  |  | no |  |  | 0 | 0 | 0 | 0
oh_line_8100203_200830215 |  | AD | node_8100203_200830212 | node_8100203_200830215 | 215.436 | bal_1P_1/0AA | 8100203 | no | no |  |  | no |  |  | 0 | 0 | 0 | 0
oh_line_8100203_200830216 |  | AD | node_8100203_200830205 | node_8100203_200830216 | 234.585 | bal_1P_1/0AA | 8100203 | no | no |  |  | no |  |  | 0 | 0 | 0 | 0
oh_line_8100203_200830217 |  | AD | node_8100203_200830216 | node_intto1_8100203_200830217 | 236.421 | bal_1P_1/0AA | 8100203 | no | no |  |  | no |  |  | 0 | 0 | 0 | 0
oh_line_8100203_200830219 |  | AD | node_8100203_200830217 | node_8100203_200830219 | 208.914 | bal_1P_1/0AA | 8100203 | no | no |  |  | no |  |  | 0 | 0 | 0 | 0
oh_line_8100203_200830220 |  | AD | node_8100203_200830219 | node_8100203_200830220 | 231.036 | bal_1P_1/0AA | 8100203 | no | no |  |  | no |  |  | 0 | 0 | 0 | 0
oh_line_8100203_200830221 |  | AD | node_8100203_200830219 | node_8100203_200830221 | 215.324 | bal_1P_1/0AA | 8100203 | no | no |  |  | no |  |  | 0 | 0 | 0 | 0
oh_line_8100203_200830223 |  | AD | node_8100203_200830221 | node_8100203_200830223 | 210.108 | bal_1P_1/0AA | 8100203 | no | no |  |  | no |  |  | 0 | 0 | 0 | 0
oh_line_8100203_200914877 |  | AD | node_8100203_200819954 | node_intto1_8100203_200914877 | 56.339 | bal_1P_1/0AC | 8100203 | no | no |  |  | no |  |  | 0 | 0 | 0 | 0
oh_line_8100203_200914884 |  | AD | node_8100203_200829158 | node_intto1_8100203_200914884 | 198.926 | bal_1P_2AC | 8100203 | no | no |  |  | no |  |  | 0 | 0 | 0 | 0
oh_line_8100203_200917166 |  | ABCD | node_SOURCE_8100203 | node_8100203_200917166 | 78.623 | bal_3P_477AL | 8100203 | no | no |  |  | no |  |  | 0 | 0 | 0 | 0
oh_line_8100203_200946802 |  | AD | node_8100203_200829091 | node_8100203_200946802 | 294.713 | bal_1P_1/0AA | 8100203 | no | no |  |  | no |  |  | 0 | 0 | 0 | 0
oh_line_8100203_200950778 |  | AD | node_8100203_200818404 | node_intto1_8100203_200950778 | 251.486 | bal_1P_2AC | 8100203 | no | no |  |  | no |  |  | 0 | 0 | 0 | 0
oh_line_8100203_200952121 |  | AD | node_8100203_200829666 | node_8100203_200952121 | 244.994 | bal_1P_2AC | 8100203 | no | no |  |  | no |  |  | 0 | 0 | 0 | 0
oh_line_8100203_200954306 |  | ABCD | node_8100203_200819538 | node_8100203_200954306 | 51.881 | bal_3P_477AL | 8100203 | no | no |  |  | no |  |  | 0 | 0 | 0 | 0
oh_line_8100203_200960621 |  | AD | node_8100203_200818510 | node_8100203_200960621 | 197.925 | bal_1P_1/0AA | 8100203 | no | no |  |  | no |  |  | 0 | 0 | 0 | 0
oh_line_8100203_200961773 |  | AD | node_8100203_200818401 | node_8100203_200961773 | 668.184 | bal_1P_2AC | 8100203 | no | no |  |  | no |  |  | 0 | 0 | 0 | 0
oh_line_8100203_200966635 |  | AD | node_8100203_200829923 | node_8100203_200966635 | 351.195 | bal_1P_2AC | 8100203 | no | no |  |  | no |  |  | 0 | 0 | 0 | 0
oh_line_8100203_200966636 |  | AD | node_8100203_200829918 | node_8100203_200966636 | 291.365 | bal_1P_1/0AA | 8100203 | no | no |  |  | no |  |  | 0 | 0 | 0 | 0
oh_line_8100203_200975924 |  | ABCD | node_8100203_200818273 | node_8100203_200975924 | 237.65 | bal_3P_4/0AC | 8100203 | no | no |  |  | no |  |  | 0 | 0 | 0 | 0
oh_line_8100203_200978578 |  | ABCD | node_8100203_200829254 | node_8100203_200978578 | 382.007 | bal_3P_4/0AC | 8100203 | no | no |  |  | no |  |  | 0 | 0 | 0 | 0
oh_line_8100203_200987029 |  | AD | node_8100203_200829097 | node_8100203_200987029 | 413.719 | bal_1P_4AC | 8100203 | no | no |  |  | no |  |  | 0 | 0 | 0 | 0
oh_line_8100203_201036177 |  | AD | node_8100203_200829128 | node_8100203_201036177 | 270.082 | bal_1P_2AC | 8100203 | no | no |  |  | no |  |  | 0 | 0 | 0 | 0
oh_line_8100203_201037209 |  | AD | node_8100203_200829925 | node_8100203_201037209 | 106.767 | bal_1P_1/0AA | 8100203 | no | no |  |  | no |  |  | 0 | 0 | 0 | 0
oh_line_8100203_201044320 |  | AD | node_8100203_200818392 | node_8100203_201044320 | 306.002 | bal_1P_2AC | 8100203 | no | no |  |  | no |  |  | 0 | 0 | 0 | 0
oh_line_8100203_201049758 |  | AD | node_8100203_200829891 | node_8100203_201049758 | 336.725 | bal_1P_1/0AA | 8100203 | no | no |  |  | no |  |  | 0 | 0 | 0 | 0
oh_line_8100203_201049836 |  | AD | node_8100203_200914884 | node_8100203_201049836 | 405.184 | bal_1P_2AC | 8100203 | no | no |  |  | no |  |  | 0 | 0 | 0 | 0
oh_line_8100203_201052321 |  | AD | node_8100203_200818486 | node_8100203_201052321 | 166.244 | bal_1P_1/0AA | 8100203 | no | no |  |  | no |  |  | 0 | 0 | 0 | 0
oh_line_8100203_201058696 |  | AD | node_8100203_200818467 | node_8100203_201058696 | 224.786 | bal_1P_4AC | 8100203 | no | no |  |  | no |  |  | 0 | 0 | 0 | 0
oh_line_8100203_201059059 |  | ABCD | node_8100203_200829148 | node_8100203_201059059 | 251.257 | bal_3P_4/0AC | 8100203 | no | no |  |  | no |  |  | 0 | 0 | 0 | 0
oh_line_8100203_201062895 |  | AD | node_8100203_201062942 | node_8100203_201062895 | 146.071 | bal_1P_2AC | 8100203 | no | no |  |  | no |  |  | 0 | 0 | 0 | 0
oh_line_8100203_201062942 |  | AD | node_8100203_201044320 | node_8100203_201062942 | 67.283 | bal_1P_2AC | 8100203 | no | no |  |  | no |  |  | 0 | 0 | 0 | 0
oh_line_8100203_201067578 |  | ABCD | node_8100203_200829073 | node_8100203_201067578 | 202.238 | bal_3P_4/0AC | 8100203 | no | no |  |  | no |  |  | 0 | 0 | 0 | 0
oh_line_8100203_201067579 |  | ABCD | node_8100203_201067578 | node_8100203_201067579 | 204.825 | bal_3P_4/0AC | 8100203 | no | no |  |  | no |  |  | 0 | 0 | 0 | 0
oh_line_8100203_310026667 |  | AD | node_8100203_200829096 | node_8100203_310026667 | 174.321 | bal_1P_1/0AA | 8100203 | no | no |  |  | no |  |  | 0 | 0 | 0 | 0
oh_line_8100203_310026668 |  | AD | node_8100203_310026667 | node_8100203_310026668 | 238.224 | bal_1P_1/0AA | 8100203 | no | no |  |  | no |  |  | 0 | 0 | 0 | 0
oh_line_8100203_310057635 |  | AD | node_8100203_200830207 | node_8100203_310057635 | 110.641 | bal_1P_1/0AA | 8100203 | no | no |  |  | no |  |  | 0 | 0 | 0 | 0
oh_line_8100203_311884334 |  | AD | node_8100203_200818419 | node_8100203_311884334 | 165.035 | bal_1P_1/0AA | 8100203 | no | no |  |  | no |  |  | 0 | 0 | 0 | 0
oh_line_TAP_OH_893827 |  | ABCN | node_8100203_200818270 | node_1401498_915_15287185_575 | 0.033 | unb_TAPWIRE_OH | 8100203 | no | no |  |  | no |  |  | 0 | 0 | 0 | 0
oh_line_TAP_OH_893828 |  | ABCN | node_8100203_200818277 | node_1401839_495_15285623_758 | 0.033 | unb_TAPWIRE_OH | 8100203 | no | no |  |  | no |  |  | 0 | 0 | 0 | 0
oh_line_TAP_OH_893829 |  | ABCN | node_8100203_200818288 | node_1402957_127_15283617_416 | 0.033 | unb_TAPWIRE_OH | 8100203 | no | no |  |  | no |  |  | 0 | 0 | 0 | 0
oh_line_TAP_OH_893830 |  | ABCN | node_8100203_200818292 | node_1403381_823_15282882_294 | 0.033 | unb_TAPWIRE_OH | 8100203 | no | no |  |  | no |  |  | 0 | 0 | 0 | 0
oh_line_TAP_OH_893831 |  | ABCN | node_8100203_200818294 | node_1403370_179_15282476_992 | 0.033 | unb_TAPWIRE_OH | 8100203 | no | no |  |  | no |  |  | 0 | 0 | 0 | 0
oh_line_TAP_OH_893832 |  | ABCN | node_8100203_200818296 | node_1403262_303_15281920_944 | 0.033 | unb_TAPWIRE_OH | 8100203 | no | no |  |  | no |  |  | 0 | 0 | 0 | 0
oh_line_TAP_OH_893833 |  | ABCN | node_8100203_200818305 | node_1403224_65_15280039_863 | 0.033 | unb_TAPWIRE_OH | 8100203 | no | no |  |  | no |  |  | 0 | 0 | 0 | 0
oh_line_TAP_OH_893834 |  | ABCN | node_8100203_200818312 | node_1401243_64_15287988_365 | 0.033 | unb_TAPWIRE_OH | 8100203 | no | no |  |  | no |  |  | 0 | 0 | 0 | 0
oh_line_TAP_OH_893835 |  | ABCN | node_8100203_200818314 | node_1401156_15_15287858_961 | 0.033 | unb_TAPWIRE_OH | 8100203 | no | no |  |  | no |  |  | 0 | 0 | 0 | 0
oh_line_TAP_OH_893838 |  | ABCN | node_8100203_200818319 | node_1400656_537_15288085_465 | 0.033 | unb_TAPWIRE_OH | 8100203 | no | no |  |  | no |  |  | 0 | 0 | 0 | 0
oh_line_TAP_OH_893839 |  | AN | node_8100203_200818322 | node_1402740_669_15283571_935 | 0.033 | unb_TAPWIRE_OH | 8100203 | no | no |  |  | no |  |  | 0 | 0 | 0 | 0
oh_line_TAP_OH_893840 |  | AN | node_8100203_200818333 | node_1403472_424_15281743_396 | 0.033 | unb_TAPWIRE_OH | 8100203 | no | no |  |  | no |  |  | 0 | 0 | 0 | 0
oh_line_TAP_OH_893841 |  | AN | node_8100203_200818334 | node_1403609_811_15281805_053 | 0.033 | unb_TAPWIRE_OH | 8100203 | no | no |  |  | no |  |  | 0 | 0 | 0 | 0
oh_line_TAP_OH_893842 |  | AN | node_8100203_200818340 | node_1403514_163_15281409_729 | 0.033 | unb_TAPWIRE_OH | 8100203 | no | no |  |  | no |  |  | 0 | 0 | 0 | 0
oh_line_TAP_OH_893858 |  | AN | node_8100203_200818391 | node_1404123_538_15285148_185 | 0.033 | unb_TAPWIRE_OH | 8100203 | no | no |  |  | no |  |  | 0 | 0 | 0 | 0
oh_line_TAP_OH_893859 |  | AN | node_8100203_200818392 | node_1404124_305_15284797_92 | 0.033 | unb_TAPWIRE_OH | 8100203 | no | no |  |  | no |  |  | 0 | 0 | 0 | 0
oh_line_TAP_OH_893860 |  | AN | node_8100203_200818395 | node_1404520_242_15284371_578 | 0.033 | unb_TAPWIRE_OH | 8100203 | no | no |  |  | no |  |  | 0 | 0 | 0 | 0
oh_line_TAP_OH_893861 |  | AN | node_8100203_200818397 | node_1404928_153_15284420_065 | 0.033 | unb_TAPWIRE_OH | 8100203 | no | no |  |  | no |  |  | 0 | 0 | 0 | 0
oh_line_TAP_OH_893862 |  | AN | node_8100203_200818400 | node_1405322_575_15284507_448 | 0.033 | unb_TAPWIRE_OH | 8100203 | no | no |  |  | no |  |  | 0 | 0 | 0 | 0
oh_line_TAP_OH_893863 |  | AN | node_8100203_200818402 | node_1405469_048_15284395_846 | 0.033 | unb_TAPWIRE_OH | 8100203 | no | no |  |  | no |  |  | 0 | 0 | 0 | 0
oh_line_TAP_OH_893864 |  | AN | node_8100203_200818406 | node_1403356_759_15286967_204 | 0.033 | unb_TAPWIRE_OH | 8100203 | no | no |  |  | no |  |  | 0 | 0 | 0 | 0
oh_line_TAP_OH_893865 |  | AN | node_8100203_200818408 | node_1403520_306_15287320_034 | 0.033 | unb_TAPWIRE_OH | 8100203 | no | no |  |  | no |  |  | 0 | 0 | 0 | 0
oh_line_TAP_OH_893866 |  | AN | node_8100203_200818410 | node_1403721_618_15287102_56 | 0.033 | unb_TAPWIRE_OH | 8100203 | no | no |  |  | no |  |  | 0 | 0 | 0 | 0
oh_line_TAP_OH_893867 |  | AN | node_8100203_200818413 | node_1404054_39_15286668_003 | 0.033 | unb_TAPWIRE_OH | 8100203 | no | no |  |  | no |  |  | 0 | 0 | 0 | 0
oh_line_TAP_OH_893868 |  | AN | node_8100203_200818415 | node_1404069_73_15286321_689 | 0.033 | unb_TAPWIRE_OH | 8100203 | no | no |  |  | no |  |  | 0 | 0 | 0 | 0
oh_line_TAP_OH_893869 |  | AN | node_8100203_200818416 | node_1404216_989_15286007_565 | 0.033 | unb_TAPWIRE_OH | 8100203 | no | no |  |  | no |  |  | 0 | 0 | 0 | 0
oh_line_TAP_OH_893871 |  | AN | node_8100203_200818421 | node_1401577_297_15285788_93 | 0.033 | unb_TAPWIRE_OH | 8100203 | no | no |  |  | no |  |  | 0 | 0 | 0 | 0
oh_line_TAP_OH_893872 |  | AN | node_8100203_200818422 | node_1401383_714_15285188_771 | 0.033 | unb_TAPWIRE_OH | 8100203 | no | no |  |  | no |  |  | 0 | 0 | 0 | 0
oh_line_TAP_OH_893873 |  | AN | node_8100203_200818428 | node_1401002_77_15285142_301 | 0.033 | unb_TAPWIRE_OH | 8100203 | no | no |  |  | no |  |  | 0 | 0 | 0 | 0
oh_line_TAP_OH_893874 |  | AN | node_8100203_200818436 | node_1402350_807_15284100_401 | 0.033 | unb_TAPWIRE_OH | 8100203 | no | no |  |  | no |  |  | 0 | 0 | 0 | 0
oh_line_TAP_OH_893875 |  | AN | node_8100203_200818444 | node_1402896_756_15280399_278 | 0.033 | unb_TAPWIRE_OH | 8100203 | no | no |  |  | no |  |  | 0 | 0 | 0 | 0
oh_line_TAP_OH_893876 |  | AN | node_8100203_200818445 | node_1402854_239_15280594_642 | 0.033 | unb_TAPWIRE_OH | 8100203 | no | no |  |  | no |  |  | 0 | 0 | 0 | 0
oh_line_TAP_OH_893877 |  | AN | node_8100203_200818447 | node_1402650_058_15280460_254 | 0.033 | unb_TAPWIRE_OH | 8100203 | no | no |  |  | no |  |  | 0 | 0 | 0 | 0
oh_line_TAP_OH_893878 |  | AN | node_8100203_200818448 | node_1402486_604_15280193_959 | 0.033 | unb_TAPWIRE_OH | 8100203 | no | no |  |  | no |  |  | 0 | 0 | 0 | 0
oh_line_TAP_OH_893879 |  | AN | node_8100203_200818450 | node_1402307_766_15280150_668 | 0.033 | unb_TAPWIRE_OH | 8100203 | no | no |  |  | no |  |  | 0 | 0 | 0 | 0
oh_line_TAP_OH_893880 |  | AN | node_8100203_200818451 | node_1402150_099_15280051_19 | 0.033 | unb_TAPWIRE_OH | 8100203 | no | no |  |  | no |  |  | 0 | 0 | 0 | 0
oh_line_TAP_OH_893881 |  | AN | node_8100203_200818453 | node_1402045_374_15279910_647 | 0.033 | unb_TAPWIRE_OH | 8100203 | no | no |  |  | no |  |  | 0 | 0 | 0 | 0
oh_line_TAP_OH_893882 |  | AN | node_8100203_200818456 | node_1401628_972_15279768_824 | 0.033 | unb_TAPWIRE_OH | 8100203 | no | no |  |  | no |  |  | 0 | 0 | 0 | 0
oh_line_TAP_OH_893883 |  | AN | node_8100203_200818464 | node_1401294_098_15278840_289 | 0.033 | unb_TAPWIRE_OH | 8100203 | no | no |  |  | no |  |  | 0 | 0 | 0 | 0
oh_line_TAP_OH_893884 |  | AN | node_8100203_200818469 | node_1406332_525_15280905_804 | 0.033 | unb_TAPWIRE_OH | 8100203 | no | no |  |  | no |  |  | 0 | 0 | 0 | 0
oh_line_TAP_OH_893885 |  | AN | node_8100203_200818470 | node_1406492_377_15280872_114 | 0.033 | unb_TAPWIRE_OH | 8100203 | no | no |  |  | no |  |  | 0 | 0 | 0 | 0
oh_line_TAP_OH_893886 |  | AN | node_8100203_200818472 | node_1406865_973_15280980_688 | 0.033 | unb_TAPWIRE_OH | 8100203 | no | no |  |  | no |  |  | 0 | 0 | 0 | 0
oh_line_TAP_OH_893887 |  | AN | node_8100203_200818475 | node_1407133_602_15280693_355 | 0.033 | unb_TAPWIRE_OH | 8100203 | no | no |  |  | no |  |  | 0 | 0 | 0 | 0
oh_line_TAP_OH_893888 |  | AN | node_8100203_200818478 | node_1406747_407_15284586_683 | 0.033 | unb_TAPWIRE_OH | 8100203 | no | no |  |  | no |  |  | 0 | 0 | 0 | 0
oh_line_TAP_OH_893889 |  | AN | node_8100203_200818479 | node_1406640_005_15284570_604 | 0.033 | unb_TAPWIRE_OH | 8100203 | no | no |  |  | no |  |  | 0 | 0 | 0 | 0
oh_line_TAP_OH_893890 |  | AN | node_8100203_200818481 | node_1406281_19_15284501_704 | 0.033 | unb_TAPWIRE_OH | 8100203 | no | no |  |  | no |  |  | 0 | 0 | 0 | 0
oh_line_TAP_OH_893891 |  | AN | node_8100203_200818483 | node_1405941_001_15284507_865 | 0.033 | unb_TAPWIRE_OH | 8100203 | no | no |  |  | no |  |  | 0 | 0 | 0 | 0
oh_line_TAP_OH_893892 |  | AN | node_8100203_200818484 | node_1405969_936_15284147_14 | 0.033 | unb_TAPWIRE_OH | 8100203 | no | no |  |  | no |  |  | 0 | 0 | 0 | 0
oh_line_TAP_OH_893893 |  | AN | node_8100203_200818485 | node_1406041_219_15283811_064 | 0.033 | unb_TAPWIRE_OH | 8100203 | no | no |  |  | no |  |  | 0 | 0 | 0 | 0
oh_line_TAP_OH_893894 |  | AN | node_8100203_200818486 | node_1406113_228_15283497_596 | 0.033 | unb_TAPWIRE_OH | 8100203 | no | no |  |  | no |  |  | 0 | 0 | 0 | 0
oh_line_TAP_OH_893895 |  | AN | node_8100203_200818490 | node_1404705_383_15279462_105 | 0.033 | unb_TAPWIRE_OH | 8100203 | no | no |  |  | no |  |  | 0 | 0 | 0 | 0
oh_line_TAP_OH_893896 |  | AN | node_8100203_200818492 | node_1405157_485_15280003_499 | 0.033 | unb_TAPWIRE_OH | 8100203 | no | no |  |  | no |  |  | 0 | 0 | 0 | 0
oh_line_TAP_OH_893897 |  | AN | node_8100203_200818493 | node_1405448_867_15279946_428 | 0.033 | unb_TAPWIRE_OH | 8100203 | no | no |  |  | no |  |  | 0 | 0 | 0 | 0
oh_line_TAP_OH_893898 |  | AN | node_8100203_200818494 | node_1405622_925_15280082_518 | 0.033 | unb_TAPWIRE_OH | 8100203 | no | no |  |  | no |  |  | 0 | 0 | 0 | 0
oh_line_TAP_OH_893899 |  | AN | node_8100203_200818495 | node_1405780_235_15280207_905 | 0.033 | unb_TAPWIRE_OH | 8100203 | no | no |  |  | no |  |  | 0 | 0 | 0 | 0
oh_line_TAP_OH_893900 |  | AN | node_8100203_200818497 | node_1406077_664_15280531_853 | 0.033 | unb_TAPWIRE_OH | 8100203 | no | no |  |  | no |  |  | 0 | 0 | 0 | 0
oh_line_TAP_OH_893901 |  | AN | node_8100203_200818500 | node_1406119_403_15280961_691 | 0.033 | unb_TAPWIRE_OH | 8100203 | no | no |  |  | no |  |  | 0 | 0 | 0 | 0
oh_line_TAP_OH_893902 |  | AN | node_8100203_200818502 | node_1401426_256_15278064_499 | 0.033 | unb_TAPWIRE_OH | 8100203 | no | no |  |  | no |  |  | 0 | 0 | 0 | 0
oh_line_TAP_OH_893903 |  | AN | node_8100203_200818503 | node_1401639_489_15273933_055 | 0.033 | unb_TAPWIRE_OH | 8100203 | no | no |  |  | no |  |  | 0 | 0 | 0 | 0
oh_line_TAP_OH_893904 |  | ABCN | node_8100203_200818511 | node_1401347_862_15268542_883 | 0.033 | unb_TAPWIRE_OH | 8100203 | no | no |  |  | no |  |  | 0 | 0 | 0 | 0
oh_line_TAP_OH_893905 |  | ABCN | node_8100203_200818519 | node_1399451_54_15268273_712 | 0.033 | unb_TAPWIRE_OH | 8100203 | no | no |  |  | no |  |  | 0 | 0 | 0 | 0
oh_line_TAP_OH_893906 |  | ABCN | node_8100203_200818523 | node_1398441_256_15268282_96 | 0.033 | unb_TAPWIRE_OH | 8100203 | no | no |  |  | no |  |  | 0 | 0 | 0 | 0
oh_line_TAP_OH_893907 |  | ABCN | node_8100203_200818526 | node_1398163_614_15268034_813 | 0.033 | unb_TAPWIRE_OH | 8100203 | no | no |  |  | no |  |  | 0 | 0 | 0 | 0
oh_line_TAP_OH_893908 |  | AN | node_8100203_200818530 | node_1397783_938_15268466_982 | 0.033 | unb_TAPWIRE_OH | 8100203 | no | no |  |  | no |  |  | 0 | 0 | 0 | 0
oh_line_TAP_OH_893910 |  | ABCN | node_8100203_200818534 | node_1398037_865_15267564_891 | 0.033 | unb_TAPWIRE_OH | 8100203 | no | no |  |  | no |  |  | 0 | 0 | 0 | 0
oh_line_TAP_OH_893911 |  | ABCN | node_8100203_200818535 | node_1398047_584_15267316_697 | 0.033 | unb_TAPWIRE_OH | 8100203 | no | no |  |  | no |  |  | 0 | 0 | 0 | 0
oh_line_TAP_OH_893912 |  | AN | node_8100203_200818538 | node_1401943_243_15271840_498 | 0.033 | unb_TAPWIRE_OH | 8100203 | no | no |  |  | no |  |  | 0 | 0 | 0 | 0
oh_line_TAP_OH_893913 |  | AN | node_8100203_200818542 | node_1398184_025_15266803_89 | 0.033 | unb_TAPWIRE_OH | 8100203 | no | no |  |  | no |  |  | 0 | 0 | 0 | 0
oh_line_TAP_OH_893914 |  | ABCN | node_8100203_200818543 | node_1401829_262_15271178_697 | 0.033 | unb_TAPWIRE_OH | 8100203 | no | no |  |  | no |  |  | 0 | 0 | 0 | 0
oh_line_TAP_OH_893915 |  | ABCN | node_8100203_200818547 | node_1401425_596_15270225_506 | 0.033 | unb_TAPWIRE_OH | 8100203 | no | no |  |  | no |  |  | 0 | 0 | 0 | 0
oh_line_TAP_OH_893916 |  | AN | node_8100203_200818548 | node_1401836_6_15270167_457 | 0.033 | unb_TAPWIRE_OH | 8100203 | no | no |  |  | no |  |  | 0 | 0 | 0 | 0
oh_line_TAP_OH_893953 |  | AN | node_8100203_200818634 | node_1401587_458_15286130_049 | 0.033 | unb_TAPWIRE_OH | 8100203 | no | no |  |  | no |  |  | 0 | 0 | 0 | 0
oh_line_TAP_OH_893954 |  | AN | node_8100203_200818638 | node_1401476_206_15286689_85 | 0.033 | unb_TAPWIRE_OH | 8100203 | no | no |  |  | no |  |  | 0 | 0 | 0 | 0
oh_line_TAP_OH_894386 |  | AN | node_8100203_200819946 | node_1398794_522_15277561_986 | 0.033 | unb_TAPWIRE_OH | 8100203 | no | no |  |  | no |  |  | 0 | 0 | 0 | 0
oh_line_TAP_OH_894387 |  | AN | node_8100203_200819948 | node_1398742_304_15277369_555 | 0.033 | unb_TAPWIRE_OH | 8100203 | no | no |  |  | no |  |  | 0 | 0 | 0 | 0
oh_line_TAP_OH_894388 |  | AN | node_8100203_200819956 | node_1396967_562_15276485_227 | 0.033 | unb_TAPWIRE_OH | 8100203 | no | no |  |  | no |  |  | 0 | 0 | 0 | 0
oh_line_TAP_OH_894389 |  | AN | node_8100203_200819957 | node_1401218_25_15278553_551 | 0.033 | unb_TAPWIRE_OH | 8100203 | no | no |  |  | no |  |  | 0 | 0 | 0 | 0
oh_line_TAP_OH_894390 |  | AN | node_8100203_200819960 | node_1400741_85_15278390_336 | 0.033 | unb_TAPWIRE_OH | 8100203 | no | no |  |  | no |  |  | 0 | 0 | 0 | 0
oh_line_TAP_OH_894391 |  | AN | node_8100203_200819965 | node_1400335_849_15278426_994 | 0.033 | unb_TAPWIRE_OH | 8100203 | no | no |  |  | no |  |  | 0 | 0 | 0 | 0
oh_line_TAP_OH_894392 |  | AN | node_8100203_200819966 | node_1400139_954_15278423_213 | 0.033 | unb_TAPWIRE_OH | 8100203 | no | no |  |  | no |  |  | 0 | 0 | 0 | 0
oh_line_TAP_OH_894393 |  | AN | node_8100203_200819967 | node_1400019_421_15278340_268 | 0.033 | unb_TAPWIRE_OH | 8100203 | no | no |  |  | no |  |  | 0 | 0 | 0 | 0
oh_line_TAP_OH_894394 |  | AN | node_8100203_200819969 | node_1399719_995_15278321_334 | 0.033 | unb_TAPWIRE_OH | 8100203 | no | no |  |  | no |  |  | 0 | 0 | 0 | 0
oh_line_TAP_OH_894395 |  | AN | node_8100203_200819971 | node_1399482_384_15278304_244 | 0.033 | unb_TAPWIRE_OH | 8100203 | no | no |  |  | no |  |  | 0 | 0 | 0 | 0
oh_line_TAP_OH_894396 |  | AN | node_8100203_200819974 | node_1399150_543_15278353_301 | 0.033 | unb_TAPWIRE_OH | 8100203 | no | no |  |  | no |  |  | 0 | 0 | 0 | 0
oh_line_TAP_OH_894408 |  | AN | node_8100203_200820007 | node_1401698_639_15274694_422 | 0.033 | unb_TAPWIRE_OH | 8100203 | no | no |  |  | no |  |  | 0 | 0 | 0 | 0
oh_line_TAP_OH_894409 |  | AN | node_8100203_200820009 | node_1401585_052_15274945_764 | 0.033 | unb_TAPWIRE_OH | 8100203 | no | no |  |  | no |  |  | 0 | 0 | 0 | 0
oh_line_TAP_OH_894410 |  | AN | node_8100203_200820014 | node_1401234_054_15275531_869 | 0.033 | unb_TAPWIRE_OH | 8100203 | no | no |  |  | no |  |  | 0 | 0 | 0 | 0
oh_line_TAP_OH_894411 |  | AN | node_8100203_200820016 | node_1400797_897_15274631_655 | 0.033 | unb_TAPWIRE_OH | 8100203 | no | no |  |  | no |  |  | 0 | 0 | 0 | 0
oh_line_TAP_OH_894412 |  | AN | node_8100203_200820017 | node_1400565_314_15274559_98 | 0.033 | unb_TAPWIRE_OH | 8100203 | no | no |  |  | no |  |  | 0 | 0 | 0 | 0
oh_line_TAP_OH_894413 |  | AN | node_8100203_200820019 | node_1400611_265_15275099_53 | 0.033 | unb_TAPWIRE_OH | 8100203 | no | no |  |  | no |  |  | 0 | 0 | 0 | 0
oh_line_TAP_OH_894414 |  | AN | node_8100203_200820020 | node_1400573_733_15275407_287 | 0.033 | unb_TAPWIRE_OH | 8100203 | no | no |  |  | no |  |  | 0 | 0 | 0 | 0
oh_line_TAP_OH_894464 |  | AN | node_8100203_200820153 | node_1401279_405_15279650_307 | 0.033 | unb_TAPWIRE_OH | 8100203 | no | no |  |  | no |  |  | 0 | 0 | 0 | 0
oh_line_TAP_OH_894465 |  | AN | node_8100203_200820157 | node_1400487_486_15279315_292 | 0.033 | unb_TAPWIRE_OH | 8100203 | no | no |  |  | no |  |  | 0 | 0 | 0 | 0
oh_line_TAP_OH_894466 |  | AN | node_8100203_200820159 | node_1399943_93_15279438_423 | 0.033 | unb_TAPWIRE_OH | 8100203 | no | no |  |  | no |  |  | 0 | 0 | 0 | 0
oh_line_TAP_OH_894467 |  | AN | node_8100203_200820160 | node_1399964_21_15279672_012 | 0.033 | unb_TAPWIRE_OH | 8100203 | no | no |  |  | no |  |  | 0 | 0 | 0 | 0
oh_line_TAP_OH_894468 |  | AN | node_8100203_200820162 | node_1399934_413_15280058_805 | 0.033 | unb_TAPWIRE_OH | 8100203 | no | no |  |  | no |  |  | 0 | 0 | 0 | 0
oh_line_TAP_OH_894498 |  | AN | node_8100203_200820256 | node_1406672_444_15285227_911 | 0.033 | unb_TAPWIRE_OH | 8100203 | no | no |  |  | no |  |  | 0 | 0 | 0 | 0
oh_line_TAP_OH_894499 |  | AN | node_8100203_200820257 | node_1406659_76_15285555_594 | 0.033 | unb_TAPWIRE_OH | 8100203 | no | no |  |  | no |  |  | 0 | 0 | 0 | 0
oh_line_TAP_OH_894529 |  | AN | node_8100203_200820335 | node_1403571_394_15280059_556 | 0.033 | unb_TAPWIRE_OH | 8100203 | no | no |  |  | no |  |  | 0 | 0 | 0 | 0
oh_line_TAP_OH_894530 |  | AN | node_8100203_200820336 | node_1403810_954_15279882_506 | 0.033 | unb_TAPWIRE_OH | 8100203 | no | no |  |  | no |  |  | 0 | 0 | 0 | 0
oh_line_TAP_OH_894531 |  | AN | node_8100203_200820338 | node_1403991_182_15279568_489 | 0.033 | unb_TAPWIRE_OH | 8100203 | no | no |  |  | no |  |  | 0 | 0 | 0 | 0
oh_line_TAP_OH_894532 |  | AN | node_8100203_200820341 | node_1404311_487_15279436_63 | 0.033 | unb_TAPWIRE_OH | 8100203 | no | no |  |  | no |  |  | 0 | 0 | 0 | 0
oh_line_TAP_OH_894563 |  | AN | node_8100203_200820439 | node_1404742_593_15279190_765 | 0.033 | unb_TAPWIRE_OH | 8100203 | no | no |  |  | no |  |  | 0 | 0 | 0 | 0
oh_line_TAP_OH_894564 |  | AN | node_8100203_200820440 | node_1405004_977_15279061_569 | 0.033 | unb_TAPWIRE_OH | 8100203 | no | no |  |  | no |  |  | 0 | 0 | 0 | 0
oh_line_TAP_OH_894565 |  | AN | node_8100203_200820442 | node_1405352_259_15278963_409 | 0.033 | unb_TAPWIRE_OH | 8100203 | no | no |  |  | no |  |  | 0 | 0 | 0 | 0
oh_line_TAP_OH_894585 |  | AN | node_8100203_200820499 | node_1405738_779_15280743_781 | 0.033 | unb_TAPWIRE_OH | 8100203 | no | no |  |  | no |  |  | 0 | 0 | 0 | 0
oh_line_TAP_OH_894586 |  | AN | node_8100203_200820503 | node_1405478_08_15281050_152 | 0.033 | unb_TAPWIRE_OH | 8100203 | no | no |  |  | no |  |  | 0 | 0 | 0 | 0
oh_line_TAP_OH_894587 |  | AN | node_8100203_200820505 | node_1404888_488_15280652_615 | 0.033 | unb_TAPWIRE_OH | 8100203 | no | no |  |  | no |  |  | 0 | 0 | 0 | 0
oh_line_TAP_OH_894588 |  | AN | node_8100203_200820508 | node_1405003_742_15280971_224 | 0.033 | unb_TAPWIRE_OH | 8100203 | no | no |  |  | no |  |  | 0 | 0 | 0 | 0
oh_line_TAP_OH_894589 |  | AN | node_8100203_200820511 | node_1404584_61_15281064_458 | 0.033 | unb_TAPWIRE_OH | 8100203 | no | no |  |  | no |  |  | 0 | 0 | 0 | 0
oh_line_TAP_OH_894590 |  | AN | node_8100203_200820518 | node_1399456_294_15268827_051 | 0.033 | unb_TAPWIRE_OH | 8100203 | no | no |  |  | no |  |  | 0 | 0 | 0 | 0
oh_line_TAP_OH_894591 |  | AN | node_8100203_200820520 | node_1399713_285_15268850_533 | 0.033 | unb_TAPWIRE_OH | 8100203 | no | no |  |  | no |  |  | 0 | 0 | 0 | 0
oh_line_TAP_OH_894592 |  | AN | node_8100203_200820521 | node_1399940_377_15268748_288 | 0.033 | unb_TAPWIRE_OH | 8100203 | no | no |  |  | no |  |  | 0 | 0 | 0 | 0
oh_line_TAP_OH_894593 |  | AN | node_8100203_200820522 | node_1400195_255_15268870_312 | 0.033 | unb_TAPWIRE_OH | 8100203 | no | no |  |  | no |  |  | 0 | 0 | 0 | 0
oh_line_TAP_OH_894594 |  | AN | node_8100203_200820524 | node_1398941_902_15268952_761 | 0.033 | unb_TAPWIRE_OH | 8100203 | no | no |  |  | no |  |  | 0 | 0 | 0 | 0
oh_line_TAP_OH_894595 |  | AN | node_8100203_200820528 | node_1399372_509_15269543_633 | 0.033 | unb_TAPWIRE_OH | 8100203 | no | no |  |  | no |  |  | 0 | 0 | 0 | 0
oh_line_TAP_OH_894596 |  | AN | node_8100203_200820529 | node_1399544_119_15269725_441 | 0.033 | unb_TAPWIRE_OH | 8100203 | no | no |  |  | no |  |  | 0 | 0 | 0 | 0
oh_line_TAP_OH_894597 |  | AN | node_8100203_200820530 | node_1399850_039_15269755_069 | 0.033 | unb_TAPWIRE_OH | 8100203 | no | no |  |  | no |  |  | 0 | 0 | 0 | 0
oh_line_TAP_OH_894598 |  | AN | node_8100203_200820532 | node_1400146_569_15269702_478 | 0.033 | unb_TAPWIRE_OH | 8100203 | no | no |  |  | no |  |  | 0 | 0 | 0 | 0
oh_line_TAP_OH_894599 |  | AN | node_8100203_200820533 | node_1398685_77_15269377_559 | 0.033 | unb_TAPWIRE_OH | 8100203 | no | no |  |  | no |  |  | 0 | 0 | 0 | 0
oh_line_TAP_OH_894600 |  | AN | node_8100203_200820534 | node_1398467_73_15269489_945 | 0.033 | unb_TAPWIRE_OH | 8100203 | no | no |  |  | no |  |  | 0 | 0 | 0 | 0
oh_line_TAP_OH_894601 |  | AN | node_8100203_200820535 | node_1398557_256_15269763_101 | 0.033 | unb_TAPWIRE_OH | 8100203 | no | no |  |  | no |  |  | 0 | 0 | 0 | 0
oh_line_TAP_OH_897092 |  | AN | node_8100203_200829079 | node_1407147_289_15280982_668 | 0.033 | unb_TAPWIRE_OH | 8100203 | no | no |  |  | no |  |  | 0 | 0 | 0 | 0
oh_line_TAP_OH_897093 |  | AN | node_8100203_200829082 | node_1407830_018_15281234_655 | 0.033 | unb_TAPWIRE_OH | 8100203 | no | no |  |  | no |  |  | 0 | 0 | 0 | 0
oh_line_TAP_OH_897094 |  | AN | node_8100203_200829084 | node_1408029_633_15281159_831 | 0.033 | unb_TAPWIRE_OH | 8100203 | no | no |  |  | no |  |  | 0 | 0 | 0 | 0
oh_line_TAP_OH_897095 |  | AN | node_8100203_200829086 | node_1407822_397_15280777_838 | 0.033 | unb_TAPWIRE_OH | 8100203 | no | no |  |  | no |  |  | 0 | 0 | 0 | 0
oh_line_TAP_OH_897096 |  | AN | node_8100203_200829088 | node_1408531_446_15281114_441 | 0.033 | unb_TAPWIRE_OH | 8100203 | no | no |  |  | no |  |  | 0 | 0 | 0 | 0
oh_line_TAP_OH_897097 |  | AN | node_8100203_200829089 | node_1408716_145_15280797_385 | 0.033 | unb_TAPWIRE_OH | 8100203 | no | no |  |  | no |  |  | 0 | 0 | 0 | 0
oh_line_TAP_OH_897098 |  | AN | node_8100203_200829091 | node_1408384_343_15281366_435 | 0.033 | unb_TAPWIRE_OH | 8100203 | no | no |  |  | no |  |  | 0 | 0 | 0 | 0
oh_line_TAP_OH_897099 |  | AN | node_8100203_200829093 | node_1408284_172_15281846_602 | 0.033 | unb_TAPWIRE_OH | 8100203 | no | no |  |  | no |  |  | 0 | 0 | 0 | 0
oh_line_TAP_OH_897100 |  | AN | node_8100203_200829095 | node_1408224_456_15282037_213 | 0.033 | unb_TAPWIRE_OH | 8100203 | no | no |  |  | no |  |  | 0 | 0 | 0 | 0
oh_line_TAP_OH_897101 |  | AN | node_8100203_200829096 | node_1408126_443_15282254_09 | 0.033 | unb_TAPWIRE_OH | 8100203 | no | no |  |  | no |  |  | 0 | 0 | 0 | 0
oh_line_TAP_OH_897102 |  | AN | node_8100203_200829097 | node_1408050_054_15282454_853 | 0.033 | unb_TAPWIRE_OH | 8100203 | no | no |  |  | no |  |  | 0 | 0 | 0 | 0
oh_line_TAP_OH_897103 |  | AN | node_8100203_200829103 | node_1407360_175_15283513_321 | 0.033 | unb_TAPWIRE_OH | 8100203 | no | no |  |  | no |  |  | 0 | 0 | 0 | 0
oh_line_TAP_OH_897104 |  | AN | node_8100203_200829105 | node_1406918_565_15283628_537 | 0.033 | unb_TAPWIRE_OH | 8100203 | no | no |  |  | no |  |  | 0 | 0 | 0 | 0
oh_line_TAP_OH_897105 |  | AN | node_8100203_200829110 | node_1407145_975_15284118_731 | 0.033 | unb_TAPWIRE_OH | 8100203 | no | no |  |  | no |  |  | 0 | 0 | 0 | 0
oh_line_TAP_OH_897106 |  | AN | node_8100203_200829112 | node_1407088_999_15284318_115 | 0.033 | unb_TAPWIRE_OH | 8100203 | no | no |  |  | no |  |  | 0 | 0 | 0 | 0
oh_line_TAP_OH_897107 |  | AN | node_8100203_200829116 | node_1407040_55_15284689_294 | 0.033 | unb_TAPWIRE_OH | 8100203 | no | no |  |  | no |  |  | 0 | 0 | 0 | 0
oh_line_TAP_OH_897108 |  | AN | node_8100203_200829121 | node_1401731_204_15277004_668 | 0.033 | unb_TAPWIRE_OH | 8100203 | no | no |  |  | no |  |  | 0 | 0 | 0 | 0
oh_line_TAP_OH_897109 |  | AN | node_8100203_200829124 | node_1401647_088_15277353_746 | 0.033 | unb_TAPWIRE_OH | 8100203 | no | no |  |  | no |  |  | 0 | 0 | 0 | 0
oh_line_TAP_OH_897110 |  | AN | node_8100203_200829128 | node_1401986_421_15276423_602 | 0.033 | unb_TAPWIRE_OH | 8100203 | no | no |  |  | no |  |  | 0 | 0 | 0 | 0
oh_line_TAP_OH_897111 |  | AN | node_8100203_200829129 | node_1402058_67_15276144_254 | 0.033 | unb_TAPWIRE_OH | 8100203 | no | no |  |  | no |  |  | 0 | 0 | 0 | 0
oh_line_TAP_OH_897112 |  | AN | node_8100203_200829133 | node_1402219_704_15275672_212 | 0.033 | unb_TAPWIRE_OH | 8100203 | no | no |  |  | no |  |  | 0 | 0 | 0 | 0
oh_line_TAP_OH_897113 |  | AN | node_8100203_200829136 | node_1402287_033_15275258_108 | 0.033 | unb_TAPWIRE_OH | 8100203 | no | no |  |  | no |  |  | 0 | 0 | 0 | 0
oh_line_TAP_OH_897114 |  | ABCN | node_8100203_200829138 | node_1402350_023_15274854_624 | 0.033 | unb_TAPWIRE_OH | 8100203 | no | no |  |  | no |  |  | 0 | 0 | 0 | 0
oh_line_TAP_OH_897115 |  | ABCN | node_8100203_200829141 | node_1402345_763_15274481_353 | 0.033 | unb_TAPWIRE_OH | 8100203 | no | no |  |  | no |  |  | 0 | 0 | 0 | 0
oh_line_TAP_OH_897116 |  | ABCN | node_8100203_200829147 | node_1402496_757_15273798_999 | 0.033 | unb_TAPWIRE_OH | 8100203 | no | no |  |  | no |  |  | 0 | 0 | 0 | 0
oh_line_TAP_OH_897117 |  | ABCN | node_8100203_200829156 | node_1402523_022_15272725_09 | 0.033 | unb_TAPWIRE_OH | 8100203 | no | no |  |  | no |  |  | 0 | 0 | 0 | 0
oh_line_TAP_OH_897118 |  | AN | node_8100203_200829158 | node_1402215_933_15272713_18 | 0.033 | unb_TAPWIRE_OH | 8100203 | no | no |  |  | no |  |  | 0 | 0 | 0 | 0
oh_line_TAP_OH_897119 |  | AN | node_8100203_200829159 | node_1402135_554_15272346_964 | 0.033 | unb_TAPWIRE_OH | 8100203 | no | no |  |  | no |  |  | 0 | 0 | 0 | 0
oh_line_TAP_OH_897120 |  | ABCN | node_8100203_200829160 | node_1402532_334_15272505_622 | 0.033 | unb_TAPWIRE_OH | 8100203 | no | no |  |  | no |  |  | 0 | 0 | 0 | 0
oh_line_TAP_OH_897121 |  | ABCN | node_8100203_200829162 | node_1402587_716_15272323_066 | 0.033 | unb_TAPWIRE_OH | 8100203 | no | no |  |  | no |  |  | 0 | 0 | 0 | 0
oh_line_TAP_OH_897122 |  | ABCN | node_8100203_200829164 | node_1402597_572_15272070_987 | 0.033 | unb_TAPWIRE_OH | 8100203 | no | no |  |  | no |  |  | 0 | 0 | 0 | 0
oh_line_TAP_OH_897168 |  | AN | node_8100203_200829304 | node_1407093_312_15273820_099 | 0.033 | unb_TAPWIRE_OH | 8100203 | no | no |  |  | no |  |  | 0 | 0 | 0 | 0
oh_line_TAP_OH_897169 |  | AN | node_8100203_200829305 | node_1407550_417_15274628_996 | 0.033 | unb_TAPWIRE_OH | 8100203 | no | no |  |  | no |  |  | 0 | 0 | 0 | 0
oh_line_TAP_OH_897329 |  | AN | node_8100203_200829733 | node_1405247_776_15275371_731 | 0.033 | unb_TAPWIRE_OH | 8100203 | no | no |  |  | no |  |  | 0 | 0 | 0 | 0
oh_line_TAP_OH_897330 |  | AN | node_8100203_200829735 | node_1405178_602_15275988_854 | 0.033 | unb_TAPWIRE_OH | 8100203 | no | no |  |  | no |  |  | 0 | 0 | 0 | 0
oh_line_TAP_OH_897331 |  | AN | node_8100203_200829737 | node_1405406_537_15275292_415 | 0.033 | unb_TAPWIRE_OH | 8100203 | no | no |  |  | no |  |  | 0 | 0 | 0 | 0
oh_line_TAP_OH_897332 |  | AN | node_8100203_200829740 | node_1405585_083_15275860_078 | 0.033 | unb_TAPWIRE_OH | 8100203 | no | no |  |  | no |  |  | 0 | 0 | 0 | 0
oh_line_TAP_OH_897333 |  | AN | node_8100203_200829742 | node_1405959_159_15275446_934 | 0.033 | unb_TAPWIRE_OH | 8100203 | no | no |  |  | no |  |  | 0 | 0 | 0 | 0
oh_line_TAP_OH_897334 |  | AN | node_8100203_200829747 | node_1406170_052_15275843_77 | 0.033 | unb_TAPWIRE_OH | 8100203 | no | no |  |  | no |  |  | 0 | 0 | 0 | 0
oh_line_TAP_OH_897335 |  | AN | node_8100203_200829748 | node_1406420_583_15275313_971 | 0.033 | unb_TAPWIRE_OH | 8100203 | no | no |  |  | no |  |  | 0 | 0 | 0 | 0
oh_line_TAP_OH_897336 |  | AN | node_8100203_200829749 | node_1406530_434_15275607_584 | 0.033 | unb_TAPWIRE_OH | 8100203 | no | no |  |  | no |  |  | 0 | 0 | 0 | 0
oh_line_TAP_OH_897337 |  | ABCN | node_8100203_200829752 | node_1403380_157_15275683_498 | 0.033 | unb_TAPWIRE_OH | 8100203 | no | no |  |  | no |  |  | 0 | 0 | 0 | 0
oh_line_TAP_OH_897338 |  | ABCN | node_8100203_200829756 | node_1403387_87_15275212_992 | 0.033 | unb_TAPWIRE_OH | 8100203 | no | no |  |  | no |  |  | 0 | 0 | 0 | 0
oh_line_TAP_OH_897339 |  | AN | node_8100203_200829760 | node_1404144_148_15275865_601 | 0.033 | unb_TAPWIRE_OH | 8100203 | no | no |  |  | no |  |  | 0 | 0 | 0 | 0
oh_line_TAP_OH_897340 |  | AN | node_8100203_200829761 | node_1404383_879_15275270_757 | 0.033 | unb_TAPWIRE_OH | 8100203 | no | no |  |  | no |  |  | 0 | 0 | 0 | 0
oh_line_TAP_OH_897341 |  | AN | node_8100203_200829763 | node_1404797_459_15275302_399 | 0.033 | unb_TAPWIRE_OH | 8100203 | no | no |  |  | no |  |  | 0 | 0 | 0 | 0
oh_line_TAP_OH_897359 |  | ABCN | node_8100203_200829811 | node_1402568_441_15275128_104 | 0.033 | unb_TAPWIRE_OH | 8100203 | no | no |  |  | no |  |  | 0 | 0 | 0 | 0
oh_line_TAP_OH_897360 |  | ABCN | node_8100203_200829812 | node_1402841_983_15275158_191 | 0.033 | unb_TAPWIRE_OH | 8100203 | no | no |  |  | no |  |  | 0 | 0 | 0 | 0
oh_line_TAP_OH_897361 |  | ABCN | node_8100203_200829813 | node_1403112_092_15275111_818 | 0.033 | unb_TAPWIRE_OH | 8100203 | no | no |  |  | no |  |  | 0 | 0 | 0 | 0
oh_line_TAP_OH_897374 |  | AN | node_8100203_200829864 | node_1407233_616_15285573_161 | 0.033 | unb_TAPWIRE_OH | 8100203 | no | no |  |  | no |  |  | 0 | 0 | 0 | 0
oh_line_TAP_OH_897375 |  | AN | node_8100203_200829869 | node_1407613_203_15285517_907 | 0.033 | unb_TAPWIRE_OH | 8100203 | no | no |  |  | no |  |  | 0 | 0 | 0 | 0
oh_line_TAP_OH_897378 |  | AN | node_8100203_200829880 | node_1405812_421_15276626_559 | 0.033 | unb_TAPWIRE_OH | 8100203 | no | no |  |  | no |  |  | 0 | 0 | 0 | 0
oh_line_TAP_OH_897379 |  | AN | node_8100203_200829884 | node_1407546_56_15275085_479 | 0.033 | unb_TAPWIRE_OH | 8100203 | no | no |  |  | no |  |  | 0 | 0 | 0 | 0
oh_line_TAP_OH_897380 |  | AN | node_8100203_200829885 | node_1406323_748_15277440_952 | 0.033 | unb_TAPWIRE_OH | 8100203 | no | no |  |  | no |  |  | 0 | 0 | 0 | 0
oh_line_TAP_OH_897381 |  | AN | node_8100203_200829886 | node_1406229_037_15277659_203 | 0.033 | unb_TAPWIRE_OH | 8100203 | no | no |  |  | no |  |  | 0 | 0 | 0 | 0
oh_line_TAP_OH_897382 |  | AN | node_8100203_200829887 | node_1406076_486_15277804_015 | 0.033 | unb_TAPWIRE_OH | 8100203 | no | no |  |  | no |  |  | 0 | 0 | 0 | 0
oh_line_TAP_OH_897383 |  | AN | node_8100203_200829891 | node_1406599_805_15278051_183 | 0.033 | unb_TAPWIRE_OH | 8100203 | no | no |  |  | no |  |  | 0 | 0 | 0 | 0
oh_line_TAP_OH_897384 |  | AN | node_8100203_200829892 | node_1406003_341_15278114_895 | 0.033 | unb_TAPWIRE_OH | 8100203 | no | no |  |  | no |  |  | 0 | 0 | 0 | 0
oh_line_TAP_OH_897385 |  | AN | node_8100203_200829893 | node_1405715_299_15278288_575 | 0.033 | unb_TAPWIRE_OH | 8100203 | no | no |  |  | no |  |  | 0 | 0 | 0 | 0
oh_line_TAP_OH_897386 |  | AN | node_8100203_200829895 | node_1405010_925_15278426_647 | 0.033 | unb_TAPWIRE_OH | 8100203 | no | no |  |  | no |  |  | 0 | 0 | 0 | 0
oh_line_TAP_OH_897387 |  | AN | node_8100203_200829899 | node_1407236_798_15275783_794 | 0.033 | unb_TAPWIRE_OH | 8100203 | no | no |  |  | no |  |  | 0 | 0 | 0 | 0
oh_line_TAP_OH_897388 |  | AN | node_8100203_200829901 | node_1406814_966_15276556_498 | 0.033 | unb_TAPWIRE_OH | 8100203 | no | no |  |  | no |  |  | 0 | 0 | 0 | 0
oh_line_TAP_OH_897389 |  | AN | node_8100203_200829904 | node_1406284_75_15277281_994 | 0.033 | unb_TAPWIRE_OH | 8100203 | no | no |  |  | no |  |  | 0 | 0 | 0 | 0
oh_line_TAP_OH_897390 |  | AN | node_8100203_200829911 | node_1404353_962_15271798_369 | 0.033 | unb_TAPWIRE_OH | 8100203 | no | no |  |  | no |  |  | 0 | 0 | 0 | 0
oh_line_TAP_OH_897391 |  | AN | node_8100203_200829913 | node_1404758_562_15271308_874 | 0.033 | unb_TAPWIRE_OH | 8100203 | no | no |  |  | no |  |  | 0 | 0 | 0 | 0
oh_line_TAP_OH_897392 |  | AN | node_8100203_200829914 | node_1404913_134_15270998_228 | 0.033 | unb_TAPWIRE_OH | 8100203 | no | no |  |  | no |  |  | 0 | 0 | 0 | 0
oh_line_TAP_OH_897393 |  | AN | node_8100203_200829918 | node_1406006_203_15270279_115 | 0.033 | unb_TAPWIRE_OH | 8100203 | no | no |  |  | no |  |  | 0 | 0 | 0 | 0
oh_line_TAP_OH_897394 |  | AN | node_8100203_200829928 | node_1403104_617_15272744_014 | 0.033 | unb_TAPWIRE_OH | 8100203 | no | no |  |  | no |  |  | 0 | 0 | 0 | 0
oh_line_TAP_OH_897395 |  | AN | node_8100203_200829932 | node_1404024_275_15272609_294 | 0.033 | unb_TAPWIRE_OH | 8100203 | no | no |  |  | no |  |  | 0 | 0 | 0 | 0
oh_line_TAP_OH_897396 |  | AN | node_8100203_200829934 | node_1404229_447_15272058_119 | 0.033 | unb_TAPWIRE_OH | 8100203 | no | no |  |  | no |  |  | 0 | 0 | 0 | 0
oh_line_TAP_OH_897476 |  | AN | node_8100203_200830196 | node_1406822_893_15276971_511 | 0.033 | unb_TAPWIRE_OH | 8100203 | no | no |  |  | no |  |  | 0 | 0 | 0 | 0
oh_line_TAP_OH_897477 |  | AN | node_8100203_200830197 | node_1407076_606_15277172_721 | 0.033 | unb_TAPWIRE_OH | 8100203 | no | no |  |  | no |  |  | 0 | 0 | 0 | 0
oh_line_TAP_OH_897478 |  | AN | node_8100203_200830199 | node_1407282_213_15277093_641 | 0.033 | unb_TAPWIRE_OH | 8100203 | no | no |  |  | no |  |  | 0 | 0 | 0 | 0
oh_line_TAP_OH_897479 |  | AN | node_8100203_200830202 | node_1408025_88_15277094_326 | 0.033 | unb_TAPWIRE_OH | 8100203 | no | no |  |  | no |  |  | 0 | 0 | 0 | 0
oh_line_TAP_OH_897480 |  | AN | node_8100203_200830203 | node_1408216_527_15277097_628 | 0.033 | unb_TAPWIRE_OH | 8100203 | no | no |  |  | no |  |  | 0 | 0 | 0 | 0
oh_line_TAP_OH_897481 |  | AN | node_8100203_200830205 | node_1408850_581_15277099_388 | 0.033 | unb_TAPWIRE_OH | 8100203 | no | no |  |  | no |  |  | 0 | 0 | 0 | 0
oh_line_TAP_OH_897482 |  | AN | node_8100203_200830206 | node_1407753_906_15277391_043 | 0.033 | unb_TAPWIRE_OH | 8100203 | no | no |  |  | no |  |  | 0 | 0 | 0 | 0
oh_line_TAP_OH_897483 |  | AN | node_8100203_200830208 | node_1407759_522_15277791_449 | 0.033 | unb_TAPWIRE_OH | 8100203 | no | no |  |  | no |  |  | 0 | 0 | 0 | 0
oh_line_TAP_OH_897484 |  | AN | node_8100203_200830209 | node_1407875_544_15277965_898 | 0.033 | unb_TAPWIRE_OH | 8100203 | no | no |  |  | no |  |  | 0 | 0 | 0 | 0
oh_line_TAP_OH_897485 |  | AN | node_8100203_200830211 | node_1407744_538_15278282_01 | 0.033 | unb_TAPWIRE_OH | 8100203 | no | no |  |  | no |  |  | 0 | 0 | 0 | 0
oh_line_TAP_OH_897486 |  | AN | node_8100203_200830212 | node_1407489_99_15278406_95 | 0.033 | unb_TAPWIRE_OH | 8100203 | no | no |  |  | no |  |  | 0 | 0 | 0 | 0
oh_line_TAP_OH_897487 |  | AN | node_8100203_200830214 | node_1407660_902_15278673_842 | 0.033 | unb_TAPWIRE_OH | 8100203 | no | no |  |  | no |  |  | 0 | 0 | 0 | 0
oh_line_TAP_OH_897488 |  | AN | node_8100203_200830215 | node_1407422_809_15278673_609 | 0.033 | unb_TAPWIRE_OH | 8100203 | no | no |  |  | no |  |  | 0 | 0 | 0 | 0
oh_line_TAP_OH_897489 |  | AN | node_8100203_200830217 | node_1408913_98_15277587_644 | 0.033 | unb_TAPWIRE_OH | 8100203 | no | no |  |  | no |  |  | 0 | 0 | 0 | 0
oh_line_TAP_OH_897490 |  | AN | node_8100203_200830219 | node_1408918_447_15277797_693 | 0.033 | unb_TAPWIRE_OH | 8100203 | no | no |  |  | no |  |  | 0 | 0 | 0 | 0
oh_line_TAP_OH_897491 |  | AN | node_8100203_200830220 | node_1408645_583_15277717_578 | 0.033 | unb_TAPWIRE_OH | 8100203 | no | no |  |  | no |  |  | 0 | 0 | 0 | 0
oh_line_TAP_OH_897492 |  | AN | node_8100203_200830221 | node_1408920_601_15278016_958 | 0.033 | unb_TAPWIRE_OH | 8100203 | no | no |  |  | no |  |  | 0 | 0 | 0 | 0
oh_line_TAP_OH_897493 |  | AN | node_8100203_200830223 | node_1408847_672_15278247_461 | 0.033 | unb_TAPWIRE_OH | 8100203 | no | no |  |  | no |  |  | 0 | 0 | 0 | 0
oh_line_TAP_OH_921034 |  | AN | node_8100203_200952121 | node_1402020_12_15274664_616 | 0.033 | unb_TAPWIRE_OH | 8100203 | no | no |  |  | no |  |  | 0 | 0 | 0 | 0
oh_line_TAP_OH_922188 |  | AN | node_8100203_200960621 | node_1401690_837_15268550_424 | 0.033 | unb_TAPWIRE_OH | 8100203 | no | no |  |  | no |  |  | 0 | 0 | 0 | 0
oh_line_TAP_OH_923491 |  | AN | node_8100203_200966636 | node_1406231_998_15270083_388 | 0.033 | unb_TAPWIRE_OH | 8100203 | no | no |  |  | no |  |  | 0 | 0 | 0 | 0
oh_line_TAP_OH_927202 |  | AN | node_8100203_200987029 | node_1407798_441_15282825_876 | 0.033 | unb_TAPWIRE_OH | 8100203 | no | no |  |  | no |  |  | 0 | 0 | 0 | 0
oh_line_TAP_OH_933447 |  | AN | node_8100203_201036177 | node_1401774_46_15276624_079 | 0.033 | unb_TAPWIRE_OH | 8100203 | no | no |  |  | no |  |  | 0 | 0 | 0 | 0
oh_line_TAP_OH_933514 |  | AN | node_8100203_201037209 | node_1407236_258_15269118_322 | 0.033 | unb_TAPWIRE_OH | 8100203 | no | no |  |  | no |  |  | 0 | 0 | 0 | 0
oh_line_TAP_OH_935422 |  | AN | node_8100203_201049758 | node_1406550_435_15278446_648 | 0.033 | unb_TAPWIRE_OH | 8100203 | no | no |  |  | no |  |  | 0 | 0 | 0 | 0
oh_line_TAP_OH_935438 |  | AN | node_8100203_201049836 | node_1401591_821_15272654_354 | 0.033 | unb_TAPWIRE_OH | 8100203 | no | no |  |  | no |  |  | 0 | 0 | 0 | 0
oh_line_TAP_OH_935771 |  | AN | node_8100203_201052321 | node_1406248_959_15283363_491 | 0.033 | unb_TAPWIRE_OH | 8100203 | no | no |  |  | no |  |  | 0 | 0 | 0 | 0
oh_line_TAP_OH_936501 |  | AN | node_8100203_201058696 | node_1404512_284_15279610_438 | 0.033 | unb_TAPWIRE_OH | 8100203 | no | no |  |  | no |  |  | 0 | 0 | 0 | 0
oh_line_TAP_OH_936548 |  | ABCN | node_8100203_201059059 | node_1402390_638_15273279_12 | 0.033 | unb_TAPWIRE_OH | 8100203 | no | no |  |  | no |  |  | 0 | 0 | 0 | 0
oh_line_TAP_OH_938016 |  | ABCN | node_8100203_201067578 | node_1403385_517_15277079_397 | 0.033 | unb_TAPWIRE_OH | 8100203 | no | no |  |  | no |  |  | 0 | 0 | 0 | 0
oh_line_TAP_OH_1675254 |  | AN | node_8100203_310026668 | node_1408575_94_15282237_005 | 0.033 | unb_TAPWIRE_OH | 8100203 | no | no |  |  | no |  |  | 0 | 0 | 0 | 0
oh_line_TAP_OH_1874067 |  | ABCN | node_8100203_200818521 | node_1398836_32_15268328_263 | 0.033 | unb_TAPWIRE_OH | 8100203 | no | no |  |  | no |  |  | 0 | 0 | 0 | 0
oh_line_TAP_OH_2135356 |  | ABCN | node_8100203_200818317 | node_1400709_686_15287565_323 | 0.033 | unb_TAPWIRE_OH | 8100203 | no | no |  |  | no |  |  | 0 | 0 | 0 | 0
oh_line_TAP_OH_2135357 |  | ABCN | node_8100203_200818317 | node_1400726_608_15287551_57 | 0.033 | unb_TAPWIRE_OH | 8100203 | no | no |  |  | no |  |  | 0 | 0 | 0 | 0
oh_line_TAP_OH_2135358 |  | ABCN | node_8100203_200818317 | node_1400696_02_15287584_51 | 0.033 | unb_TAPWIRE_OH | 8100203 | no | no |  |  | no |  |  | 0 | 0 | 0 | 0
oh_line_TAP_OH_2414134 |  | ABCN | node_8100203_200818316 | node_1400858_112_15287288_141 | 0.033 | unb_TAPWIRE_OH | 8100203 | no | no |  |  | no |  |  | 0 | 0 | 0 | 0
oh_line_TAP_OH_2414135 |  | ABCN | node_8100203_200818316 | node_1400876_4_15287277_979 | 0.033 | unb_TAPWIRE_OH | 8100203 | no | no |  |  | no |  |  | 0 | 0 | 0 | 0
oh_line_TAP_OH_2414136 |  | ABCN | node_8100203_200818316 | node_1400842_436_15287304_327 | 0.033 | unb_TAPWIRE_OH | 8100203 | no | no |  |  | no |  |  | 0 | 0 | 0 | 0
oh_line_TAP_OH_2456137 |  | AN | node_8100203_200829923 | node_1406809_067_15269586_736 | 0.033 | unb_TAPWIRE_OH | 8100203 | no | no |  |  | no |  |  | 0 | 0 | 0 | 0
oh_line_TAP_OH_2581357 |  | AN | node_8100203_310057635 | node_1407863_376_15277547_65 | 0.033 | unb_TAPWIRE_OH | 8100203 | no | no |  |  | no |  |  | 0 | 0 | 0 | 0
oh_line_TAP_OH_3076985 |  | AN | node_8100203_311884334 | node_1401498_025_15285328_144 | 0.033 | unb_TAPWIRE_OH | 8100203 | no | no |  |  | no |  |  | 0 | 0 | 0 | 0
oh_line_TAP_OH_4941581 |  | AN | node_8100203_200820527 | node_1399173_663_15269414_557 | 0.033 | unb_TAPWIRE_OH | 8100203 | no | no |  |  | no |  |  | 0 | 0 | 0 | 0

## overhead_line_conductor
data_type | static
owner_type | feeder
owner | 8100203
object | overhead_line_conductor
name | groupid | geometric_mean_radius | resistance | diameter | rating_summer_continuous | rating_summer_emergency | rating_winter_continuous | rating_winter_emergency | dcircuit | selected | comments
oh_cond_1/0_AAAC |  | 0.012 | 0.876 | 0.398 | 235 | 235 | 310 | 310 |  | no
oh_cond_1/0_ACSR |  | 0.012 | 0.888 | 0.398 | 265 | 265 | 330 | 330 |  | no
oh_cond_2_ACSR |  | 0.01 | 1.41 | 0.325 | 195 | 195 | 245 | 245 |  | no
oh_cond_3_#104_CWD |  | 0.003 | 5.945 | 0.224 | 90 | 90 | 130 | 130 |  | no
oh_cond_4/0_ACSR |  | 0.017 | 0.445 | 0.563 | 410 | 410 | 515 | 515 |  | no
oh_cond_4_ACSR |  | 0.008 | 2.24 | 0.25 | 145 | 145 | 185 | 185 |  | no
oh_cond_4_CU |  | 0.007 | 1.388 | 0.232 | 140 | 140 | 200 | 200 |  | no
oh_cond_8D_CWD |  | 0.004 | 3.51 | 0.219 | 85 | 85 | 135 | 135 |  | no
oh_cond_477_MCM_AL |  | 0.025 | 0.198 | 0.792 | 605 | 605 | 810 | 810 |  | no
oh_cond_WP-4/0-CU |  | 0.015 | 0.273 | 0.81 | 340 | 340 | 390 | 390 |  | no

## switch
data_type | static
owner_type | feeder
owner | 8100203
object | switch
name | groupid | phases | fr | to | phase_A_state | phase_B_state | phase_C_state | operating_mode | status | dcircuit | selected | monitored | monitored_fields | class_monitored_fields | played | played_fields | comments
switch_220415721 |  | ABCD | node_intto1_8100203_200818264 | node_8100203_200818264 | CLOSED | CLOSED | CLOSED | INDIVIDUAL |  | 8100203 | no | no |  |  | no
switch_220416077 |  | ABCD | node_intto1_8100203_200829756 | node_8100203_200829756 | CLOSED | CLOSED | CLOSED | INDIVIDUAL |  | 8100203 | no | no |  |  | no

## underground_line
data_type | static
owner_type | feeder
owner | 8100203
object | underground_line
name | groupid | phases | fr | to | length | configuration | dcircuit | selected | monitored | monitored_fields | class_monitored_fields | played | played_fields | comments
und_line_8100203_200818274 |  | AN | node_8100203_200975924 | node_intto1_8100203_200818274 | 234.607 | und_1P_DELTACUST | 8100203 | no | no |  |  | no
und_line_8100203_200818505 |  | AN | node_8100203_200818509 | node_intto1_8100203_200818505 | 589.187 | und_1P_2ALURD | 8100203 | no | no |  |  | no
und_line_8100203_200819942 |  | AN | node_8100203_200914877 | node_8100203_200819942 | 656.687 | und_1P_2ALURD | 8100203 | no | no |  |  | no
und_line_8100203_200820152 |  | AN | node_8100203_200820164 | node_intto1_8100203_200820152 | 980.599 | und_1P_2ALURD | 8100203 | no | no |  |  | no
und_line_8100203_200820496 |  | AN | node_8100203_200820512 | node_intto1_8100203_200820496 | 163.562 | und_1P_2ALURD | 8100203 | no | no |  |  | no
und_line_8100203_200972776 |  | AN | node_8100203_200820532 | node_8100203_200972776 | 276.158 | und_1P_DELTACUST | 8100203 | no | no |  |  | no
und_line_8100203_200977869 |  | AN | node_8100203_200820535 | node_intto1_8100203_200977869 | 1894.184 | und_1P_DELTACUST | 8100203 | no | no |  |  | no
und_line_8100203_201060587 |  | ABCN | node_8100203_200818541 | node_intto1_8100203_201060587 | 387.196 | und_3P_2ALURD | 8100203 | no | no |  |  | no
und_line_TAP_UG_58764 |  | AN | node_8100203_200818274 | node_1401921_1_15286413_431 | 0.033 | und_TAPWIRE_UG | 8100203 | no | no |  |  | no
und_line_TAP_UG_58765 |  | AN | node_8100203_200818505 | node_1400762_541_15269280_88 | 0.033 | und_TAPWIRE_UG | 8100203 | no | no |  |  | no
und_line_TAP_UG_58773 |  | AN | node_8100203_200819942 | node_1397529_025_15275995_192 | 0.033 | und_TAPWIRE_UG | 8100203 | no | no |  |  | no
und_line_TAP_UG_58775 |  | AN | node_8100203_200820152 | node_1398844_581_15280005_606 | 0.033 | und_TAPWIRE_UG | 8100203 | no | no |  |  | no
und_line_TAP_UG_58777 |  | AN | node_8100203_200820496 | node_1404284_669_15280604_313 | 0.033 | und_TAPWIRE_UG | 8100203 | no | no |  |  | no
und_line_TAP_UG_61373 |  | AN | node_8100203_200972776 | node_1400454_925_15269862_573 | 0.033 | und_TAPWIRE_UG | 8100203 | no | no |  |  | no
und_line_TAP_UG_62309 |  | AN | node_8100203_200977869 | node_1398448_937_15271709_824 | 0.033 | und_TAPWIRE_UG | 8100203 | no | no |  |  | no
und_line_TAP_UG_897477 |  | ABCN | node_8100203_201060587 | node_1397655_539_15266687_366 | 0.033 | und_TAPWIRE_UG | 8100203 | no | no |  |  | no
und_line_TAP_UG_897478 |  | ABCN | node_8100203_201060587 | node_1397662_158_15266662_318 | 0.033 | und_TAPWIRE_UG | 8100203 | no | no |  |  | no
und_line_TAP_UG_897479 |  | ABCN | node_8100203_201060587 | node_1397653_989_15266713_898 | 0.033 | und_TAPWIRE_UG | 8100203 | no | no |  |  | no

## underground_line_conductor
data_type | static
owner_type | feeder
owner | 8100203
object | underground_line_conductor
name | groupid | outer_diameter | conductor_gmr | conductor_diameter | conductor_resistance | neutral_gmr | neutral_diameter | neutral_resistance | neutral_strands | insulation_relative_permitivitty | shield_gmr | shield_resistance | rating_summer_continuous | rating_summer_emergency | rating_winter_continuous | rating_winter_emergency | dcircuit | selected | comments
und_cond_1P_2ALURD | [12 empty] | 125 | 125 | 140 | 140 |  | no
und_cond_1P_DELTACUST | [12 empty] | 685 | 685 | 685 | 685 |  | no
und_cond_3P_2ALURD | [12 empty] | 125 | 125 | 140 | 140 |  | no
und_cond_TAPWIRE_UG | [12 empty] | 99999999 | 99999999 | 99999999 | 99999999 |  | no