## capacitor
data_type | static
owner_type | feeder
owner | 8100204
object | capacitor
name | groupid | parent | phases | nominal_voltage | pt_phase | phases_connected | switchA | switchB | switchC | control | voltage_set_high | voltage_set_low | VAr_set_high | VAr_set_low | current_set_high | current_set_low | capacitor_A | capacitor_B | capacitor_C | cap_nominal_voltage | time_delay | dwell_time | lockout_time | remote_sense | remote_sense_B | control_level | dcircuit | selected | monitored | monitored_fields | class_monitored_fields | played | played_fields | comments
cap_311976241 |  | node_1397562_061_15293138_521 | ABCN | 0 |  | ABCN | CLOSED | CLOSED | CLOSED | MANUAL | [6 empty] | 100000 | 100000 | 100000 | 4800 | [6 empty] | 8100204 | no | no |  |  | no

## feeder
data_type | static
owner_type | feeder
owner | 8100204
object | feeder
name | transmission_bus | ARC | ADR | slack_bus | nom_voltages | num_nodes | num_ohlines | num_uglines | num_transformers | num_generators | num_pvs | num_storages | num_loads | miles | mw | mvar | losses_mw | losses_mvar | comments | use_feeder_load_shape | load_shape_scale | use_feeder_pv_shape | pv_shape_scale | description | restore_time | griddisconnect_scenario_probability | gridconnect_scenario_probability | use_energy_not_served | VOLL | discount_rate | yearly_load_growth_percent | planning_horizon | enable_traditional_project_deferral | lifetime_of_investment_years | start_year | base_year | year_the_investment_is_committed | revenue_requirement_scaling_factor | discount_rate | inflation_rate_for_investment | traditional_project_invested_capital | periodicity_of_investment_in_years | priority | maximum_total_investment_cost | DER_portfolio_NPV | DER_portfolio_BC_ratio | total_system_energy_avoided_cost_NPV | total_system_capacity_avoided_cost_NPV | total_system_ancillary_services_avoided_cost_NPV | total_system_CO2_avoided_cost_NPV | total_system_loss_of_load_avoided_cost_NPV | total_system_distribution_capacity_avoided_cost_NPV | total_system_investment_and_operational_cost_NPV | feeder_solar_pv_operating_cost_USdollarperkWh | feeder_energy_storage_operating_cost_USdollarperkWh | feeder_distributed_generator_operating_cost_USdollarperkWh | feeder_distributed_generator_CO2_cost_USdollarperkWh | feeder_demand_response_operating_cost_USdollarperkWh | feeder_solar_pv_investment_cost_USdollarperkW | feeder_energy_storage_investment_cost_USdollarperkW | feeder_distributed_generator_investment_cost_USdollarperkW | feeder_demand_response_investment_cost_USdollarperkW
8100204 |  | ts_slack | none | node_SOURCE_8100204 | 2771.281,7199.557 | 374 | 345 | 8 | 1 | 0 | 0 | 0 | 101 | 5.972 | 2.881 | 1.227 | 0 | 0 |  | 0 | 0 | 1 | 0 |  | 0 | 0 | 0 | 0 | 0 | 0 | 0 | 0 | 0 | 0 | 0 | 0 | 0 | 0 | 0 | 0 | 0 | 0 | 0 | 999999999 | 0 | 0 | 0 | 0 | 0 | 0 | 0 | 0 | 0 | 0 | 0 | 0 | 0 | 0 | 0 | 0 | 0 | 0

## fuse
data_type | static
owner_type | feeder
owner | 8100204
object | fuse
name | groupid | phases | fr | to | phase_A_status | phase_B_status | phase_C_status | repair_dist_type | current_limit | mean_replacement_time | status | dcircuit | selected | monitored | monitored_fields | class_monitored_fields | played | played_fields | comments
fuse_220382378 |  | AD | node_intto1_8100204_200819548 | node_8100204_200819548 | GOOD | GOOD | GOOD |  | 150 |  |  | 8100204 | no | no |  |  | no
fuse_220382420 |  | ABCD | node_intto1_8100204_200815588 | node_8100204_200815588 | GOOD | GOOD | GOOD |  | 100 |  |  | 8100204 | no | no |  |  | no
fuse_220382428 |  | ABCD | node_intto1_8100204_200811439 | node_8100204_200811439 | GOOD | GOOD | GOOD |  | 150 |  |  | 8100204 | no | no |  |  | no
fuse_220382433 |  | ABCD | node_intto1_8100204_200814849 | node_8100204_200814849 | GOOD | GOOD | GOOD |  | 140 |  |  | 8100204 | no | no |  |  | no
fuse_220383120 |  | ABCN | node_intto1_8100204_200805308 | node_8100204_200805308 | GOOD | GOOD | GOOD |  | 80 |  |  | 8100204 | no | no |  |  | no
fuse_220383127 |  | ABCD | node_intto1_8100204_200811555 | node_8100204_200811555 | GOOD | GOOD | GOOD |  | 85 |  |  | 8100204 | no | no |  |  | no
fuse_220383130 |  | AD | node_intto1_8100204_200811814 | node_8100204_200811814 | GOOD | GOOD | GOOD |  | 85 |  |  | 8100204 | no | no |  |  | no
fuse_220383133 |  | AD | node_intto1_220383133 | node_220383133 | GOOD | GOOD | GOOD |  | 40 |  |  | 8100204 | no | no |  |  | no
fuse_220383134 |  | ABCD | node_intto1_8100204_200811688 | node_8100204_200811688 | GOOD | GOOD | GOOD |  | 150 |  |  | 8100204 | no | no |  |  | no
fuse_220383136 |  | AD | node_intto1_8100204_200811582 | node_8100204_200811582 | GOOD | GOOD | GOOD |  | 100 |  |  | 8100204 | no | no |  |  | no
fuse_220383137 |  | ABCN | node_intto1_8100204_200811412 | node_8100204_200811412 | GOOD | GOOD | GOOD |  | 30 |  |  | 8100204 | no | no |  |  | no
fuse_220383139 |  | ABCD | node_intto1_8100204_200811539 | node_8100204_200811539 | GOOD | GOOD | GOOD |  | 400 |  |  | 8100204 | no | no |  |  | no
fuse_220383145 |  | ABCD | node_intto1_8100204_200811619 | node_8100204_200811619 | GOOD | GOOD | GOOD |  | 30 |  |  | 8100204 | no | no |  |  | no
fuse_312036476 |  | ABCD | node_intto1_8100204_200815378 | node_8100204_200815378 | GOOD | GOOD | GOOD |  | 300 |  |  | 8100204 | no | no |  |  | no

## line_configuration
data_type | static
owner_type | feeder
owner | 8100204
object | line_configuration
name | groupid | conductor_A | conductor_B | conductor_C | conductor_N | spacing | z11 | z12 | z13 | z21 | z22 | z23 | z31 | z32 | z33 | c11 | c12 | c13 | c21 | c22 | c23 | c31 | c32 | c33 | dcircuit | selected | comments
bal_1P_1/0AA |  | oh_cond_1/0_AAAC | oh_cond_1/0_AAAC | oh_cond_1/0_AAAC |  |  | 0.972+1.499j | 0.095+0.781j | 0.095+0.781j | 0.095+0.781j | 0.972+1.499j | 0.095+0.781j | 0.095+0.781j | 0.095+0.781j | 0.972+1.499j | 12.796 | -3.172 | -3.172 | -3.172 | 12.796 | -3.172 | -3.172 | -3.172 | 12.796 |  | no
bal_1P_1/0AC |  | oh_cond_1/0_ACSR | oh_cond_1/0_ACSR | oh_cond_1/0_ACSR |  |  | 0.983+1.218j | 0.095+0.781j | 0.095+0.781j | 0.095+0.781j | 0.983+1.218j | 0.095+0.781j | 0.095+0.781j | 0.095+0.781j | 0.983+1.218j | 12.796 | -3.172 | -3.172 | -3.172 | 12.796 | -3.172 | -3.172 | -3.172 | 12.796 |  | no
bal_1P_2AC |  | oh_cond_2_ACSR | oh_cond_2_ACSR | oh_cond_2_ACSR |  |  | 1.505+1.527j | 0.095+0.781j | 0.095+0.781j | 0.095+0.781j | 1.505+1.527j | 0.095+0.781j | 0.095+0.781j | 0.095+0.781j | 1.505+1.527j | 12.393 | -3.017 | -3.017 | -3.017 | 12.393 | -3.017 | -3.017 | -3.017 | 12.393 |  | no
bal_1P_2CU |  | oh_cond_2_CU | oh_cond_2_CU | oh_cond_2_CU |  |  | 0.968+1.536j | 0.095+0.781j | 0.095+0.781j | 0.095+0.781j | 0.968+1.536j | 0.095+0.781j | 0.095+0.781j | 0.095+0.781j | 0.968+1.536j | 12.191 | -2.94 | -2.94 | -2.94 | 12.191 | -2.94 | -2.94 | -2.94 | 12.191 |  | no
bal_1P_4CU |  | oh_cond_4_CU | oh_cond_4_CU | oh_cond_4_CU |  |  | 1.483+1.565j | 0.095+0.781j | 0.095+0.781j | 0.095+0.781j | 1.483+1.565j | 0.095+0.781j | 0.095+0.781j | 0.095+0.781j | 1.483+1.565j | 11.78 | -2.785 | -2.785 | -2.785 | 11.78 | -2.785 | -2.785 | -2.785 | 11.78 |  | no
bal_3P_1/0AA |  | oh_cond_1/0_AAAC | oh_cond_1/0_AAAC | oh_cond_1/0_AAAC |  |  | 0.972+1.499j | 0.095+0.781j | 0.095+0.781j | 0.095+0.781j | 0.972+1.499j | 0.095+0.781j | 0.095+0.781j | 0.095+0.781j | 0.972+1.499j | 12.796 | -3.172 | -3.172 | -3.172 | 12.796 | -3.172 | -3.172 | -3.172 | 12.796 |  | no
bal_3P_1/0AC |  | oh_cond_1/0_ACSR | oh_cond_1/0_ACSR | oh_cond_1/0_ACSR |  |  | 0.983+1.497j | 0.095+0.781j | 0.095+0.781j | 0.095+0.781j | 0.983+1.497j | 0.095+0.781j | 0.095+0.781j | 0.095+0.781j | 0.983+1.497j | 12.796 | -3.172 | -3.172 | -3.172 | 12.796 | -3.172 | -3.172 | -3.172 | 12.796 |  | no
bal_3P_2AC |  | oh_cond_2_ACSR | oh_cond_2_ACSR | oh_cond_2_ACSR |  |  | 1.505+1.527j | 0.095+0.781j | 0.095+0.781j | 0.095+0.781j | 1.505+1.527j | 0.095+0.781j | 0.095+0.781j | 0.095+0.781j | 1.505+1.527j | 12.393 | -3.017 | -3.017 | -3.017 | 12.393 | -3.017 | -3.017 | -3.017 | 12.393 |  | no
bal_3P_4CU |  | oh_cond_4_CU | oh_cond_4_CU | oh_cond_4_CU |  |  | 1.483+1.565j | 0.095+0.781j | 0.095+0.781j | 0.095+0.781j | 1.483+1.565j | 0.095+0.781j | 0.095+0.781j | 0.095+0.781j | 1.483+1.565j | 11.78 | -2.785 | -2.785 | -2.785 | 11.78 | -2.785 | -2.785 | -2.785 | 11.78 |  | no
bal_3P_336AL |  | oh_cond_336_5_MCM_AL | oh_cond_336_5_MCM_AL | oh_cond_336_5_MCM_AL |  |  | 0.374+1.431j | 0.095+0.781j | 0.095+0.781j | 0.095+0.781j | 0.374+1.431j | 0.095+0.781j | 0.095+0.781j | 0.095+0.781j | 0.374+1.431j | 13.957 | -3.628 | -3.628 | -3.628 | 13.957 | -3.628 | -3.628 | -3.628 | 13.957 |  | no
bal_3P_477AL |  | oh_cond_477_MCM_AL | oh_cond_477_MCM_AL | oh_cond_477_MCM_AL |  |  | 0.293+1.41j | 0.095+0.775j | 0.095+0.775j | 0.095+0.775j | 0.293+1.41j | 0.095+0.775j | 0.095+0.775j | 0.095+0.775j | 0.293+1.41j | 14.305 | -3.735 | -3.735 | -3.735 | 14.305 | -3.735 | -3.735 | -3.735 | 14.305 |  | no
bal_3P_DELTACUST |  | oh_cond_2/0_CU | oh_cond_2/0_CU | oh_cond_2/0_CU | oh_cond_3_#7_CWD_30% |  | 0.66+1.378j | 0.22+0.666j | 0.22+0.666j | 0.22+0.666j | 0.66+1.378j | 0.22+0.666j | 0.22+0.666j | 0.22+0.666j | 0.66+1.378j | 13.24 | -2.712 | -2.712 | -2.712 | 13.24 | -2.712 | -2.712 | -2.712 | 13.24 |  | no
unb_TAPWIRE_OH |  | oh_cond_WP-4/0-CU | oh_cond_WP-4/0-CU | oh_cond_WP-4/0-CU | oh_cond_WP-4/0-CU |  | 0.365+1.097j | 0.093+0.433j | 0.094+0.34j | 0.093+0.433j | 0.368+1.078j | 0.095+0.401j | 0.094+0.34j | 0.095+0.401j | 0.368+1.077j | 14.911 | -4.341 | -1.953 | -4.341 | 15.781 | -3.724 | -1.953 | -3.724 | 14.818 |  | no
und_1P_2ALURD_2AL(N) |  | und_cond_1P_2ALURD_2AL(N) | und_cond_1P_2ALURD_2AL(N) | und_cond_1P_2ALURD_2AL(N) |  |  | 2.379+0.823j | 0.0+0.0j | 0.0+0.0j | 0.0+0.0j | 2.379+0.823j | 0.0+0.0j | 0.0+0.0j | 0.0+0.0j | 2.379+0.823j | 401.497 | 0 | 0 | 0 | 401.497 | 0 | 0 | 0 | 401.497 |  | no
und_3P_1/0ALURD |  | und_cond_3P_1/0ALURD | und_cond_3P_1/0ALURD | und_cond_3P_1/0ALURD |  |  | 1.61+0.653j | 0.525+0.251j | 0.525+0.251j | 0.525+0.251j | 1.61+0.653j | 0.525+0.251j | 0.525+0.251j | 0.525+0.251j | 1.61+0.653j | 530.19 | 0 | 0 | 0 | 530.19 | 0 | 0 | 0 | 530.19 |  | no
und_3P_2ALURD |  | und_cond_3P_2ALURD | und_cond_3P_2ALURD | und_cond_3P_2ALURD |  |  | 2.125+0.49j | 0.384+0.067j | 0.384+0.067j | 0.384+0.067j | 2.125+0.49j | 0.384+0.067j | 0.384+0.067j | 0.384+0.067j | 2.125+0.49j | 401.498 | 0 | 0 | 0 | 401.498 | 0 | 0 | 0 | 401.498 |  | no
und_TAPWIRE_UG |  | und_cond_TAPWIRE_UG | und_cond_TAPWIRE_UG | und_cond_TAPWIRE_UG |  |  | 0.001+0.001j | 0.0+0.0j | 0.0+0.0j | 0.0+0.0j | 0.001+0.001j | 0.0+0.0j | 0.0+0.0j | 0.0+0.0j | 0.001+0.001j | 0 | 0 | 0 | 0 | 0 | 0 | 0 | 0 | 0 |  | no

## load
data_type | static
owner_type | feeder
owner | 8100204
object | load
name | groupid | parent | bustype | phases | nominal_voltage | load_class | constant_power_A | constant_power_B | constant_power_C | constant_current_A | constant_current_B | constant_current_C | constant_impedance_A | constant_impedance_B | constant_impedance_C | base_power_A | base_power_B | base_power_C | power_pf_A | power_pf_B | power_pf_C | current_pf_A | current_pf_B | current_pf_C | impedance_pf_A | impedance_pf_B | impedance_pf_C | power_fraction_A | power_fraction_B | power_fraction_C | current_fraction_A | current_fraction_B | current_fraction_C | impedance_fraction_A | impedance_fraction_B | impedance_fraction_C | dcircuit | selected | monitored | monitored_fields | class_monitored_fields | played | played_fields | base_kw_A | base_kw_B | base_kw_C | kw_A | kw_B | kw_C | comments | critical_load | dem_resp_lb | dem_resp_ub | dem_resp_shortage_cost | dem_resp_surplus_cost | num_customers
load_220330619 |  | node_1399222_573_15291908_648 |  | ABCN | 0 | NonResidential | 83000+35357.852j | 83000+35357.852j | 83000+35357.852j | 0 | 0 | 0 | [24 empty] | 8100204 | no | no |  |  | no |  | 0 | 0 | 0 | 0 | 0 | 0 |  | 1 | 1 | 1 | 0 | 0 | 0
load_220330620 |  | node_1399574_303_15292607_108 |  | AN | 0 | Residential | 26834.4+11431.407j | 0 | 0 | 0 | 0 | 0 | [24 empty] | 8100204 | no | no |  |  | no |  | 0 | 0 | 0 | 0 | 0 | 0 |  | 1 | 1 | 1 | 0 | 0 | 0
load_220330621 |  | node_1399912_503_15292973_868 |  | AN | 0 | Residential | 45741.6+19485.84j | 0 | 0 | 0 | 0 | 0 | [24 empty] | 8100204 | no | no |  |  | no |  | 0 | 0 | 0 | 0 | 0 | 0 |  | 1 | 1 | 1 | 0 | 0 | 0
load_220331822 |  | node_1397036_027_15291903_528 |  | AN | 0 | Residential | 37533.6+15989.247j | 0 | 0 | 0 | 0 | 0 | [24 empty] | 8100204 | no | no |  |  | no |  | 0 | 0 | 0 | 0 | 0 | 0 |  | 1 | 1 | 1 | 0 | 0 | 0
load_220331823 |  | node_1396647_28_15291901_433 |  | AN | 0 | NonResidential | 4500+1916.992j | 0 | 0 | 0 | 0 | 0 | [24 empty] | 8100204 | no | no |  |  | no |  | 0 | 0 | 0 | 0 | 0 | 0 |  | 1 | 1 | 1 | 0 | 0 | 0
load_220331824 |  | node_1396629_827_15291888_64 |  | AN | 0 | NonResidential | 4500+1916.992j | 0 | 0 | 0 | 0 | 0 | [24 empty] | 8100204 | no | no |  |  | no |  | 0 | 0 | 0 | 0 | 0 | 0 |  | 1 | 1 | 1 | 0 | 0 | 0
load_220331825 |  | node_1397912_82_15292208_975 |  | AN | 0 | NonResidential | 2476.8+1055.112j | 0 | 0 | 0 | 0 | 0 | [24 empty] | 8100204 | no | no |  |  | no |  | 0 | 0 | 0 | 0 | 0 | 0 |  | 1 | 1 | 1 | 0 | 0 | 0
load_220331826 |  | node_1398194_314_15292300_863 |  | AN | 0 | NonResidential | 1512+644.109j | 0 | 0 | 0 | 0 | 0 | [24 empty] | 8100204 | no | no |  |  | no |  | 0 | 0 | 0 | 0 | 0 | 0 |  | 1 | 1 | 1 | 0 | 0 | 0
load_220331827 |  | node_1399173_661_15292018_892 |  | AN | 0 | Residential | 20253.6+8627.997j | 0 | 0 | 0 | 0 | 0 | [24 empty] | 8100204 | no | no |  |  | no |  | 0 | 0 | 0 | 0 | 0 | 0 |  | 1 | 1 | 1 | 0 | 0 | 0
load_220331833 |  | node_1397272_69_15292271_561 |  | AN | 0 | Residential | 2736+1165.531j | 0 | 0 | 0 | 0 | 0 | [24 empty] | 8100204 | no | no |  |  | no |  | 0 | 0 | 0 | 0 | 0 | 0 |  | 1 | 1 | 1 | 0 | 0 | 0
load_220331834 |  | node_1397265_455_15292296_292 |  | AN | 0 | NonResidential | 4590+1955.332j | 0 | 0 | 0 | 0 | 0 | [24 empty] | 8100204 | no | no |  |  | no |  | 0 | 0 | 0 | 0 | 0 | 0 |  | 1 | 1 | 1 | 0 | 0 | 0
load_220331835 |  | node_1397231_246_15292388_732 |  | AN | 0 | NonResidential | 3333.333+1419.994j | 0 | 0 | 0 | 0 | 0 | [24 empty] | 8100204 | no | no |  |  | no |  | 0 | 0 | 0 | 0 | 0 | 0 |  | 1 | 1 | 1 | 0 | 0 | 0
load_220331836 |  | node_1397223_824_15292413_362 |  | BN | 0 | NonResidential | 0 | 3333.333+1419.994j | 0 | 0 | 0 | 0 | [24 empty] | 8100204 | no | no |  |  | no |  | 0 | 0 | 0 | 0 | 0 | 0 |  | 1 | 1 | 1 | 0 | 0 | 0
load_220331837 |  | node_1397233_656_15292362_323 |  | CN | 0 | NonResidential | 0 | 0 | 3333.333+1419.994j | 0 | 0 | 0 | [24 empty] | 8100204 | no | no |  |  | no |  | 0 | 0 | 0 | 0 | 0 | 0 |  | 1 | 1 | 1 | 0 | 0 | 0
load_220331838 |  | node_1397172_408_15292553_949 |  | AN | 0 | NonResidential | 10000+4259.982j | 0 | 0 | 0 | 0 | 0 | [24 empty] | 8100204 | no | no |  |  | no |  | 0 | 0 | 0 | 0 | 0 | 0 |  | 1 | 1 | 1 | 0 | 0 | 0
load_220331839 |  | node_1397165_562_15292578_882 |  | BN | 0 | NonResidential | 0 | 10000+4259.982j | 0 | 0 | 0 | 0 | [24 empty] | 8100204 | no | no |  |  | no |  | 0 | 0 | 0 | 0 | 0 | 0 |  | 1 | 1 | 1 | 0 | 0 | 0
load_220331840 |  | node_1397174_204_15292527_447 |  | CN | 0 | NonResidential | 0 | 0 | 10000+4259.982j | 0 | 0 | 0 | [24 empty] | 8100204 | no | no |  |  | no |  | 0 | 0 | 0 | 0 | 0 | 0 |  | 1 | 1 | 1 | 0 | 0 | 0
load_220331841 |  | node_1397034_024_15292769_105 |  | AN | 0 | NonResidential | 7000+2981.988j | 0 | 0 | 0 | 0 | 0 | [24 empty] | 8100204 | no | no |  |  | no |  | 0 | 0 | 0 | 0 | 0 | 0 |  | 1 | 1 | 1 | 0 | 0 | 0
load_220331843 |  | node_1397416_036_15291369_904 |  | AN | 0 | NonResidential | 0 | 0 | 0 | 0 | 0 | 0 | [24 empty] | 8100204 | no | no |  |  | no |  | 0 | 0 | 0 | 0 | 0 | 0 |  | 1 | 1 | 1 | 0 | 0 | 0
load_220331852 |  | node_1397461_598_15292494_491 |  | AN | 0 | Residential | 34869.6+14854.387j | 0 | 0 | 0 | 0 | 0 | [24 empty] | 8100204 | no | no |  |  | no |  | 0 | 0 | 0 | 0 | 0 | 0 |  | 1 | 1 | 1 | 0 | 0 | 0
load_220331853 |  | node_1397822_834_15292485_842 |  | AN | 0 | Residential | 12614.4+5373.712j | 0 | 0 | 0 | 0 | 0 | [24 empty] | 8100204 | no | no |  |  | no |  | 0 | 0 | 0 | 0 | 0 | 0 |  | 1 | 1 | 1 | 0 | 0 | 0
load_220331854 |  | node_1397793_007_15292569_625 |  | AN | 0 | Residential | 82238.4+35033.412j | 0 | 0 | 0 | 0 | 0 | [24 empty] | 8100204 | no | no |  |  | no |  | 0 | 0 | 0 | 0 | 0 | 0 |  | 1 | 1 | 1 | 0 | 0 | 0
load_220331855 |  | node_1397696_504_15292811_748 |  | AN | 0 | Residential | 19735.2+8407.16j | 0 | 0 | 0 | 0 | 0 | [24 empty] | 8100204 | no | no |  |  | no |  | 0 | 0 | 0 | 0 | 0 | 0 |  | 1 | 1 | 1 | 0 | 0 | 0
load_220331858 |  | node_1398121_314_15292682_344 |  | AN | 0 | NonResidential | 348+148.247j | 0 | 0 | 0 | 0 | 0 | [24 empty] | 8100204 | no | no |  |  | no |  | 0 | 0 | 0 | 0 | 0 | 0 |  | 1 | 1 | 1 | 0 | 0 | 0
load_220331859 |  | node_1398114_021_15292707_044 |  | BN | 0 | NonResidential | 0 | 348+148.247j | 0 | 0 | 0 | 0 | [24 empty] | 8100204 | no | no |  |  | no |  | 0 | 0 | 0 | 0 | 0 | 0 |  | 1 | 1 | 1 | 0 | 0 | 0
load_220331860 |  | node_1398123_586_15292655_911 |  | CN | 0 | NonResidential | 0 | 0 | 348+148.247j | 0 | 0 | 0 | [24 empty] | 8100204 | no | no |  |  | no |  | 0 | 0 | 0 | 0 | 0 | 0 |  | 1 | 1 | 1 | 0 | 0 | 0
load_220331862 |  | node_1398515_065_15292350_402 |  | AN | 0 | Residential | 106977.6+45572.267j | 0 | 0 | 0 | 0 | 0 | [24 empty] | 8100204 | no | no |  |  | no |  | 0 | 0 | 0 | 0 | 0 | 0 |  | 1 | 1 | 1 | 0 | 0 | 0
load_220331863 |  | node_1398520_569_15292887_202 |  | AN | 0 | Residential | 49068+20902.88j | 0 | 0 | 0 | 0 | 0 | [24 empty] | 8100204 | no | no |  |  | no |  | 0 | 0 | 0 | 0 | 0 | 0 |  | 1 | 1 | 1 | 0 | 0 | 0
load_220331868 |  | node_1398890_238_15289379_936 |  | ABCN | 0 | NonResidential | 36666.667+15619.935j | 36666.667+15619.935j | 36666.667+15619.935j | 0 | 0 | 0 | [24 empty] | 8100204 | no | no |  |  | no |  | 0 | 0 | 0 | 0 | 0 | 0 |  | 1 | 1 | 1 | 0 | 0 | 0
load_220331869 |  | node_1399151_452_15290422_504 |  | AN | 0 | Residential | 57204+24368.802j | 0 | 0 | 0 | 0 | 0 | [24 empty] | 8100204 | no | no |  |  | no |  | 0 | 0 | 0 | 0 | 0 | 0 |  | 1 | 1 | 1 | 0 | 0 | 0
load_220331870 |  | node_1399166_582_15289746_119 |  | AN | 0 | Residential | 72950.4+31076.74j | 0 | 0 | 0 | 0 | 0 | [24 empty] | 8100204 | no | no |  |  | no |  | 0 | 0 | 0 | 0 | 0 | 0 |  | 1 | 1 | 1 | 0 | 0 | 0
load_220331871 |  | node_1399479_755_15289008_26 |  | AN | 0 | Residential | 16876.8+7189.487j | 0 | 0 | 0 | 0 | 0 | [24 empty] | 8100204 | no | no |  |  | no |  | 0 | 0 | 0 | 0 | 0 | 0 |  | 1 | 1 | 1 | 0 | 0 | 0
load_220331872 |  | node_1399234_075_15288991_772 |  | AN | 0 | Residential | 46605.6+19853.902j | 0 | 0 | 0 | 0 | 0 | [24 empty] | 8100204 | no | no |  |  | no |  | 0 | 0 | 0 | 0 | 0 | 0 |  | 1 | 1 | 1 | 0 | 0 | 0
load_220331873 |  | node_1398862_146_15288818_833 |  | AN | 0 | Residential | 14299.2+6091.434j | 0 | 0 | 0 | 0 | 0 | [24 empty] | 8100204 | no | no |  |  | no |  | 0 | 0 | 0 | 0 | 0 | 0 |  | 1 | 1 | 1 | 0 | 0 | 0
load_220331874 |  | node_1399106_214_15290753_725 |  | AN | 0 | Residential | 89416.8+38091.397j | 0 | 0 | 0 | 0 | 0 | [24 empty] | 8100204 | no | no |  |  | no |  | 0 | 0 | 0 | 0 | 0 | 0 |  | 1 | 1 | 1 | 0 | 0 | 0
load_220331875 |  | node_1399713_473_15290583_98 |  | AN | 0 | Residential | 21434.4+9131.016j | 0 | 0 | 0 | 0 | 0 | [24 empty] | 8100204 | no | no |  |  | no |  | 0 | 0 | 0 | 0 | 0 | 0 |  | 1 | 1 | 1 | 0 | 0 | 0
load_220331877 |  | node_1400163_291_15290434_34 |  | AN | 0 | Residential | 82245.6+35036.479j | 0 | 0 | 0 | 0 | 0 | [24 empty] | 8100204 | no | no |  |  | no |  | 0 | 0 | 0 | 0 | 0 | 0 |  | 1 | 1 | 1 | 0 | 0 | 0
load_220331878 |  | node_1400422_056_15289864_84 |  | AN | 0 | Residential | 65390.4+27856.194j | 0 | 0 | 0 | 0 | 0 | [24 empty] | 8100204 | no | no |  |  | no |  | 0 | 0 | 0 | 0 | 0 | 0 |  | 1 | 1 | 1 | 0 | 0 | 0
load_220331879 |  | node_1399733_181_15291290_44 |  | AN | 0 | NonResidential | 2527.2+1076.583j | 0 | 0 | 0 | 0 | 0 | [24 empty] | 8100204 | no | no |  |  | no |  | 0 | 0 | 0 | 0 | 0 | 0 |  | 1 | 1 | 1 | 0 | 0 | 0
load_220331880 |  | node_1399972_374_15290881_695 |  | AN | 0 | Residential | 55404+23602.005j | 0 | 0 | 0 | 0 | 0 | [24 empty] | 8100204 | no | no |  |  | no |  | 0 | 0 | 0 | 0 | 0 | 0 |  | 1 | 1 | 1 | 0 | 0 | 0
load_220331881 |  | node_1399870_793_15290099_835 |  | AN | 0 | Residential | 47649.6+20298.645j | 0 | 0 | 0 | 0 | 0 | [24 empty] | 8100204 | no | no |  |  | no |  | 0 | 0 | 0 | 0 | 0 | 0 |  | 1 | 1 | 1 | 0 | 0 | 0
load_220331882 |  | node_1400093_791_15289689_322 |  | AN | 0 | Residential | 69480+29598.356j | 0 | 0 | 0 | 0 | 0 | [24 empty] | 8100204 | no | no |  |  | no |  | 0 | 0 | 0 | 0 | 0 | 0 |  | 1 | 1 | 1 | 0 | 0 | 0
load_220331883 |  | node_1399650_056_15292247_481 |  | AN | 0 | Residential | 98532+41974.456j | 0 | 0 | 0 | 0 | 0 | [24 empty] | 8100204 | no | no |  |  | no |  | 0 | 0 | 0 | 0 | 0 | 0 |  | 1 | 1 | 1 | 0 | 0 | 0
load_220331900 |  | node_1400697_015_15290541_299 |  | AN | 0 | Residential | 58291.2+24831.947j | 0 | 0 | 0 | 0 | 0 | [24 empty] | 8100204 | no | no |  |  | no |  | 0 | 0 | 0 | 0 | 0 | 0 |  | 1 | 1 | 1 | 0 | 0 | 0
load_220331901 |  | node_1400697_719_15290427_19 |  | AN | 0 | NonResidential | 0 | 0 | 0 | 0 | 0 | 0 | [24 empty] | 8100204 | no | no |  |  | no |  | 0 | 0 | 0 | 0 | 0 | 0 |  | 1 | 1 | 1 | 0 | 0 | 0
load_220331902 |  | node_1400886_54_15291358_447 |  | AN | 0 | Residential | 34671.6+14770.04j | 0 | 0 | 0 | 0 | 0 | [24 empty] | 8100204 | no | no |  |  | no |  | 0 | 0 | 0 | 0 | 0 | 0 |  | 1 | 1 | 1 | 0 | 0 | 0
load_220331903 |  | node_1400867_135_15291352_786 |  | AN | 0 | Residential | 34671.6+14770.04j | 0 | 0 | 0 | 0 | 0 | [24 empty] | 8100204 | no | no |  |  | no |  | 0 | 0 | 0 | 0 | 0 | 0 |  | 1 | 1 | 1 | 0 | 0 | 0
load_220331907 |  | node_1401549_908_15291120_438 |  | AN | 0 | Residential | 17863.2+7609.691j | 0 | 0 | 0 | 0 | 0 | [24 empty] | 8100204 | no | no |  |  | no |  | 0 | 0 | 0 | 0 | 0 | 0 |  | 1 | 1 | 1 | 0 | 0 | 0
load_220331910 |  | node_1402206_698_15291206_169 |  | AN | 0 | Residential | 2181.6+929.358j | 0 | 0 | 0 | 0 | 0 | [24 empty] | 8100204 | no | no |  |  | no |  | 0 | 0 | 0 | 0 | 0 | 0 |  | 1 | 1 | 1 | 0 | 0 | 0
load_220331911 |  | node_1401160_776_15290788_87 |  | AN | 0 | Residential | 10778.4+4591.579j | 0 | 0 | 0 | 0 | 0 | [24 empty] | 8100204 | no | no |  |  | no |  | 0 | 0 | 0 | 0 | 0 | 0 |  | 1 | 1 | 1 | 0 | 0 | 0
load_220331912 |  | node_1401377_434_15290924_101 |  | AN | 0 | Residential | 26604+11333.257j | 0 | 0 | 0 | 0 | 0 | [24 empty] | 8100204 | no | no |  |  | no |  | 0 | 0 | 0 | 0 | 0 | 0 |  | 1 | 1 | 1 | 0 | 0 | 0
load_220331913 |  | node_1401257_726_15290526_302 |  | AN | 0 | Residential | 56714.4+24160.233j | 0 | 0 | 0 | 0 | 0 | [24 empty] | 8100204 | no | no |  |  | no |  | 0 | 0 | 0 | 0 | 0 | 0 |  | 1 | 1 | 1 | 0 | 0 | 0
load_220332596 |  | node_1399671_478_15290157_59 |  | AN | 0 | Residential | 7509.6+3199.076j | 0 | 0 | 0 | 0 | 0 | [24 empty] | 8100204 | no | no |  |  | no |  | 0 | 0 | 0 | 0 | 0 | 0 |  | 1 | 1 | 1 | 0 | 0 | 0
load_220332597 |  | node_1399537_693_15290098_752 |  | AN | 0 | Residential | 7524+3205.211j | 0 | 0 | 0 | 0 | 0 | [24 empty] | 8100204 | no | no |  |  | no |  | 0 | 0 | 0 | 0 | 0 | 0 |  | 1 | 1 | 1 | 0 | 0 | 0
load_220332776 |  | node_1398106_726_15293352_295 |  | AN | 0 | Residential | 18612+7928.679j | 0 | 0 | 0 | 0 | 0 | [24 empty] | 8100204 | no | no |  |  | no |  | 0 | 0 | 0 | 0 | 0 | 0 |  | 1 | 1 | 1 | 0 | 0 | 0
load_220332779 |  | node_1397505_933_15293107_834 |  | AN | 0 | NonResidential | 6228+2653.117j | 0 | 0 | 0 | 0 | 0 | [24 empty] | 8100204 | no | no |  |  | no |  | 0 | 0 | 0 | 0 | 0 | 0 |  | 1 | 1 | 1 | 0 | 0 | 0
load_220332780 |  | node_1398978_38_15291935_073 |  | AN | 0 | NonResidential | 5666.667+2413.99j | 0 | 0 | 0 | 0 | 0 | [24 empty] | 8100204 | no | no |  |  | no |  | 0 | 0 | 0 | 0 | 0 | 0 |  | 1 | 1 | 1 | 0 | 0 | 0
load_220332781 |  | node_1398983_862_15291909_53 |  | BN | 0 | NonResidential | 0 | 5666.667+2413.99j | 0 | 0 | 0 | 0 | [24 empty] | 8100204 | no | no |  |  | no |  | 0 | 0 | 0 | 0 | 0 | 0 |  | 1 | 1 | 1 | 0 | 0 | 0
load_220332782 |  | node_1398978_017_15291961_693 |  | CN | 0 | NonResidential | 0 | 0 | 5666.667+2413.99j | 0 | 0 | 0 | [24 empty] | 8100204 | no | no |  |  | no |  | 0 | 0 | 0 | 0 | 0 | 0 |  | 1 | 1 | 1 | 0 | 0 | 0
load_220332783 |  | node_1399107_512_15292307_833 |  | AN | 0 | Residential | 6825.6+2907.693j | 0 | 0 | 0 | 0 | 0 | [24 empty] | 8100204 | no | no |  |  | no |  | 0 | 0 | 0 | 0 | 0 | 0 |  | 1 | 1 | 1 | 0 | 0 | 0
load_220332784 |  | node_1398915_284_15292788_713 |  | AN | 0 | NonResidential | 3500+1490.994j | 0 | 0 | 0 | 0 | 0 | [24 empty] | 8100204 | no | no |  |  | no |  | 0 | 0 | 0 | 0 | 0 | 0 |  | 1 | 1 | 1 | 0 | 0 | 0
load_220332785 |  | node_1398902_128_15292808_527 |  | AN | 0 | NonResidential | 3500+1490.994j | 0 | 0 | 0 | 0 | 0 | [24 empty] | 8100204 | no | no |  |  | no |  | 0 | 0 | 0 | 0 | 0 | 0 |  | 1 | 1 | 1 | 0 | 0 | 0
load_220332786 |  | node_1398763_866_15292912_927 |  | AN | 0 | NonResidential | 0 | 0 | 0 | 0 | 0 | 0 | [24 empty] | 8100204 | no | no |  |  | no |  | 0 | 0 | 0 | 0 | 0 | 0 |  | 1 | 1 | 1 | 0 | 0 | 0
load_220332801 |  | node_1397463_282_15292555_712 |  | AN | 0 | NonResidential | 756+322.055j | 0 | 0 | 0 | 0 | 0 | [24 empty] | 8100204 | no | no |  |  | no |  | 0 | 0 | 0 | 0 | 0 | 0 |  | 1 | 1 | 1 | 0 | 0 | 0
load_220332837 |  | node_1397208_762_15291371_272 |  | AN | 0 | NonResidential | 18500+7880.967j | 0 | 0 | 0 | 0 | 0 | [24 empty] | 8100204 | no | no |  |  | no |  | 0 | 0 | 0 | 0 | 0 | 0 |  | 1 | 1 | 1 | 0 | 0 | 0
load_220332838 |  | node_1397226_547_15291383_205 |  | AN | 0 | Residential | 7898.4+3364.704j | 0 | 0 | 0 | 0 | 0 | [24 empty] | 8100204 | no | no |  |  | no |  | 0 | 0 | 0 | 0 | 0 | 0 |  | 1 | 1 | 1 | 0 | 0 | 0
load_220332839 |  | node_1396790_485_15291496_071 |  | AN | 0 | NonResidential | 15000+6389.973j | 0 | 0 | 0 | 0 | 0 | [24 empty] | 8100204 | no | no |  |  | no |  | 0 | 0 | 0 | 0 | 0 | 0 |  | 1 | 1 | 1 | 0 | 0 | 0
load_220332840 |  | node_1396772_964_15291483_448 |  | BN | 0 | NonResidential | 0 | 15000+6389.973j | 0 | 0 | 0 | 0 | [24 empty] | 8100204 | no | no |  |  | no |  | 0 | 0 | 0 | 0 | 0 | 0 |  | 1 | 1 | 1 | 0 | 0 | 0
load_220332841 |  | node_1396809_815_15291502_196 |  | CN | 0 | NonResidential | 0 | 0 | 15000+6389.973j | 0 | 0 | 0 | [24 empty] | 8100204 | no | no |  |  | no |  | 0 | 0 | 0 | 0 | 0 | 0 |  | 1 | 1 | 1 | 0 | 0 | 0
load_220332898 |  | node_1398165_911_15293031_187 |  | AN | 0 | NonResidential | 9417.6+4011.881j | 0 | 0 | 0 | 0 | 0 | [24 empty] | 8100204 | no | no |  |  | no |  | 0 | 0 | 0 | 0 | 0 | 0 |  | 1 | 1 | 1 | 0 | 0 | 0
load_220332942 |  | node_1396528_121_15291114_036 |  | AN | 0 | NonResidential | 7666.667+3265.986j | 0 | 0 | 0 | 0 | 0 | [24 empty] | 8100204 | no | no |  |  | no |  | 0 | 0 | 0 | 0 | 0 | 0 |  | 1 | 1 | 1 | 0 | 0 | 0
load_220332943 |  | node_1396509_147_15291106_123 |  | BN | 0 | NonResidential | 0 | 7666.667+3265.986j | 0 | 0 | 0 | 0 | [24 empty] | 8100204 | no | no |  |  | no |  | 0 | 0 | 0 | 0 | 0 | 0 |  | 1 | 1 | 1 | 0 | 0 | 0
load_220332944 |  | node_1396547_943_15291115_098 |  | CN | 0 | NonResidential | 0 | 0 | 7666.667+3265.986j | 0 | 0 | 0 | [24 empty] | 8100204 | no | no |  |  | no |  | 0 | 0 | 0 | 0 | 0 | 0 |  | 1 | 1 | 1 | 0 | 0 | 0
load_220332945 |  | node_1397204_49_15291161_053 |  | AN | 0 | NonResidential | 9333.333+3975.983j | 0 | 0 | 0 | 0 | 0 | [24 empty] | 8100204 | no | no |  |  | no |  | 0 | 0 | 0 | 0 | 0 | 0 |  | 1 | 1 | 1 | 0 | 0 | 0
load_220332946 |  | node_1397205_852_15291134_5 |  | BN | 0 | NonResidential | 0 | 9333.333+3975.983j | 0 | 0 | 0 | 0 | [24 empty] | 8100204 | no | no |  |  | no |  | 0 | 0 | 0 | 0 | 0 | 0 |  | 1 | 1 | 1 | 0 | 0 | 0
load_220332947 |  | node_1397198_055_15291186_185 |  | CN | 0 | Residential | 0 | 0 | 3657.6+1558.131j | 0 | 0 | 0 | [24 empty] | 8100204 | no | no |  |  | no |  | 0 | 0 | 0 | 0 | 0 | 0 |  | 1 | 1 | 1 | 0 | 0 | 0
load_220332948 |  | node_1396610_297_15291123_423 |  | AN | 0 | NonResidential | 56000+23855.9j | 0 | 0 | 0 | 0 | 0 | [24 empty] | 8100204 | no | no |  |  | no |  | 0 | 0 | 0 | 0 | 0 | 0 |  | 1 | 1 | 1 | 0 | 0 | 0
load_220332949 |  | node_1396591_76_15291113_8 |  | BN | 0 | NonResidential | 0 | 56000+23855.9j | 0 | 0 | 0 | 0 | [24 empty] | 8100204 | no | no |  |  | no |  | 0 | 0 | 0 | 0 | 0 | 0 |  | 1 | 1 | 1 | 0 | 0 | 0
load_220332950 |  | node_1396630_028_15291126_293 |  | CN | 0 | NonResidential | 0 | 0 | 56000+23855.9j | 0 | 0 | 0 | [24 empty] | 8100204 | no | no |  |  | no |  | 0 | 0 | 0 | 0 | 0 | 0 |  | 1 | 1 | 1 | 0 | 0 | 0
load_220332979 |  | node_1399642_844_15289665_16 |  | AN | 0 | Residential | 72417.6+30849.768j | 0 | 0 | 0 | 0 | 0 | [24 empty] | 8100204 | no | no |  |  | no |  | 0 | 0 | 0 | 0 | 0 | 0 |  | 1 | 1 | 1 | 0 | 0 | 0
load_220334272 |  | node_1399772_565_15288799_038 |  | AN | 0 | Residential | 6134.4+2613.243j | 0 | 0 | 0 | 0 | 0 | [24 empty] | 8100204 | no | no |  |  | no |  | 0 | 0 | 0 | 0 | 0 | 0 |  | 1 | 1 | 1 | 0 | 0 | 0
load_220334273 |  | node_1399840_165_15288680_582 |  | AN | 0 | Residential | 0 | 0 | 0 | 0 | 0 | 0 | [24 empty] | 8100204 | no | no |  |  | no |  | 0 | 0 | 0 | 0 | 0 | 0 |  | 1 | 1 | 1 | 0 | 0 | 0
load_220334274 |  | node_1400625_19_15289406_255 |  | AN | 0 | Residential | 35517.6+15130.434j | 0 | 0 | 0 | 0 | 0 | [24 empty] | 8100204 | no | no |  |  | no |  | 0 | 0 | 0 | 0 | 0 | 0 |  | 1 | 1 | 1 | 0 | 0 | 0
load_220334277 |  | node_1401010_226_15288655_469 |  | AN | 0 | Residential | 7243.2+3085.59j | 0 | 0 | 0 | 0 | 0 | [24 empty] | 8100204 | no | no |  |  | no |  | 0 | 0 | 0 | 0 | 0 | 0 |  | 1 | 1 | 1 | 0 | 0 | 0
load_220334278 |  | node_1401001_82_15288679_517 |  | AN | 0 | NonResidential | 3500+1490.994j | 0 | 0 | 0 | 0 | 0 | [24 empty] | 8100204 | no | no |  |  | no |  | 0 | 0 | 0 | 0 | 0 | 0 |  | 1 | 1 | 1 | 0 | 0 | 0
load_220334280 |  | node_1400249_888_15289210_256 |  | AN | 0 | Residential | 79725.6+33962.963j | 0 | 0 | 0 | 0 | 0 | [24 empty] | 8100204 | no | no |  |  | no |  | 0 | 0 | 0 | 0 | 0 | 0 |  | 1 | 1 | 1 | 0 | 0 | 0
load_220334281 |  | node_1400439_308_15288720_55 |  | AN | 0 | Residential | 121953.6+51952.016j | 0 | 0 | 0 | 0 | 0 | [24 empty] | 8100204 | no | no |  |  | no |  | 0 | 0 | 0 | 0 | 0 | 0 |  | 1 | 1 | 1 | 0 | 0 | 0
load_220334282 |  | node_1401687_26_15290124_42 |  | AN | 0 | NonResidential | 180+76.68j | 0 | 0 | 0 | 0 | 0 | [24 empty] | 8100204 | no | no |  |  | no |  | 0 | 0 | 0 | 0 | 0 | 0 |  | 1 | 1 | 1 | 0 | 0 | 0
load_220334283 |  | node_1401933_75_15290199_416 |  | AN | 0 | Residential | 19677.6+8382.622j | 0 | 0 | 0 | 0 | 0 | [24 empty] | 8100204 | no | no |  |  | no |  | 0 | 0 | 0 | 0 | 0 | 0 |  | 1 | 1 | 1 | 0 | 0 | 0
load_220334588 |  | node_1401993_742_15290542_781 |  | AN | 0 | Residential | 4384.8+1867.917j | 0 | 0 | 0 | 0 | 0 | [24 empty] | 8100204 | no | no |  |  | no |  | 0 | 0 | 0 | 0 | 0 | 0 |  | 1 | 1 | 1 | 0 | 0 | 0
load_220334589 |  | node_1402125_057_15290697_626 |  | AN | 0 | NonResidential | 0 | 0 | 0 | 0 | 0 | 0 | [24 empty] | 8100204 | no | no |  |  | no |  | 0 | 0 | 0 | 0 | 0 | 0 |  | 1 | 1 | 1 | 0 | 0 | 0
load_220431200 |  | node_1396384_555_15291453_112 |  | AN | 0 | NonResidential | 1000+425.998j | 0 | 0 | 0 | 0 | 0 | [24 empty] | 8100204 | no | no |  |  | no |  | 0 | 0 | 0 | 0 | 0 | 0 |  | 1 | 1 | 1 | 0 | 0 | 0
load_220431201 |  | node_1396403_334_15291444_705 |  | BN | 0 | NonResidential | 0 | 1000+425.998j | 0 | 0 | 0 | 0 | [24 empty] | 8100204 | no | no |  |  | no |  | 0 | 0 | 0 | 0 | 0 | 0 |  | 1 | 1 | 1 | 0 | 0 | 0
load_220431202 |  | node_1396368_068_15291467_771 |  | CN | 0 | NonResidential | 0 | 0 | 1000+425.998j | 0 | 0 | 0 | [24 empty] | 8100204 | no | no |  |  | no |  | 0 | 0 | 0 | 0 | 0 | 0 |  | 1 | 1 | 1 | 0 | 0 | 0
load_220466250 |  | node_1400719_149_15289182_137 |  | AN | 0 | Residential | 22262.4+9483.743j | 0 | 0 | 0 | 0 | 0 | [24 empty] | 8100204 | no | no |  |  | no |  | 0 | 0 | 0 | 0 | 0 | 0 |  | 1 | 1 | 1 | 0 | 0 | 0
load_220491004 |  | node_1397506_498_15292066_253 |  | AN | 0 | Residential | 172879.2+73646.231j | 0 | 0 | 0 | 0 | 0 | [24 empty] | 8100204 | no | no |  |  | no |  | 0 | 0 | 0 | 0 | 0 | 0 |  | 1 | 1 | 1 | 0 | 0 | 0
load_220518630 |  | node_1399533_281_15291531_084 |  | AN | 0 | Residential | 40543.2+17271.331j | 0 | 0 | 0 | 0 | 0 | [24 empty] | 8100204 | no | no |  |  | no |  | 0 | 0 | 0 | 0 | 0 | 0 |  | 1 | 1 | 1 | 0 | 0 | 0
load_220584012 |  | node_1400758_654_15289626_724 |  | AN | 0 | Residential | 47289.6+20145.285j | 0 | 0 | 0 | 0 | 0 | [24 empty] | 8100204 | no | no |  |  | no |  | 0 | 0 | 0 | 0 | 0 | 0 |  | 1 | 1 | 1 | 0 | 0 | 0
load_220620144 |  | node_1397271_471_15291808_406 |  | AN | 0 | NonResidential | 3592.8+1530.526j | 0 | 0 | 0 | 0 | 0 | [24 empty] | 8100204 | no | no |  |  | no |  | 0 | 0 | 0 | 0 | 0 | 0 |  | 1 | 1 | 1 | 0 | 0 | 0
load_220648397 |  | node_1399682_22_15291870_633 |  | AN | 0 | Residential | 1987.2+846.544j | 0 | 0 | 0 | 0 | 0 | [24 empty] | 8100204 | no | no |  |  | no |  | 0 | 0 | 0 | 0 | 0 | 0 |  | 1 | 1 | 1 | 0 | 0 | 0
load_310017059 |  | node_1400001_142_15291139_009 |  | AN | 0 | Residential | 27626.4+11768.797j | 0 | 0 | 0 | 0 | 0 | [24 empty] | 8100204 | no | no |  |  | no |  | 0 | 0 | 0 | 0 | 0 | 0 |  | 1 | 1 | 1 | 0 | 0 | 0

## node
data_type | static
owner_type | feeder
owner | 8100204
object | node
name | groupid | parent | bustype | phases | nominal_voltage | dcircuit | selected | monitored | monitored_fields | class_monitored_fields | played | played_fields | subsystem | x | y | comments | dist_to_slack
node_1396368_068_15291467_771 |  |  | PQ | ABCN | 2771.281 | 8100204 | no | no |  |  | no |  |  | 1396368.068 | 15291467.771 |  | -1
node_1396384_555_15291453_112 |  |  | PQ | ABCN | 2771.281 | 8100204 | no | no |  |  | no |  |  | 1396384.555 | 15291453.112 |  | -1
node_1396403_334_15291444_705 |  |  | PQ | ABCN | 2771.281 | 8100204 | no | no |  |  | no |  |  | 1396403.334 | 15291444.705 |  | -1
node_1396509_147_15291106_123 |  |  | PQ | ABCN | 2771.281 | 8100204 | no | no |  |  | no |  |  | 1396509.147 | 15291106.123 |  | -1
node_1396528_121_15291114_036 |  |  | PQ | ABCN | 2771.281 | 8100204 | no | no |  |  | no |  |  | 1396528.121 | 15291114.036 |  | -1
node_1396547_943_15291115_098 |  |  | PQ | ABCN | 2771.281 | 8100204 | no | no |  |  | no |  |  | 1396547.943 | 15291115.098 |  | -1
node_1396591_76_15291113_8 |  |  | PQ | ABCN | 2771.281 | 8100204 | no | no |  |  | no |  |  | 1396591.76 | 15291113.8 |  | -1
node_1396610_297_15291123_423 |  |  | PQ | ABCN | 2771.281 | 8100204 | no | no |  |  | no |  |  | 1396610.297 | 15291123.423 |  | -1
node_1396629_827_15291888_64 |  |  | PQ | ABCN | 2771.281 | 8100204 | no | no |  |  | no |  |  | 1396629.827 | 15291888.64 |  | -1
node_1396630_028_15291126_293 |  |  | PQ | ABCN | 2771.281 | 8100204 | no | no |  |  | no |  |  | 1396630.028 | 15291126.293 |  | -1
node_1396647_28_15291901_433 |  |  | PQ | ABCN | 2771.281 | 8100204 | no | no |  |  | no |  |  | 1396647.28 | 15291901.433 |  | -1
node_1396772_964_15291483_448 |  |  | PQ | ABCN | 2771.281 | 8100204 | no | no |  |  | no |  |  | 1396772.964 | 15291483.448 |  | -1
node_1396790_485_15291496_071 |  |  | PQ | ABCN | 2771.281 | 8100204 | no | no |  |  | no |  |  | 1396790.485 | 15291496.071 |  | -1
node_1396809_815_15291502_196 |  |  | PQ | ABCN | 2771.281 | 8100204 | no | no |  |  | no |  |  | 1396809.815 | 15291502.196 |  | -1
node_1397034_024_15292769_105 |  |  | PQ | ABCN | 2771.281 | 8100204 | no | no |  |  | no |  |  | 1397034.024 | 15292769.105 |  | -1
node_1397036_027_15291903_528 |  |  | PQ | ABCN | 2771.281 | 8100204 | no | no |  |  | no |  |  | 1397036.027 | 15291903.528 |  | -1
node_1397165_562_15292578_882 |  |  | PQ | ABCN | 2771.281 | 8100204 | no | no |  |  | no |  |  | 1397165.562 | 15292578.882 |  | -1
node_1397172_408_15292553_949 |  |  | PQ | ABCN | 2771.281 | 8100204 | no | no |  |  | no |  |  | 1397172.408 | 15292553.949 |  | -1
node_1397174_204_15292527_447 |  |  | PQ | ABCN | 2771.281 | 8100204 | no | no |  |  | no |  |  | 1397174.204 | 15292527.447 |  | -1
node_1397198_055_15291186_185 |  |  | PQ | ABCN | 2771.281 | 8100204 | no | no |  |  | no |  |  | 1397198.055 | 15291186.185 |  | -1
node_1397204_49_15291161_053 |  |  | PQ | ABCN | 2771.281 | 8100204 | no | no |  |  | no |  |  | 1397204.49 | 15291161.053 |  | -1
node_1397205_852_15291134_5 |  |  | PQ | ABCN | 2771.281 | 8100204 | no | no |  |  | no |  |  | 1397205.852 | 15291134.5 |  | -1
node_1397208_762_15291371_272 |  |  | PQ | ABCN | 2771.281 | 8100204 | no | no |  |  | no |  |  | 1397208.762 | 15291371.272 |  | -1
node_1397223_824_15292413_362 |  |  | PQ | ABCN | 2771.281 | 8100204 | no | no |  |  | no |  |  | 1397223.824 | 15292413.362 |  | -1
node_1397226_547_15291383_205 |  |  | PQ | ABCN | 2771.281 | 8100204 | no | no |  |  | no |  |  | 1397226.547 | 15291383.205 |  | -1
node_1397231_246_15292388_732 |  |  | PQ | ABCN | 2771.281 | 8100204 | no | no |  |  | no |  |  | 1397231.246 | 15292388.732 |  | -1
node_1397233_656_15292362_323 |  |  | PQ | ABCN | 2771.281 | 8100204 | no | no |  |  | no |  |  | 1397233.656 | 15292362.323 |  | -1
node_1397265_455_15292296_292 |  |  | PQ | ABCN | 2771.281 | 8100204 | no | no |  |  | no |  |  | 1397265.455 | 15292296.292 |  | -1
node_1397271_471_15291808_406 |  |  | PQ | ABCN | 2771.281 | 8100204 | no | no |  |  | no |  |  | 1397271.471 | 15291808.406 |  | -1
node_1397272_69_15292271_561 |  |  | PQ | ABCN | 2771.281 | 8100204 | no | no |  |  | no |  |  | 1397272.69 | 15292271.561 |  | -1
node_1397416_036_15291369_904 |  |  | PQ | ABCN | 2771.281 | 8100204 | no | no |  |  | no |  |  | 1397416.036 | 15291369.904 |  | -1
node_1397461_598_15292494_491 |  |  | PQ | ABCN | 2771.281 | 8100204 | no | no |  |  | no |  |  | 1397461.598 | 15292494.491 |  | -1
node_1397463_282_15292555_712 |  |  | PQ | ABCN | 2771.281 | 8100204 | no | no |  |  | no |  |  | 1397463.282 | 15292555.712 |  | -1
node_1397505_933_15293107_834 |  |  | PQ | AN | 2771.281 | 8100204 | no | no |  |  | no |  |  | 1397505.933 | 15293107.834 |  | -1
node_1397506_498_15292066_253 |  |  | PQ | ABCN | 2771.281 | 8100204 | no | no |  |  | no |  |  | 1397506.498 | 15292066.253 |  | -1
node_1397562_061_15293138_521 |  |  | PQ | ABCD | 2771.281 | 8100204 | no | no |  |  | no |  |  | 1397562.061 | 15293138.521 |  | -1
node_1397696_504_15292811_748 |  |  | PQ | ABCN | 2771.281 | 8100204 | no | no |  |  | no |  |  | 1397696.504 | 15292811.748 |  | -1
node_1397793_007_15292569_625 |  |  | PQ | ABCN | 2771.281 | 8100204 | no | no |  |  | no |  |  | 1397793.007 | 15292569.625 |  | -1
node_1397822_834_15292485_842 |  |  | PQ | ABCN | 2771.281 | 8100204 | no | no |  |  | no |  |  | 1397822.834 | 15292485.842 |  | -1
node_1397912_82_15292208_975 |  |  | PQ | ABCN | 2771.281 | 8100204 | no | no |  |  | no |  |  | 1397912.82 | 15292208.975 |  | -1
node_1398106_726_15293352_295 |  |  | PQ | ABCN | 2771.281 | 8100204 | no | no |  |  | no |  |  | 1398106.726 | 15293352.295 |  | -1
node_1398114_021_15292707_044 |  |  | PQ | ABCN | 2771.281 | 8100204 | no | no |  |  | no |  |  | 1398114.021 | 15292707.044 |  | -1
node_1398121_314_15292682_344 |  |  | PQ | ABCN | 2771.281 | 8100204 | no | no |  |  | no |  |  | 1398121.314 | 15292682.344 |  | -1
node_1398123_586_15292655_911 |  |  | PQ | ABCN | 2771.281 | 8100204 | no | no |  |  | no |  |  | 1398123.586 | 15292655.911 |  | -1
node_1398165_911_15293031_187 |  |  | PQ | AN | 2771.281 | 8100204 | no | no |  |  | no |  |  | 1398165.911 | 15293031.187 |  | -1
node_1398194_314_15292300_863 |  |  | PQ | ABCN | 2771.281 | 8100204 | no | no |  |  | no |  |  | 1398194.314 | 15292300.863 |  | -1
node_1398515_065_15292350_402 |  |  | PQ | AN | 2771.281 | 8100204 | no | no |  |  | no |  |  | 1398515.065 | 15292350.402 |  | -1
node_1398520_569_15292887_202 |  |  | PQ | AN | 2771.281 | 8100204 | no | no |  |  | no |  |  | 1398520.569 | 15292887.202 |  | -1
node_1398763_866_15292912_927 |  |  | PQ | ABCN | 2771.281 | 8100204 | no | no |  |  | no |  |  | 1398763.866 | 15292912.927 |  | -1
node_1398862_146_15288818_833 |  |  | PQ | AN | 2771.281 | 8100204 | no | no |  |  | no |  |  | 1398862.146 | 15288818.833 |  | -1
node_1398890_238_15289379_936 |  |  | PQ | ABCN | 2771.281 | 8100204 | no | no |  |  | no |  |  | 1398890.238 | 15289379.936 |  | -1
node_1398902_128_15292808_527 |  |  | PQ | ABCN | 2771.281 | 8100204 | no | no |  |  | no |  |  | 1398902.128 | 15292808.527 |  | -1
node_1398915_284_15292788_713 |  |  | PQ | ABCN | 2771.281 | 8100204 | no | no |  |  | no |  |  | 1398915.284 | 15292788.713 |  | -1
node_1398978_017_15291961_693 |  |  | PQ | ABCN | 2771.281 | 8100204 | no | no |  |  | no |  |  | 1398978.017 | 15291961.693 |  | -1
node_1398978_38_15291935_073 |  |  | PQ | ABCN | 2771.281 | 8100204 | no | no |  |  | no |  |  | 1398978.38 | 15291935.073 |  | -1
node_1398983_862_15291909_53 |  |  | PQ | ABCN | 2771.281 | 8100204 | no | no |  |  | no |  |  | 1398983.862 | 15291909.53 |  | -1
node_1399106_214_15290753_725 |  |  | PQ | AN | 2771.281 | 8100204 | no | no |  |  | no |  |  | 1399106.214 | 15290753.725 |  | -1
node_1399107_512_15292307_833 |  |  | PQ | ABCN | 2771.281 | 8100204 | no | no |  |  | no |  |  | 1399107.512 | 15292307.833 |  | -1
node_1399151_452_15290422_504 |  |  | PQ | AN | 2771.281 | 8100204 | no | no |  |  | no |  |  | 1399151.452 | 15290422.504 |  | -1
node_1399166_582_15289746_119 |  |  | PQ | ABCN | 2771.281 | 8100204 | no | no |  |  | no |  |  | 1399166.582 | 15289746.119 |  | -1
node_1399173_661_15292018_892 |  |  | PQ | ABCN | 2771.281 | 8100204 | no | no |  |  | no |  |  | 1399173.661 | 15292018.892 |  | -1
node_1399222_573_15291908_648 |  |  | PQ | ABCN | 2771.281 | 8100204 | no | no |  |  | no |  |  | 1399222.573 | 15291908.648 |  | -1
node_1399234_075_15288991_772 |  |  | PQ | AN | 2771.281 | 8100204 | no | no |  |  | no |  |  | 1399234.075 | 15288991.772 |  | -1
node_1399479_755_15289008_26 |  |  | PQ | AN | 2771.281 | 8100204 | no | no |  |  | no |  |  | 1399479.755 | 15289008.26 |  | -1
node_1399533_281_15291531_084 |  |  | PQ | ABCN | 2771.281 | 8100204 | no | no |  |  | no |  |  | 1399533.281 | 15291531.084 |  | -1
node_1399537_693_15290098_752 |  |  | PQ | ABCN | 2771.281 | 8100204 | no | no |  |  | no |  |  | 1399537.693 | 15290098.752 |  | -1
node_1399574_303_15292607_108 |  |  | PQ | AN | 7199.557 | 8100204 | no | no |  |  | no |  |  | 1399574.303 | 15292607.108 |  | -1
node_1399642_844_15289665_16 |  |  | PQ | AN | 2771.281 | 8100204 | no | no |  |  | no |  |  | 1399642.844 | 15289665.16 |  | -1
node_1399650_056_15292247_481 |  |  | PQ | AN | 2771.281 | 8100204 | no | no |  |  | no |  |  | 1399650.056 | 15292247.481 |  | -1
node_1399671_478_15290157_59 |  |  | PQ | ABCN | 2771.281 | 8100204 | no | no |  |  | no |  |  | 1399671.478 | 15290157.59 |  | -1
node_1399682_22_15291870_633 |  |  | PQ | AN | 2771.281 | 8100204 | no | no |  |  | no |  |  | 1399682.22 | 15291870.633 |  | -1
node_1399713_473_15290583_98 |  |  | PQ | AN | 2771.281 | 8100204 | no | no |  |  | no |  |  | 1399713.473 | 15290583.98 |  | -1
node_1399733_181_15291290_44 |  |  | PQ | ABCN | 2771.281 | 8100204 | no | no |  |  | no |  |  | 1399733.181 | 15291290.44 |  | -1
node_1399772_565_15288799_038 |  |  | PQ | AN | 2771.281 | 8100204 | no | no |  |  | no |  |  | 1399772.565 | 15288799.038 |  | -1
node_1399840_165_15288680_582 |  |  | PQ | AN | 2771.281 | 8100204 | no | no |  |  | no |  |  | 1399840.165 | 15288680.582 |  | -1
node_1399870_793_15290099_835 |  |  | PQ | AN | 2771.281 | 8100204 | no | no |  |  | no |  |  | 1399870.793 | 15290099.835 |  | -1
node_1399912_503_15292973_868 |  |  | PQ | AN | 7199.557 | 8100204 | no | no |  |  | no |  |  | 1399912.503 | 15292973.868 |  | -1
node_1399972_374_15290881_695 |  |  | PQ | ABCN | 2771.281 | 8100204 | no | no |  |  | no |  |  | 1399972.374 | 15290881.695 |  | -1
node_1400001_142_15291139_009 |  |  | PQ | AN | 2771.281 | 8100204 | no | no |  |  | no |  |  | 1400001.142 | 15291139.009 |  | -1
node_1400093_791_15289689_322 |  |  | PQ | AN | 2771.281 | 8100204 | no | no |  |  | no |  |  | 1400093.791 | 15289689.322 |  | -1
node_1400163_291_15290434_34 |  |  | PQ | ABCN | 2771.281 | 8100204 | no | no |  |  | no |  |  | 1400163.291 | 15290434.34 |  | -1
node_1400249_888_15289210_256 |  |  | PQ | AN | 2771.281 | 8100204 | no | no |  |  | no |  |  | 1400249.888 | 15289210.256 |  | -1
node_1400422_056_15289864_84 |  |  | PQ | ABCN | 2771.281 | 8100204 | no | no |  |  | no |  |  | 1400422.056 | 15289864.84 |  | -1
node_1400439_308_15288720_55 |  |  | PQ | AN | 2771.281 | 8100204 | no | no |  |  | no |  |  | 1400439.308 | 15288720.55 |  | -1
node_1400625_19_15289406_255 |  |  | PQ | ABCN | 2771.281 | 8100204 | no | no |  |  | no |  |  | 1400625.19 | 15289406.255 |  | -1
node_1400697_015_15290541_299 |  |  | PQ | ABCN | 2771.281 | 8100204 | no | no |  |  | no |  |  | 1400697.015 | 15290541.299 |  | -1
node_1400697_719_15290427_19 |  |  | PQ | ABCN | 2771.281 | 8100204 | no | no |  |  | no |  |  | 1400697.719 | 15290427.19 |  | -1
node_1400719_149_15289182_137 |  |  | PQ | ABCN | 2771.281 | 8100204 | no | no |  |  | no |  |  | 1400719.149 | 15289182.137 |  | -1
node_1400758_654_15289626_724 |  |  | PQ | AN | 2771.281 | 8100204 | no | no |  |  | no |  |  | 1400758.654 | 15289626.724 |  | -1
node_1400867_135_15291352_786 |  |  | PQ | ABCN | 2771.281 | 8100204 | no | no |  |  | no |  |  | 1400867.135 | 15291352.786 |  | -1
node_1400886_54_15291358_447 |  |  | PQ | ABCN | 2771.281 | 8100204 | no | no |  |  | no |  |  | 1400886.54 | 15291358.447 |  | -1
node_1401001_82_15288679_517 |  |  | PQ | ABCN | 2771.281 | 8100204 | no | no |  |  | no |  |  | 1401001.82 | 15288679.517 |  | -1
node_1401010_226_15288655_469 |  |  | PQ | ABCN | 2771.281 | 8100204 | no | no |  |  | no |  |  | 1401010.226 | 15288655.469 |  | -1
node_1401160_776_15290788_87 |  |  | PQ | AN | 2771.281 | 8100204 | no | no |  |  | no |  |  | 1401160.776 | 15290788.87 |  | -1
node_1401257_726_15290526_302 |  |  | PQ | AN | 2771.281 | 8100204 | no | no |  |  | no |  |  | 1401257.726 | 15290526.302 |  | -1
node_1401377_434_15290924_101 |  |  | PQ | AN | 2771.281 | 8100204 | no | no |  |  | no |  |  | 1401377.434 | 15290924.101 |  | -1
node_1401549_908_15291120_438 |  |  | PQ | AN | 2771.281 | 8100204 | no | no |  |  | no |  |  | 1401549.908 | 15291120.438 |  | -1
node_1401687_26_15290124_42 |  |  | PQ | AN | 2771.281 | 8100204 | no | no |  |  | no |  |  | 1401687.26 | 15290124.42 |  | -1
node_1401933_75_15290199_416 |  |  | PQ | AN | 2771.281 | 8100204 | no | no |  |  | no |  |  | 1401933.75 | 15290199.416 |  | -1
node_1401993_742_15290542_781 |  |  | PQ | AN | 2771.281 | 8100204 | no | no |  |  | no |  |  | 1401993.742 | 15290542.781 |  | -1
node_1402125_057_15290697_626 |  |  | PQ | AN | 2771.281 | 8100204 | no | no |  |  | no |  |  | 1402125.057 | 15290697.626 |  | -1
node_1402206_698_15291206_169 |  |  | PQ | AN | 2771.281 | 8100204 | no | no |  |  | no |  |  | 1402206.698 | 15291206.169 |  | -1
node_8100204_200805308 |  |  | PQ | ABCN | 2771.281 | 8100204 | no | no |  |  | no |  |  | 1399213.47 | 15291940.158 |  | -1
node_8100204_200805317 |  |  | PQ | AN | 7199.557 | 8100204 | no | no |  |  | no |  |  | 1399603.066 | 15292622.869 |  | -1
node_8100204_200805322 |  |  | PQ | AN | 7199.557 | 8100204 | no | no |  |  | no |  |  | 1399879.849 | 15292976.929 |  | -1
node_8100204_200810939 |  |  | PQ | ABCD | 2771.281 | 8100204 | no | no |  |  | no |  |  | 1399424.875 | 15291569.465 |  | -1
node_8100204_200811412 |  |  | PQ | ABCN | 2771.281 | 8100204 | no | no |  |  | no |  |  | 1396409.841 | 15291556.892 |  | -1
node_8100204_200811413 |  |  | PQ | ABCN | 2771.281 | 8100204 | no | no |  |  | no |  |  | 1397531.489 | 15292052.159 |  | -1
node_8100204_200811415 |  |  | PQ | ABCD | 2771.281 | 8100204 | no | no |  |  | no |  |  | 1397395.066 | 15292001.195 |  | -1
node_8100204_200811416 |  |  | PQ | ABCD | 2771.281 | 8100204 | no | no |  |  | no |  |  | 1397296.824 | 15291976.709 |  | -1
node_8100204_200811417 |  |  | PQ | ABCD | 2771.281 | 8100204 | no | no |  |  | no |  |  | 1397249.798 | 15291958.058 |  | -1
node_8100204_200811420 |  |  | PQ | ABCN | 2771.281 | 8100204 | no | no |  |  | no |  |  | 1397000.468 | 15291883.419 |  | -1
node_8100204_200811421 |  |  | PQ | ABCD | 2771.281 | 8100204 | no | no |  |  | no |  |  | 1396960.193 | 15291879.082 |  | -1
node_8100204_200811422 |  |  | PQ | ABCD | 2771.281 | 8100204 | no | no |  |  | no |  |  | 1396790.042 | 15291832.95 |  | -1
node_8100204_200811423 |  |  | PQ | ABCN | 2771.281 | 8100204 | no | no |  |  | no |  |  | 1396672.773 | 15291802.744 |  | -1
node_8100204_200811424 |  |  | PQ | ABCD | 2771.281 | 8100204 | no | no |  |  | no |  |  | 1396580.002 | 15291780.764 |  | -1
node_8100204_200811426 |  |  | PQ | ABCN | 2771.281 | 8100204 | no | no |  |  | no |  |  | 1396492.226 | 15291757.29 |  | -1
node_8100204_200811427 |  |  | PQ | ABCD | 2771.281 | 8100204 | no | no |  |  | no |  |  | 1397715.372 | 15292137.717 |  | -1
node_8100204_200811428 |  |  | PQ | ABCD | 2771.281 | 8100204 | no | no |  |  | no |  |  | 1397801.963 | 15292165.941 |  | -1
node_8100204_200811429 |  |  | PQ | ABCN | 2771.281 | 8100204 | no | no |  |  | no |  |  | 1397890.48 | 15292180.897 |  | -1
node_8100204_200811430 |  |  | PQ | ABCD | 2771.281 | 8100204 | no | no |  |  | no |  |  | 1398001.994 | 15292216.438 |  | -1
node_8100204_200811431 |  |  | PQ | ABCD | 2771.281 | 8100204 | no | no |  |  | no |  |  | 1398082.207 | 15292229.859 |  | -1
node_8100204_200811432 |  |  | PQ | ABCN | 2771.281 | 8100204 | no | no |  |  | no |  |  | 1398200.895 | 15292266.77 |  | -1
node_8100204_200811433 |  |  | PQ | ABCD | 2771.281 | 8100204 | no | no |  |  | no |  |  | 1398269.097 | 15292283.03 |  | -1
node_8100204_200811439 |  |  | PQ | ABCN | 2771.281 | 8100204 | no | no |  |  | no |  |  | 1399197.67 | 15291991.147 |  | -1
node_8100204_200811440 |  |  | PQ | ABCN | 2771.281 | 8100204 | no | no |  |  | no |  |  | 1399210.249 | 15291951.309 |  | -1
node_8100204_200811441 |  |  | PQ | AD | 2771.281 | 8100204 | no | no |  |  | no |  |  | 1399304.059 | 15291987.016 |  | -1
node_8100204_200811442 |  |  | PQ | AD | 2771.281 | 8100204 | no | no |  |  | no |  |  | 1399400.937 | 15291970.471 |  | -1
node_8100204_200811443 |  |  | PQ | AD | 2771.281 | 8100204 | no | no |  |  | no |  |  | 1399500.464 | 15291968.093 |  | -1
node_8100204_200811444 |  |  | PQ | AD | 2771.281 | 8100204 | no | no |  |  | no |  |  | 1399580.529 | 15291963.531 |  | -1
node_8100204_200811478 |  |  | PQ | ABCD | 2771.281 | 8100204 | no | no |  |  | no |  |  | 1397237.989 | 15292101.377 |  | -1
node_8100204_200811479 |  |  | PQ | ABCN | 2771.281 | 8100204 | no | no |  |  | no |  |  | 1397184.3 | 15292233.435 |  | -1
node_8100204_200811480 |  |  | PQ | ABCN | 2771.281 | 8100204 | no | no |  |  | no |  |  | 1397142.686 | 15292357.076 |  | -1
node_8100204_200811481 |  |  | PQ | ABCN | 2771.281 | 8100204 | no | no |  |  | no |  |  | 1397099.448 | 15292534.061 |  | -1
node_8100204_200811483 |  |  | PQ | ABCN | 2771.281 | 8100204 | no | no |  |  | no |  |  | 1397035.719 | 15292734.945 |  | -1
node_8100204_200811484 |  |  | PQ | ABCD | 2771.281 | 8100204 | no | no |  |  | no |  |  | 1397257.418 | 15291932.355 |  | -1
node_8100204_200811485 |  |  | PQ | ABCN | 2771.281 | 8100204 | no | no |  |  | no |  |  | 1397294.45 | 15291820.274 |  | -1
node_8100204_200811486 |  |  | PQ | ABCD | 2771.281 | 8100204 | no | no |  |  | no |  |  | 1397348.564 | 15291669.719 |  | -1
node_8100204_200811488 |  |  | PQ | ABCD | 2771.281 | 8100204 | no | no |  |  | no |  |  | 1397399.87 | 15291515.995 |  | -1
node_8100204_200811489 |  |  | PQ | ABCN | 2771.281 | 8100204 | no | no |  |  | no |  |  | 1397450.193 | 15291380.094 |  | -1
node_8100204_200811490 |  |  | PQ | ABCD | 2771.281 | 8100204 | no | no |  |  | no |  |  | 1397495.511 | 15291270.548 |  | -1
node_8100204_200811497 |  |  | PQ | ABCD | 2771.281 | 8100204 | no | no |  |  | no |  |  | 1397585.784 | 15292113.203 |  | -1
node_8100204_200811525 |  |  | PQ | ABCD | 2771.281 | 8100204 | no | no |  |  | no |  |  | 1397420.017 | 15292623.611 |  | -1
node_8100204_200811529 |  |  | PQ | ABCN | 2771.281 | 8100204 | no | no |  |  | no |  |  | 1397453.24 | 15292524.653 |  | -1
node_8100204_200811533 |  |  | PQ | ABCD | 2771.281 | 8100204 | no | no |  |  | no |  |  | 1397853.591 | 15292274.897 |  | -1
node_8100204_200811534 |  |  | PQ | ABCD | 2771.281 | 8100204 | no | no |  |  | no |  |  | 1397820.85 | 15292374.828 |  | -1
node_8100204_200811535 |  |  | PQ | ABCN | 2771.281 | 8100204 | no | no |  |  | no |  |  | 1397794.484 | 15292467.808 |  | -1
node_8100204_200811536 |  |  | PQ | ABCN | 2771.281 | 8100204 | no | no |  |  | no |  |  | 1397758.79 | 15292555.945 |  | -1
node_8100204_200811538 |  |  | PQ | ABCD | 2771.281 | 8100204 | no | no |  |  | no |  |  | 1397726.937 | 15292660.138 |  | -1
node_8100204_200811539 |  |  | PQ | ABCN | 2771.281 | 8100204 | no | no |  |  | no |  |  | 1397676.33 | 15292801.837 |  | -1
node_8100204_200811540 |  |  | PQ | ABCD | 2771.281 | 8100204 | no | no |  |  | no |  |  | 1397655.467 | 15292865.624 |  | -1
node_8100204_200811554 |  |  | PQ | ABCD | 2771.281 | 8100204 | no | no |  |  | no |  |  | 1398174.117 | 15292277.772 |  | -1
node_8100204_200811555 |  |  | PQ | ABCD | 2771.281 | 8100204 | no | no |  |  | no |  |  | 1398138.147 | 15292384.093 |  | -1
node_8100204_200811556 |  |  | PQ | ABCD | 2771.281 | 8100204 | no | no |  |  | no |  |  | 1398096.631 | 15292502.766 |  | -1
node_8100204_200811557 |  |  | PQ | ABCN | 2771.281 | 8100204 | no | no |  |  | no |  |  | 1398043.715 | 15292656.553 |  | -1
node_8100204_200811570 |  |  | PQ | AN | 2771.281 | 8100204 | no | no |  |  | no |  |  | 1398534.425 | 15292331.562 |  | -1
node_8100204_200811573 |  |  | PQ | AD | 2771.281 | 8100204 | no | no |  |  | no |  |  | 1398522.292 | 15292449.682 |  | -1
node_8100204_200811574 |  |  | PQ | AD | 2771.281 | 8100204 | no | no |  |  | no |  |  | 1398514.737 | 15292536.58 |  | -1
node_8100204_200811575 |  |  | PQ | AD | 2771.281 | 8100204 | no | no |  |  | no |  |  | 1398504.041 | 15292642.777 |  | -1
node_8100204_200811576 |  |  | PQ | AD | 2771.281 | 8100204 | no | no |  |  | no |  |  | 1398496.457 | 15292733.936 |  | -1
node_8100204_200811577 |  |  | PQ | AN | 2771.281 | 8100204 | no | no |  |  | no |  |  | 1398497.627 | 15292883.463 |  | -1
node_8100204_200811582 |  |  | PQ | AD | 2771.281 | 8100204 | no | no |  |  | no |  |  | 1398468.654 | 15293012.901 |  | -1
node_8100204_200811583 |  |  | PQ | AD | 2771.281 | 8100204 | no | no |  |  | no |  |  | 1398449.946 | 15293120.127 |  | -1
node_8100204_200811605 |  |  | PQ | ABCN | 2771.281 | 8100204 | no | no |  |  | no |  |  | 1398910.242 | 15289405.926 |  | -1
node_8100204_200811608 |  |  | PQ | AN | 2771.281 | 8100204 | no | no |  |  | no |  |  | 1399127.347 | 15290399.517 |  | -1
node_8100204_200811609 |  |  | PQ | AD | 2771.281 | 8100204 | no | no |  |  | no |  |  | 1399139.317 | 15290310.547 |  | -1
node_8100204_200811610 |  |  | PQ | AD | 2771.281 | 8100204 | no | no |  |  | no |  |  | 1399149.104 | 15290162.38 |  | -1
node_8100204_200811611 |  |  | PQ | AD | 2771.281 | 8100204 | no | no |  |  | no |  |  | 1399163.43 | 15290063.488 |  | -1
node_8100204_200811612 |  |  | PQ | ABCD | 2771.281 | 8100204 | no | no |  |  | no |  |  | 1399166.35 | 15289981.042 |  | -1
node_8100204_200811613 |  |  | PQ | ABCD | 2771.281 | 8100204 | no | no |  |  | no |  |  | 1399183.532 | 15289918.789 |  | -1
node_8100204_200811614 |  |  | PQ | ABCD | 2771.281 | 8100204 | no | no |  |  | no |  |  | 1399191.865 | 15289840.895 |  | -1
node_8100204_200811615 |  |  | PQ | ABCN | 2771.281 | 8100204 | no | no |  |  | no |  |  | 1399199.27 | 15289749.626 |  | -1
node_8100204_200811616 |  |  | PQ | ABCD | 2771.281 | 8100204 | no | no |  |  | no |  |  | 1399212.872 | 15289659.829 |  | -1
node_8100204_200811617 |  |  | PQ | ABCD | 2771.281 | 8100204 | no | no |  |  | no |  |  | 1399219.917 | 15289565.821 |  | -1
node_8100204_200811618 |  |  | PQ | ABCD | 2771.281 | 8100204 | no | no |  |  | no |  |  | 1399231.35 | 15289470.8 |  | -1
node_8100204_200811619 |  |  | PQ | ABCD | 2771.281 | 8100204 | no | no |  |  | no |  |  | 1399158.643 | 15289428.008 |  | -1
node_8100204_200811620 |  |  | PQ | ABCN | 2771.281 | 8100204 | no | no |  |  | no |  |  | 1398917.525 | 15289415.387 |  | -1
node_8100204_200811624 |  |  | PQ | AD | 2771.281 | 8100204 | no | no |  |  | no |  |  | 1399349.523 | 15289153.942 |  | -1
node_8100204_200811625 |  |  | PQ | AN | 2771.281 | 8100204 | no | no |  |  | no |  |  | 1399505.725 | 15289021.885 |  | -1
node_8100204_200811627 |  |  | PQ | AD | 2771.281 | 8100204 | no | no |  |  | no |  |  | 1399592.694 | 15288992.846 |  | -1
node_8100204_200811640 |  |  | PQ | ABCD | 2771.281 | 8100204 | no | no |  |  | no |  |  | 1399241.674 | 15289283.418 |  | -1
node_8100204_200811641 |  |  | PQ | AD | 2771.281 | 8100204 | no | no |  |  | no |  |  | 1399254.322 | 15289180.144 |  | -1
node_8100204_200811643 |  |  | PQ | AN | 2771.281 | 8100204 | no | no |  |  | no |  |  | 1399278.189 | 15288992.33 |  | -1
node_8100204_200811644 |  |  | PQ | AD | 2771.281 | 8100204 | no | no |  |  | no |  |  | 1399293.278 | 15288826.235 |  | -1
node_8100204_200811646 |  |  | PQ | AD | 2771.281 | 8100204 | no | no |  |  | no |  |  | 1399187.598 | 15288831.065 |  | -1
node_8100204_200811647 |  |  | PQ | AD | 2771.281 | 8100204 | no | no |  |  | no |  |  | 1399094.699 | 15288839.043 |  | -1
node_8100204_200811648 |  |  | PQ | AN | 2771.281 | 8100204 | no | no |  |  | no |  |  | 1398893.34 | 15288801.417 |  | -1
node_8100204_200811649 |  |  | PQ | AN | 2771.281 | 8100204 | no | no |  |  | no |  |  | 1399107.476 | 15290783.697 |  | -1
node_8100204_200811650 |  |  | PQ | AD | 2771.281 | 8100204 | no | no |  |  | no |  |  | 1399185.71 | 15290801.764 |  | -1
node_8100204_200811651 |  |  | PQ | AD | 2771.281 | 8100204 | no | no |  |  | no |  |  | 1399272.622 | 15290823.468 |  | -1
node_8100204_200811652 |  |  | PQ | AD | 2771.281 | 8100204 | no | no |  |  | no |  |  | 1399371.474 | 15290838.461 |  | -1
node_8100204_200811654 |  |  | PQ | AD | 2771.281 | 8100204 | no | no |  |  | no |  |  | 1399490.317 | 15290851.385 |  | -1
node_8100204_200811658 |  |  | PQ | AD | 2771.281 | 8100204 | no | no |  |  | no |  |  | 1399620.388 | 15290721.214 |  | -1
node_8100204_200811660 |  |  | PQ | AN | 2771.281 | 8100204 | no | no |  |  | no |  |  | 1399695.777 | 15290569.558 |  | -1
node_8100204_200811661 |  |  | PQ | AD | 2771.281 | 8100204 | no | no |  |  | no |  |  | 1399792.012 | 15290347.032 |  | -1
node_8100204_200811663 |  |  | PQ | AD | 2771.281 | 8100204 | no | no |  |  | no |  |  | 1399822.408 | 15290255.884 |  | -1
node_8100204_200811664 |  |  | PQ | ABCN | 2771.281 | 8100204 | no | no |  |  | no |  |  | 1399536.832 | 15291501.355 |  | -1
node_8100204_200811668 |  |  | PQ | ABCD | 2771.281 | 8100204 | no | no |  |  | no |  |  | 1400085.523 | 15290543.125 |  | -1
node_8100204_200811669 |  |  | PQ | ABCN | 2771.281 | 8100204 | no | no |  |  | no |  |  | 1400142.558 | 15290424.892 |  | -1
node_8100204_200811670 |  |  | PQ | ABCD | 2771.281 | 8100204 | no | no |  |  | no |  |  | 1400184.12 | 15290341.908 |  | -1
node_8100204_200811672 |  |  | PQ | ABCD | 2771.281 | 8100204 | no | no |  |  | no |  |  | 1400273.619 | 15290126.981 |  | -1
node_8100204_200811677 |  |  | PQ | ABCD | 2771.281 | 8100204 | no | no |  |  | no |  |  | 1400452.5 | 15289715.904 |  | -1
node_8100204_200811681 |  |  | PQ | ABCN | 2771.281 | 8100204 | no | no |  |  | no |  |  | 1399709.325 | 15291276.082 |  | -1
node_8100204_200811683 |  |  | PQ | ABCD | 2771.281 | 8100204 | no | no |  |  | no |  |  | 1399849.795 | 15291100.341 |  | -1
node_8100204_200811685 |  |  | PQ | ABCD | 2771.281 | 8100204 | no | no |  |  | no |  |  | 1399907.545 | 15290956.801 |  | -1
node_8100204_200811686 |  |  | PQ | ABCN | 2771.281 | 8100204 | no | no |  |  | no |  |  | 1399946.774 | 15290864.879 |  | -1
node_8100204_200811687 |  |  | PQ | ABCD | 2771.281 | 8100204 | no | no |  |  | no |  |  | 1400290.781 | 15290141.68 |  | -1
node_8100204_200811688 |  |  | PQ | ABCD | 2771.281 | 8100204 | no | no |  |  | no |  |  | 1400404.102 | 15290196.483 |  | -1
node_8100204_200811689 |  |  | PQ | ABCD | 2771.281 | 8100204 | no | no |  |  | no |  |  | 1400513.996 | 15290246.243 |  | -1
node_8100204_200811690 |  |  | PQ | ABCD | 2771.281 | 8100204 | no | no |  |  | no |  |  | 1400638.061 | 15290285.658 |  | -1
node_8100204_200811691 |  |  | PQ | AD | 2771.281 | 8100204 | no | no |  |  | no |  |  | 1400540.056 | 15289755.53 |  | -1
node_8100204_200811692 |  |  | PQ | AD | 2771.281 | 8100204 | no | no |  |  | no |  |  | 1400611.912 | 15289727.611 |  | -1
node_8100204_200811693 |  |  | PQ | AN | 2771.281 | 8100204 | no | no |  |  | no |  |  | 1399868.333 | 15290124.04 |  | -1
node_8100204_200811694 |  |  | PQ | AD | 2771.281 | 8100204 | no | no |  |  | no |  |  | 1400193.298 | 15289401.954 |  | -1
node_8100204_200811696 |  |  | PQ | AD | 2771.281 | 8100204 | no | no |  |  | no |  |  | 1400131.787 | 15289535.362 |  | -1
node_8100204_200811697 |  |  | PQ | AN | 2771.281 | 8100204 | no | no |  |  | no |  |  | 1400073.849 | 15289674.028 |  | -1
node_8100204_200811702 |  |  | PQ | AN | 2771.281 | 8100204 | no | no |  |  | no |  |  | 1399670.597 | 15291897.818 |  | -1
node_8100204_200811703 |  |  | PQ | AD | 2771.281 | 8100204 | no | no |  |  | no |  |  | 1399658.491 | 15291980.246 |  | -1
node_8100204_200811704 |  |  | PQ | AD | 2771.281 | 8100204 | no | no |  |  | no |  |  | 1399637.483 | 15292100.496 |  | -1
node_8100204_200811705 |  |  | PQ | AN | 2771.281 | 8100204 | no | no |  |  | no |  |  | 1399625.059 | 15292231.182 |  | -1
node_8100204_200811708 |  |  | PQ | AN | 7199.557 | 8100204 | no | no |  |  | no |  |  | 1399596.146 | 15292393.385 |  | -1
node_8100204_200811808 |  |  | PQ | ABCD | 2771.281 | 8100204 | no | no |  |  | no |  |  | 1400753.212 | 15290783.549 |  | -1
node_8100204_200811809 |  |  | PQ | ABCD | 2771.281 | 8100204 | no | no |  |  | no |  |  | 1400656.68 | 15290672.343 |  | -1
node_8100204_200811810 |  |  | PQ | ABCN | 2771.281 | 8100204 | no | no |  |  | no |  |  | 1400658.04 | 15290549.259 |  | -1
node_8100204_200811811 |  |  | PQ | ABCN | 2771.281 | 8100204 | no | no |  |  | no |  |  | 1400668.814 | 15290435.224 |  | -1
node_8100204_200811812 |  |  | PQ | ABCD | 2771.281 | 8100204 | no | no |  |  | no |  |  | 1400684.174 | 15290295.415 |  | -1
node_8100204_200811813 |  |  | PQ | AD | 2771.281 | 8100204 | no | no |  |  | no |  |  | 1400730.616 | 15290144.406 |  | -1
node_8100204_200811814 |  |  | PQ | AD | 2771.281 | 8100204 | no | no |  |  | no |  |  | 1400763.014 | 15290049.7 |  | -1
node_8100204_200811815 |  |  | PQ | AD | 2771.281 | 8100204 | no | no |  |  | no |  |  | 1400790.72 | 15289945.79 |  | -1
node_8100204_200811816 |  |  | PQ | AD | 2771.281 | 8100204 | no | no |  |  | no |  |  | 1400968.651 | 15290031.932 |  | -1
node_8100204_200811817 |  |  | PQ | AD | 2771.281 | 8100204 | no | no |  |  | no |  |  | 1401020.473 | 15290123.039 |  | -1
node_8100204_200811818 |  |  | PQ | AD | 2771.281 | 8100204 | no | no |  |  | no |  |  | 1401107.128 | 15290276.559 |  | -1
node_8100204_200811820 |  |  | PQ | AD | 2771.281 | 8100204 | no | no |  |  | no |  |  | 1401186.294 | 15290425.007 |  | -1
node_8100204_200811827 |  |  | PQ | ABCN | 2771.281 | 8100204 | no | no |  |  | no |  |  | 1400891.855 | 15291264.181 |  | -1
node_8100204_200811828 |  |  | PQ | ABCD | 2771.281 | 8100204 | no | no |  |  | no |  |  | 1400901.784 | 15291142.089 |  | -1
node_8100204_200811829 |  |  | PQ | ABCD | 2771.281 | 8100204 | no | no |  |  | no |  |  | 1400912.88 | 15291014.726 |  | -1
node_8100204_200811830 |  |  | PQ | ABCD | 2771.281 | 8100204 | no | no |  |  | no |  |  | 1400828.424 | 15290899.735 |  | -1
node_8100204_200811864 |  |  | PQ | AN | 2771.281 | 8100204 | no | no |  |  | no |  |  | 1401584.835 | 15291111.428 |  | -1
node_8100204_200811887 |  |  | PQ | AD | 2771.281 | 8100204 | no | no |  |  | no |  |  | 1401232.048 | 15290655.622 |  | -1
node_8100204_200811888 |  |  | PQ | AN | 2771.281 | 8100204 | no | no |  |  | no |  |  | 1402211.195 | 15291252.615 |  | -1
node_8100204_200811893 |  |  | PQ | AN | 2771.281 | 8100204 | no | no |  |  | no |  |  | 1401184.909 | 15290770.406 |  | -1
node_8100204_200811894 |  |  | PQ | AD | 2771.281 | 8100204 | no | no |  |  | no |  |  | 1401266.875 | 15290867.154 |  | -1
node_8100204_200811895 |  |  | PQ | AN | 2771.281 | 8100204 | no | no |  |  | no |  |  | 1401359.302 | 15290945.747 |  | -1
node_8100204_200811896 |  |  | PQ | AD | 2771.281 | 8100204 | no | no |  |  | no |  |  | 1401451.259 | 15291032.601 |  | -1
node_8100204_200811897 |  |  | PQ | AD | 2771.281 | 8100204 | no | no |  |  | no |  |  | 1401704.998 | 15291141.495 |  | -1
node_8100204_200811898 |  |  | PQ | AD | 2771.281 | 8100204 | no | no |  |  | no |  |  | 1401823.899 | 15291169.288 |  | -1
node_8100204_200811899 |  |  | PQ | AD | 2771.281 | 8100204 | no | no |  |  | no |  |  | 1401938.501 | 15291186.625 |  | -1
node_8100204_200811900 |  |  | PQ | AD | 2771.281 | 8100204 | no | no |  |  | no |  |  | 1402056.332 | 15291206.292 |  | -1
node_8100204_200811901 |  |  | PQ | AN | 2771.281 | 8100204 | no | no |  |  | no |  |  | 1401286.67 | 15290518.323 |  | -1
node_8100204_200811902 |  |  | PQ | AD | 2771.281 | 8100204 | no | no |  |  | no |  |  | 1401333.922 | 15290414.378 |  | -1
node_8100204_200811904 |  |  | PQ | AD | 2771.281 | 8100204 | no | no |  |  | no |  |  | 1401382.695 | 15290309.69 |  | -1
node_8100204_200814848 |  |  | PQ | ABCD | 2771.281 | 8100204 | no | no |  |  | no |  |  | 1400121.369 | 15290310.216 |  | -1
node_8100204_200814849 |  |  | PQ | ABCD | 2771.281 | 8100204 | no | no |  |  | no |  |  | 1400012.104 | 15290270.59 |  | -1
node_8100204_200814850 |  |  | PQ | ABCD | 2771.281 | 8100204 | no | no |  |  | no |  |  | 1399840.995 | 15290192.319 |  | -1
node_8100204_200814851 |  |  | PQ | ABCN | 2771.281 | 8100204 | no | no |  |  | no |  |  | 1399686.746 | 15290129.907 |  | -1
node_8100204_200814852 |  |  | PQ | ABCN | 2771.281 | 8100204 | no | no |  |  | no |  |  | 1399532.3 | 15290062.265 |  | -1
node_8100204_200814854 |  |  | PQ | ABCD | 2771.281 | 8100204 | no | no |  |  | no |  |  | 1399408.419 | 15290022.824 |  | -1
node_8100204_200814855 |  |  | PQ | ABCD | 2771.281 | 8100204 | no | no |  |  | no |  |  | 1399208.323 | 15289943.626 |  | -1
node_8100204_200815377 |  |  | PQ | ABCD | 2771.281 | 8100204 | no | no |  |  | no |  |  | 1399288.109 | 15291650.11 |  | -1
node_8100204_200815378 |  |  | PQ | ABCD | 2771.281 | 8100204 | no | no |  |  | no |  |  | 1398623.771 | 15293051.113 |  | -1
node_8100204_200815379 |  |  | PQ | ABCD | 2771.281 | 8100204 | no | no |  |  | no |  |  | 1398500.588 | 15293201.787 |  | -1
node_8100204_200815380 |  |  | PQ | ABCD | 2771.281 | 8100204 | no | no |  |  | no |  |  | 1398326.79 | 15293294.793 |  | -1
node_8100204_200815381 |  |  | PQ | ABCN | 2771.281 | 8100204 | no | no |  |  | no |  |  | 1398108.834 | 15293319.055 |  | -1
node_8100204_200815384 |  |  | PQ | ABCD | 2771.281 | 8100204 | no | no |  |  | no |  |  | 1397891.071 | 15293308.967 |  | -1
node_8100204_200815385 |  |  | PQ | ABCD | 2771.281 | 8100204 | no | no |  |  | no |  |  | 1397858.15 | 15293287.027 |  | -1
node_8100204_200815388 |  |  | PQ | ABCD | 2771.281 | 8100204 | no | no |  |  | no |  |  | 1397558.859 | 15293147.965 |  | -1
node_8100204_200815389 |  |  | PQ | AN | 2771.281 | 8100204 | no | no |  |  | no |  |  | 1397532.498 | 15293124.86 |  | -1
node_8100204_200815391 |  |  | PQ | ABCD | 2771.281 | 8100204 | no | no |  |  | no |  |  | 1399120.095 | 15291755.619 |  | -1
node_8100204_200815392 |  |  | PQ | ABCN | 2771.281 | 8100204 | no | no |  |  | no |  |  | 1399055.673 | 15291945.914 |  | -1
node_8100204_200815393 |  |  | PQ | ABCD | 2771.281 | 8100204 | no | no |  |  | no |  |  | 1399048.473 | 15291998.454 |  | -1
node_8100204_200815394 |  |  | PQ | ABCN | 2771.281 | 8100204 | no | no |  |  | no |  |  | 1399074.366 | 15292302.81 |  | -1
node_8100204_200815395 |  |  | PQ | ABCD | 2771.281 | 8100204 | no | no |  |  | no |  |  | 1399012.657 | 15292446.522 |  | -1
node_8100204_200815396 |  |  | PQ | ABCD | 2771.281 | 8100204 | no | no |  |  | no |  |  | 1398988.471 | 15292613.494 |  | -1
node_8100204_200815397 |  |  | PQ | ABCN | 2771.281 | 8100204 | no | no |  |  | no |  |  | 1398855.206 | 15292727.809 |  | -1
node_8100204_200815398 |  |  | PQ | ABCN | 2771.281 | 8100204 | no | no |  |  | no |  |  | 1398738.983 | 15292889.339 |  | -1
node_8100204_200815480 |  |  | PQ | ABCN | 2771.281 | 8100204 | no | no |  |  | no |  |  | 1397457.837 | 15292592.343 |  | -1
node_8100204_200815481 |  |  | PQ | ABCD | 2771.281 | 8100204 | no | no |  |  | no |  |  | 1397671.566 | 15292645.8 |  | -1
node_8100204_200815584 |  |  | PQ | ABCD | 2771.281 | 8100204 | no | no |  |  | no |  |  | 1397366.994 | 15291516.191 |  | -1
node_8100204_200815585 |  |  | PQ | ABCD | 2771.281 | 8100204 | no | no |  |  | no |  |  | 1397275.347 | 15291491.274 |  | -1
node_8100204_200815586 |  |  | PQ | ABCN | 2771.281 | 8100204 | no | no |  |  | no |  |  | 1397180.338 | 15291465.204 |  | -1
node_8100204_200815587 |  |  | PQ | ABCD | 2771.281 | 8100204 | no | no |  |  | no |  |  | 1397073.967 | 15291431.521 |  | -1
node_8100204_200815588 |  |  | PQ | ABCD | 2771.281 | 8100204 | no | no |  |  | no |  |  | 1396990.335 | 15291408.91 |  | -1
node_8100204_200815590 |  |  | PQ | ABCN | 2771.281 | 8100204 | no | no |  |  | no |  |  | 1396812.787 | 15291404.996 |  | -1
node_8100204_200815591 |  |  | PQ | ABCD | 2771.281 | 8100204 | no | no |  |  | no |  |  | 1396804.687 | 15291353.993 |  | -1
node_8100204_200815593 |  |  | PQ | ABCD | 2771.281 | 8100204 | no | no |  |  | no |  |  | 1396806.305 | 15291214.145 |  | -1
node_8100204_200815619 |  |  | PQ | ABCD | 2771.281 | 8100204 | no | no |  |  | no |  |  | 1397132.285 | 15291511.905 |  | -1
node_8100204_200815620 |  |  | PQ | ABCD | 2771.281 | 8100204 | no | no |  |  | no |  |  | 1397107.442 | 15291593.363 |  | -1
node_8100204_200815622 |  |  | PQ | ABCD | 2771.281 | 8100204 | no | no |  |  | no |  |  | 1397060.299 | 15291730.049 |  | -1
node_8100204_200815623 |  |  | PQ | ABCD | 2771.281 | 8100204 | no | no |  |  | no |  |  | 1396986.925 | 15291959.325 |  | -1
node_8100204_200815726 |  |  | PQ | AD | 2771.281 | 8100204 | no | no |  |  | no |  |  | 1398385.819 | 15293218.34 |  | -1
node_8100204_200815728 |  |  | PQ | AN | 2771.281 | 8100204 | no | no |  |  | no |  |  | 1398191.174 | 15293042.715 |  | -1
node_8100204_200815818 |  |  | PQ | ABCN | 2771.281 | 8100204 | no | no |  |  | no |  |  | 1396543.591 | 15291004.557 |  | -1
node_8100204_200815826 |  |  | PQ | ABCN | 2771.281 | 8100204 | no | no |  |  | no |  |  | 1397131.155 | 15291128.934 |  | -1
node_8100204_200815827 |  |  | PQ | ABCD | 2771.281 | 8100204 | no | no |  |  | no |  |  | 1397003.111 | 15291107.473 |  | -1
node_8100204_200815828 |  |  | PQ | ABCD | 2771.281 | 8100204 | no | no |  |  | no |  |  | 1396828.406 | 15291038.374 |  | -1
node_8100204_200815829 |  |  | PQ | ABCD | 2771.281 | 8100204 | no | no |  |  | no |  |  | 1396740.574 | 15291028.144 |  | -1
node_8100204_200815830 |  |  | PQ | ABCN | 2771.281 | 8100204 | no | no |  |  | no |  |  | 1396631.163 | 15291007.921 |  | -1
node_8100204_200816082 |  |  | PQ | AD | 2771.281 | 8100204 | no | no |  |  | no |  |  | 1399526.437 | 15289894.061 |  | -1
node_8100204_200816083 |  |  | PQ | AD | 2771.281 | 8100204 | no | no |  |  | no |  |  | 1399577.3 | 15289777.059 |  | -1
node_8100204_200816084 |  |  | PQ | AN | 2771.281 | 8100204 | no | no |  |  | no |  |  | 1399621.05 | 15289665.943 |  | -1
node_8100204_200819514 |  |  | PQ | AD | 2771.281 | 8100204 | no | no |  |  | no |  |  | 1399758.992 | 15288912.549 |  | -1
node_8100204_200819515 |  |  | PQ | AN | 2771.281 | 8100204 | no | no |  |  | no |  |  | 1399816.813 | 15288815.053 |  | -1
node_8100204_200819516 |  |  | PQ | AN | 2771.281 | 8100204 | no | no |  |  | no |  |  | 1399884.251 | 15288690.807 |  | -1
node_8100204_200819523 |  |  | PQ | ABCD | 2771.281 | 8100204 | no | no |  |  | no |  |  | 1400978.552 | 15288761.791 |  | -1
node_8100204_200819527 |  |  | PQ | ABCN | 2771.281 | 8100204 | no | no |  |  | no |  |  | 1400594.106 | 15289388.565 |  | -1
node_8100204_200819530 |  |  | PQ | ABCD | 2771.281 | 8100204 | no | no |  |  | no |  |  | 1400737.963 | 15289069.143 |  | -1
node_8100204_200819534 |  |  | PQ | ABCN | 2771.281 | 8100204 | no | no |  |  | no |  |  | 1400937.79 | 15288624.074 |  | -1
node_8100204_200819536 |  |  | PQ | ABCD | 2771.281 | 8100204 | no | no |  |  | no |  |  | 1400889.697 | 15288729.201 |  | -1
node_8100204_200819537 |  |  | PQ | ABCD | 2771.281 | 8100204 | no | no |  |  | no |  |  | 1400963.456 | 15288677.408 |  | -1
node_8100204_200819540 |  |  | PQ | AN | 2771.281 | 8100204 | no | no |  |  | no |  |  | 1400768.311 | 15289664.895 |  | -1
node_8100204_200819547 |  |  | PQ | AD | 2771.281 | 8100204 | no | no |  |  | no |  |  | 1400519.059 | 15289344.596 |  | -1
node_8100204_200819548 |  |  | PQ | AD | 2771.281 | 8100204 | no | no |  |  | no |  |  | 1400400.325 | 15289297.666 |  | -1
node_8100204_200819549 |  |  | PQ | AN | 2771.281 | 8100204 | no | no |  |  | no |  |  | 1400265.267 | 15289240.089 |  | -1
node_8100204_200819550 |  |  | PQ | AD | 2771.281 | 8100204 | no | no |  |  | no |  |  | 1400357.876 | 15289045.027 |  | -1
node_8100204_200819551 |  |  | PQ | AD | 2771.281 | 8100204 | no | no |  |  | no |  |  | 1400426.3 | 15288854.818 |  | -1
node_8100204_200819552 |  |  | PQ | AN | 2771.281 | 8100204 | no | no |  |  | no |  |  | 1400476.235 | 15288726.754 |  | -1
node_8100204_200819555 |  |  | PQ | AD | 2771.281 | 8100204 | no | no |  |  | no |  |  | 1401418.328 | 15290195.067 |  | -1
node_8100204_200819556 |  |  | PQ | AD | 2771.281 | 8100204 | no | no |  |  | no |  |  | 1401568.536 | 15290150.017 |  | -1
node_8100204_200819557 |  |  | PQ | AN | 2771.281 | 8100204 | no | no |  |  | no |  |  | 1401664.089 | 15290150.33 |  | -1
node_8100204_200819560 |  |  | PQ | AD | 2771.281 | 8100204 | no | no |  |  | no |  |  | 1401829.754 | 15290150.723 |  | -1
node_8100204_200819561 |  |  | PQ | AN | 2771.281 | 8100204 | no | no |  |  | no |  |  | 1401916.435 | 15290181.679 |  | -1
node_8100204_200820360 |  |  | PQ | AD | 2771.281 | 8100204 | no | no |  |  | no |  |  | 1401699.256 | 15290317.888 |  | -1
node_8100204_200820361 |  |  | PQ | AD | 2771.281 | 8100204 | no | no |  |  | no |  |  | 1401739.932 | 15290493.049 |  | -1
node_8100204_200820362 |  |  | PQ | AD | 2771.281 | 8100204 | no | no |  |  | no |  |  | 1401805.321 | 15290479.763 |  | -1
node_8100204_200820363 |  |  | PQ | AN | 2771.281 | 8100204 | no | no |  |  | no |  |  | 1401966.277 | 15290561.251 |  | -1
node_8100204_200820364 |  |  | PQ | AN | 2771.281 | 8100204 | no | no |  |  | no |  |  | 1402104.414 | 15290677.244 |  | -1
node_8100204_200917129 |  |  | PQ | ABCD | 2771.281 | 8100204 | no | no |  |  | no |  |  | 1396639.531 | 15291585.211 |  | -1
node_8100204_200917130 |  |  | PQ | ABCD | 2771.281 | 8100204 | no | no |  |  | no |  |  | 1396903.505 | 15291638.843 |  | -1
node_8100204_200952235 |  |  | PQ | ABCN | 2771.281 | 8100204 | no | no |  |  | no |  |  | 1400690.158 | 15289176.328 |  | -1
node_8100204_200954308 |  |  | PQ | ABCD | 2771.281 | 8100204 | no | no |  |  | no |  |  | 1400986.85 | 15288635.956 |  | -1
node_8100204_200955184 |  |  | PQ | ABCD | 2771.281 | 8100204 | no | no |  |  | no |  |  | 1401049.784 | 15288672.144 |  | -1
node_8100204_200967008 |  |  | PQ | ABCN | 2771.281 | 8100204 | no | no |  |  | no |  |  | 1400397.54 | 15289860.174 |  | -1
node_8100204_200968463 |  |  | PQ | AN | 2771.281 | 8100204 | no | no |  |  | no |  |  | 1399987.487 | 15291175.717 |  | -1
node_8100204_200982337 |  |  | PQ | AD | 2771.281 | 8100204 | no | no |  |  | no |  |  | 1398208.894 | 15293171.241 |  | -1
node_8100204_310049729 |  |  | PQ | ABCD | 2771.281 | 8100204 | no | no |  |  | no |  |  | 1400878.988 | 15288724.199 |  | -1
node_8100204_310049730 |  |  | PQ | ABCD | 2771.281 | 8100204 | no | no |  |  | no |  |  | 1399579.36 | 15291459.626 |  | -1
node_8100204_310049734 |  |  | PQ | ABCD | 2771.281 | 8100204 | no | no |  |  | no |  |  | 1399642.888 | 15291394.117 |  | -1
node_8100204_310049737 |  |  | PQ | ABCD | 2771.281 | 8100204 | no | no |  |  | no |  |  | 1399780.357 | 15291191.292 |  | -1
node_8100204_310049742 |  |  | PQ | ABCD | 2771.281 | 8100204 | no | no |  |  | no |  |  | 1399900.958 | 15291028.043 |  | -1
node_8100204_310049745 |  |  | PQ | ABCD | 2771.281 | 8100204 | no | no |  |  | no |  |  | 1400022.285 | 15290767.675 |  | -1
node_8100204_310049746 |  |  | PQ | ABCD | 2771.281 | 8100204 | no | no |  |  | no |  |  | 1400050.495 | 15290652.942 |  | -1
node_8100204_310049752 |  |  | PQ | ABCD | 2771.281 | 8100204 | no | no |  |  | no |  |  | 1400252.737 | 15290230.467 |  | -1
node_8100204_310050869 |  |  | PQ | ABCD | 2771.281 | 8100204 | no | no |  |  | no |  |  | 1400374.615 | 15289937.543 |  | -1
node_8100204_310050880 |  |  | PQ | ABCD | 2771.281 | 8100204 | no | no |  |  | no |  |  | 1400512.514 | 15289630.195 |  | -1
node_8100204_310050883 |  |  | PQ | ABCD | 2771.281 | 8100204 | no | no |  |  | no |  |  | 1400557.324 | 15289501.611 |  | -1
node_8100204_310050896 |  |  | PQ | ABCD | 2771.281 | 8100204 | no | no |  |  | no |  |  | 1400649.514 | 15289291.737 |  | -1
node_8100204_310050906 |  |  | PQ | ABCD | 2771.281 | 8100204 | no | no |  |  | no |  |  | 1400799.079 | 15288969.1 |  | -1
node_8100204_310050915 |  |  | PQ | ABCD | 2771.281 | 8100204 | no | no |  |  | no |  |  | 1400819.528 | 15288906.428 |  | -1
node_8100204_311932792 |  |  | PQ | AD | 2771.281 | 8100204 | no | no |  |  | no |  |  | 1397525.644 | 15292086.188 |  | -1
node_8100204_312119259 |  |  | PQ | ABCD | 2771.281 | 8100204 | no | no |  |  | no |  |  | 1400327.218 | 15290036.858 |  | -1
node_220383133 |  |  | PQ | AD | 2771.281 | 8100204 | no | no |  |  | no |  |  | 1399600.323 | 15292369.958 |  | -1
node_220415335 |  |  | PQ | AD | 7199.557 | 8100204 | no | no |  |  | no |  |  | 1399597.59 | 15292385.288 |  | -1
node_220546745 |  |  | PQ | AN | 7199.557 | 8100204 | no | no |  |  | no |  |  | 1399598.785 | 15292378.587 |  | -1
node_SOURCE_8100204 |  |  | SWING | ABCN | 2771.281 | 8100204 | no | no |  |  | no |  |  | 1400977.355 | 15288790.428 |  | -1
node_intto1_8100204_200805308 |  |  | PQ | ABCN | 2771.281 | 8100204 | no | no |  |  | no |  |  | 1399213.47 | 15291940.158 |  | -1
node_intto1_8100204_200811412 |  |  | PQ | ABCN | 2771.281 | 8100204 | no | no |  |  | no |  |  | 1396409.841 | 15291556.892 |  | -1
node_intto1_8100204_200811439 |  |  | PQ | ABCD | 2771.281 | 8100204 | no | no |  |  | no |  |  | 1399197.67 | 15291991.147 |  | -1
node_intto1_8100204_200811488 |  |  | PQ | ABCD | 2771.281 | 8100204 | no | no |  |  | no |  |  | 1397399.87 | 15291515.995 |  | -1
node_intto1_8100204_200811536 |  |  | PQ | ABCD | 2771.281 | 8100204 | no | no |  |  | no |  |  | 1397758.79 | 15292555.945 |  | -1
node_intto1_8100204_200811539 |  |  | PQ | ABCD | 2771.281 | 8100204 | no | no |  |  | no |  |  | 1397676.33 | 15292801.837 |  | -1
node_intto1_8100204_200811555 |  |  | PQ | ABCD | 2771.281 | 8100204 | no | no |  |  | no |  |  | 1398138.147 | 15292384.093 |  | -1
node_intto1_8100204_200811582 |  |  | PQ | AD | 2771.281 | 8100204 | no | no |  |  | no |  |  | 1398468.654 | 15293012.901 |  | -1
node_intto1_8100204_200811619 |  |  | PQ | ABCD | 2771.281 | 8100204 | no | no |  |  | no |  |  | 1399158.643 | 15289428.008 |  | -1
node_intto1_8100204_200811688 |  |  | PQ | ABCD | 2771.281 | 8100204 | no | no |  |  | no |  |  | 1400404.102 | 15290196.483 |  | -1
node_intto1_8100204_200811814 |  |  | PQ | AD | 2771.281 | 8100204 | no | no |  |  | no |  |  | 1400763.014 | 15290049.7 |  | -1
node_intto1_8100204_200814849 |  |  | PQ | ABCD | 2771.281 | 8100204 | no | no |  |  | no |  |  | 1400012.104 | 15290270.59 |  | -1
node_intto1_8100204_200815378 |  |  | PQ | ABCD | 2771.281 | 8100204 | no | no |  |  | no |  |  | 1398623.771 | 15293051.113 |  | -1
node_intto1_8100204_200815588 |  |  | PQ | ABCD | 2771.281 | 8100204 | no | no |  |  | no |  |  | 1396990.335 | 15291408.91 |  | -1
node_intto1_8100204_200819536 |  |  | PQ | ABCD | 2771.281 | 8100204 | no | no |  |  | no |  |  | 1400889.697 | 15288729.201 |  | -1
node_intto1_8100204_200819548 |  |  | PQ | AD | 2771.281 | 8100204 | no | no |  |  | no |  |  | 1400400.325 | 15289297.666 |  | -1
node_intto1_8100204_200955184 |  |  | PQ | ABCD | 2771.281 | 8100204 | no | no |  |  | no |  |  | 1401049.784 | 15288672.144 |  | -1
node_intto1_220383133 |  |  | PQ | AD | 2771.281 | 8100204 | no | no |  |  | no |  |  | 1399600.323 | 15292369.958 |  | -1
node_intto1_220415335 |  |  | PQ | AD | 7199.557 | 8100204 | no | no |  |  | no |  |  | 1399597.59 | 15292385.288 |  | -1
node_intto1_220546745 |  |  | PQ | AD | 2771.281 | 8100204 | no | no |  |  | no |  |  | 1399598.785 | 15292378.587 |  | -1

## overhead_line
data_type | static
owner_type | feeder
owner | 8100204
object | overhead_line
name | groupid | phases | fr | to | length | configuration | dcircuit | selected | monitored | monitored_fields | class_monitored_fields | played | played_fields | comments | R | X | B | lim_kw
oh_line_8100204_200810939 |  | ABCD | node_8100204_200811664 | node_8100204_200810939 | 131.047 | bal_3P_477AL | 8100204 | no | no |  |  | no |  |  | 0 | 0 | 0 | 0
oh_line_8100204_200811412 |  | ABCN | node_8100204_200811426 | node_intto1_8100204_200811412 | 216.673 | bal_3P_DELTACUST | 8100204 | no | no |  |  | no |  |  | 0 | 0 | 0 | 0
oh_line_8100204_200811413 |  | ABCD | node_8100204_200811497 | node_8100204_200811413 | 81.697 | bal_3P_1/0AC | 8100204 | no | no |  |  | no |  |  | 0 | 0 | 0 | 0
oh_line_8100204_200811415 |  | ABCD | node_8100204_200811413 | node_8100204_200811415 | 145.632 | bal_3P_1/0AC | 8100204 | no | no |  |  | no |  |  | 0 | 0 | 0 | 0
oh_line_8100204_200811416 |  | ABCD | node_8100204_200811415 | node_8100204_200811416 | 101.247 | bal_3P_1/0AC | 8100204 | no | no |  |  | no |  |  | 0 | 0 | 0 | 0
oh_line_8100204_200811417 |  | ABCD | node_8100204_200811416 | node_8100204_200811417 | 50.589 | bal_3P_1/0AC | 8100204 | no | no |  |  | no |  |  | 0 | 0 | 0 | 0
oh_line_8100204_200811420 |  | ABCD | node_8100204_200815622 | node_8100204_200811420 | 164.627 | bal_3P_1/0AC | 8100204 | no | no |  |  | no |  |  | 0 | 0 | 0 | 0
oh_line_8100204_200811421 |  | ABCD | node_8100204_200811420 | node_8100204_200811421 | 40.508 | bal_3P_1/0AC | 8100204 | no | no |  |  | no |  |  | 0 | 0 | 0 | 0
oh_line_8100204_200811422 |  | ABCD | node_8100204_200811421 | node_8100204_200811422 | 176.294 | bal_3P_1/0AC | 8100204 | no | no |  |  | no |  |  | 0 | 0 | 0 | 0
oh_line_8100204_200811423 |  | ABCD | node_8100204_200811422 | node_8100204_200811423 | 121.097 | bal_3P_1/0AC | 8100204 | no | no |  |  | no |  |  | 0 | 0 | 0 | 0
oh_line_8100204_200811424 |  | ABCD | node_8100204_200811423 | node_8100204_200811424 | 95.339 | bal_3P_1/0AA | 8100204 | no | no |  |  | no |  |  | 0 | 0 | 0 | 0
oh_line_8100204_200811426 |  | ABCD | node_8100204_200811424 | node_8100204_200811426 | 90.861 | bal_3P_1/0AA | 8100204 | no | no |  |  | no |  |  | 0 | 0 | 0 | 0
oh_line_8100204_200811427 |  | ABCD | node_8100204_200811428 | node_8100204_200811427 | 91.075 | bal_3P_4CU | 8100204 | no | no |  |  | no |  |  | 0 | 0 | 0 | 0
oh_line_8100204_200811428 |  | ABCD | node_8100204_200811429 | node_8100204_200811428 | 89.771 | bal_3P_4CU | 8100204 | no | no |  |  | no |  |  | 0 | 0 | 0 | 0
oh_line_8100204_200811429 |  | ABCD | node_8100204_200811533 | node_8100204_200811429 | 100.979 | bal_3P_4CU | 8100204 | no | no |  |  | no |  |  | 0 | 0 | 0 | 0
oh_line_8100204_200811430 |  | ABCD | node_8100204_200811429 | node_8100204_200811430 | 117.041 | bal_3P_4CU | 8100204 | no | no |  |  | no |  |  | 0 | 0 | 0 | 0
oh_line_8100204_200811431 |  | ABCD | node_8100204_200811430 | node_8100204_200811431 | 81.328 | bal_3P_4CU | 8100204 | no | no |  |  | no |  |  | 0 | 0 | 0 | 0
oh_line_8100204_200811432 |  | ABCD | node_8100204_200811431 | node_8100204_200811432 | 124.295 | bal_3P_4CU | 8100204 | no | no |  |  | no |  |  | 0 | 0 | 0 | 0
oh_line_8100204_200811433 |  | ABCD | node_8100204_200811432 | node_8100204_200811433 | 70.113 | bal_3P_4CU | 8100204 | no | no |  |  | no |  |  | 0 | 0 | 0 | 0
oh_line_8100204_200811439 |  | ABCD | node_8100204_200815392 | node_intto1_8100204_200811439 | 149.029 | bal_3P_1/0AC | 8100204 | no | no |  |  | no |  |  | 0 | 0 | 0 | 0
oh_line_8100204_200811440 |  | ABCD | node_8100204_200811439 | node_8100204_200811440 | 41.777 | bal_3P_1/0AA | 8100204 | no | no |  |  | no |  |  | 0 | 0 | 0 | 0
oh_line_8100204_200811441 |  | AD | node_8100204_200811439 | node_8100204_200811441 | 106.469 | bal_1P_1/0AA | 8100204 | no | no |  |  | no |  |  | 0 | 0 | 0 | 0
oh_line_8100204_200811442 |  | AD | node_8100204_200811441 | node_8100204_200811442 | 98.28 | bal_1P_1/0AA | 8100204 | no | no |  |  | no |  |  | 0 | 0 | 0 | 0
oh_line_8100204_200811443 |  | AD | node_8100204_200811442 | node_8100204_200811443 | 99.555 | bal_1P_1/0AA | 8100204 | no | no |  |  | no |  |  | 0 | 0 | 0 | 0
oh_line_8100204_200811444 |  | AD | node_8100204_200811443 | node_8100204_200811444 | 80.195 | bal_1P_1/0AA | 8100204 | no | no |  |  | no |  |  | 0 | 0 | 0 | 0
oh_line_8100204_200811478 |  | ABCD | node_8100204_200811416 | node_8100204_200811478 | 137.854 | bal_3P_1/0AC | 8100204 | no | no |  |  | no |  |  | 0 | 0 | 0 | 0
oh_line_8100204_200811479 |  | ABCD | node_8100204_200811478 | node_8100204_200811479 | 142.554 | bal_3P_1/0AC | 8100204 | no | no |  |  | no |  |  | 0 | 0 | 0 | 0
oh_line_8100204_200811480 |  | ABCD | node_8100204_200811479 | node_8100204_200811480 | 130.457 | bal_3P_1/0AC | 8100204 | no | no |  |  | no |  |  | 0 | 0 | 0 | 0
oh_line_8100204_200811481 |  | ABCD | node_8100204_200811480 | node_8100204_200811481 | 182.189 | bal_3P_1/0AC | 8100204 | no | no |  |  | no |  |  | 0 | 0 | 0 | 0
oh_line_8100204_200811483 |  | ABCD | node_8100204_200811481 | node_8100204_200811483 | 210.75 | bal_3P_1/0AC | 8100204 | no | no |  |  | no |  |  | 0 | 0 | 0 | 0
oh_line_8100204_200811484 |  | ABCD | node_8100204_200811417 | node_8100204_200811484 | 26.809 | bal_3P_4CU | 8100204 | no | no |  |  | no |  |  | 0 | 0 | 0 | 0
oh_line_8100204_200811485 |  | ABCD | node_8100204_200811484 | node_8100204_200811485 | 118.04 | bal_3P_4CU | 8100204 | no | no |  |  | no |  |  | 0 | 0 | 0 | 0
oh_line_8100204_200811486 |  | ABCD | node_8100204_200811485 | node_8100204_200811486 | 159.984 | bal_3P_4CU | 8100204 | no | no |  |  | no |  |  | 0 | 0 | 0 | 0
oh_line_8100204_200811488 |  | ABCD | node_8100204_200811486 | node_intto1_8100204_200811488 | 162.061 | bal_3P_4CU | 8100204 | no | no |  |  | no |  |  | 0 | 0 | 0 | 0
oh_line_8100204_200811489 |  | ABCD | node_8100204_200811488 | node_8100204_200811489 | 144.918 | bal_3P_4CU | 8100204 | no | no |  |  | no |  |  | 0 | 0 | 0 | 0
oh_line_8100204_200811490 |  | ABCD | node_8100204_200811489 | node_8100204_200811490 | 118.55 | bal_3P_4CU | 8100204 | no | no |  |  | no |  |  | 0 | 0 | 0 | 0
oh_line_8100204_200811497 |  | ABCD | node_8100204_200811427 | node_8100204_200811497 | 131.885 | bal_3P_4CU | 8100204 | no | no |  |  | no |  |  | 0 | 0 | 0 | 0
oh_line_8100204_200811525 |  | ABCD | node_8100204_200815480 | node_8100204_200811525 | 49.071 | bal_3P_1/0AC | 8100204 | no | no |  |  | no |  |  | 0 | 0 | 0 | 0
oh_line_8100204_200811529 |  | ABCD | node_8100204_200811525 | node_8100204_200811529 | 104.387 | bal_3P_1/0AC | 8100204 | no | no |  |  | no |  |  | 0 | 0 | 0 | 0
oh_line_8100204_200811533 |  | ABCD | node_8100204_200811534 | node_8100204_200811533 | 105.158 | bal_3P_4CU | 8100204 | no | no |  |  | no |  |  | 0 | 0 | 0 | 0
oh_line_8100204_200811534 |  | ABCD | node_8100204_200811535 | node_8100204_200811534 | 96.646 | bal_3P_4CU | 8100204 | no | no |  |  | no |  |  | 0 | 0 | 0 | 0
oh_line_8100204_200811535 |  | ABCD | node_8100204_200811536 | node_8100204_200811535 | 95.091 | bal_3P_4CU | 8100204 | no | no |  |  | no |  |  | 0 | 0 | 0 | 0
oh_line_8100204_200811536 |  | ABCD | node_8100204_200811538 | node_intto1_8100204_200811536 | 108.954 | bal_3P_4CU | 8100204 | no | no |  |  | no |  |  | 0 | 0 | 0 | 0
oh_line_8100204_200811538 |  | ABCD | node_8100204_200811539 | node_8100204_200811538 | 150.465 | bal_3P_4CU | 8100204 | no | no |  |  | no |  |  | 0 | 0 | 0 | 0
oh_line_8100204_200811539 |  | ABCD | node_8100204_200811540 | node_intto1_8100204_200811539 | 67.113 | bal_3P_4CU | 8100204 | no | no |  |  | no |  |  | 0 | 0 | 0 | 0
oh_line_8100204_200811540-1 |  | ABCD | node_1397562_061_15293138_521 | node_8100204_200811540 | 288.443 | bal_3P_477AL | 8100204 | no | no |  |  | no |  |  | 0 | 0 | 0 | 0
oh_line_8100204_200811540-2 |  | ABCD | node_8100204_200815388 | node_1397562_061_15293138_521 | 9.972 | bal_3P_477AL | 8100204 | no | no |  |  | no |  |  | 0 | 0 | 0 | 0
oh_line_8100204_200811554 |  | ABCD | node_8100204_200811432 | node_8100204_200811554 | 28.95 | bal_3P_1/0AC | 8100204 | no | no |  |  | no |  |  | 0 | 0 | 0 | 0
oh_line_8100204_200811555 |  | ABCD | node_8100204_200811554 | node_intto1_8100204_200811555 | 112.245 | bal_3P_1/0AC | 8100204 | no | no |  |  | no |  |  | 0 | 0 | 0 | 0
oh_line_8100204_200811556 |  | ABCD | node_8100204_200811555 | node_8100204_200811556 | 125.725 | bal_3P_1/0AC | 8100204 | no | no |  |  | no |  |  | 0 | 0 | 0 | 0
oh_line_8100204_200811557 |  | ABCD | node_8100204_200811556 | node_8100204_200811557 | 162.636 | bal_3P_1/0AC | 8100204 | no | no |  |  | no |  |  | 0 | 0 | 0 | 0
oh_line_8100204_200811570 |  | AD | node_8100204_200811573 | node_8100204_200811570 | 118.741 | bal_1P_1/0AC | 8100204 | no | no |  |  | no |  |  | 0 | 0 | 0 | 0
oh_line_8100204_200811573 |  | AD | node_8100204_200811574 | node_8100204_200811573 | 87.226 | bal_1P_1/0AC | 8100204 | no | no |  |  | no |  |  | 0 | 0 | 0 | 0
oh_line_8100204_200811574 |  | AD | node_8100204_200811575 | node_8100204_200811574 | 106.733 | bal_1P_1/0AC | 8100204 | no | no |  |  | no |  |  | 0 | 0 | 0 | 0
oh_line_8100204_200811575 |  | AD | node_8100204_200811576 | node_8100204_200811575 | 91.474 | bal_1P_1/0AC | 8100204 | no | no |  |  | no |  |  | 0 | 0 | 0 | 0
oh_line_8100204_200811576 |  | AD | node_8100204_200811577 | node_8100204_200811576 | 149.531 | bal_1P_1/0AC | 8100204 | no | no |  |  | no |  |  | 0 | 0 | 0 | 0
oh_line_8100204_200811577 |  | AD | node_8100204_200811582 | node_8100204_200811577 | 132.642 | bal_1P_1/0AC | 8100204 | no | no |  |  | no |  |  | 0 | 0 | 0 | 0
oh_line_8100204_200811582 |  | AD | node_8100204_200811583 | node_intto1_8100204_200811582 | 108.846 | bal_1P_1/0AC | 8100204 | no | no |  |  | no |  |  | 0 | 0 | 0 | 0
oh_line_8100204_200811583 |  | AD | node_8100204_200815379 | node_8100204_200811583 | 96.088 | bal_1P_1/0AC | 8100204 | no | no |  |  | no |  |  | 0 | 0 | 0 | 0
oh_line_8100204_200811608 |  | AD | node_8100204_200811609 | node_8100204_200811608 | 89.772 | bal_1P_1/0AC | 8100204 | no | no |  |  | no |  |  | 0 | 0 | 0 | 0
oh_line_8100204_200811609 |  | AD | node_8100204_200811610 | node_8100204_200811609 | 148.489 | bal_1P_1/0AC | 8100204 | no | no |  |  | no |  |  | 0 | 0 | 0 | 0
oh_line_8100204_200811610 |  | AD | node_8100204_200811611 | node_8100204_200811610 | 99.924 | bal_1P_1/0AC | 8100204 | no | no |  |  | no |  |  | 0 | 0 | 0 | 0
oh_line_8100204_200811611 |  | AD | node_8100204_200811612 | node_8100204_200811611 | 82.498 | bal_1P_1/0AC | 8100204 | no | no |  |  | no |  |  | 0 | 0 | 0 | 0
oh_line_8100204_200811612 |  | ABCD | node_8100204_200814855 | node_8100204_200811612 | 56.228 | bal_3P_1/0AC | 8100204 | no | no |  |  | no |  |  | 0 | 0 | 0 | 0
oh_line_8100204_200811613 |  | ABCD | node_8100204_200811612 | node_8100204_200811613 | 64.58 | bal_3P_1/0AC | 8100204 | no | no |  |  | no |  |  | 0 | 0 | 0 | 0
oh_line_8100204_200811614 |  | ABCD | node_8100204_200811613 | node_8100204_200811614 | 78.338 | bal_3P_1/0AC | 8100204 | no | no |  |  | no |  |  | 0 | 0 | 0 | 0
oh_line_8100204_200811615 |  | ABCD | node_8100204_200811614 | node_8100204_200811615 | 91.569 | bal_3P_1/0AC | 8100204 | no | no |  |  | no |  |  | 0 | 0 | 0 | 0
oh_line_8100204_200811616 |  | ABCD | node_8100204_200811615 | node_8100204_200811616 | 90.821 | bal_3P_1/0AC | 8100204 | no | no |  |  | no |  |  | 0 | 0 | 0 | 0
oh_line_8100204_200811617 |  | ABCD | node_8100204_200811616 | node_8100204_200811617 | 94.272 | bal_3P_1/0AC | 8100204 | no | no |  |  | no |  |  | 0 | 0 | 0 | 0
oh_line_8100204_200811618 |  | ABCD | node_8100204_200811617 | node_8100204_200811618 | 95.707 | bal_3P_1/0AC | 8100204 | no | no |  |  | no |  |  | 0 | 0 | 0 | 0
oh_line_8100204_200811619 |  | ABCD | node_8100204_200811618 | node_intto1_8100204_200811619 | 84.365 | bal_3P_1/0AA | 8100204 | no | no |  |  | no |  |  | 0 | 0 | 0 | 0
oh_line_8100204_200811620 |  | ABCD | node_8100204_200811619 | node_8100204_200811620 | 241.448 | bal_3P_1/0AA | 8100204 | no | no |  |  | no |  |  | 0 | 0 | 0 | 0
oh_line_8100204_200811624 |  | AD | node_8100204_200811640 | node_8100204_200811624 | 168.509 | bal_1P_2CU | 8100204 | no | no |  |  | no |  |  | 0 | 0 | 0 | 0
oh_line_8100204_200811625 |  | AD | node_8100204_200811624 | node_8100204_200811625 | 204.544 | bal_1P_2CU | 8100204 | no | no |  |  | no |  |  | 0 | 0 | 0 | 0
oh_line_8100204_200811627 |  | AD | node_8100204_200811625 | node_8100204_200811627 | 91.689 | bal_1P_2CU | 8100204 | no | no |  |  | no |  |  | 0 | 0 | 0 | 0
oh_line_8100204_200811640 |  | ABCD | node_8100204_200811618 | node_8100204_200811640 | 187.667 | bal_3P_1/0AC | 8100204 | no | no |  |  | no |  |  | 0 | 0 | 0 | 0
oh_line_8100204_200811641 |  | AD | node_8100204_200811640 | node_8100204_200811641 | 104.045 | bal_1P_1/0AC | 8100204 | no | no |  |  | no |  |  | 0 | 0 | 0 | 0
oh_line_8100204_200811643 |  | AD | node_8100204_200811641 | node_8100204_200811643 | 189.324 | bal_1P_1/0AC | 8100204 | no | no |  |  | no |  |  | 0 | 0 | 0 | 0
oh_line_8100204_200811644 |  | AD | node_8100204_200811643 | node_8100204_200811644 | 166.779 | bal_1P_1/0AA | 8100204 | no | no |  |  | no |  |  | 0 | 0 | 0 | 0
oh_line_8100204_200811646 |  | AD | node_8100204_200811644 | node_8100204_200811646 | 105.79 | bal_1P_1/0AA | 8100204 | no | no |  |  | no |  |  | 0 | 0 | 0 | 0
oh_line_8100204_200811647 |  | AD | node_8100204_200811646 | node_8100204_200811647 | 93.241 | bal_1P_1/0AA | 8100204 | no | no |  |  | no |  |  | 0 | 0 | 0 | 0
oh_line_8100204_200811648 |  | AD | node_8100204_200811647 | node_8100204_200811648 | 204.844 | bal_1P_1/0AA | 8100204 | no | no |  |  | no |  |  | 0 | 0 | 0 | 0
oh_line_8100204_200811649 |  | AD | node_8100204_200811650 | node_8100204_200811649 | 80.292 | bal_1P_1/0AC | 8100204 | no | no |  |  | no |  |  | 0 | 0 | 0 | 0
oh_line_8100204_200811650 |  | AD | node_8100204_200811651 | node_8100204_200811650 | 89.581 | bal_1P_1/0AC | 8100204 | no | no |  |  | no |  |  | 0 | 0 | 0 | 0
oh_line_8100204_200811651 |  | AD | node_8100204_200811652 | node_8100204_200811651 | 99.983 | bal_1P_1/0AC | 8100204 | no | no |  |  | no |  |  | 0 | 0 | 0 | 0
oh_line_8100204_200811652 |  | AD | node_8100204_200811654 | node_8100204_200811652 | 119.543 | bal_1P_1/0AC | 8100204 | no | no |  |  | no |  |  | 0 | 0 | 0 | 0
oh_line_8100204_200811654 |  | AD | node_8100204_200811658 | node_8100204_200811654 | 184.018 | bal_1P_1/0AC | 8100204 | no | no |  |  | no |  |  | 0 | 0 | 0 | 0
oh_line_8100204_200811658 |  | AD | node_8100204_200811660 | node_8100204_200811658 | 169.361 | bal_1P_1/0AC | 8100204 | no | no |  |  | no |  |  | 0 | 0 | 0 | 0
oh_line_8100204_200811660 |  | AD | node_8100204_200811661 | node_8100204_200811660 | 242.444 | bal_1P_4CU | 8100204 | no | no |  |  | no |  |  | 0 | 0 | 0 | 0
oh_line_8100204_200811661 |  | AD | node_8100204_200811663 | node_8100204_200811661 | 96.083 | bal_1P_4CU | 8100204 | no | no |  |  | no |  |  | 0 | 0 | 0 | 0
oh_line_8100204_200811663 |  | AD | node_8100204_200814850 | node_8100204_200811663 | 66.226 | bal_1P_4CU | 8100204 | no | no |  |  | no |  |  | 0 | 0 | 0 | 0
oh_line_8100204_200811664 |  | ABCD | node_8100204_310049730 | node_8100204_200811664 | 59.581 | bal_3P_477AL | 8100204 | no | no |  |  | no |  |  | 0 | 0 | 0 | 0
oh_line_8100204_200811668 |  | ABCD | node_8100204_200811669 | node_8100204_200811668 | 131.27 | bal_3P_477AL | 8100204 | no | no |  |  | no |  |  | 0 | 0 | 0 | 0
oh_line_8100204_200811669 |  | ABCD | node_8100204_200811670 | node_8100204_200811669 | 92.811 | bal_3P_477AL | 8100204 | no | no |  |  | no |  |  | 0 | 0 | 0 | 0
oh_line_8100204_200811670 |  | ABCD | node_8100204_310049752 | node_8100204_200811670 | 130.872 | bal_3P_477AL | 8100204 | no | no |  |  | no |  |  | 0 | 0 | 0 | 0
oh_line_8100204_200811672 |  | ABCD | node_8100204_312119259 | node_8100204_200811672 | 104.858 | bal_3P_477AL | 8100204 | no | no |  |  | no |  |  | 0 | 0 | 0 | 0
oh_line_8100204_200811677 |  | ABCD | node_8100204_310050880 | node_8100204_200811677 | 104.632 | bal_3P_477AL | 8100204 | no | no |  |  | no |  |  | 0 | 0 | 0 | 0
oh_line_8100204_200811681 |  | ABCD | node_8100204_310049737 | node_8100204_200811681 | 110.612 | bal_3P_477AL | 8100204 | no | no |  |  | no |  |  | 0 | 0 | 0 | 0
oh_line_8100204_200811683 |  | ABCD | node_8100204_310049742 | node_8100204_200811683 | 88.57 | bal_3P_477AL | 8100204 | no | no |  |  | no |  |  | 0 | 0 | 0 | 0
oh_line_8100204_200811685 |  | ABCD | node_8100204_200811686 | node_8100204_200811685 | 99.943 | bal_3P_477AL | 8100204 | no | no |  |  | no |  |  | 0 | 0 | 0 | 0
oh_line_8100204_200811686 |  | ABCD | node_8100204_310049745 | node_8100204_200811686 | 123.087 | bal_3P_477AL | 8100204 | no | no |  |  | no |  |  | 0 | 0 | 0 | 0
oh_line_8100204_200811687 |  | ABCD | node_8100204_200811672 | node_8100204_200811687 | 22.597 | bal_3P_1/0AC | 8100204 | no | no |  |  | no |  |  | 0 | 0 | 0 | 0
oh_line_8100204_200811688 |  | ABCD | node_8100204_200811687 | node_intto1_8100204_200811688 | 125.895 | bal_3P_1/0AC | 8100204 | no | no |  |  | no |  |  | 0 | 0 | 0 | 0
oh_line_8100204_200811689 |  | ABCD | node_8100204_200811688 | node_8100204_200811689 | 120.635 | bal_3P_1/0AC | 8100204 | no | no |  |  | no |  |  | 0 | 0 | 0 | 0
oh_line_8100204_200811690 |  | ABCD | node_8100204_200811689 | node_8100204_200811690 | 130.176 | bal_3P_1/0AC | 8100204 | no | no |  |  | no |  |  | 0 | 0 | 0 | 0
oh_line_8100204_200811691 |  | AD | node_8100204_200811677 | node_8100204_200811691 | 96.105 | bal_1P_1/0AC | 8100204 | no | no |  |  | no |  |  | 0 | 0 | 0 | 0
oh_line_8100204_200811692 |  | AD | node_8100204_200811691 | node_8100204_200811692 | 77.089 | bal_1P_1/0AC | 8100204 | no | no |  |  | no |  |  | 0 | 0 | 0 | 0
oh_line_8100204_200811693 |  | AD | node_8100204_200814850 | node_8100204_200811693 | 73.549 | bal_1P_1/0AC | 8100204 | no | no |  |  | no |  |  | 0 | 0 | 0 | 0
oh_line_8100204_200811694 |  | AD | node_8100204_200819549 | node_8100204_200811694 | 177.143 | bal_1P_4CU | 8100204 | no | no |  |  | no |  |  | 0 | 0 | 0 | 0
oh_line_8100204_200811696 |  | AD | node_8100204_200811694 | node_8100204_200811696 | 146.906 | bal_1P_4CU | 8100204 | no | no |  |  | no |  |  | 0 | 0 | 0 | 0
oh_line_8100204_200811697 |  | AD | node_8100204_200811696 | node_8100204_200811697 | 150.283 | bal_1P_4CU | 8100204 | no | no |  |  | no |  |  | 0 | 0 | 0 | 0
oh_line_8100204_200811702 |  | AD | node_8100204_200811444 | node_8100204_200811702 | 111.491 | bal_1P_1/0AA | 8100204 | no | no |  |  | no |  |  | 0 | 0 | 0 | 0
oh_line_8100204_200811703 |  | AD | node_8100204_200811702 | node_8100204_200811703 | 83.312 | bal_1P_4CU | 8100204 | no | no |  |  | no |  |  | 0 | 0 | 0 | 0
oh_line_8100204_200811704 |  | AD | node_8100204_200811703 | node_8100204_200811704 | 122.071 | bal_1P_4CU | 8100204 | no | no |  |  | no |  |  | 0 | 0 | 0 | 0
oh_line_8100204_200811705 |  | AD | node_8100204_200811704 | node_8100204_200811705 | 131.275 | bal_1P_4CU | 8100204 | no | no |  |  | no |  |  | 0 | 0 | 0 | 0
oh_line_8100204_200811708-1 |  | AD | node_8100204_200811705 | node_intto1_220383133 | 140.964 | bal_1P_4CU | 8100204 | no | no |  |  | no |  |  | 0 | 0 | 0 | 0
oh_line_8100204_200811708-2 |  | AD | node_220383133 | node_intto1_220546745 | 8.765 | bal_1P_4CU | 8100204 | no | no |  |  | no |  |  | 0 | 0 | 0 | 0
oh_line_8100204_200811708-3 |  | AD | node_220546745 | node_intto1_220415335 | 6.807 | bal_1P_4CU | 8100204 | no | no |  |  | no |  |  | 0 | 0 | 0 | 0
oh_line_8100204_200811708-4 |  | AD | node_220415335 | node_8100204_200811708 | 8.225 | bal_1P_4CU | 8100204 | no | no |  |  | no |  |  | 0 | 0 | 0 | 0
oh_line_8100204_200811808 |  | ABCD | node_8100204_200811809 | node_8100204_200811808 | 147.259 | bal_3P_1/0AC | 8100204 | no | no |  |  | no |  |  | 0 | 0 | 0 | 0
oh_line_8100204_200811809 |  | ABCD | node_8100204_200811810 | node_8100204_200811809 | 123.092 | bal_3P_1/0AC | 8100204 | no | no |  |  | no |  |  | 0 | 0 | 0 | 0
oh_line_8100204_200811810 |  | ABCD | node_8100204_200811811 | node_8100204_200811810 | 114.542 | bal_3P_1/0AC | 8100204 | no | no |  |  | no |  |  | 0 | 0 | 0 | 0
oh_line_8100204_200811811 |  | ABCD | node_8100204_200811812 | node_8100204_200811811 | 140.65 | bal_3P_1/0AC | 8100204 | no | no |  |  | no |  |  | 0 | 0 | 0 | 0
oh_line_8100204_200811812 |  | ABCD | node_8100204_200811690 | node_8100204_200811812 | 47.134 | bal_3P_1/0AC | 8100204 | no | no |  |  | no |  |  | 0 | 0 | 0 | 0
oh_line_8100204_200811813 |  | AD | node_8100204_200811812 | node_8100204_200811813 | 157.99 | bal_1P_1/0AC | 8100204 | no | no |  |  | no |  |  | 0 | 0 | 0 | 0
oh_line_8100204_200811814 |  | AD | node_8100204_200811813 | node_intto1_8100204_200811814 | 100.097 | bal_1P_1/0AC | 8100204 | no | no |  |  | no |  |  | 0 | 0 | 0 | 0
oh_line_8100204_200811815 |  | AD | node_8100204_200811814 | node_8100204_200811815 | 107.541 | bal_1P_1/0AC | 8100204 | no | no |  |  | no |  |  | 0 | 0 | 0 | 0
oh_line_8100204_200811816 |  | AD | node_8100204_200811815 | node_8100204_200811816 | 197.686 | bal_1P_4CU | 8100204 | no | no |  |  | no |  |  | 0 | 0 | 0 | 0
oh_line_8100204_200811817 |  | AD | node_8100204_200811816 | node_8100204_200811817 | 104.814 | bal_1P_4CU | 8100204 | no | no |  |  | no |  |  | 0 | 0 | 0 | 0
oh_line_8100204_200811818 |  | AD | node_8100204_200811817 | node_8100204_200811818 | 176.288 | bal_1P_4CU | 8100204 | no | no |  |  | no |  |  | 0 | 0 | 0 | 0
oh_line_8100204_200811820 |  | AD | node_8100204_200811818 | node_8100204_200811820 | 168.237 | bal_1P_4CU | 8100204 | no | no |  |  | no |  |  | 0 | 0 | 0 | 0
oh_line_8100204_200811827 |  | ABCD | node_8100204_200811828 | node_8100204_200811827 | 122.495 | bal_3P_1/0AC | 8100204 | no | no |  |  | no |  |  | 0 | 0 | 0 | 0
oh_line_8100204_200811828 |  | ABCD | node_8100204_200811829 | node_8100204_200811828 | 127.846 | bal_3P_1/0AC | 8100204 | no | no |  |  | no |  |  | 0 | 0 | 0 | 0
oh_line_8100204_200811829 |  | ABCD | node_8100204_200811830 | node_8100204_200811829 | 142.674 | bal_3P_1/0AC | 8100204 | no | no |  |  | no |  |  | 0 | 0 | 0 | 0
oh_line_8100204_200811830 |  | ABCD | node_8100204_200811808 | node_8100204_200811830 | 138.405 | bal_3P_1/0AC | 8100204 | no | no |  |  | no |  |  | 0 | 0 | 0 | 0
oh_line_8100204_200811864 |  | AD | node_8100204_200811896 | node_8100204_200811864 | 155.1 | bal_1P_1/0AA | 8100204 | no | no |  |  | no |  |  | 0 | 0 | 0 | 0
oh_line_8100204_200811887 |  | AD | node_8100204_200811901 | node_8100204_200811887 | 147.765 | bal_1P_4CU | 8100204 | no | no |  |  | no |  |  | 0 | 0 | 0 | 0
oh_line_8100204_200811888 |  | AD | node_8100204_200811900 | node_8100204_200811888 | 161.642 | bal_1P_1/0AA | 8100204 | no | no |  |  | no |  |  | 0 | 0 | 0 | 0
oh_line_8100204_200811893 |  | AD | node_8100204_200811887 | node_8100204_200811893 | 124.087 | bal_1P_4CU | 8100204 | no | no |  |  | no |  |  | 0 | 0 | 0 | 0
oh_line_8100204_200811894 |  | AD | node_8100204_200811893 | node_8100204_200811894 | 126.802 | bal_1P_1/0AA | 8100204 | no | no |  |  | no |  |  | 0 | 0 | 0 | 0
oh_line_8100204_200811895 |  | AD | node_8100204_200811894 | node_8100204_200811895 | 121.325 | bal_1P_1/0AA | 8100204 | no | no |  |  | no |  |  | 0 | 0 | 0 | 0
oh_line_8100204_200811896 |  | AD | node_8100204_200811895 | node_8100204_200811896 | 126.49 | bal_1P_1/0AA | 8100204 | no | no |  |  | no |  |  | 0 | 0 | 0 | 0
oh_line_8100204_200811897 |  | AD | node_8100204_200811864 | node_8100204_200811897 | 123.868 | bal_1P_1/0AA | 8100204 | no | no |  |  | no |  |  | 0 | 0 | 0 | 0
oh_line_8100204_200811898 |  | AD | node_8100204_200811897 | node_8100204_200811898 | 122.106 | bal_1P_1/0AA | 8100204 | no | no |  |  | no |  |  | 0 | 0 | 0 | 0
oh_line_8100204_200811899 |  | AD | node_8100204_200811898 | node_8100204_200811899 | 115.906 | bal_1P_1/0AA | 8100204 | no | no |  |  | no |  |  | 0 | 0 | 0 | 0
oh_line_8100204_200811900 |  | AD | node_8100204_200811899 | node_8100204_200811900 | 119.461 | bal_1P_1/0AA | 8100204 | no | no |  |  | no |  |  | 0 | 0 | 0 | 0
oh_line_8100204_200811901 |  | AD | node_8100204_200811820 | node_8100204_200811901 | 137.052 | bal_1P_4CU | 8100204 | no | no |  |  | no |  |  | 0 | 0 | 0 | 0
oh_line_8100204_200811902 |  | AD | node_8100204_200811901 | node_8100204_200811902 | 114.18 | bal_1P_4CU | 8100204 | no | no |  |  | no |  |  | 0 | 0 | 0 | 0
oh_line_8100204_200811904 |  | AD | node_8100204_200811902 | node_8100204_200811904 | 115.492 | bal_1P_4CU | 8100204 | no | no |  |  | no |  |  | 0 | 0 | 0 | 0
oh_line_8100204_200814848 |  | ABCD | node_8100204_200811670 | node_8100204_200814848 | 70.3 | bal_3P_1/0AA | 8100204 | no | no |  |  | no |  |  | 0 | 0 | 0 | 0
oh_line_8100204_200814849 |  | ABCD | node_8100204_200814848 | node_intto1_8100204_200814849 | 116.228 | bal_3P_1/0AA | 8100204 | no | no |  |  | no |  |  | 0 | 0 | 0 | 0
oh_line_8100204_200814850 |  | ABCD | node_8100204_200814849 | node_8100204_200814850 | 188.162 | bal_3P_1/0AA | 8100204 | no | no |  |  | no |  |  | 0 | 0 | 0 | 0
oh_line_8100204_200814851 |  | ABCD | node_8100204_200814850 | node_8100204_200814851 | 166.397 | bal_3P_1/0AC | 8100204 | no | no |  |  | no |  |  | 0 | 0 | 0 | 0
oh_line_8100204_200814852 |  | ABCD | node_8100204_200814851 | node_8100204_200814852 | 168.609 | bal_3P_1/0AC | 8100204 | no | no |  |  | no |  |  | 0 | 0 | 0 | 0
oh_line_8100204_200814854 |  | ABCD | node_8100204_200814852 | node_8100204_200814854 | 130.008 | bal_3P_1/0AC | 8100204 | no | no |  |  | no |  |  | 0 | 0 | 0 | 0
oh_line_8100204_200814855 |  | ABCD | node_8100204_200814854 | node_8100204_200814855 | 215.199 | bal_3P_1/0AC | 8100204 | no | no |  |  | no |  |  | 0 | 0 | 0 | 0
oh_line_8100204_200815377 |  | ABCD | node_8100204_200810939 | node_8100204_200815377 | 158.772 | bal_3P_477AL | 8100204 | no | no |  |  | no |  |  | 0 | 0 | 0 | 0
oh_line_8100204_200815378 |  | ABCD | node_8100204_200815398 | node_intto1_8100204_200815378 | 198.607 | bal_3P_336AL | 8100204 | no | no |  |  | no |  |  | 0 | 0 | 0 | 0
oh_line_8100204_200815379 |  | ABCD | node_8100204_200815378 | node_8100204_200815379 | 194.62 | bal_3P_336AL | 8100204 | no | no |  |  | no |  |  | 0 | 0 | 0 | 0
oh_line_8100204_200815380 |  | ABCD | node_8100204_200815379 | node_8100204_200815380 | 197.119 | bal_3P_336AL | 8100204 | no | no |  |  | no |  |  | 0 | 0 | 0 | 0
oh_line_8100204_200815381 |  | ABCD | node_8100204_200815380 | node_8100204_200815381 | 219.301 | bal_3P_336AL | 8100204 | no | no |  |  | no |  |  | 0 | 0 | 0 | 0
oh_line_8100204_200815384 |  | ABCD | node_8100204_200815381 | node_8100204_200815384 | 217.997 | bal_3P_336AL | 8100204 | no | no |  |  | no |  |  | 0 | 0 | 0 | 0
oh_line_8100204_200815385 |  | ABCD | node_8100204_200815384 | node_8100204_200815385 | 39.562 | bal_3P_477AL | 8100204 | no | no |  |  | no |  |  | 0 | 0 | 0 | 0
oh_line_8100204_200815388 |  | ABCD | node_8100204_200815385 | node_8100204_200815388 | 330.036 | bal_3P_477AL | 8100204 | no | no |  |  | no |  |  | 0 | 0 | 0 | 0
oh_line_8100204_200815389 |  | AD | node_8100204_200815388 | node_8100204_200815389 | 35.053 | bal_1P_1/0AC | 8100204 | no | no |  |  | no |  |  | 0 | 0 | 0 | 0
oh_line_8100204_200815391 |  | ABCD | node_8100204_200815377 | node_8100204_200815391 | 198.395 | bal_3P_336AL | 8100204 | no | no |  |  | no |  |  | 0 | 0 | 0 | 0
oh_line_8100204_200815392 |  | ABCD | node_8100204_200815391 | node_8100204_200815392 | 200.904 | bal_3P_336AL | 8100204 | no | no |  |  | no |  |  | 0 | 0 | 0 | 0
oh_line_8100204_200815393 |  | ABCD | node_8100204_200815392 | node_8100204_200815393 | 53.031 | bal_3P_336AL | 8100204 | no | no |  |  | no |  |  | 0 | 0 | 0 | 0
oh_line_8100204_200815394 |  | ABCD | node_8100204_200815393 | node_8100204_200815394 | 305.455 | bal_3P_336AL | 8100204 | no | no |  |  | no |  |  | 0 | 0 | 0 | 0
oh_line_8100204_200815395 |  | ABCD | node_8100204_200815394 | node_8100204_200815395 | 156.401 | bal_3P_336AL | 8100204 | no | no |  |  | no |  |  | 0 | 0 | 0 | 0
oh_line_8100204_200815396 |  | ABCD | node_8100204_200815395 | node_8100204_200815396 | 168.715 | bal_3P_336AL | 8100204 | no | no |  |  | no |  |  | 0 | 0 | 0 | 0
oh_line_8100204_200815397 |  | ABCD | node_8100204_200815396 | node_8100204_200815397 | 175.578 | bal_3P_336AL | 8100204 | no | no |  |  | no |  |  | 0 | 0 | 0 | 0
oh_line_8100204_200815398 |  | ABCD | node_8100204_200815397 | node_8100204_200815398 | 198.996 | bal_3P_336AL | 8100204 | no | no |  |  | no |  |  | 0 | 0 | 0 | 0
oh_line_8100204_200815480 |  | ABCD | node_8100204_200815481 | node_8100204_200815480 | 220.313 | bal_3P_4CU | 8100204 | no | no |  |  | no |  |  | 0 | 0 | 0 | 0
oh_line_8100204_200815481 |  | ABCD | node_8100204_200811538 | node_8100204_200815481 | 57.197 | bal_3P_4CU | 8100204 | no | no |  |  | no |  |  | 0 | 0 | 0 | 0
oh_line_8100204_200815584 |  | ABCD | node_8100204_200811488 | node_8100204_200815584 | 32.877 | bal_3P_1/0AC | 8100204 | no | no |  |  | no |  |  | 0 | 0 | 0 | 0
oh_line_8100204_200815585 |  | ABCD | node_8100204_200815584 | node_8100204_200815585 | 94.974 | bal_3P_1/0AC | 8100204 | no | no |  |  | no |  |  | 0 | 0 | 0 | 0
oh_line_8100204_200815586 |  | ABCD | node_8100204_200815585 | node_8100204_200815586 | 98.521 | bal_3P_1/0AC | 8100204 | no | no |  |  | no |  |  | 0 | 0 | 0 | 0
oh_line_8100204_200815587 |  | ABCD | node_8100204_200815586 | node_8100204_200815587 | 111.577 | bal_3P_1/0AC | 8100204 | no | no |  |  | no |  |  | 0 | 0 | 0 | 0
oh_line_8100204_200815588 |  | ABCD | node_8100204_200815587 | node_intto1_8100204_200815588 | 86.643 | bal_3P_1/0AC | 8100204 | no | no |  |  | no |  |  | 0 | 0 | 0 | 0
oh_line_8100204_200815590 |  | ABCD | node_8100204_200815588 | node_8100204_200815590 | 177.59 | bal_3P_1/0AC | 8100204 | no | no |  |  | no |  |  | 0 | 0 | 0 | 0
oh_line_8100204_200815591 |  | ABCD | node_8100204_200815590 | node_8100204_200815591 | 51.643 | bal_3P_1/0AC | 8100204 | no | no |  |  | no |  |  | 0 | 0 | 0 | 0
oh_line_8100204_200815593 |  | ABCD | node_8100204_200815591 | node_8100204_200815593 | 139.857 | bal_3P_1/0AC | 8100204 | no | no |  |  | no |  |  | 0 | 0 | 0 | 0
oh_line_8100204_200815619 |  | ABCD | node_8100204_200815586 | node_8100204_200815619 | 67.008 | bal_3P_1/0AC | 8100204 | no | no |  |  | no |  |  | 0 | 0 | 0 | 0
oh_line_8100204_200815620 |  | ABCD | node_8100204_200815619 | node_8100204_200815620 | 85.162 | bal_3P_1/0AC | 8100204 | no | no |  |  | no |  |  | 0 | 0 | 0 | 0
oh_line_8100204_200815622 |  | ABCD | node_8100204_200815620 | node_8100204_200815622 | 144.588 | bal_3P_1/0AC | 8100204 | no | no |  |  | no |  |  | 0 | 0 | 0 | 0
oh_line_8100204_200815623 |  | ABCD | node_8100204_200811420 | node_8100204_200815623 | 77.105 | bal_3P_1/0AC | 8100204 | no | no |  |  | no |  |  | 0 | 0 | 0 | 0
oh_line_8100204_200815726 |  | AD | node_8100204_200815379 | node_8100204_200815726 | 115.956 | bal_1P_1/0AC | 8100204 | no | no |  |  | no |  |  | 0 | 0 | 0 | 0
oh_line_8100204_200815728 |  | AD | node_8100204_200982337 | node_8100204_200815728 | 129.742 | bal_1P_1/0AC | 8100204 | no | no |  |  | no |  |  | 0 | 0 | 0 | 0
oh_line_8100204_200815818 |  | ABCD | node_8100204_200815830 | node_8100204_200815818 | 87.637 | bal_3P_1/0AC | 8100204 | no | no |  |  | no |  |  | 0 | 0 | 0 | 0
oh_line_8100204_200815826 |  | ABCD | node_8100204_200815827 | node_8100204_200815826 | 129.83 | bal_3P_1/0AC | 8100204 | no | no |  |  | no |  |  | 0 | 0 | 0 | 0
oh_line_8100204_200815827 |  | ABCD | node_8100204_200815828 | node_8100204_200815827 | 187.873 | bal_3P_1/0AC | 8100204 | no | no |  |  | no |  |  | 0 | 0 | 0 | 0
oh_line_8100204_200815828 |  | ABCD | node_8100204_200815593 | node_8100204_200815828 | 177.155 | bal_3P_1/0AC | 8100204 | no | no |  |  | no |  |  | 0 | 0 | 0 | 0
oh_line_8100204_200815829 |  | ABCD | node_8100204_200815828 | node_8100204_200815829 | 88.427 | bal_3P_1/0AC | 8100204 | no | no |  |  | no |  |  | 0 | 0 | 0 | 0
oh_line_8100204_200815830 |  | ABCD | node_8100204_200815829 | node_8100204_200815830 | 111.264 | bal_3P_1/0AC | 8100204 | no | no |  |  | no |  |  | 0 | 0 | 0 | 0
oh_line_8100204_200816082 |  | AD | node_8100204_200814852 | node_8100204_200816082 | 168.305 | bal_1P_1/0AC | 8100204 | no | no |  |  | no |  |  | 0 | 0 | 0 | 0
oh_line_8100204_200816083 |  | AD | node_8100204_200816082 | node_8100204_200816083 | 127.58 | bal_1P_1/0AC | 8100204 | no | no |  |  | no |  |  | 0 | 0 | 0 | 0
oh_line_8100204_200816084 |  | AD | node_8100204_200816083 | node_8100204_200816084 | 119.419 | bal_1P_1/0AC | 8100204 | no | no |  |  | no |  |  | 0 | 0 | 0 | 0
oh_line_8100204_200819514 |  | AD | node_8100204_200811627 | node_8100204_200819514 | 184.668 | bal_1P_2CU | 8100204 | no | no |  |  | no |  |  | 0 | 0 | 0 | 0
oh_line_8100204_200819515 |  | AD | node_8100204_200819514 | node_8100204_200819515 | 113.353 | bal_1P_2CU | 8100204 | no | no |  |  | no |  |  | 0 | 0 | 0 | 0
oh_line_8100204_200819516 |  | AD | node_8100204_200819515 | node_8100204_200819516 | 141.368 | bal_1P_2CU | 8100204 | no | no |  |  | no |  |  | 0 | 0 | 0 | 0
oh_line_8100204_200819523 |  | ABCD | node_SOURCE_8100204 | node_8100204_200819523 | 28.662 | bal_3P_477AL | 8100204 | no | no |  |  | no |  |  | 0 | 0 | 0 | 0
oh_line_8100204_200819527 |  | ABCD | node_8100204_310050896 | node_8100204_200819527 | 111.561 | bal_3P_477AL | 8100204 | no | no |  |  | no |  |  | 0 | 0 | 0 | 0
oh_line_8100204_200819530 |  | ABCD | node_8100204_310050906 | node_8100204_200819530 | 117.234 | bal_3P_477AL | 8100204 | no | no |  |  | no |  |  | 0 | 0 | 0 | 0
oh_line_8100204_200819534 |  | ABCD | node_8100204_200819536 | node_8100204_200819534 | 115.605 | bal_3P_477AL | 8100204 | no | no |  |  | no |  |  | 0 | 0 | 0 | 0
oh_line_8100204_200819536 |  | ABCD | node_8100204_200819523 | node_intto1_8100204_200819536 | 94.669 | bal_3P_477AL | 8100204 | no | no |  |  | no |  |  | 0 | 0 | 0 | 0
oh_line_8100204_200819537 |  | ABCD | node_8100204_200819536 | node_8100204_200819537 | 90.151 | bal_3P_477AL | 8100204 | no | no |  |  | no |  |  | 0 | 0 | 0 | 0
oh_line_8100204_200819540 |  | AD | node_8100204_200811692 | node_8100204_200819540 | 168.505 | bal_1P_1/0AC | 8100204 | no | no |  |  | no |  |  | 0 | 0 | 0 | 0
oh_line_8100204_200819547 |  | AD | node_8100204_200819527 | node_8100204_200819547 | 86.979 | bal_1P_4CU | 8100204 | no | no |  |  | no |  |  | 0 | 0 | 0 | 0
oh_line_8100204_200819548 |  | AD | node_8100204_200819547 | node_intto1_8100204_200819548 | 127.673 | bal_1P_4CU | 8100204 | no | no |  |  | no |  |  | 0 | 0 | 0 | 0
oh_line_8100204_200819549 |  | AD | node_8100204_200819548 | node_8100204_200819549 | 146.819 | bal_1P_4CU | 8100204 | no | no |  |  | no |  |  | 0 | 0 | 0 | 0
oh_line_8100204_200819550 |  | AD | node_8100204_200819549 | node_8100204_200819550 | 215.93 | bal_1P_4CU | 8100204 | no | no |  |  | no |  |  | 0 | 0 | 0 | 0
oh_line_8100204_200819551 |  | AD | node_8100204_200819550 | node_8100204_200819551 | 202.141 | bal_1P_4CU | 8100204 | no | no |  |  | no |  |  | 0 | 0 | 0 | 0
oh_line_8100204_200819552 |  | AD | node_8100204_200819551 | node_8100204_200819552 | 137.456 | bal_1P_4CU | 8100204 | no | no |  |  | no |  |  | 0 | 0 | 0 | 0
oh_line_8100204_200819555 |  | AD | node_8100204_200811904 | node_8100204_200819555 | 120.033 | bal_1P_4CU | 8100204 | no | no |  |  | no |  |  | 0 | 0 | 0 | 0
oh_line_8100204_200819556 |  | AD | node_8100204_200819555 | node_8100204_200819556 | 156.819 | bal_1P_4CU | 8100204 | no | no |  |  | no |  |  | 0 | 0 | 0 | 0
oh_line_8100204_200819557 |  | AD | node_8100204_200819556 | node_8100204_200819557 | 95.553 | bal_1P_4CU | 8100204 | no | no |  |  | no |  |  | 0 | 0 | 0 | 0
oh_line_8100204_200819560 |  | AD | node_8100204_200819557 | node_8100204_200819560 | 165.665 | bal_1P_1/0AA | 8100204 | no | no |  |  | no |  |  | 0 | 0 | 0 | 0
oh_line_8100204_200819561 |  | AD | node_8100204_200819560 | node_8100204_200819561 | 92.044 | bal_1P_1/0AA | 8100204 | no | no |  |  | no |  |  | 0 | 0 | 0 | 0
oh_line_8100204_200820360 |  | AD | node_8100204_200819557 | node_8100204_200820360 | 171.209 | bal_1P_2AC | 8100204 | no | no |  |  | no |  |  | 0 | 0 | 0 | 0
oh_line_8100204_200820361 |  | AD | node_8100204_200820360 | node_8100204_200820361 | 179.822 | bal_1P_2AC | 8100204 | no | no |  |  | no |  |  | 0 | 0 | 0 | 0
oh_line_8100204_200820362 |  | AD | node_8100204_200820361 | node_8100204_200820362 | 66.725 | bal_1P_2AC | 8100204 | no | no |  |  | no |  |  | 0 | 0 | 0 | 0
oh_line_8100204_200820363 |  | AD | node_8100204_200820362 | node_8100204_200820363 | 180.409 | bal_1P_2AC | 8100204 | no | no |  |  | no |  |  | 0 | 0 | 0 | 0
oh_line_8100204_200820364 |  | AD | node_8100204_200820363 | node_8100204_200820364 | 180.378 | bal_1P_2AC | 8100204 | no | no |  |  | no |  |  | 0 | 0 | 0 | 0
oh_line_8100204_200917129 |  | ABCD | node_8100204_200917130 | node_8100204_200917129 | 269.367 | bal_3P_2AC | 8100204 | no | no |  |  | no |  |  | 0 | 0 | 0 | 0
oh_line_8100204_200917130 |  | ABCD | node_8100204_200815622 | node_8100204_200917130 | 181.392 | bal_3P_1/0AC | 8100204 | no | no |  |  | no |  |  | 0 | 0 | 0 | 0
oh_line_8100204_200952235 |  | ABCD | node_8100204_200819530 | node_8100204_200952235 | 117.362 | bal_3P_477AL | 8100204 | no | no |  |  | no |  |  | 0 | 0 | 0 | 0
oh_line_8100204_200954308-1 |  | ABCD | node_8100204_200819537 | node_8100204_200954308 | 47.598 | bal_3P_477AL | 8100204 | no | no |  |  | no |  |  | 0 | 0 | 0 | 0
oh_line_8100204_200955184-1 |  | ABCD | node_8100204_200819537 | node_intto1_8100204_200955184 | 86.488 | bal_3P_477AL | 8100204 | no | no |  |  | no |  |  | 0 | 0 | 0 | 0
oh_line_8100204_200967008 |  | ABCD | node_8100204_200811677 | node_8100204_200967008 | 154.384 | bal_3P_477AL | 8100204 | no | no |  |  | no |  |  | 0 | 0 | 0 | 0
oh_line_8100204_200968463 |  | AD | node_8100204_200811683 | node_8100204_200968463 | 156.973 | bal_1P_1/0AA | 8100204 | no | no |  |  | no |  |  | 0 | 0 | 0 | 0
oh_line_8100204_200982337 |  | AD | node_8100204_200815726 | node_8100204_200982337 | 183.087 | bal_1P_1/0AC | 8100204 | no | no |  |  | no |  |  | 0 | 0 | 0 | 0
oh_line_8100204_310049729 |  | ABCD | node_8100204_200819534 | node_8100204_310049729 | 116.115 | bal_3P_477AL | 8100204 | no | no |  |  | no |  |  | 0 | 0 | 0 | 0
oh_line_8100204_310049730 |  | ABCD | node_8100204_310049734 | node_8100204_310049730 | 91.253 | bal_3P_477AL | 8100204 | no | no |  |  | no |  |  | 0 | 0 | 0 | 0
oh_line_8100204_310049734 |  | ABCD | node_8100204_200811681 | node_8100204_310049734 | 135.448 | bal_3P_477AL | 8100204 | no | no |  |  | no |  |  | 0 | 0 | 0 | 0
oh_line_8100204_310049737 |  | ABCD | node_8100204_200811683 | node_8100204_310049737 | 114.428 | bal_3P_477AL | 8100204 | no | no |  |  | no |  |  | 0 | 0 | 0 | 0
oh_line_8100204_310049742 |  | ABCD | node_8100204_200811685 | node_8100204_310049742 | 71.546 | bal_3P_477AL | 8100204 | no | no |  |  | no |  |  | 0 | 0 | 0 | 0
oh_line_8100204_310049745 |  | ABCD | node_8100204_310049746 | node_8100204_310049745 | 118.15 | bal_3P_477AL | 8100204 | no | no |  |  | no |  |  | 0 | 0 | 0 | 0
oh_line_8100204_310049746 |  | ABCD | node_8100204_200811668 | node_8100204_310049746 | 115.268 | bal_3P_477AL | 8100204 | no | no |  |  | no |  |  | 0 | 0 | 0 | 0
oh_line_8100204_310049752 |  | ABCD | node_8100204_200811672 | node_8100204_310049752 | 105.571 | bal_3P_477AL | 8100204 | no | no |  |  | no |  |  | 0 | 0 | 0 | 0
oh_line_8100204_310050869 |  | ABCD | node_8100204_200967008 | node_8100204_310050869 | 80.694 | bal_3P_477AL | 8100204 | no | no |  |  | no |  |  | 0 | 0 | 0 | 0
oh_line_8100204_310050880 |  | ABCD | node_8100204_310050883 | node_8100204_310050880 | 136.168 | bal_3P_477AL | 8100204 | no | no |  |  | no |  |  | 0 | 0 | 0 | 0
oh_line_8100204_310050883 |  | ABCD | node_8100204_200819527 | node_8100204_310050883 | 118.879 | bal_3P_477AL | 8100204 | no | no |  |  | no |  |  | 0 | 0 | 0 | 0
oh_line_8100204_310050896 |  | ABCD | node_8100204_200952235 | node_8100204_310050896 | 122.356 | bal_3P_477AL | 8100204 | no | no |  |  | no |  |  | 0 | 0 | 0 | 0
oh_line_8100204_310050906 |  | ABCD | node_8100204_310050915 | node_8100204_310050906 | 65.923 | bal_3P_477AL | 8100204 | no | no |  |  | no |  |  | 0 | 0 | 0 | 0
oh_line_8100204_310050915 |  | ABCD | node_8100204_310049729 | node_8100204_310050915 | 191.684 | bal_3P_477AL | 8100204 | no | no |  |  | no |  |  | 0 | 0 | 0 | 0
oh_line_8100204_311932792 |  | AD | node_8100204_200811413 | node_8100204_311932792 | 34.527 | bal_1P_1/0AC | 8100204 | no | no |  |  | no |  |  | 0 | 0 | 0 | 0
oh_line_8100204_312119259 |  | ABCD | node_8100204_310050869 | node_8100204_312119259 | 110.045 | bal_3P_477AL | 8100204 | no | no |  |  | no |  |  | 0 | 0 | 0 | 0
oh_line_TAP_OH_892366 |  | ABCN | node_8100204_200811413 | node_1397506_498_15292066_253 | 0.033 | unb_TAPWIRE_OH | 8100204 | no | no |  |  | no |  |  | 0 | 0 | 0 | 0
oh_line_TAP_OH_892367 |  | ABCN | node_8100204_200811420 | node_1397036_027_15291903_528 | 0.033 | unb_TAPWIRE_OH | 8100204 | no | no |  |  | no |  |  | 0 | 0 | 0 | 0
oh_line_TAP_OH_892369 |  | ABCN | node_8100204_200811429 | node_1397912_82_15292208_975 | 0.033 | unb_TAPWIRE_OH | 8100204 | no | no |  |  | no |  |  | 0 | 0 | 0 | 0
oh_line_TAP_OH_892370 |  | ABCN | node_8100204_200811432 | node_1398194_314_15292300_863 | 0.033 | unb_TAPWIRE_OH | 8100204 | no | no |  |  | no |  |  | 0 | 0 | 0 | 0
oh_line_TAP_OH_892371 |  | ABCN | node_8100204_200811439 | node_1399173_661_15292018_892 | 0.033 | unb_TAPWIRE_OH | 8100204 | no | no |  |  | no |  |  | 0 | 0 | 0 | 0
oh_line_TAP_OH_892378 |  | ABCN | node_8100204_200811483 | node_1397034_024_15292769_105 | 0.033 | unb_TAPWIRE_OH | 8100204 | no | no |  |  | no |  |  | 0 | 0 | 0 | 0
oh_line_TAP_OH_892379 |  | ABCN | node_8100204_200811485 | node_1397271_471_15291808_406 | 0.033 | unb_TAPWIRE_OH | 8100204 | no | no |  |  | no |  |  | 0 | 0 | 0 | 0
oh_line_TAP_OH_892380 |  | ABCN | node_8100204_200811489 | node_1397416_036_15291369_904 | 0.033 | unb_TAPWIRE_OH | 8100204 | no | no |  |  | no |  |  | 0 | 0 | 0 | 0
oh_line_TAP_OH_892385 |  | ABCN | node_8100204_200811529 | node_1397461_598_15292494_491 | 0.033 | unb_TAPWIRE_OH | 8100204 | no | no |  |  | no |  |  | 0 | 0 | 0 | 0
oh_line_TAP_OH_892386 |  | ABCN | node_8100204_200811535 | node_1397822_834_15292485_842 | 0.033 | unb_TAPWIRE_OH | 8100204 | no | no |  |  | no |  |  | 0 | 0 | 0 | 0
oh_line_TAP_OH_892387 |  | ABCN | node_8100204_200811536 | node_1397793_007_15292569_625 | 0.033 | unb_TAPWIRE_OH | 8100204 | no | no |  |  | no |  |  | 0 | 0 | 0 | 0
oh_line_TAP_OH_892388 |  | ABCN | node_8100204_200811539 | node_1397696_504_15292811_748 | 0.033 | unb_TAPWIRE_OH | 8100204 | no | no |  |  | no |  |  | 0 | 0 | 0 | 0
oh_line_TAP_OH_892393 |  | AN | node_8100204_200811570 | node_1398515_065_15292350_402 | 0.033 | unb_TAPWIRE_OH | 8100204 | no | no |  |  | no |  |  | 0 | 0 | 0 | 0
oh_line_TAP_OH_892394 |  | AN | node_8100204_200811577 | node_1398520_569_15292887_202 | 0.033 | unb_TAPWIRE_OH | 8100204 | no | no |  |  | no |  |  | 0 | 0 | 0 | 0
oh_line_TAP_OH_892399 |  | AN | node_8100204_200811608 | node_1399151_452_15290422_504 | 0.033 | unb_TAPWIRE_OH | 8100204 | no | no |  |  | no |  |  | 0 | 0 | 0 | 0
oh_line_TAP_OH_892400 |  | ABCN | node_8100204_200811615 | node_1399166_582_15289746_119 | 0.033 | unb_TAPWIRE_OH | 8100204 | no | no |  |  | no |  |  | 0 | 0 | 0 | 0
oh_line_TAP_OH_892401 |  | AN | node_8100204_200811625 | node_1399479_755_15289008_26 | 0.033 | unb_TAPWIRE_OH | 8100204 | no | no |  |  | no |  |  | 0 | 0 | 0 | 0
oh_line_TAP_OH_892402 |  | AN | node_8100204_200811643 | node_1399234_075_15288991_772 | 0.033 | unb_TAPWIRE_OH | 8100204 | no | no |  |  | no |  |  | 0 | 0 | 0 | 0
oh_line_TAP_OH_892403 |  | AN | node_8100204_200811648 | node_1398862_146_15288818_833 | 0.033 | unb_TAPWIRE_OH | 8100204 | no | no |  |  | no |  |  | 0 | 0 | 0 | 0
oh_line_TAP_OH_892404 |  | AN | node_8100204_200811649 | node_1399106_214_15290753_725 | 0.033 | unb_TAPWIRE_OH | 8100204 | no | no |  |  | no |  |  | 0 | 0 | 0 | 0
oh_line_TAP_OH_892405 |  | AN | node_8100204_200811660 | node_1399713_473_15290583_98 | 0.033 | unb_TAPWIRE_OH | 8100204 | no | no |  |  | no |  |  | 0 | 0 | 0 | 0
oh_line_TAP_OH_892406 |  | ABCN | node_8100204_200811664 | node_1399533_281_15291531_084 | 0.033 | unb_TAPWIRE_OH | 8100204 | no | no |  |  | no |  |  | 0 | 0 | 0 | 0
oh_line_TAP_OH_892407 |  | ABCN | node_8100204_200811669 | node_1400163_291_15290434_34 | 0.033 | unb_TAPWIRE_OH | 8100204 | no | no |  |  | no |  |  | 0 | 0 | 0 | 0
oh_line_TAP_OH_892408 |  | ABCN | node_8100204_200811681 | node_1399733_181_15291290_44 | 0.033 | unb_TAPWIRE_OH | 8100204 | no | no |  |  | no |  |  | 0 | 0 | 0 | 0
oh_line_TAP_OH_892409 |  | ABCN | node_8100204_200811686 | node_1399972_374_15290881_695 | 0.033 | unb_TAPWIRE_OH | 8100204 | no | no |  |  | no |  |  | 0 | 0 | 0 | 0
oh_line_TAP_OH_892410 |  | AN | node_8100204_200811693 | node_1399870_793_15290099_835 | 0.033 | unb_TAPWIRE_OH | 8100204 | no | no |  |  | no |  |  | 0 | 0 | 0 | 0
oh_line_TAP_OH_892411 |  | AN | node_8100204_200811697 | node_1400093_791_15289689_322 | 0.033 | unb_TAPWIRE_OH | 8100204 | no | no |  |  | no |  |  | 0 | 0 | 0 | 0
oh_line_TAP_OH_892412 |  | AN | node_8100204_200811702 | node_1399682_22_15291870_633 | 0.033 | unb_TAPWIRE_OH | 8100204 | no | no |  |  | no |  |  | 0 | 0 | 0 | 0
oh_line_TAP_OH_892413 |  | AN | node_8100204_200811705 | node_1399650_056_15292247_481 | 0.033 | unb_TAPWIRE_OH | 8100204 | no | no |  |  | no |  |  | 0 | 0 | 0 | 0
oh_line_TAP_OH_892428 |  | ABCN | node_8100204_200811810 | node_1400697_015_15290541_299 | 0.033 | unb_TAPWIRE_OH | 8100204 | no | no |  |  | no |  |  | 0 | 0 | 0 | 0
oh_line_TAP_OH_892429 |  | ABCN | node_8100204_200811811 | node_1400697_719_15290427_19 | 0.033 | unb_TAPWIRE_OH | 8100204 | no | no |  |  | no |  |  | 0 | 0 | 0 | 0
oh_line_TAP_OH_892434 |  | AN | node_8100204_200811864 | node_1401549_908_15291120_438 | 0.033 | unb_TAPWIRE_OH | 8100204 | no | no |  |  | no |  |  | 0 | 0 | 0 | 0
oh_line_TAP_OH_892437 |  | AN | node_8100204_200811888 | node_1402206_698_15291206_169 | 0.033 | unb_TAPWIRE_OH | 8100204 | no | no |  |  | no |  |  | 0 | 0 | 0 | 0
oh_line_TAP_OH_892438 |  | AN | node_8100204_200811893 | node_1401160_776_15290788_87 | 0.033 | unb_TAPWIRE_OH | 8100204 | no | no |  |  | no |  |  | 0 | 0 | 0 | 0
oh_line_TAP_OH_892439 |  | AN | node_8100204_200811895 | node_1401377_434_15290924_101 | 0.033 | unb_TAPWIRE_OH | 8100204 | no | no |  |  | no |  |  | 0 | 0 | 0 | 0
oh_line_TAP_OH_892440 |  | AN | node_8100204_200811901 | node_1401257_726_15290526_302 | 0.033 | unb_TAPWIRE_OH | 8100204 | no | no |  |  | no |  |  | 0 | 0 | 0 | 0
oh_line_TAP_OH_892895 |  | ABCN | node_8100204_200814851 | node_1399671_478_15290157_59 | 0.033 | unb_TAPWIRE_OH | 8100204 | no | no |  |  | no |  |  | 0 | 0 | 0 | 0
oh_line_TAP_OH_892896 |  | ABCN | node_8100204_200814852 | node_1399537_693_15290098_752 | 0.033 | unb_TAPWIRE_OH | 8100204 | no | no |  |  | no |  |  | 0 | 0 | 0 | 0
oh_line_TAP_OH_892998 |  | ABCN | node_8100204_200815381 | node_1398106_726_15293352_295 | 0.033 | unb_TAPWIRE_OH | 8100204 | no | no |  |  | no |  |  | 0 | 0 | 0 | 0
oh_line_TAP_OH_893000 |  | AN | node_8100204_200815389 | node_1397505_933_15293107_834 | 0.033 | unb_TAPWIRE_OH | 8100204 | no | no |  |  | no |  |  | 0 | 0 | 0 | 0
oh_line_TAP_OH_893002 |  | ABCN | node_8100204_200815394 | node_1399107_512_15292307_833 | 0.033 | unb_TAPWIRE_OH | 8100204 | no | no |  |  | no |  |  | 0 | 0 | 0 | 0
oh_line_TAP_OH_893004 |  | ABCN | node_8100204_200815398 | node_1398763_866_15292912_927 | 0.033 | unb_TAPWIRE_OH | 8100204 | no | no |  |  | no |  |  | 0 | 0 | 0 | 0
oh_line_TAP_OH_893018 |  | ABCN | node_8100204_200815480 | node_1397463_282_15292555_712 | 0.033 | unb_TAPWIRE_OH | 8100204 | no | no |  |  | no |  |  | 0 | 0 | 0 | 0
oh_line_TAP_OH_893085 |  | AN | node_8100204_200815728 | node_1398165_911_15293031_187 | 0.033 | unb_TAPWIRE_OH | 8100204 | no | no |  |  | no |  |  | 0 | 0 | 0 | 0
oh_line_TAP_OH_893129 |  | AN | node_8100204_200816084 | node_1399642_844_15289665_16 | 0.033 | unb_TAPWIRE_OH | 8100204 | no | no |  |  | no |  |  | 0 | 0 | 0 | 0
oh_line_TAP_OH_894253 |  | AN | node_8100204_200819515 | node_1399772_565_15288799_038 | 0.033 | unb_TAPWIRE_OH | 8100204 | no | no |  |  | no |  |  | 0 | 0 | 0 | 0
oh_line_TAP_OH_894254 |  | AN | node_8100204_200819516 | node_1399840_165_15288680_582 | 0.033 | unb_TAPWIRE_OH | 8100204 | no | no |  |  | no |  |  | 0 | 0 | 0 | 0
oh_line_TAP_OH_894255 |  | ABCN | node_8100204_200819527 | node_1400625_19_15289406_255 | 0.033 | unb_TAPWIRE_OH | 8100204 | no | no |  |  | no |  |  | 0 | 0 | 0 | 0
oh_line_TAP_OH_894258 |  | AN | node_8100204_200819540 | node_1400758_654_15289626_724 | 0.033 | unb_TAPWIRE_OH | 8100204 | no | no |  |  | no |  |  | 0 | 0 | 0 | 0
oh_line_TAP_OH_894259 |  | AN | node_8100204_200819549 | node_1400249_888_15289210_256 | 0.033 | unb_TAPWIRE_OH | 8100204 | no | no |  |  | no |  |  | 0 | 0 | 0 | 0
oh_line_TAP_OH_894260 |  | AN | node_8100204_200819552 | node_1400439_308_15288720_55 | 0.033 | unb_TAPWIRE_OH | 8100204 | no | no |  |  | no |  |  | 0 | 0 | 0 | 0
oh_line_TAP_OH_894261 |  | AN | node_8100204_200819557 | node_1401687_26_15290124_42 | 0.033 | unb_TAPWIRE_OH | 8100204 | no | no |  |  | no |  |  | 0 | 0 | 0 | 0
oh_line_TAP_OH_894262 |  | AN | node_8100204_200819561 | node_1401933_75_15290199_416 | 0.033 | unb_TAPWIRE_OH | 8100204 | no | no |  |  | no |  |  | 0 | 0 | 0 | 0
oh_line_TAP_OH_894540 |  | AN | node_8100204_200820363 | node_1401993_742_15290542_781 | 0.033 | unb_TAPWIRE_OH | 8100204 | no | no |  |  | no |  |  | 0 | 0 | 0 | 0
oh_line_TAP_OH_894541 |  | AN | node_8100204_200820364 | node_1402125_057_15290697_626 | 0.033 | unb_TAPWIRE_OH | 8100204 | no | no |  |  | no |  |  | 0 | 0 | 0 | 0
oh_line_TAP_OH_921042 |  | ABCN | node_8100204_200952235 | node_1400719_149_15289182_137 | 0.033 | unb_TAPWIRE_OH | 8100204 | no | no |  |  | no |  |  | 0 | 0 | 0 | 0
oh_line_TAP_OH_923576 |  | ABCN | node_8100204_200967008 | node_1400422_056_15289864_84 | 0.033 | unb_TAPWIRE_OH | 8100204 | no | no |  |  | no |  |  | 0 | 0 | 0 | 0
oh_line_TAP_OH_1506032 |  | AN | node_8100204_200968463 | node_1400001_142_15291139_009 | 0.033 | unb_TAPWIRE_OH | 8100204 | no | no |  |  | no |  |  | 0 | 0 | 0 | 0
oh_line_TAP_OH_2135323 |  | ABCN | node_8100204_200815818 | node_1396528_121_15291114_036 | 0.033 | unb_TAPWIRE_OH | 8100204 | no | no |  |  | no |  |  | 0 | 0 | 0 | 0
oh_line_TAP_OH_2135324 |  | ABCN | node_8100204_200815818 | node_1396509_147_15291106_123 | 0.033 | unb_TAPWIRE_OH | 8100204 | no | no |  |  | no |  |  | 0 | 0 | 0 | 0
oh_line_TAP_OH_2135325 |  | ABCN | node_8100204_200815818 | node_1396547_943_15291115_098 | 0.033 | unb_TAPWIRE_OH | 8100204 | no | no |  |  | no |  |  | 0 | 0 | 0 | 0
oh_line_TAP_OH_2135354 |  | ABCN | node_8100204_200815397 | node_1398915_284_15292788_713 | 0.033 | unb_TAPWIRE_OH | 8100204 | no | no |  |  | no |  |  | 0 | 0 | 0 | 0
oh_line_TAP_OH_2135355 |  | ABCN | node_8100204_200815397 | node_1398902_128_15292808_527 | 0.033 | unb_TAPWIRE_OH | 8100204 | no | no |  |  | no |  |  | 0 | 0 | 0 | 0
oh_line_TAP_OH_2135376 |  | ABCN | node_8100204_200811557 | node_1398121_314_15292682_344 | 0.033 | unb_TAPWIRE_OH | 8100204 | no | no |  |  | no |  |  | 0 | 0 | 0 | 0
oh_line_TAP_OH_2135377 |  | ABCN | node_8100204_200811557 | node_1398114_021_15292707_044 | 0.033 | unb_TAPWIRE_OH | 8100204 | no | no |  |  | no |  |  | 0 | 0 | 0 | 0
oh_line_TAP_OH_2135378 |  | ABCN | node_8100204_200811557 | node_1398123_586_15292655_911 | 0.033 | unb_TAPWIRE_OH | 8100204 | no | no |  |  | no |  |  | 0 | 0 | 0 | 0
oh_line_TAP_OH_2135397 |  | ABCN | node_8100204_200815590 | node_1396790_485_15291496_071 | 0.033 | unb_TAPWIRE_OH | 8100204 | no | no |  |  | no |  |  | 0 | 0 | 0 | 0
oh_line_TAP_OH_2135398 |  | ABCN | node_8100204_200815590 | node_1396772_964_15291483_448 | 0.033 | unb_TAPWIRE_OH | 8100204 | no | no |  |  | no |  |  | 0 | 0 | 0 | 0
oh_line_TAP_OH_2135399 |  | ABCN | node_8100204_200815590 | node_1396809_815_15291502_196 | 0.033 | unb_TAPWIRE_OH | 8100204 | no | no |  |  | no |  |  | 0 | 0 | 0 | 0
oh_line_TAP_OH_2220933 |  | ABCN | node_8100204_200811423 | node_1396647_28_15291901_433 | 0.033 | unb_TAPWIRE_OH | 8100204 | no | no |  |  | no |  |  | 0 | 0 | 0 | 0
oh_line_TAP_OH_2220934 |  | ABCN | node_8100204_200811423 | node_1396629_827_15291888_64 | 0.033 | unb_TAPWIRE_OH | 8100204 | no | no |  |  | no |  |  | 0 | 0 | 0 | 0
oh_line_TAP_OH_2220943 |  | ABCN | node_8100204_200815586 | node_1397208_762_15291371_272 | 0.033 | unb_TAPWIRE_OH | 8100204 | no | no |  |  | no |  |  | 0 | 0 | 0 | 0
oh_line_TAP_OH_2220944 |  | ABCN | node_8100204_200815586 | node_1397226_547_15291383_205 | 0.033 | unb_TAPWIRE_OH | 8100204 | no | no |  |  | no |  |  | 0 | 0 | 0 | 0
oh_line_TAP_OH_2220945 |  | ABCN | node_8100204_200815830 | node_1396610_297_15291123_423 | 0.033 | unb_TAPWIRE_OH | 8100204 | no | no |  |  | no |  |  | 0 | 0 | 0 | 0
oh_line_TAP_OH_2220946 |  | ABCN | node_8100204_200815830 | node_1396591_76_15291113_8 | 0.033 | unb_TAPWIRE_OH | 8100204 | no | no |  |  | no |  |  | 0 | 0 | 0 | 0
oh_line_TAP_OH_2220947 |  | ABCN | node_8100204_200815830 | node_1396630_028_15291126_293 | 0.033 | unb_TAPWIRE_OH | 8100204 | no | no |  |  | no |  |  | 0 | 0 | 0 | 0
oh_line_TAP_OH_2220959 |  | ABCN | node_8100204_200811479 | node_1397272_69_15292271_561 | 0.033 | unb_TAPWIRE_OH | 8100204 | no | no |  |  | no |  |  | 0 | 0 | 0 | 0
oh_line_TAP_OH_2220960 |  | ABCN | node_8100204_200811479 | node_1397265_455_15292296_292 | 0.033 | unb_TAPWIRE_OH | 8100204 | no | no |  |  | no |  |  | 0 | 0 | 0 | 0
oh_line_TAP_OH_2220982 |  | ABCN | node_8100204_200811481 | node_1397172_408_15292553_949 | 0.033 | unb_TAPWIRE_OH | 8100204 | no | no |  |  | no |  |  | 0 | 0 | 0 | 0
oh_line_TAP_OH_2220983 |  | ABCN | node_8100204_200811481 | node_1397165_562_15292578_882 | 0.033 | unb_TAPWIRE_OH | 8100204 | no | no |  |  | no |  |  | 0 | 0 | 0 | 0
oh_line_TAP_OH_2220984 |  | ABCN | node_8100204_200811481 | node_1397174_204_15292527_447 | 0.033 | unb_TAPWIRE_OH | 8100204 | no | no |  |  | no |  |  | 0 | 0 | 0 | 0
oh_line_TAP_OH_2220990 |  | ABCN | node_8100204_200819534 | node_1401010_226_15288655_469 | 0.033 | unb_TAPWIRE_OH | 8100204 | no | no |  |  | no |  |  | 0 | 0 | 0 | 0
oh_line_TAP_OH_2220991 |  | ABCN | node_8100204_200819534 | node_1401001_82_15288679_517 | 0.033 | unb_TAPWIRE_OH | 8100204 | no | no |  |  | no |  |  | 0 | 0 | 0 | 0
oh_line_TAP_OH_2221000 |  | ABCN | node_8100204_200815826 | node_1397204_49_15291161_053 | 0.033 | unb_TAPWIRE_OH | 8100204 | no | no |  |  | no |  |  | 0 | 0 | 0 | 0
oh_line_TAP_OH_2221001 |  | ABCN | node_8100204_200815826 | node_1397198_055_15291186_185 | 0.033 | unb_TAPWIRE_OH | 8100204 | no | no |  |  | no |  |  | 0 | 0 | 0 | 0
oh_line_TAP_OH_2221002 |  | ABCN | node_8100204_200815826 | node_1397205_852_15291134_5 | 0.033 | unb_TAPWIRE_OH | 8100204 | no | no |  |  | no |  |  | 0 | 0 | 0 | 0
oh_line_TAP_OH_2416134 |  | ABCN | node_8100204_200811827 | node_1400886_54_15291358_447 | 0.033 | unb_TAPWIRE_OH | 8100204 | no | no |  |  | no |  |  | 0 | 0 | 0 | 0
oh_line_TAP_OH_2416135 |  | ABCN | node_8100204_200811827 | node_1400867_135_15291352_786 | 0.033 | unb_TAPWIRE_OH | 8100204 | no | no |  |  | no |  |  | 0 | 0 | 0 | 0
oh_line_TAP_OH_2416136 |  | ABCN | node_8100204_200811412 | node_1396384_555_15291453_112 | 0.033 | unb_TAPWIRE_OH | 8100204 | no | no |  |  | no |  |  | 0 | 0 | 0 | 0
oh_line_TAP_OH_2416137 |  | ABCN | node_8100204_200811412 | node_1396403_334_15291444_705 | 0.033 | unb_TAPWIRE_OH | 8100204 | no | no |  |  | no |  |  | 0 | 0 | 0 | 0
oh_line_TAP_OH_2416138 |  | ABCN | node_8100204_200811412 | node_1396368_068_15291467_771 | 0.033 | unb_TAPWIRE_OH | 8100204 | no | no |  |  | no |  |  | 0 | 0 | 0 | 0
oh_line_TAP_OH_2416139 |  | ABCN | node_8100204_200811480 | node_1397231_246_15292388_732 | 0.033 | unb_TAPWIRE_OH | 8100204 | no | no |  |  | no |  |  | 0 | 0 | 0 | 0
oh_line_TAP_OH_2416140 |  | ABCN | node_8100204_200811480 | node_1397223_824_15292413_362 | 0.033 | unb_TAPWIRE_OH | 8100204 | no | no |  |  | no |  |  | 0 | 0 | 0 | 0
oh_line_TAP_OH_2416141 |  | ABCN | node_8100204_200811480 | node_1397233_656_15292362_323 | 0.033 | unb_TAPWIRE_OH | 8100204 | no | no |  |  | no |  |  | 0 | 0 | 0 | 0
oh_line_TAP_OH_2416142 |  | ABCN | node_8100204_200815392 | node_1398978_38_15291935_073 | 0.033 | unb_TAPWIRE_OH | 8100204 | no | no |  |  | no |  |  | 0 | 0 | 0 | 0
oh_line_TAP_OH_2416143 |  | ABCN | node_8100204_200815392 | node_1398983_862_15291909_53 | 0.033 | unb_TAPWIRE_OH | 8100204 | no | no |  |  | no |  |  | 0 | 0 | 0 | 0
oh_line_TAP_OH_2416144 |  | ABCN | node_8100204_200815392 | node_1398978_017_15291961_693 | 0.033 | unb_TAPWIRE_OH | 8100204 | no | no |  |  | no |  |  | 0 | 0 | 0 | 0

## overhead_line_conductor
data_type | static
owner_type | feeder
owner | 8100204
object | overhead_line_conductor
name | groupid | geometric_mean_radius | resistance | diameter | rating_summer_continuous | rating_summer_emergency | rating_winter_continuous | rating_winter_emergency | dcircuit | selected | comments
oh_cond_1/0_AAAC |  | 0.012 | 0.876 | 0.398 | 235 | 235 | 310 | 310 |  | no
oh_cond_1/0_ACSR |  | 0.012 | 0.888 | 0.398 | 265 | 265 | 330 | 330 |  | no
oh_cond_2/0_CU |  | 0.013 | 0.44 | 0.414 | 295 | 295 | 425 | 425 |  | no
oh_cond_2_ACSR |  | 0.01 | 1.41 | 0.325 | 195 | 195 | 245 | 245 |  | no
oh_cond_2_CU |  | 0.009 | 0.873 | 0.292 | 190 | 190 | 270 | 270 |  | no
oh_cond_3_#7_CWD_30% |  | 0.005 | 3.07 | 0.311 | 125 | 125 | 195 | 195 |  | no
oh_cond_4_CU |  | 0.007 | 1.388 | 0.232 | 140 | 140 | 200 | 200 |  | no
oh_cond_336_5_MCM_AL |  | 0.021 | 0.279 | 0.666 | 490 | 490 | 644 | 644 |  | no
oh_cond_477_MCM_AL |  | 0.025 | 0.198 | 0.792 | 605 | 605 | 810 | 810 |  | no
oh_cond_WP-4/0-CU |  | 0.015 | 0.273 | 0.81 | 340 | 340 | 390 | 390 |  | no

## regulator
data_type | static
owner_type | feeder
owner | 8100204
object | regulator
name | groupid | phases | fr | to | configuration | sense_node | dcircuit | selected | monitored | monitored_fields | class_monitored_fields | played | played_fields | comments
regulator_220521909 |  | ABCD | node_intto1_8100204_200819536 | node_8100204_200819536 | config_regulator_220521909 |  | 8100204 | no | no |  |  | no

## regulator_configuration
data_type | static
owner_type | feeder
owner | 8100204
object | regulator_configuration
name | groupid | connect_type | band_center | band_width | time_delay | dwell_time | raise_taps | lower_taps | current_transducer_ratio | power_transducer_ratio | compensator_r_setting_A | compensator_x_setting_A | compensator_r_setting_B | compensator_x_setting_B | compensator_r_setting_C | compensator_x_setting_C | CT_phase | PT_phase | regulation | control_level | Control | Type | tap_pos_A | tap_pos_B | tap_pos_C | dcircuit | selected | comments
config_regulator_220521909 |  | WYE_WYE | 123 | 3 |  |  | 16 | 16 | 250 | 40 | 0 | 0 | 0 | 0 | 0 | 0 | A | A | 0.1 | INDIVIDUAL | OUTPUT_VOLTAGE | A | 0 | 0 | 0 |  | no

## switch
data_type | static
owner_type | feeder
owner | 8100204
object | switch
name | groupid | phases | fr | to | phase_A_state | phase_B_state | phase_C_state | operating_mode | status | dcircuit | selected | monitored | monitored_fields | class_monitored_fields | played | played_fields | comments
switch_220415335 |  | AD | node_intto1_220415335 | node_220415335 | CLOSED | CLOSED | CLOSED | INDIVIDUAL |  | 8100204 | no | no |  |  | no
switch_220415710 |  | ABCD | node_intto1_8100204_200955184 | node_8100204_200955184 | CLOSED | CLOSED | CLOSED | INDIVIDUAL |  | 8100204 | no | no |  |  | no
switch_220417133 |  | ABCD | node_intto1_8100204_200811488 | node_8100204_200811488 | CLOSED | CLOSED | CLOSED | INDIVIDUAL |  | 8100204 | no | no |  |  | no
switch_220417138 |  | ABCD | node_intto1_8100204_200811536 | node_8100204_200811536 | CLOSED | CLOSED | CLOSED | INDIVIDUAL |  | 8100204 | no | no |  |  | no

## transformer
data_type | static
owner_type | feeder
owner | 8100204
object | transformer
name | groupid | phases | fr | to | configuration | climate | aging_constant | use_thermal_model | aging_granularity | dcircuit | selected | monitored | monitored_fields | class_monitored_fields | played | played_fields | comments
transformer_220546745 |  | AD | node_intto1_220546745 | node_220546745 | config_transformer_220546745 |  | 0 |  | 0 | 8100204 | no | no |  |  | no

## transformer_configuration
data_type | static
owner_type | feeder
owner | 8100204
object | transformer_configuration
name | groupid | connect_type | install_type | coolant_type | cooling_type | primary_voltage | secondary_voltage | power_rating | powerA_rating | powerB_rating | powerC_rating | impedance | shunt_impedance | core_coil_weight | tank_fittings_weight | oil_volume | rated_winding_time_constant | rated_winding_hot_spot_rise | rated_top_oil_rise | no_load_loss | full_load_loss | reactance_resistance_ratio | installed_insulation_life | dcircuit | selected | comments
config_transformer_220546745 |  | DELTA_GWYE |  |  |  | 4800 | 12470 | 100 | 0 | 0 | 0 | 0.004+0.04j | 0 | 0 | 0 | 0 | 0 | 0 | 0 | 0 | 0 | 10 | 0 |  | no

## underground_line
data_type | static
owner_type | feeder
owner | 8100204
object | underground_line
name | groupid | phases | fr | to | length | configuration | dcircuit | selected | monitored | monitored_fields | class_monitored_fields | played | played_fields | comments
und_line_8100204_200805308 |  | ABCN | node_8100204_200811440 | node_intto1_8100204_200805308 | 11.607 | und_3P_1/0ALURD | 8100204 | no | no |  |  | no
und_line_8100204_200805317 |  | AN | node_8100204_200811708 | node_8100204_200805317 | 229.588 | und_1P_2ALURD_2AL(N) | 8100204 | no | no |  |  | no
und_line_8100204_200805322 |  | AN | node_8100204_200805317 | node_8100204_200805322 | 449.408 | und_1P_2ALURD_2AL(N) | 8100204 | no | no |  |  | no
und_line_8100204_200811605 |  | ABCN | node_8100204_200811620 | node_8100204_200811605 | 11.94 | und_3P_2ALURD | 8100204 | no | no |  |  | no
und_line_TAP_UG_58598 |  | ABCN | node_8100204_200805308 | node_1399222_573_15291908_648 | 0.033 | und_TAPWIRE_UG | 8100204 | no | no |  |  | no
und_line_TAP_UG_58599 |  | AN | node_8100204_200805317 | node_1399574_303_15292607_108 | 0.033 | und_TAPWIRE_UG | 8100204 | no | no |  |  | no
und_line_TAP_UG_58600 |  | AN | node_8100204_200805322 | node_1399912_503_15292973_868 | 0.033 | und_TAPWIRE_UG | 8100204 | no | no |  |  | no
und_line_TAP_UG_58681 |  | ABCN | node_8100204_200811605 | node_1398890_238_15289379_936 | 0.033 | und_TAPWIRE_UG | 8100204 | no | no |  |  | no

## underground_line_conductor
data_type | static
owner_type | feeder
owner | 8100204
object | underground_line_conductor
name | groupid | outer_diameter | conductor_gmr | conductor_diameter | conductor_resistance | neutral_gmr | neutral_diameter | neutral_resistance | neutral_strands | insulation_relative_permitivitty | shield_gmr | shield_resistance | rating_summer_continuous | rating_summer_emergency | rating_winter_continuous | rating_winter_emergency | dcircuit | selected | comments
und_cond_1P_2ALURD_2AL(N) | [12 empty] | 125 | 125 | 140 | 140 |  | no
und_cond_3P_1/0ALURD | [12 empty] | 160 | 160 | 180 | 180 |  | no
und_cond_3P_2ALURD | [12 empty] | 125 | 125 | 140 | 140 |  | no
und_cond_TAPWIRE_UG | [12 empty] | 99999999 | 99999999 | 99999999 | 99999999 |  | no