## capacitor
data_type | static
owner_type | feeder
owner | 8104101
object | capacitor
name | groupid | parent | phases | nominal_voltage | pt_phase | phases_connected | switchA | switchB | switchC | control | voltage_set_high | voltage_set_low | VAr_set_high | VAr_set_low | current_set_high | current_set_low | capacitor_A | capacitor_B | capacitor_C | cap_nominal_voltage | time_delay | dwell_time | lockout_time | remote_sense | remote_sense_B | control_level | dcircuit | selected | monitored | monitored_fields | class_monitored_fields | played | played_fields | comments
cap_220369365 |  | node_1353277_543_15288399_459 | ABCN | 0 |  | ABCN | CLOSED | CLOSED | CLOSED | MANUAL | [6 empty] | 100000 | 100000 | 100000 | 7200 | [6 empty] | 8104101 | no | no |  |  | no
cap_220369381 |  | node_1357505_329_15291436_369 | ABCN | 0 |  | ABCN | CLOSED | CLOSED | CLOSED | MANUAL | [6 empty] | 50000 | 50000 | 50000 | 7200 | [6 empty] | 8104101 | no | no |  |  | no
cap_220369399 |  | node_1353140_321_15287424_187 | ABCN | 0 |  | ABCN | CLOSED | CLOSED | CLOSED | MANUAL | [6 empty] | 100000 | 100000 | 100000 | 7200 | [6 empty] | 8104101 | no | no |  |  | no

## feeder
data_type | static
owner_type | feeder
owner | 8104101
object | feeder
name | transmission_bus | ARC | ADR | slack_bus | nom_voltages | num_nodes | num_ohlines | num_uglines | num_transformers | num_generators | num_pvs | num_storages | num_loads | miles | mw | mvar | losses_mw | losses_mvar | comments | use_feeder_load_shape | load_shape_scale | use_feeder_pv_shape | pv_shape_scale | description | restore_time | griddisconnect_scenario_probability | gridconnect_scenario_probability | use_energy_not_served | VOLL | discount_rate | yearly_load_growth_percent | planning_horizon | enable_traditional_project_deferral | lifetime_of_investment_years | start_year | base_year | year_the_investment_is_committed | revenue_requirement_scaling_factor | discount_rate | inflation_rate_for_investment | traditional_project_invested_capital | periodicity_of_investment_in_years | priority | maximum_total_investment_cost | DER_portfolio_NPV | DER_portfolio_BC_ratio | total_system_energy_avoided_cost_NPV | total_system_capacity_avoided_cost_NPV | total_system_ancillary_services_avoided_cost_NPV | total_system_CO2_avoided_cost_NPV | total_system_loss_of_load_avoided_cost_NPV | total_system_distribution_capacity_avoided_cost_NPV | total_system_investment_and_operational_cost_NPV | feeder_solar_pv_operating_cost_USdollarperkWh | feeder_energy_storage_operating_cost_USdollarperkWh | feeder_distributed_generator_operating_cost_USdollarperkWh | feeder_distributed_generator_CO2_cost_USdollarperkWh | feeder_demand_response_operating_cost_USdollarperkWh | feeder_solar_pv_investment_cost_USdollarperkW | feeder_energy_storage_investment_cost_USdollarperkW | feeder_distributed_generator_investment_cost_USdollarperkW | feeder_demand_response_investment_cost_USdollarperkW
8104101 |  | ts_slack | none | node_SOURCE_8104101 | 7199.558 | 808 | 729 | 25 | 0 | 0 | 0 | 0 | 245 | 14.318 | 7.084 | 3.018 | 0 | 0 |  | 0 | 0 | 1 | 0 |  | 0 | 0 | 0 | 0 | 0 | 0 | 0 | 0 | 0 | 0 | 0 | 0 | 0 | 0 | 0 | 0 | 0 | 0 | 0 | 999999999 | 0 | 0 | 0 | 0 | 0 | 0 | 0 | 0 | 0 | 0 | 0 | 0 | 0 | 0 | 0 | 0 | 0 | 0

## fuse
data_type | static
owner_type | feeder
owner | 8104101
object | fuse
name | groupid | phases | fr | to | phase_A_status | phase_B_status | phase_C_status | repair_dist_type | current_limit | mean_replacement_time | status | dcircuit | selected | monitored | monitored_fields | class_monitored_fields | played | played_fields | comments
fuse_220386259 |  | ABN | node_intto1_8104101_200861642 | node_8104101_200861642 | GOOD | GOOD | GOOD |  | 100 |  |  | 8104101 | no | no |  |  | no
fuse_220386265 |  | ABCN | node_intto1_8104101_200861812 | node_8104101_200861812 | GOOD | GOOD | GOOD |  | 140 |  |  | 8104101 | no | no |  |  | no
fuse_220386363 |  | AN | node_intto1_8104101_200862412 | node_8104101_200862412 | GOOD | GOOD | GOOD |  | 100 |  |  | 8104101 | no | no |  |  | no
fuse_220386371 |  | AN | node_intto1_8104101_200862781 | node_8104101_200862781 | GOOD | GOOD | GOOD |  | 80 |  |  | 8104101 | no | no |  |  | no
fuse_220386374 |  | AN | node_intto1_8104101_200862239 | node_8104101_200862239 | GOOD | GOOD | GOOD |  | 100 |  |  | 8104101 | no | no |  |  | no
fuse_220386380 |  | ABCN | node_intto1_8104101_311894264 | node_8104101_311894264 | GOOD | GOOD | GOOD |  | 140 |  |  | 8104101 | no | no |  |  | no
fuse_220386392 |  | ABN | node_intto1_8104101_200862761 | node_8104101_200862761 | GOOD | GOOD | GOOD |  | 100 |  |  | 8104101 | no | no |  |  | no
fuse_220386683 |  | AN | node_intto1_8104101_200864797 | node_8104101_200864797 | GOOD | GOOD | GOOD |  | 100 |  |  | 8104101 | no | no |  |  | no
fuse_220386691 |  | AN | node_intto1_8104101_200864812 | node_8104101_200864812 | GOOD | GOOD | GOOD |  | 100 |  |  | 8104101 | no | no |  |  | no
fuse_220386693 |  | AN | node_intto1_8104101_200864768 | node_8104101_200864768 | GOOD | GOOD | GOOD |  | 100 |  |  | 8104101 | no | no |  |  | no
fuse_220386694 |  | AN | node_intto1_8104101_200864753 | node_8104101_200864753 | GOOD | GOOD | GOOD |  | 100 |  |  | 8104101 | no | no |  |  | no
fuse_220386695 |  | AN | node_intto1_8104101_200864742 | node_8104101_200864742 | GOOD | GOOD | GOOD |  | 100 |  |  | 8104101 | no | no |  |  | no
fuse_220386699 |  | AN | node_intto1_8104101_200864670 | node_8104101_200864670 | GOOD | GOOD | GOOD |  | 80 |  |  | 8104101 | no | no |  |  | no
fuse_220386782 |  | ABN | node_intto1_8104101_200865246 | node_8104101_200865246 | GOOD | GOOD | GOOD |  | 80 |  |  | 8104101 | no | no |  |  | no
fuse_220386789 |  | ABCN | node_intto1_8104101_200865072 | node_8104101_200865072 | GOOD | GOOD | GOOD |  | 10 |  |  | 8104101 | no | no |  |  | no
fuse_220386794 |  | AN | node_intto1_8104101_200865392 | node_8104101_200865392 | GOOD | GOOD | GOOD |  | 100 |  |  | 8104101 | no | no |  |  | no
fuse_220386795 |  | ABCN | node_intto1_8104101_200865386 | node_8104101_200865386 | GOOD | GOOD | GOOD |  | 300 |  |  | 8104101 | no | no |  |  | no
fuse_220386796 |  | ABCN | node_intto1_8104101_200860280 | node_8104101_200860280 | GOOD | GOOD | GOOD |  | 20 |  |  | 8104101 | no | no |  |  | no
fuse_220386798 |  | AN | node_intto1_8104101_200860164 | node_8104101_200860164 | GOOD | GOOD | GOOD |  | 140 |  |  | 8104101 | no | no |  |  | no
fuse_220386800 |  | ABCN | node_intto1_8104101_200863093 | node_8104101_200863093 | GOOD | GOOD | GOOD |  | 100 |  |  | 8104101 | no | no |  |  | no
fuse_220386801 |  | ABCN | node_intto1_8104101_200865311 | node_8104101_200865311 | GOOD | GOOD | GOOD |  | 140 |  |  | 8104101 | no | no |  |  | no
fuse_220386802 |  | ABCN | node_intto1_8104101_200865284 | node_8104101_200865284 | GOOD | GOOD | GOOD |  | 140 |  |  | 8104101 | no | no |  |  | no
fuse_220386803 |  | ABCN | node_intto1_8104101_200865273 | node_8104101_200865273 | GOOD | GOOD | GOOD |  | 140 |  |  | 8104101 | no | no |  |  | no
fuse_220386804 |  | AN | node_intto1_8104101_200865070 | node_8104101_200865070 | GOOD | GOOD | GOOD |  | 65 |  |  | 8104101 | no | no |  |  | no
fuse_220386805 |  | ABCN | node_intto1_8104101_200917580 | node_8104101_200917580 | GOOD | GOOD | GOOD |  | 20 |  |  | 8104101 | no | no |  |  | no
fuse_220386807 |  | ABCN | node_intto1_8104101_200860279 | node_8104101_200860279 | GOOD | GOOD | GOOD |  | 20 |  |  | 8104101 | no | no |  |  | no
fuse_220521530 |  | ABCN | node_intto1_220521530 | node_220521530 | GOOD | GOOD | GOOD |  | 6 |  |  | 8104101 | no | no |  |  | no
fuse_220550808 |  | ABCN | node_intto1_8104101_200958674 | node_8104101_200958674 | GOOD | GOOD | GOOD |  | 3 |  |  | 8104101 | no | no |  |  | no
fuse_220550809 |  | ABCN | node_intto1_8104101_200865342 | node_8104101_200865342 | GOOD | GOOD | GOOD |  | 8 |  |  | 8104101 | no | no |  |  | no
fuse_220552131 |  | AN | node_intto1_8104101_200986366 | node_8104101_200986366 | GOOD | GOOD | GOOD |  | 50 |  |  | 8104101 | no | no |  |  | no
fuse_220597592 |  | ABCN | node_intto1_8104101_200864857 | node_8104101_200864857 | GOOD | GOOD | GOOD |  | 3 |  |  | 8104101 | no | no |  |  | no
fuse_220598232 |  | ABCN | node_intto1_8104101_201015078 | node_8104101_201015078 | GOOD | GOOD | GOOD |  | 6 |  |  | 8104101 | no | no |  |  | no
fuse_220619102 |  | ABCN | node_intto1_8104101_200863142 | node_8104101_200863142 | GOOD | GOOD | GOOD |  | 10 |  |  | 8104101 | no | no |  |  | no
fuse_220651871 |  | AN | node_intto1_8104101_200861729 | node_8104101_200861729 | GOOD | GOOD | GOOD |  | 65 |  |  | 8104101 | no | no |  |  | no
fuse_220651872 |  | AN | node_intto1_8104101_200864717 | node_8104101_200864717 | GOOD | GOOD | GOOD |  | 50 |  |  | 8104101 | no | no |  |  | no
fuse_311892676 |  | AN | node_intto1_8104101_200865243 | node_8104101_200865243 | GOOD | GOOD | GOOD |  | 20 |  |  | 8104101 | no | no |  |  | no
fuse_311913140 |  | ABCN | node_intto1_311913140 | node_311913140 | GOOD | GOOD | GOOD |  | 100 |  |  | 8104101 | no | no |  |  | no
fuse_312002334 |  | ABCN | node_intto1_8104101_312002332 | node_8104101_312002332 | GOOD | GOOD | GOOD |  | 20 |  |  | 8104101 | no | no |  |  | no
fuse_312017293 |  | ABCN | node_intto1_8104101_200864726 | node_8104101_200864726 | GOOD | GOOD | GOOD |  | 15 |  |  | 8104101 | no | no |  |  | no

## line_configuration
data_type | static
owner_type | feeder
owner | 8104101
object | line_configuration
name | groupid | conductor_A | conductor_B | conductor_C | conductor_N | spacing | z11 | z12 | z13 | z21 | z22 | z23 | z31 | z32 | z33 | c11 | c12 | c13 | c21 | c22 | c23 | c31 | c32 | c33 | dcircuit | selected | comments
bal_1P_1/0AA_1/0AA(N) |  | oh_cond_1/0_AAAC | oh_cond_1/0_AAAC | oh_cond_1/0_AAAC | oh_cond_1/0_AAAC |  | 1.078+1.186j | 0.201+0.467j | 0.201+0.467j | 0.201+0.467j | 1.078+1.186j | 0.201+0.467j | 0.201+0.467j | 0.201+0.467j | 1.078+1.186j | 13.243 | -2.726 | -2.726 | -2.726 | 13.243 | -2.726 | -2.726 | -2.726 | 13.243 |  | no
bal_1P_1/0AA_4/0AC(N) |  | oh_cond_1/0_AAAC | oh_cond_1/0_AAAC | oh_cond_1/0_AAAC | oh_cond_4/0_ACSR |  | 1.012+1.121j | 0.136+0.403j | 0.136+0.403j | 0.136+0.403j | 1.012+1.121j | 0.136+0.403j | 0.136+0.403j | 0.136+0.403j | 1.012+1.121j | 13.267 | -2.702 | -2.702 | -2.702 | 13.267 | -2.702 | -2.702 | -2.702 | 13.267 |  | no
bal_1P_1/0AC |  | oh_cond_1/0_ACSR | oh_cond_1/0_ACSR | oh_cond_1/0_ACSR |  |  | 0.983+1.218j | 0.095+0.781j | 0.095+0.781j | 0.095+0.781j | 0.983+1.218j | 0.095+0.781j | 0.095+0.781j | 0.095+0.781j | 0.983+1.218j | 12.796 | -3.172 | -3.172 | -3.172 | 12.796 | -3.172 | -3.172 | -3.172 | 12.796 |  | no
bal_1P_1/0AC_1/0AC(N) |  | oh_cond_1/0_ACSR | oh_cond_1/0_ACSR | oh_cond_1/0_ACSR | oh_cond_1/0_ACSR |  | 1.091+1.185j | 0.203+0.469j | 0.203+0.469j | 0.203+0.469j | 1.091+1.185j | 0.203+0.469j | 0.203+0.469j | 0.203+0.469j | 1.091+1.185j | 13.243 | -2.726 | -2.726 | -2.726 | 13.243 | -2.726 | -2.726 | -2.726 | 13.243 |  | no
bal_1P_1/0AC_2/0CU(N) |  | oh_cond_1/0_ACSR | oh_cond_1/0_ACSR | oh_cond_1/0_ACSR | oh_cond_2/0_CU |  | 1.019+1.125j | 0.131+0.409j | 0.131+0.409j | 0.131+0.409j | 1.019+1.125j | 0.131+0.409j | 0.131+0.409j | 0.131+0.409j | 1.019+1.125j | 13.245 | -2.723 | -2.723 | -2.723 | 13.245 | -2.723 | -2.723 | -2.723 | 13.245 |  | no
bal_1P_1/0AC_2CU(N) |  | oh_cond_1/0_ACSR | oh_cond_1/0_ACSR | oh_cond_1/0_ACSR | oh_cond_2_CU |  | 1.084+1.187j | 0.196+0.471j | 0.196+0.471j | 0.196+0.471j | 1.084+1.187j | 0.196+0.471j | 0.196+0.471j | 0.196+0.471j | 1.084+1.187j | 13.223 | -2.745 | -2.745 | -2.745 | 13.223 | -2.745 | -2.745 | -2.745 | 13.223 |  | no
bal_1P_1/0AC_4/0AC(N) |  | oh_cond_1/0_ACSR | oh_cond_1/0_ACSR | oh_cond_1/0_ACSR | oh_cond_4/0_ACSR |  | 1.024+1.119j | 0.136+0.403j | 0.136+0.403j | 0.136+0.403j | 1.024+1.119j | 0.136+0.403j | 0.136+0.403j | 0.136+0.403j | 1.024+1.119j | 13.267 | -2.702 | -2.702 | -2.702 | 13.267 | -2.702 | -2.702 | -2.702 | 13.267 |  | no
bal_1P_1/0AC_4/0AL(N) |  | oh_cond_1/0_ACSR | oh_cond_1/0_ACSR | oh_cond_1/0_ACSR | oh_cond_4/0_AL |  | 1.022+1.12j | 0.134+0.404j | 0.134+0.404j | 0.134+0.404j | 1.022+1.12j | 0.134+0.404j | 0.134+0.404j | 0.134+0.404j | 1.022+1.12j | 13.261 | -2.707 | -2.707 | -2.707 | 13.261 | -2.707 | -2.707 | -2.707 | 13.261 |  | no
bal_1P_1/0AC_4CU(N) |  | oh_cond_1/0_ACSR | oh_cond_1/0_ACSR | oh_cond_1/0_ACSR | oh_cond_4_CU |  | 1.117+1.258j | 0.229+0.541j | 0.229+0.541j | 0.229+0.541j | 1.117+1.258j | 0.229+0.541j | 0.229+0.541j | 0.229+0.541j | 1.117+1.258j | 13.21 | -2.758 | -2.758 | -2.758 | 13.21 | -2.758 | -2.758 | -2.758 | 13.21 |  | no
bal_1P_2AC_1/0AC(N) |  | oh_cond_2_ACSR | oh_cond_2_ACSR | oh_cond_2_ACSR | oh_cond_1/0_ACSR |  | 1.613+1.215j | 0.203+0.469j | 0.203+0.469j | 0.203+0.469j | 1.613+1.215j | 0.203+0.469j | 0.203+0.469j | 0.203+0.469j | 1.613+1.215j | 12.826 | -2.585 | -2.585 | -2.585 | 12.826 | -2.585 | -2.585 | -2.585 | 12.826 |  | no
bal_1P_2AC_2AC(N) |  | oh_cond_2_ACSR | oh_cond_2_ACSR | oh_cond_2_ACSR | oh_cond_2_ACSR |  | 1.645+1.289j | 0.235+0.543j | 0.235+0.543j | 0.235+0.543j | 1.645+1.289j | 0.235+0.543j | 0.235+0.543j | 0.235+0.543j | 1.645+1.289j | 12.813 | -2.597 | -2.597 | -2.597 | 12.813 | -2.597 | -2.597 | -2.597 | 12.813 |  | no
bal_1P_2AC_2CU(N) |  | oh_cond_2_ACSR | oh_cond_2_ACSR | oh_cond_2_ACSR | oh_cond_2_CU |  | 1.606+1.218j | 0.196+0.471j | 0.196+0.471j | 0.196+0.471j | 1.606+1.218j | 0.196+0.471j | 0.196+0.471j | 0.196+0.471j | 1.606+1.218j | 12.807 | -2.604 | -2.604 | -2.604 | 12.807 | -2.604 | -2.604 | -2.604 | 12.807 |  | no
bal_1P_2AC_4/0AL(N) |  | oh_cond_2_ACSR | oh_cond_2_ACSR | oh_cond_2_ACSR | oh_cond_4/0_AL |  | 1.544+1.151j | 0.134+0.404j | 0.134+0.404j | 0.134+0.404j | 1.544+1.151j | 0.134+0.404j | 0.134+0.404j | 0.134+0.404j | 1.544+1.151j | 12.844 | -2.567 | -2.567 | -2.567 | 12.844 | -2.567 | -2.567 | -2.567 | 12.844 |  | no
bal_1P_4/0AL_4/0AL(N) |  | oh_cond_4/0_AL | oh_cond_4/0_AL | oh_cond_4/0_AL | oh_cond_4/0_AL |  | 0.576+1.089j | 0.134+0.404j | 0.134+0.404j | 0.134+0.404j | 0.576+1.089j | 0.134+0.404j | 0.134+0.404j | 0.134+0.404j | 0.576+1.089j | 13.867 | -2.914 | -2.914 | -2.914 | 13.867 | -2.914 | -2.914 | -2.914 | 13.867 |  | no
bal_1P_4CU_2/0CU(N) |  | oh_cond_4_CU | oh_cond_4_CU | oh_cond_4_CU | oh_cond_2/0_CU |  | 1.519+1.193j | 0.131+0.409j | 0.131+0.409j | 0.131+0.409j | 1.519+1.193j | 0.131+0.409j | 0.131+0.409j | 0.131+0.409j | 1.519+1.193j | 12.193 | -2.372 | -2.372 | -2.372 | 12.193 | -2.372 | -2.372 | -2.372 | 12.193 |  | no
bal_1P_4CU_2CU(N) |  | oh_cond_4_CU | oh_cond_4_CU | oh_cond_4_CU | oh_cond_2_CU |  | 1.584+1.255j | 0.196+0.471j | 0.196+0.471j | 0.196+0.471j | 1.584+1.255j | 0.196+0.471j | 0.196+0.471j | 0.196+0.471j | 1.584+1.255j | 12.172 | -2.392 | -2.392 | -2.392 | 12.172 | -2.392 | -2.392 | -2.392 | 12.172 |  | no
bal_1P_4CU_4/0AL |  | oh_cond_4_CU | oh_cond_4_CU | oh_cond_4_CU | oh_cond_4/0_AL |  | 1.522+1.188j | 0.134+0.404j | 0.134+0.404j | 0.134+0.404j | 1.522+1.188j | 0.134+0.404j | 0.134+0.404j | 0.134+0.404j | 1.522+1.188j | 12.207 | -2.357 | -2.357 | -2.357 | 12.207 | -2.357 | -2.357 | -2.357 | 12.207 |  | no
bal_1P_4CU_4CU(N) |  | oh_cond_4_CU | oh_cond_4_CU | oh_cond_4_CU | oh_cond_4_CU |  | 1.617+1.325j | 0.229+0.541j | 0.229+0.541j | 0.229+0.541j | 1.617+1.325j | 0.229+0.541j | 0.229+0.541j | 0.229+0.541j | 1.617+1.325j | 12.16 | -2.404 | -2.404 | -2.404 | 12.16 | -2.404 | -2.404 | -2.404 | 12.16 |  | no
bal_1P_477AL_1/0AC(N) |  | oh_cond_477_MCM_AL | oh_cond_477_MCM_AL | oh_cond_477_MCM_AL | oh_cond_1/0_ACSR |  | 0.401+1.098j | 0.203+0.469j | 0.203+0.469j | 0.203+0.469j | 0.401+1.098j | 0.203+0.469j | 0.203+0.469j | 0.203+0.469j | 0.401+1.098j | 14.9 | -3.306 | -3.306 | -3.306 | 14.9 | -3.306 | -3.306 | -3.306 | 14.9 |  | no
bal_1P_WYECUST |  | oh_cond_2/0_CU | oh_cond_2/0_CU | oh_cond_2/0_CU | oh_cond_3_#7_CWD_30% |  | 0.66+1.378j | 0.22+0.666j | 0.22+0.666j | 0.22+0.666j | 0.66+1.378j | 0.22+0.666j | 0.22+0.666j | 0.22+0.666j | 0.66+1.378j | 13.24 | -2.712 | -2.712 | -2.712 | 13.24 | -2.712 | -2.712 | -2.712 | 13.24 |  | no
bal_2P_1/0AC_2/0CU(N) |  | oh_cond_1/0_ACSR | oh_cond_1/0_ACSR | oh_cond_1/0_ACSR | oh_cond_2_ACSR |  | 1.123+1.259j | 0.235+0.543j | 0.235+0.543j | 0.235+0.543j | 1.123+1.259j | 0.235+0.543j | 0.235+0.543j | 0.235+0.543j | 1.123+1.259j | 13.23 | -2.739 | -2.739 | -2.739 | 13.23 | -2.739 | -2.739 | -2.739 | 13.23 |  | no
bal_2P_1/0AC_4/0AL(N) |  | oh_cond_1/0_ACSR | oh_cond_1/0_ACSR | oh_cond_1/0_ACSR | oh_cond_4/0_AL |  | 1.022+1.12j | 0.134+0.404j | 0.134+0.404j | 0.134+0.404j | 1.022+1.12j | 0.134+0.404j | 0.134+0.404j | 0.134+0.404j | 1.022+1.12j | 13.261 | -2.707 | -2.707 | -2.707 | 13.261 | -2.707 | -2.707 | -2.707 | 13.261 |  | no
bal_2P_2AC_2/0CU(N) |  | oh_cond_2_ACSR | oh_cond_2_ACSR | oh_cond_2_ACSR | oh_cond_2/0_CU |  | 1.541+1.155j | 0.131+0.409j | 0.131+0.409j | 0.131+0.409j | 1.541+1.155j | 0.131+0.409j | 0.131+0.409j | 0.131+0.409j | 1.541+1.155j | 12.828 | -2.582 | -2.582 | -2.582 | 12.828 | -2.582 | -2.582 | -2.582 | 12.828 |  | no
bal_2P_2AC_4/0AL(N) |  | oh_cond_2_ACSR | oh_cond_2_ACSR | oh_cond_2_ACSR | oh_cond_4/0_AL |  | 1.544+1.151j | 0.134+0.404j | 0.134+0.404j | 0.134+0.404j | 1.544+1.151j | 0.134+0.404j | 0.134+0.404j | 0.134+0.404j | 1.544+1.151j | 12.844 | -2.567 | -2.567 | -2.567 | 12.844 | -2.567 | -2.567 | -2.567 | 12.844 |  | no
bal_2P_4CU_4/0AL(N) |  | oh_cond_4_CU | oh_cond_4_CU | oh_cond_4_CU | oh_cond_4/0_AL |  | 1.522+1.188j | 0.134+0.404j | 0.134+0.404j | 0.134+0.404j | 1.522+1.188j | 0.134+0.404j | 0.134+0.404j | 0.134+0.404j | 1.522+1.188j | 12.207 | -2.357 | -2.357 | -2.357 | 12.207 | -2.357 | -2.357 | -2.357 | 12.207 |  | no
bal_2P_4CU_4CU(N) |  | oh_cond_4_CU | oh_cond_4_CU | oh_cond_4_CU | oh_cond_4_CU |  | 1.617+1.325j | 0.229+0.541j | 0.229+0.541j | 0.229+0.541j | 1.617+1.325j | 0.229+0.541j | 0.229+0.541j | 0.229+0.541j | 1.617+1.325j | 12.16 | -2.404 | -2.404 | -2.404 | 12.16 | -2.404 | -2.404 | -2.404 | 12.16 |  | no
bal_3P_1/0AA_1/0AA(N) |  | oh_cond_1/0_AAAC | oh_cond_1/0_AAAC | oh_cond_1/0_AAAC | oh_cond_1/0_AAAC |  | 1.078+1.186j | 0.201+0.467j | 0.201+0.467j | 0.201+0.467j | 1.078+1.186j | 0.201+0.467j | 0.201+0.467j | 0.201+0.467j | 1.078+1.186j | 13.243 | -2.726 | -2.726 | -2.726 | 13.243 | -2.726 | -2.726 | -2.726 | 13.243 |  | no
bal_3P_1/0AA_4/0AA(N) |  | oh_cond_1/0_AAAC | oh_cond_1/0_AAAC | oh_cond_1/0_AAAC | oh_cond_4/0_AAAC |  | 1.011+1.121j | 0.134+0.402j | 0.134+0.402j | 0.134+0.402j | 1.011+1.121j | 0.134+0.402j | 0.134+0.402j | 0.134+0.402j | 1.011+1.121j | 13.267 | -2.702 | -2.702 | -2.702 | 13.267 | -2.702 | -2.702 | -2.702 | 13.267 |  | no
bal_3P_1/0AC_1/0AC(N) |  | oh_cond_1/0_ACSR | oh_cond_1/0_ACSR | oh_cond_1/0_ACSR | oh_cond_1/0_ACSR |  | 1.091+1.185j | 0.203+0.469j | 0.203+0.469j | 0.203+0.469j | 1.091+1.185j | 0.203+0.469j | 0.203+0.469j | 0.203+0.469j | 1.091+1.185j | 13.243 | -2.726 | -2.726 | -2.726 | 13.243 | -2.726 | -2.726 | -2.726 | 13.243 |  | no
bal_3P_1/0AC_2AC(N) |  | oh_cond_1/0_ACSR | oh_cond_1/0_ACSR | oh_cond_1/0_ACSR | oh_cond_2_ACSR |  | 1.123+1.259j | 0.235+0.543j | 0.235+0.543j | 0.235+0.543j | 1.123+1.259j | 0.235+0.543j | 0.235+0.543j | 0.235+0.543j | 1.123+1.259j | 13.23 | -2.739 | -2.739 | -2.739 | 13.23 | -2.739 | -2.739 | -2.739 | 13.23 |  | no
bal_3P_1/0AC_4/0AL(N) |  | oh_cond_1/0_ACSR | oh_cond_1/0_ACSR | oh_cond_1/0_ACSR | oh_cond_4/0_AL |  | 1.022+1.12j | 0.134+0.404j | 0.134+0.404j | 0.134+0.404j | 1.022+1.12j | 0.134+0.404j | 0.134+0.404j | 0.134+0.404j | 1.022+1.12j | 13.261 | -2.707 | -2.707 | -2.707 | 13.261 | -2.707 | -2.707 | -2.707 | 13.261 |  | no
bal_3P_2/0CU_4/0AL(N) |  | oh_cond_2/0_CU | oh_cond_2/0_CU | oh_cond_2/0_CU | oh_cond_4/0_AL |  | 0.574+1.111j | 0.134+0.404j | 0.134+0.404j | 0.134+0.404j | 0.574+1.111j | 0.134+0.404j | 0.134+0.404j | 0.134+0.404j | 0.574+1.111j | 13.346 | -2.736 | -2.736 | -2.736 | 13.346 | -2.736 | -2.736 | -2.736 | 13.346 |  | no
bal_3P_2AC_1/0AC(N) |  | oh_cond_2_ACSR | oh_cond_2_ACSR | oh_cond_2_ACSR | oh_cond_1/0_ACSR |  | 1.613+1.215j | 0.203+0.469j | 0.203+0.469j | 0.203+0.469j | 1.613+1.215j | 0.203+0.469j | 0.203+0.469j | 0.203+0.469j | 1.613+1.215j | 12.826 | -2.585 | -2.585 | -2.585 | 12.826 | -2.585 | -2.585 | -2.585 | 12.826 |  | no
bal_3P_2AC_2AC(N) |  | oh_cond_2_ACSR | oh_cond_2_ACSR | oh_cond_2_ACSR | oh_cond_2_ACSR |  | 1.645+1.289j | 0.235+0.543j | 0.235+0.543j | 0.235+0.543j | 1.645+1.289j | 0.235+0.543j | 0.235+0.543j | 0.235+0.543j | 1.645+1.289j | 12.813 | -2.597 | -2.597 | -2.597 | 12.813 | -2.597 | -2.597 | -2.597 | 12.813 |  | no
bal_3P_2CU_2CU(N) |  | oh_cond_2_CU | oh_cond_2_CU | oh_cond_2_CU | oh_cond_2_CU |  | 1.069+1.227j | 0.196+0.471j | 0.196+0.471j | 0.196+0.471j | 1.069+1.227j | 0.196+0.471j | 0.196+0.471j | 0.196+0.471j | 1.069+1.227j | 12.598 | -2.533 | -2.533 | -2.533 | 12.598 | -2.533 | -2.533 | -2.533 | 12.598 |  | no
bal_3P_4/0AL_1/0AC(N) |  | oh_cond_4/0_AL | oh_cond_4/0_AL | oh_cond_4/0_AL | oh_cond_1/0_ACSR |  | 0.645+1.154j | 0.203+0.469j | 0.203+0.469j | 0.203+0.469j | 0.645+1.154j | 0.203+0.469j | 0.203+0.469j | 0.203+0.469j | 0.645+1.154j | 13.848 | -2.934 | -2.934 | -2.934 | 13.848 | -2.934 | -2.934 | -2.934 | 13.848 |  | no
bal_3P_4/0AL_2CU(N) |  | oh_cond_4/0_AL | oh_cond_4/0_AL | oh_cond_4/0_AL | oh_cond_2_CU |  | 0.638+1.156j | 0.196+0.471j | 0.196+0.471j | 0.196+0.471j | 0.638+1.156j | 0.196+0.471j | 0.196+0.471j | 0.196+0.471j | 0.638+1.156j | 13.827 | -2.954 | -2.954 | -2.954 | 13.827 | -2.954 | -2.954 | -2.954 | 13.827 |  | no
bal_3P_4/0AL_4/0AA(N) |  | oh_cond_4/0_AL | oh_cond_4/0_AL | oh_cond_4/0_AL | oh_cond_4/0_AAAC |  | 0.576+1.087j | 0.134+0.402j | 0.134+0.402j | 0.134+0.402j | 0.576+1.087j | 0.134+0.402j | 0.134+0.402j | 0.134+0.402j | 0.576+1.087j | 13.873 | -2.909 | -2.909 | -2.909 | 13.873 | -2.909 | -2.909 | -2.909 | 13.873 |  | no
bal_3P_4/0CU_4/0AL(N) |  | oh_cond_4/0_CU | oh_cond_4/0_CU | oh_cond_4/0_CU | oh_cond_4/0_AL |  | 0.412+1.083j | 0.134+0.404j | 0.134+0.404j | 0.134+0.404j | 0.412+1.083j | 0.134+0.404j | 0.134+0.404j | 0.134+0.404j | 0.412+1.083j | 13.867 | -2.914 | -2.914 | -2.914 | 13.867 | -2.914 | -2.914 | -2.914 | 13.867 |  | no
bal_3P_4CU_1/0AA(N) |  | oh_cond_4_CU | oh_cond_4_CU | oh_cond_4_CU | oh_cond_1/0_AAAC |  | 1.589+1.251j | 0.201+0.467j | 0.201+0.467j | 0.201+0.467j | 1.589+1.251j | 0.201+0.467j | 0.201+0.467j | 0.201+0.467j | 1.589+1.251j | 12.19 | -2.374 | -2.374 | -2.374 | 12.19 | -2.374 | -2.374 | -2.374 | 12.19 |  | no
bal_3P_4CU_1/0AC(N) |  | oh_cond_4_CU | oh_cond_4_CU | oh_cond_4_CU | oh_cond_1/0_ACSR |  | 1.591+1.253j | 0.203+0.469j | 0.203+0.469j | 0.203+0.469j | 1.591+1.253j | 0.203+0.469j | 0.203+0.469j | 0.203+0.469j | 1.591+1.253j | 12.19 | -2.374 | -2.374 | -2.374 | 12.19 | -2.374 | -2.374 | -2.374 | 12.19 |  | no
bal_3P_4CU_4/0AL(N) |  | oh_cond_4_CU | oh_cond_4_CU | oh_cond_4_CU | oh_cond_4/0_AL |  | 1.522+1.188j | 0.134+0.404j | 0.134+0.404j | 0.134+0.404j | 1.522+1.188j | 0.134+0.404j | 0.134+0.404j | 0.134+0.404j | 1.522+1.188j | 12.207 | -2.357 | -2.357 | -2.357 | 12.207 | -2.357 | -2.357 | -2.357 | 12.207 |  | no
bal_3P_4CU_4CU(N) |  | oh_cond_4_CU | oh_cond_4_CU | oh_cond_4_CU | oh_cond_4_CU |  | 1.617+1.325j | 0.229+0.541j | 0.229+0.541j | 0.229+0.541j | 1.617+1.325j | 0.229+0.541j | 0.229+0.541j | 0.229+0.541j | 1.617+1.325j | 12.16 | -2.404 | -2.404 | -2.404 | 12.16 | -2.404 | -2.404 | -2.404 | 12.16 |  | no
bal_3P_477AL_1/0AA(N) |  | oh_cond_477_MCM_AL | oh_cond_477_MCM_AL | oh_cond_477_MCM_AL | oh_cond_1/0_AAAC |  | 0.399+1.097j | 0.201+0.467j | 0.201+0.467j | 0.201+0.467j | 0.399+1.097j | 0.201+0.467j | 0.201+0.467j | 0.201+0.467j | 0.399+1.097j | 14.9 | -3.306 | -3.306 | -3.306 | 14.9 | -3.306 | -3.306 | -3.306 | 14.9 |  | no
bal_3P_477AL_2/0CU(N) |  | oh_cond_477_MCM_AL | oh_cond_477_MCM_AL | oh_cond_477_MCM_AL | oh_cond_2/0_CU |  | 0.329+1.038j | 0.131+0.409j | 0.131+0.409j | 0.131+0.409j | 0.329+1.038j | 0.131+0.409j | 0.131+0.409j | 0.131+0.409j | 0.329+1.038j | 14.903 | -3.303 | -3.303 | -3.303 | 14.903 | -3.303 | -3.303 | -3.303 | 14.903 |  | no
bal_3P_477AL_2CU(N) |  | oh_cond_477_MCM_AL | oh_cond_477_MCM_AL | oh_cond_477_MCM_AL | oh_cond_2_CU |  | 0.394+1.101j | 0.196+0.471j | 0.196+0.471j | 0.196+0.471j | 0.394+1.101j | 0.196+0.471j | 0.196+0.471j | 0.196+0.471j | 0.394+1.101j | 14.878 | -3.328 | -3.328 | -3.328 | 14.878 | -3.328 | -3.328 | -3.328 | 14.878 |  | no
bal_3P_477AL_4/0AA(N) |  | oh_cond_477_MCM_AL | oh_cond_477_MCM_AL | oh_cond_477_MCM_AL | oh_cond_4/0_AAAC |  | 0.332+1.031j | 0.134+0.402j | 0.134+0.402j | 0.134+0.402j | 0.332+1.031j | 0.134+0.402j | 0.134+0.402j | 0.134+0.402j | 0.332+1.031j | 14.927 | -3.279 | -3.279 | -3.279 | 14.927 | -3.279 | -3.279 | -3.279 | 14.927 |  | no
bal_3P_477AL_4/0AC(N) |  | oh_cond_477_MCM_AL | oh_cond_477_MCM_AL | oh_cond_477_MCM_AL | oh_cond_4/0_ACSR |  | 0.334+1.032j | 0.136+0.403j | 0.136+0.403j | 0.136+0.403j | 0.334+1.032j | 0.136+0.403j | 0.136+0.403j | 0.136+0.403j | 0.334+1.032j | 14.927 | -3.279 | -3.279 | -3.279 | 14.927 | -3.279 | -3.279 | -3.279 | 14.927 |  | no
bal_3P_477AL_4/0AL(N) |  | oh_cond_477_MCM_AL | oh_cond_477_MCM_AL | oh_cond_477_MCM_AL | oh_cond_4/0_AL |  | 0.332+1.034j | 0.134+0.404j | 0.134+0.404j | 0.134+0.404j | 0.332+1.034j | 0.134+0.404j | 0.134+0.404j | 0.134+0.404j | 0.332+1.034j | 14.921 | -3.285 | -3.285 | -3.285 | 14.921 | -3.285 | -3.285 | -3.285 | 14.921 |  | no
unb_TAPWIRE_OH |  | oh_cond_WP-4/0-CU | oh_cond_WP-4/0-CU | oh_cond_WP-4/0-CU | oh_cond_WP-4/0-CU |  | 0.365+1.097j | 0.093+0.433j | 0.094+0.34j | 0.093+0.433j | 0.368+1.078j | 0.095+0.401j | 0.094+0.34j | 0.095+0.401j | 0.368+1.077j | 14.911 | -4.341 | -1.953 | -4.341 | 15.781 | -3.724 | -1.953 | -3.724 | 14.818 |  | no
und_1P_2ALURD_2AL(N) |  | und_cond_1P_2ALURD_2AL(N) | und_cond_1P_2ALURD_2AL(N) | und_cond_1P_2ALURD_2AL(N) |  |  | 2.379+0.823j | 0.0+0.0j | 0.0+0.0j | 0.0+0.0j | 2.379+0.823j | 0.0+0.0j | 0.0+0.0j | 0.0+0.0j | 2.379+0.823j | 401.497 | 0 | 0 | 0 | 401.497 | 0 | 0 | 0 | 401.497 |  | no
und_1P_WYECUST |  | und_cond_1P_WYECUST | und_cond_1P_WYECUST | und_cond_1P_WYECUST |  |  | 0.179+0.233j | 0.061-0.024j | 0.061-0.024j | 0.061-0.024j | 0.179+0.233j | 0.061-0.024j | 0.061-0.024j | 0.061-0.024j | 0.179+0.233j | 324.124 | 0 | 0 | 0 | 324.124 | 0 | 0 | 0 | 324.124 |  | no
und_3P_2ALURD_2AL(N) |  | und_cond_3P_2ALURD_2AL(N) | und_cond_3P_2ALURD_2AL(N) | und_cond_3P_2ALURD_2AL(N) |  |  | 2.125+0.49j | 0.384+0.067j | 0.384+0.067j | 0.384+0.067j | 2.125+0.49j | 0.384+0.067j | 0.384+0.067j | 0.384+0.067j | 2.125+0.49j | 401.497 | 0 | 0 | 0 | 401.497 | 0 | 0 | 0 | 401.497 |  | no
und_3P_WYECUST |  | und_cond_3P_WYECUST | und_cond_3P_WYECUST | und_cond_3P_WYECUST |  |  | 0.179+0.233j | 0.061-0.024j | 0.061-0.024j | 0.061-0.024j | 0.179+0.233j | 0.061-0.024j | 0.061-0.024j | 0.061-0.024j | 0.179+0.233j | 324.124 | 0 | 0 | 0 | 324.124 | 0 | 0 | 0 | 324.124 |  | no
und_TAPWIRE_UG |  | und_cond_TAPWIRE_UG | und_cond_TAPWIRE_UG | und_cond_TAPWIRE_UG |  |  | 0.001+0.001j | 0.0+0.0j | 0.0+0.0j | 0.0+0.0j | 0.001+0.001j | 0.0+0.0j | 0.0+0.0j | 0.0+0.0j | 0.001+0.001j | 0 | 0 | 0 | 0 | 0 | 0 | 0 | 0 | 0 |  | no

## load
data_type | static
owner_type | feeder
owner | 8104101
object | load
name | groupid | parent | bustype | phases | nominal_voltage | load_class | constant_power_A | constant_power_B | constant_power_C | constant_current_A | constant_current_B | constant_current_C | constant_impedance_A | constant_impedance_B | constant_impedance_C | base_power_A | base_power_B | base_power_C | power_pf_A | power_pf_B | power_pf_C | current_pf_A | current_pf_B | current_pf_C | impedance_pf_A | impedance_pf_B | impedance_pf_C | power_fraction_A | power_fraction_B | power_fraction_C | current_fraction_A | current_fraction_B | current_fraction_C | impedance_fraction_A | impedance_fraction_B | impedance_fraction_C | dcircuit | selected | monitored | monitored_fields | class_monitored_fields | played | played_fields | base_kw_A | base_kw_B | base_kw_C | kw_A | kw_B | kw_C | comments | critical_load | dem_resp_lb | dem_resp_ub | dem_resp_shortage_cost | dem_resp_surplus_cost | num_customers
load_220346446 |  | node_1345380_22_15288020_263 |  | AN | 0 | Other | 0 | 0 | 0 | 0 | 0 | 0 | [24 empty] | 8104101 | no | no |  |  | no |  | 0 | 0 | 0 | 0 | 0 | 0 |  | 1 | 1 | 1 | 0 | 0 | 0
load_220346447 |  | node_1345383_732_15288046_505 |  | AN | 0 | Other | 0 | 0 | 0 | 0 | 0 | 0 | [24 empty] | 8104101 | no | no |  |  | no |  | 0 | 0 | 0 | 0 | 0 | 0 |  | 1 | 1 | 1 | 0 | 0 | 0
load_220347826 |  | node_1347174_351_15286083_433 |  | AN | 0 | Residential | 58946.4+25111.061j | 0 | 0 | 0 | 0 | 0 | [24 empty] | 8104101 | no | no |  |  | no |  | 0 | 0 | 0 | 0 | 0 | 0 |  | 1 | 1 | 1 | 0 | 0 | 0
load_220347827 |  | node_1347226_981_15286391_625 |  | AN | 0 | Residential | 53085.6+22614.371j | 0 | 0 | 0 | 0 | 0 | [24 empty] | 8104101 | no | no |  |  | no |  | 0 | 0 | 0 | 0 | 0 | 0 |  | 1 | 1 | 1 | 0 | 0 | 0
load_220347828 |  | node_1346955_93_15286721_927 |  | AN | 0 | Residential | 66866.4+28484.967j | 0 | 0 | 0 | 0 | 0 | [24 empty] | 8104101 | no | no |  |  | no |  | 0 | 0 | 0 | 0 | 0 | 0 |  | 1 | 1 | 1 | 0 | 0 | 0
load_220347829 |  | node_1346711_934_15286614_576 |  | AN | 0 | Residential | 25682.4+10940.657j | 0 | 0 | 0 | 0 | 0 | [24 empty] | 8104101 | no | no |  |  | no |  | 0 | 0 | 0 | 0 | 0 | 0 |  | 1 | 1 | 1 | 0 | 0 | 0
load_220347839 |  | node_1346789_447_15286325_865 |  | AN | 0 | Residential | 61538.4+26215.249j | 0 | 0 | 0 | 0 | 0 | [24 empty] | 8104101 | no | no |  |  | no |  | 0 | 0 | 0 | 0 | 0 | 0 |  | 1 | 1 | 1 | 0 | 0 | 0
load_220347840 |  | node_1346773_898_15286033_835 |  | AN | 0 | Residential | 67125.6+28595.386j | 0 | 0 | 0 | 0 | 0 | [24 empty] | 8104101 | no | no |  |  | no |  | 0 | 0 | 0 | 0 | 0 | 0 |  | 1 | 1 | 1 | 0 | 0 | 0
load_220347847 |  | node_1346928_981_15285542_331 |  | ABCN | 0 | NonResidential | 56000+23855.9j | 56000+23855.9j | 56000+23855.9j | 0 | 0 | 0 | [24 empty] | 8104101 | no | no |  |  | no |  | 0 | 0 | 0 | 0 | 0 | 0 |  | 1 | 1 | 1 | 0 | 0 | 0
load_220347848 |  | node_1346771_88_15285487_741 |  | ABCN | 0 | NonResidential | 20000+8519.964j | 20000+8519.964j | 20000+8519.964j | 0 | 0 | 0 | [24 empty] | 8104101 | no | no |  |  | no |  | 0 | 0 | 0 | 0 | 0 | 0 |  | 1 | 1 | 1 | 0 | 0 | 0
load_220348060 |  | node_1358663_288_15291542_35 |  | AN | 0 | Residential | 22867.2+9741.386j | 0 | 0 | 0 | 0 | 0 | [24 empty] | 8104101 | no | no |  |  | no |  | 0 | 0 | 0 | 0 | 0 | 0 |  | 1 | 1 | 1 | 0 | 0 | 0
load_220348063 |  | node_1354781_845_15288065_434 |  | AN | 0 | NonResidential | 7000+2981.988j | 0 | 0 | 0 | 0 | 0 | [24 empty] | 8104101 | no | no |  |  | no |  | 0 | 0 | 0 | 0 | 0 | 0 |  | 1 | 1 | 1 | 0 | 0 | 0
load_220348064 |  | node_1354766_744_15288048_019 |  | AN | 0 | NonResidential | 7000+2981.988j | 0 | 0 | 0 | 0 | 0 | [24 empty] | 8104101 | no | no |  |  | no |  | 0 | 0 | 0 | 0 | 0 | 0 |  | 1 | 1 | 1 | 0 | 0 | 0
load_220348102 |  | node_1355019_574_15288224_152 |  | AN | 0 | Other | 0 | 0 | 0 | 0 | 0 | 0 | [24 empty] | 8104101 | no | no |  |  | no |  | 0 | 0 | 0 | 0 | 0 | 0 |  | 1 | 1 | 1 | 0 | 0 | 0
load_220348131 |  | node_1355319_754_15288398_503 |  | AN | 0 | NonResidential | 46000+19595.918j | 0 | 0 | 0 | 0 | 0 | [24 empty] | 8104101 | no | no |  |  | no |  | 0 | 0 | 0 | 0 | 0 | 0 |  | 1 | 1 | 1 | 0 | 0 | 0
load_220348132 |  | node_1355322_946_15288382_327 |  | AN | 0 | NonResidential | 46000+19595.918j | 0 | 0 | 0 | 0 | 0 | [24 empty] | 8104101 | no | no |  |  | no |  | 0 | 0 | 0 | 0 | 0 | 0 |  | 1 | 1 | 1 | 0 | 0 | 0
load_220348207 |  | node_1349193_634_15285710_366 |  | AN | 0 | Residential | 91490.4+38974.747j | 0 | 0 | 0 | 0 | 0 | [24 empty] | 8104101 | no | no |  |  | no |  | 0 | 0 | 0 | 0 | 0 | 0 |  | 1 | 1 | 1 | 0 | 0 | 0
load_220348224 |  | node_1350572_051_15285113_788 |  | AN | 0 | Residential | 24012+10229.069j | 0 | 0 | 0 | 0 | 0 | [24 empty] | 8104101 | no | no |  |  | no |  | 0 | 0 | 0 | 0 | 0 | 0 |  | 1 | 1 | 1 | 0 | 0 | 0
load_220348225 |  | node_1351190_322_15285200_078 |  | AN | 0 | Residential | 72799.2+31012.329j | 0 | 0 | 0 | 0 | 0 | [24 empty] | 8104101 | no | no |  |  | no |  | 0 | 0 | 0 | 0 | 0 | 0 |  | 1 | 1 | 1 | 0 | 0 | 0
load_220348226 |  | node_1351533_842_15285310_393 |  | AN | 0 | Residential | 93772.8+39947.046j | 0 | 0 | 0 | 0 | 0 | [24 empty] | 8104101 | no | no |  |  | no |  | 0 | 0 | 0 | 0 | 0 | 0 |  | 1 | 1 | 1 | 0 | 0 | 0
load_220348249 |  | node_1351775_744_15285722_77 |  | AN | 0 | NonResidential | 1375.2+585.833j | 0 | 0 | 0 | 0 | 0 | [24 empty] | 8104101 | no | no |  |  | no |  | 0 | 0 | 0 | 0 | 0 | 0 |  | 1 | 1 | 1 | 0 | 0 | 0
load_220348250 |  | node_1352098_135_15285411_344 |  | AN | 0 | Residential | 59947.2+25537.4j | 0 | 0 | 0 | 0 | 0 | [24 empty] | 8104101 | no | no |  |  | no |  | 0 | 0 | 0 | 0 | 0 | 0 |  | 1 | 1 | 1 | 0 | 0 | 0
load_220348251 |  | node_1352174_193_15285196_288 |  | AN | 0 | Residential | 46756.8+19918.313j | 0 | 0 | 0 | 0 | 0 | [24 empty] | 8104101 | no | no |  |  | no |  | 0 | 0 | 0 | 0 | 0 | 0 |  | 1 | 1 | 1 | 0 | 0 | 0
load_220348252 |  | node_1352206_579_15284732_938 |  | AN | 0 | Residential | 99914.4+42563.356j | 0 | 0 | 0 | 0 | 0 | [24 empty] | 8104101 | no | no |  |  | no |  | 0 | 0 | 0 | 0 | 0 | 0 |  | 1 | 1 | 1 | 0 | 0 | 0
load_220348253 |  | node_1352309_934_15284123_538 |  | AN | 0 | Residential | 67190.4+28622.991j | 0 | 0 | 0 | 0 | 0 | [24 empty] | 8104101 | no | no |  |  | no |  | 0 | 0 | 0 | 0 | 0 | 0 |  | 1 | 1 | 1 | 0 | 0 | 0
load_220348254 |  | node_1351360_526_15286311_412 |  | AN | 0 | Residential | 64159.2+27331.705j | 0 | 0 | 0 | 0 | 0 | [24 empty] | 8104101 | no | no |  |  | no |  | 0 | 0 | 0 | 0 | 0 | 0 |  | 1 | 1 | 1 | 0 | 0 | 0
load_220348255 |  | node_1351564_078_15286019_559 |  | AN | 0 | Residential | 69739.2+29708.775j | 0 | 0 | 0 | 0 | 0 | [24 empty] | 8104101 | no | no |  |  | no |  | 0 | 0 | 0 | 0 | 0 | 0 |  | 1 | 1 | 1 | 0 | 0 | 0
load_220348280 |  | node_1351576_747_15284902_736 |  | AN | 0 | Residential | 41695.2+17762.081j | 0 | 0 | 0 | 0 | 0 | [24 empty] | 8104101 | no | no |  |  | no |  | 0 | 0 | 0 | 0 | 0 | 0 |  | 1 | 1 | 1 | 0 | 0 | 0
load_220348281 |  | node_1351594_36_15284890_655 |  | AN | 0 | NonResidential | 2500+1064.996j | 0 | 0 | 0 | 0 | 0 | [24 empty] | 8104101 | no | no |  |  | no |  | 0 | 0 | 0 | 0 | 0 | 0 |  | 1 | 1 | 1 | 0 | 0 | 0
load_220348282 |  | node_1351877_952_15284616_999 |  | AN | 0 | Residential | 53013.6+22583.699j | 0 | 0 | 0 | 0 | 0 | [24 empty] | 8104101 | no | no |  |  | no |  | 0 | 0 | 0 | 0 | 0 | 0 |  | 1 | 1 | 1 | 0 | 0 | 0
load_220348329 |  | node_1351866_124_15285144_284 |  | AN | 0 | Residential | 106430.4+45339.161j | 0 | 0 | 0 | 0 | 0 | [24 empty] | 8104101 | no | no |  |  | no |  | 0 | 0 | 0 | 0 | 0 | 0 |  | 1 | 1 | 1 | 0 | 0 | 0
load_220348330 |  | node_1351938_45_15284259_09 |  | AN | 0 | Residential | 35604+15167.24j | 0 | 0 | 0 | 0 | 0 | [24 empty] | 8104101 | no | no |  |  | no |  | 0 | 0 | 0 | 0 | 0 | 0 |  | 1 | 1 | 1 | 0 | 0 | 0
load_220348331 |  | node_1349100_274_15284813_112 |  | AN | 0 | Residential | 72871.2+31043.001j | 0 | 0 | 0 | 0 | 0 | [24 empty] | 8104101 | no | no |  |  | no |  | 0 | 0 | 0 | 0 | 0 | 0 |  | 1 | 1 | 1 | 0 | 0 | 0
load_220348333 |  | node_1350053_681_15285255_645 |  | AN | 0 | Residential | 48211.2+20537.885j | 0 | 0 | 0 | 0 | 0 | [24 empty] | 8104101 | no | no |  |  | no |  | 0 | 0 | 0 | 0 | 0 | 0 |  | 1 | 1 | 1 | 0 | 0 | 0
load_220348334 |  | node_1349571_048_15285241_939 |  | AN | 0 | Residential | 50796+21639.005j | 0 | 0 | 0 | 0 | 0 | [24 empty] | 8104101 | no | no |  |  | no |  | 0 | 0 | 0 | 0 | 0 | 0 |  | 1 | 1 | 1 | 0 | 0 | 0
load_220348364 |  | node_1354579_072_15289953_216 |  | AN | 0 | NonResidential | 1202.4+512.22j | 0 | 0 | 0 | 0 | 0 | [24 empty] | 8104101 | no | no |  |  | no |  | 0 | 0 | 0 | 0 | 0 | 0 |  | 1 | 1 | 1 | 0 | 0 | 0
load_220348426 |  | node_1360607_077_15292560_073 |  | AN | 0 | Residential | 28994.4+12351.563j | 0 | 0 | 0 | 0 | 0 | [24 empty] | 8104101 | no | no |  |  | no |  | 0 | 0 | 0 | 0 | 0 | 0 |  | 1 | 1 | 1 | 0 | 0 | 0
load_220348427 |  | node_1360740_645_15292593_56 |  | AN | 0 | Residential | 1368+582.766j | 0 | 0 | 0 | 0 | 0 | [24 empty] | 8104101 | no | no |  |  | no |  | 0 | 0 | 0 | 0 | 0 | 0 |  | 1 | 1 | 1 | 0 | 0 | 0
load_220348428 |  | node_1360528_369_15292349_408 |  | AN | 0 | Residential | 6408+2729.797j | 0 | 0 | 0 | 0 | 0 | [24 empty] | 8104101 | no | no |  |  | no |  | 0 | 0 | 0 | 0 | 0 | 0 |  | 1 | 1 | 1 | 0 | 0 | 0
load_220348429 |  | node_1360533_357_15292210_474 |  | AN | 0 | NonResidential | 0 | 0 | 0 | 0 | 0 | 0 | [24 empty] | 8104101 | no | no |  |  | no |  | 0 | 0 | 0 | 0 | 0 | 0 |  | 1 | 1 | 1 | 0 | 0 | 0
load_220348449 |  | node_1348832_442_15285579_993 |  | AN | 0 | Residential | 31492.8+13415.877j | 0 | 0 | 0 | 0 | 0 | [24 empty] | 8104101 | no | no |  |  | no |  | 0 | 0 | 0 | 0 | 0 | 0 |  | 1 | 1 | 1 | 0 | 0 | 0
load_220348450 |  | node_1348676_063_15285296_099 |  | AN | 0 | Residential | 81986.4+34926.06j | 0 | 0 | 0 | 0 | 0 | [24 empty] | 8104101 | no | no |  |  | no |  | 0 | 0 | 0 | 0 | 0 | 0 |  | 1 | 1 | 1 | 0 | 0 | 0
load_220348478 |  | node_1353087_608_15288069_311 |  | AN | 0 | NonResidential | 2325.6+990.701j | 0 | 0 | 0 | 0 | 0 | [24 empty] | 8104101 | no | no |  |  | no |  | 0 | 0 | 0 | 0 | 0 | 0 |  | 1 | 1 | 1 | 0 | 0 | 0
load_220348479 |  | node_1348613_459_15285584_964 |  | AN | 0 | Residential | 41824.8+17817.29j | 0 | 0 | 0 | 0 | 0 | [24 empty] | 8104101 | no | no |  |  | no |  | 0 | 0 | 0 | 0 | 0 | 0 |  | 1 | 1 | 1 | 0 | 0 | 0
load_220348480 |  | node_1348411_086_15285446_482 |  | AN | 0 | Residential | 63331.2+26978.978j | 0 | 0 | 0 | 0 | 0 | [24 empty] | 8104101 | no | no |  |  | no |  | 0 | 0 | 0 | 0 | 0 | 0 |  | 1 | 1 | 1 | 0 | 0 | 0
load_220348497 |  | node_1355218_167_15288554_295 |  | AN | 0 | NonResidential | 4333.333+1845.992j | 0 | 0 | 0 | 0 | 0 | [24 empty] | 8104101 | no | no |  |  | no |  | 0 | 0 | 0 | 0 | 0 | 0 |  | 1 | 1 | 1 | 0 | 0 | 0
load_220348498 |  | node_1355202_373_15288538_03 |  | BN | 0 | NonResidential | 0 | 4333.333+1845.992j | 0 | 0 | 0 | 0 | [24 empty] | 8104101 | no | no |  |  | no |  | 0 | 0 | 0 | 0 | 0 | 0 |  | 1 | 1 | 1 | 0 | 0 | 0
load_220348499 |  | node_1355236_53_15288564_549 |  | CN | 0 | NonResidential | 0 | 0 | 4333.333+1845.992j | 0 | 0 | 0 | [24 empty] | 8104101 | no | no |  |  | no |  | 0 | 0 | 0 | 0 | 0 | 0 |  | 1 | 1 | 1 | 0 | 0 | 0
load_220348601 |  | node_1345385_521_15284704_181 |  | AN | 0 | Residential | 35834.4+15265.39j | 0 | 0 | 0 | 0 | 0 | [24 empty] | 8104101 | no | no |  |  | no |  | 0 | 0 | 0 | 0 | 0 | 0 |  | 1 | 1 | 1 | 0 | 0 | 0
load_220348602 |  | node_1345252_356_15285035_176 |  | AN | 0 | Residential | 47390.4+20188.226j | 0 | 0 | 0 | 0 | 0 | [24 empty] | 8104101 | no | no |  |  | no |  | 0 | 0 | 0 | 0 | 0 | 0 |  | 1 | 1 | 1 | 0 | 0 | 0
load_220348627 |  | node_1345119_252_15285327_732 |  | AN | 0 | Residential | 48686.4+20740.32j | 0 | 0 | 0 | 0 | 0 | [24 empty] | 8104101 | no | no |  |  | no |  | 0 | 0 | 0 | 0 | 0 | 0 |  | 1 | 1 | 1 | 0 | 0 | 0
load_220348628 |  | node_1344858_16_15284394_486 |  | AN | 0 | Residential | 11102.4+4729.603j | 0 | 0 | 0 | 0 | 0 | [24 empty] | 8104101 | no | no |  |  | no |  | 0 | 0 | 0 | 0 | 0 | 0 |  | 1 | 1 | 1 | 0 | 0 | 0
load_220348629 |  | node_1344968_998_15284841_376 |  | AN | 0 | Residential | 21888+9324.249j | 0 | 0 | 0 | 0 | 0 | [24 empty] | 8104101 | no | no |  |  | no |  | 0 | 0 | 0 | 0 | 0 | 0 |  | 1 | 1 | 1 | 0 | 0 | 0
load_220348630 |  | node_1345195_365_15284462_954 |  | AN | 0 | Residential | 33847.2+14418.847j | 0 | 0 | 0 | 0 | 0 | [24 empty] | 8104101 | no | no |  |  | no |  | 0 | 0 | 0 | 0 | 0 | 0 |  | 1 | 1 | 1 | 0 | 0 | 0
load_220348631 |  | node_1348935_409_15285186_856 |  | AN | 0 | Residential | 59601.6+25390.175j | 0 | 0 | 0 | 0 | 0 | [24 empty] | 8104101 | no | no |  |  | no |  | 0 | 0 | 0 | 0 | 0 | 0 |  | 1 | 1 | 1 | 0 | 0 | 0
load_220348632 |  | node_1348524_611_15284972_44 |  | AN | 0 | Residential | 104112+44351.526j | 0 | 0 | 0 | 0 | 0 | [24 empty] | 8104101 | no | no |  |  | no |  | 0 | 0 | 0 | 0 | 0 | 0 |  | 1 | 1 | 1 | 0 | 0 | 0
load_220348646 |  | node_1347588_362_15284332_511 |  | AN | 0 | Residential | 83383.2+35521.094j | 0 | 0 | 0 | 0 | 0 | [24 empty] | 8104101 | no | no |  |  | no |  | 0 | 0 | 0 | 0 | 0 | 0 |  | 1 | 1 | 1 | 0 | 0 | 0
load_220348647 |  | node_1348098_352_15285298_415 |  | AN | 0 | Residential | 69436.8+29579.953j | 0 | 0 | 0 | 0 | 0 | [24 empty] | 8104101 | no | no |  |  | no |  | 0 | 0 | 0 | 0 | 0 | 0 |  | 1 | 1 | 1 | 0 | 0 | 0
load_220348648 |  | node_1348100_053_15284748_071 |  | AN | 0 | Residential | 68054.4+28991.053j | 0 | 0 | 0 | 0 | 0 | [24 empty] | 8104101 | no | no |  |  | no |  | 0 | 0 | 0 | 0 | 0 | 0 |  | 1 | 1 | 1 | 0 | 0 | 0
load_220348651 |  | node_1344683_523_15285102_01 |  | AN | 0 | Other | 0 | 0 | 0 | 0 | 0 | 0 | [24 empty] | 8104101 | no | no |  |  | no |  | 0 | 0 | 0 | 0 | 0 | 0 |  | 1 | 1 | 1 | 0 | 0 | 0
load_220348651-L-1 |  | node_1344683_523_15285102_01 |  | AN | 0 | Other | 0 | 0 | 0 | 0 | 0 | 0 | [24 empty] | 8104101 | no | no |  |  | no |  | 0 | 0 | 0 | 0 | 0 | 0 |  | 1 | 1 | 1 | 0 | 0 | 0
load_220348657 |  | node_1355149_907_15290417_556 |  | AN | 0 | Residential | 44006.4+18746.648j | 0 | 0 | 0 | 0 | 0 | [24 empty] | 8104101 | no | no |  |  | no |  | 0 | 0 | 0 | 0 | 0 | 0 |  | 1 | 1 | 1 | 0 | 0 | 0
load_220348678 |  | node_1355373_015_15289717_515 |  | AN | 0 | NonResidential | 0 | 0 | 0 | 0 | 0 | 0 | [24 empty] | 8104101 | no | no |  |  | no |  | 0 | 0 | 0 | 0 | 0 | 0 |  | 1 | 1 | 1 | 0 | 0 | 0
load_220348680 |  | node_1355469_579_15289327_001 |  | AN | 0 | NonResidential | 666.667+283.999j | 0 | 0 | 0 | 0 | 0 | [24 empty] | 8104101 | no | no |  |  | no |  | 0 | 0 | 0 | 0 | 0 | 0 |  | 1 | 1 | 1 | 0 | 0 | 0
load_220348681 |  | node_1355466_022_15289353_162 |  | BN | 0 | NonResidential | 0 | 666.667+283.999j | 0 | 0 | 0 | 0 | [24 empty] | 8104101 | no | no |  |  | no |  | 0 | 0 | 0 | 0 | 0 | 0 |  | 1 | 1 | 1 | 0 | 0 | 0
load_220348682 |  | node_1355467_964_15289300_447 |  | CN | 0 | NonResidential | 0 | 0 | 666.667+283.999j | 0 | 0 | 0 | [24 empty] | 8104101 | no | no |  |  | no |  | 0 | 0 | 0 | 0 | 0 | 0 |  | 1 | 1 | 1 | 0 | 0 | 0
load_220348695 |  | node_1347682_265_15284765_859 |  | AN | 0 | Residential | 69393.6+29561.55j | 0 | 0 | 0 | 0 | 0 | [24 empty] | 8104101 | no | no |  |  | no |  | 0 | 0 | 0 | 0 | 0 | 0 |  | 1 | 1 | 1 | 0 | 0 | 0
load_220348742 |  | node_1351410_5_15287098_68 |  | AN | 0 | NonResidential | 374.4+159.494j | 0 | 0 | 0 | 0 | 0 | [24 empty] | 8104101 | no | no |  |  | no |  | 0 | 0 | 0 | 0 | 0 | 0 |  | 1 | 1 | 1 | 0 | 0 | 0
load_220348754 |  | node_1353257_433_15288174_72 |  | AN | 0 | NonResidential | 21000+8945.963j | 0 | 0 | 0 | 0 | 0 | [24 empty] | 8104101 | no | no |  |  | no |  | 0 | 0 | 0 | 0 | 0 | 0 |  | 1 | 1 | 1 | 0 | 0 | 0
load_220348755 |  | node_1354442_46_15288486_669 |  | AN | 0 | NonResidential | 20500+8732.963j | 0 | 0 | 0 | 0 | 0 | [24 empty] | 8104101 | no | no |  |  | no |  | 0 | 0 | 0 | 0 | 0 | 0 |  | 1 | 1 | 1 | 0 | 0 | 0
load_220348757 |  | node_1353514_775_15288513_668 |  | AN | 0 | NonResidential | 3000+1277.995j | 0 | 0 | 0 | 0 | 0 | [24 empty] | 8104101 | no | no |  |  | no |  | 0 | 0 | 0 | 0 | 0 | 0 |  | 1 | 1 | 1 | 0 | 0 | 0
load_220348758 |  | node_1353677_786_15288390_424 |  | AN | 0 | NonResidential | 21333.333+9087.962j | 0 | 0 | 0 | 0 | 0 | [24 empty] | 8104101 | no | no |  |  | no |  | 0 | 0 | 0 | 0 | 0 | 0 |  | 1 | 1 | 1 | 0 | 0 | 0
load_220348759 |  | node_1353640_965_15288408_629 |  | BN | 0 | NonResidential | 0 | 21333.333+9087.962j | 0 | 0 | 0 | 0 | [24 empty] | 8104101 | no | no |  |  | no |  | 0 | 0 | 0 | 0 | 0 | 0 |  | 1 | 1 | 1 | 0 | 0 | 0
load_220348760 |  | node_1353658_465_15288396_264 |  | CN | 0 | NonResidential | 0 | 0 | 21333.333+9087.962j | 0 | 0 | 0 | [24 empty] | 8104101 | no | no |  |  | no |  | 0 | 0 | 0 | 0 | 0 | 0 |  | 1 | 1 | 1 | 0 | 0 | 0
load_220348761 |  | node_1354099_558_15288439_218 |  | AN | 0 | NonResidential | 19333.333+8235.965j | 0 | 0 | 0 | 0 | 0 | [24 empty] | 8104101 | no | no |  |  | no |  | 0 | 0 | 0 | 0 | 0 | 0 |  | 1 | 1 | 1 | 0 | 0 | 0
load_220348762 |  | node_1354060_474_15288432_879 |  | BN | 0 | NonResidential | 0 | 19333.333+8235.965j | 0 | 0 | 0 | 0 | [24 empty] | 8104101 | no | no |  |  | no |  | 0 | 0 | 0 | 0 | 0 | 0 |  | 1 | 1 | 1 | 0 | 0 | 0
load_220348763 |  | node_1354080_308_15288432_598 |  | CN | 0 | NonResidential | 0 | 0 | 19333.333+8235.965j | 0 | 0 | 0 | [24 empty] | 8104101 | no | no |  |  | no |  | 0 | 0 | 0 | 0 | 0 | 0 |  | 1 | 1 | 1 | 0 | 0 | 0
load_220348808 |  | node_1353365_918_15288064_125 |  | AN | 0 | NonResidential | 0 | 0 | 0 | 0 | 0 | 0 | [24 empty] | 8104101 | no | no |  |  | no |  | 0 | 0 | 0 | 0 | 0 | 0 |  | 1 | 1 | 1 | 0 | 0 | 0
load_220348809 |  | node_1353358_076_15288066_994 |  | BN | 0 | NonResidential | 0 | 0 | 0 | 0 | 0 | 0 | [24 empty] | 8104101 | no | no |  |  | no |  | 0 | 0 | 0 | 0 | 0 | 0 |  | 1 | 1 | 1 | 0 | 0 | 0
load_220348810 |  | node_1353375_591_15288059_352 |  | CN | 0 | NonResidential | 0 | 0 | 0 | 0 | 0 | 0 | [24 empty] | 8104101 | no | no |  |  | no |  | 0 | 0 | 0 | 0 | 0 | 0 |  | 1 | 1 | 1 | 0 | 0 | 0
load_220348811 |  | node_1353016_777_15287661_566 |  | AN | 0 | NonResidential | 13000+5537.977j | 0 | 0 | 0 | 0 | 0 | [24 empty] | 8104101 | no | no |  |  | no |  | 0 | 0 | 0 | 0 | 0 | 0 |  | 1 | 1 | 1 | 0 | 0 | 0
load_220348812 |  | node_1353036_615_15287661_72 |  | BN | 0 | NonResidential | 0 | 13000+5537.977j | 0 | 0 | 0 | 0 | [24 empty] | 8104101 | no | no |  |  | no |  | 0 | 0 | 0 | 0 | 0 | 0 |  | 1 | 1 | 1 | 0 | 0 | 0
load_220348813 |  | node_1353055_785_15287668_759 |  | CN | 0 | NonResidential | 0 | 0 | 13000+5537.977j | 0 | 0 | 0 | [24 empty] | 8104101 | no | no |  |  | no |  | 0 | 0 | 0 | 0 | 0 | 0 |  | 1 | 1 | 1 | 0 | 0 | 0
load_220348814 |  | node_1352762_162_15287938_451 |  | AN | 0 | NonResidential | 11000+4685.98j | 0 | 0 | 0 | 0 | 0 | [24 empty] | 8104101 | no | no |  |  | no |  | 0 | 0 | 0 | 0 | 0 | 0 |  | 1 | 1 | 1 | 0 | 0 | 0
load_220348815 |  | node_1352494_959_15287912_982 |  | AN | 0 | NonResidential | 10666.667+4543.981j | 0 | 0 | 0 | 0 | 0 | [24 empty] | 8104101 | no | no |  |  | no |  | 0 | 0 | 0 | 0 | 0 | 0 |  | 1 | 1 | 1 | 0 | 0 | 0
load_220348816 |  | node_1352478_274_15287898_415 |  | BN | 0 | NonResidential | 0 | 10666.667+4543.981j | 0 | 0 | 0 | 0 | [24 empty] | 8104101 | no | no |  |  | no |  | 0 | 0 | 0 | 0 | 0 | 0 |  | 1 | 1 | 1 | 0 | 0 | 0
load_220348817 |  | node_1352513_854_15287921_283 |  | CN | 0 | NonResidential | 0 | 0 | 10666.667+4543.981j | 0 | 0 | 0 | [24 empty] | 8104101 | no | no |  |  | no |  | 0 | 0 | 0 | 0 | 0 | 0 |  | 1 | 1 | 1 | 0 | 0 | 0
load_220348818 |  | node_1352182_705_15287696_002 |  | AN | 0 | NonResidential | 8000+3407.986j | 0 | 0 | 0 | 0 | 0 | [24 empty] | 8104101 | no | no |  |  | no |  | 0 | 0 | 0 | 0 | 0 | 0 |  | 1 | 1 | 1 | 0 | 0 | 0
load_220348819 |  | node_1352190_209_15287671_428 |  | BN | 0 | NonResidential | 0 | 8000+3407.986j | 0 | 0 | 0 | 0 | [24 empty] | 8104101 | no | no |  |  | no |  | 0 | 0 | 0 | 0 | 0 | 0 |  | 1 | 1 | 1 | 0 | 0 | 0
load_220348820 |  | node_1352180_209_15287722_392 |  | CN | 0 | NonResidential | 0 | 0 | 8000+3407.986j | 0 | 0 | 0 | [24 empty] | 8104101 | no | no |  |  | no |  | 0 | 0 | 0 | 0 | 0 | 0 |  | 1 | 1 | 1 | 0 | 0 | 0
load_220348892 |  | node_1354122_488_15290002_639 |  | AN | 0 | NonResidential | 13000+5537.977j | 0 | 0 | 0 | 0 | 0 | [24 empty] | 8104101 | no | no |  |  | no |  | 0 | 0 | 0 | 0 | 0 | 0 |  | 1 | 1 | 1 | 0 | 0 | 0
load_220348893 |  | node_1354018_004_15289981_432 |  | AN | 0 | NonResidential | 1333.333+567.997j | 0 | 0 | 0 | 0 | 0 | [24 empty] | 8104101 | no | no |  |  | no |  | 0 | 0 | 0 | 0 | 0 | 0 |  | 1 | 1 | 1 | 0 | 0 | 0
load_220348894 |  | node_1354007_443_15289958_788 |  | BN | 0 | NonResidential | 0 | 1333.333+567.997j | 0 | 0 | 0 | 0 | [24 empty] | 8104101 | no | no |  |  | no |  | 0 | 0 | 0 | 0 | 0 | 0 |  | 1 | 1 | 1 | 0 | 0 | 0
load_220348895 |  | node_1354032_55_15289999_679 |  | CN | 0 | NonResidential | 0 | 0 | 1333.333+567.997j | 0 | 0 | 0 | [24 empty] | 8104101 | no | no |  |  | no |  | 0 | 0 | 0 | 0 | 0 | 0 |  | 1 | 1 | 1 | 0 | 0 | 0
load_220348896 |  | node_1354109_161_15289870_364 |  | AN | 0 | NonResidential | 132500+56444.764j | 0 | 0 | 0 | 0 | 0 | [24 empty] | 8104101 | no | no |  |  | no |  | 0 | 0 | 0 | 0 | 0 | 0 |  | 1 | 1 | 1 | 0 | 0 | 0
load_220348897 |  | node_1354107_155_15289896_835 |  | AN | 0 | NonResidential | 132500+56444.764j | 0 | 0 | 0 | 0 | 0 | [24 empty] | 8104101 | no | no |  |  | no |  | 0 | 0 | 0 | 0 | 0 | 0 |  | 1 | 1 | 1 | 0 | 0 | 0
load_220348898 |  | node_1354446_228_15289623_12 |  | AN | 0 | NonResidential | 17000+7241.97j | 0 | 0 | 0 | 0 | 0 | [24 empty] | 8104101 | no | no |  |  | no |  | 0 | 0 | 0 | 0 | 0 | 0 |  | 1 | 1 | 1 | 0 | 0 | 0
load_220349160 |  | node_1354972_246_15288354_99 |  | AN | 0 | NonResidential | 6000+2555.989j | 0 | 0 | 0 | 0 | 0 | [24 empty] | 8104101 | no | no |  |  | no |  | 0 | 0 | 0 | 0 | 0 | 0 |  | 1 | 1 | 1 | 0 | 0 | 0
load_220349161 |  | node_1354963_37_15288378_716 |  | AN | 0 | NonResidential | 6000+2555.989j | 0 | 0 | 0 | 0 | 0 | [24 empty] | 8104101 | no | no |  |  | no |  | 0 | 0 | 0 | 0 | 0 | 0 |  | 1 | 1 | 1 | 0 | 0 | 0
load_220349162 |  | node_1354853_431_15288652_425 |  | AN | 0 | NonResidential | 18333.333+7809.967j | 0 | 0 | 0 | 0 | 0 | [24 empty] | 8104101 | no | no |  |  | no |  | 0 | 0 | 0 | 0 | 0 | 0 |  | 1 | 1 | 1 | 0 | 0 | 0
load_220349163 |  | node_1354846_104_15288677_097 |  | BN | 0 | NonResidential | 0 | 18333.333+7809.967j | 0 | 0 | 0 | 0 | [24 empty] | 8104101 | no | no |  |  | no |  | 0 | 0 | 0 | 0 | 0 | 0 |  | 1 | 1 | 1 | 0 | 0 | 0
load_220349164 |  | node_1354834_256_15288698_336 |  | CN | 0 | NonResidential | 0 | 0 | 18333.333+7809.967j | 0 | 0 | 0 | [24 empty] | 8104101 | no | no |  |  | no |  | 0 | 0 | 0 | 0 | 0 | 0 |  | 1 | 1 | 1 | 0 | 0 | 0
load_220349335 |  | node_1352610_691_15286757_428 |  | AN | 0 | Residential | 93787.2+39953.18j | 0 | 0 | 0 | 0 | 0 | [24 empty] | 8104101 | no | no |  |  | no |  | 0 | 0 | 0 | 0 | 0 | 0 |  | 1 | 1 | 1 | 0 | 0 | 0
load_220349336 |  | node_1352630_468_15286358_894 |  | AN | 0 | Residential | 53942.4+22979.366j | 0 | 0 | 0 | 0 | 0 | [24 empty] | 8104101 | no | no |  |  | no |  | 0 | 0 | 0 | 0 | 0 | 0 |  | 1 | 1 | 1 | 0 | 0 | 0
load_220349343 |  | node_1352379_267_15286532_692 |  | AN | 0 | Residential | 46764+19921.381j | 0 | 0 | 0 | 0 | 0 | [24 empty] | 8104101 | no | no |  |  | no |  | 0 | 0 | 0 | 0 | 0 | 0 |  | 1 | 1 | 1 | 0 | 0 | 0
load_220349353 |  | node_1350813_745_15286981_216 |  | AN | 0 | NonResidential | 8000+3407.986j | 0 | 0 | 0 | 0 | 0 | [24 empty] | 8104101 | no | no |  |  | no |  | 0 | 0 | 0 | 0 | 0 | 0 |  | 1 | 1 | 1 | 0 | 0 | 0
load_220349354 |  | node_1350561_33_15286856_755 |  | AN | 0 | NonResidential | 16000+6815.971j | 0 | 0 | 0 | 0 | 0 | [24 empty] | 8104101 | no | no |  |  | no |  | 0 | 0 | 0 | 0 | 0 | 0 |  | 1 | 1 | 1 | 0 | 0 | 0
load_220349355 |  | node_1351203_347_15287436_12 |  | AN | 0 | NonResidential | 15500+6602.972j | 0 | 0 | 0 | 0 | 0 | [24 empty] | 8104101 | no | no |  |  | no |  | 0 | 0 | 0 | 0 | 0 | 0 |  | 1 | 1 | 1 | 0 | 0 | 0
load_220349356 |  | node_1351215_154_15287457_636 |  | AN | 0 | NonResidential | 15500+6602.972j | 0 | 0 | 0 | 0 | 0 | [24 empty] | 8104101 | no | no |  |  | no |  | 0 | 0 | 0 | 0 | 0 | 0 |  | 1 | 1 | 1 | 0 | 0 | 0
load_220349357 |  | node_1351592_343_15287501_307 |  | AN | 0 | NonResidential | 4000+1703.993j | 0 | 0 | 0 | 0 | 0 | [24 empty] | 8104101 | no | no |  |  | no |  | 0 | 0 | 0 | 0 | 0 | 0 |  | 1 | 1 | 1 | 0 | 0 | 0
load_220349358 |  | node_1351583_039_15287524_731 |  | AN | 0 | NonResidential | 4000+1703.993j | 0 | 0 | 0 | 0 | 0 | [24 empty] | 8104101 | no | no |  |  | no |  | 0 | 0 | 0 | 0 | 0 | 0 |  | 1 | 1 | 1 | 0 | 0 | 0
load_220349364 |  | node_1350933_633_15286590_026 |  | AN | 0 | Residential | 70941.6+30220.995j | 0 | 0 | 0 | 0 | 0 | [24 empty] | 8104101 | no | no |  |  | no |  | 0 | 0 | 0 | 0 | 0 | 0 |  | 1 | 1 | 1 | 0 | 0 | 0
load_220349365 |  | node_1351191_832_15286166_648 |  | AN | 0 | Residential | 57420+24460.818j | 0 | 0 | 0 | 0 | 0 | [24 empty] | 8104101 | no | no |  |  | no |  | 0 | 0 | 0 | 0 | 0 | 0 |  | 1 | 1 | 1 | 0 | 0 | 0
load_220349368 |  | node_1350755_97_15285766_877 |  | AN | 0 | Residential | 52603.2+22408.869j | 0 | 0 | 0 | 0 | 0 | [24 empty] | 8104101 | no | no |  |  | no |  | 0 | 0 | 0 | 0 | 0 | 0 |  | 1 | 1 | 1 | 0 | 0 | 0
load_220349369 |  | node_1350682_055_15285439_042 |  | AN | 0 | Residential | 39556.8+16851.126j | 0 | 0 | 0 | 0 | 0 | [24 empty] | 8104101 | no | no |  |  | no |  | 0 | 0 | 0 | 0 | 0 | 0 |  | 1 | 1 | 1 | 0 | 0 | 0
load_220349372 |  | node_1350448_505_15285568_919 |  | AN | 0 | Residential | 56700+24154.099j | 0 | 0 | 0 | 0 | 0 | [24 empty] | 8104101 | no | no |  |  | no |  | 0 | 0 | 0 | 0 | 0 | 0 |  | 1 | 1 | 1 | 0 | 0 | 0
load_220349384 |  | node_1350113_431_15286129_102 |  | AN | 0 | Residential | 7293.6+3107.061j | 0 | 0 | 0 | 0 | 0 | [24 empty] | 8104101 | no | no |  |  | no |  | 0 | 0 | 0 | 0 | 0 | 0 |  | 1 | 1 | 1 | 0 | 0 | 0
load_220349385 |  | node_1350124_347_15285891_141 |  | AN | 0 | Residential | 53222.4+22672.647j | 0 | 0 | 0 | 0 | 0 | [24 empty] | 8104101 | no | no |  |  | no |  | 0 | 0 | 0 | 0 | 0 | 0 |  | 1 | 1 | 1 | 0 | 0 | 0
load_220349386 |  | node_1350145_713_15285414_2 |  | AN | 0 | Residential | 88315.2+37622.118j | 0 | 0 | 0 | 0 | 0 | [24 empty] | 8104101 | no | no |  |  | no |  | 0 | 0 | 0 | 0 | 0 | 0 |  | 1 | 1 | 1 | 0 | 0 | 0
load_220349387 |  | node_1347508_104_15286442_27 |  | AN | 0 | Residential | 43747.2+18636.229j | 0 | 0 | 0 | 0 | 0 | [24 empty] | 8104101 | no | no |  |  | no |  | 0 | 0 | 0 | 0 | 0 | 0 |  | 1 | 1 | 1 | 0 | 0 | 0
load_220349388 |  | node_1347525_457_15286662_052 |  | AN | 0 | Residential | 36936+15734.67j | 0 | 0 | 0 | 0 | 0 | [24 empty] | 8104101 | no | no |  |  | no |  | 0 | 0 | 0 | 0 | 0 | 0 |  | 1 | 1 | 1 | 0 | 0 | 0
load_220349394 |  | node_1347635_505_15285259_246 |  | AN | 0 | NonResidential | 12000+5111.979j | 0 | 0 | 0 | 0 | 0 | [24 empty] | 8104101 | no | no |  |  | no |  | 0 | 0 | 0 | 0 | 0 | 0 |  | 1 | 1 | 1 | 0 | 0 | 0
load_220349395 |  | node_1348039_515_15285484_983 |  | AN | 0 | NonResidential | 4428+1886.32j | 0 | 0 | 0 | 0 | 0 | [24 empty] | 8104101 | no | no |  |  | no |  | 0 | 0 | 0 | 0 | 0 | 0 |  | 1 | 1 | 1 | 0 | 0 | 0
load_220349486 |  | node_1351603_778_15287209_657 |  | AN | 0 | NonResidential | 18000+7667.968j | 0 | 0 | 0 | 0 | 0 | [24 empty] | 8104101 | no | no |  |  | no |  | 0 | 0 | 0 | 0 | 0 | 0 |  | 1 | 1 | 1 | 0 | 0 | 0
load_220349487 |  | node_1351584_311_15287204_335 |  | BN | 0 | NonResidential | 0 | 18000+7667.968j | 0 | 0 | 0 | 0 | [24 empty] | 8104101 | no | no |  |  | no |  | 0 | 0 | 0 | 0 | 0 | 0 |  | 1 | 1 | 1 | 0 | 0 | 0
load_220349488 |  | node_1351566_497_15287192_441 |  | CN | 0 | NonResidential | 0 | 0 | 18000+7667.968j | 0 | 0 | 0 | [24 empty] | 8104101 | no | no |  |  | no |  | 0 | 0 | 0 | 0 | 0 | 0 |  | 1 | 1 | 1 | 0 | 0 | 0
load_220349582 |  | node_1360249_371_15291984_618 |  | AN | 0 | Other | 0 | 0 | 0 | 0 | 0 | 0 | [24 empty] | 8104101 | no | no |  |  | no |  | 0 | 0 | 0 | 0 | 0 | 0 |  | 1 | 1 | 1 | 0 | 0 | 0
load_220349583 |  | node_1359926_003_15291954_895 |  | AN | 0 | Residential | 118476+50470.565j | 0 | 0 | 0 | 0 | 0 | [24 empty] | 8104101 | no | no |  |  | no |  | 0 | 0 | 0 | 0 | 0 | 0 |  | 1 | 1 | 1 | 0 | 0 | 0
load_220349584 |  | node_1359633_892_15291717_309 |  | AN | 0 | Residential | 127987.2+54522.319j | 0 | 0 | 0 | 0 | 0 | [24 empty] | 8104101 | no | no |  |  | no |  | 0 | 0 | 0 | 0 | 0 | 0 |  | 1 | 1 | 1 | 0 | 0 | 0
load_220349585 |  | node_1359419_846_15291594_026 |  | AN | 0 | Residential | 105580.8+44977.232j | 0 | 0 | 0 | 0 | 0 | [24 empty] | 8104101 | no | no |  |  | no |  | 0 | 0 | 0 | 0 | 0 | 0 |  | 1 | 1 | 1 | 0 | 0 | 0
load_220349586 |  | node_1359206_048_15291470_048 |  | AN | 0 | Residential | 19281.6+8213.927j | 0 | 0 | 0 | 0 | 0 | [24 empty] | 8104101 | no | no |  |  | no |  | 0 | 0 | 0 | 0 | 0 | 0 |  | 1 | 1 | 1 | 0 | 0 | 0
load_220349587 |  | node_1359088_862_15291475_631 |  | AN | 0 | Residential | 33811.2+14403.511j | 0 | 0 | 0 | 0 | 0 | [24 empty] | 8104101 | no | no |  |  | no |  | 0 | 0 | 0 | 0 | 0 | 0 |  | 1 | 1 | 1 | 0 | 0 | 0
load_220349588 |  | node_1358857_646_15291221_174 |  | AN | 0 | NonResidential | 1062+452.41j | 0 | 0 | 0 | 0 | 0 | [24 empty] | 8104101 | no | no |  |  | no |  | 0 | 0 | 0 | 0 | 0 | 0 |  | 1 | 1 | 1 | 0 | 0 | 0
load_220349589 |  | node_1358838_691_15291228_832 |  | BN | 0 | NonResidential | 0 | 1062+452.41j | 0 | 0 | 0 | 0 | [24 empty] | 8104101 | no | no |  |  | no |  | 0 | 0 | 0 | 0 | 0 | 0 |  | 1 | 1 | 1 | 0 | 0 | 0
load_220349595 |  | node_1357879_116_15291014_673 |  | AN | 0 | NonResidential | 2000+851.996j | 0 | 0 | 0 | 0 | 0 | [24 empty] | 8104101 | no | no |  |  | no |  | 0 | 0 | 0 | 0 | 0 | 0 |  | 1 | 1 | 1 | 0 | 0 | 0
load_220349596 |  | node_1357860_97_15291003_746 |  | AN | 0 | NonResidential | 2000+851.996j | 0 | 0 | 0 | 0 | 0 | [24 empty] | 8104101 | no | no |  |  | no |  | 0 | 0 | 0 | 0 | 0 | 0 |  | 1 | 1 | 1 | 0 | 0 | 0
load_220349599 |  | node_1356174_152_15290432_102 |  | AN | 0 | NonResidential | 4000+1703.993j | 0 | 0 | 0 | 0 | 0 | [24 empty] | 8104101 | no | no |  |  | no |  | 0 | 0 | 0 | 0 | 0 | 0 |  | 1 | 1 | 1 | 0 | 0 | 0
load_220349602 |  | node_1355863_37_15290395_897 |  | AN | 0 | Residential | 61416+26163.106j | 0 | 0 | 0 | 0 | 0 | [24 empty] | 8104101 | no | no |  |  | no |  | 0 | 0 | 0 | 0 | 0 | 0 |  | 1 | 1 | 1 | 0 | 0 | 0
load_220349603 |  | node_1355669_885_15290341_024 |  | AN | 0 | Residential | 62517.6+26632.386j | 0 | 0 | 0 | 0 | 0 | [24 empty] | 8104101 | no | no |  |  | no |  | 0 | 0 | 0 | 0 | 0 | 0 |  | 1 | 1 | 1 | 0 | 0 | 0
load_220349604 |  | node_1355031_048_15290091_89 |  | AN | 0 | NonResidential | 14000+5963.975j | 0 | 0 | 0 | 0 | 0 | [24 empty] | 8104101 | no | no |  |  | no |  | 0 | 0 | 0 | 0 | 0 | 0 |  | 1 | 1 | 1 | 0 | 0 | 0
load_220349607 |  | node_1354641_883_15289735_76 |  | AN | 0 | Residential | 3056.4+1302.021j | 0 | 0 | 0 | 0 | 0 | [24 empty] | 8104101 | no | no |  |  | no |  | 0 | 0 | 0 | 0 | 0 | 0 |  | 1 | 1 | 1 | 0 | 0 | 0
load_220349608 |  | node_1354656_531_15289717_95 |  | AN | 0 | Residential | 3056.4+1302.021j | 0 | 0 | 0 | 0 | 0 | [24 empty] | 8104101 | no | no |  |  | no |  | 0 | 0 | 0 | 0 | 0 | 0 |  | 1 | 1 | 1 | 0 | 0 | 0
load_220349609 |  | node_1354494_674_15287803_407 |  | AN | 0 | Other | 0 | 0 | 0 | 0 | 0 | 0 | [24 empty] | 8104101 | no | no |  |  | no |  | 0 | 0 | 0 | 0 | 0 | 0 |  | 1 | 1 | 1 | 0 | 0 | 0
load_220349610 |  | node_1354198_027_15287808_477 |  | AN | 0 | NonResidential | 11666.667+4969.979j | 0 | 0 | 0 | 0 | 0 | [24 empty] | 8104101 | no | no |  |  | no |  | 0 | 0 | 0 | 0 | 0 | 0 |  | 1 | 1 | 1 | 0 | 0 | 0
load_220349611 |  | node_1354178_799_15287801_741 |  | BN | 0 | Residential | 0 | 3496.8+1489.631j | 0 | 0 | 0 | 0 | [24 empty] | 8104101 | no | no |  |  | no |  | 0 | 0 | 0 | 0 | 0 | 0 |  | 1 | 1 | 1 | 0 | 0 | 0
load_220349612 |  | node_1354215_338_15287821_652 |  | CN | 0 | Residential | 0 | 0 | 3496.8+1489.631j | 0 | 0 | 0 | [24 empty] | 8104101 | no | no |  |  | no |  | 0 | 0 | 0 | 0 | 0 | 0 |  | 1 | 1 | 1 | 0 | 0 | 0
load_220349613 |  | node_1354042_497_15287753_219 |  | AN | 0 | NonResidential | 7666.667+3265.986j | 0 | 0 | 0 | 0 | 0 | [24 empty] | 8104101 | no | no |  |  | no |  | 0 | 0 | 0 | 0 | 0 | 0 |  | 1 | 1 | 1 | 0 | 0 | 0
load_220349614 |  | node_1354008_4_15287726_555 |  | BN | 0 | NonResidential | 0 | 7666.667+3265.986j | 0 | 0 | 0 | 0 | [24 empty] | 8104101 | no | no |  |  | no |  | 0 | 0 | 0 | 0 | 0 | 0 |  | 1 | 1 | 1 | 0 | 0 | 0
load_220349615 |  | node_1354026_74_15287736_887 |  | CN | 0 | NonResidential | 0 | 0 | 7666.667+3265.986j | 0 | 0 | 0 | [24 empty] | 8104101 | no | no |  |  | no |  | 0 | 0 | 0 | 0 | 0 | 0 |  | 1 | 1 | 1 | 0 | 0 | 0
load_220349616 |  | node_1353893_61_15287748_259 |  | AN | 0 | NonResidential | 11678.4+4974.978j | 0 | 0 | 0 | 0 | 0 | [24 empty] | 8104101 | no | no |  |  | no |  | 0 | 0 | 0 | 0 | 0 | 0 |  | 1 | 1 | 1 | 0 | 0 | 0
load_220349617 |  | node_1353779_198_15287903_802 |  | AN | 0 | NonResidential | 4291.2+1828.044j | 0 | 0 | 0 | 0 | 0 | [24 empty] | 8104101 | no | no |  |  | no |  | 0 | 0 | 0 | 0 | 0 | 0 |  | 1 | 1 | 1 | 0 | 0 | 0
load_220349618 |  | node_1353859_359_15288034_212 |  | AN | 0 | NonResidential | 13000+5537.977j | 0 | 0 | 0 | 0 | 0 | [24 empty] | 8104101 | no | no |  |  | no |  | 0 | 0 | 0 | 0 | 0 | 0 |  | 1 | 1 | 1 | 0 | 0 | 0
load_220349619 |  | node_1353637_491_15287869_118 |  | AN | 0 | NonResidential | 24666.667+10507.956j | 0 | 0 | 0 | 0 | 0 | [24 empty] | 8104101 | no | no |  |  | no |  | 0 | 0 | 0 | 0 | 0 | 0 |  | 1 | 1 | 1 | 0 | 0 | 0
load_220349620 |  | node_1353618_068_15287863_511 |  | BN | 0 | NonResidential | 0 | 24666.667+10507.956j | 0 | 0 | 0 | 0 | [24 empty] | 8104101 | no | no |  |  | no |  | 0 | 0 | 0 | 0 | 0 | 0 |  | 1 | 1 | 1 | 0 | 0 | 0
load_220349621 |  | node_1353657_296_15287867_797 |  | CN | 0 | NonResidential | 0 | 0 | 24666.667+10507.956j | 0 | 0 | 0 | [24 empty] | 8104101 | no | no |  |  | no |  | 0 | 0 | 0 | 0 | 0 | 0 |  | 1 | 1 | 1 | 0 | 0 | 0
load_220349623 |  | node_1353000_796_15287451_88 |  | AN | 0 | Residential | 27072+11532.624j | 0 | 0 | 0 | 0 | 0 | [24 empty] | 8104101 | no | no |  |  | no |  | 0 | 0 | 0 | 0 | 0 | 0 |  | 1 | 1 | 1 | 0 | 0 | 0
load_220349624 |  | node_1353016_445_15287468_399 |  | AN | 0 | NonResidential | 2500+1064.996j | 0 | 0 | 0 | 0 | 0 | [24 empty] | 8104101 | no | no |  |  | no |  | 0 | 0 | 0 | 0 | 0 | 0 |  | 1 | 1 | 1 | 0 | 0 | 0
load_220349628 |  | node_1352389_19_15287148_861 |  | AN | 0 | Residential | 28332+12069.381j | 0 | 0 | 0 | 0 | 0 | [24 empty] | 8104101 | no | no |  |  | no |  | 0 | 0 | 0 | 0 | 0 | 0 |  | 1 | 1 | 1 | 0 | 0 | 0
load_220349629 |  | node_1352084_851_15287045_665 |  | AN | 0 | Residential | 104889.6+44682.782j | 0 | 0 | 0 | 0 | 0 | [24 empty] | 8104101 | no | no |  |  | no |  | 0 | 0 | 0 | 0 | 0 | 0 |  | 1 | 1 | 1 | 0 | 0 | 0
load_220349630 |  | node_1351874_699_15286841_609 |  | AN | 0 | Residential | 2664+1134.859j | 0 | 0 | 0 | 0 | 0 | [24 empty] | 8104101 | no | no |  |  | no |  | 0 | 0 | 0 | 0 | 0 | 0 |  | 1 | 1 | 1 | 0 | 0 | 0
load_220349631 |  | node_1351858_421_15286826_226 |  | AN | 0 | NonResidential | 6000+2555.989j | 0 | 0 | 0 | 0 | 0 | [24 empty] | 8104101 | no | no |  |  | no |  | 0 | 0 | 0 | 0 | 0 | 0 |  | 1 | 1 | 1 | 0 | 0 | 0
load_220349632 |  | node_1351269_475_15286785_979 |  | AN | 0 | Residential | 61408.8+26160.039j | 0 | 0 | 0 | 0 | 0 | [24 empty] | 8104101 | no | no |  |  | no |  | 0 | 0 | 0 | 0 | 0 | 0 |  | 1 | 1 | 1 | 0 | 0 | 0
load_220349635 |  | node_1349986_716_15286244_294 |  | AN | 0 | Residential | 13773.6+5867.529j | 0 | 0 | 0 | 0 | 0 | [24 empty] | 8104101 | no | no |  |  | no |  | 0 | 0 | 0 | 0 | 0 | 0 |  | 1 | 1 | 1 | 0 | 0 | 0
load_220349636 |  | node_1349803_934_15286169_688 |  | AN | 0 | Residential | 31672.8+13492.556j | 0 | 0 | 0 | 0 | 0 | [24 empty] | 8104101 | no | no |  |  | no |  | 0 | 0 | 0 | 0 | 0 | 0 |  | 1 | 1 | 1 | 0 | 0 | 0
load_220349638 |  | node_1349047_911_15285923_74 |  | AN | 0 | Residential | 12952.8+5517.87j | 0 | 0 | 0 | 0 | 0 | [24 empty] | 8104101 | no | no |  |  | no |  | 0 | 0 | 0 | 0 | 0 | 0 |  | 1 | 1 | 1 | 0 | 0 | 0
load_220349639 |  | node_1348178_777_15286051_747 |  | AN | 0 | NonResidential | 17000+7241.97j | 0 | 0 | 0 | 0 | 0 | [24 empty] | 8104101 | no | no |  |  | no |  | 0 | 0 | 0 | 0 | 0 | 0 |  | 1 | 1 | 1 | 0 | 0 | 0
load_220349640 |  | node_1347553_168_15285927_952 |  | AN | 0 | Residential | 16689.6+7109.74j | 0 | 0 | 0 | 0 | 0 | [24 empty] | 8104101 | no | no |  |  | no |  | 0 | 0 | 0 | 0 | 0 | 0 |  | 1 | 1 | 1 | 0 | 0 | 0
load_220349641 |  | node_1347108_716_15285803_016 |  | AN | 0 | Residential | 30600+13035.545j | 0 | 0 | 0 | 0 | 0 | [24 empty] | 8104101 | no | no |  |  | no |  | 0 | 0 | 0 | 0 | 0 | 0 |  | 1 | 1 | 1 | 0 | 0 | 0
load_220349642 |  | node_1346673_4_15285503_778 |  | AN | 0 | Residential | 28065.6+11955.896j | 0 | 0 | 0 | 0 | 0 | [24 empty] | 8104101 | no | no |  |  | no |  | 0 | 0 | 0 | 0 | 0 | 0 |  | 1 | 1 | 1 | 0 | 0 | 0
load_220349643 |  | node_1346585_799_15285338_111 |  | AN | 0 | Residential | 1531.2+652.288j | 0 | 0 | 0 | 0 | 0 | [24 empty] | 8104101 | no | no |  |  | no |  | 0 | 0 | 0 | 0 | 0 | 0 |  | 1 | 1 | 1 | 0 | 0 | 0
load_220349644 |  | node_1346563_917_15285294_012 |  | CN | 0 | Residential | 0 | 0 | 1531.2+652.288j | 0 | 0 | 0 | [24 empty] | 8104101 | no | no |  |  | no |  | 0 | 0 | 0 | 0 | 0 | 0 |  | 1 | 1 | 1 | 0 | 0 | 0
load_220349645 |  | node_1346577_01_15285314_15 |  | BN | 0 | Residential | 0 | 1531.2+652.288j | 0 | 0 | 0 | 0 | [24 empty] | 8104101 | no | no |  |  | no |  | 0 | 0 | 0 | 0 | 0 | 0 |  | 1 | 1 | 1 | 0 | 0 | 0
load_220349648 |  | node_1346017_199_15284706_669 |  | AN | 0 | NonResidential | 22666.667+9655.96j | 0 | 0 | 0 | 0 | 0 | [24 empty] | 8104101 | no | no |  |  | no |  | 0 | 0 | 0 | 0 | 0 | 0 |  | 1 | 1 | 1 | 0 | 0 | 0
load_220349649 |  | node_1345813_789_15284670_121 |  | AN | 0 | Residential | 40759.2+17363.346j | 0 | 0 | 0 | 0 | 0 | [24 empty] | 8104101 | no | no |  |  | no |  | 0 | 0 | 0 | 0 | 0 | 0 |  | 1 | 1 | 1 | 0 | 0 | 0
load_220349706 |  | node_1355765_816_15290127_778 |  | AN | 0 | Other | 0 | 0 | 0 | 0 | 0 | 0 | [24 empty] | 8104101 | no | no |  |  | no |  | 0 | 0 | 0 | 0 | 0 | 0 |  | 1 | 1 | 1 | 0 | 0 | 0
load_220349707 |  | node_1355841_518_15289647_29 |  | AN | 0 | NonResidential | 2500+1064.996j | 0 | 0 | 0 | 0 | 0 | [24 empty] | 8104101 | no | no |  |  | no |  | 0 | 0 | 0 | 0 | 0 | 0 |  | 1 | 1 | 1 | 0 | 0 | 0
load_220349708 |  | node_1355840_486_15289673_871 |  | AN | 0 | NonResidential | 2500+1064.996j | 0 | 0 | 0 | 0 | 0 | [24 empty] | 8104101 | no | no |  |  | no |  | 0 | 0 | 0 | 0 | 0 | 0 |  | 1 | 1 | 1 | 0 | 0 | 0
load_220349709 |  | node_1355605_62_15289129_71 |  | AN | 0 | Other | 0 | 0 | 0 | 0 | 0 | 0 | [24 empty] | 8104101 | no | no |  |  | no |  | 0 | 0 | 0 | 0 | 0 | 0 |  | 1 | 1 | 1 | 0 | 0 | 0
load_220349710 |  | node_1355394_734_15288984_841 |  | AN | 0 | Other | 0 | 0 | 0 | 0 | 0 | 0 | [24 empty] | 8104101 | no | no |  |  | no |  | 0 | 0 | 0 | 0 | 0 | 0 |  | 1 | 1 | 1 | 0 | 0 | 0
load_220349711 |  | node_1355373_281_15289012_608 |  | BN | 0 | Other | 0 | 0 | 0 | 0 | 0 | 0 | [24 empty] | 8104101 | no | no |  |  | no |  | 0 | 0 | 0 | 0 | 0 | 0 |  | 1 | 1 | 1 | 0 | 0 | 0
load_220349712 |  | node_1355381_247_15289000_699 |  | CN | 0 | Other | 0 | 0 | 0 | 0 | 0 | 0 | [24 empty] | 8104101 | no | no |  |  | no |  | 0 | 0 | 0 | 0 | 0 | 0 |  | 1 | 1 | 1 | 0 | 0 | 0
load_220349713 |  | node_1355229_342_15288969_878 |  | AN | 0 | NonResidential | 4000+1703.993j | 0 | 0 | 0 | 0 | 0 | [24 empty] | 8104101 | no | no |  |  | no |  | 0 | 0 | 0 | 0 | 0 | 0 |  | 1 | 1 | 1 | 0 | 0 | 0
load_220349714 |  | node_1355209_509_15288970_14 |  | BN | 0 | NonResidential | 0 | 4000+1703.993j | 0 | 0 | 0 | 0 | [24 empty] | 8104101 | no | no |  |  | no |  | 0 | 0 | 0 | 0 | 0 | 0 |  | 1 | 1 | 1 | 0 | 0 | 0
load_220349715 |  | node_1355248_588_15288976_516 |  | CN | 0 | NonResidential | 0 | 0 | 4000+1703.993j | 0 | 0 | 0 | [24 empty] | 8104101 | no | no |  |  | no |  | 0 | 0 | 0 | 0 | 0 | 0 |  | 1 | 1 | 1 | 0 | 0 | 0
load_220349723 |  | node_1354964_496_15288797_963 |  | AN | 0 | NonResidential | 126+53.676j | 0 | 0 | 0 | 0 | 0 | [24 empty] | 8104101 | no | no |  |  | no |  | 0 | 0 | 0 | 0 | 0 | 0 |  | 1 | 1 | 1 | 0 | 0 | 0
load_220349724 |  | node_1354959_842_15288823_8 |  | AN | 0 | NonResidential | 126+53.676j | 0 | 0 | 0 | 0 | 0 | [24 empty] | 8104101 | no | no |  |  | no |  | 0 | 0 | 0 | 0 | 0 | 0 |  | 1 | 1 | 1 | 0 | 0 | 0
load_220432488 |  | node_1350241_412_15286533_117 |  | AN | 0 | NonResidential | 17666.667+7525.969j | 0 | 0 | 0 | 0 | 0 | [24 empty] | 8104101 | no | no |  |  | no |  | 0 | 0 | 0 | 0 | 0 | 0 |  | 1 | 1 | 1 | 0 | 0 | 0
load_220432656 |  | node_1350222_133_15286526_641 |  | BN | 0 | NonResidential | 0 | 17666.667+7525.969j | 0 | 0 | 0 | 0 | [24 empty] | 8104101 | no | no |  |  | no |  | 0 | 0 | 0 | 0 | 0 | 0 |  | 1 | 1 | 1 | 0 | 0 | 0
load_220432657 |  | node_1350204_723_15286513_7 |  | CN | 0 | NonResidential | 0 | 0 | 17666.667+7525.969j | 0 | 0 | 0 | [24 empty] | 8104101 | no | no |  |  | no |  | 0 | 0 | 0 | 0 | 0 | 0 |  | 1 | 1 | 1 | 0 | 0 | 0
load_220439188 |  | node_1353925_596_15288422_29 |  | AN | 0 | NonResidential | 26666.667+11359.953j | 0 | 0 | 0 | 0 | 0 | [24 empty] | 8104101 | no | no |  |  | no |  | 0 | 0 | 0 | 0 | 0 | 0 |  | 1 | 1 | 1 | 0 | 0 | 0
load_220439204 |  | node_1353886_286_15288420_085 |  | BN | 0 | NonResidential | 0 | 26666.667+11359.953j | 0 | 0 | 0 | 0 | [24 empty] | 8104101 | no | no |  |  | no |  | 0 | 0 | 0 | 0 | 0 | 0 |  | 1 | 1 | 1 | 0 | 0 | 0
load_220457181 |  | node_1353906_03_15288417_715 |  | CN | 0 | NonResidential | 0 | 0 | 26666.667+11359.953j | 0 | 0 | 0 | [24 empty] | 8104101 | no | no |  |  | no |  | 0 | 0 | 0 | 0 | 0 | 0 |  | 1 | 1 | 1 | 0 | 0 | 0
load_220461717 |  | node_1348589_975_15284520_361 |  | AN | 0 | Residential | 92808+39536.042j | 0 | 0 | 0 | 0 | 0 | [24 empty] | 8104101 | no | no |  |  | no |  | 0 | 0 | 0 | 0 | 0 | 0 |  | 1 | 1 | 1 | 0 | 0 | 0
load_220481953 |  | node_1346030_276_15284726_827 |  | BN | 0 | NonResidential | 0 | 22666.667+9655.96j | 0 | 0 | 0 | 0 | [24 empty] | 8104101 | no | no |  |  | no |  | 0 | 0 | 0 | 0 | 0 | 0 |  | 1 | 1 | 1 | 0 | 0 | 0
load_220486444 |  | node_1349282_539_15285220_32 |  | AN | 0 | Residential | 65340+27834.723j | 0 | 0 | 0 | 0 | 0 | [24 empty] | 8104101 | no | no |  |  | no |  | 0 | 0 | 0 | 0 | 0 | 0 |  | 1 | 1 | 1 | 0 | 0 | 0
load_220491342 |  | node_1351176_743_15287041_03 |  | AN | 0 | NonResidential | 2333.333+993.996j | 0 | 0 | 0 | 0 | 0 | [24 empty] | 8104101 | no | no |  |  | no |  | 0 | 0 | 0 | 0 | 0 | 0 |  | 1 | 1 | 1 | 0 | 0 | 0
load_220491343 |  | node_1351156_338_15286995_685 |  | BN | 0 | NonResidential | 0 | 2333.333+993.996j | 0 | 0 | 0 | 0 | [24 empty] | 8104101 | no | no |  |  | no |  | 0 | 0 | 0 | 0 | 0 | 0 |  | 1 | 1 | 1 | 0 | 0 | 0
load_220491344 |  | node_1351168_754_15287016_577 |  | CN | 0 | NonResidential | 0 | 0 | 2333.333+993.996j | 0 | 0 | 0 | [24 empty] | 8104101 | no | no |  |  | no |  | 0 | 0 | 0 | 0 | 0 | 0 |  | 1 | 1 | 1 | 0 | 0 | 0
load_220494062 |  | node_1349616_052_15285659_19 |  | AN | 0 | Residential | 120448.8+51310.974j | 0 | 0 | 0 | 0 | 0 | [24 empty] | 8104101 | no | no |  |  | no |  | 0 | 0 | 0 | 0 | 0 | 0 |  | 1 | 1 | 1 | 0 | 0 | 0
load_220514749 |  | node_1344828_803_15288996_635 |  | AN | 0 | NonResidential | 208.8+88.948j | 0 | 0 | 0 | 0 | 0 | [24 empty] | 8104101 | no | no |  |  | no |  | 0 | 0 | 0 | 0 | 0 | 0 |  | 1 | 1 | 1 | 0 | 0 | 0
load_220531134 |  | node_1357194_9_15290419_084 |  | AN | 0 | Other | 0 | 0 | 0 | 0 | 0 | 0 | [24 empty] | 8104101 | no | no |  |  | no |  | 0 | 0 | 0 | 0 | 0 | 0 |  | 1 | 1 | 1 | 0 | 0 | 0
load_220532274 |  | node_1349869_825_15286612_744 |  | AN | 0 | NonResidential | 3000+1277.995j | 0 | 0 | 0 | 0 | 0 | [24 empty] | 8104101 | no | no |  |  | no |  | 0 | 0 | 0 | 0 | 0 | 0 |  | 1 | 1 | 1 | 0 | 0 | 0
load_220536063 |  | node_1358282_929_15291040_869 |  | AN | 0 | Residential | 42429.6+18074.934j | 0 | 0 | 0 | 0 | 0 | [24 empty] | 8104101 | no | no |  |  | no |  | 0 | 0 | 0 | 0 | 0 | 0 |  | 1 | 1 | 1 | 0 | 0 | 0
load_220537452 |  | node_1349533_035_15286069_111 |  | AN | 0 | NonResidential | 11000+4685.98j | 0 | 0 | 0 | 0 | 0 | [24 empty] | 8104101 | no | no |  |  | no |  | 0 | 0 | 0 | 0 | 0 | 0 |  | 1 | 1 | 1 | 0 | 0 | 0
load_220539804 |  | node_1344425_045_15284605_219 |  | AN | 0 | Residential | 6480+2760.468j | 0 | 0 | 0 | 0 | 0 | [24 empty] | 8104101 | no | no |  |  | no |  | 0 | 0 | 0 | 0 | 0 | 0 |  | 1 | 1 | 1 | 0 | 0 | 0
load_220543995 |  | node_1355188_091_15288311_903 |  | AN | 0 | NonResidential | 6333.333+2697.989j | 0 | 0 | 0 | 0 | 0 | [24 empty] | 8104101 | no | no |  |  | no |  | 0 | 0 | 0 | 0 | 0 | 0 |  | 1 | 1 | 1 | 0 | 0 | 0
load_220543996 |  | node_1355185_392_15288301_373 |  | BN | 0 | NonResidential | 0 | 6333.333+2697.989j | 0 | 0 | 0 | 0 | [24 empty] | 8104101 | no | no |  |  | no |  | 0 | 0 | 0 | 0 | 0 | 0 |  | 1 | 1 | 1 | 0 | 0 | 0
load_220543997 |  | node_1355180_933_15288292_765 |  | CN | 0 | NonResidential | 0 | 0 | 6333.333+2697.989j | 0 | 0 | 0 | [24 empty] | 8104101 | no | no |  |  | no |  | 0 | 0 | 0 | 0 | 0 | 0 |  | 1 | 1 | 1 | 0 | 0 | 0
load_220556978 |  | node_1350707_088_15284967_5 |  | AN | 0 | NonResidential | 172.8+73.612j | 0 | 0 | 0 | 0 | 0 | [24 empty] | 8104101 | no | no |  |  | no |  | 0 | 0 | 0 | 0 | 0 | 0 |  | 1 | 1 | 1 | 0 | 0 | 0
load_220575898 |  | node_1353562_418_15287586_362 |  | AN | 0 | Residential | 39952.8+17019.822j | 0 | 0 | 0 | 0 | 0 | [24 empty] | 8104101 | no | no |  |  | no |  | 0 | 0 | 0 | 0 | 0 | 0 |  | 1 | 1 | 1 | 0 | 0 | 0
load_220577296 |  | node_1352812_695_15287237_793 |  | AN | 0 | NonResidential | 5000+2129.991j | 0 | 0 | 0 | 0 | 0 | [24 empty] | 8104101 | no | no |  |  | no |  | 0 | 0 | 0 | 0 | 0 | 0 |  | 1 | 1 | 1 | 0 | 0 | 0
load_220577302 |  | node_1346039_045_15284750_802 |  | CN | 0 | NonResidential | 0 | 0 | 22666.667+9655.96j | 0 | 0 | 0 | [24 empty] | 8104101 | no | no |  |  | no |  | 0 | 0 | 0 | 0 | 0 | 0 |  | 1 | 1 | 1 | 0 | 0 | 0
load_220583221 |  | node_1354553_039_15288834_845 |  | AN | 0 | NonResidential | 1483.2+631.841j | 0 | 0 | 0 | 0 | 0 | [24 empty] | 8104101 | no | no |  |  | no |  | 0 | 0 | 0 | 0 | 0 | 0 |  | 1 | 1 | 1 | 0 | 0 | 0
load_220584923 |  | node_1355361_426_15289712_967 |  | AN | 0 | NonResidential | 0 | 0 | 0 | 0 | 0 | 0 | [24 empty] | 8104101 | no | no |  |  | no |  | 0 | 0 | 0 | 0 | 0 | 0 |  | 1 | 1 | 1 | 0 | 0 | 0
load_220595723 |  | node_1350655_894_15286092_317 |  | AN | 0 | NonResidential | 0 | 0 | 0 | 0 | 0 | 0 | [24 empty] | 8104101 | no | no |  |  | no |  | 0 | 0 | 0 | 0 | 0 | 0 |  | 1 | 1 | 1 | 0 | 0 | 0
load_220597570 |  | node_1346201_448_15284335_208 |  | AN | 0 | NonResidential | 6624+2821.812j | 0 | 0 | 0 | 0 | 0 | [24 empty] | 8104101 | no | no |  |  | no |  | 0 | 0 | 0 | 0 | 0 | 0 |  | 1 | 1 | 1 | 0 | 0 | 0
load_220597632 |  | node_1351333_249_15285766_2 |  | AN | 0 | NonResidential | 230.4+98.15j | 0 | 0 | 0 | 0 | 0 | [24 empty] | 8104101 | no | no |  |  | no |  | 0 | 0 | 0 | 0 | 0 | 0 |  | 1 | 1 | 1 | 0 | 0 | 0
load_220598160 |  | node_1346052_588_15284009_068 |  | AN | 0 | NonResidential | 16000+6815.971j | 0 | 0 | 0 | 0 | 0 | [24 empty] | 8104101 | no | no |  |  | no |  | 0 | 0 | 0 | 0 | 0 | 0 |  | 1 | 1 | 1 | 0 | 0 | 0
load_220598161 |  | node_1346061_644_15284019_233 |  | BN | 0 | NonResidential | 0 | 16000+6815.971j | 0 | 0 | 0 | 0 | [24 empty] | 8104101 | no | no |  |  | no |  | 0 | 0 | 0 | 0 | 0 | 0 |  | 1 | 1 | 1 | 0 | 0 | 0
load_220598162 |  | node_1346041_378_15283996_23 |  | CN | 0 | NonResidential | 0 | 0 | 16000+6815.971j | 0 | 0 | 0 | [24 empty] | 8104101 | no | no |  |  | no |  | 0 | 0 | 0 | 0 | 0 | 0 |  | 1 | 1 | 1 | 0 | 0 | 0
load_220598759 |  | node_1354266_551_15289518_119 |  | AN | 0 | NonResidential | 12000+5111.979j | 0 | 0 | 0 | 0 | 0 | [24 empty] | 8104101 | no | no |  |  | no |  | 0 | 0 | 0 | 0 | 0 | 0 |  | 1 | 1 | 1 | 0 | 0 | 0
load_220601299 |  | node_1350631_055_15286556_909 |  | AN | 0 | NonResidential | 4485.6+1910.858j | 0 | 0 | 0 | 0 | 0 | [24 empty] | 8104101 | no | no |  |  | no |  | 0 | 0 | 0 | 0 | 0 | 0 |  | 1 | 1 | 1 | 0 | 0 | 0
load_220602590 |  | node_1360496_289_15292576_701 |  | AN | 0 | Residential | 111384+47449.385j | 0 | 0 | 0 | 0 | 0 | [24 empty] | 8104101 | no | no |  |  | no |  | 0 | 0 | 0 | 0 | 0 | 0 |  | 1 | 1 | 1 | 0 | 0 | 0
load_220603153 |  | node_1354911_588_15290059_324 |  | AN | 0 | Residential | 24969.6+10637.005j | 0 | 0 | 0 | 0 | 0 | [24 empty] | 8104101 | no | no |  |  | no |  | 0 | 0 | 0 | 0 | 0 | 0 |  | 1 | 1 | 1 | 0 | 0 | 0
load_220604025 |  | node_1350440_895_15286037_11 |  | AN | 0 | Residential | 82267.2+35045.68j | 0 | 0 | 0 | 0 | 0 | [24 empty] | 8104101 | no | no |  |  | no |  | 0 | 0 | 0 | 0 | 0 | 0 |  | 1 | 1 | 1 | 0 | 0 | 0
load_220616140 |  | node_1354796_43_15288989_708 |  | AN | 0 | NonResidential | 26000+11075.954j | 0 | 0 | 0 | 0 | 0 | [24 empty] | 8104101 | no | no |  |  | no |  | 0 | 0 | 0 | 0 | 0 | 0 |  | 1 | 1 | 1 | 0 | 0 | 0
load_220616368 |  | node_1350980_93_15285420_003 |  | AN | 0 | Residential | 118929.6+50663.797j | 0 | 0 | 0 | 0 | 0 | [24 empty] | 8104101 | no | no |  |  | no |  | 0 | 0 | 0 | 0 | 0 | 0 |  | 1 | 1 | 1 | 0 | 0 | 0
load_220619093 |  | node_1354262_69_15288651_562 |  | AN | 0 | NonResidential | 30666.667+13063.945j | 0 | 0 | 0 | 0 | 0 | [24 empty] | 8104101 | no | no |  |  | no |  | 0 | 0 | 0 | 0 | 0 | 0 |  | 1 | 1 | 1 | 0 | 0 | 0
load_220619094 |  | node_1354242_858_15288651_968 |  | BN | 0 | NonResidential | 0 | 30666.667+13063.945j | 0 | 0 | 0 | 0 | [24 empty] | 8104101 | no | no |  |  | no |  | 0 | 0 | 0 | 0 | 0 | 0 |  | 1 | 1 | 1 | 0 | 0 | 0
load_220619095 |  | node_1354281_73_15288644_279 |  | CN | 0 | NonResidential | 0 | 0 | 30666.667+13063.945j | 0 | 0 | 0 | [24 empty] | 8104101 | no | no |  |  | no |  | 0 | 0 | 0 | 0 | 0 | 0 |  | 1 | 1 | 1 | 0 | 0 | 0
load_220641660 |  | node_1354625_302_15287981_966 |  | AN | 0 | NonResidential | 11000+4685.98j | 0 | 0 | 0 | 0 | 0 | [24 empty] | 8104101 | no | no |  |  | no |  | 0 | 0 | 0 | 0 | 0 | 0 |  | 1 | 1 | 1 | 0 | 0 | 0
load_220648271 |  | node_1355371_802_15290239_983 |  | AN | 0 | Residential | 38354.4+16338.906j | 0 | 0 | 0 | 0 | 0 | [24 empty] | 8104101 | no | no |  |  | no |  | 0 | 0 | 0 | 0 | 0 | 0 |  | 1 | 1 | 1 | 0 | 0 | 0
load_220648448 |  | node_1354160_54_15289677_103 |  | AN | 0 | NonResidential | 5000+2129.991j | 0 | 0 | 0 | 0 | 0 | [24 empty] | 8104101 | no | no |  |  | no |  | 0 | 0 | 0 | 0 | 0 | 0 |  | 1 | 1 | 1 | 0 | 0 | 0
load_220655707 |  | node_1345630_073_15284404_564 |  | AN | 0 | Residential | 16862.4+7183.352j | 0 | 0 | 0 | 0 | 0 | [24 empty] | 8104101 | no | no |  |  | no |  | 0 | 0 | 0 | 0 | 0 | 0 |  | 1 | 1 | 1 | 0 | 0 | 0
load_310011393 |  | node_1350695_664_15285107_48 |  | AN | 0 | Residential | 27950.4+11906.821j | 0 | 0 | 0 | 0 | 0 | [24 empty] | 8104101 | no | no |  |  | no |  | 0 | 0 | 0 | 0 | 0 | 0 |  | 1 | 1 | 1 | 0 | 0 | 0
load_310014683 |  | node_1354444_836_15288513_128 |  | BN | 0 | NonResidential | 0 | 20500+8732.963j | 0 | 0 | 0 | 0 | [24 empty] | 8104101 | no | no |  |  | no |  | 0 | 0 | 0 | 0 | 0 | 0 |  | 1 | 1 | 1 | 0 | 0 | 0
load_310023626 |  | node_1352497_716_15287043_296 |  | AN | 0 | NonResidential | 16500+7028.971j | 0 | 0 | 0 | 0 | 0 | [24 empty] | 8104101 | no | no |  |  | no |  | 0 | 0 | 0 | 0 | 0 | 0 |  | 1 | 1 | 1 | 0 | 0 | 0
load_310049473 |  | node_1359767_85_15292249_237 |  | AN | 0 | NonResidential | 3031.2+1291.286j | 0 | 0 | 0 | 0 | 0 | [24 empty] | 8104101 | no | no |  |  | no |  | 0 | 0 | 0 | 0 | 0 | 0 |  | 1 | 1 | 1 | 0 | 0 | 0
load_310050377 |  | node_1355004_607_15289250_176 |  | AN | 0 | NonResidential | 69000+29393.877j | 0 | 0 | 0 | 0 | 0 | [24 empty] | 8104101 | no | no |  |  | no |  | 0 | 0 | 0 | 0 | 0 | 0 |  | 1 | 1 | 1 | 0 | 0 | 0
load_310050382 |  | node_1355020_636_15289251_366 |  | BN | 0 | NonResidential | 0 | 69000+29393.877j | 0 | 0 | 0 | 0 | [24 empty] | 8104101 | no | no |  |  | no |  | 0 | 0 | 0 | 0 | 0 | 0 |  | 1 | 1 | 1 | 0 | 0 | 0
load_310050385 |  | node_1355036_131_15289251_175 |  | CN | 0 | NonResidential | 0 | 0 | 69000+29393.877j | 0 | 0 | 0 | [24 empty] | 8104101 | no | no |  |  | no |  | 0 | 0 | 0 | 0 | 0 | 0 |  | 1 | 1 | 1 | 0 | 0 | 0
load_310059115 |  | node_1352506_072_15287019_229 |  | BN | 0 | Residential | 0 | 16646.4+7091.337j | 0 | 0 | 0 | 0 | [24 empty] | 8104101 | no | no |  |  | no |  | 0 | 0 | 0 | 0 | 0 | 0 |  | 1 | 1 | 1 | 0 | 0 | 0
load_311909717 |  | node_1355763_641_15289511_574 |  | AN | 0 | NonResidential | 162000+69011.711j | 0 | 0 | 0 | 0 | 0 | [24 empty] | 8104101 | no | no |  |  | no |  | 0 | 0 | 0 | 0 | 0 | 0 |  | 1 | 1 | 1 | 0 | 0 | 0
load_311994468 |  | node_1351443_558_15287676_104 |  | AN | 0 | NonResidential | 0 | 0 | 0 | 0 | 0 | 0 | [24 empty] | 8104101 | no | no |  |  | no |  | 0 | 0 | 0 | 0 | 0 | 0 |  | 1 | 1 | 1 | 0 | 0 | 0
load_312002556 |  | node_1346649_035_15284462_674 |  | ABCN | 0 | NonResidential | 10000+4259.982j | 10000+4259.982j | 10000+4259.982j | 0 | 0 | 0 | [24 empty] | 8104101 | no | no |  |  | no |  | 0 | 0 | 0 | 0 | 0 | 0 |  | 1 | 1 | 1 | 0 | 0 | 0

## node
data_type | static
owner_type | feeder
owner | 8104101
object | node
name | groupid | parent | bustype | phases | nominal_voltage | dcircuit | selected | monitored | monitored_fields | class_monitored_fields | played | played_fields | subsystem | x | y | comments | dist_to_slack
node_1344425_045_15284605_219 |  |  | PQ | AN | 7199.558 | 8104101 | no | no |  |  | no |  |  | 1344425.045 | 15284605.219 |  | -1
node_1344683_523_15285102_01 |  |  | PQ | AN | 7199.558 | 8104101 | no | no |  |  | no |  |  | 1344683.523 | 15285102.01 |  | -1
node_1344828_803_15288996_635 |  |  | PQ | ABCN | 7199.558 | 8104101 | no | no |  |  | no |  |  | 1344828.803 | 15288996.635 |  | -1
node_1344858_16_15284394_486 |  |  | PQ | AN | 7199.558 | 8104101 | no | no |  |  | no |  |  | 1344858.16 | 15284394.486 |  | -1
node_1344968_998_15284841_376 |  |  | PQ | AN | 7199.558 | 8104101 | no | no |  |  | no |  |  | 1344968.998 | 15284841.376 |  | -1
node_1345119_252_15285327_732 |  |  | PQ | AN | 7199.558 | 8104101 | no | no |  |  | no |  |  | 1345119.252 | 15285327.732 |  | -1
node_1345195_365_15284462_954 |  |  | PQ | AN | 7199.558 | 8104101 | no | no |  |  | no |  |  | 1345195.365 | 15284462.954 |  | -1
node_1345252_356_15285035_176 |  |  | PQ | AN | 7199.558 | 8104101 | no | no |  |  | no |  |  | 1345252.356 | 15285035.176 |  | -1
node_1345380_22_15288020_263 |  |  | PQ | ABCN | 7199.558 | 8104101 | no | no |  |  | no |  |  | 1345380.22 | 15288020.263 |  | -1
node_1345383_732_15288046_505 |  |  | PQ | ABCN | 7199.558 | 8104101 | no | no |  |  | no |  |  | 1345383.732 | 15288046.505 |  | -1
node_1345385_521_15284704_181 |  |  | PQ | AN | 7199.558 | 8104101 | no | no |  |  | no |  |  | 1345385.521 | 15284704.181 |  | -1
node_1345630_073_15284404_564 |  |  | PQ | AN | 7199.558 | 8104101 | no | no |  |  | no |  |  | 1345630.073 | 15284404.564 |  | -1
node_1345813_789_15284670_121 |  |  | PQ | ABCN | 7199.558 | 8104101 | no | no |  |  | no |  |  | 1345813.789 | 15284670.121 |  | -1
node_1346017_199_15284706_669 |  |  | PQ | ABCN | 7199.558 | 8104101 | no | no |  |  | no |  |  | 1346017.199 | 15284706.669 |  | -1
node_1346030_276_15284726_827 |  |  | PQ | ABCN | 7199.558 | 8104101 | no | no |  |  | no |  |  | 1346030.276 | 15284726.827 |  | -1
node_1346039_045_15284750_802 |  |  | PQ | ABCN | 7199.558 | 8104101 | no | no |  |  | no |  |  | 1346039.045 | 15284750.802 |  | -1
node_1346041_378_15283996_23 |  |  | PQ | ABCN | 7199.558 | 8104101 | no | no |  |  | no |  |  | 1346041.378 | 15283996.23 |  | -1
node_1346052_588_15284009_068 |  |  | PQ | ABCN | 7199.558 | 8104101 | no | no |  |  | no |  |  | 1346052.588 | 15284009.068 |  | -1
node_1346061_644_15284019_233 |  |  | PQ | ABCN | 7199.558 | 8104101 | no | no |  |  | no |  |  | 1346061.644 | 15284019.233 |  | -1
node_1346201_448_15284335_208 |  |  | PQ | ABCN | 7199.558 | 8104101 | no | no |  |  | no |  |  | 1346201.448 | 15284335.208 |  | -1
node_1346563_917_15285294_012 |  |  | PQ | ABCN | 7199.558 | 8104101 | no | no |  |  | no |  |  | 1346563.917 | 15285294.012 |  | -1
node_1346577_01_15285314_15 |  |  | PQ | ABCN | 7199.558 | 8104101 | no | no |  |  | no |  |  | 1346577.01 | 15285314.15 |  | -1
node_1346585_799_15285338_111 |  |  | PQ | ABCN | 7199.558 | 8104101 | no | no |  |  | no |  |  | 1346585.799 | 15285338.111 |  | -1
node_1346649_035_15284462_674 |  |  | PQ | ABCN | 7199.558 | 8104101 | no | no |  |  | no |  |  | 1346649.035 | 15284462.674 |  | -1
node_1346673_4_15285503_778 |  |  | PQ | ABCN | 7199.558 | 8104101 | no | no |  |  | no |  |  | 1346673.4 | 15285503.778 |  | -1
node_1346711_934_15286614_576 |  |  | PQ | AN | 7199.558 | 8104101 | no | no |  |  | no |  |  | 1346711.934 | 15286614.576 |  | -1
node_1346771_88_15285487_741 |  |  | PQ | ABCN | 7199.558 | 8104101 | no | no |  |  | no |  |  | 1346771.88 | 15285487.741 |  | -1
node_1346773_898_15286033_835 |  |  | PQ | AN | 7199.558 | 8104101 | no | no |  |  | no |  |  | 1346773.898 | 15286033.835 |  | -1
node_1346789_447_15286325_865 |  |  | PQ | AN | 7199.558 | 8104101 | no | no |  |  | no |  |  | 1346789.447 | 15286325.865 |  | -1
node_1346928_981_15285542_331 |  |  | PQ | ABCN | 7199.558 | 8104101 | no | no |  |  | no |  |  | 1346928.981 | 15285542.331 |  | -1
node_1346955_93_15286721_927 |  |  | PQ | AN | 7199.558 | 8104101 | no | no |  |  | no |  |  | 1346955.93 | 15286721.927 |  | -1
node_1347108_716_15285803_016 |  |  | PQ | AN | 7199.558 | 8104101 | no | no |  |  | no |  |  | 1347108.716 | 15285803.016 |  | -1
node_1347174_351_15286083_433 |  |  | PQ | AN | 7199.558 | 8104101 | no | no |  |  | no |  |  | 1347174.351 | 15286083.433 |  | -1
node_1347226_981_15286391_625 |  |  | PQ | AN | 7199.558 | 8104101 | no | no |  |  | no |  |  | 1347226.981 | 15286391.625 |  | -1
node_1347508_104_15286442_27 |  |  | PQ | AN | 7199.558 | 8104101 | no | no |  |  | no |  |  | 1347508.104 | 15286442.27 |  | -1
node_1347525_457_15286662_052 |  |  | PQ | AN | 7199.558 | 8104101 | no | no |  |  | no |  |  | 1347525.457 | 15286662.052 |  | -1
node_1347553_168_15285927_952 |  |  | PQ | AN | 7199.558 | 8104101 | no | no |  |  | no |  |  | 1347553.168 | 15285927.952 |  | -1
node_1347588_362_15284332_511 |  |  | PQ | ABN | 7199.558 | 8104101 | no | no |  |  | no |  |  | 1347588.362 | 15284332.511 |  | -1
node_1347635_505_15285259_246 |  |  | PQ | ABCN | 7199.558 | 8104101 | no | no |  |  | no |  |  | 1347635.505 | 15285259.246 |  | -1
node_1347682_265_15284765_859 |  |  | PQ | AN | 7199.558 | 8104101 | no | no |  |  | no |  |  | 1347682.265 | 15284765.859 |  | -1
node_1348039_515_15285484_983 |  |  | PQ | ABCN | 7199.558 | 8104101 | no | no |  |  | no |  |  | 1348039.515 | 15285484.983 |  | -1
node_1348098_352_15285298_415 |  |  | PQ | ABN | 7199.558 | 8104101 | no | no |  |  | no |  |  | 1348098.352 | 15285298.415 |  | -1
node_1348100_053_15284748_071 |  |  | PQ | ABN | 7199.558 | 8104101 | no | no |  |  | no |  |  | 1348100.053 | 15284748.071 |  | -1
node_1348178_777_15286051_747 |  |  | PQ | AN | 7199.558 | 8104101 | no | no |  |  | no |  |  | 1348178.777 | 15286051.747 |  | -1
node_1348411_086_15285446_482 |  |  | PQ | AN | 7199.558 | 8104101 | no | no |  |  | no |  |  | 1348411.086 | 15285446.482 |  | -1
node_1348524_611_15284972_44 |  |  | PQ | ABN | 7199.558 | 8104101 | no | no |  |  | no |  |  | 1348524.611 | 15284972.44 |  | -1
node_1348589_975_15284520_361 |  |  | PQ | ABN | 7199.558 | 8104101 | no | no |  |  | no |  |  | 1348589.975 | 15284520.361 |  | -1
node_1348613_459_15285584_964 |  |  | PQ | AN | 7199.558 | 8104101 | no | no |  |  | no |  |  | 1348613.459 | 15285584.964 |  | -1
node_1348676_063_15285296_099 |  |  | PQ | AN | 7199.558 | 8104101 | no | no |  |  | no |  |  | 1348676.063 | 15285296.099 |  | -1
node_1348832_442_15285579_993 |  |  | PQ | AN | 7199.558 | 8104101 | no | no |  |  | no |  |  | 1348832.442 | 15285579.993 |  | -1
node_1348935_409_15285186_856 |  |  | PQ | AN | 7199.558 | 8104101 | no | no |  |  | no |  |  | 1348935.409 | 15285186.856 |  | -1
node_1349047_911_15285923_74 |  |  | PQ | ABCN | 7199.558 | 8104101 | no | no |  |  | no |  |  | 1349047.911 | 15285923.74 |  | -1
node_1349100_274_15284813_112 |  |  | PQ | ABN | 7199.558 | 8104101 | no | no |  |  | no |  |  | 1349100.274 | 15284813.112 |  | -1
node_1349193_634_15285710_366 |  |  | PQ | ABN | 7199.558 | 8104101 | no | no |  |  | no |  |  | 1349193.634 | 15285710.366 |  | -1
node_1349282_539_15285220_32 |  |  | PQ | ABN | 7199.558 | 8104101 | no | no |  |  | no |  |  | 1349282.539 | 15285220.32 |  | -1
node_1349533_035_15286069_111 |  |  | PQ | ABCN | 7199.558 | 8104101 | no | no |  |  | no |  |  | 1349533.035 | 15286069.111 |  | -1
node_1349571_048_15285241_939 |  |  | PQ | AN | 7199.558 | 8104101 | no | no |  |  | no |  |  | 1349571.048 | 15285241.939 |  | -1
node_1349616_052_15285659_19 |  |  | PQ | AN | 7199.558 | 8104101 | no | no |  |  | no |  |  | 1349616.052 | 15285659.19 |  | -1
node_1349803_934_15286169_688 |  |  | PQ | ABCN | 7199.558 | 8104101 | no | no |  |  | no |  |  | 1349803.934 | 15286169.688 |  | -1
node_1349869_825_15286612_744 |  |  | PQ | AN | 7199.558 | 8104101 | no | no |  |  | no |  |  | 1349869.825 | 15286612.744 |  | -1
node_1349986_716_15286244_294 |  |  | PQ | ABCN | 7199.558 | 8104101 | no | no |  |  | no |  |  | 1349986.716 | 15286244.294 |  | -1
node_1350053_681_15285255_645 |  |  | PQ | AN | 7199.558 | 8104101 | no | no |  |  | no |  |  | 1350053.681 | 15285255.645 |  | -1
node_1350113_431_15286129_102 |  |  | PQ | AN | 7199.558 | 8104101 | no | no |  |  | no |  |  | 1350113.431 | 15286129.102 |  | -1
node_1350124_347_15285891_141 |  |  | PQ | AN | 7199.558 | 8104101 | no | no |  |  | no |  |  | 1350124.347 | 15285891.141 |  | -1
node_1350145_713_15285414_2 |  |  | PQ | AN | 7199.558 | 8104101 | no | no |  |  | no |  |  | 1350145.713 | 15285414.2 |  | -1
node_1350204_723_15286513_7 |  |  | PQ | ABCN | 7199.558 | 8104101 | no | no |  |  | no |  |  | 1350204.723 | 15286513.7 |  | -1
node_1350222_133_15286526_641 |  |  | PQ | ABCN | 7199.558 | 8104101 | no | no |  |  | no |  |  | 1350222.133 | 15286526.641 |  | -1
node_1350241_412_15286533_117 |  |  | PQ | ABCN | 7199.558 | 8104101 | no | no |  |  | no |  |  | 1350241.412 | 15286533.117 |  | -1
node_1350440_895_15286037_11 |  |  | PQ | AN | 7199.558 | 8104101 | no | no |  |  | no |  |  | 1350440.895 | 15286037.11 |  | -1
node_1350448_505_15285568_919 |  |  | PQ | AN | 7199.558 | 8104101 | no | no |  |  | no |  |  | 1350448.505 | 15285568.919 |  | -1
node_1350561_33_15286856_755 |  |  | PQ | AN | 7199.558 | 8104101 | no | no |  |  | no |  |  | 1350561.33 | 15286856.755 |  | -1
node_1350572_051_15285113_788 |  |  | PQ | AN | 7199.558 | 8104101 | no | no |  |  | no |  |  | 1350572.051 | 15285113.788 |  | -1
node_1350631_055_15286556_909 |  |  | PQ | ABCN | 7199.558 | 8104101 | no | no |  |  | no |  |  | 1350631.055 | 15286556.909 |  | -1
node_1350655_894_15286092_317 |  |  | PQ | AN | 7199.558 | 8104101 | no | no |  |  | no |  |  | 1350655.894 | 15286092.317 |  | -1
node_1350682_055_15285439_042 |  |  | PQ | AN | 7199.558 | 8104101 | no | no |  |  | no |  |  | 1350682.055 | 15285439.042 |  | -1
node_1350695_664_15285107_48 |  |  | PQ | AN | 7199.558 | 8104101 | no | no |  |  | no |  |  | 1350695.664 | 15285107.48 |  | -1
node_1350707_088_15284967_5 |  |  | PQ | AN | 7199.558 | 8104101 | no | no |  |  | no |  |  | 1350707.088 | 15284967.5 |  | -1
node_1350755_97_15285766_877 |  |  | PQ | AN | 7199.558 | 8104101 | no | no |  |  | no |  |  | 1350755.97 | 15285766.877 |  | -1
node_1350813_745_15286981_216 |  |  | PQ | AN | 7199.558 | 8104101 | no | no |  |  | no |  |  | 1350813.745 | 15286981.216 |  | -1
node_1350933_633_15286590_026 |  |  | PQ | AN | 7199.558 | 8104101 | no | no |  |  | no |  |  | 1350933.633 | 15286590.026 |  | -1
node_1350980_93_15285420_003 |  |  | PQ | AN | 7199.558 | 8104101 | no | no |  |  | no |  |  | 1350980.93 | 15285420.003 |  | -1
node_1351156_338_15286995_685 |  |  | PQ | ABCN | 7199.558 | 8104101 | no | no |  |  | no |  |  | 1351156.338 | 15286995.685 |  | -1
node_1351168_754_15287016_577 |  |  | PQ | ABCN | 7199.558 | 8104101 | no | no |  |  | no |  |  | 1351168.754 | 15287016.577 |  | -1
node_1351176_743_15287041_03 |  |  | PQ | ABCN | 7199.558 | 8104101 | no | no |  |  | no |  |  | 1351176.743 | 15287041.03 |  | -1
node_1351190_322_15285200_078 |  |  | PQ | AN | 7199.558 | 8104101 | no | no |  |  | no |  |  | 1351190.322 | 15285200.078 |  | -1
node_1351191_832_15286166_648 |  |  | PQ | AN | 7199.558 | 8104101 | no | no |  |  | no |  |  | 1351191.832 | 15286166.648 |  | -1
node_1351203_347_15287436_12 |  |  | PQ | ABCN | 7199.558 | 8104101 | no | no |  |  | no |  |  | 1351203.347 | 15287436.12 |  | -1
node_1351215_154_15287457_636 |  |  | PQ | ABCN | 7199.558 | 8104101 | no | no |  |  | no |  |  | 1351215.154 | 15287457.636 |  | -1
node_1351269_475_15286785_979 |  |  | PQ | ABCN | 7199.558 | 8104101 | no | no |  |  | no |  |  | 1351269.475 | 15286785.979 |  | -1
node_1351333_249_15285766_2 |  |  | PQ | AN | 7199.558 | 8104101 | no | no |  |  | no |  |  | 1351333.249 | 15285766.2 |  | -1
node_1351360_526_15286311_412 |  |  | PQ | ABCN | 7199.558 | 8104101 | no | no |  |  | no |  |  | 1351360.526 | 15286311.412 |  | -1
node_1351410_5_15287098_68 |  |  | PQ | ABCN | 7199.558 | 8104101 | no | no |  |  | no |  |  | 1351410.5 | 15287098.68 |  | -1
node_1351443_558_15287676_104 |  |  | PQ | AN | 7199.558 | 8104101 | no | no |  |  | no |  |  | 1351443.558 | 15287676.104 |  | -1
node_1351533_842_15285310_393 |  |  | PQ | AN | 7199.558 | 8104101 | no | no |  |  | no |  |  | 1351533.842 | 15285310.393 |  | -1
node_1351564_078_15286019_559 |  |  | PQ | ABCN | 7199.558 | 8104101 | no | no |  |  | no |  |  | 1351564.078 | 15286019.559 |  | -1
node_1351566_497_15287192_441 |  |  | PQ | ABCN | 7199.558 | 8104101 | no | no |  |  | no |  |  | 1351566.497 | 15287192.441 |  | -1
node_1351576_747_15284902_736 |  |  | PQ | ABCN | 7199.558 | 8104101 | no | no |  |  | no |  |  | 1351576.747 | 15284902.736 |  | -1
node_1351583_039_15287524_731 |  |  | PQ | ABCN | 7199.558 | 8104101 | no | no |  |  | no |  |  | 1351583.039 | 15287524.731 |  | -1
node_1351584_311_15287204_335 |  |  | PQ | ABCN | 7199.558 | 8104101 | no | no |  |  | no |  |  | 1351584.311 | 15287204.335 |  | -1
node_1351592_343_15287501_307 |  |  | PQ | ABCN | 7199.558 | 8104101 | no | no |  |  | no |  |  | 1351592.343 | 15287501.307 |  | -1
node_1351594_36_15284890_655 |  |  | PQ | ABCN | 7199.558 | 8104101 | no | no |  |  | no |  |  | 1351594.36 | 15284890.655 |  | -1
node_1351603_778_15287209_657 |  |  | PQ | ABCN | 7199.558 | 8104101 | no | no |  |  | no |  |  | 1351603.778 | 15287209.657 |  | -1
node_1351775_744_15285722_77 |  |  | PQ | ABCN | 7199.558 | 8104101 | no | no |  |  | no |  |  | 1351775.744 | 15285722.77 |  | -1
node_1351858_421_15286826_226 |  |  | PQ | ABCN | 7199.558 | 8104101 | no | no |  |  | no |  |  | 1351858.421 | 15286826.226 |  | -1
node_1351866_124_15285144_284 |  |  | PQ | AN | 7199.558 | 8104101 | no | no |  |  | no |  |  | 1351866.124 | 15285144.284 |  | -1
node_1351874_699_15286841_609 |  |  | PQ | ABCN | 7199.558 | 8104101 | no | no |  |  | no |  |  | 1351874.699 | 15286841.609 |  | -1
node_1351877_952_15284616_999 |  |  | PQ | ABCN | 7199.558 | 8104101 | no | no |  |  | no |  |  | 1351877.952 | 15284616.999 |  | -1
node_1351938_45_15284259_09 |  |  | PQ | AN | 7199.558 | 8104101 | no | no |  |  | no |  |  | 1351938.45 | 15284259.09 |  | -1
node_1352084_851_15287045_665 |  |  | PQ | ABCN | 7199.558 | 8104101 | no | no |  |  | no |  |  | 1352084.851 | 15287045.665 |  | -1
node_1352098_135_15285411_344 |  |  | PQ | ABCN | 7199.558 | 8104101 | no | no |  |  | no |  |  | 1352098.135 | 15285411.344 |  | -1
node_1352174_193_15285196_288 |  |  | PQ | ABCN | 7199.558 | 8104101 | no | no |  |  | no |  |  | 1352174.193 | 15285196.288 |  | -1
node_1352180_209_15287722_392 |  |  | PQ | ABCN | 7199.558 | 8104101 | no | no |  |  | no |  |  | 1352180.209 | 15287722.392 |  | -1
node_1352182_705_15287696_002 |  |  | PQ | ABCN | 7199.558 | 8104101 | no | no |  |  | no |  |  | 1352182.705 | 15287696.002 |  | -1
node_1352190_209_15287671_428 |  |  | PQ | ABCN | 7199.558 | 8104101 | no | no |  |  | no |  |  | 1352190.209 | 15287671.428 |  | -1
node_1352206_579_15284732_938 |  |  | PQ | ABCN | 7199.558 | 8104101 | no | no |  |  | no |  |  | 1352206.579 | 15284732.938 |  | -1
node_1352309_934_15284123_538 |  |  | PQ | AN | 7199.558 | 8104101 | no | no |  |  | no |  |  | 1352309.934 | 15284123.538 |  | -1
node_1352379_267_15286532_692 |  |  | PQ | AN | 7199.558 | 8104101 | no | no |  |  | no |  |  | 1352379.267 | 15286532.692 |  | -1
node_1352389_19_15287148_861 |  |  | PQ | ABCN | 7199.558 | 8104101 | no | no |  |  | no |  |  | 1352389.19 | 15287148.861 |  | -1
node_1352478_274_15287898_415 |  |  | PQ | ABCN | 7199.558 | 8104101 | no | no |  |  | no |  |  | 1352478.274 | 15287898.415 |  | -1
node_1352494_959_15287912_982 |  |  | PQ | ABCN | 7199.558 | 8104101 | no | no |  |  | no |  |  | 1352494.959 | 15287912.982 |  | -1
node_1352497_716_15287043_296 |  |  | PQ | ABCN | 7199.558 | 8104101 | no | no |  |  | no |  |  | 1352497.716 | 15287043.296 |  | -1
node_1352506_072_15287019_229 |  |  | PQ | ABCN | 7199.558 | 8104101 | no | no |  |  | no |  |  | 1352506.072 | 15287019.229 |  | -1
node_1352513_854_15287921_283 |  |  | PQ | ABCN | 7199.558 | 8104101 | no | no |  |  | no |  |  | 1352513.854 | 15287921.283 |  | -1
node_1352610_691_15286757_428 |  |  | PQ | AN | 7199.558 | 8104101 | no | no |  |  | no |  |  | 1352610.691 | 15286757.428 |  | -1
node_1352630_468_15286358_894 |  |  | PQ | AN | 7199.558 | 8104101 | no | no |  |  | no |  |  | 1352630.468 | 15286358.894 |  | -1
node_1352762_162_15287938_451 |  |  | PQ | ABCN | 7199.558 | 8104101 | no | no |  |  | no |  |  | 1352762.162 | 15287938.451 |  | -1
node_1352812_695_15287237_793 |  |  | PQ | ABCN | 7199.558 | 8104101 | no | no |  |  | no |  |  | 1352812.695 | 15287237.793 |  | -1
node_1353000_796_15287451_88 |  |  | PQ | ABCN | 7199.558 | 8104101 | no | no |  |  | no |  |  | 1353000.796 | 15287451.88 |  | -1
node_1353016_445_15287468_399 |  |  | PQ | ABCN | 7199.558 | 8104101 | no | no |  |  | no |  |  | 1353016.445 | 15287468.399 |  | -1
node_1353016_777_15287661_566 |  |  | PQ | ABCN | 7199.558 | 8104101 | no | no |  |  | no |  |  | 1353016.777 | 15287661.566 |  | -1
node_1353036_615_15287661_72 |  |  | PQ | ABCN | 7199.558 | 8104101 | no | no |  |  | no |  |  | 1353036.615 | 15287661.72 |  | -1
node_1353055_785_15287668_759 |  |  | PQ | ABCN | 7199.558 | 8104101 | no | no |  |  | no |  |  | 1353055.785 | 15287668.759 |  | -1
node_1353087_608_15288069_311 |  |  | PQ | ABCN | 7199.558 | 8104101 | no | no |  |  | no |  |  | 1353087.608 | 15288069.311 |  | -1
node_1353140_321_15287424_187 |  |  | PQ | ABCN | 7199.558 | 8104101 | no | no |  |  | no |  |  | 1353140.321 | 15287424.187 |  | -1
node_1353257_433_15288174_72 |  |  | PQ | ABCN | 7199.558 | 8104101 | no | no |  |  | no |  |  | 1353257.433 | 15288174.72 |  | -1
node_1353277_543_15288399_459 |  |  | PQ | ABCN | 7199.558 | 8104101 | no | no |  |  | no |  |  | 1353277.543 | 15288399.459 |  | -1
node_1353358_076_15288066_994 |  |  | PQ | ABCN | 7199.558 | 8104101 | no | no |  |  | no |  |  | 1353358.076 | 15288066.994 |  | -1
node_1353365_918_15288064_125 |  |  | PQ | ABCN | 7199.558 | 8104101 | no | no |  |  | no |  |  | 1353365.918 | 15288064.125 |  | -1
node_1353375_591_15288059_352 |  |  | PQ | ABCN | 7199.558 | 8104101 | no | no |  |  | no |  |  | 1353375.591 | 15288059.352 |  | -1
node_1353514_775_15288513_668 |  |  | PQ | ABCN | 7199.558 | 8104101 | no | no |  |  | no |  |  | 1353514.775 | 15288513.668 |  | -1
node_1353562_418_15287586_362 |  |  | PQ | ABCN | 7199.558 | 8104101 | no | no |  |  | no |  |  | 1353562.418 | 15287586.362 |  | -1
node_1353618_068_15287863_511 |  |  | PQ | ABCN | 7199.558 | 8104101 | no | no |  |  | no |  |  | 1353618.068 | 15287863.511 |  | -1
node_1353637_491_15287869_118 |  |  | PQ | ABCN | 7199.558 | 8104101 | no | no |  |  | no |  |  | 1353637.491 | 15287869.118 |  | -1
node_1353640_965_15288408_629 |  |  | PQ | ABCN | 7199.558 | 8104101 | no | no |  |  | no |  |  | 1353640.965 | 15288408.629 |  | -1
node_1353657_296_15287867_797 |  |  | PQ | ABCN | 7199.558 | 8104101 | no | no |  |  | no |  |  | 1353657.296 | 15287867.797 |  | -1
node_1353658_465_15288396_264 |  |  | PQ | ABCN | 7199.558 | 8104101 | no | no |  |  | no |  |  | 1353658.465 | 15288396.264 |  | -1
node_1353677_786_15288390_424 |  |  | PQ | ABCN | 7199.558 | 8104101 | no | no |  |  | no |  |  | 1353677.786 | 15288390.424 |  | -1
node_1353779_198_15287903_802 |  |  | PQ | ABCN | 7199.558 | 8104101 | no | no |  |  | no |  |  | 1353779.198 | 15287903.802 |  | -1
node_1353859_359_15288034_212 |  |  | PQ | ABCN | 7199.558 | 8104101 | no | no |  |  | no |  |  | 1353859.359 | 15288034.212 |  | -1
node_1353886_286_15288420_085 |  |  | PQ | ABCN | 7199.558 | 8104101 | no | no |  |  | no |  |  | 1353886.286 | 15288420.085 |  | -1
node_1353893_61_15287748_259 |  |  | PQ | ABCN | 7199.558 | 8104101 | no | no |  |  | no |  |  | 1353893.61 | 15287748.259 |  | -1
node_1353906_03_15288417_715 |  |  | PQ | ABCN | 7199.558 | 8104101 | no | no |  |  | no |  |  | 1353906.03 | 15288417.715 |  | -1
node_1353925_596_15288422_29 |  |  | PQ | ABCN | 7199.558 | 8104101 | no | no |  |  | no |  |  | 1353925.596 | 15288422.29 |  | -1
node_1354007_443_15289958_788 |  |  | PQ | ABCN | 7199.558 | 8104101 | no | no |  |  | no |  |  | 1354007.443 | 15289958.788 |  | -1
node_1354008_4_15287726_555 |  |  | PQ | ABCN | 7199.558 | 8104101 | no | no |  |  | no |  |  | 1354008.4 | 15287726.555 |  | -1
node_1354018_004_15289981_432 |  |  | PQ | ABCN | 7199.558 | 8104101 | no | no |  |  | no |  |  | 1354018.004 | 15289981.432 |  | -1
node_1354026_74_15287736_887 |  |  | PQ | ABCN | 7199.558 | 8104101 | no | no |  |  | no |  |  | 1354026.74 | 15287736.887 |  | -1
node_1354032_55_15289999_679 |  |  | PQ | ABCN | 7199.558 | 8104101 | no | no |  |  | no |  |  | 1354032.55 | 15289999.679 |  | -1
node_1354042_497_15287753_219 |  |  | PQ | ABCN | 7199.558 | 8104101 | no | no |  |  | no |  |  | 1354042.497 | 15287753.219 |  | -1
node_1354060_474_15288432_879 |  |  | PQ | ABCN | 7199.558 | 8104101 | no | no |  |  | no |  |  | 1354060.474 | 15288432.879 |  | -1
node_1354080_308_15288432_598 |  |  | PQ | ABCN | 7199.558 | 8104101 | no | no |  |  | no |  |  | 1354080.308 | 15288432.598 |  | -1
node_1354099_558_15288439_218 |  |  | PQ | ABCN | 7199.558 | 8104101 | no | no |  |  | no |  |  | 1354099.558 | 15288439.218 |  | -1
node_1354107_155_15289896_835 |  |  | PQ | ABCN | 7199.558 | 8104101 | no | no |  |  | no |  |  | 1354107.155 | 15289896.835 |  | -1
node_1354109_161_15289870_364 |  |  | PQ | ABCN | 7199.558 | 8104101 | no | no |  |  | no |  |  | 1354109.161 | 15289870.364 |  | -1
node_1354122_488_15290002_639 |  |  | PQ | ABCN | 7199.558 | 8104101 | no | no |  |  | no |  |  | 1354122.488 | 15290002.639 |  | -1
node_1354160_54_15289677_103 |  |  | PQ | AN | 7199.558 | 8104101 | no | no |  |  | no |  |  | 1354160.54 | 15289677.103 |  | -1
node_1354178_799_15287801_741 |  |  | PQ | ABCN | 7199.558 | 8104101 | no | no |  |  | no |  |  | 1354178.799 | 15287801.741 |  | -1
node_1354198_027_15287808_477 |  |  | PQ | ABCN | 7199.558 | 8104101 | no | no |  |  | no |  |  | 1354198.027 | 15287808.477 |  | -1
node_1354215_338_15287821_652 |  |  | PQ | ABCN | 7199.558 | 8104101 | no | no |  |  | no |  |  | 1354215.338 | 15287821.652 |  | -1
node_1354242_858_15288651_968 |  |  | PQ | ABCN | 7199.558 | 8104101 | no | no |  |  | no |  |  | 1354242.858 | 15288651.968 |  | -1
node_1354262_69_15288651_562 |  |  | PQ | ABCN | 7199.558 | 8104101 | no | no |  |  | no |  |  | 1354262.69 | 15288651.562 |  | -1
node_1354266_551_15289518_119 |  |  | PQ | AN | 7199.558 | 8104101 | no | no |  |  | no |  |  | 1354266.551 | 15289518.119 |  | -1
node_1354281_73_15288644_279 |  |  | PQ | ABCN | 7199.558 | 8104101 | no | no |  |  | no |  |  | 1354281.73 | 15288644.279 |  | -1
node_1354442_46_15288486_669 |  |  | PQ | ABCN | 7199.558 | 8104101 | no | no |  |  | no |  |  | 1354442.46 | 15288486.669 |  | -1
node_1354444_836_15288513_128 |  |  | PQ | ABCN | 7199.558 | 8104101 | no | no |  |  | no |  |  | 1354444.836 | 15288513.128 |  | -1
node_1354446_228_15289623_12 |  |  | PQ | AN | 7199.558 | 8104101 | no | no |  |  | no |  |  | 1354446.228 | 15289623.12 |  | -1
node_1354494_674_15287803_407 |  |  | PQ | ABCN | 7199.558 | 8104101 | no | no |  |  | no |  |  | 1354494.674 | 15287803.407 |  | -1
node_1354553_039_15288834_845 |  |  | PQ | ABCN | 7199.558 | 8104101 | no | no |  |  | no |  |  | 1354553.039 | 15288834.845 |  | -1
node_1354579_072_15289953_216 |  |  | PQ | ABCN | 7199.558 | 8104101 | no | no |  |  | no |  |  | 1354579.072 | 15289953.216 |  | -1
node_1354625_302_15287981_966 |  |  | PQ | ABCN | 7199.558 | 8104101 | no | no |  |  | no |  |  | 1354625.302 | 15287981.966 |  | -1
node_1354641_883_15289735_76 |  |  | PQ | ABCN | 7199.558 | 8104101 | no | no |  |  | no |  |  | 1354641.883 | 15289735.76 |  | -1
node_1354656_531_15289717_95 |  |  | PQ | ABCN | 7199.558 | 8104101 | no | no |  |  | no |  |  | 1354656.531 | 15289717.95 |  | -1
node_1354766_744_15288048_019 |  |  | PQ | ABCN | 7199.558 | 8104101 | no | no |  |  | no |  |  | 1354766.744 | 15288048.019 |  | -1
node_1354781_845_15288065_434 |  |  | PQ | ABCN | 7199.558 | 8104101 | no | no |  |  | no |  |  | 1354781.845 | 15288065.434 |  | -1
node_1354796_43_15288989_708 |  |  | PQ | ABCN | 7199.558 | 8104101 | no | no |  |  | no |  |  | 1354796.43 | 15288989.708 |  | -1
node_1354834_256_15288698_336 |  |  | PQ | ABCN | 7199.558 | 8104101 | no | no |  |  | no |  |  | 1354834.256 | 15288698.336 |  | -1
node_1354846_104_15288677_097 |  |  | PQ | ABCN | 7199.558 | 8104101 | no | no |  |  | no |  |  | 1354846.104 | 15288677.097 |  | -1
node_1354853_431_15288652_425 |  |  | PQ | ABCN | 7199.558 | 8104101 | no | no |  |  | no |  |  | 1354853.431 | 15288652.425 |  | -1
node_1354911_588_15290059_324 |  |  | PQ | AN | 7199.558 | 8104101 | no | no |  |  | no |  |  | 1354911.588 | 15290059.324 |  | -1
node_1354959_842_15288823_8 |  |  | PQ | ABCN | 7199.558 | 8104101 | no | no |  |  | no |  |  | 1354959.842 | 15288823.8 |  | -1
node_1354963_37_15288378_716 |  |  | PQ | ABCN | 7199.558 | 8104101 | no | no |  |  | no |  |  | 1354963.37 | 15288378.716 |  | -1
node_1354964_496_15288797_963 |  |  | PQ | ABCN | 7199.558 | 8104101 | no | no |  |  | no |  |  | 1354964.496 | 15288797.963 |  | -1
node_1354972_246_15288354_99 |  |  | PQ | ABCN | 7199.558 | 8104101 | no | no |  |  | no |  |  | 1354972.246 | 15288354.99 |  | -1
node_1355004_607_15289250_176 |  |  | PQ | ABCN | 7199.558 | 8104101 | no | no |  |  | no |  |  | 1355004.607 | 15289250.176 |  | -1
node_1355019_574_15288224_152 |  |  | PQ | ABCN | 7199.558 | 8104101 | no | no |  |  | no |  |  | 1355019.574 | 15288224.152 |  | -1
node_1355020_636_15289251_366 |  |  | PQ | ABCN | 7199.558 | 8104101 | no | no |  |  | no |  |  | 1355020.636 | 15289251.366 |  | -1
node_1355031_048_15290091_89 |  |  | PQ | ABCN | 7199.558 | 8104101 | no | no |  |  | no |  |  | 1355031.048 | 15290091.89 |  | -1
node_1355036_131_15289251_175 |  |  | PQ | ABCN | 7199.558 | 8104101 | no | no |  |  | no |  |  | 1355036.131 | 15289251.175 |  | -1
node_1355149_907_15290417_556 |  |  | PQ | AN | 7199.558 | 8104101 | no | no |  |  | no |  |  | 1355149.907 | 15290417.556 |  | -1
node_1355180_933_15288292_765 |  |  | PQ | ABCN | 7199.558 | 8104101 | no | no |  |  | no |  |  | 1355180.933 | 15288292.765 |  | -1
node_1355185_392_15288301_373 |  |  | PQ | ABCN | 7199.558 | 8104101 | no | no |  |  | no |  |  | 1355185.392 | 15288301.373 |  | -1
node_1355188_091_15288311_903 |  |  | PQ | ABCN | 7199.558 | 8104101 | no | no |  |  | no |  |  | 1355188.091 | 15288311.903 |  | -1
node_1355202_373_15288538_03 |  |  | PQ | ABCN | 7199.558 | 8104101 | no | no |  |  | no |  |  | 1355202.373 | 15288538.03 |  | -1
node_1355209_509_15288970_14 |  |  | PQ | ABCN | 7199.558 | 8104101 | no | no |  |  | no |  |  | 1355209.509 | 15288970.14 |  | -1
node_1355218_167_15288554_295 |  |  | PQ | ABCN | 7199.558 | 8104101 | no | no |  |  | no |  |  | 1355218.167 | 15288554.295 |  | -1
node_1355229_342_15288969_878 |  |  | PQ | ABCN | 7199.558 | 8104101 | no | no |  |  | no |  |  | 1355229.342 | 15288969.878 |  | -1
node_1355236_53_15288564_549 |  |  | PQ | ABCN | 7199.558 | 8104101 | no | no |  |  | no |  |  | 1355236.53 | 15288564.549 |  | -1
node_1355248_588_15288976_516 |  |  | PQ | ABCN | 7199.558 | 8104101 | no | no |  |  | no |  |  | 1355248.588 | 15288976.516 |  | -1
node_1355319_754_15288398_503 |  |  | PQ | ABCN | 7199.558 | 8104101 | no | no |  |  | no |  |  | 1355319.754 | 15288398.503 |  | -1
node_1355322_946_15288382_327 |  |  | PQ | ABCN | 7199.558 | 8104101 | no | no |  |  | no |  |  | 1355322.946 | 15288382.327 |  | -1
node_1355361_426_15289712_967 |  |  | PQ | ABCN | 7199.558 | 8104101 | no | no |  |  | no |  |  | 1355361.426 | 15289712.967 |  | -1
node_1355371_802_15290239_983 |  |  | PQ | ABCN | 7199.558 | 8104101 | no | no |  |  | no |  |  | 1355371.802 | 15290239.983 |  | -1
node_1355373_015_15289717_515 |  |  | PQ | ABCN | 7199.558 | 8104101 | no | no |  |  | no |  |  | 1355373.015 | 15289717.515 |  | -1
node_1355373_281_15289012_608 |  |  | PQ | ABCN | 7199.558 | 8104101 | no | no |  |  | no |  |  | 1355373.281 | 15289012.608 |  | -1
node_1355381_247_15289000_699 |  |  | PQ | ABCN | 7199.558 | 8104101 | no | no |  |  | no |  |  | 1355381.247 | 15289000.699 |  | -1
node_1355394_734_15288984_841 |  |  | PQ | ABCN | 7199.558 | 8104101 | no | no |  |  | no |  |  | 1355394.734 | 15288984.841 |  | -1
node_1355466_022_15289353_162 |  |  | PQ | ABCN | 7199.558 | 8104101 | no | no |  |  | no |  |  | 1355466.022 | 15289353.162 |  | -1
node_1355467_964_15289300_447 |  |  | PQ | ABCN | 7199.558 | 8104101 | no | no |  |  | no |  |  | 1355467.964 | 15289300.447 |  | -1
node_1355469_579_15289327_001 |  |  | PQ | ABCN | 7199.558 | 8104101 | no | no |  |  | no |  |  | 1355469.579 | 15289327.001 |  | -1
node_1355605_62_15289129_71 |  |  | PQ | ABCN | 7199.558 | 8104101 | no | no |  |  | no |  |  | 1355605.62 | 15289129.71 |  | -1
node_1355669_885_15290341_024 |  |  | PQ | ABCN | 7199.558 | 8104101 | no | no |  |  | no |  |  | 1355669.885 | 15290341.024 |  | -1
node_1355763_641_15289511_574 |  |  | PQ | ABCN | 7199.558 | 8104101 | no | no |  |  | no |  |  | 1355763.641 | 15289511.574 |  | -1
node_1355765_816_15290127_778 |  |  | PQ | ABCN | 7199.558 | 8104101 | no | no |  |  | no |  |  | 1355765.816 | 15290127.778 |  | -1
node_1355840_486_15289673_871 |  |  | PQ | ABCN | 7199.558 | 8104101 | no | no |  |  | no |  |  | 1355840.486 | 15289673.871 |  | -1
node_1355841_518_15289647_29 |  |  | PQ | ABCN | 7199.558 | 8104101 | no | no |  |  | no |  |  | 1355841.518 | 15289647.29 |  | -1
node_1355863_37_15290395_897 |  |  | PQ | ABCN | 7199.558 | 8104101 | no | no |  |  | no |  |  | 1355863.37 | 15290395.897 |  | -1
node_1356174_152_15290432_102 |  |  | PQ | ABCN | 7199.558 | 8104101 | no | no |  |  | no |  |  | 1356174.152 | 15290432.102 |  | -1
node_1357194_9_15290419_084 |  |  | PQ | AN | 7199.558 | 8104101 | no | no |  |  | no |  |  | 1357194.9 | 15290419.084 |  | -1
node_1357505_329_15291436_369 |  |  | PQ | ABCN | 7199.558 | 8104101 | no | no |  |  | no |  |  | 1357505.329 | 15291436.369 |  | -1
node_1357860_97_15291003_746 |  |  | PQ | ABCN | 7199.558 | 8104101 | no | no |  |  | no |  |  | 1357860.97 | 15291003.746 |  | -1
node_1357879_116_15291014_673 |  |  | PQ | ABCN | 7199.558 | 8104101 | no | no |  |  | no |  |  | 1357879.116 | 15291014.673 |  | -1
node_1358282_929_15291040_869 |  |  | PQ | ABCN | 7199.558 | 8104101 | no | no |  |  | no |  |  | 1358282.929 | 15291040.869 |  | -1
node_1358663_288_15291542_35 |  |  | PQ | AN | 7199.558 | 8104101 | no | no |  |  | no |  |  | 1358663.288 | 15291542.35 |  | -1
node_1358838_691_15291228_832 |  |  | PQ | ABN | 7199.558 | 8104101 | no | no |  |  | no |  |  | 1358838.691 | 15291228.832 |  | -1
node_1358857_646_15291221_174 |  |  | PQ | ABN | 7199.558 | 8104101 | no | no |  |  | no |  |  | 1358857.646 | 15291221.174 |  | -1
node_1359088_862_15291475_631 |  |  | PQ | AN | 7199.558 | 8104101 | no | no |  |  | no |  |  | 1359088.862 | 15291475.631 |  | -1
node_1359206_048_15291470_048 |  |  | PQ | AN | 7199.558 | 8104101 | no | no |  |  | no |  |  | 1359206.048 | 15291470.048 |  | -1
node_1359419_846_15291594_026 |  |  | PQ | AN | 7199.558 | 8104101 | no | no |  |  | no |  |  | 1359419.846 | 15291594.026 |  | -1
node_1359633_892_15291717_309 |  |  | PQ | AN | 7199.558 | 8104101 | no | no |  |  | no |  |  | 1359633.892 | 15291717.309 |  | -1
node_1359767_85_15292249_237 |  |  | PQ | AN | 7199.558 | 8104101 | no | no |  |  | no |  |  | 1359767.85 | 15292249.237 |  | -1
node_1359926_003_15291954_895 |  |  | PQ | AN | 7199.558 | 8104101 | no | no |  |  | no |  |  | 1359926.003 | 15291954.895 |  | -1
node_1360249_371_15291984_618 |  |  | PQ | AN | 7199.558 | 8104101 | no | no |  |  | no |  |  | 1360249.371 | 15291984.618 |  | -1
node_1360496_289_15292576_701 |  |  | PQ | AN | 7199.558 | 8104101 | no | no |  |  | no |  |  | 1360496.289 | 15292576.701 |  | -1
node_1360528_369_15292349_408 |  |  | PQ | AN | 7199.558 | 8104101 | no | no |  |  | no |  |  | 1360528.369 | 15292349.408 |  | -1
node_1360533_357_15292210_474 |  |  | PQ | AN | 7199.558 | 8104101 | no | no |  |  | no |  |  | 1360533.357 | 15292210.474 |  | -1
node_1360607_077_15292560_073 |  |  | PQ | AN | 7199.558 | 8104101 | no | no |  |  | no |  |  | 1360607.077 | 15292560.073 |  | -1
node_1360740_645_15292593_56 |  |  | PQ | AN | 7199.558 | 8104101 | no | no |  |  | no |  |  | 1360740.645 | 15292593.56 |  | -1
node_8104101_200855059 |  |  | PQ | ABCN | 7199.558 | 8104101 | no | no |  |  | no |  |  | 1345241.544 | 15288307.624 |  | -1
node_8104101_200855060 |  |  | PQ | ABCN | 7199.558 | 8104101 | no | no |  |  | no |  |  | 1345306.401 | 15288130.837 |  | -1
node_8104101_200855061 |  |  | PQ | ABCN | 7199.558 | 8104101 | no | no |  |  | no |  |  | 1345344.408 | 15288153.333 |  | -1
node_8104101_200855062 |  |  | PQ | ABCN | 7199.558 | 8104101 | no | no |  |  | no |  |  | 1345079.188 | 15288560.387 |  | -1
node_8104101_200855063 |  |  | PQ | ABCN | 7199.558 | 8104101 | no | no |  |  | no |  |  | 1345020.789 | 15288654.328 |  | -1
node_8104101_200855064 |  |  | PQ | ABCN | 7199.558 | 8104101 | no | no |  |  | no |  |  | 1344904.478 | 15288835.116 |  | -1
node_8104101_200855066 |  |  | PQ | ABCN | 7199.558 | 8104101 | no | no |  |  | no |  |  | 1344690.266 | 15289127.209 |  | -1
node_8104101_200855067 |  |  | PQ | ABCN | 7199.558 | 8104101 | no | no |  |  | no |  |  | 1344773.064 | 15289261.021 |  | -1
node_8104101_200855068 |  |  | PQ | ABCN | 7199.558 | 8104101 | no | no |  |  | no |  |  | 1344871.317 | 15289422.658 |  | -1
node_8104101_200855069 |  |  | PQ | ABCN | 7199.558 | 8104101 | no | no |  |  | no |  |  | 1345011.489 | 15289573.028 |  | -1
node_8104101_200855070 |  |  | PQ | ABCN | 7199.558 | 8104101 | no | no |  |  | no |  |  | 1345273.473 | 15287578.179 |  | -1
node_8104101_200855071 |  |  | PQ | ABCN | 7199.558 | 8104101 | no | no |  |  | no |  |  | 1345237.486 | 15287901.447 |  | -1
node_8104101_200860164 |  |  | PQ | AN | 7199.558 | 8104101 | no | no |  |  | no |  |  | 1347192.897 | 15286112.61 |  | -1
node_8104101_200860169 |  |  | PQ | AN | 7199.558 | 8104101 | no | no |  |  | no |  |  | 1347187.553 | 15286379.198 |  | -1
node_8104101_200860176 |  |  | PQ | AN | 7199.558 | 8104101 | no | no |  |  | no |  |  | 1346978.671 | 15286691.513 |  | -1
node_8104101_200860182 |  |  | PQ | AN | 7199.558 | 8104101 | no | no |  |  | no |  |  | 1346735.38 | 15286637.783 |  | -1
node_8104101_200860224 |  |  | PQ | AN | 7199.558 | 8104101 | no | no |  |  | no |  |  | 1346815.797 | 15286318.819 |  | -1
node_8104101_200860229 |  |  | PQ | AN | 7199.558 | 8104101 | no | no |  |  | no |  |  | 1346798.37 | 15286025.272 |  | -1
node_8104101_200860279 |  |  | PQ | ABCN | 7199.558 | 8104101 | no | no |  |  | no |  |  | 1346895.77 | 15285555.994 |  | -1
node_8104101_200860280 |  |  | PQ | ABCN | 7199.558 | 8104101 | no | no |  |  | no |  |  | 1346752.673 | 15285513.032 |  | -1
node_8104101_200861323 |  |  | PQ | AN | 7199.558 | 8104101 | no | no |  |  | no |  |  | 1358825.221 | 15291430.195 |  | -1
node_8104101_200861324 |  |  | PQ | AN | 7199.558 | 8104101 | no | no |  |  | no |  |  | 1358816.778 | 15291597.838 |  | -1
node_8104101_200861325 |  |  | PQ | AN | 7199.558 | 8104101 | no | no |  |  | no |  |  | 1358678.748 | 15291513.861 |  | -1
node_8104101_200861329 |  |  | PQ | ABCN | 7199.558 | 8104101 | no | no |  |  | no |  |  | 1354606.278 | 15288080.76 |  | -1
node_8104101_200861330 |  |  | PQ | ABCN | 7199.558 | 8104101 | no | no |  |  | no |  |  | 1354729.894 | 15288127.125 |  | -1
node_8104101_200861356 |  |  | PQ | ABCN | 7199.558 | 8104101 | no | no |  |  | no |  |  | 1354890.979 | 15288196.883 |  | -1
node_8104101_200861392 |  |  | PQ | ABCN | 7199.558 | 8104101 | no | no |  |  | no |  |  | 1355008.26 | 15288250.684 |  | -1
node_8104101_200861410 |  |  | PQ | ABCN | 7199.558 | 8104101 | no | no |  |  | no |  |  | 1355164.923 | 15288321.799 |  | -1
node_8104101_200861427 |  |  | PQ | ABCN | 7199.558 | 8104101 | no | no |  |  | no |  |  | 1355278.735 | 15288371.239 |  | -1
node_8104101_200861470 |  |  | PQ | AN | 7199.558 | 8104101 | no | no |  |  | no |  |  | 1350934.499 | 15285784.164 |  | -1
node_8104101_200861471 |  |  | PQ | AN | 7199.558 | 8104101 | no | no |  |  | no |  |  | 1350946.845 | 15285656.959 |  | -1
node_8104101_200861472 |  |  | PQ | AN | 7199.558 | 8104101 | no | no |  |  | no |  |  | 1350981.049 | 15285542.029 |  | -1
node_8104101_200861473 |  |  | PQ | AN | 7199.558 | 8104101 | no | no |  |  | no |  |  | 1351012.722 | 15285424.197 |  | -1
node_8104101_200861642 |  |  | PQ | ABN | 7199.558 | 8104101 | no | no |  |  | no |  |  | 1349191.139 | 15285861.075 |  | -1
node_8104101_200861644 |  |  | PQ | ABN | 7199.558 | 8104101 | no | no |  |  | no |  |  | 1349226.878 | 15285719.146 |  | -1
node_8104101_200861646 |  |  | PQ | ABN | 7199.558 | 8104101 | no | no |  |  | no |  |  | 1349252.585 | 15285601.413 |  | -1
node_8104101_200861647 |  |  | PQ | ABN | 7199.558 | 8104101 | no | no |  |  | no |  |  | 1349285.058 | 15285486.249 |  | -1
node_8104101_200861648 |  |  | PQ | ABN | 7199.558 | 8104101 | no | no |  |  | no |  |  | 1349311.473 | 15285403.389 |  | -1
node_8104101_200861650 |  |  | PQ | ABN | 7199.558 | 8104101 | no | no |  |  | no |  |  | 1349304.261 | 15285296.531 |  | -1
node_8104101_200861652 |  |  | PQ | ABN | 7199.558 | 8104101 | no | no |  |  | no |  |  | 1349324.294 | 15285230.538 |  | -1
node_8104101_200861726 |  |  | PQ | AN | 7199.558 | 8104101 | no | no |  |  | no |  |  | 1350573.373 | 15285075.828 |  | -1
node_8104101_200861728 |  |  | PQ | AN | 7199.558 | 8104101 | no | no |  |  | no |  |  | 1351671.82 | 15285371.999 |  | -1
node_8104101_200861729 |  |  | PQ | AN | 7199.558 | 8104101 | no | no |  |  | no |  |  | 1351800.818 | 15285422.371 |  | -1
node_8104101_200861731 |  |  | PQ | AN | 7199.558 | 8104101 | no | no |  |  | no |  |  | 1350725.553 | 15285083.145 |  | -1
node_8104101_200861732 |  |  | PQ | AN | 7199.558 | 8104101 | no | no |  |  | no |  |  | 1350882.063 | 15285076.862 |  | -1
node_8104101_200861734 |  |  | PQ | AN | 7199.558 | 8104101 | no | no |  |  | no |  |  | 1351099.656 | 15285155.487 |  | -1
node_8104101_200861735 |  |  | PQ | AN | 7199.558 | 8104101 | no | no |  |  | no |  |  | 1351195.016 | 15285166.224 |  | -1
node_8104101_200861738 |  |  | PQ | AN | 7199.558 | 8104101 | no | no |  |  | no |  |  | 1351560.846 | 15285319.848 |  | -1
node_8104101_200861801 |  |  | PQ | ABCN | 7199.558 | 8104101 | no | no |  |  | no |  |  | 1351160.054 | 15286642.501 |  | -1
node_8104101_200861802 |  |  | PQ | ABCN | 7199.558 | 8104101 | no | no |  |  | no |  |  | 1351796.813 | 15285734.575 |  | -1
node_8104101_200861803 |  |  | PQ | ABCN | 7199.558 | 8104101 | no | no |  |  | no |  |  | 1351882.683 | 15285655.187 |  | -1
node_8104101_200861804 |  |  | PQ | ABCN | 7199.558 | 8104101 | no | no |  |  | no |  |  | 1352024.735 | 15285570.886 |  | -1
node_8104101_200861805 |  |  | PQ | ABCN | 7199.558 | 8104101 | no | no |  |  | no |  |  | 1352126.338 | 15285424.722 |  | -1
node_8104101_200861806 |  |  | PQ | ABCN | 7199.558 | 8104101 | no | no |  |  | no |  |  | 1352175.233 | 15285315.162 |  | -1
node_8104101_200861807 |  |  | PQ | ABCN | 7199.558 | 8104101 | no | no |  |  | no |  |  | 1352209.348 | 15285199.909 |  | -1
node_8104101_200861808 |  |  | PQ | ABCN | 7199.558 | 8104101 | no | no |  |  | no |  |  | 1352215.77 | 15285089.311 |  | -1
node_8104101_200861809 |  |  | PQ | ABCN | 7199.558 | 8104101 | no | no |  |  | no |  |  | 1352223.774 | 15284973.176 |  | -1
node_8104101_200861810 |  |  | PQ | ABCN | 7199.558 | 8104101 | no | no |  |  | no |  |  | 1352232.627 | 15284856.529 |  | -1
node_8104101_200861811 |  |  | PQ | ABCN | 7199.558 | 8104101 | no | no |  |  | no |  |  | 1352235.838 | 15284734.26 |  | -1
node_8104101_200861812 |  |  | PQ | ABCN | 7199.558 | 8104101 | no | no |  |  | no |  |  | 1351243.345 | 15286519.494 |  | -1
node_8104101_200861814 |  |  | PQ | ABCN | 7199.558 | 8104101 | no | no |  |  | no |  |  | 1352249.631 | 15284615.228 |  | -1
node_8104101_200861815 |  |  | PQ | AN | 7199.558 | 8104101 | no | no |  |  | no |  |  | 1352251.232 | 15284490.093 |  | -1
node_8104101_200861816 |  |  | PQ | AN | 7199.558 | 8104101 | no | no |  |  | no |  |  | 1352260.933 | 15284368.823 |  | -1
node_8104101_200861817 |  |  | PQ | AN | 7199.558 | 8104101 | no | no |  |  | no |  |  | 1352271.386 | 15284249.523 |  | -1
node_8104101_200861818 |  |  | PQ | AN | 7199.558 | 8104101 | no | no |  |  | no |  |  | 1352277.423 | 15284126.429 |  | -1
node_8104101_200861821 |  |  | PQ | ABCN | 7199.558 | 8104101 | no | no |  |  | no |  |  | 1351311.908 | 15286419.18 |  | -1
node_8104101_200861822 |  |  | PQ | ABCN | 7199.558 | 8104101 | no | no |  |  | no |  |  | 1351382.844 | 15286322.959 |  | -1
node_8104101_200861823 |  |  | PQ | ABCN | 7199.558 | 8104101 | no | no |  |  | no |  |  | 1351452.642 | 15286213.105 |  | -1
node_8104101_200861824 |  |  | PQ | ABCN | 7199.558 | 8104101 | no | no |  |  | no |  |  | 1351520.498 | 15286128.713 |  | -1
node_8104101_200861825 |  |  | PQ | ABCN | 7199.558 | 8104101 | no | no |  |  | no |  |  | 1351591.525 | 15286031.273 |  | -1
node_8104101_200861826 |  |  | PQ | ABCN | 7199.558 | 8104101 | no | no |  |  | no |  |  | 1351660.157 | 15285933.44 |  | -1
node_8104101_200861827 |  |  | PQ | ABCN | 7199.558 | 8104101 | no | no |  |  | no |  |  | 1351731.694 | 15285836.305 |  | -1
node_8104101_200861881 |  |  | PQ | ABCN | 7199.558 | 8104101 | no | no |  |  | no |  |  | 1351545.99 | 15284810.922 |  | -1
node_8104101_200861883 |  |  | PQ | ABCN | 7199.558 | 8104101 | no | no |  |  | no |  |  | 1351642.044 | 15284698.017 |  | -1
node_8104101_200861884 |  |  | PQ | ABCN | 7199.558 | 8104101 | no | no |  |  | no |  |  | 1351712.38 | 15284561.719 |  | -1
node_8104101_200861885 |  |  | PQ | ABCN | 7199.558 | 8104101 | no | no |  |  | no |  |  | 1351813.794 | 15284567.797 |  | -1
node_8104101_200861886 |  |  | PQ | ABCN | 7199.558 | 8104101 | no | no |  |  | no |  |  | 1351881.704 | 15284596.319 |  | -1
node_8104101_200861887 |  |  | PQ | ABCN | 7199.558 | 8104101 | no | no |  |  | no |  |  | 1352021.952 | 15284580.779 |  | -1
node_8104101_200861888 |  |  | PQ | ABCN | 7199.558 | 8104101 | no | no |  |  | no |  |  | 1352184.227 | 15284596.167 |  | -1
node_8104101_200861963 |  |  | PQ | AN | 7199.558 | 8104101 | no | no |  |  | no |  |  | 1351720.417 | 15285317.367 |  | -1
node_8104101_200861967 |  |  | PQ | AN | 7199.558 | 8104101 | no | no |  |  | no |  |  | 1351771.544 | 15285229.567 |  | -1
node_8104101_200861968 |  |  | PQ | AN | 7199.558 | 8104101 | no | no |  |  | no |  |  | 1351839.192 | 15285134.008 |  | -1
node_8104101_200861972 |  |  | PQ | AN | 7199.558 | 8104101 | no | no |  |  | no |  |  | 1351908.099 | 15284574.373 |  | -1
node_8104101_200861973 |  |  | PQ | AN | 7199.558 | 8104101 | no | no |  |  | no |  |  | 1351894.093 | 15284406.924 |  | -1
node_8104101_200861974 |  |  | PQ | AN | 7199.558 | 8104101 | no | no |  |  | no |  |  | 1351908.31 | 15284265.248 |  | -1
node_8104101_200861975 |  |  | PQ | ABN | 7199.558 | 8104101 | no | no |  |  | no |  |  | 1349349.869 | 15285074.386 |  | -1
node_8104101_200861977 |  |  | PQ | ABN | 7199.558 | 8104101 | no | no |  |  | no |  |  | 1349262.642 | 15284928.86 |  | -1
node_8104101_200861978 |  |  | PQ | ABN | 7199.558 | 8104101 | no | no |  |  | no |  |  | 1349120.38 | 15284789.633 |  | -1
node_8104101_200861979 |  |  | PQ | ABN | 7199.558 | 8104101 | no | no |  |  | no |  |  | 1348963.787 | 15284674.934 |  | -1
node_8104101_200861980 |  |  | PQ | ABN | 7199.558 | 8104101 | no | no |  |  | no |  |  | 1348778.138 | 15284609.747 |  | -1
node_8104101_200861981 |  |  | PQ | ABN | 7199.558 | 8104101 | no | no |  |  | no |  |  | 1348595.036 | 15284569.62 |  | -1
node_8104101_200861984 |  |  | PQ | ABN | 7199.558 | 8104101 | no | no |  |  | no |  |  | 1348442.451 | 15284804.489 |  | -1
node_8104101_200861987 |  |  | PQ | AN | 7199.558 | 8104101 | no | no |  |  | no |  |  | 1350193.42 | 15285229.746 |  | -1
node_8104101_200861988 |  |  | PQ | AN | 7199.558 | 8104101 | no | no |  |  | no |  |  | 1350047.206 | 15285226.317 |  | -1
node_8104101_200861989 |  |  | PQ | AN | 7199.558 | 8104101 | no | no |  |  | no |  |  | 1349962.151 | 15285225.341 |  | -1
node_8104101_200861990 |  |  | PQ | AN | 7199.558 | 8104101 | no | no |  |  | no |  |  | 1349814.317 | 15285228.635 |  | -1
node_8104101_200861991 |  |  | PQ | AN | 7199.558 | 8104101 | no | no |  |  | no |  |  | 1349725.496 | 15285222.577 |  | -1
node_8104101_200861993 |  |  | PQ | AN | 7199.558 | 8104101 | no | no |  |  | no |  |  | 1349579.231 | 15285213.796 |  | -1
node_8104101_200862046 |  |  | PQ | ABCN | 7199.558 | 8104101 | no | no |  |  | no |  |  | 1354587.802 | 15289982.284 |  | -1
node_8104101_200862047 |  |  | PQ | ABCN | 7199.558 | 8104101 | no | no |  |  | no |  |  | 1354422.036 | 15290071.113 |  | -1
node_8104101_200862048 |  |  | PQ | ABCN | 7199.558 | 8104101 | no | no |  |  | no |  |  | 1354328.112 | 15290090.727 |  | -1
node_8104101_200862189 |  |  | PQ | AN | 7199.558 | 8104101 | no | no |  |  | no |  |  | 1360498.847 | 15292509.646 |  | -1
node_8104101_200862190 |  |  | PQ | AN | 7199.558 | 8104101 | no | no |  |  | no |  |  | 1360613.213 | 15292492.22 |  | -1
node_8104101_200862191 |  |  | PQ | AN | 7199.558 | 8104101 | no | no |  |  | no |  |  | 1360743.526 | 15292528.315 |  | -1
node_8104101_200862196 |  |  | PQ | AN | 7199.558 | 8104101 | no | no |  |  | no |  |  | 1360514.918 | 15292324.356 |  | -1
node_8104101_200862197 |  |  | PQ | AN | 7199.558 | 8104101 | no | no |  |  | no |  |  | 1360512.532 | 15292185.491 |  | -1
node_8104101_200862238 |  |  | PQ | AN | 7199.558 | 8104101 | no | no |  |  | no |  |  | 1348827.866 | 15285781.56 |  | -1
node_8104101_200862239 |  |  | PQ | AN | 7199.558 | 8104101 | no | no |  |  | no |  |  | 1348850.137 | 15285683.157 |  | -1
node_8104101_200862241 |  |  | PQ | AN | 7199.558 | 8104101 | no | no |  |  | no |  |  | 1348848.349 | 15285584.401 |  | -1
node_8104101_200862243 |  |  | PQ | AN | 7199.558 | 8104101 | no | no |  |  | no |  |  | 1348805.826 | 15285484.532 |  | -1
node_8104101_200862244 |  |  | PQ | AN | 7199.558 | 8104101 | no | no |  |  | no |  |  | 1348747.243 | 15285382.288 |  | -1
node_8104101_200862245 |  |  | PQ | AN | 7199.558 | 8104101 | no | no |  |  | no |  |  | 1348696.97 | 15285281.919 |  | -1
node_8104101_200862320 |  |  | PQ | ABCN | 7199.558 | 8104101 | no | no |  |  | no |  |  | 1354307.819 | 15288184.28 |  | -1
node_8104101_200862321 |  |  | PQ | ABCN | 7199.558 | 8104101 | no | no |  |  | no |  |  | 1354077.45 | 15288183.697 |  | -1
node_8104101_200862322 |  |  | PQ | ABCN | 7199.558 | 8104101 | no | no |  |  | no |  |  | 1353845.577 | 15288182.875 |  | -1
node_8104101_200862323 |  |  | PQ | ABCN | 7199.558 | 8104101 | no | no |  |  | no |  |  | 1353562.614 | 15288190.394 |  | -1
node_8104101_200862324 |  |  | PQ | ABCN | 7199.558 | 8104101 | no | no |  |  | no |  |  | 1353311.737 | 15288146.843 |  | -1
node_8104101_200862325 |  |  | PQ | ABCN | 7199.558 | 8104101 | no | no |  |  | no |  |  | 1353064.4 | 15288091.406 |  | -1
node_8104101_200862329 |  |  | PQ | AN | 7199.558 | 8104101 | no | no |  |  | no |  |  | 1348734.52 | 15285652.682 |  | -1
node_8104101_200862330 |  |  | PQ | AN | 7199.558 | 8104101 | no | no |  |  | no |  |  | 1348593.077 | 15285620.963 |  | -1
node_8104101_200862332 |  |  | PQ | AN | 7199.558 | 8104101 | no | no |  |  | no |  |  | 1348447.192 | 15285559.31 |  | -1
node_8104101_200862334 |  |  | PQ | AN | 7199.558 | 8104101 | no | no |  |  | no |  |  | 1348381.304 | 15285451.985 |  | -1
node_8104101_200862376 |  |  | PQ | ABCN | 7199.558 | 8104101 | no | no |  |  | no |  |  | 1355148.05 | 15288418.467 |  | -1
node_8104101_200862377 |  |  | PQ | ABCN | 7199.558 | 8104101 | no | no |  |  | no |  |  | 1355260.647 | 15288465.58 |  | -1
node_8104101_200862410 |  |  | PQ | AN | 7199.558 | 8104101 | no | no |  |  | no |  |  | 1349480.162 | 15285907.559 |  | -1
node_8104101_200862412 |  |  | PQ | AN | 7199.558 | 8104101 | no | no |  |  | no |  |  | 1349619.425 | 15285782.996 |  | -1
node_8104101_200862413 |  |  | PQ | AN | 7199.558 | 8104101 | no | no |  |  | no |  |  | 1349646.105 | 15285671.709 |  | -1
node_8104101_200862648 |  |  | PQ | AN | 7199.558 | 8104101 | no | no |  |  | no |  |  | 1345429.777 | 15284508.408 |  | -1
node_8104101_200862649 |  |  | PQ | AN | 7199.558 | 8104101 | no | no |  |  | no |  |  | 1345353.641 | 15284689.704 |  | -1
node_8104101_200862650 |  |  | PQ | AN | 7199.558 | 8104101 | no | no |  |  | no |  |  | 1345276.833 | 15284875.98 |  | -1
node_8104101_200862651 |  |  | PQ | AN | 7199.558 | 8104101 | no | no |  |  | no |  |  | 1345219.823 | 15285022.827 |  | -1
node_8104101_200862652 |  |  | PQ | AN | 7199.558 | 8104101 | no | no |  |  | no |  |  | 1345154.319 | 15285167.56 |  | -1
node_8104101_200862693 |  |  | PQ | AN | 7199.558 | 8104101 | no | no |  |  | no |  |  | 1345075.397 | 15285248.12 |  | -1
node_8104101_200862694 |  |  | PQ | AN | 7199.558 | 8104101 | no | no |  |  | no |  |  | 1345134.546 | 15285312.194 |  | -1
node_8104101_200862697 |  |  | PQ | AN | 7199.558 | 8104101 | no | no |  |  | no |  |  | 1344984.282 | 15285109.988 |  | -1
node_8104101_200862698 |  |  | PQ | AN | 7199.558 | 8104101 | no | no |  |  | no |  |  | 1344894.88 | 15284978.865 |  | -1
node_8104101_200862699 |  |  | PQ | AN | 7199.558 | 8104101 | no | no |  |  | no |  |  | 1344841.342 | 15284899.389 |  | -1
node_8104101_200862700 |  |  | PQ | AN | 7199.558 | 8104101 | no | no |  |  | no |  |  | 1344751.835 | 15284770.854 |  | -1
node_8104101_200862701 |  |  | PQ | AN | 7199.558 | 8104101 | no | no |  |  | no |  |  | 1344664.224 | 15284636.883 |  | -1
node_8104101_200862702 |  |  | PQ | AN | 7199.558 | 8104101 | no | no |  |  | no |  |  | 1344731.63 | 15284527.033 |  | -1
node_8104101_200862703 |  |  | PQ | AN | 7199.558 | 8104101 | no | no |  |  | no |  |  | 1344870.417 | 15284421.984 |  | -1
node_8104101_200862705 |  |  | PQ | AN | 7199.558 | 8104101 | no | no |  |  | no |  |  | 1344945.463 | 15284824.975 |  | -1
node_8104101_200862706 |  |  | PQ | AN | 7199.558 | 8104101 | no | no |  |  | no |  |  | 1345068.553 | 15284658.864 |  | -1
node_8104101_200862707 |  |  | PQ | AN | 7199.558 | 8104101 | no | no |  |  | no |  |  | 1345124.765 | 15284558.705 |  | -1
node_8104101_200862708 |  |  | PQ | AN | 7199.558 | 8104101 | no | no |  |  | no |  |  | 1345174.084 | 15284452.545 |  | -1
node_8104101_200862711 |  |  | PQ | AN | 7199.558 | 8104101 | no | no |  |  | no |  |  | 1349254.991 | 15285361.149 |  | -1
node_8104101_200862712 |  |  | PQ | AN | 7199.558 | 8104101 | no | no |  |  | no |  |  | 1349135.607 | 15285329.66 |  | -1
node_8104101_200862714 |  |  | PQ | AN | 7199.558 | 8104101 | no | no |  |  | no |  |  | 1349038.629 | 15285275.657 |  | -1
node_8104101_200862715 |  |  | PQ | AN | 7199.558 | 8104101 | no | no |  |  | no |  |  | 1348963.986 | 15285165.923 |  | -1
node_8104101_200862720 |  |  | PQ | ABN | 7199.558 | 8104101 | no | no |  |  | no |  |  | 1348491.713 | 15284961.082 |  | -1
node_8104101_200862756 |  |  | PQ | ABN | 7199.558 | 8104101 | no | no |  |  | no |  |  | 1347785.062 | 15285341.037 |  | -1
node_8104101_200862757 |  |  | PQ | ABN | 7199.558 | 8104101 | no | no |  |  | no |  |  | 1348024.501 | 15284532.957 |  | -1
node_8104101_200862758 |  |  | PQ | ABN | 7199.558 | 8104101 | no | no |  |  | no |  |  | 1347905.484 | 15284458.216 |  | -1
node_8104101_200862759 |  |  | PQ | ABN | 7199.558 | 8104101 | no | no |  |  | no |  |  | 1347791.091 | 15284384.707 |  | -1
node_8104101_200862760 |  |  | PQ | ABN | 7199.558 | 8104101 | no | no |  |  | no |  |  | 1347620.565 | 15284344.642 |  | -1
node_8104101_200862761 |  |  | PQ | ABN | 7199.558 | 8104101 | no | no |  |  | no |  |  | 1347820.525 | 15285238.216 |  | -1
node_8104101_200862762 |  |  | PQ | ABN | 7199.558 | 8104101 | no | no |  |  | no |  |  | 1347984.972 | 15285301.315 |  | -1
node_8104101_200862763 |  |  | PQ | ABN | 7199.558 | 8104101 | no | no |  |  | no |  |  | 1348066.835 | 15285279.612 |  | -1
node_8104101_200862764 |  |  | PQ | ABN | 7199.558 | 8104101 | no | no |  |  | no |  |  | 1348094.054 | 15285168.212 |  | -1
node_8104101_200862765 |  |  | PQ | ABN | 7199.558 | 8104101 | no | no |  |  | no |  |  | 1348109.474 | 15285021.199 |  | -1
node_8104101_200862766 |  |  | PQ | ABN | 7199.558 | 8104101 | no | no |  |  | no |  |  | 1348115.856 | 15284900.713 |  | -1
node_8104101_200862767 |  |  | PQ | ABN | 7199.558 | 8104101 | no | no |  |  | no |  |  | 1348128.894 | 15284752.122 |  | -1
node_8104101_200862768 |  |  | PQ | ABN | 7199.558 | 8104101 | no | no |  |  | no |  |  | 1348131.993 | 15284636.019 |  | -1
node_8104101_200862781 |  |  | PQ | AN | 7199.558 | 8104101 | no | no |  |  | no |  |  | 1344707.561 | 15285077.067 |  | -1
node_8104101_200862783 |  |  | PQ | AN | 7199.558 | 8104101 | no | no |  |  | no |  |  | 1344628.226 | 15284937.089 |  | -1
node_8104101_200862784 |  |  | PQ | AN | 7199.558 | 8104101 | no | no |  |  | no |  |  | 1344545.409 | 15284765.507 |  | -1
node_8104101_200862796 |  |  | PQ | AN | 7199.558 | 8104101 | no | no |  |  | no |  |  | 1355643.993 | 15290332.517 |  | -1
node_8104101_200862797 |  |  | PQ | AN | 7199.558 | 8104101 | no | no |  |  | no |  |  | 1355606.011 | 15290424.526 |  | -1
node_8104101_200862798 |  |  | PQ | AN | 7199.558 | 8104101 | no | no |  |  | no |  |  | 1355469.794 | 15290442.27 |  | -1
node_8104101_200862799 |  |  | PQ | AN | 7199.558 | 8104101 | no | no |  |  | no |  |  | 1355313.685 | 15290418.083 |  | -1
node_8104101_200862800 |  |  | PQ | AN | 7199.558 | 8104101 | no | no |  |  | no |  |  | 1355154.996 | 15290387.358 |  | -1
node_8104101_200862803 |  |  | PQ | AN | 7199.558 | 8104101 | no | no |  |  | no |  |  | 1354877.696 | 15290115.927 |  | -1
node_8104101_200862921 |  |  | PQ | ABCN | 7199.558 | 8104101 | no | no |  |  | no |  |  | 1355179.008 | 15290012.01 |  | -1
node_8104101_200862923 |  |  | PQ | AN | 7199.558 | 8104101 | no | no |  |  | no |  |  | 1355241.629 | 15289924.069 |  | -1
node_8104101_200862924 |  |  | PQ | ABCN | 7199.558 | 8104101 | no | no |  |  | no |  |  | 1355377.279 | 15289656.053 |  | -1
node_8104101_200862925 |  |  | PQ | ABCN | 7199.558 | 8104101 | no | no |  |  | no |  |  | 1355392.096 | 15289459.607 |  | -1
node_8104101_200862926 |  |  | PQ | ABCN | 7199.558 | 8104101 | no | no |  |  | no |  |  | 1355465.795 | 15289525.47 |  | -1
node_8104101_200862927 |  |  | PQ | ABCN | 7199.558 | 8104101 | no | no |  |  | no |  |  | 1355607.617 | 15289559.31 |  | -1
node_8104101_200862928 |  |  | PQ | ABCN | 7199.558 | 8104101 | no | no |  |  | no |  |  | 1355754.81 | 15289598.29 |  | -1
node_8104101_200862929 |  |  | PQ | ABCN | 7199.558 | 8104101 | no | no |  |  | no |  |  | 1355394.994 | 15289317.314 |  | -1
node_8104101_200862937 |  |  | PQ | AN | 7199.558 | 8104101 | no | no |  |  | no |  |  | 1347978.245 | 15284899.467 |  | -1
node_8104101_200862938 |  |  | PQ | AN | 7199.558 | 8104101 | no | no |  |  | no |  |  | 1347839.74 | 15284801.918 |  | -1
node_8104101_200862940 |  |  | PQ | AN | 7199.558 | 8104101 | no | no |  |  | no |  |  | 1347698.682 | 15284737.903 |  | -1
node_8104101_200863093 |  |  | PQ | ABCN | 7199.558 | 8104101 | no | no |  |  | no |  |  | 1351441.921 | 15286972.916 |  | -1
node_8104101_200863094 |  |  | PQ | ABCN | 7199.558 | 8104101 | no | no |  |  | no |  |  | 1351389.586 | 15287082.892 |  | -1
node_8104101_200863095 |  |  | PQ | ABCN | 7199.558 | 8104101 | no | no |  |  | no |  |  | 1351326.102 | 15287180.363 |  | -1
node_8104101_200863137 |  |  | PQ | ABCN | 7199.558 | 8104101 | no | no |  |  | no |  |  | 1353289.647 | 15288184.951 |  | -1
node_8104101_200863142 |  |  | PQ | ABCN | 7199.558 | 8104101 | no | no |  |  | no |  |  | 1354371.837 | 15288520.86 |  | -1
node_8104101_200863144 |  |  | PQ | ABCN | 7199.558 | 8104101 | no | no |  |  | no |  |  | 1353276.691 | 15288414.551 |  | -1
node_8104101_200863145 |  |  | PQ | ABCN | 7199.558 | 8104101 | no | no |  |  | no |  |  | 1353520.415 | 15288482.054 |  | -1
node_8104101_200863146 |  |  | PQ | ABCN | 7199.558 | 8104101 | no | no |  |  | no |  |  | 1353671.801 | 15288507.138 |  | -1
node_8104101_200863147 |  |  | PQ | ABCN | 7199.558 | 8104101 | no | no |  |  | no |  |  | 1353704.702 | 15288525.818 |  | -1
node_8104101_200863148 |  |  | PQ | ABCN | 7199.558 | 8104101 | no | no |  |  | no |  |  | 1353902.087 | 15288539.208 |  | -1
node_8104101_200863149 |  |  | PQ | ABCN | 7199.558 | 8104101 | no | no |  |  | no |  |  | 1354072.749 | 15288530.519 |  | -1
node_8104101_200863199 |  |  | PQ | ABCN | 7199.558 | 8104101 | no | no |  |  | no |  |  | 1353848.837 | 15288136.571 |  | -1
node_8104101_200863277 |  |  | PQ | ABCN | 7199.558 | 8104101 | no | no |  |  | no |  |  | 1353349.659 | 15288036.168 |  | -1
node_8104101_200863281 |  |  | PQ | ABCN | 7199.558 | 8104101 | no | no |  |  | no |  |  | 1353050.888 | 15287983.165 |  | -1
node_8104101_200863282 |  |  | PQ | ABCN | 7199.558 | 8104101 | no | no |  |  | no |  |  | 1353015.938 | 15287946.773 |  | -1
node_8104101_200863283 |  |  | PQ | ABCN | 7199.558 | 8104101 | no | no |  |  | no |  |  | 1353026.876 | 15287774.384 |  | -1
node_8104101_200863284 |  |  | PQ | ABCN | 7199.558 | 8104101 | no | no |  |  | no |  |  | 1352773.597 | 15287902.334 |  | -1
node_8104101_200863285 |  |  | PQ | ABCN | 7199.558 | 8104101 | no | no |  |  | no |  |  | 1352525.625 | 15287823.632 |  | -1
node_8104101_200863286 |  |  | PQ | ABCN | 7199.558 | 8104101 | no | no |  |  | no |  |  | 1352263.193 | 15287721.879 |  | -1
node_8104101_200863491 |  |  | PQ | ABCN | 7199.558 | 8104101 | no | no |  |  | no |  |  | 1354271.014 | 15290119.456 |  | -1
node_8104101_200863492 |  |  | PQ | ABCN | 7199.558 | 8104101 | no | no |  |  | no |  |  | 1354144.176 | 15289984.654 |  | -1
node_8104101_200863493 |  |  | PQ | ABCN | 7199.558 | 8104101 | no | no |  |  | no |  |  | 1354074.592 | 15289921.196 |  | -1
node_8104101_200863494 |  |  | PQ | ABCN | 7199.558 | 8104101 | no | no |  |  | no |  |  | 1354033.946 | 15289878.691 |  | -1
node_8104101_200863496 |  |  | PQ | AN | 7199.558 | 8104101 | no | no |  |  | no |  |  | 1354176.153 | 15289706.516 |  | -1
node_8104101_200863497 |  |  | PQ | AN | 7199.558 | 8104101 | no | no |  |  | no |  |  | 1354414.159 | 15289643.057 |  | -1
node_8104101_200863498 |  |  | PQ | AN | 7199.558 | 8104101 | no | no |  |  | no |  |  | 1354258.891 | 15289477.864 |  | -1
node_8104101_200863923 |  |  | PQ | ABCN | 7199.558 | 8104101 | no | no |  |  | no |  |  | 1358468.493 | 15291204.171 |  | -1
node_8104101_200863925 |  |  | PQ | ABCN | 7199.558 | 8104101 | no | no |  |  | no |  |  | 1358279.219 | 15291247.027 |  | -1
node_8104101_200863926 |  |  | PQ | ABCN | 7199.558 | 8104101 | no | no |  |  | no |  |  | 1358136.055 | 15291353.959 |  | -1
node_8104101_200863927 |  |  | PQ | ABCN | 7199.558 | 8104101 | no | no |  |  | no |  |  | 1357959.696 | 15291413.782 |  | -1
node_8104101_200863928 |  |  | PQ | ABCN | 7199.558 | 8104101 | no | no |  |  | no |  |  | 1357724.421 | 15291449.946 |  | -1
node_8104101_200863929 |  |  | PQ | ABCN | 7199.558 | 8104101 | no | no |  |  | no |  |  | 1357513.745 | 15291438.184 |  | -1
node_8104101_200863930 |  |  | PQ | ABCN | 7199.558 | 8104101 | no | no |  |  | no |  |  | 1357305.493 | 15291393.289 |  | -1
node_8104101_200864120 |  |  | PQ | ABCN | 7199.558 | 8104101 | no | no |  |  | no |  |  | 1354718.356 | 15288235.694 |  | -1
node_8104101_200864121 |  |  | PQ | ABCN | 7199.558 | 8104101 | no | no |  |  | no |  |  | 1354902.521 | 15288323.302 |  | -1
node_8104101_200864122 |  |  | PQ | ABCN | 7199.558 | 8104101 | no | no |  |  | no |  |  | 1354706.51 | 15288343.988 |  | -1
node_8104101_200864123 |  |  | PQ | ABCN | 7199.558 | 8104101 | no | no |  |  | no |  |  | 1354714.876 | 15288473.927 |  | -1
node_8104101_200864125 |  |  | PQ | ABCN | 7199.558 | 8104101 | no | no |  |  | no |  |  | 1354757.534 | 15288496.17 |  | -1
node_8104101_200864126 |  |  | PQ | ABCN | 7199.558 | 8104101 | no | no |  |  | no |  |  | 1354782.905 | 15288628.193 |  | -1
node_8104101_200864141 |  |  | PQ | ABCN | 7199.558 | 8104101 | no | no |  |  | no |  |  | 1354586.266 | 15287986.008 |  | -1
node_8104101_200864177 |  |  | PQ | ABCN | 7199.558 | 8104101 | no | no |  |  | no |  |  | 1354595.098 | 15287804.056 |  | -1
node_8104101_200864330 |  |  | PQ | ABCN | 7199.558 | 8104101 | no | no |  |  | no |  |  | 1345749.686 | 15285124.904 |  | -1
node_8104101_200864331 |  |  | PQ | ABCN | 7199.558 | 8104101 | no | no |  |  | no |  |  | 1345833.566 | 15284932.98 |  | -1
node_8104101_200864333 |  |  | PQ | ABCN | 7199.558 | 8104101 | no | no |  |  | no |  |  | 1345838.801 | 15283994.644 |  | -1
node_8104101_200864335 |  |  | PQ | ABCN | 7199.558 | 8104101 | no | no |  |  | no |  |  | 1345809.769 | 15285276.563 |  | -1
node_8104101_200864447 |  |  | PQ | ABCN | 7199.558 | 8104101 | no | no |  |  | no |  |  | 1345584.823 | 15285518.549 |  | -1
node_8104101_200864448 |  |  | PQ | ABCN | 7199.558 | 8104101 | no | no |  |  | no |  |  | 1345668.491 | 15285324.439 |  | -1
node_8104101_200864452 |  |  | PQ | ABCN | 7199.558 | 8104101 | no | no |  |  | no |  |  | 1345476.672 | 15285795.309 |  | -1
node_8104101_200864453 |  |  | PQ | ABCN | 7199.558 | 8104101 | no | no |  |  | no |  |  | 1345455.88 | 15286023.871 |  | -1
node_8104101_200864454 |  |  | PQ | ABCN | 7199.558 | 8104101 | no | no |  |  | no |  |  | 1345433.394 | 15286268.939 |  | -1
node_8104101_200864455 |  |  | PQ | ABCN | 7199.558 | 8104101 | no | no |  |  | no |  |  | 1345374.756 | 15286528.732 |  | -1
node_8104101_200864667 |  |  | PQ | ABCN | 7199.558 | 8104101 | no | no |  |  | no |  |  | 1352569.615 | 15287083.564 |  | -1
node_8104101_200864668 |  |  | PQ | AN | 7199.558 | 8104101 | no | no |  |  | no |  |  | 1352599.983 | 15286992.566 |  | -1
node_8104101_200864670 |  |  | PQ | AN | 7199.558 | 8104101 | no | no |  |  | no |  |  | 1352620.794 | 15286869.154 |  | -1
node_8104101_200864671 |  |  | PQ | AN | 7199.558 | 8104101 | no | no |  |  | no |  |  | 1352636.957 | 15286767.966 |  | -1
node_8104101_200864673 |  |  | PQ | AN | 7199.558 | 8104101 | no | no |  |  | no |  |  | 1352634.88 | 15286634.006 |  | -1
node_8104101_200864674 |  |  | PQ | AN | 7199.558 | 8104101 | no | no |  |  | no |  |  | 1352647.141 | 15286476.671 |  | -1
node_8104101_200864675 |  |  | PQ | AN | 7199.558 | 8104101 | no | no |  |  | no |  |  | 1352655.477 | 15286371.352 |  | -1
node_8104101_200864691 |  |  | PQ | AN | 7199.558 | 8104101 | no | no |  |  | no |  |  | 1352612.116 | 15286621.234 |  | -1
node_8104101_200864692 |  |  | PQ | AN | 7199.558 | 8104101 | no | no |  |  | no |  |  | 1352468.325 | 15286571.762 |  | -1
node_8104101_200864693 |  |  | PQ | AN | 7199.558 | 8104101 | no | no |  |  | no |  |  | 1352377.119 | 15286553.763 |  | -1
node_8104101_200864717 |  |  | PQ | AN | 7199.558 | 8104101 | no | no |  |  | no |  |  | 1349906.267 | 15286627.103 |  | -1
node_8104101_200864719 |  |  | PQ | AN | 7199.558 | 8104101 | no | no |  |  | no |  |  | 1351083.548 | 15287062.917 |  | -1
node_8104101_200864720 |  |  | PQ | AN | 7199.558 | 8104101 | no | no |  |  | no |  |  | 1351006.66 | 15287031.605 |  | -1
node_8104101_200864721 |  |  | PQ | AN | 7199.558 | 8104101 | no | no |  |  | no |  |  | 1350825.196 | 15286945.431 |  | -1
node_8104101_200864722 |  |  | PQ | AN | 7199.558 | 8104101 | no | no |  |  | no |  |  | 1350574.689 | 15286829.952 |  | -1
node_8104101_200864723 |  |  | PQ | ABCN | 7199.558 | 8104101 | no | no |  |  | no |  |  | 1351067.812 | 15287224.569 |  | -1
node_8104101_200864724 |  |  | PQ | ABCN | 7199.558 | 8104101 | no | no |  |  | no |  |  | 1351086.484 | 15287292.045 |  | -1
node_8104101_200864725 |  |  | PQ | ABCN | 7199.558 | 8104101 | no | no |  |  | no |  |  | 1351062.857 | 15287426.559 |  | -1
node_8104101_200864726 |  |  | PQ | ABCN | 7199.558 | 8104101 | no | no |  |  | no |  |  | 1351150.212 | 15287501.092 |  | -1
node_8104101_200864728 |  |  | PQ | ABCN | 7199.558 | 8104101 | no | no |  |  | no |  |  | 1351287.781 | 15287338.075 |  | -1
node_8104101_200864729 |  |  | PQ | ABCN | 7199.558 | 8104101 | no | no |  |  | no |  |  | 1351519.922 | 15287462.766 |  | -1
node_8104101_200864742 |  |  | PQ | AN | 7199.558 | 8104101 | no | no |  |  | no |  |  | 1350962.668 | 15286583.775 |  | -1
node_8104101_200864743 |  |  | PQ | AN | 7199.558 | 8104101 | no | no |  |  | no |  |  | 1351009.715 | 15286488.125 |  | -1
node_8104101_200864744 |  |  | PQ | AN | 7199.558 | 8104101 | no | no |  |  | no |  |  | 1351058.146 | 15286367.98 |  | -1
node_8104101_200864745 |  |  | PQ | AN | 7199.558 | 8104101 | no | no |  |  | no |  |  | 1351111.727 | 15286265.281 |  | -1
node_8104101_200864746 |  |  | PQ | AN | 7199.558 | 8104101 | no | no |  |  | no |  |  | 1351160.314 | 15286154.782 |  | -1
node_8104101_200864747 |  |  | PQ | AN | 7199.558 | 8104101 | no | no |  |  | no |  |  | 1351219.804 | 15286018.945 |  | -1
node_8104101_200864748 |  |  | PQ | AN | 7199.558 | 8104101 | no | no |  |  | no |  |  | 1351276.852 | 15285872.581 |  | -1
node_8104101_200864749 |  |  | PQ | AN | 7199.558 | 8104101 | no | no |  |  | no |  |  | 1351330.27 | 15285733.731 |  | -1
node_8104101_200864752 |  |  | PQ | AN | 7199.558 | 8104101 | no | no |  |  | no |  |  | 1350671.564 | 15286447.953 |  | -1
node_8104101_200864753 |  |  | PQ | AN | 7199.558 | 8104101 | no | no |  |  | no |  |  | 1350673.38 | 15286338.094 |  | -1
node_8104101_200864755 |  |  | PQ | AN | 7199.558 | 8104101 | no | no |  |  | no |  |  | 1350687.48 | 15286094.739 |  | -1
node_8104101_200864758 |  |  | PQ | AN | 7199.558 | 8104101 | no | no |  |  | no |  |  | 1350691.316 | 15285909.506 |  | -1
node_8104101_200864759 |  |  | PQ | AN | 7199.558 | 8104101 | no | no |  |  | no |  |  | 1350700.275 | 15285792.415 |  | -1
node_8104101_200864760 |  |  | PQ | AN | 7199.558 | 8104101 | no | no |  |  | no |  |  | 1350753.019 | 15285796.324 |  | -1
node_8104101_200864761 |  |  | PQ | AN | 7199.558 | 8104101 | no | no |  |  | no |  |  | 1350837.84 | 15285793.767 |  | -1
node_8104101_200864762 |  |  | PQ | AN | 7199.558 | 8104101 | no | no |  |  | no |  |  | 1350921.694 | 15285804.382 |  | -1
node_8104101_200864763 |  |  | PQ | AN | 7199.558 | 8104101 | no | no |  |  | no |  |  | 1350712.527 | 15285617.064 |  | -1
node_8104101_200864764 |  |  | PQ | AN | 7199.558 | 8104101 | no | no |  |  | no |  |  | 1350716.85 | 15285437.845 |  | -1
node_8104101_200864765 |  |  | PQ | AN | 7199.558 | 8104101 | no | no |  |  | no |  |  | 1350725.561 | 15285250.726 |  | -1
node_8104101_200864766 |  |  | PQ | AN | 7199.558 | 8104101 | no | no |  |  | no |  |  | 1350724.092 | 15285103.431 |  | -1
node_8104101_200864767 |  |  | PQ | AN | 7199.558 | 8104101 | no | no |  |  | no |  |  | 1350418.485 | 15286380.085 |  | -1
node_8104101_200864768 |  |  | PQ | AN | 7199.558 | 8104101 | no | no |  |  | no |  |  | 1350413.776 | 15286263.969 |  | -1
node_8104101_200864769 |  |  | PQ | AN | 7199.558 | 8104101 | no | no |  |  | no |  |  | 1350429.968 | 15286145.08 |  | -1
node_8104101_200864770 |  |  | PQ | AN | 7199.558 | 8104101 | no | no |  |  | no |  |  | 1350432.191 | 15286022.897 |  | -1
node_8104101_200864771 |  |  | PQ | AN | 7199.558 | 8104101 | no | no |  |  | no |  |  | 1350439.095 | 15285906.685 |  | -1
node_8104101_200864772 |  |  | PQ | AN | 7199.558 | 8104101 | no | no |  |  | no |  |  | 1350445.342 | 15285787.693 |  | -1
node_8104101_200864773 |  |  | PQ | AN | 7199.558 | 8104101 | no | no |  |  | no |  |  | 1350451.505 | 15285667.736 |  | -1
node_8104101_200864774 |  |  | PQ | AN | 7199.558 | 8104101 | no | no |  |  | no |  |  | 1350459.343 | 15285550.017 |  | -1
node_8104101_200864796 |  |  | PQ | AN | 7199.558 | 8104101 | no | no |  |  | no |  |  | 1350139.068 | 15286271.83 |  | -1
node_8104101_200864797 |  |  | PQ | AN | 7199.558 | 8104101 | no | no |  |  | no |  |  | 1350146.242 | 15286133.403 |  | -1
node_8104101_200864798 |  |  | PQ | AN | 7199.558 | 8104101 | no | no |  |  | no |  |  | 1350145.129 | 15286016.021 |  | -1
node_8104101_200864799 |  |  | PQ | AN | 7199.558 | 8104101 | no | no |  |  | no |  |  | 1350154.278 | 15285897.204 |  | -1
node_8104101_200864800 |  |  | PQ | AN | 7199.558 | 8104101 | no | no |  |  | no |  |  | 1350156.568 | 15285776.194 |  | -1
node_8104101_200864801 |  |  | PQ | AN | 7199.558 | 8104101 | no | no |  |  | no |  |  | 1350161.89 | 15285654.948 |  | -1
node_8104101_200864802 |  |  | PQ | AN | 7199.558 | 8104101 | no | no |  |  | no |  |  | 1350167.128 | 15285539.18 |  | -1
node_8104101_200864803 |  |  | PQ | AN | 7199.558 | 8104101 | no | no |  |  | no |  |  | 1350170.562 | 15285416.453 |  | -1
node_8104101_200864804 |  |  | PQ | AN | 7199.558 | 8104101 | no | no |  |  | no |  |  | 1350183.531 | 15285244.503 |  | -1
node_8104101_200864811 |  |  | PQ | AN | 7199.558 | 8104101 | no | no |  |  | no |  |  | 1347533.472 | 15286106.496 |  | -1
node_8104101_200864812 |  |  | PQ | AN | 7199.558 | 8104101 | no | no |  |  | no |  |  | 1347539.795 | 15286211.939 |  | -1
node_8104101_200864813 |  |  | PQ | AN | 7199.558 | 8104101 | no | no |  |  | no |  |  | 1347530.172 | 15286334.024 |  | -1
node_8104101_200864814 |  |  | PQ | AN | 7199.558 | 8104101 | no | no |  |  | no |  |  | 1347528.432 | 15286435.347 |  | -1
node_8104101_200864815 |  |  | PQ | AN | 7199.558 | 8104101 | no | no |  |  | no |  |  | 1347521.703 | 15286533.256 |  | -1
node_8104101_200864816 |  |  | PQ | AN | 7199.558 | 8104101 | no | no |  |  | no |  |  | 1347510.077 | 15286638.092 |  | -1
node_8104101_200864835 |  |  | PQ | ABCN | 7199.558 | 8104101 | no | no |  |  | no |  |  | 1346832.334 | 15284816.742 |  | -1
node_8104101_200864836 |  |  | PQ | ABCN | 7199.558 | 8104101 | no | no |  |  | no |  |  | 1346990.653 | 15284897.654 |  | -1
node_8104101_200864837 |  |  | PQ | ABCN | 7199.558 | 8104101 | no | no |  |  | no |  |  | 1347205.882 | 15285082.681 |  | -1
node_8104101_200864838 |  |  | PQ | ABCN | 7199.558 | 8104101 | no | no |  |  | no |  |  | 1347388.071 | 15285173.332 |  | -1
node_8104101_200864839 |  |  | PQ | ABCN | 7199.558 | 8104101 | no | no |  |  | no |  |  | 1347617.778 | 15285290.285 |  | -1
node_8104101_200864840 |  |  | PQ | ABCN | 7199.558 | 8104101 | no | no |  |  | no |  |  | 1347742.012 | 15285363.924 |  | -1
node_8104101_200864841 |  |  | PQ | ABCN | 7199.558 | 8104101 | no | no |  |  | no |  |  | 1347844.577 | 15285430.682 |  | -1
node_8104101_200864842 |  |  | PQ | ABCN | 7199.558 | 8104101 | no | no |  |  | no |  |  | 1348016.921 | 15285518.636 |  | -1
node_8104101_200864843 |  |  | PQ | ABCN | 7199.558 | 8104101 | no | no |  |  | no |  |  | 1348189.344 | 15285623.189 |  | -1
node_8104101_200864845 |  |  | PQ | ABCN | 7199.558 | 8104101 | no | no |  |  | no |  |  | 1348355.918 | 15285699.699 |  | -1
node_8104101_200864848 |  |  | PQ | ABCN | 7199.558 | 8104101 | no | no |  |  | no |  |  | 1348530.149 | 15285790.37 |  | -1
node_8104101_200864850 |  |  | PQ | ABCN | 7199.558 | 8104101 | no | no |  |  | no |  |  | 1348641.34 | 15285841.962 |  | -1
node_8104101_200864854 |  |  | PQ | ABCN | 7199.558 | 8104101 | no | no |  |  | no |  |  | 1345825.862 | 15284105.776 |  | -1
node_8104101_200864855 |  |  | PQ | ABCN | 7199.558 | 8104101 | no | no |  |  | no |  |  | 1345985.413 | 15284247.258 |  | -1
node_8104101_200864856 |  |  | PQ | ABCN | 7199.558 | 8104101 | no | no |  |  | no |  |  | 1346176.592 | 15284365.096 |  | -1
node_8104101_200864857 |  |  | PQ | ABCN | 7199.558 | 8104101 | no | no |  |  | no |  |  | 1346336.571 | 15284484.666 |  | -1
node_8104101_200864858 |  |  | PQ | ABCN | 7199.558 | 8104101 | no | no |  |  | no |  |  | 1346505.675 | 15284592.145 |  | -1
node_8104101_200864859 |  |  | PQ | ABCN | 7199.558 | 8104101 | no | no |  |  | no |  |  | 1346673.259 | 15284706.631 |  | -1
node_8104101_200865069 |  |  | PQ | ABCN | 7199.558 | 8104101 | no | no |  |  | no |  |  | 1358518.965 | 15290808.391 |  | -1
node_8104101_200865070 |  |  | PQ | AN | 7199.558 | 8104101 | no | no |  |  | no |  |  | 1357163.833 | 15290429.567 |  | -1
node_8104101_200865071 |  |  | PQ | ABCN | 7199.558 | 8104101 | no | no |  |  | no |  |  | 1351628.827 | 15287114.616 |  | -1
node_8104101_200865072 |  |  | PQ | ABCN | 7199.558 | 8104101 | no | no |  |  | no |  |  | 1350241.39 | 15286430.545 |  | -1
node_8104101_200865221 |  |  | PQ | AN | 7199.558 | 8104101 | no | no |  |  | no |  |  | 1360634.27 | 15292183.232 |  | -1
node_8104101_200865222 |  |  | PQ | AN | 7199.558 | 8104101 | no | no |  |  | no |  |  | 1360501.041 | 15292140.353 |  | -1
node_8104101_200865223 |  |  | PQ | AN | 7199.558 | 8104101 | no | no |  |  | no |  |  | 1360389.814 | 15292112.484 |  | -1
node_8104101_200865224 |  |  | PQ | AN | 7199.558 | 8104101 | no | no |  |  | no |  |  | 1360270.005 | 15292071.262 |  | -1
node_8104101_200865225 |  |  | PQ | AN | 7199.558 | 8104101 | no | no |  |  | no |  |  | 1360150.884 | 15292031.456 |  | -1
node_8104101_200865226 |  |  | PQ | AN | 7199.558 | 8104101 | no | no |  |  | no |  |  | 1360214.493 | 15291994.54 |  | -1
node_8104101_200865227 |  |  | PQ | AN | 7199.558 | 8104101 | no | no |  |  | no |  |  | 1360042.166 | 15291993.04 |  | -1
node_8104101_200865228 |  |  | PQ | AN | 7199.558 | 8104101 | no | no |  |  | no |  |  | 1359916.363 | 15291930.607 |  | -1
node_8104101_200865230 |  |  | PQ | AN | 7199.558 | 8104101 | no | no |  |  | no |  |  | 1359812.336 | 15291860.772 |  | -1
node_8104101_200865231 |  |  | PQ | AN | 7199.558 | 8104101 | no | no |  |  | no |  |  | 1359703.776 | 15291806.283 |  | -1
node_8104101_200865232 |  |  | PQ | AN | 7199.558 | 8104101 | no | no |  |  | no |  |  | 1359616.264 | 15291750.441 |  | -1
node_8104101_200865233 |  |  | PQ | AN | 7199.558 | 8104101 | no | no |  |  | no |  |  | 1359514.849 | 15291689.689 |  | -1
node_8104101_200865235 |  |  | PQ | AN | 7199.558 | 8104101 | no | no |  |  | no |  |  | 1359403.049 | 15291630.949 |  | -1
node_8104101_200865236 |  |  | PQ | AN | 7199.558 | 8104101 | no | no |  |  | no |  |  | 1359275.668 | 15291558.201 |  | -1
node_8104101_200865239 |  |  | PQ | AN | 7199.558 | 8104101 | no | no |  |  | no |  |  | 1359192.669 | 15291503.874 |  | -1
node_8104101_200865241 |  |  | PQ | AN | 7199.558 | 8104101 | no | no |  |  | no |  |  | 1359098.766 | 15291444.63 |  | -1
node_8104101_200865243 |  |  | PQ | AN | 7199.558 | 8104101 | no | no |  |  | no |  |  | 1358981.291 | 15291372.32 |  | -1
node_8104101_200865244 |  |  | PQ | ABN | 7199.558 | 8104101 | no | no |  |  | no |  |  | 1358868.344 | 15291319.262 |  | -1
node_8104101_200865246 |  |  | PQ | ABN | 7199.558 | 8104101 | no | no |  |  | no |  |  | 1358733.401 | 15291270.582 |  | -1
node_8104101_200865247 |  |  | PQ | ABCN | 7199.558 | 8104101 | no | no |  |  | no |  |  | 1358648.171 | 15291190.33 |  | -1
node_8104101_200865249 |  |  | PQ | ABCN | 7199.558 | 8104101 | no | no |  |  | no |  |  | 1358508.108 | 15291110.952 |  | -1
node_8104101_200865250 |  |  | PQ | ABCN | 7199.558 | 8104101 | no | no |  |  | no |  |  | 1358374.702 | 15291042.116 |  | -1
node_8104101_200865255 |  |  | PQ | ABCN | 7199.558 | 8104101 | no | no |  |  | no |  |  | 1358292.764 | 15291011.612 |  | -1
node_8104101_200865256 |  |  | PQ | ABCN | 7199.558 | 8104101 | no | no |  |  | no |  |  | 1358163.962 | 15290980.132 |  | -1
node_8104101_200865257 |  |  | PQ | ABCN | 7199.558 | 8104101 | no | no |  |  | no |  |  | 1358023.365 | 15290947.874 |  | -1
node_8104101_200865261 |  |  | PQ | ABCN | 7199.558 | 8104101 | no | no |  |  | no |  |  | 1357899.188 | 15290915.831 |  | -1
node_8104101_200865263 |  |  | PQ | ABCN | 7199.558 | 8104101 | no | no |  |  | no |  |  | 1357135.315 | 15291322.574 |  | -1
node_8104101_200865265 |  |  | PQ | ABCN | 7199.558 | 8104101 | no | no |  |  | no |  |  | 1356982.584 | 15291226.833 |  | -1
node_8104101_200865266 |  |  | PQ | ABCN | 7199.558 | 8104101 | no | no |  |  | no |  |  | 1356855.145 | 15291097.105 |  | -1
node_8104101_200865267 |  |  | PQ | ABCN | 7199.558 | 8104101 | no | no |  |  | no |  |  | 1356729.402 | 15290967.615 |  | -1
node_8104101_200865268 |  |  | PQ | ABCN | 7199.558 | 8104101 | no | no |  |  | no |  |  | 1356631.281 | 15290815.041 |  | -1
node_8104101_200865270 |  |  | PQ | ABCN | 7199.558 | 8104101 | no | no |  |  | no |  |  | 1356430.581 | 15290527.822 |  | -1
node_8104101_200865272 |  |  | PQ | ABCN | 7199.558 | 8104101 | no | no |  |  | no |  |  | 1356306.567 | 15290455.209 |  | -1
node_8104101_200865273 |  |  | PQ | ABCN | 7199.558 | 8104101 | no | no |  |  | no |  |  | 1356173.738 | 15290456.921 |  | -1
node_8104101_200865275 |  |  | PQ | ABCN | 7199.558 | 8104101 | no | no |  |  | no |  |  | 1356068.221 | 15290421.299 |  | -1
node_8104101_200865279 |  |  | PQ | ABCN | 7199.558 | 8104101 | no | no |  |  | no |  |  | 1355870.454 | 15290367.303 |  | -1
node_8104101_200865280 |  |  | PQ | ABCN | 7199.558 | 8104101 | no | no |  |  | no |  |  | 1355730.145 | 15290324.529 |  | -1
node_8104101_200865281 |  |  | PQ | ABCN | 7199.558 | 8104101 | no | no |  |  | no |  |  | 1355661.333 | 15290311.973 |  | -1
node_8104101_200865282 |  |  | PQ | ABCN | 7199.558 | 8104101 | no | no |  |  | no |  |  | 1355536.641 | 15290275.017 |  | -1
node_8104101_200865283 |  |  | PQ | ABCN | 7199.558 | 8104101 | no | no |  |  | no |  |  | 1355386.898 | 15290217.635 |  | -1
node_8104101_200865284 |  |  | PQ | ABCN | 7199.558 | 8104101 | no | no |  |  | no |  |  | 1355305.661 | 15290180.107 |  | -1
node_8104101_200865286 |  |  | PQ | ABCN | 7199.558 | 8104101 | no | no |  |  | no |  |  | 1355176.785 | 15290126.66 |  | -1
node_8104101_200865287 |  |  | PQ | ABCN | 7199.558 | 8104101 | no | no |  |  | no |  |  | 1355039.284 | 15290071.92 |  | -1
node_8104101_200865288 |  |  | PQ | ABCN | 7199.558 | 8104101 | no | no |  |  | no |  |  | 1354906.119 | 15289998.861 |  | -1
node_8104101_200865290 |  |  | PQ | ABCN | 7199.558 | 8104101 | no | no |  |  | no |  |  | 1354856.606 | 15289974.585 |  | -1
node_8104101_200865292 |  |  | PQ | ABCN | 7199.558 | 8104101 | no | no |  |  | no |  |  | 1354747.301 | 15289860.621 |  | -1
node_8104101_200865293 |  |  | PQ | ABCN | 7199.558 | 8104101 | no | no |  |  | no |  |  | 1354698.109 | 15289803.375 |  | -1
node_8104101_200865298 |  |  | PQ | ABCN | 7199.558 | 8104101 | no | no |  |  | no |  |  | 1354507.25 | 15287832.379 |  | -1
node_8104101_200865299 |  |  | PQ | ABCN | 7199.558 | 8104101 | no | no |  |  | no |  |  | 1354349.512 | 15287878.441 |  | -1
node_8104101_200865300 |  |  | PQ | ABCN | 7199.558 | 8104101 | no | no |  |  | no |  |  | 1354206.323 | 15287919.713 |  | -1
node_8104101_200865302 |  |  | PQ | ABCN | 7199.558 | 8104101 | no | no |  |  | no |  |  | 1354164.504 | 15287904.907 |  | -1
node_8104101_200865303 |  |  | PQ | ABCN | 7199.558 | 8104101 | no | no |  |  | no |  |  | 1354097.079 | 15287891.641 |  | -1
node_8104101_200865308 |  |  | PQ | ABCN | 7199.558 | 8104101 | no | no |  |  | no |  |  | 1353988.85 | 15287824.928 |  | -1
node_8104101_200865309 |  |  | PQ | ABCN | 7199.558 | 8104101 | no | no |  |  | no |  |  | 1353879.523 | 15287777.878 |  | -1
node_8104101_200865310 |  |  | PQ | ABCN | 7199.558 | 8104101 | no | no |  |  | no |  |  | 1353785.255 | 15287742.956 |  | -1
node_8104101_200865311 |  |  | PQ | ABCN | 7199.558 | 8104101 | no | no |  |  | no |  |  | 1353738.562 | 15287904.169 |  | -1
node_8104101_200865312 |  |  | PQ | ABCN | 7199.558 | 8104101 | no | no |  |  | no |  |  | 1353705.232 | 15288056.128 |  | -1
node_8104101_200865313 |  |  | PQ | ABCN | 7199.558 | 8104101 | no | no |  |  | no |  |  | 1353837.633 | 15288061.228 |  | -1
node_8104101_200865314 |  |  | PQ | ABCN | 7199.558 | 8104101 | no | no |  |  | no |  |  | 1353652.297 | 15287666.663 |  | -1
node_8104101_200865315 |  |  | PQ | ABCN | 7199.558 | 8104101 | no | no |  |  | no |  |  | 1353642.173 | 15287766.667 |  | -1
node_8104101_200865316 |  |  | PQ | ABCN | 7199.558 | 8104101 | no | no |  |  | no |  |  | 1353547.63 | 15287624.789 |  | -1
node_8104101_200865317 |  |  | PQ | ABCN | 7199.558 | 8104101 | no | no |  |  | no |  |  | 1353447.269 | 15287573.274 |  | -1
node_8104101_200865318 |  |  | PQ | ABCN | 7199.558 | 8104101 | no | no |  |  | no |  |  | 1353345.241 | 15287530.764 |  | -1
node_8104101_200865319 |  |  | PQ | ABCN | 7199.558 | 8104101 | no | no |  |  | no |  |  | 1353241.482 | 15287475.183 |  | -1
node_8104101_200865320 |  |  | PQ | ABCN | 7199.558 | 8104101 | no | no |  |  | no |  |  | 1353151.316 | 15287430.795 |  | -1
node_8104101_200865321 |  |  | PQ | ABCN | 7199.558 | 8104101 | no | no |  |  | no |  |  | 1353062.091 | 15287377.174 |  | -1
node_8104101_200865325 |  |  | PQ | ABCN | 7199.558 | 8104101 | no | no |  |  | no |  |  | 1352909.349 | 15287318.797 |  | -1
node_8104101_200865327 |  |  | PQ | ABCN | 7199.558 | 8104101 | no | no |  |  | no |  |  | 1352800.075 | 15287275.999 |  | -1
node_8104101_200865328 |  |  | PQ | ABCN | 7199.558 | 8104101 | no | no |  |  | no |  |  | 1352650.579 | 15287208.275 |  | -1
node_8104101_200865329 |  |  | PQ | ABCN | 7199.558 | 8104101 | no | no |  |  | no |  |  | 1352536.966 | 15287167.984 |  | -1
node_8104101_200865330 |  |  | PQ | ABCN | 7199.558 | 8104101 | no | no |  |  | no |  |  | 1352395.244 | 15287121.256 |  | -1
node_8104101_200865333 |  |  | PQ | ABCN | 7199.558 | 8104101 | no | no |  |  | no |  |  | 1352233.774 | 15287063.074 |  | -1
node_8104101_200865334 |  |  | PQ | ABCN | 7199.558 | 8104101 | no | no |  |  | no |  |  | 1352110.716 | 15287019.692 |  | -1
node_8104101_200865337 |  |  | PQ | ABCN | 7199.558 | 8104101 | no | no |  |  | no |  |  | 1351942.048 | 15286968.072 |  | -1
node_8104101_200865338 |  |  | PQ | ABCN | 7199.558 | 8104101 | no | no |  |  | no |  |  | 1351822.383 | 15286915.836 |  | -1
node_8104101_200865339 |  |  | PQ | ABCN | 7199.558 | 8104101 | no | no |  |  | no |  |  | 1351667.32 | 15286860.316 |  | -1
node_8104101_200865340 |  |  | PQ | ABCN | 7199.558 | 8104101 | no | no |  |  | no |  |  | 1351538.861 | 15286826.715 |  | -1
node_8104101_200865342 |  |  | PQ | ABCN | 7199.558 | 8104101 | no | no |  |  | no |  |  | 1351276.345 | 15286753.908 |  | -1
node_8104101_200865343 |  |  | PQ | ABCN | 7199.558 | 8104101 | no | no |  |  | no |  |  | 1351097.847 | 15286688.06 |  | -1
node_8104101_200865344 |  |  | PQ | ABCN | 7199.558 | 8104101 | no | no |  |  | no |  |  | 1350967.385 | 15286643.407 |  | -1
node_8104101_200865345 |  |  | PQ | ABCN | 7199.558 | 8104101 | no | no |  |  | no |  |  | 1350857.158 | 15286596.113 |  | -1
node_8104101_200865346 |  |  | PQ | ABCN | 7199.558 | 8104101 | no | no |  |  | no |  |  | 1350783.902 | 15286571.753 |  | -1
node_8104101_200865347 |  |  | PQ | ABCN | 7199.558 | 8104101 | no | no |  |  | no |  |  | 1350644.509 | 15286529.216 |  | -1
node_8104101_200865349 |  |  | PQ | ABCN | 7199.558 | 8104101 | no | no |  |  | no |  |  | 1350558.679 | 15286493.948 |  | -1
node_8104101_200865350 |  |  | PQ | ABCN | 7199.558 | 8104101 | no | no |  |  | no |  |  | 1350417.449 | 15286439.636 |  | -1
node_8104101_200865351 |  |  | PQ | ABCN | 7199.558 | 8104101 | no | no |  |  | no |  |  | 1350261.359 | 15286387.184 |  | -1
node_8104101_200865352 |  |  | PQ | ABCN | 7199.558 | 8104101 | no | no |  |  | no |  |  | 1350103.967 | 15286334.596 |  | -1
node_8104101_200865353 |  |  | PQ | ABCN | 7199.558 | 8104101 | no | no |  |  | no |  |  | 1349975.121 | 15286274.113 |  | -1
node_8104101_200865354 |  |  | PQ | ABCN | 7199.558 | 8104101 | no | no |  |  | no |  |  | 1349785.938 | 15286201.665 |  | -1
node_8104101_200865355 |  |  | PQ | ABCN | 7199.558 | 8104101 | no | no |  |  | no |  |  | 1349675.221 | 15286161.14 |  | -1
node_8104101_200865356 |  |  | PQ | ABCN | 7199.558 | 8104101 | no | no |  |  | no |  |  | 1349518.838 | 15286102.605 |  | -1
node_8104101_200865359 |  |  | PQ | ABCN | 7199.558 | 8104101 | no | no |  |  | no |  |  | 1349382.205 | 15286046.61 |  | -1
node_8104101_200865360 |  |  | PQ | ABCN | 7199.558 | 8104101 | no | no |  |  | no |  |  | 1349252.505 | 15286011.937 |  | -1
node_8104101_200865361 |  |  | PQ | ABCN | 7199.558 | 8104101 | no | no |  |  | no |  |  | 1349110.937 | 15285974.613 |  | -1
node_8104101_200865362 |  |  | PQ | ABCN | 7199.558 | 8104101 | no | no |  |  | no |  |  | 1349034.608 | 15285957.529 |  | -1
node_8104101_200865363 |  |  | PQ | ABCN | 7199.558 | 8104101 | no | no |  |  | no |  |  | 1348903.914 | 15285927.106 |  | -1
node_8104101_200865365 |  |  | PQ | ABCN | 7199.558 | 8104101 | no | no |  |  | no |  |  | 1348802.504 | 15285903.851 |  | -1
node_8104101_200865368 |  |  | PQ | AN | 7199.558 | 8104101 | no | no |  |  | no |  |  | 1347774.707 | 15285980.928 |  | -1
node_8104101_200865371 |  |  | PQ | AN | 7199.558 | 8104101 | no | no |  |  | no |  |  | 1347967.324 | 15286004.849 |  | -1
node_8104101_200865372 |  |  | PQ | AN | 7199.558 | 8104101 | no | no |  |  | no |  |  | 1348136.871 | 15286050.955 |  | -1
node_8104101_200865373 |  |  | PQ | AN | 7199.558 | 8104101 | no | no |  |  | no |  |  | 1347544.415 | 15285972.049 |  | -1
node_8104101_200865374 |  |  | PQ | AN | 7199.558 | 8104101 | no | no |  |  | no |  |  | 1347361.275 | 15285937.354 |  | -1
node_8104101_200865376 |  |  | PQ | AN | 7199.558 | 8104101 | no | no |  |  | no |  |  | 1347193.836 | 15285865.234 |  | -1
node_8104101_200865377 |  |  | PQ | AN | 7199.558 | 8104101 | no | no |  |  | no |  |  | 1347077.673 | 15285841.251 |  | -1
node_8104101_200865378 |  |  | PQ | AN | 7199.558 | 8104101 | no | no |  |  | no |  |  | 1346909.314 | 15285742.171 |  | -1
node_8104101_200865379 |  |  | PQ | ABCN | 7199.558 | 8104101 | no | no |  |  | no |  |  | 1346764.941 | 15285667.159 |  | -1
node_8104101_200865381 |  |  | PQ | ABCN | 7199.558 | 8104101 | no | no |  |  | no |  |  | 1346719.916 | 15285603.951 |  | -1
node_8104101_200865382 |  |  | PQ | ABCN | 7199.558 | 8104101 | no | no |  |  | no |  |  | 1346638.388 | 15285521.03 |  | -1
node_8104101_200865384 |  |  | PQ | ABCN | 7199.558 | 8104101 | no | no |  |  | no |  |  | 1346505.494 | 15285371.318 |  | -1
node_8104101_200865385 |  |  | PQ | ABCN | 7199.558 | 8104101 | no | no |  |  | no |  |  | 1346368.849 | 15285220.942 |  | -1
node_8104101_200865386 |  |  | PQ | ABCN | 7199.558 | 8104101 | no | no |  |  | no |  |  | 1346233.163 | 15285070.685 |  | -1
node_8104101_200865387 |  |  | PQ | ABCN | 7199.558 | 8104101 | no | no |  |  | no |  |  | 1346093.745 | 15284927.202 |  | -1
node_8104101_200865388 |  |  | PQ | ABCN | 7199.558 | 8104101 | no | no |  |  | no |  |  | 1345969.126 | 15284778.354 |  | -1
node_8104101_200865389 |  |  | PQ | ABCN | 7199.558 | 8104101 | no | no |  |  | no |  |  | 1345915.963 | 15284719.62 |  | -1
node_8104101_200865390 |  |  | PQ | ABCN | 7199.558 | 8104101 | no | no |  |  | no |  |  | 1345845.582 | 15284645.958 |  | -1
node_8104101_200865391 |  |  | PQ | ABCN | 7199.558 | 8104101 | no | no |  |  | no |  |  | 1345728.351 | 15284545.357 |  | -1
node_8104101_200865392 |  |  | PQ | AN | 7199.558 | 8104101 | no | no |  |  | no |  |  | 1345607.977 | 15284430.494 |  | -1
node_8104101_200865393 |  |  | PQ | AN | 7199.558 | 8104101 | no | no |  |  | no |  |  | 1345499.918 | 15284331.473 |  | -1
node_8104101_200865516 |  |  | PQ | ABCN | 7199.558 | 8104101 | no | no |  |  | no |  |  | 1355737.882 | 15290128.74 |  | -1
node_8104101_200865517 |  |  | PQ | ABCN | 7199.558 | 8104101 | no | no |  |  | no |  |  | 1355757.417 | 15289891.834 |  | -1
node_8104101_200865518 |  |  | PQ | ABCN | 7199.558 | 8104101 | no | no |  |  | no |  |  | 1355773.884 | 15289653.551 |  | -1
node_8104101_200865519 |  |  | PQ | ABCN | 7199.558 | 8104101 | no | no |  |  | no |  |  | 1355796.088 | 15289204.311 |  | -1
node_8104101_200865520 |  |  | PQ | ABCN | 7199.558 | 8104101 | no | no |  |  | no |  |  | 1355599.856 | 15289161.03 |  | -1
node_8104101_200865521 |  |  | PQ | ABCN | 7199.558 | 8104101 | no | no |  |  | no |  |  | 1355410.463 | 15289121.881 |  | -1
node_8104101_200865522 |  |  | PQ | ABCN | 7199.558 | 8104101 | no | no |  |  | no |  |  | 1355431.758 | 15289032.647 |  | -1
node_8104101_200865524 |  |  | PQ | ABCN | 7199.558 | 8104101 | no | no |  |  | no |  |  | 1355225.31 | 15289070.976 |  | -1
node_8104101_200865526 |  |  | PQ | ABCN | 7199.558 | 8104101 | no | no |  |  | no |  |  | 1355030.578 | 15289086.66 |  | -1
node_8104101_200865527 |  |  | PQ | ABCN | 7199.558 | 8104101 | no | no |  |  | no |  |  | 1355035.489 | 15289213.165 |  | -1
node_8104101_200865530 |  |  | PQ | ABCN | 7199.558 | 8104101 | no | no |  |  | no |  |  | 1354803.585 | 15288931.973 |  | -1
node_8104101_200865531 |  |  | PQ | ABCN | 7199.558 | 8104101 | no | no |  |  | no |  |  | 1354571.925 | 15288867.193 |  | -1
node_8104101_200865532 |  |  | PQ | ABCN | 7199.558 | 8104101 | no | no |  |  | no |  |  | 1355039.289 | 15288834.72 |  | -1
node_8104101_200865533 |  |  | PQ | ABCN | 7199.558 | 8104101 | no | no |  |  | no |  |  | 1355090.63 | 15288648.646 |  | -1
node_8104101_200865534 |  |  | PQ | ABCN | 7199.558 | 8104101 | no | no |  |  | no |  |  | 1355138.874 | 15288465.529 |  | -1
node_8104101_200866728 |  |  | PQ | AN | 7199.558 | 8104101 | no | no |  |  | no |  |  | 1359897.377 | 15291943.786 |  | -1
node_8104101_200866731 |  |  | PQ | AN | 7199.558 | 8104101 | no | no |  |  | no |  |  | 1359752.964 | 15292231.375 |  | -1
node_8104101_200917580 |  |  | PQ | ABCN | 7199.558 | 8104101 | no | no |  |  | no |  |  | 1358430.401 | 15290968.753 |  | -1
node_8104101_200917672 |  |  | PQ | ABCN | 7199.558 | 8104101 | no | no |  |  | no |  |  | 1345798.789 | 15285267.049 |  | -1
node_8104101_200917677 |  |  | PQ | ABCN | 7199.558 | 8104101 | no | no |  |  | no |  |  | 1345509.079 | 15288316.051 |  | -1
node_8104101_200917678 |  |  | PQ | ABCN | 7199.558 | 8104101 | no | no |  |  | no |  |  | 1345644.392 | 15288150.159 |  | -1
node_8104101_200917679 |  |  | PQ | ABCN | 7199.558 | 8104101 | no | no |  |  | no |  |  | 1345505.107 | 15288150.164 |  | -1
node_8104101_200917680 |  |  | PQ | ABCN | 7199.558 | 8104101 | no | no |  |  | no |  |  | 1345643.97 | 15288319.692 |  | -1
node_8104101_200917682 |  |  | PQ | ABCN | 7199.558 | 8104101 | no | no |  |  | no |  |  | 1352898.507 | 15288701.396 |  | -1
node_8104101_200917683 |  |  | PQ | AN | 7199.558 | 8104101 | no | no |  |  | no |  |  | 1353746.476 | 15288449.293 |  | -1
node_8104101_200917684 |  |  | PQ | AN | 7199.558 | 8104101 | no | no |  |  | no |  |  | 1353821.31 | 15288438.483 |  | -1
node_8104101_200917686 |  |  | PQ | ABCN | 7199.558 | 8104101 | no | no |  |  | no |  |  | 1352773.422 | 15289203.002 |  | -1
node_8104101_200917687 |  |  | PQ | ABCN | 7199.558 | 8104101 | no | no |  |  | no |  |  | 1353474.397 | 15289331.024 |  | -1
node_8104101_200917690 |  |  | PQ | ABCN | 7199.558 | 8104101 | no | no |  |  | no |  |  | 1355748.599 | 15289352.105 |  | -1
node_8104101_200917691 |  |  | PQ | ABCN | 7199.558 | 8104101 | no | no |  |  | no |  |  | 1355749.283 | 15289444.037 |  | -1
node_8104101_200917692 |  |  | PQ | ABCN | 7199.558 | 8104101 | no | no |  |  | no |  |  | 1353939.789 | 15289846.183 |  | -1
node_8104101_200917693 |  |  | PQ | ABCN | 7199.558 | 8104101 | no | no |  |  | no |  |  | 1353823.943 | 15289810.663 |  | -1
node_8104101_200954099 |  |  | PQ | AN | 7199.558 | 8104101 | no | no |  |  | no |  |  | 1344445.355 | 15284586.812 |  | -1
node_8104101_200958674 |  |  | PQ | ABCN | 7199.558 | 8104101 | no | no |  |  | no |  |  | 1351404.522 | 15286765.936 |  | -1
node_8104101_200958676 |  |  | PQ | ABCN | 7199.558 | 8104101 | no | no |  |  | no |  |  | 1351104.144 | 15287066.627 |  | -1
node_8104101_200974109 |  |  | PQ | ABCN | 7199.558 | 8104101 | no | no |  |  | no |  |  | 1355949.019 | 15290391.021 |  | -1
node_8104101_200975429 |  |  | PQ | ABCN | 7199.558 | 8104101 | no | no |  |  | no |  |  | 1356562.534 | 15290645.362 |  | -1
node_8104101_200980898 |  |  | PQ | ABN | 7199.558 | 8104101 | no | no |  |  | no |  |  | 1349204.463 | 15285923.407 |  | -1
node_8104101_200986366 |  |  | PQ | AN | 7199.558 | 8104101 | no | no |  |  | no |  |  | 1350723.612 | 15285002.061 |  | -1
node_8104101_201008014 |  |  | PQ | ABN | 7199.558 | 8104101 | no | no |  |  | no |  |  | 1348450.83 | 15284632.779 |  | -1
node_8104101_201011019 |  |  | PQ | ABCN | 7199.558 | 8104101 | no | no |  |  | no |  |  | 1344804.164 | 15288977.399 |  | -1
node_8104101_201013022 |  |  | PQ | AN | 7199.558 | 8104101 | no | no |  |  | no |  |  | 1359788.188 | 15292152.617 |  | -1
node_8104101_201013023 |  |  | PQ | AN | 7199.558 | 8104101 | no | no |  |  | no |  |  | 1359838.746 | 15292055.029 |  | -1
node_8104101_201014706 |  |  | PQ | ABCN | 7199.558 | 8104101 | no | no |  |  | no |  |  | 1345874.613 | 15284081.24 |  | -1
node_8104101_201015078 |  |  | PQ | ABCN | 7199.558 | 8104101 | no | no |  |  | no |  |  | 1345993.884 | 15284049.232 |  | -1
node_8104101_201018145 |  |  | PQ | AN | 7199.558 | 8104101 | no | no |  |  | no |  |  | 1354908.682 | 15290036.627 |  | -1
node_8104101_201027054 |  |  | PQ | ABCN | 7199.558 | 8104101 | no | no |  |  | no |  |  | 1345024.546 | 15289598.237 |  | -1
node_8104101_201033862 |  |  | PQ | ABCN | 7199.558 | 8104101 | no | no |  |  | no |  |  | 1354245.05 | 15288534.719 |  | -1
node_8104101_201036293 |  |  | PQ | AN | 7199.558 | 8104101 | no | no |  |  | no |  |  | 1351963.881 | 15285540.299 |  | -1
node_8104101_201050012 |  |  | PQ | ABCN | 7199.558 | 8104101 | no | no |  |  | no |  |  | 1345204.091 | 15287514.665 |  | -1
node_8104101_201050013 |  |  | PQ | ABCN | 7199.558 | 8104101 | no | no |  |  | no |  |  | 1345212.196 | 15287410.792 |  | -1
node_8104101_201050054 |  |  | PQ | AN | 7199.558 | 8104101 | no | no |  |  | no |  |  | 1345559.58 | 15284521.595 |  | -1
node_8104101_201050066 |  |  | PQ | ABCN | 7199.558 | 8104101 | no | no |  |  | no |  |  | 1345390.445 | 15286543.577 |  | -1
node_8104101_201050067 |  |  | PQ | ABCN | 7199.558 | 8104101 | no | no |  |  | no |  |  | 1345404.507 | 15286546.465 |  | -1
node_8104101_201061393 |  |  | PQ | AN | 7199.558 | 8104101 | no | no |  |  | no |  |  | 1350680.6 | 15286213.332 |  | -1
node_8104101_201062852 |  |  | PQ | AN | 7199.558 | 8104101 | no | no |  |  | no |  |  | 1359753.533 | 15292244.835 |  | -1
node_8104101_311889700 |  |  | PQ | ABCN | 7199.558 | 8104101 | no | no |  |  | no |  |  | 1354599.568 | 15287734.203 |  | -1
node_8104101_311894264 |  |  | PQ | ABCN | 7199.558 | 8104101 | no | no |  |  | no |  |  | 1355749.973 | 15289510.812 |  | -1
node_8104101_311994458 |  |  | PQ | AN | 7199.558 | 8104101 | no | no |  |  | no |  |  | 1351496.584 | 15287526.333 |  | -1
node_8104101_311994465 |  |  | PQ | AN | 7199.558 | 8104101 | no | no |  |  | no |  |  | 1351457.923 | 15287636.914 |  | -1
node_8104101_312002332 |  |  | PQ | ABCN | 7199.558 | 8104101 | no | no |  |  | no |  |  | 1346622.718 | 15284485.851 |  | -1
node_220521530 |  |  | PQ | ABCN | 7199.558 | 8104101 | no | no |  |  | no |  |  | 1355161.004 | 15288320.021 |  | -1
node_220623407 |  |  | PQ | ABCN | 7199.558 | 8104101 | no | no |  |  | no |  |  | 1345807.187 | 15285269.507 |  | -1
node_311889702 |  |  | PQ | ABCN | 7199.558 | 8104101 | no | no |  |  | no |  |  | 1354595.556 | 15287796.897 |  | -1
node_311889742 |  |  | PQ | ABCN | 7199.558 | 8104101 | no | no |  |  | no |  |  | 1354599.059 | 15287742.155 |  | -1
node_311894385 |  |  | PQ | ABCN | 7199.558 | 8104101 | no | no |  |  | no |  |  | 1354598.413 | 15287752.195 |  | -1
node_311903160 |  |  | PQ | ABCN | 7199.558 | 8104101 | no | no |  |  | no |  |  | 1354598.728 | 15287747.31 |  | -1
node_311913140 |  |  | PQ | ABCN | 7199.558 | 8104101 | no | no |  |  | no |  |  | 1355020.096 | 15288255.914 |  | -1
node_312007909 |  |  | PQ | ABCN | 7199.558 | 8104101 | no | no |  |  | no |  |  | 1345759.625 | 15285149.9 |  | -1
node_SOURCE_8104101 |  |  | SWING | ABCN | 7199.558 | 8104101 | no | no |  |  | no |  |  | 1345781.152 | 15285406.285 |  | -1
node_intto1_8104101_200860164 |  |  | PQ | AN | 7199.558 | 8104101 | no | no |  |  | no |  |  | 1347192.897 | 15286112.61 |  | -1
node_intto1_8104101_200860279 |  |  | PQ | ABCN | 7199.558 | 8104101 | no | no |  |  | no |  |  | 1346895.77 | 15285555.994 |  | -1
node_intto1_8104101_200860280 |  |  | PQ | ABCN | 7199.558 | 8104101 | no | no |  |  | no |  |  | 1346752.673 | 15285513.032 |  | -1
node_intto1_8104101_200861330 |  |  | PQ | ABCN | 7199.558 | 8104101 | no | no |  |  | no |  |  | 1354729.894 | 15288127.125 |  | -1
node_intto1_8104101_200861642 |  |  | PQ | ABN | 7199.558 | 8104101 | no | no |  |  | no |  |  | 1349191.139 | 15285861.075 |  | -1
node_intto1_8104101_200861729 |  |  | PQ | AN | 7199.558 | 8104101 | no | no |  |  | no |  |  | 1351800.818 | 15285422.371 |  | -1
node_intto1_8104101_200861812 |  |  | PQ | ABCN | 7199.558 | 8104101 | no | no |  |  | no |  |  | 1351243.345 | 15286519.494 |  | -1
node_intto1_8104101_200862239 |  |  | PQ | AN | 7199.558 | 8104101 | no | no |  |  | no |  |  | 1348850.137 | 15285683.157 |  | -1
node_intto1_8104101_200862412 |  |  | PQ | AN | 7199.558 | 8104101 | no | no |  |  | no |  |  | 1349619.425 | 15285782.996 |  | -1
node_intto1_8104101_200862761 |  |  | PQ | ABN | 7199.558 | 8104101 | no | no |  |  | no |  |  | 1347820.525 | 15285238.216 |  | -1
node_intto1_8104101_200862781 |  |  | PQ | AN | 7199.558 | 8104101 | no | no |  |  | no |  |  | 1344707.561 | 15285077.067 |  | -1
node_intto1_8104101_200863093 |  |  | PQ | ABCN | 7199.558 | 8104101 | no | no |  |  | no |  |  | 1351441.921 | 15286972.916 |  | -1
node_intto1_8104101_200863142 |  |  | PQ | ABCN | 7199.558 | 8104101 | no | no |  |  | no |  |  | 1354371.837 | 15288520.86 |  | -1
node_intto1_8104101_200864177 |  |  | PQ | ABCN | 7199.558 | 8104101 | no | no |  |  | no |  |  | 1354595.098 | 15287804.056 |  | -1
node_intto1_8104101_200864453 |  |  | PQ | ABCN | 7199.558 | 8104101 | no | no |  |  | no |  |  | 1345455.88 | 15286023.871 |  | -1
node_intto1_8104101_200864670 |  |  | PQ | AN | 7199.558 | 8104101 | no | no |  |  | no |  |  | 1352620.794 | 15286869.154 |  | -1
node_intto1_8104101_200864717 |  |  | PQ | AN | 7199.558 | 8104101 | no | no |  |  | no |  |  | 1349906.267 | 15286627.103 |  | -1
node_intto1_8104101_200864726 |  |  | PQ | ABCN | 7199.558 | 8104101 | no | no |  |  | no |  |  | 1351150.212 | 15287501.092 |  | -1
node_intto1_8104101_200864742 |  |  | PQ | AN | 7199.558 | 8104101 | no | no |  |  | no |  |  | 1350962.668 | 15286583.775 |  | -1
node_intto1_8104101_200864753 |  |  | PQ | AN | 7199.558 | 8104101 | no | no |  |  | no |  |  | 1350673.38 | 15286338.094 |  | -1
node_intto1_8104101_200864768 |  |  | PQ | AN | 7199.558 | 8104101 | no | no |  |  | no |  |  | 1350413.776 | 15286263.969 |  | -1
node_intto1_8104101_200864797 |  |  | PQ | AN | 7199.558 | 8104101 | no | no |  |  | no |  |  | 1350146.242 | 15286133.403 |  | -1
node_intto1_8104101_200864812 |  |  | PQ | AN | 7199.558 | 8104101 | no | no |  |  | no |  |  | 1347539.795 | 15286211.939 |  | -1
node_intto1_8104101_200864855 |  |  | PQ | ABCN | 7199.558 | 8104101 | no | no |  |  | no |  |  | 1345985.413 | 15284247.258 |  | -1
node_intto1_8104101_200864857 |  |  | PQ | ABCN | 7199.558 | 8104101 | no | no |  |  | no |  |  | 1346336.571 | 15284484.666 |  | -1
node_intto1_8104101_200865070 |  |  | PQ | AN | 7199.558 | 8104101 | no | no |  |  | no |  |  | 1357163.833 | 15290429.567 |  | -1
node_intto1_8104101_200865072 |  |  | PQ | ABCN | 7199.558 | 8104101 | no | no |  |  | no |  |  | 1350241.39 | 15286430.545 |  | -1
node_intto1_8104101_200865243 |  |  | PQ | AN | 7199.558 | 8104101 | no | no |  |  | no |  |  | 1358981.291 | 15291372.32 |  | -1
node_intto1_8104101_200865246 |  |  | PQ | ABN | 7199.558 | 8104101 | no | no |  |  | no |  |  | 1358733.401 | 15291270.582 |  | -1
node_intto1_8104101_200865273 |  |  | PQ | ABCN | 7199.558 | 8104101 | no | no |  |  | no |  |  | 1356173.738 | 15290456.921 |  | -1
node_intto1_8104101_200865284 |  |  | PQ | ABCN | 7199.558 | 8104101 | no | no |  |  | no |  |  | 1355305.661 | 15290180.107 |  | -1
node_intto1_8104101_200865311 |  |  | PQ | ABCN | 7199.558 | 8104101 | no | no |  |  | no |  |  | 1353738.562 | 15287904.169 |  | -1
node_intto1_8104101_200865318 |  |  | PQ | ABCN | 7199.558 | 8104101 | no | no |  |  | no |  |  | 1353345.241 | 15287530.764 |  | -1
node_intto1_8104101_200865340 |  |  | PQ | ABCN | 7199.558 | 8104101 | no | no |  |  | no |  |  | 1351538.861 | 15286826.715 |  | -1
node_intto1_8104101_200865342 |  |  | PQ | ABCN | 7199.558 | 8104101 | no | no |  |  | no |  |  | 1351276.345 | 15286753.908 |  | -1
node_intto1_8104101_200865347 |  |  | PQ | ABCN | 7199.558 | 8104101 | no | no |  |  | no |  |  | 1350644.509 | 15286529.216 |  | -1
node_intto1_8104101_200865386 |  |  | PQ | ABCN | 7199.558 | 8104101 | no | no |  |  | no |  |  | 1346233.163 | 15285070.685 |  | -1
node_intto1_8104101_200865392 |  |  | PQ | AN | 7199.558 | 8104101 | no | no |  |  | no |  |  | 1345607.977 | 15284430.494 |  | -1
node_intto1_8104101_200865534 |  |  | PQ | ABCN | 7199.558 | 8104101 | no | no |  |  | no |  |  | 1355138.874 | 15288465.529 |  | -1
node_intto1_8104101_200917580 |  |  | PQ | ABCN | 7199.558 | 8104101 | no | no |  |  | no |  |  | 1358430.401 | 15290968.753 |  | -1
node_intto1_8104101_200958674 |  |  | PQ | ABCN | 7199.558 | 8104101 | no | no |  |  | no |  |  | 1351404.522 | 15286765.936 |  | -1
node_intto1_8104101_200986366 |  |  | PQ | AN | 7199.558 | 8104101 | no | no |  |  | no |  |  | 1350723.612 | 15285002.061 |  | -1
node_intto1_8104101_201015078 |  |  | PQ | ABCN | 7199.558 | 8104101 | no | no |  |  | no |  |  | 1345993.884 | 15284049.232 |  | -1
node_intto1_8104101_311894264 |  |  | PQ | ABCN | 7199.558 | 8104101 | no | no |  |  | no |  |  | 1355749.973 | 15289510.812 |  | -1
node_intto1_8104101_312002332 |  |  | PQ | ABCN | 7199.558 | 8104101 | no | no |  |  | no |  |  | 1346622.718 | 15284485.851 |  | -1
node_intto1_220521530 |  |  | PQ | ABCN | 7199.558 | 8104101 | no | no |  |  | no |  |  | 1355161.004 | 15288320.021 |  | -1
node_intto1_220623407 |  |  | PQ | ABCN | 7199.558 | 8104101 | no | no |  |  | no |  |  | 1345807.187 | 15285269.507 |  | -1
node_intto1_311889702 |  |  | PQ | ABCN | 7199.558 | 8104101 | no | no |  |  | no |  |  | 1354595.556 | 15287796.897 |  | -1
node_intto1_311889742 |  |  | PQ | ABCN | 7199.558 | 8104101 | no | no |  |  | no |  |  | 1354599.059 | 15287742.155 |  | -1
node_intto1_311894385 |  |  | PQ | ABCN | 7199.558 | 8104101 | no | no |  |  | no |  |  | 1354598.413 | 15287752.195 |  | -1
node_intto1_311903160 |  |  | PQ | ABCN | 7199.558 | 8104101 | no | no |  |  | no |  |  | 1354598.728 | 15287747.31 |  | -1
node_intto1_311913140 |  |  | PQ | ABCN | 7199.558 | 8104101 | no | no |  |  | no |  |  | 1355020.096 | 15288255.914 |  | -1
node_intto1_312007909 |  |  | PQ | ABCN | 7199.558 | 8104101 | no | no |  |  | no |  |  | 1345759.625 | 15285149.9 |  | -1

## overhead_line
data_type | static
owner_type | feeder
owner | 8104101
object | overhead_line
name | groupid | phases | fr | to | length | configuration | dcircuit | selected | monitored | monitored_fields | class_monitored_fields | played | played_fields | comments | R | X | B | lim_kw
oh_line_8104101_200855059 |  | ABCN | node_8104101_200855061 | node_8104101_200855059 | 185.437 | bal_3P_477AL_4/0AC(N) | 8104101 | no | no |  |  | no |  |  | 0 | 0 | 0 | 0
oh_line_8104101_200855060 |  | ABCN | node_8104101_200855071 | node_8104101_200855060 | 239.519 | bal_3P_477AL_4/0AC(N) | 8104101 | no | no |  |  | no |  |  | 0 | 0 | 0 | 0
oh_line_8104101_200855061 |  | ABCN | node_8104101_200855060 | node_8104101_200855061 | 44.166 | bal_3P_477AL_4/0AC(N) | 8104101 | no | no |  |  | no |  |  | 0 | 0 | 0 | 0
oh_line_8104101_200855062 |  | ABCN | node_8104101_200855059 | node_8104101_200855062 | 300.414 | bal_3P_477AL_4/0AC(N) | 8104101 | no | no |  |  | no |  |  | 0 | 0 | 0 | 0
oh_line_8104101_200855063 |  | ABCN | node_8104101_200855062 | node_8104101_200855063 | 110.613 | bal_3P_477AL_4/0AC(N) | 8104101 | no | no |  |  | no |  |  | 0 | 0 | 0 | 0
oh_line_8104101_200855064 |  | ABCN | node_8104101_200855063 | node_8104101_200855064 | 214.971 | bal_3P_477AL_4/0AC(N) | 8104101 | no | no |  |  | no |  |  | 0 | 0 | 0 | 0
oh_line_8104101_200855066 |  | ABCN | node_8104101_201011019 | node_8104101_200855066 | 188.191 | bal_3P_477AL_4/0AC(N) | 8104101 | no | no |  |  | no |  |  | 0 | 0 | 0 | 0
oh_line_8104101_200855067 |  | ABCN | node_8104101_200855066 | node_8104101_200855067 | 157.356 | bal_3P_477AL_4/0AC(N) | 8104101 | no | no |  |  | no |  |  | 0 | 0 | 0 | 0
oh_line_8104101_200855068 |  | ABCN | node_8104101_200855067 | node_8104101_200855068 | 189.157 | bal_3P_477AL_4/0AC(N) | 8104101 | no | no |  |  | no |  |  | 0 | 0 | 0 | 0
oh_line_8104101_200855069 |  | ABCN | node_8104101_200855068 | node_8104101_200855069 | 205.571 | bal_3P_477AL_4/0AC(N) | 8104101 | no | no |  |  | no |  |  | 0 | 0 | 0 | 0
oh_line_8104101_200855070 |  | ABCN | node_8104101_200864455 | node_8104101_200855070 | 1054.323 | bal_3P_477AL_4/0AC(N) | 8104101 | no | no |  |  | no |  |  | 0 | 0 | 0 | 0
oh_line_8104101_200855071 |  | ABCN | node_8104101_200855070 | node_8104101_200855071 | 325.265 | bal_3P_477AL_4/0AC(N) | 8104101 | no | no |  |  | no |  |  | 0 | 0 | 0 | 0
oh_line_8104101_200861323 |  | AN | node_8104101_200865244 | node_8104101_200861323 | 119.019 | bal_1P_1/0AC_1/0AC(N) | 8104101 | no | no |  |  | no |  |  | 0 | 0 | 0 | 0
oh_line_8104101_200861324 |  | AN | node_8104101_200861323 | node_8104101_200861324 | 167.855 | bal_1P_1/0AC_1/0AC(N) | 8104101 | no | no |  |  | no |  |  | 0 | 0 | 0 | 0
oh_line_8104101_200861325 |  | AN | node_8104101_200861324 | node_8104101_200861325 | 161.569 | bal_1P_1/0AC_1/0AC(N) | 8104101 | no | no |  |  | no |  |  | 0 | 0 | 0 | 0
oh_line_8104101_200861329 |  | ABCN | node_8104101_200864141 | node_8104101_200861329 | 96.842 | bal_3P_477AL_4/0AL(N) | 8104101 | no | no |  |  | no |  |  | 0 | 0 | 0 | 0
oh_line_8104101_200861330 |  | ABCN | node_8104101_200861329 | node_intto1_8104101_200861330 | 132.025 | bal_3P_477AL_4/0AL(N) | 8104101 | no | no |  |  | no |  |  | 0 | 0 | 0 | 0
oh_line_8104101_200861356 |  | ABCN | node_8104101_200861330 | node_8104101_200861356 | 175.54 | bal_3P_477AL_2/0CU(N) | 8104101 | no | no |  |  | no |  |  | 0 | 0 | 0 | 0
oh_line_8104101_200861392 |  | ABCN | node_8104101_200861356 | node_8104101_200861392 | 129.032 | bal_3P_477AL_2/0CU(N) | 8104101 | no | no |  |  | no |  |  | 0 | 0 | 0 | 0
oh_line_8104101_200861410-1 |  | ABCN | node_8104101_200861392 | node_intto1_311913140 | 12.94 | bal_3P_477AL_2/0CU(N) | 8104101 | no | no |  |  | no |  |  | 0 | 0 | 0 | 0
oh_line_8104101_200861410-2 |  | ABCN | node_311913140 | node_intto1_220521530 | 154.806 | bal_3P_477AL_2/0CU(N) | 8104101 | no | no |  |  | no |  |  | 0 | 0 | 0 | 0
oh_line_8104101_200861410-3 |  | ABCN | node_220521530 | node_8104101_200861410 | 4.303 | bal_3P_477AL_2/0CU(N) | 8104101 | no | no |  |  | no |  |  | 0 | 0 | 0 | 0
oh_line_8104101_200861427 |  | ABCN | node_8104101_200861410 | node_8104101_200861427 | 124.087 | bal_3P_477AL_2/0CU(N) | 8104101 | no | no |  |  | no |  |  | 0 | 0 | 0 | 0
oh_line_8104101_200861470 |  | AN | node_8104101_200864762 | node_8104101_200861470 | 23.932 | bal_1P_1/0AC_2CU(N) | 8104101 | no | no |  |  | no |  |  | 0 | 0 | 0 | 0
oh_line_8104101_200861471 |  | AN | node_8104101_200861470 | node_8104101_200861471 | 127.802 | bal_1P_1/0AC_2CU(N) | 8104101 | no | no |  |  | no |  |  | 0 | 0 | 0 | 0
oh_line_8104101_200861472 |  | AN | node_8104101_200861471 | node_8104101_200861472 | 119.912 | bal_1P_1/0AC_2CU(N) | 8104101 | no | no |  |  | no |  |  | 0 | 0 | 0 | 0
oh_line_8104101_200861473 |  | AN | node_8104101_200861472 | node_8104101_200861473 | 122.014 | bal_1P_1/0AC_2CU(N) | 8104101 | no | no |  |  | no |  |  | 0 | 0 | 0 | 0
oh_line_8104101_200861642 |  | ABN | node_8104101_200980898 | node_intto1_8104101_200861642 | 63.74 | bal_2P_4CU_4/0AL(N) | 8104101 | no | no |  |  | no |  |  | 0 | 0 | 0 | 0
oh_line_8104101_200861644 |  | ABN | node_8104101_200861642 | node_8104101_200861644 | 146.36 | bal_2P_4CU_4/0AL(N) | 8104101 | no | no |  |  | no |  |  | 0 | 0 | 0 | 0
oh_line_8104101_200861646 |  | ABN | node_8104101_200861644 | node_8104101_200861646 | 120.507 | bal_2P_4CU_4/0AL(N) | 8104101 | no | no |  |  | no |  |  | 0 | 0 | 0 | 0
oh_line_8104101_200861647 |  | ABN | node_8104101_200861646 | node_8104101_200861647 | 119.654 | bal_2P_4CU_4/0AL(N) | 8104101 | no | no |  |  | no |  |  | 0 | 0 | 0 | 0
oh_line_8104101_200861648 |  | ABN | node_8104101_200861647 | node_8104101_200861648 | 86.969 | bal_2P_4CU_4CU(N) | 8104101 | no | no |  |  | no |  |  | 0 | 0 | 0 | 0
oh_line_8104101_200861650 |  | ABN | node_8104101_200861648 | node_8104101_200861650 | 107.101 | bal_2P_4CU_4CU(N) | 8104101 | no | no |  |  | no |  |  | 0 | 0 | 0 | 0
oh_line_8104101_200861652 |  | ABN | node_8104101_200861650 | node_8104101_200861652 | 68.966 | bal_2P_4CU_4CU(N) | 8104101 | no | no |  |  | no |  |  | 0 | 0 | 0 | 0
oh_line_8104101_200861726 |  | AN | node_8104101_200861731 | node_8104101_200861726 | 152.355 | bal_1P_2AC_2AC(N) | 8104101 | no | no |  |  | no |  |  | 0 | 0 | 0 | 0
oh_line_8104101_200861728 |  | AN | node_8104101_200861729 | node_8104101_200861728 | 138.485 | bal_1P_2AC_2CU(N) | 8104101 | no | no |  |  | no |  |  | 0 | 0 | 0 | 0
oh_line_8104101_200861729 |  | AN | node_8104101_201036293 | node_intto1_8104101_200861729 | 201.237 | bal_1P_2AC_2AC(N) | 8104101 | no | no |  |  | no |  |  | 0 | 0 | 0 | 0
oh_line_8104101_200861731 |  | AN | node_8104101_200864766 | node_8104101_200861731 | 20.339 | bal_1P_2AC_2CU(N) | 8104101 | no | no |  |  | no |  |  | 0 | 0 | 0 | 0
oh_line_8104101_200861732 |  | AN | node_8104101_200861731 | node_8104101_200861732 | 156.636 | bal_1P_2AC_2AC(N) | 8104101 | no | no |  |  | no |  |  | 0 | 0 | 0 | 0
oh_line_8104101_200861734 |  | AN | node_8104101_200861732 | node_8104101_200861734 | 231.362 | bal_1P_2AC_2AC(N) | 8104101 | no | no |  |  | no |  |  | 0 | 0 | 0 | 0
oh_line_8104101_200861735 |  | AN | node_8104101_200861734 | node_8104101_200861735 | 95.962 | bal_1P_2AC_2CU(N) | 8104101 | no | no |  |  | no |  |  | 0 | 0 | 0 | 0
oh_line_8104101_200861738 |  | AN | node_8104101_200861728 | node_8104101_200861738 | 122.617 | bal_1P_1/0AC_2CU(N) | 8104101 | no | no |  |  | no |  |  | 0 | 0 | 0 | 0
oh_line_8104101_200861801 |  | ABCN | node_8104101_200865343 | node_8104101_200861801 | 77.106 | bal_3P_4CU_1/0AC(N) | 8104101 | no | no |  |  | no |  |  | 0 | 0 | 0 | 0
oh_line_8104101_200861802 |  | ABCN | node_8104101_200861827 | node_8104101_200861802 | 120.786 | bal_3P_4CU_4CU(N) | 8104101 | no | no |  |  | no |  |  | 0 | 0 | 0 | 0
oh_line_8104101_200861803 |  | ABCN | node_8104101_200861802 | node_8104101_200861803 | 116.945 | bal_3P_4CU_4CU(N) | 8104101 | no | no |  |  | no |  |  | 0 | 0 | 0 | 0
oh_line_8104101_200861804 |  | ABCN | node_8104101_200861803 | node_8104101_200861804 | 165.183 | bal_3P_4CU_4CU(N) | 8104101 | no | no |  |  | no |  |  | 0 | 0 | 0 | 0
oh_line_8104101_200861805 |  | ABCN | node_8104101_200861804 | node_8104101_200861805 | 178.008 | bal_3P_4CU_4CU(N) | 8104101 | no | no |  |  | no |  |  | 0 | 0 | 0 | 0
oh_line_8104101_200861806 |  | ABCN | node_8104101_200861805 | node_8104101_200861806 | 119.976 | bal_3P_4CU_4CU(N) | 8104101 | no | no |  |  | no |  |  | 0 | 0 | 0 | 0
oh_line_8104101_200861807 |  | ABCN | node_8104101_200861806 | node_8104101_200861807 | 120.196 | bal_3P_4CU_4CU(N) | 8104101 | no | no |  |  | no |  |  | 0 | 0 | 0 | 0
oh_line_8104101_200861808 |  | ABCN | node_8104101_200861807 | node_8104101_200861808 | 110.784 | bal_3P_4CU_4CU(N) | 8104101 | no | no |  |  | no |  |  | 0 | 0 | 0 | 0
oh_line_8104101_200861809 |  | ABCN | node_8104101_200861808 | node_8104101_200861809 | 116.41 | bal_3P_4CU_4CU(N) | 8104101 | no | no |  |  | no |  |  | 0 | 0 | 0 | 0
oh_line_8104101_200861810 |  | ABCN | node_8104101_200861809 | node_8104101_200861810 | 116.982 | bal_3P_4CU_4CU(N) | 8104101 | no | no |  |  | no |  |  | 0 | 0 | 0 | 0
oh_line_8104101_200861811 |  | ABCN | node_8104101_200861810 | node_8104101_200861811 | 122.312 | bal_3P_4CU_4CU(N) | 8104101 | no | no |  |  | no |  |  | 0 | 0 | 0 | 0
oh_line_8104101_200861812 |  | ABCN | node_8104101_200861801 | node_intto1_8104101_200861812 | 148.554 | bal_3P_4CU_1/0AC(N) | 8104101 | no | no |  |  | no |  |  | 0 | 0 | 0 | 0
oh_line_8104101_200861814 |  | ABCN | node_8104101_200861811 | node_8104101_200861814 | 119.828 | bal_3P_4CU_4CU(N) | 8104101 | no | no |  |  | no |  |  | 0 | 0 | 0 | 0
oh_line_8104101_200861815 |  | AN | node_8104101_200861814 | node_8104101_200861815 | 125.145 | bal_1P_4CU_2CU(N) | 8104101 | no | no |  |  | no |  |  | 0 | 0 | 0 | 0
oh_line_8104101_200861816 |  | AN | node_8104101_200861815 | node_8104101_200861816 | 121.658 | bal_1P_4CU_2CU(N) | 8104101 | no | no |  |  | no |  |  | 0 | 0 | 0 | 0
oh_line_8104101_200861817 |  | AN | node_8104101_200861816 | node_8104101_200861817 | 119.757 | bal_1P_4CU_2CU(N) | 8104101 | no | no |  |  | no |  |  | 0 | 0 | 0 | 0
oh_line_8104101_200861818 |  | AN | node_8104101_200861817 | node_8104101_200861818 | 123.242 | bal_1P_4CU_2CU(N) | 8104101 | no | no |  |  | no |  |  | 0 | 0 | 0 | 0
oh_line_8104101_200861821 |  | ABCN | node_8104101_200861812 | node_8104101_200861821 | 121.506 | bal_3P_4CU_4CU(N) | 8104101 | no | no |  |  | no |  |  | 0 | 0 | 0 | 0
oh_line_8104101_200861822 |  | ABCN | node_8104101_200861821 | node_8104101_200861822 | 119.542 | bal_3P_4CU_4CU(N) | 8104101 | no | no |  |  | no |  |  | 0 | 0 | 0 | 0
oh_line_8104101_200861823 |  | ABCN | node_8104101_200861822 | node_8104101_200861823 | 130.152 | bal_3P_4CU_4CU(N) | 8104101 | no | no |  |  | no |  |  | 0 | 0 | 0 | 0
oh_line_8104101_200861824 |  | ABCN | node_8104101_200861823 | node_8104101_200861824 | 108.289 | bal_3P_4CU_4CU(N) | 8104101 | no | no |  |  | no |  |  | 0 | 0 | 0 | 0
oh_line_8104101_200861825 |  | ABCN | node_8104101_200861824 | node_8104101_200861825 | 120.579 | bal_3P_4CU_4CU(N) | 8104101 | no | no |  |  | no |  |  | 0 | 0 | 0 | 0
oh_line_8104101_200861826 |  | ABCN | node_8104101_200861825 | node_8104101_200861826 | 119.506 | bal_3P_4CU_4CU(N) | 8104101 | no | no |  |  | no |  |  | 0 | 0 | 0 | 0
oh_line_8104101_200861827 |  | ABCN | node_8104101_200861826 | node_8104101_200861827 | 120.635 | bal_3P_4CU_4CU(N) | 8104101 | no | no |  |  | no |  |  | 0 | 0 | 0 | 0
oh_line_8104101_200861881 |  | ABCN | node_8104101_200861883 | node_8104101_200861881 | 148.236 | bal_3P_4CU_4CU(N) | 8104101 | no | no |  |  | no |  |  | 0 | 0 | 0 | 0
oh_line_8104101_200861883 |  | ABCN | node_8104101_200861884 | node_8104101_200861883 | 153.377 | bal_3P_4CU_4CU(N) | 8104101 | no | no |  |  | no |  |  | 0 | 0 | 0 | 0
oh_line_8104101_200861884 |  | ABCN | node_8104101_200861885 | node_8104101_200861884 | 101.596 | bal_3P_2CU_2CU(N) | 8104101 | no | no |  |  | no |  |  | 0 | 0 | 0 | 0
oh_line_8104101_200861885 |  | ABCN | node_8104101_200861886 | node_8104101_200861885 | 73.656 | bal_3P_4CU_4CU(N) | 8104101 | no | no |  |  | no |  |  | 0 | 0 | 0 | 0
oh_line_8104101_200861886 |  | ABCN | node_8104101_200861887 | node_8104101_200861886 | 141.106 | bal_3P_4CU_1/0AC(N) | 8104101 | no | no |  |  | no |  |  | 0 | 0 | 0 | 0
oh_line_8104101_200861887 |  | ABCN | node_8104101_200861888 | node_8104101_200861887 | 163.002 | bal_3P_4CU_1/0AC(N) | 8104101 | no | no |  |  | no |  |  | 0 | 0 | 0 | 0
oh_line_8104101_200861888 |  | ABCN | node_8104101_200861814 | node_8104101_200861888 | 68.126 | bal_3P_4CU_1/0AC(N) | 8104101 | no | no |  |  | no |  |  | 0 | 0 | 0 | 0
oh_line_8104101_200861963 |  | AN | node_8104101_200861728 | node_8104101_200861963 | 73.118 | bal_1P_2AC_2CU(N) | 8104101 | no | no |  |  | no |  |  | 0 | 0 | 0 | 0
oh_line_8104101_200861967 |  | AN | node_8104101_200861963 | node_8104101_200861967 | 101.601 | bal_1P_2AC_2CU(N) | 8104101 | no | no |  |  | no |  |  | 0 | 0 | 0 | 0
oh_line_8104101_200861968 |  | AN | node_8104101_200861967 | node_8104101_200861968 | 117.08 | bal_1P_2AC_2CU(N) | 8104101 | no | no |  |  | no |  |  | 0 | 0 | 0 | 0
oh_line_8104101_200861972 |  | AD | node_8104101_200861885 | node_8104101_200861972 | 94.533 | bal_1P_1/0AC | 8104101 | no | no |  |  | no |  |  | 0 | 0 | 0 | 0
oh_line_8104101_200861973 |  | AN | node_8104101_200861972 | node_8104101_200861973 | 168.034 | bal_1P_1/0AC_2CU(N) | 8104101 | no | no |  |  | no |  |  | 0 | 0 | 0 | 0
oh_line_8104101_200861974 |  | AN | node_8104101_200861973 | node_8104101_200861974 | 142.387 | bal_1P_1/0AC_2CU(N) | 8104101 | no | no |  |  | no |  |  | 0 | 0 | 0 | 0
oh_line_8104101_200861975 |  | ABN | node_8104101_200861652 | node_8104101_200861975 | 158.232 | bal_2P_4CU_4CU(N) | 8104101 | no | no |  |  | no |  |  | 0 | 0 | 0 | 0
oh_line_8104101_200861977 |  | ABN | node_8104101_200861975 | node_8104101_200861977 | 169.666 | bal_2P_4CU_4CU(N) | 8104101 | no | no |  |  | no |  |  | 0 | 0 | 0 | 0
oh_line_8104101_200861978 |  | ABN | node_8104101_200861977 | node_8104101_200861978 | 199.054 | bal_2P_4CU_4/0AL(N) | 8104101 | no | no |  |  | no |  |  | 0 | 0 | 0 | 0
oh_line_8104101_200861979 |  | ABN | node_8104101_200861978 | node_8104101_200861979 | 194.106 | bal_2P_4CU_4/0AL(N) | 8104101 | no | no |  |  | no |  |  | 0 | 0 | 0 | 0
oh_line_8104101_200861980 |  | ABN | node_8104101_200861979 | node_8104101_200861980 | 196.761 | bal_2P_4CU_4CU(N) | 8104101 | no | no |  |  | no |  |  | 0 | 0 | 0 | 0
oh_line_8104101_200861981 |  | ABN | node_8104101_200861980 | node_8104101_200861981 | 187.448 | bal_2P_4CU_4CU(N) | 8104101 | no | no |  |  | no |  |  | 0 | 0 | 0 | 0
oh_line_8104101_200861984 |  | ABN | node_8104101_201008014 | node_8104101_200861984 | 171.914 | bal_2P_1/0AC_2/0CU(N) | 8104101 | no | no |  |  | no |  |  | 0 | 0 | 0 | 0
oh_line_8104101_200861987 |  | AN | node_8104101_200864804 | node_8104101_200861987 | 17.765 | bal_1P_1/0AC_4/0AL(N) | 8104101 | no | no |  |  | no |  |  | 0 | 0 | 0 | 0
oh_line_8104101_200861988 |  | AN | node_8104101_200861987 | node_8104101_200861988 | 146.254 | bal_1P_1/0AC_2CU(N) | 8104101 | no | no |  |  | no |  |  | 0 | 0 | 0 | 0
oh_line_8104101_200861989 |  | AN | node_8104101_200861988 | node_8104101_200861989 | 85.061 | bal_1P_1/0AC_4/0AL(N) | 8104101 | no | no |  |  | no |  |  | 0 | 0 | 0 | 0
oh_line_8104101_200861990 |  | AN | node_8104101_200861989 | node_8104101_200861990 | 147.87 | bal_1P_1/0AC_4/0AL(N) | 8104101 | no | no |  |  | no |  |  | 0 | 0 | 0 | 0
oh_line_8104101_200861991 |  | AN | node_8104101_200861990 | node_8104101_200861991 | 89.027 | bal_1P_1/0AC_2CU(N) | 8104101 | no | no |  |  | no |  |  | 0 | 0 | 0 | 0
oh_line_8104101_200861993 |  | AN | node_8104101_200861991 | node_8104101_200861993 | 146.528 | bal_1P_1/0AC_2CU(N) | 8104101 | no | no |  |  | no |  |  | 0 | 0 | 0 | 0
oh_line_8104101_200862046 |  | ABCN | node_8104101_200865290 | node_8104101_200862046 | 268.914 | bal_3P_1/0AC_1/0AC(N) | 8104101 | no | no |  |  | no |  |  | 0 | 0 | 0 | 0
oh_line_8104101_200862047 |  | ABCN | node_8104101_200862046 | node_8104101_200862047 | 188.067 | bal_3P_1/0AC_1/0AC(N) | 8104101 | no | no |  |  | no |  |  | 0 | 0 | 0 | 0
oh_line_8104101_200862048 |  | ABCN | node_8104101_200862047 | node_8104101_200862048 | 95.95 | bal_3P_1/0AC_1/0AC(N) | 8104101 | no | no |  |  | no |  |  | 0 | 0 | 0 | 0
oh_line_8104101_200862189-1 |  | AN | node_8104101_200862196 | node_8104101_200862189 | 185.986 | bal_1P_4CU_4/0AL | 8104101 | no | no |  |  | no |  |  | 0 | 0 | 0 | 0
oh_line_8104101_200862189-2 |  | AN | node_8104101_200862189 | node_8104101_200862190 | 115.686 | bal_1P_1/0AC_1/0AC(N) | 8104101 | no | no |  |  | no |  |  | 0 | 0 | 0 | 0
oh_line_8104101_200862190 |  | AN | node_8104101_200862190 | node_8104101_200862191 | 135.22 | bal_1P_1/0AC_1/0AC(N) | 8104101 | no | no |  |  | no |  |  | 0 | 0 | 0 | 0
oh_line_8104101_200862196 |  | AN | node_8104101_200862197 | node_8104101_200862196 | 138.885 | bal_1P_4CU_4/0AL | 8104101 | no | no |  |  | no |  |  | 0 | 0 | 0 | 0
oh_line_8104101_200862197 |  | AN | node_8104101_200865222 | node_8104101_200862197 | 46.578 | bal_1P_4CU_4/0AL | 8104101 | no | no |  |  | no |  |  | 0 | 0 | 0 | 0
oh_line_8104101_200862238 |  | AN | node_8104101_200865365 | node_8104101_200862238 | 124.893 | bal_1P_4CU_2CU(N) | 8104101 | no | no |  |  | no |  |  | 0 | 0 | 0 | 0
oh_line_8104101_200862239 |  | AN | node_8104101_200862238 | node_intto1_8104101_200862239 | 100.891 | bal_1P_4CU_2CU(N) | 8104101 | no | no |  |  | no |  |  | 0 | 0 | 0 | 0
oh_line_8104101_200862241 |  | AN | node_8104101_200862239 | node_8104101_200862241 | 98.773 | bal_1P_4CU_2CU(N) | 8104101 | no | no |  |  | no |  |  | 0 | 0 | 0 | 0
oh_line_8104101_200862243 |  | AN | node_8104101_200862241 | node_8104101_200862243 | 108.544 | bal_1P_1/0AC_2CU(N) | 8104101 | no | no |  |  | no |  |  | 0 | 0 | 0 | 0
oh_line_8104101_200862244 |  | AN | node_8104101_200862243 | node_8104101_200862244 | 117.838 | bal_1P_1/0AC_2CU(N) | 8104101 | no | no |  |  | no |  |  | 0 | 0 | 0 | 0
oh_line_8104101_200862245 |  | AN | node_8104101_200862244 | node_8104101_200862245 | 112.255 | bal_1P_1/0AC_2CU(N) | 8104101 | no | no |  |  | no |  |  | 0 | 0 | 0 | 0
oh_line_8104101_200862320 |  | ABCN | node_8104101_200862321 | node_8104101_200862320 | 230.37 | bal_3P_1/0AC_1/0AC(N) | 8104101 | no | no |  |  | no |  |  | 0 | 0 | 0 | 0
oh_line_8104101_200862321 |  | ABCN | node_8104101_200862322 | node_8104101_200862321 | 231.874 | bal_3P_1/0AC_1/0AC(N) | 8104101 | no | no |  |  | no |  |  | 0 | 0 | 0 | 0
oh_line_8104101_200862322 |  | ABCN | node_8104101_200863199 | node_8104101_200862322 | 46.418 | bal_3P_477AL_4/0AC(N) | 8104101 | no | no |  |  | no |  |  | 0 | 0 | 0 | 0
oh_line_8104101_200862323 |  | ABCN | node_8104101_200862322 | node_8104101_200862323 | 283.063 | bal_3P_1/0AC_1/0AC(N) | 8104101 | no | no |  |  | no |  |  | 0 | 0 | 0 | 0
oh_line_8104101_200862324 |  | ABCN | node_8104101_200862323 | node_8104101_200862324 | 254.629 | bal_3P_1/0AC_1/0AC(N) | 8104101 | no | no |  |  | no |  |  | 0 | 0 | 0 | 0
oh_line_8104101_200862325 |  | ABCN | node_8104101_200862324 | node_8104101_200862325 | 253.474 | bal_3P_1/0AC_1/0AC(N) | 8104101 | no | no |  |  | no |  |  | 0 | 0 | 0 | 0
oh_line_8104101_200862329 |  | AN | node_8104101_200862239 | node_8104101_200862329 | 119.566 | bal_1P_4CU_4CU(N) | 8104101 | no | no |  |  | no |  |  | 0 | 0 | 0 | 0
oh_line_8104101_200862330 |  | AN | node_8104101_200862329 | node_8104101_200862330 | 144.956 | bal_1P_4CU_4CU(N) | 8104101 | no | no |  |  | no |  |  | 0 | 0 | 0 | 0
oh_line_8104101_200862332 |  | AN | node_8104101_200862330 | node_8104101_200862332 | 158.378 | bal_1P_4CU_4CU(N) | 8104101 | no | no |  |  | no |  |  | 0 | 0 | 0 | 0
oh_line_8104101_200862334 |  | AN | node_8104101_200862332 | node_8104101_200862334 | 125.935 | bal_1P_4CU_2CU(N) | 8104101 | no | no |  |  | no |  |  | 0 | 0 | 0 | 0
oh_line_8104101_200862376 |  | ABCN | node_8104101_200862377 | node_8104101_200862376 | 122.056 | bal_3P_477AL_4/0AL(N) | 8104101 | no | no |  |  | no |  |  | 0 | 0 | 0 | 0
oh_line_8104101_200862377 |  | ABCN | node_8104101_200861427 | node_8104101_200862377 | 96.059 | bal_3P_477AL_4/0AL(N) | 8104101 | no | no |  |  | no |  |  | 0 | 0 | 0 | 0
oh_line_8104101_200862410 |  | AN | node_8104101_200865359 | node_8104101_200862410 | 170.09 | bal_1P_2AC_2AC(N) | 8104101 | no | no |  |  | no |  |  | 0 | 0 | 0 | 0
oh_line_8104101_200862412 |  | AN | node_8104101_200862410 | node_intto1_8104101_200862412 | 186.842 | bal_1P_2AC_2AC(N) | 8104101 | no | no |  |  | no |  |  | 0 | 0 | 0 | 0
oh_line_8104101_200862413 |  | AN | node_8104101_200862412 | node_8104101_200862413 | 114.441 | bal_1P_2AC_2CU(N) | 8104101 | no | no |  |  | no |  |  | 0 | 0 | 0 | 0
oh_line_8104101_200862648 |  | AN | node_8104101_200865393 | node_8104101_200862648 | 190.33 | bal_1P_4CU_4/0AL | 8104101 | no | no |  |  | no |  |  | 0 | 0 | 0 | 0
oh_line_8104101_200862649 |  | AN | node_8104101_200862648 | node_8104101_200862649 | 196.634 | bal_1P_4CU_2/0CU(N) | 8104101 | no | no |  |  | no |  |  | 0 | 0 | 0 | 0
oh_line_8104101_200862650 |  | AN | node_8104101_200862649 | node_8104101_200862650 | 201.49 | bal_1P_4CU_2/0CU(N) | 8104101 | no | no |  |  | no |  |  | 0 | 0 | 0 | 0
oh_line_8104101_200862651 |  | AN | node_8104101_200862650 | node_8104101_200862651 | 157.525 | bal_1P_4CU_2/0CU(N) | 8104101 | no | no |  |  | no |  |  | 0 | 0 | 0 | 0
oh_line_8104101_200862652 |  | AN | node_8104101_200862651 | node_8104101_200862652 | 158.866 | bal_1P_4CU_2/0CU(N) | 8104101 | no | no |  |  | no |  |  | 0 | 0 | 0 | 0
oh_line_8104101_200862693 |  | AN | node_8104101_200862652 | node_8104101_200862693 | 112.776 | bal_1P_4CU_4/0AL | 8104101 | no | no |  |  | no |  |  | 0 | 0 | 0 | 0
oh_line_8104101_200862694 |  | AN | node_8104101_200862693 | node_8104101_200862694 | 87.201 | bal_1P_1/0AC_4/0AL(N) | 8104101 | no | no |  |  | no |  |  | 0 | 0 | 0 | 0
oh_line_8104101_200862697 |  | AN | node_8104101_200862693 | node_8104101_200862697 | 165.477 | bal_1P_4CU_4/0AL | 8104101 | no | no |  |  | no |  |  | 0 | 0 | 0 | 0
oh_line_8104101_200862698 |  | AN | node_8104101_200862697 | node_8104101_200862698 | 158.701 | bal_1P_4CU_4/0AL | 8104101 | no | no |  |  | no |  |  | 0 | 0 | 0 | 0
oh_line_8104101_200862699 |  | AN | node_8104101_200862698 | node_8104101_200862699 | 95.827 | bal_1P_4CU_2/0CU(N) | 8104101 | no | no |  |  | no |  |  | 0 | 0 | 0 | 0
oh_line_8104101_200862700 |  | AN | node_8104101_200862699 | node_8104101_200862700 | 156.629 | bal_1P_1/0AC_2/0CU(N) | 8104101 | no | no |  |  | no |  |  | 0 | 0 | 0 | 0
oh_line_8104101_200862701 |  | AN | node_8104101_200862700 | node_8104101_200862701 | 160.074 | bal_1P_1/0AC_2/0CU(N) | 8104101 | no | no |  |  | no |  |  | 0 | 0 | 0 | 0
oh_line_8104101_200862702 |  | AN | node_8104101_200862701 | node_8104101_200862702 | 128.882 | bal_1P_1/0AC_2/0CU(N) | 8104101 | no | no |  |  | no |  |  | 0 | 0 | 0 | 0
oh_line_8104101_200862703 |  | AN | node_8104101_200862702 | node_8104101_200862703 | 174.061 | bal_1P_1/0AC_2/0CU(N) | 8104101 | no | no |  |  | no |  |  | 0 | 0 | 0 | 0
oh_line_8104101_200862705 |  | AN | node_8104101_200862699 | node_8104101_200862705 | 127.98 | bal_1P_4CU_2/0CU(N) | 8104101 | no | no |  |  | no |  |  | 0 | 0 | 0 | 0
oh_line_8104101_200862706 |  | AN | node_8104101_200862705 | node_8104101_200862706 | 206.746 | bal_1P_4CU_2/0CU(N) | 8104101 | no | no |  |  | no |  |  | 0 | 0 | 0 | 0
oh_line_8104101_200862707 |  | AN | node_8104101_200862706 | node_8104101_200862707 | 114.855 | bal_1P_1/0AC_2/0CU(N) | 8104101 | no | no |  |  | no |  |  | 0 | 0 | 0 | 0
oh_line_8104101_200862708 |  | AN | node_8104101_200862707 | node_8104101_200862708 | 117.057 | bal_1P_1/0AC_2/0CU(N) | 8104101 | no | no |  |  | no |  |  | 0 | 0 | 0 | 0
oh_line_8104101_200862711 |  | AN | node_8104101_200861648 | node_8104101_200862711 | 70.53 | bal_1P_1/0AC_4CU(N) | 8104101 | no | no |  |  | no |  |  | 0 | 0 | 0 | 0
oh_line_8104101_200862712 |  | AN | node_8104101_200862711 | node_8104101_200862712 | 123.467 | bal_1P_1/0AC_4CU(N) | 8104101 | no | no |  |  | no |  |  | 0 | 0 | 0 | 0
oh_line_8104101_200862714 |  | AN | node_8104101_200862712 | node_8104101_200862714 | 111 | bal_1P_1/0AC_4CU(N) | 8104101 | no | no |  |  | no |  |  | 0 | 0 | 0 | 0
oh_line_8104101_200862715 |  | AN | node_8104101_200862714 | node_8104101_200862715 | 132.715 | bal_1P_1/0AC_2/0CU(N) | 8104101 | no | no |  |  | no |  |  | 0 | 0 | 0 | 0
oh_line_8104101_200862720 |  | ABN | node_8104101_200861984 | node_8104101_200862720 | 164.159 | bal_2P_1/0AC_2/0CU(N) | 8104101 | no | no |  |  | no |  |  | 0 | 0 | 0 | 0
oh_line_8104101_200862756 |  | ABN | node_8104101_200864840 | node_8104101_200862756 | 48.756 | bal_2P_4CU_4/0AL(N) | 8104101 | no | no |  |  | no |  |  | 0 | 0 | 0 | 0
oh_line_8104101_200862757 |  | ABN | node_8104101_200862768 | node_8104101_200862757 | 148.917 | bal_2P_2AC_2/0CU(N) | 8104101 | no | no |  |  | no |  |  | 0 | 0 | 0 | 0
oh_line_8104101_200862758 |  | ABN | node_8104101_200862757 | node_8104101_200862758 | 140.539 | bal_2P_2AC_4/0AL(N) | 8104101 | no | no |  |  | no |  |  | 0 | 0 | 0 | 0
oh_line_8104101_200862759 |  | ABN | node_8104101_200862758 | node_8104101_200862759 | 135.975 | bal_2P_2AC_4/0AL(N) | 8104101 | no | no |  |  | no |  |  | 0 | 0 | 0 | 0
oh_line_8104101_200862760 |  | ABN | node_8104101_200862759 | node_8104101_200862760 | 175.17 | bal_2P_2AC_4/0AL(N) | 8104101 | no | no |  |  | no |  |  | 0 | 0 | 0 | 0
oh_line_8104101_200862761 |  | ABN | node_8104101_200862756 | node_intto1_8104101_200862761 | 108.765 | bal_2P_4CU_4/0AL(N) | 8104101 | no | no |  |  | no |  |  | 0 | 0 | 0 | 0
oh_line_8104101_200862762 |  | ABN | node_8104101_200862761 | node_8104101_200862762 | 176.137 | bal_2P_4CU_4/0AL(N) | 8104101 | no | no |  |  | no |  |  | 0 | 0 | 0 | 0
oh_line_8104101_200862763 |  | ABN | node_8104101_200862762 | node_8104101_200862763 | 84.691 | bal_2P_4CU_4CU(N) | 8104101 | no | no |  |  | no |  |  | 0 | 0 | 0 | 0
oh_line_8104101_200862764 |  | ABN | node_8104101_200862763 | node_8104101_200862764 | 114.677 | bal_2P_4CU_4CU(N) | 8104101 | no | no |  |  | no |  |  | 0 | 0 | 0 | 0
oh_line_8104101_200862765 |  | ABN | node_8104101_200862764 | node_8104101_200862765 | 147.82 | bal_2P_4CU_4CU(N) | 8104101 | no | no |  |  | no |  |  | 0 | 0 | 0 | 0
oh_line_8104101_200862766 |  | ABN | node_8104101_200862765 | node_8104101_200862766 | 120.655 | bal_2P_4CU_4CU(N) | 8104101 | no | no |  |  | no |  |  | 0 | 0 | 0 | 0
oh_line_8104101_200862767 |  | ABN | node_8104101_200862766 | node_8104101_200862767 | 149.161 | bal_2P_2AC_2/0CU(N) | 8104101 | no | no |  |  | no |  |  | 0 | 0 | 0 | 0
oh_line_8104101_200862768 |  | ABN | node_8104101_200862767 | node_8104101_200862768 | 116.145 | bal_2P_2AC_2/0CU(N) | 8104101 | no | no |  |  | no |  |  | 0 | 0 | 0 | 0
oh_line_8104101_200862781 |  | AN | node_8104101_200862699 | node_intto1_8104101_200862781 | 222.411 | bal_1P_2AC_2AC(N) | 8104101 | no | no |  |  | no |  |  | 0 | 0 | 0 | 0
oh_line_8104101_200862783 |  | AN | node_8104101_200862781 | node_8104101_200862783 | 160.897 | bal_1P_2AC_2AC(N) | 8104101 | no | no |  |  | no |  |  | 0 | 0 | 0 | 0
oh_line_8104101_200862784 |  | AN | node_8104101_200862783 | node_8104101_200862784 | 190.523 | bal_1P_2AC_2AC(N) | 8104101 | no | no |  |  | no |  |  | 0 | 0 | 0 | 0
oh_line_8104101_200862796 |  | AN | node_8104101_200865281 | node_8104101_200862796 | 26.884 | bal_1P_1/0AA_1/0AA(N) | 8104101 | no | no |  |  | no |  |  | 0 | 0 | 0 | 0
oh_line_8104101_200862797 |  | AN | node_8104101_200862796 | node_8104101_200862797 | 99.541 | bal_1P_1/0AA_1/0AA(N) | 8104101 | no | no |  |  | no |  |  | 0 | 0 | 0 | 0
oh_line_8104101_200862798 |  | AN | node_8104101_200862797 | node_8104101_200862798 | 137.368 | bal_1P_1/0AA_1/0AA(N) | 8104101 | no | no |  |  | no |  |  | 0 | 0 | 0 | 0
oh_line_8104101_200862799 |  | AN | node_8104101_200862798 | node_8104101_200862799 | 157.971 | bal_1P_1/0AA_1/0AA(N) | 8104101 | no | no |  |  | no |  |  | 0 | 0 | 0 | 0
oh_line_8104101_200862800 |  | AN | node_8104101_200862799 | node_8104101_200862800 | 161.636 | bal_1P_1/0AA_1/0AA(N) | 8104101 | no | no |  |  | no |  |  | 0 | 0 | 0 | 0
oh_line_8104101_200862803 |  | AN | node_8104101_201018145 | node_8104101_200862803 | 85.139 | bal_1P_1/0AC_1/0AC(N) | 8104101 | no | no |  |  | no |  |  | 0 | 0 | 0 | 0
oh_line_8104101_200862921 |  | ABCN | node_8104101_200865286 | node_8104101_200862921 | 114.671 | bal_3P_2AC_1/0AC(N) | 8104101 | no | no |  |  | no |  |  | 0 | 0 | 0 | 0
oh_line_8104101_200862923 |  | AN | node_8104101_200862921 | node_8104101_200862923 | 107.959 | bal_1P_2AC_1/0AC(N) | 8104101 | no | no |  |  | no |  |  | 0 | 0 | 0 | 0
oh_line_8104101_200862924 |  | ABCN | node_8104101_200862925 | node_8104101_200862924 | 197.004 | bal_3P_1/0AC_1/0AC(N) | 8104101 | no | no |  |  | no |  |  | 0 | 0 | 0 | 0
oh_line_8104101_200862925 |  | ABCN | node_8104101_200862929 | node_8104101_200862925 | 142.323 | bal_3P_477AL_4/0AL(N) | 8104101 | no | no |  |  | no |  |  | 0 | 0 | 0 | 0
oh_line_8104101_200862926 |  | ABCN | node_8104101_200862925 | node_8104101_200862926 | 98.841 | bal_3P_477AL_1/0AA(N) | 8104101 | no | no |  |  | no |  |  | 0 | 0 | 0 | 0
oh_line_8104101_200862927 |  | ABCN | node_8104101_200862926 | node_8104101_200862927 | 145.803 | bal_3P_477AL_1/0AA(N) | 8104101 | no | no |  |  | no |  |  | 0 | 0 | 0 | 0
oh_line_8104101_200862928 |  | ABCN | node_8104101_200862927 | node_8104101_200862928 | 152.267 | bal_3P_477AL_1/0AA(N) | 8104101 | no | no |  |  | no |  |  | 0 | 0 | 0 | 0
oh_line_8104101_200862929 |  | ABCN | node_8104101_200865521 | node_8104101_200862929 | 196.044 | bal_3P_477AL_4/0AA(N) | 8104101 | no | no |  |  | no |  |  | 0 | 0 | 0 | 0
oh_line_8104101_200862937 |  | AN | node_8104101_200862766 | node_8104101_200862937 | 137.617 | bal_1P_1/0AC_4/0AL(N) | 8104101 | no | no |  |  | no |  |  | 0 | 0 | 0 | 0
oh_line_8104101_200862938 |  | AN | node_8104101_200862937 | node_8104101_200862938 | 169.408 | bal_1P_1/0AC_4/0AL(N) | 8104101 | no | no |  |  | no |  |  | 0 | 0 | 0 | 0
oh_line_8104101_200862940 |  | AN | node_8104101_200862938 | node_8104101_200862940 | 154.905 | bal_1P_1/0AC_4/0AL(N) | 8104101 | no | no |  |  | no |  |  | 0 | 0 | 0 | 0
oh_line_8104101_200863093 |  | ABCN | node_8104101_200865340 | node_intto1_8104101_200863093 | 175.419 | bal_3P_4/0AL_1/0AC(N) | 8104101 | no | no |  |  | no |  |  | 0 | 0 | 0 | 0
oh_line_8104101_200863094 |  | ABCN | node_8104101_200863093 | node_8104101_200863094 | 121.793 | bal_3P_4/0AL_2CU(N) | 8104101 | no | no |  |  | no |  |  | 0 | 0 | 0 | 0
oh_line_8104101_200863095 |  | ABCN | node_8104101_200863094 | node_8104101_200863095 | 116.322 | bal_3P_4/0AL_1/0AC(N) | 8104101 | no | no |  |  | no |  |  | 0 | 0 | 0 | 0
oh_line_8104101_200863137 |  | ABCN | node_8104101_200862324 | node_8104101_200863137 | 44.048 | bal_3P_1/0AC_1/0AC(N) | 8104101 | no | no |  |  | no |  |  | 0 | 0 | 0 | 0
oh_line_8104101_200863142 |  | ABCN | node_8104101_201033862 | node_intto1_8104101_200863142 | 127.542 | bal_3P_1/0AC_1/0AC(N) | 8104101 | no | no |  |  | no |  |  | 0 | 0 | 0 | 0
oh_line_8104101_200863144-1 |  | ABCN | node_1353277_543_15288399_459 | node_8104101_200863144 | 15.116 | bal_3P_1/0AC_1/0AC(N) | 8104101 | no | no |  |  | no |  |  | 0 | 0 | 0 | 0
oh_line_8104101_200863144-2 |  | ABCN | node_8104101_200863137 | node_1353277_543_15288399_459 | 214.849 | bal_3P_1/0AC_1/0AC(N) | 8104101 | no | no |  |  | no |  |  | 0 | 0 | 0 | 0
oh_line_8104101_200863145 |  | ABCN | node_8104101_200863144 | node_8104101_200863145 | 252.9 | bal_3P_1/0AC_1/0AC(N) | 8104101 | no | no |  |  | no |  |  | 0 | 0 | 0 | 0
oh_line_8104101_200863146 |  | ABCN | node_8104101_200863145 | node_8104101_200863146 | 153.449 | bal_3P_1/0AC_4/0AL(N) | 8104101 | no | no |  |  | no |  |  | 0 | 0 | 0 | 0
oh_line_8104101_200863147 |  | ABCN | node_8104101_200863146 | node_8104101_200863147 | 37.834 | bal_3P_1/0AC_4/0AL(N) | 8104101 | no | no |  |  | no |  |  | 0 | 0 | 0 | 0
oh_line_8104101_200863148 |  | ABCN | node_8104101_200863147 | node_8104101_200863148 | 197.839 | bal_3P_1/0AC_4/0AL(N) | 8104101 | no | no |  |  | no |  |  | 0 | 0 | 0 | 0
oh_line_8104101_200863149 |  | ABCN | node_8104101_200863148 | node_8104101_200863149 | 170.883 | bal_3P_1/0AC_4/0AL(N) | 8104101 | no | no |  |  | no |  |  | 0 | 0 | 0 | 0
oh_line_8104101_200863199 |  | ABCN | node_8104101_200865313 | node_8104101_200863199 | 76.171 | bal_3P_477AL_4/0AC(N) | 8104101 | no | no |  |  | no |  |  | 0 | 0 | 0 | 0
oh_line_8104101_200863277 |  | ABCN | node_8104101_200863281 | node_8104101_200863277 | 303.436 | bal_3P_1/0AC_1/0AC(N) | 8104101 | no | no |  |  | no |  |  | 0 | 0 | 0 | 0
oh_line_8104101_200863281 |  | ABCN | node_8104101_200862325 | node_8104101_200863281 | 109.081 | bal_3P_1/0AC_1/0AC(N) | 8104101 | no | no |  |  | no |  |  | 0 | 0 | 0 | 0
oh_line_8104101_200863282 |  | ABCN | node_8104101_200863281 | node_8104101_200863282 | 50.457 | bal_3P_1/0AA_1/0AA(N) | 8104101 | no | no |  |  | no |  |  | 0 | 0 | 0 | 0
oh_line_8104101_200863283 |  | ABCN | node_8104101_200863282 | node_8104101_200863283 | 172.735 | bal_3P_1/0AA_1/0AA(N) | 8104101 | no | no |  |  | no |  |  | 0 | 0 | 0 | 0
oh_line_8104101_200863284 |  | ABCN | node_8104101_200863281 | node_8104101_200863284 | 288.832 | bal_3P_1/0AC_1/0AC(N) | 8104101 | no | no |  |  | no |  |  | 0 | 0 | 0 | 0
oh_line_8104101_200863285 |  | ABCN | node_8104101_200863284 | node_8104101_200863285 | 260.162 | bal_3P_1/0AC_1/0AC(N) | 8104101 | no | no |  |  | no |  |  | 0 | 0 | 0 | 0
oh_line_8104101_200863286 |  | ABCN | node_8104101_200863285 | node_8104101_200863286 | 281.468 | bal_3P_1/0AA_1/0AA(N) | 8104101 | no | no |  |  | no |  |  | 0 | 0 | 0 | 0
oh_line_8104101_200863491 |  | ABCN | node_8104101_200862048 | node_8104101_200863491 | 63.919 | bal_3P_1/0AC_1/0AC(N) | 8104101 | no | no |  |  | no |  |  | 0 | 0 | 0 | 0
oh_line_8104101_200863492 |  | ABCN | node_8104101_200863491 | node_8104101_200863492 | 185.093 | bal_3P_2AC_1/0AC(N) | 8104101 | no | no |  |  | no |  |  | 0 | 0 | 0 | 0
oh_line_8104101_200863493 |  | ABCN | node_8104101_200863492 | node_8104101_200863493 | 94.174 | bal_3P_2AC_2AC(N) | 8104101 | no | no |  |  | no |  |  | 0 | 0 | 0 | 0
oh_line_8104101_200863494 |  | ABCN | node_8104101_200863493 | node_8104101_200863494 | 58.811 | bal_3P_2AC_2AC(N) | 8104101 | no | no |  |  | no |  |  | 0 | 0 | 0 | 0
oh_line_8104101_200863496 |  | AN | node_8104101_200863494 | node_8104101_200863496 | 223.31 | bal_1P_1/0AC_1/0AC(N) | 8104101 | no | no |  |  | no |  |  | 0 | 0 | 0 | 0
oh_line_8104101_200863497 |  | AN | node_8104101_200863496 | node_8104101_200863497 | 246.32 | bal_1P_1/0AC_1/0AC(N) | 8104101 | no | no |  |  | no |  |  | 0 | 0 | 0 | 0
oh_line_8104101_200863498 |  | AN | node_8104101_200863496 | node_8104101_200863498 | 243.161 | bal_1P_1/0AC_1/0AC(N) | 8104101 | no | no |  |  | no |  |  | 0 | 0 | 0 | 0
oh_line_8104101_200863923 |  | ABCN | node_8104101_200863925 | node_8104101_200863923 | 194.065 | bal_3P_1/0AC_1/0AC(N) | 8104101 | no | no |  |  | no |  |  | 0 | 0 | 0 | 0
oh_line_8104101_200863925 |  | ABCN | node_8104101_200863926 | node_8104101_200863925 | 178.69 | bal_3P_1/0AC_1/0AC(N) | 8104101 | no | no |  |  | no |  |  | 0 | 0 | 0 | 0
oh_line_8104101_200863926 |  | ABCN | node_8104101_200863927 | node_8104101_200863926 | 186.23 | bal_3P_1/0AC_1/0AC(N) | 8104101 | no | no |  |  | no |  |  | 0 | 0 | 0 | 0
oh_line_8104101_200863927 |  | ABCN | node_8104101_200863928 | node_8104101_200863927 | 238.039 | bal_3P_1/0AC_1/0AC(N) | 8104101 | no | no |  |  | no |  |  | 0 | 0 | 0 | 0
oh_line_8104101_200863928 |  | ABCN | node_8104101_200863929 | node_8104101_200863928 | 211.004 | bal_3P_1/0AC_1/0AC(N) | 8104101 | no | no |  |  | no |  |  | 0 | 0 | 0 | 0
oh_line_8104101_200863929-1 |  | ABCN | node_8104101_200863930 | node_1357505_329_15291436_369 | 204.427 | bal_3P_1/0AC_1/0AC(N) | 8104101 | no | no |  |  | no |  |  | 0 | 0 | 0 | 0
oh_line_8104101_200863929-2 |  | ABCN | node_1357505_329_15291436_369 | node_8104101_200863929 | 8.609 | bal_3P_1/0AC_1/0AC(N) | 8104101 | no | no |  |  | no |  |  | 0 | 0 | 0 | 0
oh_line_8104101_200863930 |  | ABCN | node_8104101_200865263 | node_8104101_200863930 | 184.285 | bal_3P_1/0AC_1/0AC(N) | 8104101 | no | no |  |  | no |  |  | 0 | 0 | 0 | 0
oh_line_8104101_200864120 |  | ABCN | node_8104101_200861330 | node_8104101_200864120 | 109.181 | bal_3P_1/0AC_1/0AC(N) | 8104101 | no | no |  |  | no |  |  | 0 | 0 | 0 | 0
oh_line_8104101_200864121 |  | ABCN | node_8104101_200864120 | node_8104101_200864121 | 203.94 | bal_3P_1/0AA_1/0AA(N) | 8104101 | no | no |  |  | no |  |  | 0 | 0 | 0 | 0
oh_line_8104101_200864122 |  | ABCN | node_8104101_200864120 | node_8104101_200864122 | 108.939 | bal_3P_1/0AC_4/0AL(N) | 8104101 | no | no |  |  | no |  |  | 0 | 0 | 0 | 0
oh_line_8104101_200864123 |  | ABCN | node_8104101_200864122 | node_8104101_200864123 | 130.209 | bal_3P_1/0AA_4/0AA(N) | 8104101 | no | no |  |  | no |  |  | 0 | 0 | 0 | 0
oh_line_8104101_200864125 |  | ABCN | node_8104101_200864123 | node_8104101_200864125 | 48.109 | bal_3P_1/0AA_4/0AA(N) | 8104101 | no | no |  |  | no |  |  | 0 | 0 | 0 | 0
oh_line_8104101_200864126 |  | ABCN | node_8104101_200864125 | node_8104101_200864126 | 134.438 | bal_3P_1/0AA_4/0AA(N) | 8104101 | no | no |  |  | no |  |  | 0 | 0 | 0 | 0
oh_line_8104101_200864141 |  | ABCN | node_8104101_200864177 | node_8104101_200864141 | 182.167 | bal_3P_477AL_4/0AL(N) | 8104101 | no | no |  |  | no |  |  | 0 | 0 | 0 | 0
oh_line_8104101_200864177 |  | ABCN | node_8104101_200865298 | node_intto1_8104101_200864177 | 92.302 | bal_3P_477AL_4/0AL(N) | 8104101 | no | no |  |  | no |  |  | 0 | 0 | 0 | 0
oh_line_8104101_200864330-1 |  | ABCN | node_312007909 | node_8104101_200864330 | 26.899 | bal_3P_477AL_4/0AC(N) | 8104101 | no | no |  |  | no |  |  | 0 | 0 | 0 | 0
oh_line_8104101_200864330-2 |  | ABCN | node_220623407 | node_intto1_312007909 | 128.717 | bal_3P_477AL_4/0AC(N) | 8104101 | no | no |  |  | no |  |  | 0 | 0 | 0 | 0
oh_line_8104101_200864330-3 |  | ABCN | node_8104101_200864335 | node_intto1_220623407 | 7.514 | bal_3P_477AL_4/0AC(N) | 8104101 | no | no |  |  | no |  |  | 0 | 0 | 0 | 0
oh_line_8104101_200864331 |  | ABCN | node_8104101_200864330 | node_8104101_200864331 | 209.453 | bal_3P_477AL_4/0AC(N) | 8104101 | no | no |  |  | no |  |  | 0 | 0 | 0 | 0
oh_line_8104101_200864333 |  | ABCN | node_8104101_200864854 | node_8104101_200864333 | 111.883 | bal_3P_477AL_4/0AC(N) | 8104101 | no | no |  |  | no |  |  | 0 | 0 | 0 | 0
oh_line_8104101_200864335 |  | ABCN | node_8104101_200917672 | node_8104101_200864335 | 14.528 | bal_3P_477AL_4/0AC(N) | 8104101 | no | no |  |  | no |  |  | 0 | 0 | 0 | 0
oh_line_8104101_200864447 |  | ABCN | node_8104101_200864448 | node_8104101_200864447 | 211.374 | bal_3P_477AL_4/0AC(N) | 8104101 | no | no |  |  | no |  |  | 0 | 0 | 0 | 0
oh_line_8104101_200864448 |  | ABCN | node_8104101_200864330 | node_8104101_200864448 | 215.422 | bal_3P_477AL_4/0AC(N) | 8104101 | no | no |  |  | no |  |  | 0 | 0 | 0 | 0
oh_line_8104101_200864452 |  | ABCN | node_8104101_200864447 | node_8104101_200864452 | 297.141 | bal_3P_477AL_4/0AC(N) | 8104101 | no | no |  |  | no |  |  | 0 | 0 | 0 | 0
oh_line_8104101_200864453 |  | ABCN | node_8104101_200864452 | node_intto1_8104101_200864453 | 229.506 | bal_3P_477AL_4/0AC(N) | 8104101 | no | no |  |  | no |  |  | 0 | 0 | 0 | 0
oh_line_8104101_200864454 |  | ABCN | node_8104101_200864453 | node_8104101_200864454 | 246.097 | bal_3P_477AL_4/0AC(N) | 8104101 | no | no |  |  | no |  |  | 0 | 0 | 0 | 0
oh_line_8104101_200864455 |  | ABCN | node_8104101_200864454 | node_8104101_200864455 | 266.328 | bal_3P_477AL_4/0AC(N) | 8104101 | no | no |  |  | no |  |  | 0 | 0 | 0 | 0
oh_line_8104101_200864667 |  | ABCN | node_8104101_200865329 | node_8104101_200864667 | 90.513 | bal_3P_4/0AL_1/0AC(N) | 8104101 | no | no |  |  | no |  |  | 0 | 0 | 0 | 0
oh_line_8104101_200864668 |  | AN | node_8104101_200864667 | node_8104101_200864668 | 95.932 | bal_1P_1/0AC_1/0AC(N) | 8104101 | no | no |  |  | no |  |  | 0 | 0 | 0 | 0
oh_line_8104101_200864670 |  | AN | node_8104101_200864668 | node_intto1_8104101_200864670 | 125.154 | bal_1P_1/0AC_2CU(N) | 8104101 | no | no |  |  | no |  |  | 0 | 0 | 0 | 0
oh_line_8104101_200864671 |  | AN | node_8104101_200864670 | node_8104101_200864671 | 102.472 | bal_1P_1/0AC_2CU(N) | 8104101 | no | no |  |  | no |  |  | 0 | 0 | 0 | 0
oh_line_8104101_200864673 |  | AN | node_8104101_200864671 | node_8104101_200864673 | 133.976 | bal_1P_1/0AC_2CU(N) | 8104101 | no | no |  |  | no |  |  | 0 | 0 | 0 | 0
oh_line_8104101_200864674 |  | AN | node_8104101_200864673 | node_8104101_200864674 | 157.812 | bal_1P_1/0AC_2CU(N) | 8104101 | no | no |  |  | no |  |  | 0 | 0 | 0 | 0
oh_line_8104101_200864675 |  | AN | node_8104101_200864674 | node_8104101_200864675 | 105.649 | bal_1P_1/0AC_4/0AC(N) | 8104101 | no | no |  |  | no |  |  | 0 | 0 | 0 | 0
oh_line_8104101_200864691 |  | AN | node_8104101_200864673 | node_8104101_200864691 | 26.102 | bal_1P_1/0AC_2CU(N) | 8104101 | no | no |  |  | no |  |  | 0 | 0 | 0 | 0
oh_line_8104101_200864692 |  | AN | node_8104101_200864691 | node_8104101_200864692 | 152.064 | bal_1P_1/0AC_2CU(N) | 8104101 | no | no |  |  | no |  |  | 0 | 0 | 0 | 0
oh_line_8104101_200864693 |  | AN | node_8104101_200864692 | node_8104101_200864693 | 92.965 | bal_1P_1/0AC_2CU(N) | 8104101 | no | no |  |  | no |  |  | 0 | 0 | 0 | 0
oh_line_8104101_200864719 |  | AN | node_8104101_200958676 | node_8104101_200864719 | 20.927 | bal_1P_2AC_1/0AC(N) | 8104101 | no | no |  |  | no |  |  | 0 | 0 | 0 | 0
oh_line_8104101_200864720 |  | AN | node_8104101_200864719 | node_8104101_200864720 | 83.019 | bal_1P_2AC_1/0AC(N) | 8104101 | no | no |  |  | no |  |  | 0 | 0 | 0 | 0
oh_line_8104101_200864721 |  | AN | node_8104101_200864720 | node_8104101_200864721 | 200.886 | bal_1P_2AC_1/0AC(N) | 8104101 | no | no |  |  | no |  |  | 0 | 0 | 0 | 0
oh_line_8104101_200864722 |  | AN | node_8104101_200864721 | node_8104101_200864722 | 275.843 | bal_1P_2AC_1/0AC(N) | 8104101 | no | no |  |  | no |  |  | 0 | 0 | 0 | 0
oh_line_8104101_200864723 |  | ABCN | node_8104101_200864728 | node_8104101_200864723 | 247.527 | bal_3P_4CU_1/0AC(N) | 8104101 | no | no |  |  | no |  |  | 0 | 0 | 0 | 0
oh_line_8104101_200864724 |  | ABCN | node_8104101_200864723 | node_8104101_200864724 | 70.011 | bal_3P_1/0AC_1/0AC(N) | 8104101 | no | no |  |  | no |  |  | 0 | 0 | 0 | 0
oh_line_8104101_200864725 |  | ABCN | node_8104101_200864724 | node_8104101_200864725 | 136.574 | bal_3P_1/0AC_1/0AC(N) | 8104101 | no | no |  |  | no |  |  | 0 | 0 | 0 | 0
oh_line_8104101_200864726 |  | ABCN | node_8104101_200864725 | node_intto1_8104101_200864726 | 114.83 | bal_3P_1/0AC_1/0AC(N) | 8104101 | no | no |  |  | no |  |  | 0 | 0 | 0 | 0
oh_line_8104101_200864728 |  | ABCN | node_8104101_200863095 | node_8104101_200864728 | 162.3 | bal_3P_4/0AL_1/0AC(N) | 8104101 | no | no |  |  | no |  |  | 0 | 0 | 0 | 0
oh_line_8104101_200864729 |  | ABCN | node_8104101_200864728 | node_8104101_200864729 | 263.51 | bal_3P_4CU_1/0AC(N) | 8104101 | no | no |  |  | no |  |  | 0 | 0 | 0 | 0
oh_line_8104101_200864742 |  | AN | node_8104101_200865344 | node_intto1_8104101_200864742 | 59.819 | bal_1P_1/0AC_4/0AL(N) | 8104101 | no | no |  |  | no |  |  | 0 | 0 | 0 | 0
oh_line_8104101_200864743 |  | AN | node_8104101_200864742 | node_8104101_200864743 | 106.594 | bal_1P_4CU_2CU(N) | 8104101 | no | no |  |  | no |  |  | 0 | 0 | 0 | 0
oh_line_8104101_200864744 |  | AN | node_8104101_200864743 | node_8104101_200864744 | 129.539 | bal_1P_4CU_2CU(N) | 8104101 | no | no |  |  | no |  |  | 0 | 0 | 0 | 0
oh_line_8104101_200864745 |  | AN | node_8104101_200864744 | node_8104101_200864745 | 115.836 | bal_1P_4CU_2CU(N) | 8104101 | no | no |  |  | no |  |  | 0 | 0 | 0 | 0
oh_line_8104101_200864746 |  | AN | node_8104101_200864745 | node_8104101_200864746 | 120.709 | bal_1P_4CU_2CU(N) | 8104101 | no | no |  |  | no |  |  | 0 | 0 | 0 | 0
oh_line_8104101_200864747 |  | AN | node_8104101_200864746 | node_8104101_200864747 | 148.292 | bal_1P_1/0AC_2/0CU(N) | 8104101 | no | no |  |  | no |  |  | 0 | 0 | 0 | 0
oh_line_8104101_200864748 |  | AN | node_8104101_200864747 | node_8104101_200864748 | 157.089 | bal_1P_1/0AC_2/0CU(N) | 8104101 | no | no |  |  | no |  |  | 0 | 0 | 0 | 0
oh_line_8104101_200864749 |  | AN | node_8104101_200864748 | node_8104101_200864749 | 148.771 | bal_1P_1/0AC_2/0CU(N) | 8104101 | no | no |  |  | no |  |  | 0 | 0 | 0 | 0
oh_line_8104101_200864752 |  | AN | node_8104101_200865347 | node_8104101_200864752 | 85.648 | bal_1P_2AC_2CU(N) | 8104101 | no | no |  |  | no |  |  | 0 | 0 | 0 | 0
oh_line_8104101_200864753 |  | AN | node_8104101_200864752 | node_intto1_8104101_200864753 | 109.874 | bal_1P_2AC_2CU(N) | 8104101 | no | no |  |  | no |  |  | 0 | 0 | 0 | 0
oh_line_8104101_200864755 |  | AN | node_8104101_201061393 | node_8104101_200864755 | 118.793 | bal_1P_2AC_2CU(N) | 8104101 | no | no |  |  | no |  |  | 0 | 0 | 0 | 0
oh_line_8104101_200864758 |  | AN | node_8104101_200864755 | node_8104101_200864758 | 185.272 | bal_1P_2AC_2CU(N) | 8104101 | no | no |  |  | no |  |  | 0 | 0 | 0 | 0
oh_line_8104101_200864759 |  | AN | node_8104101_200864758 | node_8104101_200864759 | 117.434 | bal_1P_4CU_2CU(N) | 8104101 | no | no |  |  | no |  |  | 0 | 0 | 0 | 0
oh_line_8104101_200864760 |  | AN | node_8104101_200864759 | node_8104101_200864760 | 52.889 | bal_1P_4CU_2CU(N) | 8104101 | no | no |  |  | no |  |  | 0 | 0 | 0 | 0
oh_line_8104101_200864761 |  | AN | node_8104101_200864760 | node_8104101_200864761 | 84.86 | bal_1P_1/0AC_2CU(N) | 8104101 | no | no |  |  | no |  |  | 0 | 0 | 0 | 0
oh_line_8104101_200864762 |  | AN | node_8104101_200864761 | node_8104101_200864762 | 84.522 | bal_1P_1/0AC_2CU(N) | 8104101 | no | no |  |  | no |  |  | 0 | 0 | 0 | 0
oh_line_8104101_200864763 |  | AN | node_8104101_200864759 | node_8104101_200864763 | 175.778 | bal_1P_4CU_2CU(N) | 8104101 | no | no |  |  | no |  |  | 0 | 0 | 0 | 0
oh_line_8104101_200864764 |  | AN | node_8104101_200864763 | node_8104101_200864764 | 179.272 | bal_1P_2AC_2CU(N) | 8104101 | no | no |  |  | no |  |  | 0 | 0 | 0 | 0
oh_line_8104101_200864765 |  | AN | node_8104101_200864764 | node_8104101_200864765 | 187.321 | bal_1P_2AC_2CU(N) | 8104101 | no | no |  |  | no |  |  | 0 | 0 | 0 | 0
oh_line_8104101_200864766 |  | AN | node_8104101_200864765 | node_8104101_200864766 | 147.303 | bal_1P_2AC_2CU(N) | 8104101 | no | no |  |  | no |  |  | 0 | 0 | 0 | 0
oh_line_8104101_200864767 |  | AN | node_8104101_200865350 | node_8104101_200864767 | 59.561 | bal_1P_4CU_4/0AL | 8104101 | no | no |  |  | no |  |  | 0 | 0 | 0 | 0
oh_line_8104101_200864768 |  | AN | node_8104101_200864767 | node_intto1_8104101_200864768 | 116.211 | bal_1P_4CU_4CU(N) | 8104101 | no | no |  |  | no |  |  | 0 | 0 | 0 | 0
oh_line_8104101_200864769 |  | AN | node_8104101_200864768 | node_8104101_200864769 | 119.987 | bal_1P_4CU_4CU(N) | 8104101 | no | no |  |  | no |  |  | 0 | 0 | 0 | 0
oh_line_8104101_200864770 |  | AN | node_8104101_200864769 | node_8104101_200864770 | 122.203 | bal_1P_4CU_4CU(N) | 8104101 | no | no |  |  | no |  |  | 0 | 0 | 0 | 0
oh_line_8104101_200864771 |  | AN | node_8104101_200864770 | node_8104101_200864771 | 116.417 | bal_1P_1/0AC_4CU(N) | 8104101 | no | no |  |  | no |  |  | 0 | 0 | 0 | 0
oh_line_8104101_200864772 |  | AN | node_8104101_200864771 | node_8104101_200864772 | 119.156 | bal_1P_1/0AC_4CU(N) | 8104101 | no | no |  |  | no |  |  | 0 | 0 | 0 | 0
oh_line_8104101_200864773 |  | AN | node_8104101_200864772 | node_8104101_200864773 | 120.116 | bal_1P_1/0AC_4CU(N) | 8104101 | no | no |  |  | no |  |  | 0 | 0 | 0 | 0
oh_line_8104101_200864774 |  | AN | node_8104101_200864773 | node_8104101_200864774 | 117.98 | bal_1P_1/0AC_4CU(N) | 8104101 | no | no |  |  | no |  |  | 0 | 0 | 0 | 0
oh_line_8104101_200864796 |  | AN | node_8104101_200865352 | node_8104101_200864796 | 71.915 | bal_1P_1/0AA_1/0AA(N) | 8104101 | no | no |  |  | no |  |  | 0 | 0 | 0 | 0
oh_line_8104101_200864797 |  | AN | node_8104101_200864796 | node_intto1_8104101_200864797 | 138.612 | bal_1P_1/0AA_1/0AA(N) | 8104101 | no | no |  |  | no |  |  | 0 | 0 | 0 | 0
oh_line_8104101_200864798 |  | AN | node_8104101_200864797 | node_8104101_200864798 | 117.387 | bal_1P_1/0AA_1/0AA(N) | 8104101 | no | no |  |  | no |  |  | 0 | 0 | 0 | 0
oh_line_8104101_200864799 |  | AN | node_8104101_200864798 | node_8104101_200864799 | 119.169 | bal_1P_1/0AA_1/0AA(N) | 8104101 | no | no |  |  | no |  |  | 0 | 0 | 0 | 0
oh_line_8104101_200864800 |  | AN | node_8104101_200864799 | node_8104101_200864800 | 121.032 | bal_1P_1/0AA_1/0AA(N) | 8104101 | no | no |  |  | no |  |  | 0 | 0 | 0 | 0
oh_line_8104101_200864801 |  | AN | node_8104101_200864800 | node_8104101_200864801 | 121.362 | bal_1P_4CU_4CU(N) | 8104101 | no | no |  |  | no |  |  | 0 | 0 | 0 | 0
oh_line_8104101_200864802 |  | AN | node_8104101_200864801 | node_8104101_200864802 | 115.887 | bal_1P_4CU_4CU(N) | 8104101 | no | no |  |  | no |  |  | 0 | 0 | 0 | 0
oh_line_8104101_200864803 |  | AN | node_8104101_200864802 | node_8104101_200864803 | 122.775 | bal_1P_4CU_4CU(N) | 8104101 | no | no |  |  | no |  |  | 0 | 0 | 0 | 0
oh_line_8104101_200864804 |  | AN | node_8104101_200864803 | node_8104101_200864804 | 172.437 | bal_1P_1/0AC_4CU(N) | 8104101 | no | no |  |  | no |  |  | 0 | 0 | 0 | 0
oh_line_8104101_200864811 |  | AN | node_8104101_200865373 | node_8104101_200864811 | 134.892 | bal_1P_4CU_4CU(N) | 8104101 | no | no |  |  | no |  |  | 0 | 0 | 0 | 0
oh_line_8104101_200864812 |  | AN | node_8104101_200864811 | node_intto1_8104101_200864812 | 105.632 | bal_1P_4CU_2CU(N) | 8104101 | no | no |  |  | no |  |  | 0 | 0 | 0 | 0
oh_line_8104101_200864813 |  | AN | node_8104101_200864812 | node_8104101_200864813 | 122.464 | bal_1P_4CU_2CU(N) | 8104101 | no | no |  |  | no |  |  | 0 | 0 | 0 | 0
oh_line_8104101_200864814 |  | AN | node_8104101_200864813 | node_8104101_200864814 | 101.338 | bal_1P_4CU_2CU(N) | 8104101 | no | no |  |  | no |  |  | 0 | 0 | 0 | 0
oh_line_8104101_200864815 |  | AN | node_8104101_200864814 | node_8104101_200864815 | 98.14 | bal_1P_1/0AC_2CU(N) | 8104101 | no | no |  |  | no |  |  | 0 | 0 | 0 | 0
oh_line_8104101_200864816 |  | AN | node_8104101_200864815 | node_8104101_200864816 | 105.479 | bal_1P_1/0AC_2CU(N) | 8104101 | no | no |  |  | no |  |  | 0 | 0 | 0 | 0
oh_line_8104101_200864835 |  | ABCN | node_8104101_200864859 | node_8104101_200864835 | 193.467 | bal_3P_477AL_4/0AC(N) | 8104101 | no | no |  |  | no |  |  | 0 | 0 | 0 | 0
oh_line_8104101_200864836 |  | ABCN | node_8104101_200864835 | node_8104101_200864836 | 177.797 | bal_3P_477AL_4/0AC(N) | 8104101 | no | no |  |  | no |  |  | 0 | 0 | 0 | 0
oh_line_8104101_200864837 |  | ABCN | node_8104101_200864836 | node_8104101_200864837 | 283.828 | bal_3P_477AL_4/0AC(N) | 8104101 | no | no |  |  | no |  |  | 0 | 0 | 0 | 0
oh_line_8104101_200864838 |  | ABCN | node_8104101_200864837 | node_8104101_200864838 | 203.495 | bal_3P_477AL_4/0AC(N) | 8104101 | no | no |  |  | no |  |  | 0 | 0 | 0 | 0
oh_line_8104101_200864839 |  | ABCN | node_8104101_200864838 | node_8104101_200864839 | 257.767 | bal_3P_477AL_4/0AC(N) | 8104101 | no | no |  |  | no |  |  | 0 | 0 | 0 | 0
oh_line_8104101_200864840 |  | ABCN | node_8104101_200864839 | node_8104101_200864840 | 144.418 | bal_3P_477AL_4/0AC(N) | 8104101 | no | no |  |  | no |  |  | 0 | 0 | 0 | 0
oh_line_8104101_200864841 |  | ABCN | node_8104101_200864840 | node_8104101_200864841 | 122.377 | bal_3P_477AL_4/0AC(N) | 8104101 | no | no |  |  | no |  |  | 0 | 0 | 0 | 0
oh_line_8104101_200864842 |  | ABCN | node_8104101_200864841 | node_8104101_200864842 | 193.49 | bal_3P_477AL_4/0AC(N) | 8104101 | no | no |  |  | no |  |  | 0 | 0 | 0 | 0
oh_line_8104101_200864843 |  | ABCN | node_8104101_200864842 | node_8104101_200864843 | 201.646 | bal_3P_477AL_4/0AC(N) | 8104101 | no | no |  |  | no |  |  | 0 | 0 | 0 | 0
oh_line_8104101_200864845 |  | ABCN | node_8104101_200864843 | node_8104101_200864845 | 183.305 | bal_3P_477AL_4/0AC(N) | 8104101 | no | no |  |  | no |  |  | 0 | 0 | 0 | 0
oh_line_8104101_200864848 |  | ABCN | node_8104101_200864845 | node_8104101_200864848 | 196.412 | bal_3P_477AL_4/0AC(N) | 8104101 | no | no |  |  | no |  |  | 0 | 0 | 0 | 0
oh_line_8104101_200864850 |  | ABCN | node_8104101_200864848 | node_8104101_200864850 | 122.577 | bal_3P_477AL_4/0AL(N) | 8104101 | no | no |  |  | no |  |  | 0 | 0 | 0 | 0
oh_line_8104101_200864854 |  | ABCN | node_8104101_200865389 | node_8104101_200864854 | 620.421 | bal_3P_477AL_4/0AC(N) | 8104101 | no | no |  |  | no |  |  | 0 | 0 | 0 | 0
oh_line_8104101_200864855 |  | ABCN | node_8104101_200864854 | node_intto1_8104101_200864855 | 213.245 | bal_3P_477AL_4/0AC(N) | 8104101 | no | no |  |  | no |  |  | 0 | 0 | 0 | 0
oh_line_8104101_200864856 |  | ABCN | node_8104101_200864855 | node_8104101_200864856 | 224.579 | bal_3P_477AL_4/0AC(N) | 8104101 | no | no |  |  | no |  |  | 0 | 0 | 0 | 0
oh_line_8104101_200864857 |  | ABCN | node_8104101_200864856 | node_intto1_8104101_200864857 | 199.725 | bal_3P_477AL_4/0AC(N) | 8104101 | no | no |  |  | no |  |  | 0 | 0 | 0 | 0
oh_line_8104101_200864858 |  | ABCN | node_8104101_200864857 | node_8104101_200864858 | 200.37 | bal_3P_477AL_4/0AC(N) | 8104101 | no | no |  |  | no |  |  | 0 | 0 | 0 | 0
oh_line_8104101_200864859 |  | ABCN | node_8104101_200864858 | node_8104101_200864859 | 202.957 | bal_3P_477AL_4/0AC(N) | 8104101 | no | no |  |  | no |  |  | 0 | 0 | 0 | 0
oh_line_8104101_200865071 |  | ABCN | node_8104101_200865339 | node_8104101_200865071 | 257.197 | bal_3P_1/0AC_1/0AC(N) | 8104101 | no | no |  |  | no |  |  | 0 | 0 | 0 | 0
oh_line_8104101_200865072 |  | ABCN | node_8104101_200865351 | node_intto1_8104101_200865072 | 47.738 | bal_3P_4/0CU_4/0AL(N) | 8104101 | no | no |  |  | no |  |  | 0 | 0 | 0 | 0
oh_line_8104101_200865221 |  | AN | node_8104101_200865222 | node_8104101_200865221 | 139.96 | bal_1P_4/0AL_4/0AL(N) | 8104101 | no | no |  |  | no |  |  | 0 | 0 | 0 | 0
oh_line_8104101_200865222 |  | AN | node_8104101_200865223 | node_8104101_200865222 | 114.665 | bal_1P_4/0AL_4/0AL(N) | 8104101 | no | no |  |  | no |  |  | 0 | 0 | 0 | 0
oh_line_8104101_200865223 |  | AN | node_8104101_200865224 | node_8104101_200865223 | 126.702 | bal_1P_4/0AL_4/0AL(N) | 8104101 | no | no |  |  | no |  |  | 0 | 0 | 0 | 0
oh_line_8104101_200865224 |  | AN | node_8104101_200865225 | node_8104101_200865224 | 125.596 | bal_1P_4/0AL_4/0AL(N) | 8104101 | no | no |  |  | no |  |  | 0 | 0 | 0 | 0
oh_line_8104101_200865225 |  | AN | node_8104101_200865227 | node_8104101_200865225 | 115.305 | bal_1P_4/0AL_4/0AL(N) | 8104101 | no | no |  |  | no |  |  | 0 | 0 | 0 | 0
oh_line_8104101_200865226 |  | AN | node_8104101_200865225 | node_8104101_200865226 | 73.545 | bal_1P_1/0AC_1/0AC(N) | 8104101 | no | no |  |  | no |  |  | 0 | 0 | 0 | 0
oh_line_8104101_200865227 |  | AN | node_8104101_200865228 | node_8104101_200865227 | 140.443 | bal_1P_4/0AL_4/0AL(N) | 8104101 | no | no |  |  | no |  |  | 0 | 0 | 0 | 0
oh_line_8104101_200865228 |  | AN | node_8104101_200865230 | node_8104101_200865228 | 125.294 | bal_1P_1/0AC_4/0AL(N) | 8104101 | no | no |  |  | no |  |  | 0 | 0 | 0 | 0
oh_line_8104101_200865230 |  | AN | node_8104101_200865231 | node_8104101_200865230 | 121.468 | bal_1P_1/0AC_4/0AL(N) | 8104101 | no | no |  |  | no |  |  | 0 | 0 | 0 | 0
oh_line_8104101_200865231 |  | AN | node_8104101_200865232 | node_8104101_200865231 | 103.811 | bal_1P_1/0AC_4/0AL(N) | 8104101 | no | no |  |  | no |  |  | 0 | 0 | 0 | 0
oh_line_8104101_200865232 |  | AN | node_8104101_200865233 | node_8104101_200865232 | 118.22 | bal_1P_1/0AC_4/0AL(N) | 8104101 | no | no |  |  | no |  |  | 0 | 0 | 0 | 0
oh_line_8104101_200865233 |  | AN | node_8104101_200865235 | node_8104101_200865233 | 126.292 | bal_1P_1/0AC_4/0AL(N) | 8104101 | no | no |  |  | no |  |  | 0 | 0 | 0 | 0
oh_line_8104101_200865235 |  | AN | node_8104101_200865236 | node_8104101_200865235 | 146.69 | bal_1P_1/0AC_4/0AL(N) | 8104101 | no | no |  |  | no |  |  | 0 | 0 | 0 | 0
oh_line_8104101_200865236 |  | AN | node_8104101_200865239 | node_8104101_200865236 | 99.199 | bal_1P_1/0AC_4/0AL(N) | 8104101 | no | no |  |  | no |  |  | 0 | 0 | 0 | 0
oh_line_8104101_200865239 |  | AN | node_8104101_200865241 | node_8104101_200865239 | 111.03 | bal_1P_1/0AC_4/0AL(N) | 8104101 | no | no |  |  | no |  |  | 0 | 0 | 0 | 0
oh_line_8104101_200865241 |  | AN | node_8104101_200865243 | node_8104101_200865241 | 137.946 | bal_1P_1/0AC_4/0AL(N) | 8104101 | no | no |  |  | no |  |  | 0 | 0 | 0 | 0
oh_line_8104101_200865243 |  | AN | node_8104101_200865244 | node_intto1_8104101_200865243 | 124.788 | bal_1P_1/0AC_4/0AL(N) | 8104101 | no | no |  |  | no |  |  | 0 | 0 | 0 | 0
oh_line_8104101_200865244 |  | ABN | node_8104101_200865246 | node_8104101_200865244 | 143.455 | bal_2P_1/0AC_4/0AL(N) | 8104101 | no | no |  |  | no |  |  | 0 | 0 | 0 | 0
oh_line_8104101_200865246 |  | ABN | node_8104101_200865247 | node_intto1_8104101_200865246 | 117.066 | bal_2P_1/0AC_4/0AL(N) | 8104101 | no | no |  |  | no |  |  | 0 | 0 | 0 | 0
oh_line_8104101_200865247 |  | ABCN | node_8104101_200863923 | node_8104101_200865247 | 180.211 | bal_3P_1/0AC_1/0AC(N) | 8104101 | no | no |  |  | no |  |  | 0 | 0 | 0 | 0
oh_line_8104101_200865249 |  | ABCN | node_8104101_200865247 | node_8104101_200865249 | 160.992 | bal_3P_1/0AC_4/0AL(N) | 8104101 | no | no |  |  | no |  |  | 0 | 0 | 0 | 0
oh_line_8104101_200865250 |  | ABCN | node_8104101_200865249 | node_8104101_200865250 | 150.119 | bal_3P_1/0AC_4/0AL(N) | 8104101 | no | no |  |  | no |  |  | 0 | 0 | 0 | 0
oh_line_8104101_200865255 |  | ABCN | node_8104101_200865250 | node_8104101_200865255 | 87.431 | bal_3P_1/0AC_4/0AL(N) | 8104101 | no | no |  |  | no |  |  | 0 | 0 | 0 | 0
oh_line_8104101_200865256 |  | ABCN | node_8104101_200865255 | node_8104101_200865256 | 132.594 | bal_3P_1/0AC_4/0AL(N) | 8104101 | no | no |  |  | no |  |  | 0 | 0 | 0 | 0
oh_line_8104101_200865257 |  | ABCN | node_8104101_200865256 | node_8104101_200865257 | 144.25 | bal_3P_1/0AC_4/0AL(N) | 8104101 | no | no |  |  | no |  |  | 0 | 0 | 0 | 0
oh_line_8104101_200865261 |  | ABCN | node_8104101_200865257 | node_8104101_200865261 | 128.245 | bal_3P_1/0AC_4/0AL(N) | 8104101 | no | no |  |  | no |  |  | 0 | 0 | 0 | 0
oh_line_8104101_200865263 |  | ABCN | node_8104101_200865265 | node_8104101_200865263 | 180.259 | bal_3P_1/0AC_4/0AL(N) | 8104101 | no | no |  |  | no |  |  | 0 | 0 | 0 | 0
oh_line_8104101_200865265 |  | ABCN | node_8104101_200865266 | node_8104101_200865265 | 181.852 | bal_3P_1/0AC_4/0AL(N) | 8104101 | no | no |  |  | no |  |  | 0 | 0 | 0 | 0
oh_line_8104101_200865266 |  | ABCN | node_8104101_200865267 | node_8104101_200865266 | 180.497 | bal_3P_1/0AC_4/0AL(N) | 8104101 | no | no |  |  | no |  |  | 0 | 0 | 0 | 0
oh_line_8104101_200865267 |  | ABCN | node_8104101_200865268 | node_8104101_200865267 | 181.401 | bal_3P_1/0AC_4/0AL(N) | 8104101 | no | no |  |  | no |  |  | 0 | 0 | 0 | 0
oh_line_8104101_200865268 |  | ABCN | node_8104101_200975429 | node_8104101_200865268 | 183.077 | bal_3P_1/0AC_4/0AL(N) | 8104101 | no | no |  |  | no |  |  | 0 | 0 | 0 | 0
oh_line_8104101_200865270 |  | ABCN | node_8104101_200865272 | node_8104101_200865270 | 143.709 | bal_3P_1/0AC_4/0AL(N) | 8104101 | no | no |  |  | no |  |  | 0 | 0 | 0 | 0
oh_line_8104101_200865272 |  | ABCN | node_8104101_200865273 | node_8104101_200865272 | 132.84 | bal_3P_1/0AC_4/0AL(N) | 8104101 | no | no |  |  | no |  |  | 0 | 0 | 0 | 0
oh_line_8104101_200865273 |  | ABCN | node_8104101_200865275 | node_intto1_8104101_200865273 | 111.368 | bal_3P_1/0AC_4/0AL(N) | 8104101 | no | no |  |  | no |  |  | 0 | 0 | 0 | 0
oh_line_8104101_200865275 |  | ABCN | node_8104101_200974109 | node_8104101_200865275 | 122.987 | bal_3P_2/0CU_4/0AL(N) | 8104101 | no | no |  |  | no |  |  | 0 | 0 | 0 | 0
oh_line_8104101_200865279 |  | ABCN | node_8104101_200865280 | node_8104101_200865279 | 146.685 | bal_3P_2/0CU_4/0AL(N) | 8104101 | no | no |  |  | no |  |  | 0 | 0 | 0 | 0
oh_line_8104101_200865280 |  | ABCN | node_8104101_200865516 | node_8104101_200865280 | 195.942 | bal_3P_477AL_4/0AC(N) | 8104101 | no | no |  |  | no |  |  | 0 | 0 | 0 | 0
oh_line_8104101_200865281 |  | ABCN | node_8104101_200865280 | node_8104101_200865281 | 69.948 | bal_3P_2/0CU_4/0AL(N) | 8104101 | no | no |  |  | no |  |  | 0 | 0 | 0 | 0
oh_line_8104101_200865282 |  | ABCN | node_8104101_200865281 | node_8104101_200865282 | 130.054 | bal_3P_2/0CU_4/0AL(N) | 8104101 | no | no |  |  | no |  |  | 0 | 0 | 0 | 0
oh_line_8104101_200865283 |  | ABCN | node_8104101_200865282 | node_8104101_200865283 | 160.361 | bal_3P_2/0CU_4/0AL(N) | 8104101 | no | no |  |  | no |  |  | 0 | 0 | 0 | 0
oh_line_8104101_200865284 |  | ABCN | node_8104101_200865283 | node_intto1_8104101_200865284 | 89.487 | bal_3P_2/0CU_4/0AL(N) | 8104101 | no | no |  |  | no |  |  | 0 | 0 | 0 | 0
oh_line_8104101_200865286 |  | ABCN | node_8104101_200865284 | node_8104101_200865286 | 139.519 | bal_3P_2/0CU_4/0AL(N) | 8104101 | no | no |  |  | no |  |  | 0 | 0 | 0 | 0
oh_line_8104101_200865287 |  | ABCN | node_8104101_200865286 | node_8104101_200865287 | 147.996 | bal_3P_2/0CU_4/0AL(N) | 8104101 | no | no |  |  | no |  |  | 0 | 0 | 0 | 0
oh_line_8104101_200865288 |  | ABCN | node_8104101_200865287 | node_8104101_200865288 | 151.89 | bal_3P_2/0CU_4/0AL(N) | 8104101 | no | no |  |  | no |  |  | 0 | 0 | 0 | 0
oh_line_8104101_200865290 |  | ABCN | node_8104101_200865288 | node_8104101_200865290 | 55.143 | bal_3P_2/0CU_4/0AL(N) | 8104101 | no | no |  |  | no |  |  | 0 | 0 | 0 | 0
oh_line_8104101_200865292 |  | ABCN | node_8104101_200865290 | node_8104101_200865292 | 157.91 | bal_3P_2/0CU_4/0AL(N) | 8104101 | no | no |  |  | no |  |  | 0 | 0 | 0 | 0
oh_line_8104101_200865293 |  | ABCN | node_8104101_200865292 | node_8104101_200865293 | 75.478 | bal_3P_2/0CU_4/0AL(N) | 8104101 | no | no |  |  | no |  |  | 0 | 0 | 0 | 0
oh_line_8104101_200865298 |  | ABCN | node_8104101_200865299 | node_8104101_200865298 | 164.326 | bal_3P_477AL_4/0AL(N) | 8104101 | no | no |  |  | no |  |  | 0 | 0 | 0 | 0
oh_line_8104101_200865299 |  | ABCN | node_8104101_200865300 | node_8104101_200865299 | 149.018 | bal_3P_477AL_4/0AL(N) | 8104101 | no | no |  |  | no |  |  | 0 | 0 | 0 | 0
oh_line_8104101_200865300 |  | ABCN | node_8104101_200865302 | node_8104101_200865300 | 44.363 | bal_3P_477AL_4/0AL(N) | 8104101 | no | no |  |  | no |  |  | 0 | 0 | 0 | 0
oh_line_8104101_200865302 |  | ABCN | node_8104101_200865303 | node_8104101_200865302 | 68.718 | bal_3P_477AL_4/0AL(N) | 8104101 | no | no |  |  | no |  |  | 0 | 0 | 0 | 0
oh_line_8104101_200865303 |  | ABCN | node_8104101_200865308 | node_8104101_200865303 | 127.138 | bal_3P_477AL_4/0AL(N) | 8104101 | no | no |  |  | no |  |  | 0 | 0 | 0 | 0
oh_line_8104101_200865308 |  | ABCN | node_8104101_200865309 | node_8104101_200865308 | 119.022 | bal_3P_477AL_4/0AL(N) | 8104101 | no | no |  |  | no |  |  | 0 | 0 | 0 | 0
oh_line_8104101_200865309 |  | ABCN | node_8104101_200865310 | node_8104101_200865309 | 100.528 | bal_3P_477AL_4/0AL(N) | 8104101 | no | no |  |  | no |  |  | 0 | 0 | 0 | 0
oh_line_8104101_200865310 |  | ABCN | node_8104101_200865314 | node_8104101_200865310 | 153.292 | bal_3P_477AL_4/0AL(N) | 8104101 | no | no |  |  | no |  |  | 0 | 0 | 0 | 0
oh_line_8104101_200865311 |  | ABCN | node_8104101_200865310 | node_intto1_8104101_200865311 | 167.839 | bal_3P_477AL_4/0AC(N) | 8104101 | no | no |  |  | no |  |  | 0 | 0 | 0 | 0
oh_line_8104101_200865312 |  | ABCN | node_8104101_200865311 | node_8104101_200865312 | 155.571 | bal_3P_477AL_4/0AC(N) | 8104101 | no | no |  |  | no |  |  | 0 | 0 | 0 | 0
oh_line_8104101_200865313 |  | ABCN | node_8104101_200865312 | node_8104101_200865313 | 132.499 | bal_3P_477AL_4/0AC(N) | 8104101 | no | no |  |  | no |  |  | 0 | 0 | 0 | 0
oh_line_8104101_200865314 |  | ABCN | node_8104101_200865316 | node_8104101_200865314 | 112.732 | bal_3P_477AL_4/0AL(N) | 8104101 | no | no |  |  | no |  |  | 0 | 0 | 0 | 0
oh_line_8104101_200865315 |  | ABCN | node_8104101_200865314 | node_8104101_200865315 | 100.515 | bal_3P_1/0AC_2AC(N) | 8104101 | no | no |  |  | no |  |  | 0 | 0 | 0 | 0
oh_line_8104101_200865316 |  | ABCN | node_8104101_200865317 | node_8104101_200865316 | 112.81 | bal_3P_477AL_4/0AL(N) | 8104101 | no | no |  |  | no |  |  | 0 | 0 | 0 | 0
oh_line_8104101_200865317 |  | ABCN | node_8104101_200865318 | node_8104101_200865317 | 110.53 | bal_3P_477AL_4/0AL(N) | 8104101 | no | no |  |  | no |  |  | 0 | 0 | 0 | 0
oh_line_8104101_200865318 |  | ABCN | node_8104101_200865319 | node_intto1_8104101_200865318 | 117.734 | bal_3P_477AL_4/0AL(N) | 8104101 | no | no |  |  | no |  |  | 0 | 0 | 0 | 0
oh_line_8104101_200865319 |  | ABCN | node_8104101_200865320 | node_8104101_200865319 | 100.5 | bal_3P_477AL_4/0AL(N) | 8104101 | no | no |  |  | no |  |  | 0 | 0 | 0 | 0
oh_line_8104101_200865320-1 |  | ABCN | node_8104101_200865321 | node_1353140_321_15287424_187 | 91.269 | bal_3P_477AL_4/0AL(N) | 8104101 | no | no |  |  | no |  |  | 0 | 0 | 0 | 0
oh_line_8104101_200865320-2 |  | ABCN | node_1353140_321_15287424_187 | node_8104101_200865320 | 12.828 | bal_3P_477AL_4/0AL(N) | 8104101 | no | no |  |  | no |  |  | 0 | 0 | 0 | 0
oh_line_8104101_200865321 |  | ABCN | node_8104101_200865325 | node_8104101_200865321 | 163.518 | bal_3P_477AL_4/0AL(N) | 8104101 | no | no |  |  | no |  |  | 0 | 0 | 0 | 0
oh_line_8104101_200865325 |  | ABCN | node_8104101_200865327 | node_8104101_200865325 | 117.356 | bal_3P_477AL_4/0AL(N) | 8104101 | no | no |  |  | no |  |  | 0 | 0 | 0 | 0
oh_line_8104101_200865327 |  | ABCN | node_8104101_200865328 | node_8104101_200865327 | 164.121 | bal_3P_477AL_4/0AL(N) | 8104101 | no | no |  |  | no |  |  | 0 | 0 | 0 | 0
oh_line_8104101_200865328 |  | ABCN | node_8104101_200865329 | node_8104101_200865328 | 120.546 | bal_3P_477AL_4/0AL(N) | 8104101 | no | no |  |  | no |  |  | 0 | 0 | 0 | 0
oh_line_8104101_200865329 |  | ABCN | node_8104101_200865330 | node_8104101_200865329 | 149.227 | bal_3P_477AL_4/0AL(N) | 8104101 | no | no |  |  | no |  |  | 0 | 0 | 0 | 0
oh_line_8104101_200865330 |  | ABCN | node_8104101_200865333 | node_8104101_200865330 | 171.633 | bal_3P_477AL_4/0AL(N) | 8104101 | no | no |  |  | no |  |  | 0 | 0 | 0 | 0
oh_line_8104101_200865333 |  | ABCN | node_8104101_200865334 | node_8104101_200865333 | 130.481 | bal_3P_477AL_4/0AL(N) | 8104101 | no | no |  |  | no |  |  | 0 | 0 | 0 | 0
oh_line_8104101_200865334 |  | ABCN | node_8104101_200865337 | node_8104101_200865334 | 176.389 | bal_3P_477AL_4/0AL(N) | 8104101 | no | no |  |  | no |  |  | 0 | 0 | 0 | 0
oh_line_8104101_200865337 |  | ABCN | node_8104101_200865338 | node_8104101_200865337 | 130.57 | bal_3P_477AL_4/0AL(N) | 8104101 | no | no |  |  | no |  |  | 0 | 0 | 0 | 0
oh_line_8104101_200865338 |  | ABCN | node_8104101_200865339 | node_8104101_200865338 | 164.702 | bal_3P_477AL_4/0AL(N) | 8104101 | no | no |  |  | no |  |  | 0 | 0 | 0 | 0
oh_line_8104101_200865339 |  | ABCN | node_8104101_200865340 | node_8104101_200865339 | 132.781 | bal_3P_477AL_4/0AL(N) | 8104101 | no | no |  |  | no |  |  | 0 | 0 | 0 | 0
oh_line_8104101_200865340 |  | ABCN | node_8104101_200958674 | node_intto1_8104101_200865340 | 147.448 | bal_3P_477AL_4/0AL(N) | 8104101 | no | no |  |  | no |  |  | 0 | 0 | 0 | 0
oh_line_8104101_200865342 |  | ABCN | node_8104101_200865343 | node_intto1_8104101_200865342 | 190.258 | bal_3P_477AL_2CU(N) | 8104101 | no | no |  |  | no |  |  | 0 | 0 | 0 | 0
oh_line_8104101_200865343 |  | ABCN | node_8104101_200865344 | node_8104101_200865343 | 137.892 | bal_3P_477AL_2/0CU(N) | 8104101 | no | no |  |  | no |  |  | 0 | 0 | 0 | 0
oh_line_8104101_200865344 |  | ABCN | node_8104101_200865345 | node_8104101_200865344 | 119.944 | bal_3P_477AL_2/0CU(N) | 8104101 | no | no |  |  | no |  |  | 0 | 0 | 0 | 0
oh_line_8104101_200865345 |  | ABCN | node_8104101_200865346 | node_8104101_200865345 | 77.2 | bal_3P_477AL_2/0CU(N) | 8104101 | no | no |  |  | no |  |  | 0 | 0 | 0 | 0
oh_line_8104101_200865346 |  | ABCN | node_8104101_200865347 | node_8104101_200865346 | 145.739 | bal_3P_477AL_2/0CU(N) | 8104101 | no | no |  |  | no |  |  | 0 | 0 | 0 | 0
oh_line_8104101_200865347 |  | ABCN | node_8104101_200865349 | node_intto1_8104101_200865347 | 92.794 | bal_3P_477AL_2/0CU(N) | 8104101 | no | no |  |  | no |  |  | 0 | 0 | 0 | 0
oh_line_8104101_200865349 |  | ABCN | node_8104101_200865350 | node_8104101_200865349 | 151.312 | bal_3P_477AL_4/0AL(N) | 8104101 | no | no |  |  | no |  |  | 0 | 0 | 0 | 0
oh_line_8104101_200865350 |  | ABCN | node_8104101_200865351 | node_8104101_200865350 | 164.668 | bal_3P_477AL_4/0AL(N) | 8104101 | no | no |  |  | no |  |  | 0 | 0 | 0 | 0
oh_line_8104101_200865351 |  | ABCN | node_8104101_200865352 | node_8104101_200865351 | 165.945 | bal_3P_477AL_4/0AL(N) | 8104101 | no | no |  |  | no |  |  | 0 | 0 | 0 | 0
oh_line_8104101_200865352 |  | ABCN | node_8104101_200865353 | node_8104101_200865352 | 142.336 | bal_3P_477AL_4/0AL(N) | 8104101 | no | no |  |  | no |  |  | 0 | 0 | 0 | 0
oh_line_8104101_200865353 |  | ABCN | node_8104101_200865354 | node_8104101_200865353 | 202.581 | bal_3P_477AL_4/0AL(N) | 8104101 | no | no |  |  | no |  |  | 0 | 0 | 0 | 0
oh_line_8104101_200865354 |  | ABCN | node_8104101_200865355 | node_8104101_200865354 | 117.901 | bal_3P_477AL_4/0AL(N) | 8104101 | no | no |  |  | no |  |  | 0 | 0 | 0 | 0
oh_line_8104101_200865355 |  | ABCN | node_8104101_200865356 | node_8104101_200865355 | 166.978 | bal_3P_477AL_4/0AL(N) | 8104101 | no | no |  |  | no |  |  | 0 | 0 | 0 | 0
oh_line_8104101_200865356 |  | ABCN | node_8104101_200865359 | node_8104101_200865356 | 147.662 | bal_3P_477AL_4/0AL(N) | 8104101 | no | no |  |  | no |  |  | 0 | 0 | 0 | 0
oh_line_8104101_200865359 |  | ABCN | node_8104101_200865360 | node_8104101_200865359 | 134.254 | bal_3P_477AL_4/0AL(N) | 8104101 | no | no |  |  | no |  |  | 0 | 0 | 0 | 0
oh_line_8104101_200865360 |  | ABCN | node_8104101_200865361 | node_8104101_200865360 | 146.405 | bal_3P_477AL_4/0AL(N) | 8104101 | no | no |  |  | no |  |  | 0 | 0 | 0 | 0
oh_line_8104101_200865361 |  | ABCN | node_8104101_200865362 | node_8104101_200865361 | 78.218 | bal_3P_477AL_4/0AL(N) | 8104101 | no | no |  |  | no |  |  | 0 | 0 | 0 | 0
oh_line_8104101_200865362 |  | ABCN | node_8104101_200865363 | node_8104101_200865362 | 134.188 | bal_3P_477AL_4/0AL(N) | 8104101 | no | no |  |  | no |  |  | 0 | 0 | 0 | 0
oh_line_8104101_200865363 |  | ABCN | node_8104101_200865365 | node_8104101_200865363 | 104.042 | bal_3P_477AL_4/0AL(N) | 8104101 | no | no |  |  | no |  |  | 0 | 0 | 0 | 0
oh_line_8104101_200865365 |  | ABCN | node_8104101_200864850 | node_8104101_200865365 | 172.639 | bal_3P_477AL_4/0AL(N) | 8104101 | no | no |  |  | no |  |  | 0 | 0 | 0 | 0
oh_line_8104101_200865368 |  | AN | node_8104101_200865373 | node_8104101_200865368 | 230.464 | bal_1P_1/0AC_4/0AL(N) | 8104101 | no | no |  |  | no |  |  | 0 | 0 | 0 | 0
oh_line_8104101_200865371 |  | AN | node_8104101_200865368 | node_8104101_200865371 | 194.096 | bal_1P_1/0AC_4/0AL(N) | 8104101 | no | no |  |  | no |  |  | 0 | 0 | 0 | 0
oh_line_8104101_200865372 |  | AN | node_8104101_200865371 | node_8104101_200865372 | 175.704 | bal_1P_1/0AC_4/0AL(N) | 8104101 | no | no |  |  | no |  |  | 0 | 0 | 0 | 0
oh_line_8104101_200865373 |  | AN | node_8104101_200865374 | node_8104101_200865373 | 186.397 | bal_1P_1/0AC_4/0AL(N) | 8104101 | no | no |  |  | no |  |  | 0 | 0 | 0 | 0
oh_line_8104101_200865374 |  | AN | node_8104101_200865376 | node_8104101_200865374 | 182.311 | bal_1P_1/0AC_4/0AL(N) | 8104101 | no | no |  |  | no |  |  | 0 | 0 | 0 | 0
oh_line_8104101_200865376 |  | AN | node_8104101_200865377 | node_8104101_200865376 | 118.613 | bal_1P_1/0AC_4/0AL(N) | 8104101 | no | no |  |  | no |  |  | 0 | 0 | 0 | 0
oh_line_8104101_200865377 |  | AN | node_8104101_200865378 | node_8104101_200865377 | 195.35 | bal_1P_1/0AC_4/0AL(N) | 8104101 | no | no |  |  | no |  |  | 0 | 0 | 0 | 0
oh_line_8104101_200865378 |  | AN | node_8104101_200865379 | node_8104101_200865378 | 162.697 | bal_1P_4CU_4CU(N) | 8104101 | no | no |  |  | no |  |  | 0 | 0 | 0 | 0
oh_line_8104101_200865379 |  | ABCN | node_8104101_200865381 | node_8104101_200865379 | 77.605 | bal_3P_4CU_1/0AA(N) | 8104101 | no | no |  |  | no |  |  | 0 | 0 | 0 | 0
oh_line_8104101_200865381 |  | ABCN | node_8104101_200865382 | node_8104101_200865381 | 116.287 | bal_3P_4CU_1/0AA(N) | 8104101 | no | no |  |  | no |  |  | 0 | 0 | 0 | 0
oh_line_8104101_200865382 |  | ABCN | node_8104101_200865384 | node_8104101_200865382 | 200.186 | bal_3P_4CU_1/0AA(N) | 8104101 | no | no |  |  | no |  |  | 0 | 0 | 0 | 0
oh_line_8104101_200865384 |  | ABCN | node_8104101_200865385 | node_8104101_200865384 | 203.186 | bal_3P_4CU_4/0AL(N) | 8104101 | no | no |  |  | no |  |  | 0 | 0 | 0 | 0
oh_line_8104101_200865385 |  | ABCN | node_8104101_200865386 | node_8104101_200865385 | 202.455 | bal_3P_4CU_1/0AC(N) | 8104101 | no | no |  |  | no |  |  | 0 | 0 | 0 | 0
oh_line_8104101_200865386 |  | ABCN | node_8104101_200865387 | node_intto1_8104101_200865386 | 200.062 | bal_3P_4CU_1/0AC(N) | 8104101 | no | no |  |  | no |  |  | 0 | 0 | 0 | 0
oh_line_8104101_200865387 |  | ABCN | node_8104101_200865388 | node_8104101_200865387 | 194.127 | bal_3P_4CU_4/0AL(N) | 8104101 | no | no |  |  | no |  |  | 0 | 0 | 0 | 0
oh_line_8104101_200865388 |  | ABCN | node_8104101_200865389 | node_8104101_200865388 | 79.221 | bal_3P_4CU_4/0AL(N) | 8104101 | no | no |  |  | no |  |  | 0 | 0 | 0 | 0
oh_line_8104101_200865389 |  | ABCN | node_8104101_200864331 | node_8104101_200865389 | 228.718 | bal_3P_477AL_4/0AC(N) | 8104101 | no | no |  |  | no |  |  | 0 | 0 | 0 | 0
oh_line_8104101_200865390 |  | ABCN | node_8104101_200865389 | node_8104101_200865390 | 101.88 | bal_3P_4CU_4/0AL(N) | 8104101 | no | no |  |  | no |  |  | 0 | 0 | 0 | 0
oh_line_8104101_200865391 |  | ABCN | node_8104101_200865390 | node_8104101_200865391 | 154.478 | bal_3P_4CU_4/0AL(N) | 8104101 | no | no |  |  | no |  |  | 0 | 0 | 0 | 0
oh_line_8104101_200865392 |  | AN | node_8104101_200865391 | node_intto1_8104101_200865392 | 166.383 | bal_1P_4CU_4CU(N) | 8104101 | no | no |  |  | no |  |  | 0 | 0 | 0 | 0
oh_line_8104101_200865393 |  | AN | node_8104101_200865392 | node_8104101_200865393 | 146.567 | bal_1P_4CU_4CU(N) | 8104101 | no | no |  |  | no |  |  | 0 | 0 | 0 | 0
oh_line_8104101_200865516 |  | ABCN | node_8104101_200865517 | node_8104101_200865516 | 237.709 | bal_3P_477AL_4/0AL(N) | 8104101 | no | no |  |  | no |  |  | 0 | 0 | 0 | 0
oh_line_8104101_200865517 |  | ABCN | node_8104101_200865518 | node_8104101_200865517 | 238.852 | bal_3P_477AL_4/0AC(N) | 8104101 | no | no |  |  | no |  |  | 0 | 0 | 0 | 0
oh_line_8104101_200865518 |  | ABCN | node_8104101_200862928 | node_8104101_200865518 | 58.459 | bal_3P_477AL_4/0AC(N) | 8104101 | no | no |  |  | no |  |  | 0 | 0 | 0 | 0
oh_line_8104101_200865519 |  | ABCN | node_8104101_200865520 | node_8104101_200865519 | 200.949 | bal_3P_477AL_4/0AC(N) | 8104101 | no | no |  |  | no |  |  | 0 | 0 | 0 | 0
oh_line_8104101_200865520 |  | ABCN | node_8104101_200865521 | node_8104101_200865520 | 193.397 | bal_3P_477AL_4/0AC(N) | 8104101 | no | no |  |  | no |  |  | 0 | 0 | 0 | 0
oh_line_8104101_200865521 |  | ABCN | node_8104101_200865524 | node_8104101_200865521 | 192.024 | bal_3P_477AL_4/0AC(N) | 8104101 | no | no |  |  | no |  |  | 0 | 0 | 0 | 0
oh_line_8104101_200865522 |  | ABCN | node_8104101_200865521 | node_8104101_200865522 | 91.74 | bal_3P_1/0AA_1/0AA(N) | 8104101 | no | no |  |  | no |  |  | 0 | 0 | 0 | 0
oh_line_8104101_200865524 |  | ABCN | node_8104101_200865526 | node_8104101_200865524 | 195.363 | bal_3P_477AL_4/0AC(N) | 8104101 | no | no |  |  | no |  |  | 0 | 0 | 0 | 0
oh_line_8104101_200865526 |  | ABCN | node_8104101_200865532 | node_8104101_200865526 | 252.09 | bal_3P_477AL_4/0AL(N) | 8104101 | no | no |  |  | no |  |  | 0 | 0 | 0 | 0
oh_line_8104101_200865527 |  | ABCN | node_8104101_200865526 | node_8104101_200865527 | 126.6 | bal_3P_1/0AA_1/0AA(N) | 8104101 | no | no |  |  | no |  |  | 0 | 0 | 0 | 0
oh_line_8104101_200865530 |  | ABCN | node_8104101_200865526 | node_8104101_200865530 | 274.689 | bal_3P_1/0AC_1/0AC(N) | 8104101 | no | no |  |  | no |  |  | 0 | 0 | 0 | 0
oh_line_8104101_200865531 |  | ABCN | node_8104101_200865530 | node_8104101_200865531 | 240.546 | bal_3P_1/0AC_1/0AC(N) | 8104101 | no | no |  |  | no |  |  | 0 | 0 | 0 | 0
oh_line_8104101_200865532 |  | ABCN | node_8104101_200865533 | node_8104101_200865532 | 193.027 | bal_3P_477AL_4/0AC(N) | 8104101 | no | no |  |  | no |  |  | 0 | 0 | 0 | 0
oh_line_8104101_200865533 |  | ABCN | node_8104101_200865534 | node_8104101_200865533 | 189.365 | bal_3P_477AL_4/0AC(N) | 8104101 | no | no |  |  | no |  |  | 0 | 0 | 0 | 0
oh_line_8104101_200865534 |  | ABCN | node_8104101_200862376 | node_intto1_8104101_200865534 | 47.948 | bal_3P_477AL_4/0AC(N) | 8104101 | no | no |  |  | no |  |  | 0 | 0 | 0 | 0
oh_line_8104101_200866728 |  | AN | node_8104101_200865228 | node_8104101_200866728 | 23.112 | bal_1P_1/0AA_4/0AC(N) | 8104101 | no | no |  |  | no |  |  | 0 | 0 | 0 | 0
oh_line_8104101_200866731 |  | AN | node_8104101_201013022 | node_8104101_200866731 | 86.276 | bal_1P_1/0AA_4/0AC(N) | 8104101 | no | no |  |  | no |  |  | 0 | 0 | 0 | 0
oh_line_8104101_200917580 |  | ABCN | node_8104101_200865250 | node_intto1_8104101_200917580 | 92.111 | bal_3P_1/0AA_1/0AA(N) | 8104101 | no | no |  |  | no |  |  | 0 | 0 | 0 | 0
oh_line_8104101_200917672 |  | ABCN | node_SOURCE_8104101 | node_8104101_200917672 | 140.348 | bal_3P_477AL_4/0AC(N) | 8104101 | no | no |  |  | no |  |  | 0 | 0 | 0 | 0
oh_line_8104101_200917677 |  | ABCN | node_8104101_200917680 | node_8104101_200917677 | 134.94 | bal_3P_1/0AA_1/0AA(N) | 8104101 | no | no |  |  | no |  |  | 0 | 0 | 0 | 0
oh_line_8104101_200917678 |  | ABCN | node_8104101_200917680 | node_8104101_200917678 | 169.533 | bal_3P_4/0AL_4/0AA(N) | 8104101 | no | no |  |  | no |  |  | 0 | 0 | 0 | 0
oh_line_8104101_200917679 |  | ABCN | node_8104101_200917678 | node_8104101_200917679 | 139.285 | bal_3P_4/0AL_4/0AA(N) | 8104101 | no | no |  |  | no |  |  | 0 | 0 | 0 | 0
oh_line_8104101_200917680 |  | ABCN | node_8104101_200855061 | node_8104101_200917680 | 342.655 | bal_3P_1/0AA_1/0AA(N) | 8104101 | no | no |  |  | no |  |  | 0 | 0 | 0 | 0
oh_line_8104101_200917682 |  | ABCN | node_8104101_200917687 | node_8104101_200917682 | 853.276 | bal_3P_2AC_2AC(N) | 8104101 | no | no |  |  | no |  |  | 0 | 0 | 0 | 0
oh_line_8104101_200917683 |  | AN | node_8104101_200863146 | node_8104101_200917683 | 94.46 | bal_1P_477AL_1/0AC(N) | 8104101 | no | no |  |  | no |  |  | 0 | 0 | 0 | 0
oh_line_8104101_200917684 |  | AN | node_8104101_200917683 | node_8104101_200917684 | 75.61 | bal_1P_477AL_1/0AC(N) | 8104101 | no | no |  |  | no |  |  | 0 | 0 | 0 | 0
oh_line_8104101_200917686 |  | ABCN | node_8104101_200917682 | node_8104101_200917686 | 516.967 | bal_3P_1/0AC_2AC(N) | 8104101 | no | no |  |  | no |  |  | 0 | 0 | 0 | 0
oh_line_8104101_200917687 |  | ABCN | node_8104101_200917693 | node_8104101_200917687 | 593.495 | bal_3P_1/0AC_2AC(N) | 8104101 | no | no |  |  | no |  |  | 0 | 0 | 0 | 0
oh_line_8104101_200917690 |  | ABCN | node_8104101_200917691 | node_8104101_200917690 | 91.935 | bal_3P_1/0AC_1/0AC(N) | 8104101 | no | no |  |  | no |  |  | 0 | 0 | 0 | 0
oh_line_8104101_200917691 |  | ABCN | node_8104101_311894264 | node_8104101_200917691 | 66.779 | bal_3P_1/0AC_1/0AC(N) | 8104101 | no | no |  |  | no |  |  | 0 | 0 | 0 | 0
oh_line_8104101_200917692 |  | ABCN | node_8104101_200863494 | node_8104101_200917692 | 99.61 | bal_3P_2AC_2AC(N) | 8104101 | no | no |  |  | no |  |  | 0 | 0 | 0 | 0
oh_line_8104101_200917693 |  | ABCN | node_8104101_200917692 | node_8104101_200917693 | 121.169 | bal_3P_1/0AC_2AC(N) | 8104101 | no | no |  |  | no |  |  | 0 | 0 | 0 | 0
oh_line_8104101_200954099 |  | AN | node_8104101_200862784 | node_8104101_200954099 | 204.799 | bal_1P_2AC_2AC(N) | 8104101 | no | no |  |  | no |  |  | 0 | 0 | 0 | 0
oh_line_8104101_200958674 |  | ABCN | node_8104101_200865342 | node_intto1_8104101_200958674 | 128.74 | bal_3P_477AL_4/0AL(N) | 8104101 | no | no |  |  | no |  |  | 0 | 0 | 0 | 0
oh_line_8104101_200958676 |  | ABCN | node_8104101_200864723 | node_8104101_200958676 | 162.067 | bal_3P_4CU_1/0AC(N) | 8104101 | no | no |  |  | no |  |  | 0 | 0 | 0 | 0
oh_line_8104101_200974109 |  | ABCN | node_8104101_200865279 | node_8104101_200974109 | 82.066 | bal_3P_2/0CU_4/0AL(N) | 8104101 | no | no |  |  | no |  |  | 0 | 0 | 0 | 0
oh_line_8104101_200975429 |  | ABCN | node_8104101_200865270 | node_8104101_200975429 | 176.712 | bal_3P_1/0AC_4/0AL(N) | 8104101 | no | no |  |  | no |  |  | 0 | 0 | 0 | 0
oh_line_8104101_200980898 |  | ABN | node_8104101_200865360 | node_8104101_200980898 | 100.725 | bal_2P_4CU_4/0AL(N) | 8104101 | no | no |  |  | no |  |  | 0 | 0 | 0 | 0
oh_line_8104101_201008014 |  | ABN | node_8104101_200861981 | node_8104101_201008014 | 157.431 | bal_2P_1/0AC_2/0CU(N) | 8104101 | no | no |  |  | no |  |  | 0 | 0 | 0 | 0
oh_line_8104101_201011019 |  | ABCN | node_8104101_200855064 | node_8104101_201011019 | 174.091 | bal_3P_477AL_4/0AC(N) | 8104101 | no | no |  |  | no |  |  | 0 | 0 | 0 | 0
oh_line_8104101_201013022 |  | AN | node_8104101_201013023 | node_8104101_201013022 | 109.907 | bal_1P_1/0AA_4/0AC(N) | 8104101 | no | no |  |  | no |  |  | 0 | 0 | 0 | 0
oh_line_8104101_201013023 |  | AN | node_8104101_200866728 | node_8104101_201013023 | 125.749 | bal_1P_1/0AA_4/0AC(N) | 8104101 | no | no |  |  | no |  |  | 0 | 0 | 0 | 0
oh_line_8104101_201014706 |  | ABCN | node_8104101_200864854 | node_8104101_201014706 | 54.577 | bal_3P_477AL_4/0AA(N) | 8104101 | no | no |  |  | no |  |  | 0 | 0 | 0 | 0
oh_line_8104101_201015078 |  | ABCN | node_8104101_201014706 | node_intto1_8104101_201015078 | 123.491 | bal_3P_1/0AA_1/0AA(N) | 8104101 | no | no |  |  | no |  |  | 0 | 0 | 0 | 0
oh_line_8104101_201018145 |  | AN | node_8104101_200865288 | node_8104101_201018145 | 37.853 | bal_1P_1/0AC_1/0AC(N) | 8104101 | no | no |  |  | no |  |  | 0 | 0 | 0 | 0
oh_line_8104101_201027054 |  | ABCN | node_8104101_200855069 | node_8104101_201027054 | 28.389 | bal_3P_477AL_4/0AC(N) | 8104101 | no | no |  |  | no |  |  | 0 | 0 | 0 | 0
oh_line_8104101_201033862 |  | ABCN | node_8104101_200863149 | node_8104101_201033862 | 172.353 | bal_3P_1/0AC_1/0AC(N) | 8104101 | no | no |  |  | no |  |  | 0 | 0 | 0 | 0
oh_line_8104101_201036293 |  | AN | node_8104101_200861804 | node_8104101_201036293 | 68.109 | bal_1P_2AC_2AC(N) | 8104101 | no | no |  |  | no |  |  | 0 | 0 | 0 | 0
oh_line_8104101_201050012 |  | ABCN | node_8104101_200855070 | node_8104101_201050012 | 94.063 | bal_3P_477AL_4/0AC(N) | 8104101 | no | no |  |  | no |  |  | 0 | 0 | 0 | 0
oh_line_8104101_201050013 |  | ABCN | node_8104101_201050012 | node_8104101_201050013 | 104.189 | bal_3P_477AL_4/0AC(N) | 8104101 | no | no |  |  | no |  |  | 0 | 0 | 0 | 0
oh_line_8104101_201050054 |  | AN | node_8104101_200865392 | node_8104101_201050054 | 103.159 | bal_1P_WYECUST | 8104101 | no | no |  |  | no |  |  | 0 | 0 | 0 | 0
oh_line_8104101_201050066 |  | ABCN | node_8104101_200864455 | node_8104101_201050066 | 21.599 | bal_3P_477AL_4/0AC(N) | 8104101 | no | no |  |  | no |  |  | 0 | 0 | 0 | 0
oh_line_8104101_201050067 |  | ABCN | node_8104101_201050066 | node_8104101_201050067 | 14.355 | bal_3P_477AL_4/0AC(N) | 8104101 | no | no |  |  | no |  |  | 0 | 0 | 0 | 0
oh_line_8104101_201061393 |  | AN | node_8104101_200864753 | node_8104101_201061393 | 124.971 | bal_1P_2AC_4/0AL(N) | 8104101 | no | no |  |  | no |  |  | 0 | 0 | 0 | 0
oh_line_8104101_201062852 |  | AN | node_8104101_200866731 | node_8104101_201062852 | 13.471 | bal_1P_1/0AA_4/0AC(N) | 8104101 | no | no |  |  | no |  |  | 0 | 0 | 0 | 0
oh_line_8104101_311889700-1 |  | ABCN | node_8104101_200864177 | node_intto1_311889702 | 7.174 | bal_3P_477AL_4/0AL(N) | 8104101 | no | no |  |  | no |  |  | 0 | 0 | 0 | 0
oh_line_8104101_311889700-2 |  | ABCN | node_311889702 | node_intto1_311894385 | 44.793 | bal_3P_477AL_4/0AL(N) | 8104101 | no | no |  |  | no |  |  | 0 | 0 | 0 | 0
oh_line_8104101_311889700-3 |  | ABCN | node_311894385 | node_intto1_311903160 | 4.895 | bal_3P_477AL_4/0AL(N) | 8104101 | no | no |  |  | no |  |  | 0 | 0 | 0 | 0
oh_line_8104101_311889700-4 |  | ABCN | node_311903160 | node_intto1_311889742 | 5.166 | bal_3P_477AL_4/0AL(N) | 8104101 | no | no |  |  | no |  |  | 0 | 0 | 0 | 0
oh_line_8104101_311889700-5 |  | ABCN | node_311889742 | node_8104101_311889700 | 7.968 | bal_3P_477AL_4/0AL(N) | 8104101 | no | no |  |  | no |  |  | 0 | 0 | 0 | 0
oh_line_8104101_311894264 |  | ABCN | node_8104101_200862928 | node_intto1_8104101_311894264 | 87.612 | bal_3P_1/0AC_1/0AC(N) | 8104101 | no | no |  |  | no |  |  | 0 | 0 | 0 | 0
oh_line_8104101_311994458 |  | AN | node_8104101_200864729 | node_8104101_311994458 | 67.716 | bal_1P_1/0AA_1/0AA(N) | 8104101 | no | no |  |  | no |  |  | 0 | 0 | 0 | 0
oh_line_8104101_311994465 |  | AN | node_8104101_311994458 | node_8104101_311994465 | 117.144 | bal_1P_1/0AA_1/0AA(N) | 8104101 | no | no |  |  | no |  |  | 0 | 0 | 0 | 0
oh_line_TAP_OH_905048 |  | AN | node_8104101_200861325 | node_1358663_288_15291542_35 | 0.033 | unb_TAPWIRE_OH | 8104101 | no | no |  |  | no |  |  | 0 | 0 | 0 | 0
oh_line_TAP_OH_905064 |  | ABCN | node_8104101_200861392 | node_1355019_574_15288224_152 | 0.033 | unb_TAPWIRE_OH | 8104101 | no | no |  |  | no |  |  | 0 | 0 | 0 | 0
oh_line_TAP_OH_905092 |  | AN | node_8104101_200861473 | node_1350980_93_15285420_003 | 0.033 | unb_TAPWIRE_OH | 8104101 | no | no |  |  | no |  |  | 0 | 0 | 0 | 0
oh_line_TAP_OH_905139 |  | ABN | node_8104101_200861644 | node_1349193_634_15285710_366 | 0.033 | unb_TAPWIRE_OH | 8104101 | no | no |  |  | no |  |  | 0 | 0 | 0 | 0
oh_line_TAP_OH_905140 |  | ABN | node_8104101_200861652 | node_1349282_539_15285220_32 | 0.033 | unb_TAPWIRE_OH | 8104101 | no | no |  |  | no |  |  | 0 | 0 | 0 | 0
oh_line_TAP_OH_905155 |  | AN | node_8104101_200861726 | node_1350572_051_15285113_788 | 0.033 | unb_TAPWIRE_OH | 8104101 | no | no |  |  | no |  |  | 0 | 0 | 0 | 0
oh_line_TAP_OH_905156 |  | AN | node_8104101_200861735 | node_1351190_322_15285200_078 | 0.033 | unb_TAPWIRE_OH | 8104101 | no | no |  |  | no |  |  | 0 | 0 | 0 | 0
oh_line_TAP_OH_905157 |  | AN | node_8104101_200861738 | node_1351533_842_15285310_393 | 0.033 | unb_TAPWIRE_OH | 8104101 | no | no |  |  | no |  |  | 0 | 0 | 0 | 0
oh_line_TAP_OH_905175 |  | ABCN | node_8104101_200861802 | node_1351775_744_15285722_77 | 0.033 | unb_TAPWIRE_OH | 8104101 | no | no |  |  | no |  |  | 0 | 0 | 0 | 0
oh_line_TAP_OH_905176 |  | ABCN | node_8104101_200861805 | node_1352098_135_15285411_344 | 0.033 | unb_TAPWIRE_OH | 8104101 | no | no |  |  | no |  |  | 0 | 0 | 0 | 0
oh_line_TAP_OH_905177 |  | ABCN | node_8104101_200861807 | node_1352174_193_15285196_288 | 0.033 | unb_TAPWIRE_OH | 8104101 | no | no |  |  | no |  |  | 0 | 0 | 0 | 0
oh_line_TAP_OH_905178 |  | ABCN | node_8104101_200861811 | node_1352206_579_15284732_938 | 0.033 | unb_TAPWIRE_OH | 8104101 | no | no |  |  | no |  |  | 0 | 0 | 0 | 0
oh_line_TAP_OH_905179 |  | AN | node_8104101_200861818 | node_1352309_934_15284123_538 | 0.033 | unb_TAPWIRE_OH | 8104101 | no | no |  |  | no |  |  | 0 | 0 | 0 | 0
oh_line_TAP_OH_905180 |  | ABCN | node_8104101_200861822 | node_1351360_526_15286311_412 | 0.033 | unb_TAPWIRE_OH | 8104101 | no | no |  |  | no |  |  | 0 | 0 | 0 | 0
oh_line_TAP_OH_905181 |  | ABCN | node_8104101_200861825 | node_1351564_078_15286019_559 | 0.033 | unb_TAPWIRE_OH | 8104101 | no | no |  |  | no |  |  | 0 | 0 | 0 | 0
oh_line_TAP_OH_905206 |  | ABCN | node_8104101_200861886 | node_1351877_952_15284616_999 | 0.033 | unb_TAPWIRE_OH | 8104101 | no | no |  |  | no |  |  | 0 | 0 | 0 | 0
oh_line_TAP_OH_905223 |  | AN | node_8104101_200861968 | node_1351866_124_15285144_284 | 0.033 | unb_TAPWIRE_OH | 8104101 | no | no |  |  | no |  |  | 0 | 0 | 0 | 0
oh_line_TAP_OH_905224 |  | AN | node_8104101_200861974 | node_1351938_45_15284259_09 | 0.033 | unb_TAPWIRE_OH | 8104101 | no | no |  |  | no |  |  | 0 | 0 | 0 | 0
oh_line_TAP_OH_905225 |  | ABN | node_8104101_200861978 | node_1349100_274_15284813_112 | 0.033 | unb_TAPWIRE_OH | 8104101 | no | no |  |  | no |  |  | 0 | 0 | 0 | 0
oh_line_TAP_OH_905226 |  | ABN | node_8104101_200861981 | node_1348589_975_15284520_361 | 0.033 | unb_TAPWIRE_OH | 8104101 | no | no |  |  | no |  |  | 0 | 0 | 0 | 0
oh_line_TAP_OH_905227 |  | AN | node_8104101_200861988 | node_1350053_681_15285255_645 | 0.033 | unb_TAPWIRE_OH | 8104101 | no | no |  |  | no |  |  | 0 | 0 | 0 | 0
oh_line_TAP_OH_905228 |  | AN | node_8104101_200861993 | node_1349571_048_15285241_939 | 0.033 | unb_TAPWIRE_OH | 8104101 | no | no |  |  | no |  |  | 0 | 0 | 0 | 0
oh_line_TAP_OH_905243 |  | ABCN | node_8104101_200862046 | node_1354579_072_15289953_216 | 0.033 | unb_TAPWIRE_OH | 8104101 | no | no |  |  | no |  |  | 0 | 0 | 0 | 0
oh_line_TAP_OH_905296 |  | AN | node_8104101_200862189 | node_1360496_289_15292576_701 | 0.033 | unb_TAPWIRE_OH | 8104101 | no | no |  |  | no |  |  | 0 | 0 | 0 | 0
oh_line_TAP_OH_905297 |  | AN | node_8104101_200862190 | node_1360607_077_15292560_073 | 0.033 | unb_TAPWIRE_OH | 8104101 | no | no |  |  | no |  |  | 0 | 0 | 0 | 0
oh_line_TAP_OH_905298 |  | AN | node_8104101_200862191 | node_1360740_645_15292593_56 | 0.033 | unb_TAPWIRE_OH | 8104101 | no | no |  |  | no |  |  | 0 | 0 | 0 | 0
oh_line_TAP_OH_905299 |  | AN | node_8104101_200862196 | node_1360528_369_15292349_408 | 0.033 | unb_TAPWIRE_OH | 8104101 | no | no |  |  | no |  |  | 0 | 0 | 0 | 0
oh_line_TAP_OH_905300 |  | AN | node_8104101_200862197 | node_1360533_357_15292210_474 | 0.033 | unb_TAPWIRE_OH | 8104101 | no | no |  |  | no |  |  | 0 | 0 | 0 | 0
oh_line_TAP_OH_905314 |  | AN | node_8104101_200862241 | node_1348832_442_15285579_993 | 0.033 | unb_TAPWIRE_OH | 8104101 | no | no |  |  | no |  |  | 0 | 0 | 0 | 0
oh_line_TAP_OH_905315 |  | AN | node_8104101_200862245 | node_1348676_063_15285296_099 | 0.033 | unb_TAPWIRE_OH | 8104101 | no | no |  |  | no |  |  | 0 | 0 | 0 | 0
oh_line_TAP_OH_905339 |  | ABCN | node_8104101_200862325 | node_1353087_608_15288069_311 | 0.033 | unb_TAPWIRE_OH | 8104101 | no | no |  |  | no |  |  | 0 | 0 | 0 | 0
oh_line_TAP_OH_905340 |  | AN | node_8104101_200862330 | node_1348613_459_15285584_964 | 0.033 | unb_TAPWIRE_OH | 8104101 | no | no |  |  | no |  |  | 0 | 0 | 0 | 0
oh_line_TAP_OH_905341 |  | AN | node_8104101_200862334 | node_1348411_086_15285446_482 | 0.033 | unb_TAPWIRE_OH | 8104101 | no | no |  |  | no |  |  | 0 | 0 | 0 | 0
oh_line_TAP_OH_905363 |  | AN | node_8104101_200862413 | node_1349616_052_15285659_19 | 0.033 | unb_TAPWIRE_OH | 8104101 | no | no |  |  | no |  |  | 0 | 0 | 0 | 0
oh_line_TAP_OH_905446 |  | AN | node_8104101_200862649 | node_1345385_521_15284704_181 | 0.033 | unb_TAPWIRE_OH | 8104101 | no | no |  |  | no |  |  | 0 | 0 | 0 | 0
oh_line_TAP_OH_905447 |  | AN | node_8104101_200862651 | node_1345252_356_15285035_176 | 0.033 | unb_TAPWIRE_OH | 8104101 | no | no |  |  | no |  |  | 0 | 0 | 0 | 0
oh_line_TAP_OH_905457 |  | AN | node_8104101_200862694 | node_1345119_252_15285327_732 | 0.033 | unb_TAPWIRE_OH | 8104101 | no | no |  |  | no |  |  | 0 | 0 | 0 | 0
oh_line_TAP_OH_905458 |  | AN | node_8104101_200862703 | node_1344858_16_15284394_486 | 0.033 | unb_TAPWIRE_OH | 8104101 | no | no |  |  | no |  |  | 0 | 0 | 0 | 0
oh_line_TAP_OH_905459 |  | AN | node_8104101_200862705 | node_1344968_998_15284841_376 | 0.033 | unb_TAPWIRE_OH | 8104101 | no | no |  |  | no |  |  | 0 | 0 | 0 | 0
oh_line_TAP_OH_905460 |  | AN | node_8104101_200862708 | node_1345195_365_15284462_954 | 0.033 | unb_TAPWIRE_OH | 8104101 | no | no |  |  | no |  |  | 0 | 0 | 0 | 0
oh_line_TAP_OH_905461 |  | AN | node_8104101_200862715 | node_1348935_409_15285186_856 | 0.033 | unb_TAPWIRE_OH | 8104101 | no | no |  |  | no |  |  | 0 | 0 | 0 | 0
oh_line_TAP_OH_905462 |  | ABN | node_8104101_200862720 | node_1348524_611_15284972_44 | 0.033 | unb_TAPWIRE_OH | 8104101 | no | no |  |  | no |  |  | 0 | 0 | 0 | 0
oh_line_TAP_OH_905475 |  | ABN | node_8104101_200862760 | node_1347588_362_15284332_511 | 0.033 | unb_TAPWIRE_OH | 8104101 | no | no |  |  | no |  |  | 0 | 0 | 0 | 0
oh_line_TAP_OH_905476 |  | ABN | node_8104101_200862763 | node_1348098_352_15285298_415 | 0.033 | unb_TAPWIRE_OH | 8104101 | no | no |  |  | no |  |  | 0 | 0 | 0 | 0
oh_line_TAP_OH_905477 |  | ABN | node_8104101_200862767 | node_1348100_053_15284748_071 | 0.033 | unb_TAPWIRE_OH | 8104101 | no | no |  |  | no |  |  | 0 | 0 | 0 | 0
oh_line_TAP_OH_905480 |  | AN | node_8104101_200862781 | node_1344683_523_15285102_01 | 0.033 | unb_TAPWIRE_OH | 8104101 | no | no |  |  | no |  |  | 0 | 0 | 0 | 0
oh_line_TAP_OH_905483 |  | AN | node_8104101_200862800 | node_1355149_907_15290417_556 | 0.033 | unb_TAPWIRE_OH | 8104101 | no | no |  |  | no |  |  | 0 | 0 | 0 | 0
oh_line_TAP_OH_905509 |  | AN | node_8104101_200862940 | node_1347682_265_15284765_859 | 0.033 | unb_TAPWIRE_OH | 8104101 | no | no |  |  | no |  |  | 0 | 0 | 0 | 0
oh_line_TAP_OH_905546 |  | ABCN | node_8104101_200863094 | node_1351410_5_15287098_68 | 0.033 | unb_TAPWIRE_OH | 8104101 | no | no |  |  | no |  |  | 0 | 0 | 0 | 0
oh_line_TAP_OH_905557 |  | ABCN | node_8104101_200863137 | node_1353257_433_15288174_72 | 0.033 | unb_TAPWIRE_OH | 8104101 | no | no |  |  | no |  |  | 0 | 0 | 0 | 0
oh_line_TAP_OH_905559 |  | ABCN | node_8104101_200863145 | node_1353514_775_15288513_668 | 0.033 | unb_TAPWIRE_OH | 8104101 | no | no |  |  | no |  |  | 0 | 0 | 0 | 0
oh_line_TAP_OH_905601 |  | ABCN | node_8104101_200863284 | node_1352762_162_15287938_451 | 0.033 | unb_TAPWIRE_OH | 8104101 | no | no |  |  | no |  |  | 0 | 0 | 0 | 0
oh_line_TAP_OH_905664 |  | ABCN | node_8104101_200863492 | node_1354122_488_15290002_639 | 0.033 | unb_TAPWIRE_OH | 8104101 | no | no |  |  | no |  |  | 0 | 0 | 0 | 0
oh_line_TAP_OH_905667 |  | AN | node_8104101_200863496 | node_1354160_54_15289677_103 | 0.033 | unb_TAPWIRE_OH | 8104101 | no | no |  |  | no |  |  | 0 | 0 | 0 | 0
oh_line_TAP_OH_905668 |  | AN | node_8104101_200863497 | node_1354446_228_15289623_12 | 0.033 | unb_TAPWIRE_OH | 8104101 | no | no |  |  | no |  |  | 0 | 0 | 0 | 0
oh_line_TAP_OH_905669 |  | AN | node_8104101_200863498 | node_1354266_551_15289518_119 | 0.033 | unb_TAPWIRE_OH | 8104101 | no | no |  |  | no |  |  | 0 | 0 | 0 | 0
oh_line_TAP_OH_905847 |  | ABCN | node_8104101_200864141 | node_1354625_302_15287981_966 | 0.033 | unb_TAPWIRE_OH | 8104101 | no | no |  |  | no |  |  | 0 | 0 | 0 | 0
oh_line_TAP_OH_905985 |  | AN | node_8104101_200864671 | node_1352610_691_15286757_428 | 0.033 | unb_TAPWIRE_OH | 8104101 | no | no |  |  | no |  |  | 0 | 0 | 0 | 0
oh_line_TAP_OH_905986 |  | AN | node_8104101_200864675 | node_1352630_468_15286358_894 | 0.033 | unb_TAPWIRE_OH | 8104101 | no | no |  |  | no |  |  | 0 | 0 | 0 | 0
oh_line_TAP_OH_905993 |  | AN | node_8104101_200864693 | node_1352379_267_15286532_692 | 0.033 | unb_TAPWIRE_OH | 8104101 | no | no |  |  | no |  |  | 0 | 0 | 0 | 0
oh_line_TAP_OH_906000 |  | AN | node_8104101_200864721 | node_1350813_745_15286981_216 | 0.033 | unb_TAPWIRE_OH | 8104101 | no | no |  |  | no |  |  | 0 | 0 | 0 | 0
oh_line_TAP_OH_906001 |  | AN | node_8104101_200864722 | node_1350561_33_15286856_755 | 0.033 | unb_TAPWIRE_OH | 8104101 | no | no |  |  | no |  |  | 0 | 0 | 0 | 0
oh_line_TAP_OH_906007 |  | AN | node_8104101_200864742 | node_1350933_633_15286590_026 | 0.033 | unb_TAPWIRE_OH | 8104101 | no | no |  |  | no |  |  | 0 | 0 | 0 | 0
oh_line_TAP_OH_906008 |  | AN | node_8104101_200864746 | node_1351191_832_15286166_648 | 0.033 | unb_TAPWIRE_OH | 8104101 | no | no |  |  | no |  |  | 0 | 0 | 0 | 0
oh_line_TAP_OH_906009 |  | AN | node_8104101_200864749 | node_1351333_249_15285766_2 | 0.033 | unb_TAPWIRE_OH | 8104101 | no | no |  |  | no |  |  | 0 | 0 | 0 | 0
oh_line_TAP_OH_906010 |  | AN | node_8104101_200864755 | node_1350655_894_15286092_317 | 0.033 | unb_TAPWIRE_OH | 8104101 | no | no |  |  | no |  |  | 0 | 0 | 0 | 0
oh_line_TAP_OH_906011 |  | AN | node_8104101_200864760 | node_1350755_97_15285766_877 | 0.033 | unb_TAPWIRE_OH | 8104101 | no | no |  |  | no |  |  | 0 | 0 | 0 | 0
oh_line_TAP_OH_906012 |  | AN | node_8104101_200864764 | node_1350682_055_15285439_042 | 0.033 | unb_TAPWIRE_OH | 8104101 | no | no |  |  | no |  |  | 0 | 0 | 0 | 0
oh_line_TAP_OH_906013 |  | AN | node_8104101_200864766 | node_1350695_664_15285107_48 | 0.033 | unb_TAPWIRE_OH | 8104101 | no | no |  |  | no |  |  | 0 | 0 | 0 | 0
oh_line_TAP_OH_906014 |  | AN | node_8104101_200864770 | node_1350440_895_15286037_11 | 0.033 | unb_TAPWIRE_OH | 8104101 | no | no |  |  | no |  |  | 0 | 0 | 0 | 0
oh_line_TAP_OH_906015 |  | AN | node_8104101_200864774 | node_1350448_505_15285568_919 | 0.033 | unb_TAPWIRE_OH | 8104101 | no | no |  |  | no |  |  | 0 | 0 | 0 | 0
oh_line_TAP_OH_906027 |  | AN | node_8104101_200864797 | node_1350113_431_15286129_102 | 0.033 | unb_TAPWIRE_OH | 8104101 | no | no |  |  | no |  |  | 0 | 0 | 0 | 0
oh_line_TAP_OH_906028 |  | AN | node_8104101_200864799 | node_1350124_347_15285891_141 | 0.033 | unb_TAPWIRE_OH | 8104101 | no | no |  |  | no |  |  | 0 | 0 | 0 | 0
oh_line_TAP_OH_906029 |  | AN | node_8104101_200864803 | node_1350145_713_15285414_2 | 0.033 | unb_TAPWIRE_OH | 8104101 | no | no |  |  | no |  |  | 0 | 0 | 0 | 0
oh_line_TAP_OH_906030 |  | AN | node_8104101_200864814 | node_1347508_104_15286442_27 | 0.033 | unb_TAPWIRE_OH | 8104101 | no | no |  |  | no |  |  | 0 | 0 | 0 | 0
oh_line_TAP_OH_906031 |  | AN | node_8104101_200864816 | node_1347525_457_15286662_052 | 0.033 | unb_TAPWIRE_OH | 8104101 | no | no |  |  | no |  |  | 0 | 0 | 0 | 0
oh_line_TAP_OH_906037 |  | ABCN | node_8104101_200864839 | node_1347635_505_15285259_246 | 0.033 | unb_TAPWIRE_OH | 8104101 | no | no |  |  | no |  |  | 0 | 0 | 0 | 0
oh_line_TAP_OH_906038 |  | ABCN | node_8104101_200864842 | node_1348039_515_15285484_983 | 0.033 | unb_TAPWIRE_OH | 8104101 | no | no |  |  | no |  |  | 0 | 0 | 0 | 0
oh_line_TAP_OH_906040 |  | ABCN | node_8104101_200864856 | node_1346201_448_15284335_208 | 0.033 | unb_TAPWIRE_OH | 8104101 | no | no |  |  | no |  |  | 0 | 0 | 0 | 0
oh_line_TAP_OH_906147 |  | AN | node_8104101_200865226 | node_1360249_371_15291984_618 | 0.033 | unb_TAPWIRE_OH | 8104101 | no | no |  |  | no |  |  | 0 | 0 | 0 | 0
oh_line_TAP_OH_906148 |  | AN | node_8104101_200865228 | node_1359926_003_15291954_895 | 0.033 | unb_TAPWIRE_OH | 8104101 | no | no |  |  | no |  |  | 0 | 0 | 0 | 0
oh_line_TAP_OH_906149 |  | AN | node_8104101_200865232 | node_1359633_892_15291717_309 | 0.033 | unb_TAPWIRE_OH | 8104101 | no | no |  |  | no |  |  | 0 | 0 | 0 | 0
oh_line_TAP_OH_906150 |  | AN | node_8104101_200865235 | node_1359419_846_15291594_026 | 0.033 | unb_TAPWIRE_OH | 8104101 | no | no |  |  | no |  |  | 0 | 0 | 0 | 0
oh_line_TAP_OH_906151 |  | AN | node_8104101_200865239 | node_1359206_048_15291470_048 | 0.033 | unb_TAPWIRE_OH | 8104101 | no | no |  |  | no |  |  | 0 | 0 | 0 | 0
oh_line_TAP_OH_906152 |  | AN | node_8104101_200865241 | node_1359088_862_15291475_631 | 0.033 | unb_TAPWIRE_OH | 8104101 | no | no |  |  | no |  |  | 0 | 0 | 0 | 0
oh_line_TAP_OH_906156 |  | ABCN | node_8104101_200865255 | node_1358282_929_15291040_869 | 0.033 | unb_TAPWIRE_OH | 8104101 | no | no |  |  | no |  |  | 0 | 0 | 0 | 0
oh_line_TAP_OH_906159 |  | ABCN | node_8104101_200865273 | node_1356174_152_15290432_102 | 0.033 | unb_TAPWIRE_OH | 8104101 | no | no |  |  | no |  |  | 0 | 0 | 0 | 0
oh_line_TAP_OH_906161 |  | ABCN | node_8104101_200865279 | node_1355863_37_15290395_897 | 0.033 | unb_TAPWIRE_OH | 8104101 | no | no |  |  | no |  |  | 0 | 0 | 0 | 0
oh_line_TAP_OH_906162 |  | ABCN | node_8104101_200865281 | node_1355669_885_15290341_024 | 0.033 | unb_TAPWIRE_OH | 8104101 | no | no |  |  | no |  |  | 0 | 0 | 0 | 0
oh_line_TAP_OH_906163 |  | ABCN | node_8104101_200865283 | node_1355371_802_15290239_983 | 0.033 | unb_TAPWIRE_OH | 8104101 | no | no |  |  | no |  |  | 0 | 0 | 0 | 0
oh_line_TAP_OH_906164 |  | ABCN | node_8104101_200865287 | node_1355031_048_15290091_89 | 0.033 | unb_TAPWIRE_OH | 8104101 | no | no |  |  | no |  |  | 0 | 0 | 0 | 0
oh_line_TAP_OH_906167 |  | ABCN | node_8104101_200865298 | node_1354494_674_15287803_407 | 0.033 | unb_TAPWIRE_OH | 8104101 | no | no |  |  | no |  |  | 0 | 0 | 0 | 0
oh_line_TAP_OH_906170 |  | ABCN | node_8104101_200865309 | node_1353893_61_15287748_259 | 0.033 | unb_TAPWIRE_OH | 8104101 | no | no |  |  | no |  |  | 0 | 0 | 0 | 0
oh_line_TAP_OH_906171 |  | ABCN | node_8104101_200865311 | node_1353779_198_15287903_802 | 0.033 | unb_TAPWIRE_OH | 8104101 | no | no |  |  | no |  |  | 0 | 0 | 0 | 0
oh_line_TAP_OH_906172 |  | ABCN | node_8104101_200865313 | node_1353859_359_15288034_212 | 0.033 | unb_TAPWIRE_OH | 8104101 | no | no |  |  | no |  |  | 0 | 0 | 0 | 0
oh_line_TAP_OH_906174 |  | ABCN | node_8104101_200865316 | node_1353562_418_15287586_362 | 0.033 | unb_TAPWIRE_OH | 8104101 | no | no |  |  | no |  |  | 0 | 0 | 0 | 0
oh_line_TAP_OH_906176 |  | ABCN | node_8104101_200865327 | node_1352812_695_15287237_793 | 0.033 | unb_TAPWIRE_OH | 8104101 | no | no |  |  | no |  |  | 0 | 0 | 0 | 0
oh_line_TAP_OH_906177 |  | ABCN | node_8104101_200865330 | node_1352389_19_15287148_861 | 0.033 | unb_TAPWIRE_OH | 8104101 | no | no |  |  | no |  |  | 0 | 0 | 0 | 0
oh_line_TAP_OH_906178 |  | ABCN | node_8104101_200865334 | node_1352084_851_15287045_665 | 0.033 | unb_TAPWIRE_OH | 8104101 | no | no |  |  | no |  |  | 0 | 0 | 0 | 0
oh_line_TAP_OH_906180 |  | ABCN | node_8104101_200865342 | node_1351269_475_15286785_979 | 0.033 | unb_TAPWIRE_OH | 8104101 | no | no |  |  | no |  |  | 0 | 0 | 0 | 0
oh_line_TAP_OH_906181 |  | ABCN | node_8104101_200865347 | node_1350631_055_15286556_909 | 0.033 | unb_TAPWIRE_OH | 8104101 | no | no |  |  | no |  |  | 0 | 0 | 0 | 0
oh_line_TAP_OH_906183 |  | ABCN | node_8104101_200865353 | node_1349986_716_15286244_294 | 0.033 | unb_TAPWIRE_OH | 8104101 | no | no |  |  | no |  |  | 0 | 0 | 0 | 0
oh_line_TAP_OH_906184 |  | ABCN | node_8104101_200865354 | node_1349803_934_15286169_688 | 0.033 | unb_TAPWIRE_OH | 8104101 | no | no |  |  | no |  |  | 0 | 0 | 0 | 0
oh_line_TAP_OH_906185 |  | ABCN | node_8104101_200865356 | node_1349533_035_15286069_111 | 0.033 | unb_TAPWIRE_OH | 8104101 | no | no |  |  | no |  |  | 0 | 0 | 0 | 0
oh_line_TAP_OH_906186 |  | ABCN | node_8104101_200865362 | node_1349047_911_15285923_74 | 0.033 | unb_TAPWIRE_OH | 8104101 | no | no |  |  | no |  |  | 0 | 0 | 0 | 0
oh_line_TAP_OH_906188 |  | AN | node_8104101_200865372 | node_1348178_777_15286051_747 | 0.033 | unb_TAPWIRE_OH | 8104101 | no | no |  |  | no |  |  | 0 | 0 | 0 | 0
oh_line_TAP_OH_906189 |  | AN | node_8104101_200865373 | node_1347553_168_15285927_952 | 0.033 | unb_TAPWIRE_OH | 8104101 | no | no |  |  | no |  |  | 0 | 0 | 0 | 0
oh_line_TAP_OH_906190 |  | AN | node_8104101_200865377 | node_1347108_716_15285803_016 | 0.033 | unb_TAPWIRE_OH | 8104101 | no | no |  |  | no |  |  | 0 | 0 | 0 | 0
oh_line_TAP_OH_906191 |  | ABCN | node_8104101_200865382 | node_1346673_4_15285503_778 | 0.033 | unb_TAPWIRE_OH | 8104101 | no | no |  |  | no |  |  | 0 | 0 | 0 | 0
oh_line_TAP_OH_906194 |  | ABCN | node_8104101_200865390 | node_1345813_789_15284670_121 | 0.033 | unb_TAPWIRE_OH | 8104101 | no | no |  |  | no |  |  | 0 | 0 | 0 | 0
oh_line_TAP_OH_906195 |  | AN | node_8104101_200865392 | node_1345630_073_15284404_564 | 0.033 | unb_TAPWIRE_OH | 8104101 | no | no |  |  | no |  |  | 0 | 0 | 0 | 0
oh_line_TAP_OH_906226 |  | ABCN | node_8104101_200865516 | node_1355765_816_15290127_778 | 0.033 | unb_TAPWIRE_OH | 8104101 | no | no |  |  | no |  |  | 0 | 0 | 0 | 0
oh_line_TAP_OH_906228 |  | ABCN | node_8104101_200865520 | node_1355605_62_15289129_71 | 0.033 | unb_TAPWIRE_OH | 8104101 | no | no |  |  | no |  |  | 0 | 0 | 0 | 0
oh_line_TAP_OH_906233 |  | ABCN | node_8104101_200865531 | node_1354553_039_15288834_845 | 0.033 | unb_TAPWIRE_OH | 8104101 | no | no |  |  | no |  |  | 0 | 0 | 0 | 0
oh_line_TAP_OH_921377 |  | AN | node_8104101_200954099 | node_1344425_045_15284605_219 | 0.033 | unb_TAPWIRE_OH | 8104101 | no | no |  |  | no |  |  | 0 | 0 | 0 | 0
oh_line_TAP_OH_928770 |  | ABCN | node_8104101_201011019 | node_1344828_803_15288996_635 | 0.033 | unb_TAPWIRE_OH | 8104101 | no | no |  |  | no |  |  | 0 | 0 | 0 | 0
oh_line_TAP_OH_930372 |  | AN | node_8104101_201018145 | node_1354911_588_15290059_324 | 0.033 | unb_TAPWIRE_OH | 8104101 | no | no |  |  | no |  |  | 0 | 0 | 0 | 0
oh_line_TAP_OH_2067720 |  | AN | node_8104101_201062852 | node_1359767_85_15292249_237 | 0.033 | unb_TAPWIRE_OH | 8104101 | no | no |  |  | no |  |  | 0 | 0 | 0 | 0
oh_line_TAP_OH_2218120 |  | ABCN | node_8104101_200865302 | node_1354198_027_15287808_477 | 0.033 | unb_TAPWIRE_OH | 8104101 | no | no |  |  | no |  |  | 0 | 0 | 0 | 0
oh_line_TAP_OH_2218121 |  | ABCN | node_8104101_200865302 | node_1354215_338_15287821_652 | 0.033 | unb_TAPWIRE_OH | 8104101 | no | no |  |  | no |  |  | 0 | 0 | 0 | 0
oh_line_TAP_OH_2218122 |  | ABCN | node_8104101_200865302 | node_1354178_799_15287801_741 | 0.033 | unb_TAPWIRE_OH | 8104101 | no | no |  |  | no |  |  | 0 | 0 | 0 | 0
oh_line_TAP_OH_2218125 |  | ABCN | node_8104101_200865315 | node_1353637_491_15287869_118 | 0.033 | unb_TAPWIRE_OH | 8104101 | no | no |  |  | no |  |  | 0 | 0 | 0 | 0
oh_line_TAP_OH_2218126 |  | ABCN | node_8104101_200865315 | node_1353618_068_15287863_511 | 0.033 | unb_TAPWIRE_OH | 8104101 | no | no |  |  | no |  |  | 0 | 0 | 0 | 0
oh_line_TAP_OH_2218127 |  | ABCN | node_8104101_200865315 | node_1353657_296_15287867_797 | 0.033 | unb_TAPWIRE_OH | 8104101 | no | no |  |  | no |  |  | 0 | 0 | 0 | 0
oh_line_TAP_OH_2218131 |  | ABCN | node_8104101_200862377 | node_1355218_167_15288554_295 | 0.033 | unb_TAPWIRE_OH | 8104101 | no | no |  |  | no |  |  | 0 | 0 | 0 | 0
oh_line_TAP_OH_2218132 |  | ABCN | node_8104101_200862377 | node_1355202_373_15288538_03 | 0.033 | unb_TAPWIRE_OH | 8104101 | no | no |  |  | no |  |  | 0 | 0 | 0 | 0
oh_line_TAP_OH_2218133 |  | ABCN | node_8104101_200862377 | node_1355236_53_15288564_549 | 0.033 | unb_TAPWIRE_OH | 8104101 | no | no |  |  | no |  |  | 0 | 0 | 0 | 0
oh_line_TAP_OH_2218137 |  | ABN | node_8104101_200865244 | node_1358838_691_15291228_832 | 0.033 | unb_TAPWIRE_OH | 8104101 | no | no |  |  | no |  |  | 0 | 0 | 0 | 0
oh_line_TAP_OH_2218138 |  | ABN | node_8104101_200865244 | node_1358857_646_15291221_174 | 0.033 | unb_TAPWIRE_OH | 8104101 | no | no |  |  | no |  |  | 0 | 0 | 0 | 0
oh_line_TAP_OH_2218139 |  | ABCN | node_8104101_200864726 | node_1351203_347_15287436_12 | 0.033 | unb_TAPWIRE_OH | 8104101 | no | no |  |  | no |  |  | 0 | 0 | 0 | 0
oh_line_TAP_OH_2218140 |  | ABCN | node_8104101_200864726 | node_1351215_154_15287457_636 | 0.033 | unb_TAPWIRE_OH | 8104101 | no | no |  |  | no |  |  | 0 | 0 | 0 | 0
oh_line_TAP_OH_2218141 |  | ABCN | node_8104101_200863277 | node_1353365_918_15288064_125 | 0.033 | unb_TAPWIRE_OH | 8104101 | no | no |  |  | no |  |  | 0 | 0 | 0 | 0
oh_line_TAP_OH_2218142 |  | ABCN | node_8104101_200863277 | node_1353358_076_15288066_994 | 0.033 | unb_TAPWIRE_OH | 8104101 | no | no |  |  | no |  |  | 0 | 0 | 0 | 0
oh_line_TAP_OH_2218143 |  | ABCN | node_8104101_200863277 | node_1353375_591_15288059_352 | 0.033 | unb_TAPWIRE_OH | 8104101 | no | no |  |  | no |  |  | 0 | 0 | 0 | 0
oh_line_TAP_OH_2218147 |  | ABCN | node_8104101_200863493 | node_1354018_004_15289981_432 | 0.033 | unb_TAPWIRE_OH | 8104101 | no | no |  |  | no |  |  | 0 | 0 | 0 | 0
oh_line_TAP_OH_2218148 |  | ABCN | node_8104101_200863493 | node_1354007_443_15289958_788 | 0.033 | unb_TAPWIRE_OH | 8104101 | no | no |  |  | no |  |  | 0 | 0 | 0 | 0
oh_line_TAP_OH_2218149 |  | ABCN | node_8104101_200863493 | node_1354032_55_15289999_679 | 0.033 | unb_TAPWIRE_OH | 8104101 | no | no |  |  | no |  |  | 0 | 0 | 0 | 0
oh_line_TAP_OH_2218150 |  | ABCN | node_8104101_200865293 | node_1354641_883_15289735_76 | 0.033 | unb_TAPWIRE_OH | 8104101 | no | no |  |  | no |  |  | 0 | 0 | 0 | 0
oh_line_TAP_OH_2218151 |  | ABCN | node_8104101_200865293 | node_1354656_531_15289717_95 | 0.033 | unb_TAPWIRE_OH | 8104101 | no | no |  |  | no |  |  | 0 | 0 | 0 | 0
oh_line_TAP_OH_2218152 |  | ABCN | node_8104101_200865388 | node_1346030_276_15284726_827 | 0.033 | unb_TAPWIRE_OH | 8104101 | no | no |  |  | no |  |  | 0 | 0 | 0 | 0
oh_line_TAP_OH_2218153 |  | ABCN | node_8104101_200865388 | node_1346039_045_15284750_802 | 0.033 | unb_TAPWIRE_OH | 8104101 | no | no |  |  | no |  |  | 0 | 0 | 0 | 0
oh_line_TAP_OH_2218154 |  | ABCN | node_8104101_200865388 | node_1346017_199_15284706_669 | 0.033 | unb_TAPWIRE_OH | 8104101 | no | no |  |  | no |  |  | 0 | 0 | 0 | 0
oh_line_TAP_OH_2218178 |  | ABCN | node_8104101_200865524 | node_1355229_342_15288969_878 | 0.033 | unb_TAPWIRE_OH | 8104101 | no | no |  |  | no |  |  | 0 | 0 | 0 | 0
oh_line_TAP_OH_2218179 |  | ABCN | node_8104101_200865524 | node_1355248_588_15288976_516 | 0.033 | unb_TAPWIRE_OH | 8104101 | no | no |  |  | no |  |  | 0 | 0 | 0 | 0
oh_line_TAP_OH_2218180 |  | ABCN | node_8104101_200865524 | node_1355209_509_15288970_14 | 0.033 | unb_TAPWIRE_OH | 8104101 | no | no |  |  | no |  |  | 0 | 0 | 0 | 0
oh_line_TAP_OH_2218181 |  | ABCN | node_8104101_200865261 | node_1357879_116_15291014_673 | 0.033 | unb_TAPWIRE_OH | 8104101 | no | no |  |  | no |  |  | 0 | 0 | 0 | 0
oh_line_TAP_OH_2218182 |  | ABCN | node_8104101_200865261 | node_1357860_97_15291003_746 | 0.033 | unb_TAPWIRE_OH | 8104101 | no | no |  |  | no |  |  | 0 | 0 | 0 | 0
oh_line_TAP_OH_2218183 |  | ABCN | node_8104101_200855060 | node_1345380_22_15288020_263 | 0.033 | unb_TAPWIRE_OH | 8104101 | no | no |  |  | no |  |  | 0 | 0 | 0 | 0
oh_line_TAP_OH_2218184 |  | ABCN | node_8104101_200855060 | node_1345383_732_15288046_505 | 0.033 | unb_TAPWIRE_OH | 8104101 | no | no |  |  | no |  |  | 0 | 0 | 0 | 0
oh_line_TAP_OH_2218190 |  | ABCN | node_8104101_201033862 | node_1354262_69_15288651_562 | 0.033 | unb_TAPWIRE_OH | 8104101 | no | no |  |  | no |  |  | 0 | 0 | 0 | 0
oh_line_TAP_OH_2218191 |  | ABCN | node_8104101_201033862 | node_1354242_858_15288651_968 | 0.033 | unb_TAPWIRE_OH | 8104101 | no | no |  |  | no |  |  | 0 | 0 | 0 | 0
oh_line_TAP_OH_2218192 |  | ABCN | node_8104101_201033862 | node_1354281_73_15288644_279 | 0.033 | unb_TAPWIRE_OH | 8104101 | no | no |  |  | no |  |  | 0 | 0 | 0 | 0
oh_line_TAP_OH_2218198 |  | ABCN | node_8104101_200862929 | node_1355469_579_15289327_001 | 0.033 | unb_TAPWIRE_OH | 8104101 | no | no |  |  | no |  |  | 0 | 0 | 0 | 0
oh_line_TAP_OH_2218199 |  | ABCN | node_8104101_200862929 | node_1355466_022_15289353_162 | 0.033 | unb_TAPWIRE_OH | 8104101 | no | no |  |  | no |  |  | 0 | 0 | 0 | 0
oh_line_TAP_OH_2218200 |  | ABCN | node_8104101_200862929 | node_1355467_964_15289300_447 | 0.033 | unb_TAPWIRE_OH | 8104101 | no | no |  |  | no |  |  | 0 | 0 | 0 | 0
oh_line_TAP_OH_2249320 |  | ABCN | node_8104101_200958676 | node_1351168_754_15287016_577 | 0.033 | unb_TAPWIRE_OH | 8104101 | no | no |  |  | no |  |  | 0 | 0 | 0 | 0
oh_line_TAP_OH_2249321 |  | ABCN | node_8104101_200958676 | node_1351176_743_15287041_03 | 0.033 | unb_TAPWIRE_OH | 8104101 | no | no |  |  | no |  |  | 0 | 0 | 0 | 0
oh_line_TAP_OH_2249322 |  | ABCN | node_8104101_200958676 | node_1351156_338_15286995_685 | 0.033 | unb_TAPWIRE_OH | 8104101 | no | no |  |  | no |  |  | 0 | 0 | 0 | 0
oh_line_TAP_OH_2249323 |  | ABCN | node_8104101_200861881 | node_1351594_36_15284890_655 | 0.033 | unb_TAPWIRE_OH | 8104101 | no | no |  |  | no |  |  | 0 | 0 | 0 | 0
oh_line_TAP_OH_2249324 |  | ABCN | node_8104101_200861881 | node_1351576_747_15284902_736 | 0.033 | unb_TAPWIRE_OH | 8104101 | no | no |  |  | no |  |  | 0 | 0 | 0 | 0
oh_line_TAP_OH_2249325 |  | ABCN | node_8104101_200863283 | node_1353036_615_15287661_72 | 0.033 | unb_TAPWIRE_OH | 8104101 | no | no |  |  | no |  |  | 0 | 0 | 0 | 0
oh_line_TAP_OH_2249326 |  | ABCN | node_8104101_200863283 | node_1353055_785_15287668_759 | 0.033 | unb_TAPWIRE_OH | 8104101 | no | no |  |  | no |  |  | 0 | 0 | 0 | 0
oh_line_TAP_OH_2249327 |  | ABCN | node_8104101_200863283 | node_1353016_777_15287661_566 | 0.033 | unb_TAPWIRE_OH | 8104101 | no | no |  |  | no |  |  | 0 | 0 | 0 | 0
oh_line_TAP_OH_2249328 |  | ABCN | node_8104101_200861410 | node_1355185_392_15288301_373 | 0.033 | unb_TAPWIRE_OH | 8104101 | no | no |  |  | no |  |  | 0 | 0 | 0 | 0
oh_line_TAP_OH_2249329 |  | ABCN | node_8104101_200861410 | node_1355180_933_15288292_765 | 0.033 | unb_TAPWIRE_OH | 8104101 | no | no |  |  | no |  |  | 0 | 0 | 0 | 0
oh_line_TAP_OH_2249330 |  | ABCN | node_8104101_200861410 | node_1355188_091_15288311_903 | 0.033 | unb_TAPWIRE_OH | 8104101 | no | no |  |  | no |  |  | 0 | 0 | 0 | 0
oh_line_TAP_OH_2249331 |  | ABCN | node_8104101_200862924 | node_1355373_015_15289717_515 | 0.033 | unb_TAPWIRE_OH | 8104101 | no | no |  |  | no |  |  | 0 | 0 | 0 | 0
oh_line_TAP_OH_2249332 |  | ABCN | node_8104101_200862924 | node_1355361_426_15289712_967 | 0.033 | unb_TAPWIRE_OH | 8104101 | no | no |  |  | no |  |  | 0 | 0 | 0 | 0
oh_line_TAP_OH_2249333 |  | ABCN | node_8104101_200863142 | node_1354442_46_15288486_669 | 0.033 | unb_TAPWIRE_OH | 8104101 | no | no |  |  | no |  |  | 0 | 0 | 0 | 0
oh_line_TAP_OH_2249334 |  | ABCN | node_8104101_200863142 | node_1354444_836_15288513_128 | 0.033 | unb_TAPWIRE_OH | 8104101 | no | no |  |  | no |  |  | 0 | 0 | 0 | 0
oh_line_TAP_OH_2249335 |  | ABCN | node_8104101_200864126 | node_1354846_104_15288677_097 | 0.033 | unb_TAPWIRE_OH | 8104101 | no | no |  |  | no |  |  | 0 | 0 | 0 | 0
oh_line_TAP_OH_2249336 |  | ABCN | node_8104101_200864126 | node_1354834_256_15288698_336 | 0.033 | unb_TAPWIRE_OH | 8104101 | no | no |  |  | no |  |  | 0 | 0 | 0 | 0
oh_line_TAP_OH_2249337 |  | ABCN | node_8104101_200864126 | node_1354853_431_15288652_425 | 0.033 | unb_TAPWIRE_OH | 8104101 | no | no |  |  | no |  |  | 0 | 0 | 0 | 0
oh_line_TAP_OH_2249338 |  | ABCN | node_8104101_200865321 | node_1353016_445_15287468_399 | 0.033 | unb_TAPWIRE_OH | 8104101 | no | no |  |  | no |  |  | 0 | 0 | 0 | 0
oh_line_TAP_OH_2249339 |  | ABCN | node_8104101_200865321 | node_1353000_796_15287451_88 | 0.033 | unb_TAPWIRE_OH | 8104101 | no | no |  |  | no |  |  | 0 | 0 | 0 | 0
oh_line_TAP_OH_2249340 |  | ABCN | node_8104101_200863285 | node_1352494_959_15287912_982 | 0.033 | unb_TAPWIRE_OH | 8104101 | no | no |  |  | no |  |  | 0 | 0 | 0 | 0
oh_line_TAP_OH_2249341 |  | ABCN | node_8104101_200863285 | node_1352478_274_15287898_415 | 0.033 | unb_TAPWIRE_OH | 8104101 | no | no |  |  | no |  |  | 0 | 0 | 0 | 0
oh_line_TAP_OH_2249342 |  | ABCN | node_8104101_200863285 | node_1352513_854_15287921_283 | 0.033 | unb_TAPWIRE_OH | 8104101 | no | no |  |  | no |  |  | 0 | 0 | 0 | 0
oh_line_TAP_OH_2249343 |  | ABCN | node_8104101_200861330 | node_1354766_744_15288048_019 | 0.033 | unb_TAPWIRE_OH | 8104101 | no | no |  |  | no |  |  | 0 | 0 | 0 | 0
oh_line_TAP_OH_2249344 |  | ABCN | node_8104101_200861330 | node_1354781_845_15288065_434 | 0.033 | unb_TAPWIRE_OH | 8104101 | no | no |  |  | no |  |  | 0 | 0 | 0 | 0
oh_line_TAP_OH_2249345 |  | ABCN | node_8104101_200865518 | node_1355841_518_15289647_29 | 0.033 | unb_TAPWIRE_OH | 8104101 | no | no |  |  | no |  |  | 0 | 0 | 0 | 0
oh_line_TAP_OH_2249346 |  | ABCN | node_8104101_200865518 | node_1355840_486_15289673_871 | 0.033 | unb_TAPWIRE_OH | 8104101 | no | no |  |  | no |  |  | 0 | 0 | 0 | 0
oh_line_TAP_OH_2249347 |  | ABCN | node_8104101_200865384 | node_1346577_01_15285314_15 | 0.033 | unb_TAPWIRE_OH | 8104101 | no | no |  |  | no |  |  | 0 | 0 | 0 | 0
oh_line_TAP_OH_2249348 |  | ABCN | node_8104101_200865384 | node_1346585_799_15285338_111 | 0.033 | unb_TAPWIRE_OH | 8104101 | no | no |  |  | no |  |  | 0 | 0 | 0 | 0
oh_line_TAP_OH_2249349 |  | ABCN | node_8104101_200865384 | node_1346563_917_15285294_012 | 0.033 | unb_TAPWIRE_OH | 8104101 | no | no |  |  | no |  |  | 0 | 0 | 0 | 0
oh_line_TAP_OH_2249350 |  | ABCN | node_8104101_200864121 | node_1354972_246_15288354_99 | 0.033 | unb_TAPWIRE_OH | 8104101 | no | no |  |  | no |  |  | 0 | 0 | 0 | 0
oh_line_TAP_OH_2249351 |  | ABCN | node_8104101_200864121 | node_1354963_37_15288378_716 | 0.033 | unb_TAPWIRE_OH | 8104101 | no | no |  |  | no |  |  | 0 | 0 | 0 | 0
oh_line_TAP_OH_2249352 |  | ABCN | node_8104101_200865072 | node_1350222_133_15286526_641 | 0.033 | unb_TAPWIRE_OH | 8104101 | no | no |  |  | no |  |  | 0 | 0 | 0 | 0
oh_line_TAP_OH_2249353 |  | ABCN | node_8104101_200865072 | node_1350204_723_15286513_7 | 0.033 | unb_TAPWIRE_OH | 8104101 | no | no |  |  | no |  |  | 0 | 0 | 0 | 0
oh_line_TAP_OH_2249354 |  | ABCN | node_8104101_200865072 | node_1350241_412_15286533_117 | 0.033 | unb_TAPWIRE_OH | 8104101 | no | no |  |  | no |  |  | 0 | 0 | 0 | 0
oh_line_TAP_OH_2249355 |  | ABCN | node_8104101_200863494 | node_1354109_161_15289870_364 | 0.033 | unb_TAPWIRE_OH | 8104101 | no | no |  |  | no |  |  | 0 | 0 | 0 | 0
oh_line_TAP_OH_2249356 |  | ABCN | node_8104101_200863494 | node_1354107_155_15289896_835 | 0.033 | unb_TAPWIRE_OH | 8104101 | no | no |  |  | no |  |  | 0 | 0 | 0 | 0
oh_line_TAP_OH_2249357 |  | ABCN | node_8104101_200865532 | node_1354959_842_15288823_8 | 0.033 | unb_TAPWIRE_OH | 8104101 | no | no |  |  | no |  |  | 0 | 0 | 0 | 0
oh_line_TAP_OH_2249358 |  | ABCN | node_8104101_200865532 | node_1354964_496_15288797_963 | 0.033 | unb_TAPWIRE_OH | 8104101 | no | no |  |  | no |  |  | 0 | 0 | 0 | 0
oh_line_TAP_OH_2249359 |  | ABCN | node_8104101_200863148 | node_1353906_03_15288417_715 | 0.033 | unb_TAPWIRE_OH | 8104101 | no | no |  |  | no |  |  | 0 | 0 | 0 | 0
oh_line_TAP_OH_2249360 |  | ABCN | node_8104101_200863148 | node_1353925_596_15288422_29 | 0.033 | unb_TAPWIRE_OH | 8104101 | no | no |  |  | no |  |  | 0 | 0 | 0 | 0
oh_line_TAP_OH_2249361 |  | ABCN | node_8104101_200863148 | node_1353886_286_15288420_085 | 0.033 | unb_TAPWIRE_OH | 8104101 | no | no |  |  | no |  |  | 0 | 0 | 0 | 0
oh_line_TAP_OH_2249362 |  | ABCN | node_8104101_200863149 | node_1354080_308_15288432_598 | 0.033 | unb_TAPWIRE_OH | 8104101 | no | no |  |  | no |  |  | 0 | 0 | 0 | 0
oh_line_TAP_OH_2249363 |  | ABCN | node_8104101_200863149 | node_1354099_558_15288439_218 | 0.033 | unb_TAPWIRE_OH | 8104101 | no | no |  |  | no |  |  | 0 | 0 | 0 | 0
oh_line_TAP_OH_2249364 |  | ABCN | node_8104101_200863149 | node_1354060_474_15288432_879 | 0.033 | unb_TAPWIRE_OH | 8104101 | no | no |  |  | no |  |  | 0 | 0 | 0 | 0
oh_line_TAP_OH_2249365 |  | ABCN | node_8104101_200865071 | node_1351584_311_15287204_335 | 0.033 | unb_TAPWIRE_OH | 8104101 | no | no |  |  | no |  |  | 0 | 0 | 0 | 0
oh_line_TAP_OH_2249366 |  | ABCN | node_8104101_200865071 | node_1351566_497_15287192_441 | 0.033 | unb_TAPWIRE_OH | 8104101 | no | no |  |  | no |  |  | 0 | 0 | 0 | 0
oh_line_TAP_OH_2249367 |  | ABCN | node_8104101_200865071 | node_1351603_778_15287209_657 | 0.033 | unb_TAPWIRE_OH | 8104101 | no | no |  |  | no |  |  | 0 | 0 | 0 | 0
oh_line_TAP_OH_2249368 |  | ABCN | node_8104101_200865522 | node_1355381_247_15289000_699 | 0.033 | unb_TAPWIRE_OH | 8104101 | no | no |  |  | no |  |  | 0 | 0 | 0 | 0
oh_line_TAP_OH_2249369 |  | ABCN | node_8104101_200865522 | node_1355394_734_15288984_841 | 0.033 | unb_TAPWIRE_OH | 8104101 | no | no |  |  | no |  |  | 0 | 0 | 0 | 0
oh_line_TAP_OH_2249370 |  | ABCN | node_8104101_200865522 | node_1355373_281_15289012_608 | 0.033 | unb_TAPWIRE_OH | 8104101 | no | no |  |  | no |  |  | 0 | 0 | 0 | 0
oh_line_TAP_OH_2249371 |  | ABCN | node_8104101_200865338 | node_1351858_421_15286826_226 | 0.033 | unb_TAPWIRE_OH | 8104101 | no | no |  |  | no |  |  | 0 | 0 | 0 | 0
oh_line_TAP_OH_2249372 |  | ABCN | node_8104101_200865338 | node_1351874_699_15286841_609 | 0.033 | unb_TAPWIRE_OH | 8104101 | no | no |  |  | no |  |  | 0 | 0 | 0 | 0
oh_line_TAP_OH_2249373 |  | ABCN | node_8104101_200864729 | node_1351592_343_15287501_307 | 0.033 | unb_TAPWIRE_OH | 8104101 | no | no |  |  | no |  |  | 0 | 0 | 0 | 0
oh_line_TAP_OH_2249374 |  | ABCN | node_8104101_200864729 | node_1351583_039_15287524_731 | 0.033 | unb_TAPWIRE_OH | 8104101 | no | no |  |  | no |  |  | 0 | 0 | 0 | 0
oh_line_TAP_OH_2249375 |  | ABCN | node_8104101_200863146 | node_1353658_465_15288396_264 | 0.033 | unb_TAPWIRE_OH | 8104101 | no | no |  |  | no |  |  | 0 | 0 | 0 | 0
oh_line_TAP_OH_2249376 |  | ABCN | node_8104101_200863146 | node_1353677_786_15288390_424 | 0.033 | unb_TAPWIRE_OH | 8104101 | no | no |  |  | no |  |  | 0 | 0 | 0 | 0
oh_line_TAP_OH_2249377 |  | ABCN | node_8104101_200863146 | node_1353640_965_15288408_629 | 0.033 | unb_TAPWIRE_OH | 8104101 | no | no |  |  | no |  |  | 0 | 0 | 0 | 0
oh_line_TAP_OH_2249378 |  | ABCN | node_8104101_201015078 | node_1346052_588_15284009_068 | 0.033 | unb_TAPWIRE_OH | 8104101 | no | no |  |  | no |  |  | 0 | 0 | 0 | 0
oh_line_TAP_OH_2249379 |  | ABCN | node_8104101_201015078 | node_1346061_644_15284019_233 | 0.033 | unb_TAPWIRE_OH | 8104101 | no | no |  |  | no |  |  | 0 | 0 | 0 | 0
oh_line_TAP_OH_2249380 |  | ABCN | node_8104101_201015078 | node_1346041_378_15283996_23 | 0.033 | unb_TAPWIRE_OH | 8104101 | no | no |  |  | no |  |  | 0 | 0 | 0 | 0
oh_line_TAP_OH_2249381 |  | ABCN | node_8104101_200861427 | node_1355322_946_15288382_327 | 0.033 | unb_TAPWIRE_OH | 8104101 | no | no |  |  | no |  |  | 0 | 0 | 0 | 0
oh_line_TAP_OH_2249382 |  | ABCN | node_8104101_200861427 | node_1355319_754_15288398_503 | 0.033 | unb_TAPWIRE_OH | 8104101 | no | no |  |  | no |  |  | 0 | 0 | 0 | 0
oh_line_TAP_OH_2249383 |  | ABCN | node_8104101_200864667 | node_1352497_716_15287043_296 | 0.033 | unb_TAPWIRE_OH | 8104101 | no | no |  |  | no |  |  | 0 | 0 | 0 | 0
oh_line_TAP_OH_2249384 |  | ABCN | node_8104101_200864667 | node_1352506_072_15287019_229 | 0.033 | unb_TAPWIRE_OH | 8104101 | no | no |  |  | no |  |  | 0 | 0 | 0 | 0
oh_line_TAP_OH_2249385 |  | ABCN | node_8104101_200863286 | node_1352182_705_15287696_002 | 0.033 | unb_TAPWIRE_OH | 8104101 | no | no |  |  | no |  |  | 0 | 0 | 0 | 0
oh_line_TAP_OH_2249386 |  | ABCN | node_8104101_200863286 | node_1352190_209_15287671_428 | 0.033 | unb_TAPWIRE_OH | 8104101 | no | no |  |  | no |  |  | 0 | 0 | 0 | 0
oh_line_TAP_OH_2249387 |  | ABCN | node_8104101_200863286 | node_1352180_209_15287722_392 | 0.033 | unb_TAPWIRE_OH | 8104101 | no | no |  |  | no |  |  | 0 | 0 | 0 | 0
oh_line_TAP_OH_2249388 |  | ABCN | node_8104101_200865308 | node_1354026_74_15287736_887 | 0.033 | unb_TAPWIRE_OH | 8104101 | no | no |  |  | no |  |  | 0 | 0 | 0 | 0
oh_line_TAP_OH_2249389 |  | ABCN | node_8104101_200865308 | node_1354042_497_15287753_219 | 0.033 | unb_TAPWIRE_OH | 8104101 | no | no |  |  | no |  |  | 0 | 0 | 0 | 0
oh_line_TAP_OH_2249390 |  | ABCN | node_8104101_200865308 | node_1354008_4_15287726_555 | 0.033 | unb_TAPWIRE_OH | 8104101 | no | no |  |  | no |  |  | 0 | 0 | 0 | 0
oh_line_TAP_OH_2249391 |  | ABCN | node_8104101_200865530 | node_1354796_43_15288989_708 | 0.033 | unb_TAPWIRE_OH | 8104101 | no | no |  |  | no |  |  | 0 | 0 | 0 | 0
oh_line_TAP_OH_2470561 |  | ABCN | node_8104101_200865527 | node_1355004_607_15289250_176 | 0.033 | unb_TAPWIRE_OH | 8104101 | no | no |  |  | no |  |  | 0 | 0 | 0 | 0
oh_line_TAP_OH_2470562 |  | ABCN | node_8104101_200865527 | node_1355020_636_15289251_366 | 0.033 | unb_TAPWIRE_OH | 8104101 | no | no |  |  | no |  |  | 0 | 0 | 0 | 0
oh_line_TAP_OH_2470563 |  | ABCN | node_8104101_200865527 | node_1355036_131_15289251_175 | 0.033 | unb_TAPWIRE_OH | 8104101 | no | no |  |  | no |  |  | 0 | 0 | 0 | 0
oh_line_TAP_OH_3037281 |  | ABCN | node_8104101_311894264 | node_1355763_641_15289511_574 | 0.033 | unb_TAPWIRE_OH | 8104101 | no | no |  |  | no |  |  | 0 | 0 | 0 | 0
oh_line_TAP_OH_3680605 |  | AN | node_8104101_311994465 | node_1351443_558_15287676_104 | 0.033 | unb_TAPWIRE_OH | 8104101 | no | no |  |  | no |  |  | 0 | 0 | 0 | 0

## overhead_line_conductor
data_type | static
owner_type | feeder
owner | 8104101
object | overhead_line_conductor
name | groupid | geometric_mean_radius | resistance | diameter | rating_summer_continuous | rating_summer_emergency | rating_winter_continuous | rating_winter_emergency | dcircuit | selected | comments
oh_cond_1/0_AAAC |  | 0.012 | 0.876 | 0.398 | 235 | 235 | 310 | 310 |  | no
oh_cond_1/0_ACSR |  | 0.012 | 0.888 | 0.398 | 265 | 265 | 330 | 330 |  | no
oh_cond_2/0_CU |  | 0.013 | 0.44 | 0.414 | 295 | 295 | 425 | 425 |  | no
oh_cond_2_ACSR |  | 0.01 | 1.41 | 0.325 | 195 | 195 | 245 | 245 |  | no
oh_cond_2_CU |  | 0.009 | 0.873 | 0.292 | 190 | 190 | 270 | 270 |  | no
oh_cond_3_#7_CWD_30% |  | 0.005 | 3.07 | 0.311 | 125 | 125 | 195 | 195 |  | no
oh_cond_4/0_AAAC |  | 0.017 | 0.439 | 0.563 | 365 | 365 | 480 | 480 |  | no
oh_cond_4/0_ACSR |  | 0.017 | 0.445 | 0.563 | 410 | 410 | 515 | 515 |  | no
oh_cond_4/0_AL |  | 0.016 | 0.442 | 0.522 | 365 | 365 | 480 | 480 |  | no
oh_cond_4/0_CU |  | 0.017 | 0.278 | 0.522 | 395 | 290 | 570 | 570 |  | no
oh_cond_4_CU |  | 0.007 | 1.388 | 0.232 | 140 | 140 | 200 | 200 |  | no
oh_cond_477_MCM_AL |  | 0.025 | 0.198 | 0.792 | 605 | 605 | 810 | 810 |  | no
oh_cond_WP-4/0-CU |  | 0.015 | 0.273 | 0.81 | 340 | 340 | 390 | 390 |  | no

## recloser
data_type | static
owner_type | feeder
owner | 8104101
object | recloser
name | groupid | phases | fr | to | phase_A_state | phase_B_state | phase_C_state | operating_mode | retry_time | max_number_of_tries | status | dcircuit | selected | monitored | monitored_fields | class_monitored_fields | played | played_fields | comments
recloser_220623407 |  | ABCN | node_intto1_220623407 | node_220623407 | CLOSED | CLOSED | CLOSED | INDIVIDUAL |  |  |  | 8104101 | no | no |  |  | no
recloser_311889742 |  | ABCN | node_intto1_311889742 | node_311889742 | CLOSED | CLOSED | CLOSED | INDIVIDUAL |  |  |  | 8104101 | no | no |  |  | no

## switch
data_type | static
owner_type | feeder
owner | 8104101
object | switch
name | groupid | phases | fr | to | phase_A_state | phase_B_state | phase_C_state | operating_mode | status | dcircuit | selected | monitored | monitored_fields | class_monitored_fields | played | played_fields | comments
switch_220416174 |  | ABCN | node_intto1_8104101_200865534 | node_8104101_200865534 | CLOSED | CLOSED | CLOSED | INDIVIDUAL |  | 8104101 | no | no |  |  | no
switch_220416198 |  | ABCN | node_intto1_8104101_200865318 | node_8104101_200865318 | CLOSED | CLOSED | CLOSED | INDIVIDUAL |  | 8104101 | no | no |  |  | no
switch_220416199 |  | ABCN | node_intto1_8104101_200865340 | node_8104101_200865340 | CLOSED | CLOSED | CLOSED | INDIVIDUAL |  | 8104101 | no | no |  |  | no
switch_220416200 |  | ABCN | node_intto1_8104101_200865347 | node_8104101_200865347 | CLOSED | CLOSED | CLOSED | INDIVIDUAL |  | 8104101 | no | no |  |  | no
switch_220416274 |  | ABCN | node_intto1_8104101_200864453 | node_8104101_200864453 | CLOSED | CLOSED | CLOSED | INDIVIDUAL |  | 8104101 | no | no |  |  | no
switch_220416308 |  | ABCN | node_intto1_8104101_200864177 | node_8104101_200864177 | CLOSED | CLOSED | CLOSED | INDIVIDUAL |  | 8104101 | no | no |  |  | no
switch_220416357 |  | ABCN | node_intto1_8104101_200864855 | node_8104101_200864855 | CLOSED | CLOSED | CLOSED | INDIVIDUAL |  | 8104101 | no | no |  |  | no
switch_220416882 |  | ABCN | node_intto1_8104101_200861330 | node_8104101_200861330 | CLOSED | CLOSED | CLOSED | INDIVIDUAL |  | 8104101 | no | no |  |  | no
switch_311889702 |  | ABCN | node_intto1_311889702 | node_311889702 | CLOSED | CLOSED | CLOSED | INDIVIDUAL |  | 8104101 | no | no |  |  | no
switch_311894385 |  | ABCN | node_intto1_311894385 | node_311894385 | CLOSED | CLOSED | CLOSED | INDIVIDUAL |  | 8104101 | no | no |  |  | no
switch_311903160 |  | ABCN | node_intto1_311903160 | node_311903160 | CLOSED | CLOSED | CLOSED | INDIVIDUAL |  | 8104101 | no | no |  |  | no
switch_312007909 |  | ABCN | node_intto1_312007909 | node_312007909 | CLOSED | CLOSED | CLOSED | INDIVIDUAL |  | 8104101 | no | no |  |  | no

## underground_line
data_type | static
owner_type | feeder
owner | 8104101
object | underground_line
name | groupid | phases | fr | to | length | configuration | dcircuit | selected | monitored | monitored_fields | class_monitored_fields | played | played_fields | comments
und_line_8104101_200860164 |  | AN | node_8104101_200865376 | node_intto1_8104101_200860164 | 247.378 | und_1P_2ALURD_2AL(N) | 8104101 | no | no |  |  | no
und_line_8104101_200860169 |  | AN | node_8104101_200860164 | node_8104101_200860169 | 266.642 | und_1P_2ALURD_2AL(N) | 8104101 | no | no |  |  | no
und_line_8104101_200860176 |  | AN | node_8104101_200860169 | node_8104101_200860176 | 375.73 | und_1P_2ALURD_2AL(N) | 8104101 | no | no |  |  | no
und_line_8104101_200860182 |  | AN | node_8104101_200860176 | node_8104101_200860182 | 249.158 | und_1P_2ALURD_2AL(N) | 8104101 | no | no |  |  | no
und_line_8104101_200860224 |  | AN | node_8104101_200860169 | node_8104101_200860224 | 376.627 | und_1P_2ALURD_2AL(N) | 8104101 | no | no |  |  | no
und_line_8104101_200860229 |  | AN | node_8104101_200860224 | node_8104101_200860229 | 294.064 | und_1P_2ALURD_2AL(N) | 8104101 | no | no |  |  | no
und_line_8104101_200860279 |  | ABCN | node_8104101_200865379 | node_intto1_8104101_200860279 | 171.68 | und_3P_2ALURD_2AL(N) | 8104101 | no | no |  |  | no
und_line_8104101_200860280 |  | ABCN | node_8104101_200865381 | node_intto1_8104101_200860280 | 96.64 | und_3P_2ALURD_2AL(N) | 8104101 | no | no |  |  | no
und_line_8104101_200864717 |  | AN | node_8104101_200864722 | node_intto1_8104101_200864717 | 698.524 | und_1P_2ALURD_2AL(N) | 8104101 | no | no |  |  | no
und_line_8104101_200865069 |  | ABCN | node_8104101_200917580 | node_8104101_200865069 | 183.193 | und_3P_2ALURD_2AL(N) | 8104101 | no | no |  |  | no
und_line_8104101_200865070 |  | AN | node_8104101_200865270 | node_intto1_8104101_200865070 | 739.805 | und_1P_2ALURD_2AL(N) | 8104101 | no | no |  |  | no
und_line_8104101_200986366 |  | AN | node_8104101_200861731 | node_intto1_8104101_200986366 | 81.107 | und_1P_WYECUST | 8104101 | no | no |  |  | no
und_line_8104101_312002332 |  | ABCN | node_8104101_200864858 | node_intto1_8104101_312002332 | 158.105 | und_3P_WYECUST | 8104101 | no | no |  |  | no
und_line_TAP_UG_59602 |  | AN | node_8104101_200860164 | node_1347174_351_15286083_433 | 0.033 | und_TAPWIRE_UG | 8104101 | no | no |  |  | no
und_line_TAP_UG_59603 |  | AN | node_8104101_200860169 | node_1347226_981_15286391_625 | 0.033 | und_TAPWIRE_UG | 8104101 | no | no |  |  | no
und_line_TAP_UG_59604 |  | AN | node_8104101_200860176 | node_1346955_93_15286721_927 | 0.033 | und_TAPWIRE_UG | 8104101 | no | no |  |  | no
und_line_TAP_UG_59605 |  | AN | node_8104101_200860182 | node_1346711_934_15286614_576 | 0.033 | und_TAPWIRE_UG | 8104101 | no | no |  |  | no
und_line_TAP_UG_59613 |  | AN | node_8104101_200860224 | node_1346789_447_15286325_865 | 0.033 | und_TAPWIRE_UG | 8104101 | no | no |  |  | no
und_line_TAP_UG_59614 |  | AN | node_8104101_200860229 | node_1346773_898_15286033_835 | 0.033 | und_TAPWIRE_UG | 8104101 | no | no |  |  | no
und_line_TAP_UG_59621 |  | ABCN | node_8104101_200860279 | node_1346928_981_15285542_331 | 0.033 | und_TAPWIRE_UG | 8104101 | no | no |  |  | no
und_line_TAP_UG_59622 |  | ABCN | node_8104101_200860280 | node_1346771_88_15285487_741 | 0.033 | und_TAPWIRE_UG | 8104101 | no | no |  |  | no
und_line_TAP_UG_59678 |  | AN | node_8104101_200864717 | node_1349869_825_15286612_744 | 0.033 | und_TAPWIRE_UG | 8104101 | no | no |  |  | no
und_line_TAP_UG_59684 |  | AN | node_8104101_200865070 | node_1357194_9_15290419_084 | 0.033 | und_TAPWIRE_UG | 8104101 | no | no |  |  | no
und_line_TAP_UG_63135 |  | AN | node_8104101_200986366 | node_1350707_088_15284967_5 | 0.033 | und_TAPWIRE_UG | 8104101 | no | no |  |  | no
und_line_TAP_UG_1852434 |  | ABCN | node_8104101_312002332 | node_1346649_035_15284462_674 | 0.033 | und_TAPWIRE_UG | 8104101 | no | no |  |  | no

## underground_line_conductor
data_type | static
owner_type | feeder
owner | 8104101
object | underground_line_conductor
name | groupid | outer_diameter | conductor_gmr | conductor_diameter | conductor_resistance | neutral_gmr | neutral_diameter | neutral_resistance | neutral_strands | insulation_relative_permitivitty | shield_gmr | shield_resistance | rating_summer_continuous | rating_summer_emergency | rating_winter_continuous | rating_winter_emergency | dcircuit | selected | comments
und_cond_1P_2ALURD_2AL(N) | [12 empty] | 125 | 125 | 140 | 140 |  | no
und_cond_1P_WYECUST | [12 empty] | 685 | 685 | 685 | 685 |  | no
und_cond_3P_2ALURD_2AL(N) | [12 empty] | 125 | 125 | 140 | 140 |  | no
und_cond_3P_WYECUST | [12 empty] | 685 | 685 | 685 | 685 |  | no
und_cond_TAPWIRE_UG | [12 empty] | 99999999 | 99999999 | 99999999 | 99999999 |  | no