## capacitor
data_type | static
owner_type | feeder
owner | 8104102
object | capacitor
name | groupid | parent | phases | nominal_voltage | pt_phase | phases_connected | switchA | switchB | switchC | control | voltage_set_high | voltage_set_low | VAr_set_high | VAr_set_low | current_set_high | current_set_low | capacitor_A | capacitor_B | capacitor_C | cap_nominal_voltage | time_delay | dwell_time | lockout_time | remote_sense | remote_sense_B | control_level | dcircuit | selected | monitored | monitored_fields | class_monitored_fields | played | played_fields | comments
cap_220369357 |  | node_1341572_806_15265368_397 | AN | 0 |  | AN | CLOSED |  |  | MANUAL | [6 empty] | 100000 |  |  | 7200 | [6 empty] | 8104102 | no | no |  |  | no
cap_220369402 |  | node_1340094_444_15281392_611 | ABCN | 0 |  | ABCN | CLOSED | CLOSED | CLOSED | MANUAL | [6 empty] | 150000 | 150000 | 150000 | 7200 | [6 empty] | 8104102 | no | no |  |  | no
cap_220369421 |  | node_1358792_657_15261407_647 | AN | 0 |  | AN | CLOSED |  |  | MANUAL | [6 empty] | 100000 |  |  | 4800 | [6 empty] | 8104102 | no | no |  |  | no
cap_220369599 |  | node_1335966_71_15276858_866 | ABCN | 0 |  | ABCN | CLOSED | CLOSED | CLOSED | MANUAL | [6 empty] | 100000 | 100000 | 100000 | 7200 | [6 empty] | 8104102 | no | no |  |  | no
cap_220369630 |  | node_1335035_499_15276175_63 | ABCN | 0 |  | ABCN | CLOSED | CLOSED | CLOSED | MANUAL | [6 empty] | 100000 | 100000 | 100000 | 7200 | [6 empty] | 8104102 | no | no |  |  | no
cap_220369633 |  | node_1339148_023_15277943_037 | AN | 0 |  | AN | CLOSED |  |  | MANUAL | [6 empty] | 50000 |  |  | 4800 | [6 empty] | 8104102 | no | no |  |  | no
cap_220593390 |  | node_1326369_745_15277249_984 | AN | 0 |  | AN | CLOSED |  |  | MANUAL | [6 empty] | 100000 |  |  | 7200 | [6 empty] | 8104102 | no | no |  |  | no
cap_220655065 |  | node_1335968_084_15276854_886 | ABCN | 0 |  | ABCN | CLOSED | CLOSED | CLOSED | MANUAL | [6 empty] | 100000 | 100000 | 100000 | 7200 | [6 empty] | 8104102 | no | no |  |  | no
cap_220655424 |  | node_1358032_116_15257026_616 | AN | 0 |  | AN | CLOSED |  |  | MANUAL | [6 empty] | 50000 |  |  | 4800 | [6 empty] | 8104102 | no | no |  |  | no

## feeder
data_type | static
owner_type | feeder
owner | 8104102
object | feeder
name | transmission_bus | ARC | ADR | slack_bus | nom_voltages | num_nodes | num_ohlines | num_uglines | num_transformers | num_generators | num_pvs | num_storages | num_loads | miles | mw | mvar | losses_mw | losses_mvar | comments | use_feeder_load_shape | load_shape_scale | use_feeder_pv_shape | pv_shape_scale | description | restore_time | griddisconnect_scenario_probability | gridconnect_scenario_probability | use_energy_not_served | VOLL | discount_rate | yearly_load_growth_percent | planning_horizon | enable_traditional_project_deferral | lifetime_of_investment_years | start_year | base_year | year_the_investment_is_committed | revenue_requirement_scaling_factor | discount_rate | inflation_rate_for_investment | traditional_project_invested_capital | periodicity_of_investment_in_years | priority | maximum_total_investment_cost | DER_portfolio_NPV | DER_portfolio_BC_ratio | total_system_energy_avoided_cost_NPV | total_system_capacity_avoided_cost_NPV | total_system_ancillary_services_avoided_cost_NPV | total_system_CO2_avoided_cost_NPV | total_system_loss_of_load_avoided_cost_NPV | total_system_distribution_capacity_avoided_cost_NPV | total_system_investment_and_operational_cost_NPV | feeder_solar_pv_operating_cost_USdollarperkWh | feeder_energy_storage_operating_cost_USdollarperkWh | feeder_distributed_generator_operating_cost_USdollarperkWh | feeder_distributed_generator_CO2_cost_USdollarperkWh | feeder_demand_response_operating_cost_USdollarperkWh | feeder_solar_pv_investment_cost_USdollarperkW | feeder_energy_storage_investment_cost_USdollarperkW | feeder_distributed_generator_investment_cost_USdollarperkW | feeder_demand_response_investment_cost_USdollarperkW
8104102 |  | ts_slack | none | node_SOURCE_8104102 | 2771.281,7199.558 | 2391 | 2038 | 207 | 2 | 0 | 0 | 0 | 738 | 60.883 | 16.548 | 7.049 | 0 | 0 |  | 0 | 0 | 1 | 0 |  | 0 | 0 | 0 | 0 | 0 | 0 | 0 | 0 | 0 | 0 | 0 | 0 | 0 | 0 | 0 | 0 | 0 | 0 | 0 | 999999999 | 0 | 0 | 0 | 0 | 0 | 0 | 0 | 0 | 0 | 0 | 0 | 0 | 0 | 0 | 0 | 0 | 0 | 0

## fuse
data_type | static
owner_type | feeder
owner | 8104102
object | fuse
name | groupid | phases | fr | to | phase_A_status | phase_B_status | phase_C_status | repair_dist_type | current_limit | mean_replacement_time | status | dcircuit | selected | monitored | monitored_fields | class_monitored_fields | played | played_fields | comments
fuse_220386267 |  | AN | node_intto1_8104102_200865689 | node_8104102_200865689 | GOOD | GOOD | GOOD |  | 65 |  |  | 8104102 | no | no |  |  | no
fuse_220386278 |  | AN | node_intto1_8104102_200862055 | node_8104102_200862055 | GOOD | GOOD | GOOD |  | 100 |  |  | 8104102 | no | no |  |  | no
fuse_220386279 |  | AN | node_intto1_8104102_201027517 | node_8104102_201027517 | GOOD | GOOD | GOOD |  | 60 |  |  | 8104102 | no | no |  |  | no
fuse_220386302 |  | AD | node_intto1_8104102_200861281 | node_8104102_200861281 | GOOD | GOOD | GOOD |  | 50 |  |  | 8104102 | no | no |  |  | no
fuse_220386319 |  | AN | node_intto1_8104102_201027526 | node_8104102_201027526 | GOOD | GOOD | GOOD |  | 25 |  |  | 8104102 | no | no |  |  | no
fuse_220386321 |  | AD | node_intto1_8104102_200861267 | node_8104102_200861267 | GOOD | GOOD | GOOD |  | 300 |  |  | 8104102 | no | no |  |  | no
fuse_220386327 |  | AN | node_intto1_8104102_201027794 | node_8104102_201027794 | GOOD | GOOD | GOOD |  | 40 |  |  | 8104102 | no | no |  |  | no
fuse_220386357 |  | AN | node_intto1_8104102_201027795 | node_8104102_201027795 | GOOD | GOOD | GOOD |  | 60 |  |  | 8104102 | no | no |  |  | no
fuse_220386359 |  | AD | node_intto1_8104102_200863367 | node_8104102_200863367 | GOOD | GOOD | GOOD |  | 40 |  |  | 8104102 | no | no |  |  | no
fuse_220386365 |  | AN | node_intto1_8104102_200866168 | node_8104102_200866168 | GOOD | GOOD | GOOD |  | 50 |  |  | 8104102 | no | no |  |  | no
fuse_220386393 |  | AN | node_intto1_8104102_201027527 | node_8104102_201027527 | GOOD | GOOD | GOOD |  | 30 |  |  | 8104102 | no | no |  |  | no
fuse_220386394 |  | AN | node_intto1_8104102_200862740 | node_8104102_200862740 | GOOD | GOOD | GOOD |  | 60 |  |  | 8104102 | no | no |  |  | no
fuse_220386530 |  | AN | node_intto1_8104102_201027525 | node_8104102_201027525 | GOOD | GOOD | GOOD |  | 25 |  |  | 8104102 | no | no |  |  | no
fuse_220386532 |  | AD | node_intto1_8104102_200866243 | node_8104102_200866243 | GOOD | GOOD | GOOD |  | 40 |  |  | 8104102 | no | no |  |  | no
fuse_220386555 |  | AD | node_intto1_8104102_200867223 | node_8104102_200867223 | GOOD | GOOD | GOOD |  | 50 |  |  | 8104102 | no | no |  |  | no
fuse_220386559 |  | AD | node_intto1_8104102_200863226 | node_8104102_200863226 | GOOD | GOOD | GOOD |  | 50 |  |  | 8104102 | no | no |  |  | no
fuse_220386679 |  | AD | node_intto1_8104102_200864337 | node_8104102_200864337 | GOOD | GOOD | GOOD |  | 60 |  |  | 8104102 | no | no |  |  | no
fuse_220386684 |  | AN | node_intto1_8104102_200861828 | node_8104102_200861828 | GOOD | GOOD | GOOD |  | 300 |  |  | 8104102 | no | no |  |  | no
fuse_220386685 |  | AN | node_intto1_8104102_200866056 | node_8104102_200866056 | GOOD | GOOD | GOOD |  | 85 |  |  | 8104102 | no | no |  |  | no
fuse_220386686 |  | AN | node_intto1_8104102_200861014 | node_8104102_200861014 | GOOD | GOOD | GOOD |  | 100 |  |  | 8104102 | no | no |  |  | no
fuse_220386687 |  | AN | node_intto1_8104102_200864901 | node_8104102_200864901 | GOOD | GOOD | GOOD |  | 60 |  |  | 8104102 | no | no |  |  | no
fuse_220386688 |  | AN | node_intto1_8104102_201027784 | node_8104102_201027784 | GOOD | GOOD | GOOD |  | 30 |  |  | 8104102 | no | no |  |  | no
fuse_220386719 |  | AN | node_intto1_8104102_201028066 | node_8104102_201028066 | GOOD | GOOD | GOOD |  | 50 |  |  | 8104102 | no | no |  |  | no
fuse_220386736 |  | AN | node_intto1_8104102_200864346 | node_8104102_200864346 | GOOD | GOOD | GOOD |  | 75 |  |  | 8104102 | no | no |  |  | no
fuse_220386747 |  | AN | node_intto1_8104102_200865684 | node_8104102_200865684 | GOOD | GOOD | GOOD |  | 100 |  |  | 8104102 | no | no |  |  | no
fuse_220386748 |  | AN | node_intto1_8104102_200865685 | node_8104102_200865685 | GOOD | GOOD | GOOD |  | 100 |  |  | 8104102 | no | no |  |  | no
fuse_220386749 |  | AN | node_intto1_8104102_200865599 | node_8104102_200865599 | GOOD | GOOD | GOOD |  | 65 |  |  | 8104102 | no | no |  |  | no
fuse_220386750 |  | AN | node_intto1_8104102_200865557 | node_8104102_200865557 | GOOD | GOOD | GOOD |  | 100 |  |  | 8104102 | no | no |  |  | no
fuse_220386751 |  | ABCN | node_intto1_8104102_200865547 | node_8104102_200865547 | GOOD | GOOD | GOOD |  | 100 |  |  | 8104102 | no | no |  |  | no
fuse_220386752 |  | AN | node_intto1_8104102_200863406 | node_8104102_200863406 | GOOD | GOOD | GOOD |  | 85 |  |  | 8104102 | no | no |  |  | no
fuse_220386754 |  | AN | node_intto1_8104102_201027523 | node_8104102_201027523 | GOOD | GOOD | GOOD |  | 50 |  |  | 8104102 | no | no |  |  | no
fuse_220386786 |  | AN | node_intto1_8104102_200862611 | node_8104102_200862611 | GOOD | GOOD | GOOD |  | 75 |  |  | 8104102 | no | no |  |  | no
fuse_220386787 |  | AN | node_intto1_8104102_200866265 | node_8104102_200866265 | GOOD | GOOD | GOOD |  | 75 |  |  | 8104102 | no | no |  |  | no
fuse_220386790 |  | AN | node_intto1_8104102_200861092 | node_8104102_200861092 | GOOD | GOOD | GOOD |  | 100 |  |  | 8104102 | no | no |  |  | no
fuse_220386792 |  | ABCN | node_intto1_8104102_200865542 | node_8104102_200865542 | GOOD | GOOD | GOOD |  | 140 |  |  | 8104102 | no | no |  |  | no
fuse_220386793 |  | AN | node_intto1_8104102_201028120 | node_8104102_201028120 | GOOD | GOOD | GOOD |  | 100 |  |  | 8104102 | no | no |  |  | no
fuse_220386806 |  | AN | node_intto1_8104102_200865009 | node_8104102_200865009 | GOOD | GOOD | GOOD |  | 50 |  |  | 8104102 | no | no |  |  | no
fuse_220386808 |  | ABCN | node_intto1_8104102_201027505 | node_8104102_201027505 | GOOD | GOOD | GOOD |  | 65 |  |  | 8104102 | no | no |  |  | no
fuse_220386816 |  | AD | node_intto1_8104102_200898582 | node_8104102_200898582 | GOOD | GOOD | GOOD |  | 25 |  |  | 8104102 | no | no |  |  | no
fuse_220386818 |  | ABCN | node_intto1_8104102_200898518 | node_8104102_200898518 | GOOD | GOOD | GOOD |  | 140 |  |  | 8104102 | no | no |  |  | no
fuse_220386819 |  | ABCN | node_intto1_8104102_200895920 | node_8104102_200895920 | GOOD | GOOD | GOOD |  | 300 |  |  | 8104102 | no | no |  |  | no
fuse_220386820 |  | ABCN | node_intto1_8104102_200899005 | node_8104102_200899005 | GOOD | GOOD | GOOD |  | 300 |  |  | 8104102 | no | no |  |  | no
fuse_220386821 |  | ABCN | node_intto1_8104102_311894084 | node_8104102_311894084 | GOOD | GOOD | GOOD |  | 140 |  |  | 8104102 | no | no |  |  | no
fuse_220386822 |  | ABCN | node_intto1_8104102_200898492 | node_8104102_200898492 | GOOD | GOOD | GOOD |  | 200 |  |  | 8104102 | no | no |  |  | no
fuse_220386832 |  | ABN | node_intto1_8104102_200898774 | node_8104102_200898774 | GOOD | GOOD | GOOD |  | 80 |  |  | 8104102 | no | no |  |  | no
fuse_220386833 |  | AN | node_intto1_8104102_200898890 | node_8104102_200898890 | GOOD | GOOD | GOOD |  | 100 |  |  | 8104102 | no | no |  |  | no
fuse_220386834 |  | ABN | node_intto1_8104102_200896801 | node_8104102_200896801 | GOOD | GOOD | GOOD |  | 75 |  |  | 8104102 | no | no |  |  | no
fuse_220386839 |  | AN | node_intto1_8104102_200894103 | node_8104102_200894103 | GOOD | GOOD | GOOD |  | 80 |  |  | 8104102 | no | no |  |  | no
fuse_220386840 |  | AN | node_intto1_8104102_201027708 | node_8104102_201027708 | GOOD | GOOD | GOOD |  | 80 |  |  | 8104102 | no | no |  |  | no
fuse_220386843 |  | AN | node_intto1_8104102_200898080 | node_8104102_200898080 | GOOD | GOOD | GOOD |  | 50 |  |  | 8104102 | no | no |  |  | no
fuse_220386849 |  | AN | node_intto1_8104102_200898119 | node_8104102_200898119 | GOOD | GOOD | GOOD |  | 50 |  |  | 8104102 | no | no |  |  | no
fuse_220386851 |  | AN | node_intto1_8104102_200898093 | node_8104102_200898093 | GOOD | GOOD | GOOD |  | 140 |  |  | 8104102 | no | no |  |  | no
fuse_220386861 |  | AN | node_intto1_8104102_200894335 | node_8104102_200894335 | GOOD | GOOD | GOOD |  | 65 |  |  | 8104102 | no | no |  |  | no
fuse_220386862 |  | ABCN | node_intto1_8104102_201027745 | node_8104102_201027745 | GOOD | GOOD | GOOD |  | 100 |  |  | 8104102 | no | no |  |  | no
fuse_220386863 |  | ABCD | node_intto1_8104102_200898426 | node_8104102_200898426 | GOOD | GOOD | GOOD |  | 10 |  |  | 8104102 | no | no |  |  | no
fuse_220386864 |  | ABCN | node_intto1_8104102_200898412 | node_8104102_200898412 | GOOD | GOOD | GOOD |  | 140 |  |  | 8104102 | no | no |  |  | no
fuse_220386868 |  | AN | node_intto1_8104102_200894207 | node_8104102_200894207 | GOOD | GOOD | GOOD |  | 65 |  |  | 8104102 | no | no |  |  | no
fuse_220386870 |  | ABN | node_intto1_8104102_200898363 | node_8104102_200898363 | GOOD | GOOD | GOOD |  | 300 |  |  | 8104102 | no | no |  |  | no
fuse_220386872 |  | ABN | node_intto1_8104102_200896547 | node_8104102_200896547 | GOOD | GOOD | GOOD |  | 65 |  |  | 8104102 | no | no |  |  | no
fuse_220386878 |  | AN | node_intto1_8104102_200898442 | node_8104102_200898442 | GOOD | GOOD | GOOD |  | 50 |  |  | 8104102 | no | no |  |  | no
fuse_220386879 |  | ABCN | node_intto1_8104102_201027783 | node_8104102_201027783 | GOOD | GOOD | GOOD |  | 10 |  |  | 8104102 | no | no |  |  | no
fuse_220386915 |  | AN | node_intto1_8104102_200899220 | node_8104102_200899220 | GOOD | GOOD | GOOD |  | 100 |  |  | 8104102 | no | no |  |  | no
fuse_220386923 |  | AN | node_intto1_220386923 | node_220386923 | GOOD | GOOD | GOOD |  | 40 |  |  | 8104102 | no | no |  |  | no
fuse_220386980 |  | AN | node_intto1_8104102_200895949 | node_8104102_200895949 | GOOD | GOOD | GOOD |  | 65 |  |  | 8104102 | no | no |  |  | no
fuse_220386981 |  | AN | node_intto1_8104102_201027519 | node_8104102_201027519 | GOOD | GOOD | GOOD |  | 30 |  |  | 8104102 | no | no |  |  | no
fuse_220386982 |  | ABCN | node_intto1_8104102_200898360 | node_8104102_200898360 | GOOD | GOOD | GOOD |  | 140 |  |  | 8104102 | no | no |  |  | no
fuse_220387004 |  | AN | node_intto1_8104102_200895504 | node_8104102_200895504 | GOOD | GOOD | GOOD |  | 50 |  |  | 8104102 | no | no |  |  | no
fuse_220387010 |  | ABN | node_intto1_8104102_200895530 | node_8104102_200895530 | GOOD | GOOD | GOOD |  | 80 |  |  | 8104102 | no | no |  |  | no
fuse_220387012 |  | AN | node_intto1_8104102_200895514 | node_8104102_200895514 | GOOD | GOOD | GOOD |  | 25 |  |  | 8104102 | no | no |  |  | no
fuse_220387014 |  | AN | node_intto1_8104102_200894033 | node_8104102_200894033 | GOOD | GOOD | GOOD |  | 40 |  |  | 8104102 | no | no |  |  | no
fuse_220387015 |  | ABN | node_intto1_8104102_200898333 | node_8104102_200898333 | GOOD | GOOD | GOOD |  | 65 |  |  | 8104102 | no | no |  |  | no
fuse_220387016 |  | AN | node_intto1_8104102_311894879 | node_8104102_311894879 | GOOD | GOOD | GOOD |  | 50 |  |  | 8104102 | no | no |  |  | no
fuse_220387021 |  | AN | node_intto1_8104102_200895525 | node_8104102_200895525 | GOOD | GOOD | GOOD |  | 20 |  |  | 8104102 | no | no |  |  | no
fuse_220387024 |  | AN | node_intto1_8104102_200897479 | node_8104102_200897479 | GOOD | GOOD | GOOD |  | 65 |  |  | 8104102 | no | no |  |  | no
fuse_220387056 |  | AN | node_intto1_8104102_200896437 | node_8104102_200896437 | GOOD | GOOD | GOOD |  | 50 |  |  | 8104102 | no | no |  |  | no
fuse_220387065 |  | ABN | node_intto1_8104102_200896413 | node_8104102_200896413 | GOOD | GOOD | GOOD |  | 65 |  |  | 8104102 | no | no |  |  | no
fuse_220387066 |  | ABCN | node_intto1_8104102_200896405 | node_8104102_200896405 | GOOD | GOOD | GOOD |  | 100 |  |  | 8104102 | no | no |  |  | no
fuse_220387067 |  | ABCN | node_intto1_8104102_200896397 | node_8104102_200896397 | GOOD | GOOD | GOOD |  | 140 |  |  | 8104102 | no | no |  |  | no
fuse_220387073 |  | AN | node_intto1_8104102_200896888 | node_8104102_200896888 | GOOD | GOOD | GOOD |  | 65 |  |  | 8104102 | no | no |  |  | no
fuse_220387075 |  | AN | node_intto1_8104102_200896918 | node_8104102_200896918 | GOOD | GOOD | GOOD |  | 65 |  |  | 8104102 | no | no |  |  | no
fuse_220540081 |  | AN | node_intto1_8104102_200977389 | node_8104102_200977389 | GOOD | GOOD | GOOD |  | 40 |  |  | 8104102 | no | no |  |  | no
fuse_220547663 |  | AN | node_intto1_8104102_200983592 | node_8104102_200983592 | GOOD | GOOD | GOOD |  | 30 |  |  | 8104102 | no | no |  |  | no
fuse_220558405 |  | AN | node_intto1_8104102_201004022 | node_8104102_201004022 | GOOD | GOOD | GOOD |  | 30 |  |  | 8104102 | no | no |  |  | no
fuse_220575183 |  | AN | node_intto1_8104102_201009930 | node_8104102_201009930 | GOOD | GOOD | GOOD |  | 25 |  |  | 8104102 | no | no |  |  | no
fuse_220616416 |  | ABCN | node_intto1_8104102_200896401 | node_8104102_200896401 | GOOD | GOOD | GOOD |  | 100 |  |  | 8104102 | no | no |  |  | no
fuse_220627727 |  | ABCN | node_intto1_8104102_200899008 | node_8104102_200899008 | GOOD | GOOD | GOOD |  | 100 |  |  | 8104102 | no | no |  |  | no
fuse_220627737 |  | ABCN | node_intto1_8104102_200896398 | node_8104102_200896398 | GOOD | GOOD | GOOD |  | 140 |  |  | 8104102 | no | no |  |  | no
fuse_220627745 |  | AD | node_intto1_8104102_200898473 | node_8104102_200898473 | GOOD | GOOD | GOOD |  | 40 |  |  | 8104102 | no | no |  |  | no
fuse_220627748 |  | AN | node_intto1_8104102_200896297 | node_8104102_200896297 | GOOD | GOOD | GOOD |  | 100 |  |  | 8104102 | no | no |  |  | no
fuse_220627749 |  | AN | node_intto1_220627749 | node_220627749 | GOOD | GOOD | GOOD |  | 50 |  |  | 8104102 | no | no |  |  | no
fuse_220627804 |  | AN | node_intto1_8104102_200895937 | node_8104102_200895937 | GOOD | GOOD | GOOD |  | 100 |  |  | 8104102 | no | no |  |  | no
fuse_220628456 |  | AN | node_intto1_8104102_201051493 | node_8104102_201051493 | GOOD | GOOD | GOOD |  | 100 |  |  | 8104102 | no | no |  |  | no
fuse_310004075 |  | ABCN | node_intto1_8104102_310003924 | node_8104102_310003924 | GOOD | GOOD | GOOD |  | 20 |  |  | 8104102 | no | no |  |  | no
fuse_310052710 |  | AD | node_intto1_8104102_200861233 | node_8104102_200861233 | GOOD | GOOD | GOOD |  | 65 |  |  | 8104102 | no | no |  |  | no
fuse_310052721 |  | AD | node_intto1_8104102_200864686 | node_8104102_200864686 | GOOD | GOOD | GOOD |  | 65 |  |  | 8104102 | no | no |  |  | no
fuse_311846118 |  | AN | node_intto1_8104102_201027791 | node_8104102_201027791 | GOOD | GOOD | GOOD |  | 40 |  |  | 8104102 | no | no |  |  | no
fuse_311846120 |  | AN | node_intto1_311846120 | node_311846120 | GOOD | GOOD | GOOD |  | 100 |  |  | 8104102 | no | no |  |  | no
fuse_311846121 |  | AD | node_intto1_8104102_200867209 | node_8104102_200867209 | GOOD | GOOD | GOOD |  | 100 |  |  | 8104102 | no | no |  |  | no
fuse_311891584 |  | AN | node_intto1_8104102_311891583 | node_8104102_311891583 | GOOD | GOOD | GOOD |  | 15 |  |  | 8104102 | no | no |  |  | no
fuse_311911880 |  | ABCN | node_intto1_8104102_311912230 | node_8104102_311912230 | GOOD | GOOD | GOOD |  | 300 |  |  | 8104102 | no | no |  |  | no
fuse_311929009 |  | AN | node_intto1_8104102_311929008 | node_8104102_311929008 | GOOD | GOOD | GOOD |  | 15 |  |  | 8104102 | no | no |  |  | no
fuse_311934816 |  | AN | node_intto1_8104102_311934813 | node_8104102_311934813 | GOOD | GOOD | GOOD |  | 10 |  |  | 8104102 | no | no |  |  | no
fuse_312009211 |  | AN | node_intto1_8104102_312009209 | node_8104102_312009209 | GOOD | GOOD | GOOD |  | 10 |  |  | 8104102 | no | no |  |  | no
fuse_312029920 |  | AN | node_intto1_8104102_200864935 | node_8104102_200864935 | GOOD | GOOD | GOOD |  | 65 |  |  | 8104102 | no | no |  |  | no
fuse_312038461 |  | AN | node_intto1_8104102_200865029 | node_8104102_200865029 | GOOD | GOOD | GOOD |  | 80 |  |  | 8104102 | no | no |  |  | no
fuse_312056530 |  | AN | node_intto1_8104102_312156463 | node_8104102_312156463 | GOOD | GOOD | GOOD |  | 65 |  |  | 8104102 | no | no |  |  | no
fuse_312062025 |  | AN | node_intto1_8104102_200865583 | node_8104102_200865583 | GOOD | GOOD | GOOD |  | 140 |  |  | 8104102 | no | no |  |  | no
fuse_312081415 |  | ABCN | node_intto1_8104102_200864911 | node_8104102_200864911 | GOOD | GOOD | GOOD |  | 100 |  |  | 8104102 | no | no |  |  | no
fuse_312122102 |  | ABCN | node_intto1_8104102_200865546 | node_8104102_200865546 | GOOD | GOOD | GOOD |  | 100 |  |  | 8104102 | no | no |  |  | no

## line_configuration
data_type | static
owner_type | feeder
owner | 8104102
object | line_configuration
name | groupid | conductor_A | conductor_B | conductor_C | conductor_N | spacing | z11 | z12 | z13 | z21 | z22 | z23 | z31 | z32 | z33 | c11 | c12 | c13 | c21 | c22 | c23 | c31 | c32 | c33 | dcircuit | selected | comments
bal_1P_1/0AA |  | oh_cond_1/0_AAAC | oh_cond_1/0_AAAC | oh_cond_1/0_AAAC |  |  | 0.972+1.499j | 0.095+0.781j | 0.095+0.781j | 0.095+0.781j | 0.972+1.499j | 0.095+0.781j | 0.095+0.781j | 0.095+0.781j | 0.972+1.499j | 12.796 | -3.172 | -3.172 | -3.172 | 12.796 | -3.172 | -3.172 | -3.172 | 12.796 |  | no
bal_1P_1/0AA_1/0AA(N) |  | oh_cond_1/0_AAAC | oh_cond_1/0_AAAC | oh_cond_1/0_AAAC | oh_cond_1/0_AAAC |  | 1.078+1.186j | 0.201+0.467j | 0.201+0.467j | 0.201+0.467j | 1.078+1.186j | 0.201+0.467j | 0.201+0.467j | 0.201+0.467j | 1.078+1.186j | 13.243 | -2.726 | -2.726 | -2.726 | 13.243 | -2.726 | -2.726 | -2.726 | 13.243 |  | no
bal_1P_1/0AA_4/0AC(N) |  | oh_cond_1/0_AAAC | oh_cond_1/0_AAAC | oh_cond_1/0_AAAC | oh_cond_4/0_ACSR |  | 1.012+1.121j | 0.136+0.403j | 0.136+0.403j | 0.136+0.403j | 1.012+1.121j | 0.136+0.403j | 0.136+0.403j | 0.136+0.403j | 1.012+1.121j | 13.267 | -2.702 | -2.702 | -2.702 | 13.267 | -2.702 | -2.702 | -2.702 | 13.267 |  | no
bal_1P_1/0AA_4/0AL(N) |  | oh_cond_1/0_AAAC | oh_cond_1/0_AAAC | oh_cond_1/0_AAAC | oh_cond_4/0_AL |  | 1.011+1.123j | 0.134+0.404j | 0.134+0.404j | 0.134+0.404j | 1.011+1.123j | 0.134+0.404j | 0.134+0.404j | 0.134+0.404j | 1.011+1.123j | 13.261 | -2.707 | -2.707 | -2.707 | 13.261 | -2.707 | -2.707 | -2.707 | 13.261 |  | no
bal_1P_1/0AC |  | oh_cond_1/0_ACSR | oh_cond_1/0_ACSR | oh_cond_1/0_ACSR |  |  | 0.983+1.218j | 0.095+0.781j | 0.095+0.781j | 0.095+0.781j | 0.983+1.218j | 0.095+0.781j | 0.095+0.781j | 0.095+0.781j | 0.983+1.218j | 12.796 | -3.172 | -3.172 | -3.172 | 12.796 | -3.172 | -3.172 | -3.172 | 12.796 |  | no
bal_1P_1/0AC_1/0AA(N) |  | oh_cond_1/0_ACSR | oh_cond_1/0_ACSR | oh_cond_1/0_ACSR | oh_cond_1/0_AAAC |  | 1.089+1.184j | 0.201+0.467j | 0.201+0.467j | 0.201+0.467j | 1.089+1.184j | 0.201+0.467j | 0.201+0.467j | 0.201+0.467j | 1.089+1.184j | 13.243 | -2.726 | -2.726 | -2.726 | 13.243 | -2.726 | -2.726 | -2.726 | 13.243 |  | no
bal_1P_1/0AC_1/0AC(N) |  | oh_cond_1/0_ACSR | oh_cond_1/0_ACSR | oh_cond_1/0_ACSR | oh_cond_1/0_ACSR |  | 1.091+1.185j | 0.203+0.469j | 0.203+0.469j | 0.203+0.469j | 1.091+1.185j | 0.203+0.469j | 0.203+0.469j | 0.203+0.469j | 1.091+1.185j | 13.243 | -2.726 | -2.726 | -2.726 | 13.243 | -2.726 | -2.726 | -2.726 | 13.243 |  | no
bal_1P_1/0AC_2/0CU(N) |  | oh_cond_1/0_ACSR | oh_cond_1/0_ACSR | oh_cond_1/0_ACSR | oh_cond_2/0_CU |  | 1.019+1.125j | 0.131+0.409j | 0.131+0.409j | 0.131+0.409j | 1.019+1.125j | 0.131+0.409j | 0.131+0.409j | 0.131+0.409j | 1.019+1.125j | 13.245 | -2.723 | -2.723 | -2.723 | 13.245 | -2.723 | -2.723 | -2.723 | 13.245 |  | no
bal_1P_1/0AC_2CU(N) |  | oh_cond_1/0_ACSR | oh_cond_1/0_ACSR | oh_cond_1/0_ACSR | oh_cond_2_CU |  | 1.084+1.187j | 0.196+0.471j | 0.196+0.471j | 0.196+0.471j | 1.084+1.187j | 0.196+0.471j | 0.196+0.471j | 0.196+0.471j | 1.084+1.187j | 13.223 | -2.745 | -2.745 | -2.745 | 13.223 | -2.745 | -2.745 | -2.745 | 13.223 |  | no
bal_1P_1/0AC_4/0AC(N) |  | oh_cond_1/0_ACSR | oh_cond_1/0_ACSR | oh_cond_1/0_ACSR | oh_cond_4/0_ACSR |  | 1.024+1.119j | 0.136+0.403j | 0.136+0.403j | 0.136+0.403j | 1.024+1.119j | 0.136+0.403j | 0.136+0.403j | 0.136+0.403j | 1.024+1.119j | 13.267 | -2.702 | -2.702 | -2.702 | 13.267 | -2.702 | -2.702 | -2.702 | 13.267 |  | no
bal_1P_1/0AC_4/0AL(N) |  | oh_cond_1/0_ACSR | oh_cond_1/0_ACSR | oh_cond_1/0_ACSR | oh_cond_4/0_AL |  | 1.022+1.12j | 0.134+0.404j | 0.134+0.404j | 0.134+0.404j | 1.022+1.12j | 0.134+0.404j | 0.134+0.404j | 0.134+0.404j | 1.022+1.12j | 13.261 | -2.707 | -2.707 | -2.707 | 13.261 | -2.707 | -2.707 | -2.707 | 13.261 |  | no
bal_1P_1/0AC_4CU(N) |  | oh_cond_1/0_ACSR | oh_cond_1/0_ACSR | oh_cond_1/0_ACSR | oh_cond_4_CU |  | 1.117+1.258j | 0.229+0.541j | 0.229+0.541j | 0.229+0.541j | 1.117+1.258j | 0.229+0.541j | 0.229+0.541j | 0.229+0.541j | 1.117+1.258j | 13.21 | -2.758 | -2.758 | -2.758 | 13.21 | -2.758 | -2.758 | -2.758 | 13.21 |  | no
bal_1P_2AC |  | oh_cond_2_ACSR | oh_cond_2_ACSR | oh_cond_2_ACSR |  |  | 1.505+1.527j | 0.095+0.781j | 0.095+0.781j | 0.095+0.781j | 1.505+1.527j | 0.095+0.781j | 0.095+0.781j | 0.095+0.781j | 1.505+1.527j | 12.393 | -3.017 | -3.017 | -3.017 | 12.393 | -3.017 | -3.017 | -3.017 | 12.393 |  | no
bal_1P_2AC_2/0CU(N) |  | oh_cond_2_ACSR | oh_cond_2_ACSR | oh_cond_2_ACSR | oh_cond_2/0_CU |  | 1.541+1.155j | 0.131+0.409j | 0.131+0.409j | 0.131+0.409j | 1.541+1.155j | 0.131+0.409j | 0.131+0.409j | 0.131+0.409j | 1.541+1.155j | 12.828 | -2.582 | -2.582 | -2.582 | 12.828 | -2.582 | -2.582 | -2.582 | 12.828 |  | no
bal_1P_2AC_2AC(N) |  | oh_cond_2_ACSR | oh_cond_2_ACSR | oh_cond_2_ACSR | oh_cond_2_ACSR |  | 1.645+1.289j | 0.235+0.543j | 0.235+0.543j | 0.235+0.543j | 1.645+1.289j | 0.235+0.543j | 0.235+0.543j | 0.235+0.543j | 1.645+1.289j | 12.813 | -2.597 | -2.597 | -2.597 | 12.813 | -2.597 | -2.597 | -2.597 | 12.813 |  | no
bal_1P_2AC_4/0AL(N) |  | oh_cond_2_ACSR | oh_cond_2_ACSR | oh_cond_2_ACSR | oh_cond_4/0_AL |  | 1.544+1.151j | 0.134+0.404j | 0.134+0.404j | 0.134+0.404j | 1.544+1.151j | 0.134+0.404j | 0.134+0.404j | 0.134+0.404j | 1.544+1.151j | 12.844 | -2.567 | -2.567 | -2.567 | 12.844 | -2.567 | -2.567 | -2.567 | 12.844 |  | no
bal_1P_2CU_1/0AC(N) |  | oh_cond_2_CU | oh_cond_2_CU | oh_cond_2_CU | oh_cond_1/0_ACSR |  | 1.076+1.225j | 0.203+0.469j | 0.203+0.469j | 0.203+0.469j | 1.076+1.225j | 0.203+0.469j | 0.203+0.469j | 0.203+0.469j | 1.076+1.225j | 12.617 | -2.515 | -2.515 | -2.515 | 12.617 | -2.515 | -2.515 | -2.515 | 12.617 |  | no
bal_1P_3-104CW_3-104CW(N) |  | oh_cond_3_#104_CWD | oh_cond_3_#104_CWD | oh_cond_3_#104_CWD | oh_cond_3_#104_CWD |  | 6.123+1.603j | 0.178+0.734j | 0.178+0.734j | 0.178+0.734j | 6.123+1.603j | 0.178+0.734j | 0.178+0.734j | 0.178+0.734j | 6.123+1.603j | 12.096 | -2.386 | -2.386 | -2.386 | 12.096 | -2.386 | -2.386 | -2.386 | 12.096 |  | no
bal_1P_4/0AC_4/0AC(N) |  | oh_cond_4/0_ACSR | oh_cond_4/0_ACSR | oh_cond_4/0_ACSR | oh_cond_4/0_ACSR |  | 0.581+1.079j | 0.136+0.403j | 0.136+0.403j | 0.136+0.403j | 0.581+1.079j | 0.136+0.403j | 0.136+0.403j | 0.136+0.403j | 0.581+1.079j | 14.052 | -2.971 | -2.971 | -2.971 | 14.052 | -2.971 | -2.971 | -2.971 | 14.052 |  | no
bal_1P_4/0AL_4/0AL(N) |  | oh_cond_4/0_AL | oh_cond_4/0_AL | oh_cond_4/0_AL | oh_cond_4/0_AL |  | 0.576+1.089j | 0.134+0.404j | 0.134+0.404j | 0.134+0.404j | 0.576+1.089j | 0.134+0.404j | 0.134+0.404j | 0.134+0.404j | 0.576+1.089j | 13.867 | -2.914 | -2.914 | -2.914 | 13.867 | -2.914 | -2.914 | -2.914 | 13.867 |  | no
bal_1P_4ACW_4ACW(N) |  | oh_cond_4A_CWD | oh_cond_4A_CWD | oh_cond_4A_CWD | oh_cond_4A_CWD |  | 1.622+1.345j | 0.227+0.543j | 0.227+0.543j | 0.227+0.543j | 1.622+1.345j | 0.227+0.543j | 0.227+0.543j | 0.227+0.543j | 1.622+1.345j | 12.585 | -2.529 | -2.529 | -2.529 | 12.585 | -2.529 | -2.529 | -2.529 | 12.585 |  | no
bal_1P_4AC_4AC(N) |  | oh_cond_4_ACSR | oh_cond_4_ACSR | oh_cond_4_ACSR | oh_cond_4_ACSR |  | 2.477+1.399j | 0.237+0.624j | 0.237+0.624j | 0.237+0.624j | 2.477+1.399j | 0.237+0.624j | 0.237+0.624j | 0.237+0.624j | 2.477+1.399j | 12.299 | -2.445 | -2.445 | -2.445 | 12.299 | -2.445 | -2.445 | -2.445 | 12.299 |  | no
bal_1P_4CU_1/0AC(N) |  | oh_cond_4_CU | oh_cond_4_CU | oh_cond_4_CU | oh_cond_1/0_ACSR |  | 1.591+1.253j | 0.203+0.469j | 0.203+0.469j | 0.203+0.469j | 1.591+1.253j | 0.203+0.469j | 0.203+0.469j | 0.203+0.469j | 1.591+1.253j | 12.19 | -2.374 | -2.374 | -2.374 | 12.19 | -2.374 | -2.374 | -2.374 | 12.19 |  | no
bal_1P_4CU_2CU(N) |  | oh_cond_4_CU | oh_cond_4_CU | oh_cond_4_CU | oh_cond_2_CU |  | 1.584+1.255j | 0.196+0.471j | 0.196+0.471j | 0.196+0.471j | 1.584+1.255j | 0.196+0.471j | 0.196+0.471j | 0.196+0.471j | 1.584+1.255j | 12.172 | -2.392 | -2.392 | -2.392 | 12.172 | -2.392 | -2.392 | -2.392 | 12.172 |  | no
bal_1P_4CU_4/0AL |  | oh_cond_4_CU | oh_cond_4_CU | oh_cond_4_CU | oh_cond_4/0_AL |  | 1.522+1.188j | 0.134+0.404j | 0.134+0.404j | 0.134+0.404j | 1.522+1.188j | 0.134+0.404j | 0.134+0.404j | 0.134+0.404j | 1.522+1.188j | 12.207 | -2.357 | -2.357 | -2.357 | 12.207 | -2.357 | -2.357 | -2.357 | 12.207 |  | no
bal_1P_4CU_4CU(N) |  | oh_cond_4_CU | oh_cond_4_CU | oh_cond_4_CU | oh_cond_4_CU |  | 1.617+1.325j | 0.229+0.541j | 0.229+0.541j | 0.229+0.541j | 1.617+1.325j | 0.229+0.541j | 0.229+0.541j | 0.229+0.541j | 1.617+1.325j | 12.16 | -2.404 | -2.404 | -2.404 | 12.16 | -2.404 | -2.404 | -2.404 | 12.16 |  | no
bal_1P_6CU |  | oh_cond_6_CU | oh_cond_6_CU | oh_cond_6_CU |  |  | 2.275+1.583j | 0.095+0.781j | 0.095+0.781j | 0.095+0.781j | 2.275+1.583j | 0.095+0.781j | 0.095+0.781j | 0.095+0.781j | 2.275+1.583j | 11.393 | -2.641 | -2.641 | -2.641 | 11.393 | -2.641 | -2.641 | -2.641 | 11.393 |  | no
bal_1P_8CU |  | oh_cond_8_CU | oh_cond_8_CU | oh_cond_8_CU |  |  | 3.565+1.628j | 0.095+0.781j | 0.095+0.781j | 0.095+0.781j | 3.565+1.628j | 0.095+0.781j | 0.095+0.781j | 0.095+0.781j | 3.565+1.628j | 11.034 | -2.509 | -2.509 | -2.509 | 11.034 | -2.509 | -2.509 | -2.509 | 11.034 |  | no
bal_1P_DELTACUST |  | oh_cond_2/0_CU | oh_cond_2/0_CU | oh_cond_2/0_CU | oh_cond_3_#7_CWD_30% |  | 0.66+1.378j | 0.22+0.666j | 0.22+0.666j | 0.22+0.666j | 0.66+1.378j | 0.22+0.666j | 0.22+0.666j | 0.22+0.666j | 0.66+1.378j | 13.24 | -2.712 | -2.712 | -2.712 | 13.24 | -2.712 | -2.712 | -2.712 | 13.24 |  | no
bal_1P_WYECUST |  | oh_cond_2/0_CU | oh_cond_2/0_CU | oh_cond_2/0_CU | oh_cond_3_#7_CWD_30% |  | 0.66+1.378j | 0.22+0.666j | 0.22+0.666j | 0.22+0.666j | 0.66+1.378j | 0.22+0.666j | 0.22+0.666j | 0.22+0.666j | 0.66+1.378j | 13.24 | -2.712 | -2.712 | -2.712 | 13.24 | -2.712 | -2.712 | -2.712 | 13.24 |  | no
bal_2P_1/0AA_1/0AA(N) |  | oh_cond_1/0_AAAC | oh_cond_1/0_AAAC | oh_cond_1/0_AAAC | oh_cond_1/0_AAAC |  | 1.078+1.186j | 0.201+0.467j | 0.201+0.467j | 0.201+0.467j | 1.078+1.186j | 0.201+0.467j | 0.201+0.467j | 0.201+0.467j | 1.078+1.186j | 13.243 | -2.726 | -2.726 | -2.726 | 13.243 | -2.726 | -2.726 | -2.726 | 13.243 |  | no
bal_2P_1/0AC_1/0AA(N) |  | oh_cond_1/0_ACSR | oh_cond_1/0_ACSR | oh_cond_1/0_ACSR | oh_cond_1/0_AAAC |  | 1.089+1.184j | 0.201+0.467j | 0.201+0.467j | 0.201+0.467j | 1.089+1.184j | 0.201+0.467j | 0.201+0.467j | 0.201+0.467j | 1.089+1.184j | 13.243 | -2.726 | -2.726 | -2.726 | 13.243 | -2.726 | -2.726 | -2.726 | 13.243 |  | no
bal_2P_1/0AC_1/0AC(N) |  | oh_cond_1/0_ACSR | oh_cond_1/0_ACSR | oh_cond_1/0_ACSR | oh_cond_1/0_ACSR |  | 1.091+1.185j | 0.203+0.469j | 0.203+0.469j | 0.203+0.469j | 1.091+1.185j | 0.203+0.469j | 0.203+0.469j | 0.203+0.469j | 1.091+1.185j | 13.243 | -2.726 | -2.726 | -2.726 | 13.243 | -2.726 | -2.726 | -2.726 | 13.243 |  | no
bal_2P_1/0AC_2CU(N) |  | oh_cond_1/0_ACSR | oh_cond_1/0_ACSR | oh_cond_1/0_ACSR | oh_cond_2_CU |  | 1.084+1.187j | 0.196+0.471j | 0.196+0.471j | 0.196+0.471j | 1.084+1.187j | 0.196+0.471j | 0.196+0.471j | 0.196+0.471j | 1.084+1.187j | 13.223 | -2.745 | -2.745 | -2.745 | 13.223 | -2.745 | -2.745 | -2.745 | 13.223 |  | no
bal_2P_1/0AC_4/0AC(N) |  | oh_cond_1/0_ACSR | oh_cond_1/0_ACSR | oh_cond_1/0_ACSR | oh_cond_4/0_ACSR |  | 1.024+1.119j | 0.136+0.403j | 0.136+0.403j | 0.136+0.403j | 1.024+1.119j | 0.136+0.403j | 0.136+0.403j | 0.136+0.403j | 1.024+1.119j | 13.267 | -2.702 | -2.702 | -2.702 | 13.267 | -2.702 | -2.702 | -2.702 | 13.267 |  | no
bal_2P_1/0AC_4/0AL(N) |  | oh_cond_1/0_ACSR | oh_cond_1/0_ACSR | oh_cond_1/0_ACSR | oh_cond_4/0_AL |  | 1.022+1.12j | 0.134+0.404j | 0.134+0.404j | 0.134+0.404j | 1.022+1.12j | 0.134+0.404j | 0.134+0.404j | 0.134+0.404j | 1.022+1.12j | 13.261 | -2.707 | -2.707 | -2.707 | 13.261 | -2.707 | -2.707 | -2.707 | 13.261 |  | no
bal_2P_2AC_1/0AC(N) |  | oh_cond_2_ACSR | oh_cond_2_ACSR | oh_cond_2_ACSR | oh_cond_1/0_ACSR |  | 1.613+1.215j | 0.203+0.469j | 0.203+0.469j | 0.203+0.469j | 1.613+1.215j | 0.203+0.469j | 0.203+0.469j | 0.203+0.469j | 1.613+1.215j | 12.826 | -2.585 | -2.585 | -2.585 | 12.826 | -2.585 | -2.585 | -2.585 | 12.826 |  | no
bal_2P_2AC_2/0CU(N) |  | oh_cond_2_ACSR | oh_cond_2_ACSR | oh_cond_2_ACSR | oh_cond_2/0_CU |  | 1.541+1.155j | 0.131+0.409j | 0.131+0.409j | 0.131+0.409j | 1.541+1.155j | 0.131+0.409j | 0.131+0.409j | 0.131+0.409j | 1.541+1.155j | 12.828 | -2.582 | -2.582 | -2.582 | 12.828 | -2.582 | -2.582 | -2.582 | 12.828 |  | no
bal_2P_2AC_4/0AL(N) |  | oh_cond_2_ACSR | oh_cond_2_ACSR | oh_cond_2_ACSR | oh_cond_4/0_AL |  | 1.544+1.151j | 0.134+0.404j | 0.134+0.404j | 0.134+0.404j | 1.544+1.151j | 0.134+0.404j | 0.134+0.404j | 0.134+0.404j | 1.544+1.151j | 12.844 | -2.567 | -2.567 | -2.567 | 12.844 | -2.567 | -2.567 | -2.567 | 12.844 |  | no
bal_2P_4/0AC_1/0AC(N) |  | oh_cond_4/0_ACSR | oh_cond_4/0_ACSR | oh_cond_4/0_ACSR | oh_cond_1/0_ACSR |  | 0.648+1.145j | 0.203+0.469j | 0.203+0.469j | 0.203+0.469j | 0.648+1.145j | 0.203+0.469j | 0.203+0.469j | 0.203+0.469j | 0.648+1.145j | 14.027 | -2.996 | -2.996 | -2.996 | 14.027 | -2.996 | -2.996 | -2.996 | 14.027 |  | no
bal_2P_4/0AC_4/0AL(N) |  | oh_cond_4/0_ACSR | oh_cond_4/0_ACSR | oh_cond_4/0_ACSR | oh_cond_4/0_AL |  | 0.579+1.081j | 0.134+0.404j | 0.134+0.404j | 0.134+0.404j | 0.579+1.081j | 0.134+0.404j | 0.134+0.404j | 0.134+0.404j | 0.579+1.081j | 14.046 | -2.976 | -2.976 | -2.976 | 14.046 | -2.976 | -2.976 | -2.976 | 14.046 |  | no
bal_2P_4/0AL_1/0AC(N) |  | oh_cond_4/0_AL | oh_cond_4/0_AL | oh_cond_4/0_AL | oh_cond_1/0_ACSR |  | 0.645+1.154j | 0.203+0.469j | 0.203+0.469j | 0.203+0.469j | 0.645+1.154j | 0.203+0.469j | 0.203+0.469j | 0.203+0.469j | 0.645+1.154j | 13.848 | -2.934 | -2.934 | -2.934 | 13.848 | -2.934 | -2.934 | -2.934 | 13.848 |  | no
bal_2P_4/0AL_4/0AL(N) |  | oh_cond_4/0_AL | oh_cond_4/0_AL | oh_cond_4/0_AL | oh_cond_4/0_AL |  | 0.576+1.089j | 0.134+0.404j | 0.134+0.404j | 0.134+0.404j | 0.576+1.089j | 0.134+0.404j | 0.134+0.404j | 0.134+0.404j | 0.576+1.089j | 13.867 | -2.914 | -2.914 | -2.914 | 13.867 | -2.914 | -2.914 | -2.914 | 13.867 |  | no
bal_3P_1/0AA_1/0AA(N) |  | oh_cond_1/0_AAAC | oh_cond_1/0_AAAC | oh_cond_1/0_AAAC | oh_cond_1/0_AAAC |  | 1.078+1.186j | 0.201+0.467j | 0.201+0.467j | 0.201+0.467j | 1.078+1.186j | 0.201+0.467j | 0.201+0.467j | 0.201+0.467j | 1.078+1.186j | 13.243 | -2.726 | -2.726 | -2.726 | 13.243 | -2.726 | -2.726 | -2.726 | 13.243 |  | no
bal_3P_1/0AC |  | oh_cond_1/0_ACSR | oh_cond_1/0_ACSR | oh_cond_1/0_ACSR |  |  | 0.983+1.497j | 0.095+0.781j | 0.095+0.781j | 0.095+0.781j | 0.983+1.497j | 0.095+0.781j | 0.095+0.781j | 0.095+0.781j | 0.983+1.497j | 12.796 | -3.172 | -3.172 | -3.172 | 12.796 | -3.172 | -3.172 | -3.172 | 12.796 |  | no
bal_3P_1/0AC_1/0AA(N) |  | oh_cond_1/0_ACSR | oh_cond_1/0_ACSR | oh_cond_1/0_ACSR | oh_cond_1/0_AAAC |  | 1.089+1.184j | 0.201+0.467j | 0.201+0.467j | 0.201+0.467j | 1.089+1.184j | 0.201+0.467j | 0.201+0.467j | 0.201+0.467j | 1.089+1.184j | 13.243 | -2.726 | -2.726 | -2.726 | 13.243 | -2.726 | -2.726 | -2.726 | 13.243 |  | no
bal_3P_1/0AC_1/0AC(N) |  | oh_cond_1/0_ACSR | oh_cond_1/0_ACSR | oh_cond_1/0_ACSR | oh_cond_1/0_ACSR |  | 1.091+1.185j | 0.203+0.469j | 0.203+0.469j | 0.203+0.469j | 1.091+1.185j | 0.203+0.469j | 0.203+0.469j | 0.203+0.469j | 1.091+1.185j | 13.243 | -2.726 | -2.726 | -2.726 | 13.243 | -2.726 | -2.726 | -2.726 | 13.243 |  | no
bal_3P_1/0AC_2/0CU(N) |  | oh_cond_1/0_ACSR | oh_cond_1/0_ACSR | oh_cond_1/0_ACSR | oh_cond_2/0_CU |  | 1.019+1.125j | 0.131+0.409j | 0.131+0.409j | 0.131+0.409j | 1.019+1.125j | 0.131+0.409j | 0.131+0.409j | 0.131+0.409j | 1.019+1.125j | 13.245 | -2.723 | -2.723 | -2.723 | 13.245 | -2.723 | -2.723 | -2.723 | 13.245 |  | no
bal_3P_1/0AC_2CU(N) |  | oh_cond_1/0_ACSR | oh_cond_1/0_ACSR | oh_cond_1/0_ACSR | oh_cond_2_CU |  | 1.084+1.187j | 0.196+0.471j | 0.196+0.471j | 0.196+0.471j | 1.084+1.187j | 0.196+0.471j | 0.196+0.471j | 0.196+0.471j | 1.084+1.187j | 13.223 | -2.745 | -2.745 | -2.745 | 13.223 | -2.745 | -2.745 | -2.745 | 13.223 |  | no
bal_3P_1/0AC_4/0AC(N) |  | oh_cond_1/0_ACSR | oh_cond_1/0_ACSR | oh_cond_1/0_ACSR | oh_cond_4/0_ACSR |  | 1.024+1.119j | 0.136+0.403j | 0.136+0.403j | 0.136+0.403j | 1.024+1.119j | 0.136+0.403j | 0.136+0.403j | 0.136+0.403j | 1.024+1.119j | 13.267 | -2.702 | -2.702 | -2.702 | 13.267 | -2.702 | -2.702 | -2.702 | 13.267 |  | no
bal_3P_1/0AC_4/0AL(N) |  | oh_cond_1/0_ACSR | oh_cond_1/0_ACSR | oh_cond_1/0_ACSR | oh_cond_4/0_AL |  | 1.022+1.12j | 0.134+0.404j | 0.134+0.404j | 0.134+0.404j | 1.022+1.12j | 0.134+0.404j | 0.134+0.404j | 0.134+0.404j | 1.022+1.12j | 13.261 | -2.707 | -2.707 | -2.707 | 13.261 | -2.707 | -2.707 | -2.707 | 13.261 |  | no
bal_3P_2AC_2AC(N) |  | oh_cond_2_ACSR | oh_cond_2_ACSR | oh_cond_2_ACSR | oh_cond_2_ACSR |  | 1.645+1.289j | 0.235+0.543j | 0.235+0.543j | 0.235+0.543j | 1.645+1.289j | 0.235+0.543j | 0.235+0.543j | 0.235+0.543j | 1.645+1.289j | 12.813 | -2.597 | -2.597 | -2.597 | 12.813 | -2.597 | -2.597 | -2.597 | 12.813 |  | no
bal_3P_2AC_4/0AL(N) |  | oh_cond_2_ACSR | oh_cond_2_ACSR | oh_cond_2_ACSR | oh_cond_4/0_AL |  | 1.544+1.151j | 0.134+0.404j | 0.134+0.404j | 0.134+0.404j | 1.544+1.151j | 0.134+0.404j | 0.134+0.404j | 0.134+0.404j | 1.544+1.151j | 12.844 | -2.567 | -2.567 | -2.567 | 12.844 | -2.567 | -2.567 | -2.567 | 12.844 |  | no
bal_3P_4/0AA_4/0AA(N) |  | oh_cond_4/0_AAAC | oh_cond_4/0_AAAC | oh_cond_4/0_AAAC | oh_cond_4/0_AAAC |  | 0.573+1.078j | 0.134+0.402j | 0.134+0.402j | 0.134+0.402j | 0.573+1.078j | 0.134+0.402j | 0.134+0.402j | 0.134+0.402j | 0.573+1.078j | 14.052 | -2.971 | -2.971 | -2.971 | 14.052 | -2.971 | -2.971 | -2.971 | 14.052 |  | no
bal_3P_4/0AC_1/0AC(N) |  | oh_cond_4/0_ACSR | oh_cond_4/0_ACSR | oh_cond_4/0_ACSR | oh_cond_1/0_ACSR |  | 0.648+1.145j | 0.203+0.469j | 0.203+0.469j | 0.203+0.469j | 0.648+1.145j | 0.203+0.469j | 0.203+0.469j | 0.203+0.469j | 0.648+1.145j | 14.027 | -2.996 | -2.996 | -2.996 | 14.027 | -2.996 | -2.996 | -2.996 | 14.027 |  | no
bal_3P_4/0AC_4/0AC(N) |  | oh_cond_4/0_ACSR | oh_cond_4/0_ACSR | oh_cond_4/0_ACSR | oh_cond_4/0_ACSR |  | 0.581+1.079j | 0.136+0.403j | 0.136+0.403j | 0.136+0.403j | 0.581+1.079j | 0.136+0.403j | 0.136+0.403j | 0.136+0.403j | 0.581+1.079j | 14.052 | -2.971 | -2.971 | -2.971 | 14.052 | -2.971 | -2.971 | -2.971 | 14.052 |  | no
bal_3P_4/0AC_4/0AL(N) |  | oh_cond_4/0_ACSR | oh_cond_4/0_ACSR | oh_cond_4/0_ACSR | oh_cond_4/0_AL |  | 0.579+1.081j | 0.134+0.404j | 0.134+0.404j | 0.134+0.404j | 0.579+1.081j | 0.134+0.404j | 0.134+0.404j | 0.134+0.404j | 0.579+1.081j | 14.046 | -2.976 | -2.976 | -2.976 | 14.046 | -2.976 | -2.976 | -2.976 | 14.046 |  | no
bal_3P_4/0AL_1/0AC(N) |  | oh_cond_4/0_AL | oh_cond_4/0_AL | oh_cond_4/0_AL | oh_cond_1/0_ACSR |  | 0.645+1.154j | 0.203+0.469j | 0.203+0.469j | 0.203+0.469j | 0.645+1.154j | 0.203+0.469j | 0.203+0.469j | 0.203+0.469j | 0.645+1.154j | 13.848 | -2.934 | -2.934 | -2.934 | 13.848 | -2.934 | -2.934 | -2.934 | 13.848 |  | no
bal_3P_4/0AL_2CU(N) |  | oh_cond_4/0_AL | oh_cond_4/0_AL | oh_cond_4/0_AL | oh_cond_2_CU |  | 0.638+1.156j | 0.196+0.471j | 0.196+0.471j | 0.196+0.471j | 0.638+1.156j | 0.196+0.471j | 0.196+0.471j | 0.196+0.471j | 0.638+1.156j | 13.827 | -2.954 | -2.954 | -2.954 | 13.827 | -2.954 | -2.954 | -2.954 | 13.827 |  | no
bal_3P_4/0AL_4/0AL(N) |  | oh_cond_4/0_AL | oh_cond_4/0_AL | oh_cond_4/0_AL | oh_cond_4/0_AL |  | 0.576+1.089j | 0.134+0.404j | 0.134+0.404j | 0.134+0.404j | 0.576+1.089j | 0.134+0.404j | 0.134+0.404j | 0.134+0.404j | 0.576+1.089j | 13.867 | -2.914 | -2.914 | -2.914 | 13.867 | -2.914 | -2.914 | -2.914 | 13.867 |  | no
bal_3P_4CU_4CU(N) |  | oh_cond_4_CU | oh_cond_4_CU | oh_cond_4_CU | oh_cond_4_CU |  | 1.617+1.325j | 0.229+0.541j | 0.229+0.541j | 0.229+0.541j | 1.617+1.325j | 0.229+0.541j | 0.229+0.541j | 0.229+0.541j | 1.617+1.325j | 12.16 | -2.404 | -2.404 | -2.404 | 12.16 | -2.404 | -2.404 | -2.404 | 12.16 |  | no
bal_3P_336AC_4/0AC(N) |  | oh_cond_336_5_ACSR | oh_cond_336_5_ACSR | oh_cond_336_5_ACSR | oh_cond_4/0_ACSR |  | 0.414+1.035j | 0.136+0.403j | 0.136+0.403j | 0.136+0.403j | 0.414+1.035j | 0.136+0.403j | 0.136+0.403j | 0.136+0.403j | 0.414+1.035j | 14.538 | -3.14 | -3.14 | -3.14 | 14.538 | -3.14 | -3.14 | -3.14 | 14.538 |  | no
bal_3P_477AC_4/0AL(N) |  | oh_cond_477_ACSR | oh_cond_477_ACSR | oh_cond_477_ACSR | oh_cond_4/0_AL |  | 0.33+1.018j | 0.134+0.404j | 0.134+0.404j | 0.134+0.404j | 0.33+1.018j | 0.134+0.404j | 0.134+0.404j | 0.134+0.404j | 0.33+1.018j | 15.112 | -3.353 | -3.353 | -3.353 | 15.112 | -3.353 | -3.353 | -3.353 | 15.112 |  | no
bal_3P_477AL_2/0CU(N) |  | oh_cond_477_MCM_AL | oh_cond_477_MCM_AL | oh_cond_477_MCM_AL | oh_cond_2/0_CU |  | 0.329+1.038j | 0.131+0.409j | 0.131+0.409j | 0.131+0.409j | 0.329+1.038j | 0.131+0.409j | 0.131+0.409j | 0.131+0.409j | 0.329+1.038j | 14.903 | -3.303 | -3.303 | -3.303 | 14.903 | -3.303 | -3.303 | -3.303 | 14.903 |  | no
bal_3P_477AL_4/0AA(N) |  | oh_cond_477_MCM_AL | oh_cond_477_MCM_AL | oh_cond_477_MCM_AL | oh_cond_4/0_AAAC |  | 0.332+1.031j | 0.134+0.402j | 0.134+0.402j | 0.134+0.402j | 0.332+1.031j | 0.134+0.402j | 0.134+0.402j | 0.134+0.402j | 0.332+1.031j | 14.927 | -3.279 | -3.279 | -3.279 | 14.927 | -3.279 | -3.279 | -3.279 | 14.927 |  | no
bal_3P_477AL_4/0AC(N) |  | oh_cond_477_MCM_AL | oh_cond_477_MCM_AL | oh_cond_477_MCM_AL | oh_cond_4/0_ACSR |  | 0.334+1.032j | 0.136+0.403j | 0.136+0.403j | 0.136+0.403j | 0.334+1.032j | 0.136+0.403j | 0.136+0.403j | 0.136+0.403j | 0.334+1.032j | 14.927 | -3.279 | -3.279 | -3.279 | 14.927 | -3.279 | -3.279 | -3.279 | 14.927 |  | no
bal_3P_477AL_4/0AL(N) |  | oh_cond_477_MCM_AL | oh_cond_477_MCM_AL | oh_cond_477_MCM_AL | oh_cond_4/0_AL |  | 0.332+1.034j | 0.134+0.404j | 0.134+0.404j | 0.134+0.404j | 0.332+1.034j | 0.134+0.404j | 0.134+0.404j | 0.134+0.404j | 0.332+1.034j | 14.921 | -3.285 | -3.285 | -3.285 | 14.921 | -3.285 | -3.285 | -3.285 | 14.921 |  | no
bal_3P_477AL_477AL(N) |  | oh_cond_477_MCM_AL | oh_cond_477_MCM_AL | oh_cond_477_MCM_AL | oh_cond_477_MCM_AL |  | 0.275+1j | 0.077+0.371j | 0.077+0.371j | 0.077+0.371j | 0.275+1j | 0.077+0.371j | 0.077+0.371j | 0.077+0.371j | 0.275+1j | 14.957 | -3.249 | -3.249 | -3.249 | 14.957 | -3.249 | -3.249 | -3.249 | 14.957 |  | no
bal_3P_DELTACUST |  | oh_cond_2/0_CU | oh_cond_2/0_CU | oh_cond_2/0_CU | oh_cond_3_#7_CWD_30% |  | 0.66+1.378j | 0.22+0.666j | 0.22+0.666j | 0.22+0.666j | 0.66+1.378j | 0.22+0.666j | 0.22+0.666j | 0.22+0.666j | 0.66+1.378j | 13.24 | -2.712 | -2.712 | -2.712 | 13.24 | -2.712 | -2.712 | -2.712 | 13.24 |  | no
bal_3P_WYECUST |  | oh_cond_2/0_CU | oh_cond_2/0_CU | oh_cond_2/0_CU | oh_cond_3_#7_CWD_30% |  | 0.66+1.378j | 0.22+0.666j | 0.22+0.666j | 0.22+0.666j | 0.66+1.378j | 0.22+0.666j | 0.22+0.666j | 0.22+0.666j | 0.66+1.378j | 13.24 | -2.712 | -2.712 | -2.712 | 13.24 | -2.712 | -2.712 | -2.712 | 13.24 |  | no
unb_3P_2-1/0AC_1/0AA_1/0AC(N) |  | oh_cond_1/0_ACSR | oh_cond_1/0_ACSR | oh_cond_1/0_AAAC | oh_cond_1/0_ACSR |  | 1.091+1.185j | 0.203+0.469j | 0.203+0.469j | 0.203+0.469j | 1.091+1.185j | 0.203+0.469j | 0.203+0.469j | 0.203+0.469j | 1.08+1.187j | 13.25 | -2.735 | -2.735 | -2.735 | 13.25 | -2.735 | -2.735 | -2.735 | 13.25 |  | no
unb_TAPWIRE_OH |  | oh_cond_WP-4/0-CU | oh_cond_WP-4/0-CU | oh_cond_WP-4/0-CU | oh_cond_WP-4/0-CU |  | 0.365+1.097j | 0.093+0.433j | 0.094+0.34j | 0.093+0.433j | 0.368+1.078j | 0.095+0.401j | 0.094+0.34j | 0.095+0.401j | 0.368+1.077j | 14.911 | -4.341 | -1.953 | -4.341 | 15.781 | -3.724 | -1.953 | -3.724 | 14.818 |  | no
und_1P_1/0ALURD_1/0AL(N) |  | und_cond_1P_1/0ALURD_1/0AL(N) | und_cond_1P_1/0ALURD_1/0AL(N) | und_cond_1P_1/0ALURD_1/0AL(N) |  |  | 1.674+0.526j | 0.0+0.0j | 0.0+0.0j | 0.0+0.0j | 1.674+0.526j | 0.0+0.0j | 0.0+0.0j | 0.0+0.0j | 1.674+0.526j | 530.19 | 0 | 0 | 0 | 530.19 | 0 | 0 | 0 | 530.19 |  | no
und_1P_2ALURD_2AL(N) |  | und_cond_1P_2ALURD_2AL(N) | und_cond_1P_2ALURD_2AL(N) | und_cond_1P_2ALURD_2AL(N) |  |  | 2.379+0.823j | 0.0+0.0j | 0.0+0.0j | 0.0+0.0j | 2.379+0.823j | 0.0+0.0j | 0.0+0.0j | 0.0+0.0j | 2.379+0.823j | 401.497 | 0 | 0 | 0 | 401.497 | 0 | 0 | 0 | 401.497 |  | no
und_1P_4CUURD_4CU(N) |  | und_cond_1P_4CUURD_4CU(N) | und_cond_1P_4CUURD_4CU(N) | und_cond_1P_4CUURD_4CU(N) |  |  | 2.337+0.852j | 0.0+0.0j | 0.0+0.0j | 0.0+0.0j | 2.337+0.852j | 0.0+0.0j | 0.0+0.0j | 0.0+0.0j | 2.337+0.852j | 318.933 | 0 | 0 | 0 | 318.933 | 0 | 0 | 0 | 318.933 |  | no
und_1P_DELTACUST |  | und_cond_1P_DELTACUST | und_cond_1P_DELTACUST | und_cond_1P_DELTACUST |  |  | 0.179+0.233j | 0.061-0.024j | 0.061-0.024j | 0.061-0.024j | 0.179+0.233j | 0.061-0.024j | 0.061-0.024j | 0.061-0.024j | 0.179+0.233j | 324.124 | 0 | 0 | 0 | 324.124 | 0 | 0 | 0 | 324.124 |  | no
und_1P_WYECUST |  | und_cond_1P_WYECUST | und_cond_1P_WYECUST | und_cond_1P_WYECUST |  |  | 0.179+0.233j | 0.061-0.024j | 0.061-0.024j | 0.061-0.024j | 0.179+0.233j | 0.061-0.024j | 0.061-0.024j | 0.061-0.024j | 0.179+0.233j | 324.124 | 0 | 0 | 0 | 324.124 | 0 | 0 | 0 | 324.124 |  | no
und_2P_1/0ALURD_1/0AL(N) |  | und_cond_2P_1/0ALURD_1/0AL(N) | und_cond_2P_1/0ALURD_1/0AL(N) | und_cond_2P_1/0ALURD_1/0AL(N) |  |  | 1.603+0.541j | 0.507+0.17j | 0.507+0.17j | 0.507+0.17j | 1.603+0.541j | 0.507+0.17j | 0.507+0.17j | 0.507+0.17j | 1.603+0.541j | 575.194 | 0 | 0 | 0 | 575.194 | 0 | 0 | 0 | 575.194 |  | no
und_2P_2ALURD_2AL(N) |  | und_cond_2P_2ALURD_2AL(N) | und_cond_2P_2ALURD_2AL(N) | und_cond_2P_2ALURD_2AL(N) |  |  | 2.238+0.566j | 0.507+0.168j | 0.507+0.168j | 0.507+0.168j | 2.238+0.566j | 0.507+0.168j | 0.507+0.168j | 0.507+0.168j | 2.238+0.566j | 401.498 | 0 | 0 | 0 | 401.498 | 0 | 0 | 0 | 401.498 |  | no
und_3P_1/0ALURD_1/0AL(N) |  | und_cond_3P_1/0ALURD_1/0AL(N) | und_cond_3P_1/0ALURD_1/0AL(N) | und_cond_3P_1/0ALURD_1/0AL(N) |  |  | 1.489+0.467j | 0.385+0.07j | 0.385+0.07j | 0.385+0.07j | 1.489+0.467j | 0.385+0.07j | 0.385+0.07j | 0.385+0.07j | 1.489+0.467j | 530.19 | 0 | 0 | 0 | 530.19 | 0 | 0 | 0 | 530.19 |  | no
und_3P_2ALURD_2AL(N) |  | und_cond_3P_2ALURD_2AL(N) | und_cond_3P_2ALURD_2AL(N) | und_cond_3P_2ALURD_2AL(N) |  |  | 2.125+0.49j | 0.384+0.067j | 0.384+0.067j | 0.384+0.067j | 2.125+0.49j | 0.384+0.067j | 0.384+0.067j | 0.384+0.067j | 2.125+0.49j | 401.497 | 0 | 0 | 0 | 401.497 | 0 | 0 | 0 | 401.497 |  | no
und_3P_WYECUST |  | und_cond_3P_WYECUST | und_cond_3P_WYECUST | und_cond_3P_WYECUST |  |  | 0.179+0.233j | 0.061-0.024j | 0.061-0.024j | 0.061-0.024j | 0.179+0.233j | 0.061-0.024j | 0.061-0.024j | 0.061-0.024j | 0.179+0.233j | 324.124 | 0 | 0 | 0 | 324.124 | 0 | 0 | 0 | 324.124 |  | no
und_TAPWIRE_UG |  | und_cond_TAPWIRE_UG | und_cond_TAPWIRE_UG | und_cond_TAPWIRE_UG |  |  | 0.001+0.001j | 0.0+0.0j | 0.0+0.0j | 0.0+0.0j | 0.001+0.001j | 0.0+0.0j | 0.0+0.0j | 0.0+0.0j | 0.001+0.001j | 0 | 0 | 0 | 0 | 0 | 0 | 0 | 0 | 0 |  | no

## load
data_type | static
owner_type | feeder
owner | 8104102
object | load
name | groupid | parent | bustype | phases | nominal_voltage | load_class | constant_power_A | constant_power_B | constant_power_C | constant_current_A | constant_current_B | constant_current_C | constant_impedance_A | constant_impedance_B | constant_impedance_C | base_power_A | base_power_B | base_power_C | power_pf_A | power_pf_B | power_pf_C | current_pf_A | current_pf_B | current_pf_C | impedance_pf_A | impedance_pf_B | impedance_pf_C | power_fraction_A | power_fraction_B | power_fraction_C | current_fraction_A | current_fraction_B | current_fraction_C | impedance_fraction_A | impedance_fraction_B | impedance_fraction_C | dcircuit | selected | monitored | monitored_fields | class_monitored_fields | played | played_fields | base_kw_A | base_kw_B | base_kw_C | kw_A | kw_B | kw_C | comments | critical_load | dem_resp_lb | dem_resp_ub | dem_resp_shortage_cost | dem_resp_surplus_cost | num_customers
load_220347913 |  | node_1344463_081_15279784_264 |  | AN | 0 | Other | 0 | 0 | 0 | 0 | 0 | 0 | [24 empty] | 8104102 | no | no |  |  | no |  | 0 | 0 | 0 | 0 | 0 | 0 |  | 1 | 1 | 1 | 0 | 0 | 0
load_220347914 |  | node_1344638_543_15279788_867 |  | AN | 0 | Residential | 32896.8+14013.978j | 0 | 0 | 0 | 0 | 0 | [24 empty] | 8104102 | no | no |  |  | no |  | 0 | 0 | 0 | 0 | 0 | 0 |  | 1 | 1 | 1 | 0 | 0 | 0
load_220347915 |  | node_1348039_07_15280595_775 |  | AN | 0 | Residential | 6825.6+2907.693j | 0 | 0 | 0 | 0 | 0 | [24 empty] | 8104102 | no | no |  |  | no |  | 0 | 0 | 0 | 0 | 0 | 0 |  | 1 | 1 | 1 | 0 | 0 | 0
load_220347916 |  | node_1345099_599_15279814_247 |  | AN | 0 | Residential | 42739.2+18206.823j | 0 | 0 | 0 | 0 | 0 | [24 empty] | 8104102 | no | no |  |  | no |  | 0 | 0 | 0 | 0 | 0 | 0 |  | 1 | 1 | 1 | 0 | 0 | 0
load_220347917 |  | node_1345604_453_15279839_438 |  | AN | 0 | Residential | 30758.4+13103.024j | 0 | 0 | 0 | 0 | 0 | [24 empty] | 8104102 | no | no |  |  | no |  | 0 | 0 | 0 | 0 | 0 | 0 |  | 1 | 1 | 1 | 0 | 0 | 0
load_220347918 |  | node_1345929_423_15279991_838 |  | AN | 0 | Residential | 5774.4+2459.884j | 0 | 0 | 0 | 0 | 0 | [24 empty] | 8104102 | no | no |  |  | no |  | 0 | 0 | 0 | 0 | 0 | 0 |  | 1 | 1 | 1 | 0 | 0 | 0
load_220347919 |  | node_1346251_745_15279983_352 |  | AN | 0 | Residential | 13694.4+5833.79j | 0 | 0 | 0 | 0 | 0 | [24 empty] | 8104102 | no | no |  |  | no |  | 0 | 0 | 0 | 0 | 0 | 0 |  | 1 | 1 | 1 | 0 | 0 | 0
load_220347920 |  | node_1346407_28_15279463_675 |  | AN | 0 | Residential | 4147.2+1766.7j | 0 | 0 | 0 | 0 | 0 | [24 empty] | 8104102 | no | no |  |  | no |  | 0 | 0 | 0 | 0 | 0 | 0 |  | 1 | 1 | 1 | 0 | 0 | 0
load_220347921 |  | node_1346541_639_15279952_496 |  | AN | 0 | Residential | 8366.4+3564.071j | 0 | 0 | 0 | 0 | 0 | [24 empty] | 8104102 | no | no |  |  | no |  | 0 | 0 | 0 | 0 | 0 | 0 |  | 1 | 1 | 1 | 0 | 0 | 0
load_220347922 |  | node_1346867_815_15280038_763 |  | AN | 0 | Residential | 20390.4+8686.274j | 0 | 0 | 0 | 0 | 0 | [24 empty] | 8104102 | no | no |  |  | no |  | 0 | 0 | 0 | 0 | 0 | 0 |  | 1 | 1 | 1 | 0 | 0 | 0
load_220347923 |  | node_1346941_703_15280314_056 |  | AN | 0 | Residential | 16113.6+6864.365j | 0 | 0 | 0 | 0 | 0 | [24 empty] | 8104102 | no | no |  |  | no |  | 0 | 0 | 0 | 0 | 0 | 0 |  | 1 | 1 | 1 | 0 | 0 | 0
load_220347924 |  | node_1347395_195_15280063_218 |  | AN | 0 | Residential | 16516.8+7036.127j | 0 | 0 | 0 | 0 | 0 | [24 empty] | 8104102 | no | no |  |  | no |  | 0 | 0 | 0 | 0 | 0 | 0 |  | 1 | 1 | 1 | 0 | 0 | 0
load_220347925 |  | node_1347444_25_15279509_003 |  | AN | 0 | Residential | 6120+2607.109j | 0 | 0 | 0 | 0 | 0 | [24 empty] | 8104102 | no | no |  |  | no |  | 0 | 0 | 0 | 0 | 0 | 0 |  | 1 | 1 | 1 | 0 | 0 | 0
load_220347926 |  | node_1347687_267_15280014_032 |  | AN | 0 | Residential | 11901.6+5070.06j | 0 | 0 | 0 | 0 | 0 | [24 empty] | 8104102 | no | no |  |  | no |  | 0 | 0 | 0 | 0 | 0 | 0 |  | 1 | 1 | 1 | 0 | 0 | 0
load_220348017 |  | node_1353965_735_15261957_609 |  | AN | 0 | Residential | 6156+2622.445j | 0 | 0 | 0 | 0 | 0 | [24 empty] | 8104102 | no | no |  |  | no |  | 0 | 0 | 0 | 0 | 0 | 0 |  | 1 | 1 | 1 | 0 | 0 | 0
load_220348019 |  | node_1354383_133_15257775_686 |  | AN | 0 | Other | 0 | 0 | 0 | 0 | 0 | 0 | [24 empty] | 8104102 | no | no |  |  | no |  | 0 | 0 | 0 | 0 | 0 | 0 |  | 1 | 1 | 1 | 0 | 0 | 0
load_220348020 |  | node_1354862_695_15257575_624 |  | AN | 0 | Residential | 2217.6+944.694j | 0 | 0 | 0 | 0 | 0 | [24 empty] | 8104102 | no | no |  |  | no |  | 0 | 0 | 0 | 0 | 0 | 0 |  | 1 | 1 | 1 | 0 | 0 | 0
load_220348021 |  | node_1355778_148_15257713_287 |  | AN | 0 | Residential | 23529.6+10023.568j | 0 | 0 | 0 | 0 | 0 | [24 empty] | 8104102 | no | no |  |  | no |  | 0 | 0 | 0 | 0 | 0 | 0 |  | 1 | 1 | 1 | 0 | 0 | 0
load_220348022 |  | node_1356305_729_15257373_693 |  | AN | 0 | Residential | 5745.6+2447.615j | 0 | 0 | 0 | 0 | 0 | [24 empty] | 8104102 | no | no |  |  | no |  | 0 | 0 | 0 | 0 | 0 | 0 |  | 1 | 1 | 1 | 0 | 0 | 0
load_220348023 |  | node_1356679_436_15257206_634 |  | AN | 0 | Residential | 3960+1686.953j | 0 | 0 | 0 | 0 | 0 | [24 empty] | 8104102 | no | no |  |  | no |  | 0 | 0 | 0 | 0 | 0 | 0 |  | 1 | 1 | 1 | 0 | 0 | 0
load_220348024 |  | node_1357077_644_15257116_092 |  | AN | 0 | Residential | 12571.2+5355.309j | 0 | 0 | 0 | 0 | 0 | [24 empty] | 8104102 | no | no |  |  | no |  | 0 | 0 | 0 | 0 | 0 | 0 |  | 1 | 1 | 1 | 0 | 0 | 0
load_220348025 |  | node_1354024_232_15261665_45 |  | AN | 0 | Residential | 11721.6+4993.381j | 0 | 0 | 0 | 0 | 0 | [24 empty] | 8104102 | no | no |  |  | no |  | 0 | 0 | 0 | 0 | 0 | 0 |  | 1 | 1 | 1 | 0 | 0 | 0
load_220348026 |  | node_1358372_648_15257019_274 |  | AN | 0 | Residential | 7164+3051.851j | 0 | 0 | 0 | 0 | 0 | [24 empty] | 8104102 | no | no |  |  | no |  | 0 | 0 | 0 | 0 | 0 | 0 |  | 1 | 1 | 1 | 0 | 0 | 0
load_220348027 |  | node_1358287_655_15257333_955 |  | AN | 0 | Residential | 3124.8+1331.159j | 0 | 0 | 0 | 0 | 0 | [24 empty] | 8104102 | no | no |  |  | no |  | 0 | 0 | 0 | 0 | 0 | 0 |  | 1 | 1 | 1 | 0 | 0 | 0
load_220348029 |  | node_1359380_647_15257563_085 |  | AN | 0 | Residential | 2721.6+1159.397j | 0 | 0 | 0 | 0 | 0 | [24 empty] | 8104102 | no | no |  |  | no |  | 0 | 0 | 0 | 0 | 0 | 0 |  | 1 | 1 | 1 | 0 | 0 | 0
load_220348030 |  | node_1359801_846_15257864_952 |  | AN | 0 | Residential | 10022.4+4269.525j | 0 | 0 | 0 | 0 | 0 | [24 empty] | 8104102 | no | no |  |  | no |  | 0 | 0 | 0 | 0 | 0 | 0 |  | 1 | 1 | 1 | 0 | 0 | 0
load_220348031 |  | node_1360022_518_15258037_248 |  | AN | 0 | Residential | 6192+2637.781j | 0 | 0 | 0 | 0 | 0 | [24 empty] | 8104102 | no | no |  |  | no |  | 0 | 0 | 0 | 0 | 0 | 0 |  | 1 | 1 | 1 | 0 | 0 | 0
load_220348032 |  | node_1354205_498_15261241_543 |  | AN | 0 | Residential | 12333.6+5254.092j | 0 | 0 | 0 | 0 | 0 | [24 empty] | 8104102 | no | no |  |  | no |  | 0 | 0 | 0 | 0 | 0 | 0 |  | 1 | 1 | 1 | 0 | 0 | 0
load_220348033 |  | node_1360245_963_15258278_167 |  | AN | 0 | NonResidential | 1893.6+806.67j | 0 | 0 | 0 | 0 | 0 | [24 empty] | 8104102 | no | no |  |  | no |  | 0 | 0 | 0 | 0 | 0 | 0 |  | 1 | 1 | 1 | 0 | 0 | 0
load_220348034 |  | node_1360738_93_15258278_584 |  | AN | 0 | Residential | 3787.2+1613.34j | 0 | 0 | 0 | 0 | 0 | [24 empty] | 8104102 | no | no |  |  | no |  | 0 | 0 | 0 | 0 | 0 | 0 |  | 1 | 1 | 1 | 0 | 0 | 0
load_220348035 |  | node_1361003_286_15258324_165 |  | AN | 0 | Residential | 9698.4+4131.501j | 0 | 0 | 0 | 0 | 0 | [24 empty] | 8104102 | no | no |  |  | no |  | 0 | 0 | 0 | 0 | 0 | 0 |  | 1 | 1 | 1 | 0 | 0 | 0
load_220348036 |  | node_1354189_158_15260900_77 |  | AN | 0 | Residential | 6415.2+2732.864j | 0 | 0 | 0 | 0 | 0 | [24 empty] | 8104102 | no | no |  |  | no |  | 0 | 0 | 0 | 0 | 0 | 0 |  | 1 | 1 | 1 | 0 | 0 | 0
load_220348037 |  | node_1353947_424_15260568_451 |  | AN | 0 | Residential | 4327.2+1843.379j | 0 | 0 | 0 | 0 | 0 | [24 empty] | 8104102 | no | no |  |  | no |  | 0 | 0 | 0 | 0 | 0 | 0 |  | 1 | 1 | 1 | 0 | 0 | 0
load_220348038 |  | node_1353694_316_15260427_42 |  | AN | 0 | Residential | 7804.8+3324.831j | 0 | 0 | 0 | 0 | 0 | [24 empty] | 8104102 | no | no |  |  | no |  | 0 | 0 | 0 | 0 | 0 | 0 |  | 1 | 1 | 1 | 0 | 0 | 0
load_220348039 |  | node_1353212_525_15259644_085 |  | AN | 0 | Residential | 7956+3389.242j | 0 | 0 | 0 | 0 | 0 | [24 empty] | 8104102 | no | no |  |  | no |  | 0 | 0 | 0 | 0 | 0 | 0 |  | 1 | 1 | 1 | 0 | 0 | 0
load_220348040 |  | node_1353417_115_15259419_858 |  | AN | 0 | Residential | 2966.4+1263.681j | 0 | 0 | 0 | 0 | 0 | [24 empty] | 8104102 | no | no |  |  | no |  | 0 | 0 | 0 | 0 | 0 | 0 |  | 1 | 1 | 1 | 0 | 0 | 0
load_220348041 |  | node_1353439_077_15259264_866 |  | AN | 0 | Residential | 5716.8+2435.347j | 0 | 0 | 0 | 0 | 0 | [24 empty] | 8104102 | no | no |  |  | no |  | 0 | 0 | 0 | 0 | 0 | 0 |  | 1 | 1 | 1 | 0 | 0 | 0
load_220348042 |  | node_1353437_329_15259073_879 |  | AN | 0 | Residential | 2592+1104.187j | 0 | 0 | 0 | 0 | 0 | [24 empty] | 8104102 | no | no |  |  | no |  | 0 | 0 | 0 | 0 | 0 | 0 |  | 1 | 1 | 1 | 0 | 0 | 0
load_220348044 |  | node_1352061_662_15266760_395 |  | AN | 0 | Residential | 3427.2+1459.981j | 0 | 0 | 0 | 0 | 0 | [24 empty] | 8104102 | no | no |  |  | no |  | 0 | 0 | 0 | 0 | 0 | 0 |  | 1 | 1 | 1 | 0 | 0 | 0
load_220348045 |  | node_1351793_354_15267399_809 |  | AN | 0 | Residential | 5119.2+2180.77j | 0 | 0 | 0 | 0 | 0 | [24 empty] | 8104102 | no | no |  |  | no |  | 0 | 0 | 0 | 0 | 0 | 0 |  | 1 | 1 | 1 | 0 | 0 | 0
load_220348046 |  | node_1351788_117_15267895_324 |  | AN | 0 | Residential | 6991.2+2978.239j | 0 | 0 | 0 | 0 | 0 | [24 empty] | 8104102 | no | no |  |  | no |  | 0 | 0 | 0 | 0 | 0 | 0 |  | 1 | 1 | 1 | 0 | 0 | 0
load_220348047 |  | node_1351913_563_15268249_304 |  | AN | 0 | Residential | 25077.6+10683.013j | 0 | 0 | 0 | 0 | 0 | [24 empty] | 8104102 | no | no |  |  | no |  | 0 | 0 | 0 | 0 | 0 | 0 |  | 1 | 1 | 1 | 0 | 0 | 0
load_220348048 |  | node_1353952_965_15263468_128 |  | AN | 0 | Residential | 54453.6+23197.136j | 0 | 0 | 0 | 0 | 0 | [24 empty] | 8104102 | no | no |  |  | no |  | 0 | 0 | 0 | 0 | 0 | 0 |  | 1 | 1 | 1 | 0 | 0 | 0
load_220348051 |  | node_1353301_255_15264840_664 |  | AN | 0 | Residential | 1742.4+742.259j | 0 | 0 | 0 | 0 | 0 | [24 empty] | 8104102 | no | no |  |  | no |  | 0 | 0 | 0 | 0 | 0 | 0 |  | 1 | 1 | 1 | 0 | 0 | 0
load_220348052 |  | node_1353117_026_15265107_23 |  | AN | 0 | Residential | 9986.4+4254.189j | 0 | 0 | 0 | 0 | 0 | [24 empty] | 8104102 | no | no |  |  | no |  | 0 | 0 | 0 | 0 | 0 | 0 |  | 1 | 1 | 1 | 0 | 0 | 0
load_220348053 |  | node_1353419_186_15265137_864 |  | AN | 0 | Residential | 13953.6+5944.209j | 0 | 0 | 0 | 0 | 0 | [24 empty] | 8104102 | no | no |  |  | no |  | 0 | 0 | 0 | 0 | 0 | 0 |  | 1 | 1 | 1 | 0 | 0 | 0
load_220348054 |  | node_1352816_643_15265556_285 |  | AN | 0 | Residential | 5356.8+2281.987j | 0 | 0 | 0 | 0 | 0 | [24 empty] | 8104102 | no | no |  |  | no |  | 0 | 0 | 0 | 0 | 0 | 0 |  | 1 | 1 | 1 | 0 | 0 | 0
load_220348055 |  | node_1352865_409_15265862_035 |  | AN | 0 | Residential | 22096.8+9413.197j | 0 | 0 | 0 | 0 | 0 | [24 empty] | 8104102 | no | no |  |  | no |  | 0 | 0 | 0 | 0 | 0 | 0 |  | 1 | 1 | 1 | 0 | 0 | 0
load_220348056 |  | node_1351780_689_15265864_306 |  | AN | 0 | Residential | 19044+8112.71j | 0 | 0 | 0 | 0 | 0 | [24 empty] | 8104102 | no | no |  |  | no |  | 0 | 0 | 0 | 0 | 0 | 0 |  | 1 | 1 | 1 | 0 | 0 | 0
load_220348057 |  | node_1352599_828_15265946_926 |  | AN | 0 | Residential | 5378.4+2291.189j | 0 | 0 | 0 | 0 | 0 | [24 empty] | 8104102 | no | no |  |  | no |  | 0 | 0 | 0 | 0 | 0 | 0 |  | 1 | 1 | 1 | 0 | 0 | 0
load_220348058 |  | node_1352347_427_15266253_148 |  | AN | 0 | Residential | 18871.2+8039.098j | 0 | 0 | 0 | 0 | 0 | [24 empty] | 8104102 | no | no |  |  | no |  | 0 | 0 | 0 | 0 | 0 | 0 |  | 1 | 1 | 1 | 0 | 0 | 0
load_220348059 |  | node_1352172_046_15266540_261 |  | AN | 0 | Other | 0 | 0 | 0 | 0 | 0 | 0 | [24 empty] | 8104102 | no | no |  |  | no |  | 0 | 0 | 0 | 0 | 0 | 0 |  | 1 | 1 | 1 | 0 | 0 | 0
load_220348213 |  | node_1340387_348_15280937_89 |  | AN | 0 | Residential | 81712.8+34809.507j | 0 | 0 | 0 | 0 | 0 | [24 empty] | 8104102 | no | no |  |  | no |  | 0 | 0 | 0 | 0 | 0 | 0 |  | 1 | 1 | 1 | 0 | 0 | 0
load_220348214 |  | node_1340424_095_15280444_09 |  | AN | 0 | NonResidential | 820.8+349.659j | 0 | 0 | 0 | 0 | 0 | [24 empty] | 8104102 | no | no |  |  | no |  | 0 | 0 | 0 | 0 | 0 | 0 |  | 1 | 1 | 1 | 0 | 0 | 0
load_220348215 |  | node_1340367_341_15280250_546 |  | AN | 0 | Residential | 32464.8+13829.947j | 0 | 0 | 0 | 0 | 0 | [24 empty] | 8104102 | no | no |  |  | no |  | 0 | 0 | 0 | 0 | 0 | 0 |  | 1 | 1 | 1 | 0 | 0 | 0
load_220348256 |  | node_1346411_664_15271660_577 |  | AN | 0 | Residential | 8452.8+3600.878j | 0 | 0 | 0 | 0 | 0 | [24 empty] | 8104102 | no | no |  |  | no |  | 0 | 0 | 0 | 0 | 0 | 0 |  | 1 | 1 | 1 | 0 | 0 | 0
load_220348257 |  | node_1346925_955_15271611_862 |  | AN | 0 | Residential | 9475.2+4036.418j | 0 | 0 | 0 | 0 | 0 | [24 empty] | 8104102 | no | no |  |  | no |  | 0 | 0 | 0 | 0 | 0 | 0 |  | 1 | 1 | 1 | 0 | 0 | 0
load_220348258 |  | node_1350180_827_15271263_976 |  | AN | 0 | Residential | 17928+7637.296j | 0 | 0 | 0 | 0 | 0 | [24 empty] | 8104102 | no | no |  |  | no |  | 0 | 0 | 0 | 0 | 0 | 0 |  | 1 | 1 | 1 | 0 | 0 | 0
load_220348259 |  | node_1350685_681_15271384_008 |  | AN | 0 | Residential | 9324+3972.007j | 0 | 0 | 0 | 0 | 0 | [24 empty] | 8104102 | no | no |  |  | no |  | 0 | 0 | 0 | 0 | 0 | 0 |  | 1 | 1 | 1 | 0 | 0 | 0
load_220348260 |  | node_1350446_543_15270743_18 |  | AN | 0 | Residential | 13053.6+5560.81j | 0 | 0 | 0 | 0 | 0 | [24 empty] | 8104102 | no | no |  |  | no |  | 0 | 0 | 0 | 0 | 0 | 0 |  | 1 | 1 | 1 | 0 | 0 | 0
load_220348261 |  | node_1350638_641_15270505_204 |  | AN | 0 | Residential | 13939.2+5938.074j | 0 | 0 | 0 | 0 | 0 | [24 empty] | 8104102 | no | no |  |  | no |  | 0 | 0 | 0 | 0 | 0 | 0 |  | 1 | 1 | 1 | 0 | 0 | 0
load_220348262 |  | node_1350851_168_15270285_561 |  | AN | 0 | Residential | 3290.4+1401.705j | 0 | 0 | 0 | 0 | 0 | [24 empty] | 8104102 | no | no |  |  | no |  | 0 | 0 | 0 | 0 | 0 | 0 |  | 1 | 1 | 1 | 0 | 0 | 0
load_220348263 |  | node_1351073_557_15270126_285 |  | AN | 0 | Residential | 13579.2+5784.715j | 0 | 0 | 0 | 0 | 0 | [24 empty] | 8104102 | no | no |  |  | no |  | 0 | 0 | 0 | 0 | 0 | 0 |  | 1 | 1 | 1 | 0 | 0 | 0
load_220348265 |  | node_1351261_586_15269549_086 |  | AN | 0 | Residential | 8172+3481.257j | 0 | 0 | 0 | 0 | 0 | [24 empty] | 8104102 | no | no |  |  | no |  | 0 | 0 | 0 | 0 | 0 | 0 |  | 1 | 1 | 1 | 0 | 0 | 0
load_220348266 |  | node_1351436_702_15269358_282 |  | AN | 0 | Residential | 16430.4+6999.321j | 0 | 0 | 0 | 0 | 0 | [24 empty] | 8104102 | no | no |  |  | no |  | 0 | 0 | 0 | 0 | 0 | 0 |  | 1 | 1 | 1 | 0 | 0 | 0
load_220348267 |  | node_1347114_729_15271628_458 |  | AN | 0 | Residential | 30686.4+13072.352j | 0 | 0 | 0 | 0 | 0 | [24 empty] | 8104102 | no | no |  |  | no |  | 0 | 0 | 0 | 0 | 0 | 0 |  | 1 | 1 | 1 | 0 | 0 | 0
load_220348268 |  | node_1351679_554_15268992_543 |  | AN | 0 | Residential | 25466.4+10848.641j | 0 | 0 | 0 | 0 | 0 | [24 empty] | 8104102 | no | no |  |  | no |  | 0 | 0 | 0 | 0 | 0 | 0 |  | 1 | 1 | 1 | 0 | 0 | 0
load_220348270 |  | node_1347667_151_15271656_383 |  | AN | 0 | Residential | 19504.8+8309.01j | 0 | 0 | 0 | 0 | 0 | [24 empty] | 8104102 | no | no |  |  | no |  | 0 | 0 | 0 | 0 | 0 | 0 |  | 1 | 1 | 1 | 0 | 0 | 0
load_220348271 |  | node_1348080_122_15271738_211 |  | AN | 0 | Residential | 3463.2+1475.317j | 0 | 0 | 0 | 0 | 0 | [24 empty] | 8104102 | no | no |  |  | no |  | 0 | 0 | 0 | 0 | 0 | 0 |  | 1 | 1 | 1 | 0 | 0 | 0
load_220348272 |  | node_1348485_247_15271634_962 |  | AN | 0 | Residential | 9432+4018.015j | 0 | 0 | 0 | 0 | 0 | [24 empty] | 8104102 | no | no |  |  | no |  | 0 | 0 | 0 | 0 | 0 | 0 |  | 1 | 1 | 1 | 0 | 0 | 0
load_220348273 |  | node_1348760_464_15271570_808 |  | AN | 0 | Residential | 7776+3312.562j | 0 | 0 | 0 | 0 | 0 | [24 empty] | 8104102 | no | no |  |  | no |  | 0 | 0 | 0 | 0 | 0 | 0 |  | 1 | 1 | 1 | 0 | 0 | 0
load_220348274 |  | node_1349024_969_15271507_203 |  | AN | 0 | Residential | 7624.8+3248.151j | 0 | 0 | 0 | 0 | 0 | [24 empty] | 8104102 | no | no |  |  | no |  | 0 | 0 | 0 | 0 | 0 | 0 |  | 1 | 1 | 1 | 0 | 0 | 0
load_220348275 |  | node_1349269_341_15271466_546 |  | AN | 0 | Residential | 19936.8+8493.041j | 0 | 0 | 0 | 0 | 0 | [24 empty] | 8104102 | no | no |  |  | no |  | 0 | 0 | 0 | 0 | 0 | 0 |  | 1 | 1 | 1 | 0 | 0 | 0
load_220348276 |  | node_1349572_609_15271433_846 |  | AN | 0 | Residential | 4320+1840.312j | 0 | 0 | 0 | 0 | 0 | [24 empty] | 8104102 | no | no |  |  | no |  | 0 | 0 | 0 | 0 | 0 | 0 |  | 1 | 1 | 1 | 0 | 0 | 0
load_220348277 |  | node_1349529_274_15272065_473 |  | AN | 0 | Residential | 3434.4+1463.048j | 0 | 0 | 0 | 0 | 0 | [24 empty] | 8104102 | no | no |  |  | no |  | 0 | 0 | 0 | 0 | 0 | 0 |  | 1 | 1 | 1 | 0 | 0 | 0
load_220348278 |  | node_1349736_186_15271418_8 |  | AN | 0 | Residential | 5637.6+2401.608j | 0 | 0 | 0 | 0 | 0 | [24 empty] | 8104102 | no | no |  |  | no |  | 0 | 0 | 0 | 0 | 0 | 0 |  | 1 | 1 | 1 | 0 | 0 | 0
load_220348366 |  | node_1342492_435_15277806_922 |  | AN | 0 | Residential | 6746.4+2873.954j | 0 | 0 | 0 | 0 | 0 | [24 empty] | 8104102 | no | no |  |  | no |  | 0 | 0 | 0 | 0 | 0 | 0 |  | 1 | 1 | 1 | 0 | 0 | 0
load_220348367 |  | node_1344021_002_15276572_826 |  | AN | 0 | Residential | 18792+8005.358j | 0 | 0 | 0 | 0 | 0 | [24 empty] | 8104102 | no | no |  |  | no |  | 0 | 0 | 0 | 0 | 0 | 0 |  | 1 | 1 | 1 | 0 | 0 | 0
load_220348368 |  | node_1343702_802_15276883_224 |  | AN | 0 | Residential | 60501.6+25773.574j | 0 | 0 | 0 | 0 | 0 | [24 empty] | 8104102 | no | no |  |  | no |  | 0 | 0 | 0 | 0 | 0 | 0 |  | 1 | 1 | 1 | 0 | 0 | 0
load_220348369 |  | node_1343422_407_15277403_997 |  | AN | 0 | Residential | 33472.8+14259.353j | 0 | 0 | 0 | 0 | 0 | [24 empty] | 8104102 | no | no |  |  | no |  | 0 | 0 | 0 | 0 | 0 | 0 |  | 1 | 1 | 1 | 0 | 0 | 0
load_220348405 |  | node_1358344_827_15265441_856 |  | AN | 0 | Residential | 10728+4570.109j | 0 | 0 | 0 | 0 | 0 | [24 empty] | 8104102 | no | no |  |  | no |  | 0 | 0 | 0 | 0 | 0 | 0 |  | 1 | 1 | 1 | 0 | 0 | 0
load_220348406 |  | node_1358006_302_15265368_825 |  | AN | 0 | Residential | 5464.8+2327.995j | 0 | 0 | 0 | 0 | 0 | [24 empty] | 8104102 | no | no |  |  | no |  | 0 | 0 | 0 | 0 | 0 | 0 |  | 1 | 1 | 1 | 0 | 0 | 0
load_220348407 |  | node_1357673_02_15265329_252 |  | AN | 0 | Residential | 9072+3864.656j | 0 | 0 | 0 | 0 | 0 | [24 empty] | 8104102 | no | no |  |  | no |  | 0 | 0 | 0 | 0 | 0 | 0 |  | 1 | 1 | 1 | 0 | 0 | 0
load_220348408 |  | node_1357546_672_15265836_872 |  | AN | 0 | Residential | 5983.2+2548.833j | 0 | 0 | 0 | 0 | 0 | [24 empty] | 8104102 | no | no |  |  | no |  | 0 | 0 | 0 | 0 | 0 | 0 |  | 1 | 1 | 1 | 0 | 0 | 0
load_220348409 |  | node_1357373_924_15265422_072 |  | AN | 0 | Residential | 5414.4+2306.525j | 0 | 0 | 0 | 0 | 0 | [24 empty] | 8104102 | no | no |  |  | no |  | 0 | 0 | 0 | 0 | 0 | 0 |  | 1 | 1 | 1 | 0 | 0 | 0
load_220348410 |  | node_1357126_94_15264625_899 |  | AN | 0 | Residential | 6343.2+2702.192j | 0 | 0 | 0 | 0 | 0 | [24 empty] | 8104102 | no | no |  |  | no |  | 0 | 0 | 0 | 0 | 0 | 0 |  | 1 | 1 | 1 | 0 | 0 | 0
load_220348411 |  | node_1356992_742_15265561_141 |  | AN | 0 | Residential | 5839.2+2487.489j | 0 | 0 | 0 | 0 | 0 | [24 empty] | 8104102 | no | no |  |  | no |  | 0 | 0 | 0 | 0 | 0 | 0 |  | 1 | 1 | 1 | 0 | 0 | 0
load_220348412 |  | node_1356824_893_15265091_911 |  | AN | 0 | Residential | 3852+1640.945j | 0 | 0 | 0 | 0 | 0 | [24 empty] | 8104102 | no | no |  |  | no |  | 0 | 0 | 0 | 0 | 0 | 0 |  | 1 | 1 | 1 | 0 | 0 | 0
load_220348533 |  | node_1343032_38_15273393_38 |  | AN | 0 | Residential | 7344+3128.531j | 0 | 0 | 0 | 0 | 0 | [24 empty] | 8104102 | no | no |  |  | no |  | 0 | 0 | 0 | 0 | 0 | 0 |  | 1 | 1 | 1 | 0 | 0 | 0
load_220348534 |  | node_1342834_691_15272782_587 |  | AN | 0 | Residential | 0 | 0 | 0 | 0 | 0 | 0 | [24 empty] | 8104102 | no | no |  |  | no |  | 0 | 0 | 0 | 0 | 0 | 0 |  | 1 | 1 | 1 | 0 | 0 | 0
load_220348535 |  | node_1342968_074_15272533_749 |  | AN | 0 | NonResidential | 1000+425.998j | 0 | 0 | 0 | 0 | 0 | [24 empty] | 8104102 | no | no |  |  | no |  | 0 | 0 | 0 | 0 | 0 | 0 |  | 1 | 1 | 1 | 0 | 0 | 0
load_220348536 |  | node_1342421_431_15273088_065 |  | AN | 0 | Residential | 6235.2+2656.184j | 0 | 0 | 0 | 0 | 0 | [24 empty] | 8104102 | no | no |  |  | no |  | 0 | 0 | 0 | 0 | 0 | 0 |  | 1 | 1 | 1 | 0 | 0 | 0
load_220348537 |  | node_1342152_819_15273080_342 |  | AN | 0 | Residential | 6760.8+2880.089j | 0 | 0 | 0 | 0 | 0 | [24 empty] | 8104102 | no | no |  |  | no |  | 0 | 0 | 0 | 0 | 0 | 0 |  | 1 | 1 | 1 | 0 | 0 | 0
load_220348539 |  | node_1341646_468_15273104_633 |  | AN | 0 | Residential | 6645.6+2831.014j | 0 | 0 | 0 | 0 | 0 | [24 empty] | 8104102 | no | no |  |  | no |  | 0 | 0 | 0 | 0 | 0 | 0 |  | 1 | 1 | 1 | 0 | 0 | 0
load_220348540 |  | node_1341389_166_15273104_509 |  | AN | 0 | Residential | 3189.6+1358.764j | 0 | 0 | 0 | 0 | 0 | [24 empty] | 8104102 | no | no |  |  | no |  | 0 | 0 | 0 | 0 | 0 | 0 |  | 1 | 1 | 1 | 0 | 0 | 0
load_220348541 |  | node_1344139_205_15275572_691 |  | AN | 0 | NonResidential | 3204+1364.898j | 0 | 0 | 0 | 0 | 0 | [24 empty] | 8104102 | no | no |  |  | no |  | 0 | 0 | 0 | 0 | 0 | 0 |  | 1 | 1 | 1 | 0 | 0 | 0
load_220348543 |  | node_1340827_429_15272640_251 |  | AN | 0 | Residential | 7956+3389.242j | 0 | 0 | 0 | 0 | 0 | [24 empty] | 8104102 | no | no |  |  | no |  | 0 | 0 | 0 | 0 | 0 | 0 |  | 1 | 1 | 1 | 0 | 0 | 0
load_220348544 |  | node_1340653_396_15273055_669 |  | AN | 0 | Residential | 11030.4+4698.931j | 0 | 0 | 0 | 0 | 0 | [24 empty] | 8104102 | no | no |  |  | no |  | 0 | 0 | 0 | 0 | 0 | 0 |  | 1 | 1 | 1 | 0 | 0 | 0
load_220348545 |  | node_1340227_542_15273050_418 |  | AN | 0 | Residential | 6840+2913.828j | 0 | 0 | 0 | 0 | 0 | [24 empty] | 8104102 | no | no |  |  | no |  | 0 | 0 | 0 | 0 | 0 | 0 |  | 1 | 1 | 1 | 0 | 0 | 0
load_220348546 |  | node_1340124_458_15272737_058 |  | AN | 0 | NonResidential | 252+107.352j | 0 | 0 | 0 | 0 | 0 | [24 empty] | 8104102 | no | no |  |  | no |  | 0 | 0 | 0 | 0 | 0 | 0 |  | 1 | 1 | 1 | 0 | 0 | 0
load_220348547 |  | node_1344072_242_15275188_442 |  | AN | 0 | Residential | 3434.4+1463.048j | 0 | 0 | 0 | 0 | 0 | [24 empty] | 8104102 | no | no |  |  | no |  | 0 | 0 | 0 | 0 | 0 | 0 |  | 1 | 1 | 1 | 0 | 0 | 0
load_220348548 |  | node_1344102_711_15274877_862 |  | AN | 0 | Residential | 2642.4+1125.658j | 0 | 0 | 0 | 0 | 0 | [24 empty] | 8104102 | no | no |  |  | no |  | 0 | 0 | 0 | 0 | 0 | 0 |  | 1 | 1 | 1 | 0 | 0 | 0
load_220348549 |  | node_1344136_385_15274587_006 |  | AN | 0 | Residential | 18237.6+7769.185j | 0 | 0 | 0 | 0 | 0 | [24 empty] | 8104102 | no | no |  |  | no |  | 0 | 0 | 0 | 0 | 0 | 0 |  | 1 | 1 | 1 | 0 | 0 | 0
load_220348550 |  | node_1343937_466_15274182_487 |  | AN | 0 | Residential | 8208+3496.593j | 0 | 0 | 0 | 0 | 0 | [24 empty] | 8104102 | no | no |  |  | no |  | 0 | 0 | 0 | 0 | 0 | 0 |  | 1 | 1 | 1 | 0 | 0 | 0
load_220348551 |  | node_1342994_113_15274126_15 |  | AN | 0 | Residential | 4464+1901.656j | 0 | 0 | 0 | 0 | 0 | [24 empty] | 8104102 | no | no |  |  | no |  | 0 | 0 | 0 | 0 | 0 | 0 |  | 1 | 1 | 1 | 0 | 0 | 0
load_220348585 |  | node_1343597_308_15265820_308 |  | AN | 0 | Residential | 17568+7483.937j | 0 | 0 | 0 | 0 | 0 | [24 empty] | 8104102 | no | no |  |  | no |  | 0 | 0 | 0 | 0 | 0 | 0 |  | 1 | 1 | 1 | 0 | 0 | 0
load_220348586 |  | node_1343338_149_15265741_081 |  | AN | 0 | Residential | 4788+2039.679j | 0 | 0 | 0 | 0 | 0 | [24 empty] | 8104102 | no | no |  |  | no |  | 0 | 0 | 0 | 0 | 0 | 0 |  | 1 | 1 | 1 | 0 | 0 | 0
load_220348587 |  | node_1342847_648_15265735_117 |  | AN | 0 | Residential | 3628.8+1545.862j | 0 | 0 | 0 | 0 | 0 | [24 empty] | 8104102 | no | no |  |  | no |  | 0 | 0 | 0 | 0 | 0 | 0 |  | 1 | 1 | 1 | 0 | 0 | 0
load_220348588 |  | node_1342429_977_15265542_525 |  | AN | 0 | Residential | 21636+9216.897j | 0 | 0 | 0 | 0 | 0 | [24 empty] | 8104102 | no | no |  |  | no |  | 0 | 0 | 0 | 0 | 0 | 0 |  | 1 | 1 | 1 | 0 | 0 | 0
load_220348589 |  | node_1342159_443_15265429_016 |  | AN | 0 | Residential | 4269.6+1818.842j | 0 | 0 | 0 | 0 | 0 | [24 empty] | 8104102 | no | no |  |  | no |  | 0 | 0 | 0 | 0 | 0 | 0 |  | 1 | 1 | 1 | 0 | 0 | 0
load_220348590 |  | node_1342183_788_15265687_954 |  | AN | 0 | Residential | 8992.8+3830.917j | 0 | 0 | 0 | 0 | 0 | [24 empty] | 8104102 | no | no |  |  | no |  | 0 | 0 | 0 | 0 | 0 | 0 |  | 1 | 1 | 1 | 0 | 0 | 0
load_220348591 |  | node_1341857_276_15265415_486 |  | AN | 0 | Residential | 11865.6+5054.724j | 0 | 0 | 0 | 0 | 0 | [24 empty] | 8104102 | no | no |  |  | no |  | 0 | 0 | 0 | 0 | 0 | 0 |  | 1 | 1 | 1 | 0 | 0 | 0
load_220348592 |  | node_1341405_792_15265063_783 |  | AN | 0 | Residential | 10944+4662.124j | 0 | 0 | 0 | 0 | 0 | [24 empty] | 8104102 | no | no |  |  | no |  | 0 | 0 | 0 | 0 | 0 | 0 |  | 1 | 1 | 1 | 0 | 0 | 0
load_220348593 |  | node_1341292_011_15264424_664 |  | AN | 0 | Residential | 3866.4+1647.08j | 0 | 0 | 0 | 0 | 0 | [24 empty] | 8104102 | no | no |  |  | no |  | 0 | 0 | 0 | 0 | 0 | 0 |  | 1 | 1 | 1 | 0 | 0 | 0
load_220348594 |  | node_1341348_363_15264112_534 |  | AN | 0 | Residential | 4536+1932.328j | 0 | 0 | 0 | 0 | 0 | [24 empty] | 8104102 | no | no |  |  | no |  | 0 | 0 | 0 | 0 | 0 | 0 |  | 1 | 1 | 1 | 0 | 0 | 0
load_220348595 |  | node_1345335_905_15266069_275 |  | AN | 0 | Residential | 5450.4+2321.861j | 0 | 0 | 0 | 0 | 0 | [24 empty] | 8104102 | no | no |  |  | no |  | 0 | 0 | 0 | 0 | 0 | 0 |  | 1 | 1 | 1 | 0 | 0 | 0
load_220348597 |  | node_1344824_499_15265610_435 |  | AN | 0 | Residential | 2966.4+1263.681j | 0 | 0 | 0 | 0 | 0 | [24 empty] | 8104102 | no | no |  |  | no |  | 0 | 0 | 0 | 0 | 0 | 0 |  | 1 | 1 | 1 | 0 | 0 | 0
load_220348598 |  | node_1344413_789_15266183_905 |  | AN | 0 | Residential | 4579.2+1950.731j | 0 | 0 | 0 | 0 | 0 | [24 empty] | 8104102 | no | no |  |  | no |  | 0 | 0 | 0 | 0 | 0 | 0 |  | 1 | 1 | 1 | 0 | 0 | 0
load_220348600 |  | node_1344313_746_15265745_832 |  | AN | 0 | Residential | 14695.2+6260.129j | 0 | 0 | 0 | 0 | 0 | [24 empty] | 8104102 | no | no |  |  | no |  | 0 | 0 | 0 | 0 | 0 | 0 |  | 1 | 1 | 1 | 0 | 0 | 0
load_220348634 |  | node_1349777_54_15259193_343 |  | AN | 0 | Residential | 16250.4+6922.641j | 0 | 0 | 0 | 0 | 0 | [24 empty] | 8104102 | no | no |  |  | no |  | 0 | 0 | 0 | 0 | 0 | 0 |  | 1 | 1 | 1 | 0 | 0 | 0
load_220348635 |  | node_1350352_07_15258631_688 |  | AN | 0 | Residential | 3823.2+1628.676j | 0 | 0 | 0 | 0 | 0 | [24 empty] | 8104102 | no | no |  |  | no |  | 0 | 0 | 0 | 0 | 0 | 0 |  | 1 | 1 | 1 | 0 | 0 | 0
load_220348636 |  | node_1351061_533_15258248_394 |  | AN | 0 | Residential | 3600+1533.594j | 0 | 0 | 0 | 0 | 0 | [24 empty] | 8104102 | no | no |  |  | no |  | 0 | 0 | 0 | 0 | 0 | 0 |  | 1 | 1 | 1 | 0 | 0 | 0
load_220348636-L-1 |  | node_1351061_533_15258248_394 |  | AN | 0 | Residential | 0 | 0 | 0 | 0 | 0 | 0 | [24 empty] | 8104102 | no | no |  |  | no |  | 0 | 0 | 0 | 0 | 0 | 0 |  | 1 | 1 | 1 | 0 | 0 | 0
load_220348637 |  | node_1351121_15_15257895_716 |  | AN | 0 | Residential | 16128+6870.499j | 0 | 0 | 0 | 0 | 0 | [24 empty] | 8104102 | no | no |  |  | no |  | 0 | 0 | 0 | 0 | 0 | 0 |  | 1 | 1 | 1 | 0 | 0 | 0
load_220348638 |  | node_1351597_428_15258553_983 |  | AN | 0 | Residential | 3463.2+1475.317j | 0 | 0 | 0 | 0 | 0 | [24 empty] | 8104102 | no | no |  |  | no |  | 0 | 0 | 0 | 0 | 0 | 0 |  | 1 | 1 | 1 | 0 | 0 | 0
load_220348639 |  | node_1347846_956_15259615_951 |  | AN | 0 | Residential | 6328.8+2696.058j | 0 | 0 | 0 | 0 | 0 | [24 empty] | 8104102 | no | no |  |  | no |  | 0 | 0 | 0 | 0 | 0 | 0 |  | 1 | 1 | 1 | 0 | 0 | 0
load_220348640 |  | node_1348035_044_15259629_687 |  | AN | 0 | Residential | 7214.4+3073.322j | 0 | 0 | 0 | 0 | 0 | [24 empty] | 8104102 | no | no |  |  | no |  | 0 | 0 | 0 | 0 | 0 | 0 |  | 1 | 1 | 1 | 0 | 0 | 0
load_220348641 |  | node_1352133_536_15258531_874 |  | AN | 0 | NonResidential | 2023.2+861.88j | 0 | 0 | 0 | 0 | 0 | [24 empty] | 8104102 | no | no |  |  | no |  | 0 | 0 | 0 | 0 | 0 | 0 |  | 1 | 1 | 1 | 0 | 0 | 0
load_220348642 |  | node_1348131_918_15259867_872 |  | AN | 0 | Residential | 19238.4+8195.524j | 0 | 0 | 0 | 0 | 0 | [24 empty] | 8104102 | no | no |  |  | no |  | 0 | 0 | 0 | 0 | 0 | 0 |  | 1 | 1 | 1 | 0 | 0 | 0
load_220348643 |  | node_1348303_159_15260014_826 |  | AN | 0 | Residential | 7869.6+3352.436j | 0 | 0 | 0 | 0 | 0 | [24 empty] | 8104102 | no | no |  |  | no |  | 0 | 0 | 0 | 0 | 0 | 0 |  | 1 | 1 | 1 | 0 | 0 | 0
load_220348644 |  | node_1348272_357_15259452_292 |  | AN | 0 | Residential | 16221.6+6910.373j | 0 | 0 | 0 | 0 | 0 | [24 empty] | 8104102 | no | no |  |  | no |  | 0 | 0 | 0 | 0 | 0 | 0 |  | 1 | 1 | 1 | 0 | 0 | 0
load_220348645 |  | node_1348563_879_15259642_436 |  | AN | 0 | Residential | 4096.8+1745.229j | 0 | 0 | 0 | 0 | 0 | [24 empty] | 8104102 | no | no |  |  | no |  | 0 | 0 | 0 | 0 | 0 | 0 |  | 1 | 1 | 1 | 0 | 0 | 0
load_220348704 |  | node_1342405_618_15282383_507 |  | AN | 0 | NonResidential | 93.6+39.873j | 0 | 0 | 0 | 0 | 0 | [24 empty] | 8104102 | no | no |  |  | no |  | 0 | 0 | 0 | 0 | 0 | 0 |  | 1 | 1 | 1 | 0 | 0 | 0
load_220348705 |  | node_1342152_033_15282077_755 |  | AN | 0 | Residential | 18309.6+7799.857j | 0 | 0 | 0 | 0 | 0 | [24 empty] | 8104102 | no | no |  |  | no |  | 0 | 0 | 0 | 0 | 0 | 0 |  | 1 | 1 | 1 | 0 | 0 | 0
load_220348706 |  | node_1341923_631_15282248_309 |  | AN | 0 | NonResidential | 100.8+42.941j | 0 | 0 | 0 | 0 | 0 | [24 empty] | 8104102 | no | no |  |  | no |  | 0 | 0 | 0 | 0 | 0 | 0 |  | 1 | 1 | 1 | 0 | 0 | 0
load_220348707 |  | node_1341265_63_15282053_831 |  | AN | 0 | Residential | 4536+1932.328j | 0 | 0 | 0 | 0 | 0 | [24 empty] | 8104102 | no | no |  |  | no |  | 0 | 0 | 0 | 0 | 0 | 0 |  | 1 | 1 | 1 | 0 | 0 | 0
load_220348711 |  | node_1343998_479_15282978_256 |  | AN | 0 | NonResidential | 11333.333+4827.98j | 0 | 0 | 0 | 0 | 0 | [24 empty] | 8104102 | no | no |  |  | no |  | 0 | 0 | 0 | 0 | 0 | 0 |  | 1 | 1 | 1 | 0 | 0 | 0
load_220348712 |  | node_1343984_476_15282959_249 |  | BN | 0 | NonResidential | 0 | 11333.333+4827.98j | 0 | 0 | 0 | 0 | [24 empty] | 8104102 | no | no |  |  | no |  | 0 | 0 | 0 | 0 | 0 | 0 |  | 1 | 1 | 1 | 0 | 0 | 0
load_220348713 |  | node_1344015_644_15282991_789 |  | CN | 0 | NonResidential | 0 | 0 | 11333.333+4827.98j | 0 | 0 | 0 | [24 empty] | 8104102 | no | no |  |  | no |  | 0 | 0 | 0 | 0 | 0 | 0 |  | 1 | 1 | 1 | 0 | 0 | 0
load_220348714 |  | node_1343803_893_15282815_037 |  | AN | 0 | NonResidential | 10180.8+4337.003j | 0 | 0 | 0 | 0 | 0 | [24 empty] | 8104102 | no | no |  |  | no |  | 0 | 0 | 0 | 0 | 0 | 0 |  | 1 | 1 | 1 | 0 | 0 | 0
load_220348715 |  | node_1345449_469_15285174_037 |  | AN | 0 | Residential | 51955.2+22132.823j | 0 | 0 | 0 | 0 | 0 | [24 empty] | 8104102 | no | no |  |  | no |  | 0 | 0 | 0 | 0 | 0 | 0 |  | 1 | 1 | 1 | 0 | 0 | 0
load_220348716 |  | node_1345562_456_15284902_15 |  | AN | 0 | Residential | 42796.8+18231.36j | 0 | 0 | 0 | 0 | 0 | [24 empty] | 8104102 | no | no |  |  | no |  | 0 | 0 | 0 | 0 | 0 | 0 |  | 1 | 1 | 1 | 0 | 0 | 0
load_220348791 |  | node_1351045_357_15265301_615 |  | AN | 0 | Residential | 26697.6+11373.13j | 0 | 0 | 0 | 0 | 0 | [24 empty] | 8104102 | no | no |  |  | no |  | 0 | 0 | 0 | 0 | 0 | 0 |  | 1 | 1 | 1 | 0 | 0 | 0
load_220348792 |  | node_1351096_916_15265783_702 |  | AN | 0 | Residential | 9655.2+4113.098j | 0 | 0 | 0 | 0 | 0 | [24 empty] | 8104102 | no | no |  |  | no |  | 0 | 0 | 0 | 0 | 0 | 0 |  | 1 | 1 | 1 | 0 | 0 | 0
load_220348853 |  | node_1358221_846_15264966_069 |  | AN | 0 | Residential | 14875.2+6336.809j | 0 | 0 | 0 | 0 | 0 | [24 empty] | 8104102 | no | no |  |  | no |  | 0 | 0 | 0 | 0 | 0 | 0 |  | 1 | 1 | 1 | 0 | 0 | 0
load_220348854 |  | node_1358327_871_15264621_94 |  | AN | 0 | Residential | 7905.6+3367.771j | 0 | 0 | 0 | 0 | 0 | [24 empty] | 8104102 | no | no |  |  | no |  | 0 | 0 | 0 | 0 | 0 | 0 |  | 1 | 1 | 1 | 0 | 0 | 0
load_220348855 |  | node_1358486_236_15264365_137 |  | AN | 0 | NonResidential | 367.2+156.427j | 0 | 0 | 0 | 0 | 0 | [24 empty] | 8104102 | no | no |  |  | no |  | 0 | 0 | 0 | 0 | 0 | 0 |  | 1 | 1 | 1 | 0 | 0 | 0
load_220348856 |  | node_1358803_898_15264638_573 |  | AN | 0 | Residential | 7776+3312.562j | 0 | 0 | 0 | 0 | 0 | [24 empty] | 8104102 | no | no |  |  | no |  | 0 | 0 | 0 | 0 | 0 | 0 |  | 1 | 1 | 1 | 0 | 0 | 0
load_220348857 |  | node_1358738_066_15264165_747 |  | AN | 0 | Residential | 11764.8+5011.784j | 0 | 0 | 0 | 0 | 0 | [24 empty] | 8104102 | no | no |  |  | no |  | 0 | 0 | 0 | 0 | 0 | 0 |  | 1 | 1 | 1 | 0 | 0 | 0
load_220348858 |  | node_1359487_216_15264034_689 |  | AN | 0 | Residential | 5335.2+2272.786j | 0 | 0 | 0 | 0 | 0 | [24 empty] | 8104102 | no | no |  |  | no |  | 0 | 0 | 0 | 0 | 0 | 0 |  | 1 | 1 | 1 | 0 | 0 | 0
load_220348868 |  | node_1346488_871_15269033_122 |  | AN | 0 | Residential | 9914.4+4223.517j | 0 | 0 | 0 | 0 | 0 | [24 empty] | 8104102 | no | no |  |  | no |  | 0 | 0 | 0 | 0 | 0 | 0 |  | 1 | 1 | 1 | 0 | 0 | 0
load_220348869 |  | node_1346342_41_15269019_305 |  | AN | 0 | NonResidential | 0 | 0 | 0 | 0 | 0 | 0 | [24 empty] | 8104102 | no | no |  |  | no |  | 0 | 0 | 0 | 0 | 0 | 0 |  | 1 | 1 | 1 | 0 | 0 | 0
load_220348870 |  | node_1343733_388_15268819_595 |  | AN | 0 | Other | 0 | 0 | 0 | 0 | 0 | 0 | [24 empty] | 8104102 | no | no |  |  | no |  | 0 | 0 | 0 | 0 | 0 | 0 |  | 1 | 1 | 1 | 0 | 0 | 0
load_220348871 |  | node_1343127_07_15268824_525 |  | AN | 0 | Residential | 15746.4+6707.938j | 0 | 0 | 0 | 0 | 0 | [24 empty] | 8104102 | no | no |  |  | no |  | 0 | 0 | 0 | 0 | 0 | 0 |  | 1 | 1 | 1 | 0 | 0 | 0
load_220348872 |  | node_1344294_58_15268778_425 |  | AN | 0 | Residential | 6696+2852.484j | 0 | 0 | 0 | 0 | 0 | [24 empty] | 8104102 | no | no |  |  | no |  | 0 | 0 | 0 | 0 | 0 | 0 |  | 1 | 1 | 1 | 0 | 0 | 0
load_220348873 |  | node_1344397_227_15269475_614 |  | AN | 0 | Residential | 22629.6+9640.169j | 0 | 0 | 0 | 0 | 0 | [24 empty] | 8104102 | no | no |  |  | no |  | 0 | 0 | 0 | 0 | 0 | 0 |  | 1 | 1 | 1 | 0 | 0 | 0
load_220349230 |  | node_1353573_044_15264801_692 |  | AN | 0 | Residential | 12211.2+5201.949j | 0 | 0 | 0 | 0 | 0 | [24 empty] | 8104102 | no | no |  |  | no |  | 0 | 0 | 0 | 0 | 0 | 0 |  | 1 | 1 | 1 | 0 | 0 | 0
load_220349231 |  | node_1353883_31_15264824_831 |  | AN | 0 | Residential | 4032+1717.625j | 0 | 0 | 0 | 0 | 0 | [24 empty] | 8104102 | no | no |  |  | no |  | 0 | 0 | 0 | 0 | 0 | 0 |  | 1 | 1 | 1 | 0 | 0 | 0
load_220349232 |  | node_1354125_861_15264946_697 |  | AN | 0 | Residential | 11001.6+4686.662j | 0 | 0 | 0 | 0 | 0 | [24 empty] | 8104102 | no | no |  |  | no |  | 0 | 0 | 0 | 0 | 0 | 0 |  | 1 | 1 | 1 | 0 | 0 | 0
load_220349233 |  | node_1354477_621_15264841_954 |  | AN | 0 | Residential | 23853.6+10161.591j | 0 | 0 | 0 | 0 | 0 | [24 empty] | 8104102 | no | no |  |  | no |  | 0 | 0 | 0 | 0 | 0 | 0 |  | 1 | 1 | 1 | 0 | 0 | 0
load_220349234 |  | node_1355181_708_15264889_204 |  | AN | 0 | Residential | 7236+3082.523j | 0 | 0 | 0 | 0 | 0 | [24 empty] | 8104102 | no | no |  |  | no |  | 0 | 0 | 0 | 0 | 0 | 0 |  | 1 | 1 | 1 | 0 | 0 | 0
load_220349235 |  | node_1345864_679_15276832_779 |  | AN | 0 | Residential | 13017.6+5545.474j | 0 | 0 | 0 | 0 | 0 | [24 empty] | 8104102 | no | no |  |  | no |  | 0 | 0 | 0 | 0 | 0 | 0 |  | 1 | 1 | 1 | 0 | 0 | 0
load_220349236 |  | node_1345567_813_15276716_258 |  | AN | 0 | Residential | 18648+7944.015j | 0 | 0 | 0 | 0 | 0 | [24 empty] | 8104102 | no | no |  |  | no |  | 0 | 0 | 0 | 0 | 0 | 0 |  | 1 | 1 | 1 | 0 | 0 | 0
load_220349237 |  | node_1346105_069_15276857_627 |  | AN | 0 | NonResidential | 1591.2+677.848j | 0 | 0 | 0 | 0 | 0 | [24 empty] | 8104102 | no | no |  |  | no |  | 0 | 0 | 0 | 0 | 0 | 0 |  | 1 | 1 | 1 | 0 | 0 | 0
load_220349238 |  | node_1346406_742_15276818_312 |  | AN | 0 | Residential | 17100+7284.569j | 0 | 0 | 0 | 0 | 0 | [24 empty] | 8104102 | no | no |  |  | no |  | 0 | 0 | 0 | 0 | 0 | 0 |  | 1 | 1 | 1 | 0 | 0 | 0
load_220349239 |  | node_1346445_919_15277248_427 |  | AN | 0 | Residential | 1195.2+509.153j | 0 | 0 | 0 | 0 | 0 | [24 empty] | 8104102 | no | no |  |  | no |  | 0 | 0 | 0 | 0 | 0 | 0 |  | 1 | 1 | 1 | 0 | 0 | 0
load_220349240 |  | node_1346591_31_15276881_494 |  | AN | 0 | Residential | 38268+16302.1j | 0 | 0 | 0 | 0 | 0 | [24 empty] | 8104102 | no | no |  |  | no |  | 0 | 0 | 0 | 0 | 0 | 0 |  | 1 | 1 | 1 | 0 | 0 | 0
load_220349337 |  | node_1352616_141_15258993_39 |  | AN | 0 | Residential | 7905.6+3367.771j | 0 | 0 | 0 | 0 | 0 | [24 empty] | 8104102 | no | no |  |  | no |  | 0 | 0 | 0 | 0 | 0 | 0 |  | 1 | 1 | 1 | 0 | 0 | 0
load_220349338 |  | node_1352543_711_15259235_068 |  | AN | 0 | Residential | 3204+1364.898j | 0 | 0 | 0 | 0 | 0 | [24 empty] | 8104102 | no | no |  |  | no |  | 0 | 0 | 0 | 0 | 0 | 0 |  | 1 | 1 | 1 | 0 | 0 | 0
load_220349339 |  | node_1353126_503_15258688_243 |  | AN | 0 | Residential | 6328.8+2696.058j | 0 | 0 | 0 | 0 | 0 | [24 empty] | 8104102 | no | no |  |  | no |  | 0 | 0 | 0 | 0 | 0 | 0 |  | 1 | 1 | 1 | 0 | 0 | 0
load_220349340 |  | node_1353162_725_15258547_262 |  | AN | 0 | Residential | 8791.2+3745.036j | 0 | 0 | 0 | 0 | 0 | [24 empty] | 8104102 | no | no |  |  | no |  | 0 | 0 | 0 | 0 | 0 | 0 |  | 1 | 1 | 1 | 0 | 0 | 0
load_220349341 |  | node_1353451_107_15257823_32 |  | AN | 0 | Residential | 7106.4+3027.314j | 0 | 0 | 0 | 0 | 0 | [24 empty] | 8104102 | no | no |  |  | no |  | 0 | 0 | 0 | 0 | 0 | 0 |  | 1 | 1 | 1 | 0 | 0 | 0
load_220349348 |  | node_1345038_122_15285565_883 |  | AN | 0 | NonResidential | 17000+7241.97j | 0 | 0 | 0 | 0 | 0 | [24 empty] | 8104102 | no | no |  |  | no |  | 0 | 0 | 0 | 0 | 0 | 0 |  | 1 | 1 | 1 | 0 | 0 | 0
load_220349349 |  | node_1345054_382_15285550_792 |  | BN | 0 | NonResidential | 0 | 17000+7241.97j | 0 | 0 | 0 | 0 | [24 empty] | 8104102 | no | no |  |  | no |  | 0 | 0 | 0 | 0 | 0 | 0 |  | 1 | 1 | 1 | 0 | 0 | 0
load_220349350 |  | node_1345025_358_15285586_138 |  | CN | 0 | NonResidential | 0 | 0 | 17000+7241.97j | 0 | 0 | 0 | [24 empty] | 8104102 | no | no |  |  | no |  | 0 | 0 | 0 | 0 | 0 | 0 |  | 1 | 1 | 1 | 0 | 0 | 0
load_220349396 |  | node_1345649_236_15283910_512 |  | AN | 0 | NonResidential | 1500+638.997j | 0 | 0 | 0 | 0 | 0 | [24 empty] | 8104102 | no | no |  |  | no |  | 0 | 0 | 0 | 0 | 0 | 0 |  | 1 | 1 | 1 | 0 | 0 | 0
load_220349398 |  | node_1345664_756_15283929_794 |  | BN | 0 | Residential | 0 | 1396.8+595.034j | 0 | 0 | 0 | 0 | [24 empty] | 8104102 | no | no |  |  | no |  | 0 | 0 | 0 | 0 | 0 | 0 |  | 1 | 1 | 1 | 0 | 0 | 0
load_220349400 |  | node_1343582_151_15281829_628 |  | AN | 0 | Residential | 7666.667+3265.986j | 0 | 0 | 0 | 0 | 0 | [24 empty] | 8104102 | no | no |  |  | no |  | 0 | 0 | 0 | 0 | 0 | 0 |  | 1 | 1 | 1 | 0 | 0 | 0
load_220349401 |  | node_1343591_002_15281805_887 |  | AN | 0 | Residential | 7666.667+3265.986j | 0 | 0 | 0 | 0 | 0 | [24 empty] | 8104102 | no | no |  |  | no |  | 0 | 0 | 0 | 0 | 0 | 0 |  | 1 | 1 | 1 | 0 | 0 | 0
load_220349402 |  | node_1343578_198_15281855_682 |  | AN | 0 | Residential | 7666.667+3265.986j | 0 | 0 | 0 | 0 | 0 | [24 empty] | 8104102 | no | no |  |  | no |  | 0 | 0 | 0 | 0 | 0 | 0 |  | 1 | 1 | 1 | 0 | 0 | 0
load_220349406 |  | node_1344108_313_15280667_824 |  | AN | 0 | Residential | 14040+5981.015j | 0 | 0 | 0 | 0 | 0 | [24 empty] | 8104102 | no | no |  |  | no |  | 0 | 0 | 0 | 0 | 0 | 0 |  | 1 | 1 | 1 | 0 | 0 | 0
load_220349407 |  | node_1347009_784_15263913_27 |  | AN | 0 | Residential | 17942.4+7643.43j | 0 | 0 | 0 | 0 | 0 | [24 empty] | 8104102 | no | no |  |  | no |  | 0 | 0 | 0 | 0 | 0 | 0 |  | 1 | 1 | 1 | 0 | 0 | 0
load_220349408 |  | node_1347125_345_15263638_062 |  | AN | 0 | Residential | 6292.8+2680.722j | 0 | 0 | 0 | 0 | 0 | [24 empty] | 8104102 | no | no |  |  | no |  | 0 | 0 | 0 | 0 | 0 | 0 |  | 1 | 1 | 1 | 0 | 0 | 0
load_220349409 |  | node_1347073_256_15263413_977 |  | AN | 0 | Residential | 11066.4+4714.267j | 0 | 0 | 0 | 0 | 0 | [24 empty] | 8104102 | no | no |  |  | no |  | 0 | 0 | 0 | 0 | 0 | 0 |  | 1 | 1 | 1 | 0 | 0 | 0
load_220349410 |  | node_1347129_65_15262972_601 |  | AN | 0 | Residential | 2037.6+868.014j | 0 | 0 | 0 | 0 | 0 | [24 empty] | 8104102 | no | no |  |  | no |  | 0 | 0 | 0 | 0 | 0 | 0 |  | 1 | 1 | 1 | 0 | 0 | 0
load_220349411 |  | node_1346999_714_15261940_185 |  | AN | 0 | Residential | 22622.4+9637.102j | 0 | 0 | 0 | 0 | 0 | [24 empty] | 8104102 | no | no |  |  | no |  | 0 | 0 | 0 | 0 | 0 | 0 |  | 1 | 1 | 1 | 0 | 0 | 0
load_220349412 |  | node_1346737_965_15261703_865 |  | AN | 0 | Residential | 6465.6+2754.334j | 0 | 0 | 0 | 0 | 0 | [24 empty] | 8104102 | no | no |  |  | no |  | 0 | 0 | 0 | 0 | 0 | 0 |  | 1 | 1 | 1 | 0 | 0 | 0
load_220349413 |  | node_1346611_522_15261525_494 |  | AN | 0 | Residential | 4665.6+1987.537j | 0 | 0 | 0 | 0 | 0 | [24 empty] | 8104102 | no | no |  |  | no |  | 0 | 0 | 0 | 0 | 0 | 0 |  | 1 | 1 | 1 | 0 | 0 | 0
load_220349414 |  | node_1346779_925_15261250_034 |  | AN | 0 | Other | 0 | 0 | 0 | 0 | 0 | 0 | [24 empty] | 8104102 | no | no |  |  | no |  | 0 | 0 | 0 | 0 | 0 | 0 |  | 1 | 1 | 1 | 0 | 0 | 0
load_220349414-L-1 |  | node_1346779_925_15261250_034 |  | AN | 0 | Residential | 0 | 0 | 0 | 0 | 0 | 0 | [24 empty] | 8104102 | no | no |  |  | no |  | 0 | 0 | 0 | 0 | 0 | 0 |  | 1 | 1 | 1 | 0 | 0 | 0
load_220349415 |  | node_1346093_242_15261612_254 |  | AN | 0 | Residential | 11397.6+4855.357j | 0 | 0 | 0 | 0 | 0 | [24 empty] | 8104102 | no | no |  |  | no |  | 0 | 0 | 0 | 0 | 0 | 0 |  | 1 | 1 | 1 | 0 | 0 | 0
load_220349416 |  | node_1346478_301_15260961_928 |  | AN | 0 | Other | 0 | 0 | 0 | 0 | 0 | 0 | [24 empty] | 8104102 | no | no |  |  | no |  | 0 | 0 | 0 | 0 | 0 | 0 |  | 1 | 1 | 1 | 0 | 0 | 0
load_220349417 |  | node_1346978_516_15260435_345 |  | AN | 0 | Residential | 6688.8+2849.417j | 0 | 0 | 0 | 0 | 0 | [24 empty] | 8104102 | no | no |  |  | no |  | 0 | 0 | 0 | 0 | 0 | 0 |  | 1 | 1 | 1 | 0 | 0 | 0
load_220349419 |  | node_1346607_652_15259599_966 |  | AN | 0 | Residential | 1137.6+484.616j | 0 | 0 | 0 | 0 | 0 | [24 empty] | 8104102 | no | no |  |  | no |  | 0 | 0 | 0 | 0 | 0 | 0 |  | 1 | 1 | 1 | 0 | 0 | 0
load_220349421 |  | node_1344169_334_15280226_655 |  | AN | 0 | Residential | 5227.2+2226.778j | 0 | 0 | 0 | 0 | 0 | [24 empty] | 8104102 | no | no |  |  | no |  | 0 | 0 | 0 | 0 | 0 | 0 |  | 1 | 1 | 1 | 0 | 0 | 0
load_220349422 |  | node_1344174_942_15279976_241 |  | AN | 0 | Residential | 1440+613.437j | 0 | 0 | 0 | 0 | 0 | [24 empty] | 8104102 | no | no |  |  | no |  | 0 | 0 | 0 | 0 | 0 | 0 |  | 1 | 1 | 1 | 0 | 0 | 0
load_220349423 |  | node_1344188_833_15279361_777 |  | AN | 0 | NonResidential | 1000+425.998j | 0 | 0 | 0 | 0 | 0 | [24 empty] | 8104102 | no | no |  |  | no |  | 0 | 0 | 0 | 0 | 0 | 0 |  | 1 | 1 | 1 | 0 | 0 | 0
load_220349424 |  | node_1343798_212_15282132_184 |  | AN | 0 | Residential | 14212.8+6054.627j | 0 | 0 | 0 | 0 | 0 | [24 empty] | 8104102 | no | no |  |  | no |  | 0 | 0 | 0 | 0 | 0 | 0 |  | 1 | 1 | 1 | 0 | 0 | 0
load_220349426 |  | node_1344123_335_15277697_112 |  | AN | 0 | Residential | 18842.4+8026.829j | 0 | 0 | 0 | 0 | 0 | [24 empty] | 8104102 | no | no |  |  | no |  | 0 | 0 | 0 | 0 | 0 | 0 |  | 1 | 1 | 1 | 0 | 0 | 0
load_220349427 |  | node_1344132_957_15277388_427 |  | AN | 0 | Residential | 43344+18464.467j | 0 | 0 | 0 | 0 | 0 | [24 empty] | 8104102 | no | no |  |  | no |  | 0 | 0 | 0 | 0 | 0 | 0 |  | 1 | 1 | 1 | 0 | 0 | 0
load_220349428 |  | node_1344625_657_15277453_398 |  | AN | 0 | Residential | 19461.6+8290.607j | 0 | 0 | 0 | 0 | 0 | [24 empty] | 8104102 | no | no |  |  | no |  | 0 | 0 | 0 | 0 | 0 | 0 |  | 1 | 1 | 1 | 0 | 0 | 0
load_220349429 |  | node_1344205_19_15276924_698 |  | AN | 0 | Residential | 3715.2+1582.669j | 0 | 0 | 0 | 0 | 0 | [24 empty] | 8104102 | no | no |  |  | no |  | 0 | 0 | 0 | 0 | 0 | 0 |  | 1 | 1 | 1 | 0 | 0 | 0
load_220349430 |  | node_1344361_956_15276623_796 |  | AN | 0 | Residential | 27309.6+11633.841j | 0 | 0 | 0 | 0 | 0 | [24 empty] | 8104102 | no | no |  |  | no |  | 0 | 0 | 0 | 0 | 0 | 0 |  | 1 | 1 | 1 | 0 | 0 | 0
load_220349432 |  | node_1345054_625_15275698_954 |  | AN | 0 | Residential | 13356+5689.632j | 0 | 0 | 0 | 0 | 0 | [24 empty] | 8104102 | no | no |  |  | no |  | 0 | 0 | 0 | 0 | 0 | 0 |  | 1 | 1 | 1 | 0 | 0 | 0
load_220349433 |  | node_1343898_003_15281741_602 |  | AN | 0 | Residential | 10180.8+4337.003j | 0 | 0 | 0 | 0 | 0 | [24 empty] | 8104102 | no | no |  |  | no |  | 0 | 0 | 0 | 0 | 0 | 0 |  | 1 | 1 | 1 | 0 | 0 | 0
load_220349434 |  | node_1345674_681_15274817_482 |  | AN | 0 | Residential | 8920.8+3800.245j | 0 | 0 | 0 | 0 | 0 | [24 empty] | 8104102 | no | no |  |  | no |  | 0 | 0 | 0 | 0 | 0 | 0 |  | 1 | 1 | 1 | 0 | 0 | 0
load_220349435 |  | node_1345998_746_15274262_363 |  | AN | 0 | Residential | 21160.8+9014.463j | 0 | 0 | 0 | 0 | 0 | [24 empty] | 8104102 | no | no |  |  | no |  | 0 | 0 | 0 | 0 | 0 | 0 |  | 1 | 1 | 1 | 0 | 0 | 0
load_220349436 |  | node_1345960_259_15273816_074 |  | AN | 0 | Residential | 24724.8+10532.721j | 0 | 0 | 0 | 0 | 0 | [24 empty] | 8104102 | no | no |  |  | no |  | 0 | 0 | 0 | 0 | 0 | 0 |  | 1 | 1 | 1 | 0 | 0 | 0
load_220349437 |  | node_1343907_523_15281508_382 |  | AN | 0 | Residential | 13665.6+5821.521j | 0 | 0 | 0 | 0 | 0 | [24 empty] | 8104102 | no | no |  |  | no |  | 0 | 0 | 0 | 0 | 0 | 0 |  | 1 | 1 | 1 | 0 | 0 | 0
load_220349438 |  | node_1346114_087_15273100_998 |  | AN | 0 | Residential | 5702.4+2429.212j | 0 | 0 | 0 | 0 | 0 | [24 empty] | 8104102 | no | no |  |  | no |  | 0 | 0 | 0 | 0 | 0 | 0 |  | 1 | 1 | 1 | 0 | 0 | 0
load_220349439 |  | node_1346762_687_15273028_226 |  | AN | 0 | Residential | 8611.2+3668.356j | 0 | 0 | 0 | 0 | 0 | [24 empty] | 8104102 | no | no |  |  | no |  | 0 | 0 | 0 | 0 | 0 | 0 |  | 1 | 1 | 1 | 0 | 0 | 0
load_220349440 |  | node_1346092_679_15272854_759 |  | AN | 0 | NonResidential | 2887.2+1229.942j | 0 | 0 | 0 | 0 | 0 | [24 empty] | 8104102 | no | no |  |  | no |  | 0 | 0 | 0 | 0 | 0 | 0 |  | 1 | 1 | 1 | 0 | 0 | 0
load_220349441 |  | node_1346255_432_15272434_543 |  | AN | 0 | Residential | 11584.8+4935.104j | 0 | 0 | 0 | 0 | 0 | [24 empty] | 8104102 | no | no |  |  | no |  | 0 | 0 | 0 | 0 | 0 | 0 |  | 1 | 1 | 1 | 0 | 0 | 0
load_220349443 |  | node_1346308_08_15271778_207 |  | AN | 0 | Residential | 24177.6+10299.614j | 0 | 0 | 0 | 0 | 0 | [24 empty] | 8104102 | no | no |  |  | no |  | 0 | 0 | 0 | 0 | 0 | 0 |  | 1 | 1 | 1 | 0 | 0 | 0
load_220349444 |  | node_1346353_009_15271362_842 |  | AN | 0 | NonResidential | 1087.2+463.145j | 0 | 0 | 0 | 0 | 0 | [24 empty] | 8104102 | no | no |  |  | no |  | 0 | 0 | 0 | 0 | 0 | 0 |  | 1 | 1 | 1 | 0 | 0 | 0
load_220349445 |  | node_1346341_29_15270832_552 |  | AN | 0 | Residential | 51487.2+21933.455j | 0 | 0 | 0 | 0 | 0 | [24 empty] | 8104102 | no | no |  |  | no |  | 0 | 0 | 0 | 0 | 0 | 0 |  | 1 | 1 | 1 | 0 | 0 | 0
load_220349446 |  | node_1346473_08_15270019_089 |  | AN | 0 | Residential | 51220.8+21819.969j | 0 | 0 | 0 | 0 | 0 | [24 empty] | 8104102 | no | no |  |  | no |  | 0 | 0 | 0 | 0 | 0 | 0 |  | 1 | 1 | 1 | 0 | 0 | 0
load_220349448 |  | node_1346554_091_15268257_57 |  | AN | 0 | Residential | 2196+935.492j | 0 | 0 | 0 | 0 | 0 | [24 empty] | 8104102 | no | no |  |  | no |  | 0 | 0 | 0 | 0 | 0 | 0 |  | 1 | 1 | 1 | 0 | 0 | 0
load_220349449 |  | node_1346569_17_15267840_881 |  | AN | 0 | Residential | 5623.2+2395.473j | 0 | 0 | 0 | 0 | 0 | [24 empty] | 8104102 | no | no |  |  | no |  | 0 | 0 | 0 | 0 | 0 | 0 |  | 1 | 1 | 1 | 0 | 0 | 0
load_220349451 |  | node_1347674_541_15266964_458 |  | AN | 0 | Residential | 7588.8+3232.815j | 0 | 0 | 0 | 0 | 0 | [24 empty] | 8104102 | no | no |  |  | no |  | 0 | 0 | 0 | 0 | 0 | 0 |  | 1 | 1 | 1 | 0 | 0 | 0
load_220349452 |  | node_1346182_564_15266564_98 |  | AN | 0 | Residential | 2577.6+1098.053j | 0 | 0 | 0 | 0 | 0 | [24 empty] | 8104102 | no | no |  |  | no |  | 0 | 0 | 0 | 0 | 0 | 0 |  | 1 | 1 | 1 | 0 | 0 | 0
load_220349453 |  | node_1346786_031_15266330_567 |  | AN | 0 | Residential | 5212.8+2220.644j | 0 | 0 | 0 | 0 | 0 | [24 empty] | 8104102 | no | no |  |  | no |  | 0 | 0 | 0 | 0 | 0 | 0 |  | 1 | 1 | 1 | 0 | 0 | 0
load_220349454 |  | node_1346870_345_15265853_845 |  | AN | 0 | Residential | 11376+4846.156j | 0 | 0 | 0 | 0 | 0 | [24 empty] | 8104102 | no | no |  |  | no |  | 0 | 0 | 0 | 0 | 0 | 0 |  | 1 | 1 | 1 | 0 | 0 | 0
load_220349456 |  | node_1347084_598_15264214_744 |  | AN | 0 | Residential | 64497.6+27475.863j | 0 | 0 | 0 | 0 | 0 | [24 empty] | 8104102 | no | no |  |  | no |  | 0 | 0 | 0 | 0 | 0 | 0 |  | 1 | 1 | 1 | 0 | 0 | 0
load_220349652 |  | node_1344702_572_15283039_096 |  | AN | 0 | NonResidential | 136.8+58.277j | 0 | 0 | 0 | 0 | 0 | [24 empty] | 8104102 | no | no |  |  | no |  | 0 | 0 | 0 | 0 | 0 | 0 |  | 1 | 1 | 1 | 0 | 0 | 0
load_220349653 |  | node_1344031_03_15282428_444 |  | AN | 0 | Residential | 77536.8+33030.538j | 0 | 0 | 0 | 0 | 0 | [24 empty] | 8104102 | no | no |  |  | no |  | 0 | 0 | 0 | 0 | 0 | 0 |  | 1 | 1 | 1 | 0 | 0 | 0
load_220349654 |  | node_1343584_295_15282119_18 |  | AN | 0 | NonResidential | 856.8+364.995j | 0 | 0 | 0 | 0 | 0 | [24 empty] | 8104102 | no | no |  |  | no |  | 0 | 0 | 0 | 0 | 0 | 0 |  | 1 | 1 | 1 | 0 | 0 | 0
load_220349655 |  | node_1343395_542_15282032_213 |  | AN | 0 | NonResidential | 11000+4685.98j | 0 | 0 | 0 | 0 | 0 | [24 empty] | 8104102 | no | no |  |  | no |  | 0 | 0 | 0 | 0 | 0 | 0 |  | 1 | 1 | 1 | 0 | 0 | 0
load_220349656 |  | node_1342749_519_15281871_521 |  | AN | 0 | NonResidential | 3666.667+1561.994j | 0 | 0 | 0 | 0 | 0 | [24 empty] | 8104102 | no | no |  |  | no |  | 0 | 0 | 0 | 0 | 0 | 0 |  | 1 | 1 | 1 | 0 | 0 | 0
load_220349657 |  | node_1342733_489_15281855_662 |  | BN | 0 | NonResidential | 0 | 3666.667+1561.994j | 0 | 0 | 0 | 0 | [24 empty] | 8104102 | no | no |  |  | no |  | 0 | 0 | 0 | 0 | 0 | 0 |  | 1 | 1 | 1 | 0 | 0 | 0
load_220349658 |  | node_1342768_029_15281881_303 |  | CN | 0 | NonResidential | 0 | 0 | 3666.667+1561.994j | 0 | 0 | 0 | [24 empty] | 8104102 | no | no |  |  | no |  | 0 | 0 | 0 | 0 | 0 | 0 |  | 1 | 1 | 1 | 0 | 0 | 0
load_220349659 |  | node_1342477_689_15281668_609 |  | AN | 0 | Residential | 51559.2+21964.127j | 0 | 0 | 0 | 0 | 0 | [24 empty] | 8104102 | no | no |  |  | no |  | 0 | 0 | 0 | 0 | 0 | 0 |  | 1 | 1 | 1 | 0 | 0 | 0
load_220349660 |  | node_1342015_793_15281647_463 |  | AN | 0 | Residential | 59896.8+25515.93j | 0 | 0 | 0 | 0 | 0 | [24 empty] | 8104102 | no | no |  |  | no |  | 0 | 0 | 0 | 0 | 0 | 0 |  | 1 | 1 | 1 | 0 | 0 | 0
load_220349661 |  | node_1341221_719_15281526_611 |  | AN | 0 | NonResidential | 676.8+288.316j | 0 | 0 | 0 | 0 | 0 | [24 empty] | 8104102 | no | no |  |  | no |  | 0 | 0 | 0 | 0 | 0 | 0 |  | 1 | 1 | 1 | 0 | 0 | 0
load_220349662 |  | node_1340810_612_15281495_132 |  | AN | 0 | Residential | 23356.8+9949.955j | 0 | 0 | 0 | 0 | 0 | [24 empty] | 8104102 | no | no |  |  | no |  | 0 | 0 | 0 | 0 | 0 | 0 |  | 1 | 1 | 1 | 0 | 0 | 0
load_220349663 |  | node_1340232_474_15281390_563 |  | AN | 0 | Residential | 57139.2+24341.197j | 0 | 0 | 0 | 0 | 0 | [24 empty] | 8104102 | no | no |  |  | no |  | 0 | 0 | 0 | 0 | 0 | 0 |  | 1 | 1 | 1 | 0 | 0 | 0
load_220349664 |  | node_1339605_429_15281295_196 |  | AN | 0 | Residential | 35193.6+14992.411j | 0 | 0 | 0 | 0 | 0 | [24 empty] | 8104102 | no | no |  |  | no |  | 0 | 0 | 0 | 0 | 0 | 0 |  | 1 | 1 | 1 | 0 | 0 | 0
load_220349728 |  | node_1341667_212_15281420_571 |  | AN | 0 | Residential | 1764+751.461j | 0 | 0 | 0 | 0 | 0 | [24 empty] | 8104102 | no | no |  |  | no |  | 0 | 0 | 0 | 0 | 0 | 0 |  | 1 | 1 | 1 | 0 | 0 | 0
load_220349729 |  | node_1341668_49_15281394_012 |  | BN | 0 | NonResidential | 0 | 14333.333+6105.974j | 0 | 0 | 0 | 0 | [24 empty] | 8104102 | no | no |  |  | no |  | 0 | 0 | 0 | 0 | 0 | 0 |  | 1 | 1 | 1 | 0 | 0 | 0
load_220349730 |  | node_1341671_103_15281446_721 |  | CN | 0 | NonResidential | 0 | 0 | 14333.333+6105.974j | 0 | 0 | 0 | [24 empty] | 8104102 | no | no |  |  | no |  | 0 | 0 | 0 | 0 | 0 | 0 |  | 1 | 1 | 1 | 0 | 0 | 0
load_220349731 |  | node_1341736_682_15281057_232 |  | AN | 0 | Residential | 62589.6+26663.058j | 0 | 0 | 0 | 0 | 0 | [24 empty] | 8104102 | no | no |  |  | no |  | 0 | 0 | 0 | 0 | 0 | 0 |  | 1 | 1 | 1 | 0 | 0 | 0
load_220349733 |  | node_1341364_981_15281415_637 |  | AN | 0 | Residential | 31809.6+13550.833j | 0 | 0 | 0 | 0 | 0 | [24 empty] | 8104102 | no | no |  |  | no |  | 0 | 0 | 0 | 0 | 0 | 0 |  | 1 | 1 | 1 | 0 | 0 | 0
load_220349734 |  | node_1341408_711_15280816_656 |  | AN | 0 | Residential | 95911.2+40858j | 0 | 0 | 0 | 0 | 0 | [24 empty] | 8104102 | no | no |  |  | no |  | 0 | 0 | 0 | 0 | 0 | 0 |  | 1 | 1 | 1 | 0 | 0 | 0
load_220349735 |  | node_1341464_844_15280068_877 |  | AN | 0 | Residential | 83196+35441.348j | 0 | 0 | 0 | 0 | 0 | [24 empty] | 8104102 | no | no |  |  | no |  | 0 | 0 | 0 | 0 | 0 | 0 |  | 1 | 1 | 1 | 0 | 0 | 0
load_220349736 |  | node_1341545_187_15279781_725 |  | AN | 0 | Residential | 48362.4+20602.296j | 0 | 0 | 0 | 0 | 0 | [24 empty] | 8104102 | no | no |  |  | no |  | 0 | 0 | 0 | 0 | 0 | 0 |  | 1 | 1 | 1 | 0 | 0 | 0
load_220349737 |  | node_1341625_084_15279155_423 |  | AN | 0 | Residential | 18331.2+7809.058j | 0 | 0 | 0 | 0 | 0 | [24 empty] | 8104102 | no | no |  |  | no |  | 0 | 0 | 0 | 0 | 0 | 0 |  | 1 | 1 | 1 | 0 | 0 | 0
load_220349738 |  | node_1341829_952_15278902_465 |  | AN | 0 | Residential | 4024.8+1714.558j | 0 | 0 | 0 | 0 | 0 | [24 empty] | 8104102 | no | no |  |  | no |  | 0 | 0 | 0 | 0 | 0 | 0 |  | 1 | 1 | 1 | 0 | 0 | 0
load_220349740 |  | node_1341031_227_15281235_473 |  | AN | 0 | Residential | 68796+29306.973j | 0 | 0 | 0 | 0 | 0 | [24 empty] | 8104102 | no | no |  |  | no |  | 0 | 0 | 0 | 0 | 0 | 0 |  | 1 | 1 | 1 | 0 | 0 | 0
load_220349741 |  | node_1340936_653_15280952_348 |  | AN | 0 | Residential | 73252.8+31205.562j | 0 | 0 | 0 | 0 | 0 | [24 empty] | 8104102 | no | no |  |  | no |  | 0 | 0 | 0 | 0 | 0 | 0 |  | 1 | 1 | 1 | 0 | 0 | 0
load_220349744 |  | node_1340993_713_15279675_728 |  | AN | 0 | Residential | 16948.8+7220.159j | 0 | 0 | 0 | 0 | 0 | [24 empty] | 8104102 | no | no |  |  | no |  | 0 | 0 | 0 | 0 | 0 | 0 |  | 1 | 1 | 1 | 0 | 0 | 0
load_220349745 |  | node_1340626_706_15280315_228 |  | AN | 0 | Residential | 26265.6+11189.099j | 0 | 0 | 0 | 0 | 0 | [24 empty] | 8104102 | no | no |  |  | no |  | 0 | 0 | 0 | 0 | 0 | 0 |  | 1 | 1 | 1 | 0 | 0 | 0
load_220349746 |  | node_1340760_324_15281191_106 |  | AN | 0 | Residential | 45216+19261.935j | 0 | 0 | 0 | 0 | 0 | [24 empty] | 8104102 | no | no |  |  | no |  | 0 | 0 | 0 | 0 | 0 | 0 |  | 1 | 1 | 1 | 0 | 0 | 0
load_220349747 |  | node_1351508_345_15275024_412 |  | AN | 0 | Residential | 27705.6+11802.536j | 0 | 0 | 0 | 0 | 0 | [24 empty] | 8104102 | no | no |  |  | no |  | 0 | 0 | 0 | 0 | 0 | 0 |  | 1 | 1 | 1 | 0 | 0 | 0
load_220349748 |  | node_1352013_237_15275151_23 |  | AN | 0 | Residential | 24616.8+10486.713j | 0 | 0 | 0 | 0 | 0 | [24 empty] | 8104102 | no | no |  |  | no |  | 0 | 0 | 0 | 0 | 0 | 0 |  | 1 | 1 | 1 | 0 | 0 | 0
load_220349749 |  | node_1352052_369_15274846_588 |  | AN | 0 | Residential | 9352.8+3984.276j | 0 | 0 | 0 | 0 | 0 | [24 empty] | 8104102 | no | no |  |  | no |  | 0 | 0 | 0 | 0 | 0 | 0 |  | 1 | 1 | 1 | 0 | 0 | 0
load_220349750 |  | node_1352257_466_15275024_147 |  | AN | 0 | Residential | 2491.2+1061.247j | 0 | 0 | 0 | 0 | 0 | [24 empty] | 8104102 | no | no |  |  | no |  | 0 | 0 | 0 | 0 | 0 | 0 |  | 1 | 1 | 1 | 0 | 0 | 0
load_220349759 |  | node_1350471_283_15278520_175 |  | AN | 0 | Residential | 3456+1472.25j | 0 | 0 | 0 | 0 | 0 | [24 empty] | 8104102 | no | no |  |  | no |  | 0 | 0 | 0 | 0 | 0 | 0 |  | 1 | 1 | 1 | 0 | 0 | 0
load_220349760 |  | node_1350257_316_15278517_765 |  | AN | 0 | Residential | 4867.2+2073.419j | 0 | 0 | 0 | 0 | 0 | [24 empty] | 8104102 | no | no |  |  | no |  | 0 | 0 | 0 | 0 | 0 | 0 |  | 1 | 1 | 1 | 0 | 0 | 0
load_220349761 |  | node_1349886_248_15278192_444 |  | AN | 0 | Residential | 5284.8+2251.315j | 0 | 0 | 0 | 0 | 0 | [24 empty] | 8104102 | no | no |  |  | no |  | 0 | 0 | 0 | 0 | 0 | 0 |  | 1 | 1 | 1 | 0 | 0 | 0
load_220349762 |  | node_1349627_651_15277788_665 |  | AN | 0 | Residential | 10324.8+4398.346j | 0 | 0 | 0 | 0 | 0 | [24 empty] | 8104102 | no | no |  |  | no |  | 0 | 0 | 0 | 0 | 0 | 0 |  | 1 | 1 | 1 | 0 | 0 | 0
load_220349763 |  | node_1349139_646_15277687_373 |  | AN | 0 | Residential | 24998.4+10649.274j | 0 | 0 | 0 | 0 | 0 | [24 empty] | 8104102 | no | no |  |  | no |  | 0 | 0 | 0 | 0 | 0 | 0 |  | 1 | 1 | 1 | 0 | 0 | 0
load_220349764 |  | node_1348656_172_15277563_422 |  | AN | 0 | Residential | 29347.2+12501.855j | 0 | 0 | 0 | 0 | 0 | [24 empty] | 8104102 | no | no |  |  | no |  | 0 | 0 | 0 | 0 | 0 | 0 |  | 1 | 1 | 1 | 0 | 0 | 0
load_220349765 |  | node_1348115_338_15277420_302 |  | AN | 0 | Residential | 20224.8+8615.729j | 0 | 0 | 0 | 0 | 0 | [24 empty] | 8104102 | no | no |  |  | no |  | 0 | 0 | 0 | 0 | 0 | 0 |  | 1 | 1 | 1 | 0 | 0 | 0
load_220349766 |  | node_1347845_153_15277357_784 |  | AN | 0 | Residential | 7617.6+3245.084j | 0 | 0 | 0 | 0 | 0 | [24 empty] | 8104102 | no | no |  |  | no |  | 0 | 0 | 0 | 0 | 0 | 0 |  | 1 | 1 | 1 | 0 | 0 | 0
load_220349767 |  | node_1347460_175_15277702_178 |  | AN | 0 | Residential | 7725.6+3291.092j | 0 | 0 | 0 | 0 | 0 | [24 empty] | 8104102 | no | no |  |  | no |  | 0 | 0 | 0 | 0 | 0 | 0 |  | 1 | 1 | 1 | 0 | 0 | 0
load_220349769 |  | node_1344278_77_15275866_895 |  | AN | 0 | Residential | 10252.8+4367.675j | 0 | 0 | 0 | 0 | 0 | [24 empty] | 8104102 | no | no |  |  | no |  | 0 | 0 | 0 | 0 | 0 | 0 |  | 1 | 1 | 1 | 0 | 0 | 0
load_220349770 |  | node_1351377_889_15269839_224 |  | AN | 0 | Residential | 3088.8+1315.823j | 0 | 0 | 0 | 0 | 0 | [24 empty] | 8104102 | no | no |  |  | no |  | 0 | 0 | 0 | 0 | 0 | 0 |  | 1 | 1 | 1 | 0 | 0 | 0
load_220349771 |  | node_1351649_483_15269977_383 |  | AN | 0 | Residential | 20980.8+8937.783j | 0 | 0 | 0 | 0 | 0 | [24 empty] | 8104102 | no | no |  |  | no |  | 0 | 0 | 0 | 0 | 0 | 0 |  | 1 | 1 | 1 | 0 | 0 | 0
load_220349772 |  | node_1352088_485_15270479_256 |  | AN | 0 | Residential | 8438.4+3594.743j | 0 | 0 | 0 | 0 | 0 | [24 empty] | 8104102 | no | no |  |  | no |  | 0 | 0 | 0 | 0 | 0 | 0 |  | 1 | 1 | 1 | 0 | 0 | 0
load_220349773 |  | node_1352336_282_15270668_59 |  | AN | 0 | Residential | 8496+3619.281j | 0 | 0 | 0 | 0 | 0 | [24 empty] | 8104102 | no | no |  |  | no |  | 0 | 0 | 0 | 0 | 0 | 0 |  | 1 | 1 | 1 | 0 | 0 | 0
load_220349775 |  | node_1353257_932_15270609_93 |  | AN | 0 | Residential | 24163.2+10293.48j | 0 | 0 | 0 | 0 | 0 | [24 empty] | 8104102 | no | no |  |  | no |  | 0 | 0 | 0 | 0 | 0 | 0 |  | 1 | 1 | 1 | 0 | 0 | 0
load_220349908 |  | node_1346330_785_15273600_079 |  | AN | 0 | Residential | 11793.6+5024.053j | 0 | 0 | 0 | 0 | 0 | [24 empty] | 8104102 | no | no |  |  | no |  | 0 | 0 | 0 | 0 | 0 | 0 |  | 1 | 1 | 1 | 0 | 0 | 0
load_220349909 |  | node_1346537_73_15273598_061 |  | AN | 0 | Residential | 18460.8+7864.268j | 0 | 0 | 0 | 0 | 0 | [24 empty] | 8104102 | no | no |  |  | no |  | 0 | 0 | 0 | 0 | 0 | 0 |  | 1 | 1 | 1 | 0 | 0 | 0
load_220349911 |  | node_1349817_729_15273781_14 |  | AN | 0 | Residential | 6552+2791.14j | 0 | 0 | 0 | 0 | 0 | [24 empty] | 8104102 | no | no |  |  | no |  | 0 | 0 | 0 | 0 | 0 | 0 |  | 1 | 1 | 1 | 0 | 0 | 0
load_220349912 |  | node_1350069_198_15274411_204 |  | AN | 0 | Residential | 17668.8+7526.877j | 0 | 0 | 0 | 0 | 0 | [24 empty] | 8104102 | no | no |  |  | no |  | 0 | 0 | 0 | 0 | 0 | 0 |  | 1 | 1 | 1 | 0 | 0 | 0
load_220349913 |  | node_1350543_163_15274476_043 |  | AN | 0 | Residential | 22262.4+9483.743j | 0 | 0 | 0 | 0 | 0 | [24 empty] | 8104102 | no | no |  |  | no |  | 0 | 0 | 0 | 0 | 0 | 0 |  | 1 | 1 | 1 | 0 | 0 | 0
load_220349914 |  | node_1350665_154_15274563_325 |  | AN | 0 | Residential | 25754.4+10971.328j | 0 | 0 | 0 | 0 | 0 | [24 empty] | 8104102 | no | no |  |  | no |  | 0 | 0 | 0 | 0 | 0 | 0 |  | 1 | 1 | 1 | 0 | 0 | 0
load_220349915 |  | node_1350950_47_15274553_627 |  | AN | 0 | Residential | 23205.6+9885.544j | 0 | 0 | 0 | 0 | 0 | [24 empty] | 8104102 | no | no |  |  | no |  | 0 | 0 | 0 | 0 | 0 | 0 |  | 1 | 1 | 1 | 0 | 0 | 0
load_220349916 |  | node_1351480_884_15274509_161 |  | AN | 0 | Residential | 1771.2+754.528j | 0 | 0 | 0 | 0 | 0 | [24 empty] | 8104102 | no | no |  |  | no |  | 0 | 0 | 0 | 0 | 0 | 0 |  | 1 | 1 | 1 | 0 | 0 | 0
load_220349917 |  | node_1351326_61_15274838_001 |  | AN | 0 | Residential | 20052+8542.116j | 0 | 0 | 0 | 0 | 0 | [24 empty] | 8104102 | no | no |  |  | no |  | 0 | 0 | 0 | 0 | 0 | 0 |  | 1 | 1 | 1 | 0 | 0 | 0
load_220349918 |  | node_1346732_971_15273619_865 |  | AN | 0 | Residential | 19944+8496.108j | 0 | 0 | 0 | 0 | 0 | [24 empty] | 8104102 | no | no |  |  | no |  | 0 | 0 | 0 | 0 | 0 | 0 |  | 1 | 1 | 1 | 0 | 0 | 0
load_220349919 |  | node_1351288_657_15275194_718 |  | AN | 0 | Residential | 12981.6+5530.138j | 0 | 0 | 0 | 0 | 0 | [24 empty] | 8104102 | no | no |  |  | no |  | 0 | 0 | 0 | 0 | 0 | 0 |  | 1 | 1 | 1 | 0 | 0 | 0
load_220349920 |  | node_1351222_694_15275442_256 |  | AN | 0 | Residential | 15580.8+6637.393j | 0 | 0 | 0 | 0 | 0 | [24 empty] | 8104102 | no | no |  |  | no |  | 0 | 0 | 0 | 0 | 0 | 0 |  | 1 | 1 | 1 | 0 | 0 | 0
load_220349921 |  | node_1351388_231_15275576_966 |  | AN | 0 | Residential | 15048+6410.421j | 0 | 0 | 0 | 0 | 0 | [24 empty] | 8104102 | no | no |  |  | no |  | 0 | 0 | 0 | 0 | 0 | 0 |  | 1 | 1 | 1 | 0 | 0 | 0
load_220349922 |  | node_1351437_023_15275828_559 |  | AN | 0 | NonResidential | 3009.6+1282.084j | 0 | 0 | 0 | 0 | 0 | [24 empty] | 8104102 | no | no |  |  | no |  | 0 | 0 | 0 | 0 | 0 | 0 |  | 1 | 1 | 1 | 0 | 0 | 0
load_220349923 |  | node_1351606_506_15276031_855 |  | AN | 0 | Residential | 14356.8+6115.971j | 0 | 0 | 0 | 0 | 0 | [24 empty] | 8104102 | no | no |  |  | no |  | 0 | 0 | 0 | 0 | 0 | 0 |  | 1 | 1 | 1 | 0 | 0 | 0
load_220349925 |  | node_1352130_812_15276359_563 |  | AN | 0 | Other | 0 | 0 | 0 | 0 | 0 | 0 | [24 empty] | 8104102 | no | no |  |  | no |  | 0 | 0 | 0 | 0 | 0 | 0 |  | 1 | 1 | 1 | 0 | 0 | 0
load_220349926 |  | node_1346921_364_15273639_278 |  | AN | 0 | Residential | 32234.4+13731.797j | 0 | 0 | 0 | 0 | 0 | [24 empty] | 8104102 | no | no |  |  | no |  | 0 | 0 | 0 | 0 | 0 | 0 |  | 1 | 1 | 1 | 0 | 0 | 0
load_220349927 |  | node_1347227_644_15273717_966 |  | AN | 0 | Residential | 7912.8+3370.839j | 0 | 0 | 0 | 0 | 0 | [24 empty] | 8104102 | no | no |  |  | no |  | 0 | 0 | 0 | 0 | 0 | 0 |  | 1 | 1 | 1 | 0 | 0 | 0
load_220349928 |  | node_1347515_002_15273774_199 |  | AN | 0 | Residential | 7524+3205.211j | 0 | 0 | 0 | 0 | 0 | [24 empty] | 8104102 | no | no |  |  | no |  | 0 | 0 | 0 | 0 | 0 | 0 |  | 1 | 1 | 1 | 0 | 0 | 0
load_220349929 |  | node_1347804_466_15273841_567 |  | AN | 0 | Residential | 5349.6+2278.92j | 0 | 0 | 0 | 0 | 0 | [24 empty] | 8104102 | no | no |  |  | no |  | 0 | 0 | 0 | 0 | 0 | 0 |  | 1 | 1 | 1 | 0 | 0 | 0
load_220349930 |  | node_1348097_79_15273660_826 |  | AN | 0 | Residential | 7660.8+3263.487j | 0 | 0 | 0 | 0 | 0 | [24 empty] | 8104102 | no | no |  |  | no |  | 0 | 0 | 0 | 0 | 0 | 0 |  | 1 | 1 | 1 | 0 | 0 | 0
load_220349950 |  | node_1340289_225_15265113_389 |  | AN | 0 | NonResidential | 784.8+334.323j | 0 | 0 | 0 | 0 | 0 | [24 empty] | 8104102 | no | no |  |  | no |  | 0 | 0 | 0 | 0 | 0 | 0 |  | 1 | 1 | 1 | 0 | 0 | 0
load_220349982 |  | node_1363115_681_15261646_363 |  | AN | 0 | Residential | 7776+3312.562j | 0 | 0 | 0 | 0 | 0 | [24 empty] | 8104102 | no | no |  |  | no |  | 0 | 0 | 0 | 0 | 0 | 0 |  | 1 | 1 | 1 | 0 | 0 | 0
load_220349983 |  | node_1362679_84_15261612_908 |  | AN | 0 | Residential | 16214.4+6907.305j | 0 | 0 | 0 | 0 | 0 | [24 empty] | 8104102 | no | no |  |  | no |  | 0 | 0 | 0 | 0 | 0 | 0 |  | 1 | 1 | 1 | 0 | 0 | 0
load_220349984 |  | node_1362394_669_15261668_743 |  | AN | 0 | Residential | 8899.2+3791.043j | 0 | 0 | 0 | 0 | 0 | [24 empty] | 8104102 | no | no |  |  | no |  | 0 | 0 | 0 | 0 | 0 | 0 |  | 1 | 1 | 1 | 0 | 0 | 0
load_220349985 |  | node_1362099_231_15261794_358 |  | AN | 0 | Residential | 8640+3680.625j | 0 | 0 | 0 | 0 | 0 | [24 empty] | 8104102 | no | no |  |  | no |  | 0 | 0 | 0 | 0 | 0 | 0 |  | 1 | 1 | 1 | 0 | 0 | 0
load_220349986 |  | node_1361751_488_15262105_444 |  | AN | 0 | Residential | 286221.6+121929.891j | 0 | 0 | 0 | 0 | 0 | [24 empty] | 8104102 | no | no |  |  | no |  | 0 | 0 | 0 | 0 | 0 | 0 |  | 1 | 1 | 1 | 0 | 0 | 0
load_220349992 |  | node_1346226_828_15263605_957 |  | AN | 0 | Residential | 15703.2+6689.535j | 0 | 0 | 0 | 0 | 0 | [24 empty] | 8104102 | no | no |  |  | no |  | 0 | 0 | 0 | 0 | 0 | 0 |  | 1 | 1 | 1 | 0 | 0 | 0
load_220349993 |  | node_1346500_977_15264841_612 |  | AN | 0 | Residential | 2181.6+929.358j | 0 | 0 | 0 | 0 | 0 | [24 empty] | 8104102 | no | no |  |  | no |  | 0 | 0 | 0 | 0 | 0 | 0 |  | 1 | 1 | 1 | 0 | 0 | 0
load_220349994 |  | node_1346332_453_15264581_03 |  | AN | 0 | Residential | 9770.4+4162.173j | 0 | 0 | 0 | 0 | 0 | [24 empty] | 8104102 | no | no |  |  | no |  | 0 | 0 | 0 | 0 | 0 | 0 |  | 1 | 1 | 1 | 0 | 0 | 0
load_220350099 |  | node_1347896_309_15270977_928 |  | AN | 0 | Residential | 4809.6+2048.881j | 0 | 0 | 0 | 0 | 0 | [24 empty] | 8104102 | no | no |  |  | no |  | 0 | 0 | 0 | 0 | 0 | 0 |  | 1 | 1 | 1 | 0 | 0 | 0
load_220350105 |  | node_1351711_025_15263641_461 |  | AN | 0 | Residential | 29887.2+12731.894j | 0 | 0 | 0 | 0 | 0 | [24 empty] | 8104102 | no | no |  |  | no |  | 0 | 0 | 0 | 0 | 0 | 0 |  | 1 | 1 | 1 | 0 | 0 | 0
load_220350106 |  | node_1352184_778_15262855_41 |  | AN | 0 | Residential | 3780+1610.273j | 0 | 0 | 0 | 0 | 0 | [24 empty] | 8104102 | no | no |  |  | no |  | 0 | 0 | 0 | 0 | 0 | 0 |  | 1 | 1 | 1 | 0 | 0 | 0
load_220350107 |  | node_1352579_175_15262133_467 |  | AN | 0 | Residential | 6163.2+2625.512j | 0 | 0 | 0 | 0 | 0 | [24 empty] | 8104102 | no | no |  |  | no |  | 0 | 0 | 0 | 0 | 0 | 0 |  | 1 | 1 | 1 | 0 | 0 | 0
load_220350108 |  | node_1352707_357_15261788_532 |  | AN | 0 | Residential | 14457.6+6158.912j | 0 | 0 | 0 | 0 | 0 | [24 empty] | 8104102 | no | no |  |  | no |  | 0 | 0 | 0 | 0 | 0 | 0 |  | 1 | 1 | 1 | 0 | 0 | 0
load_220350109 |  | node_1352906_941_15260952_986 |  | AN | 0 | Residential | 13492.8+5747.909j | 0 | 0 | 0 | 0 | 0 | [24 empty] | 8104102 | no | no |  |  | no |  | 0 | 0 | 0 | 0 | 0 | 0 |  | 1 | 1 | 1 | 0 | 0 | 0
load_220350346 |  | node_1353155_731_15262212_746 |  | AN | 0 | Residential | 10612.8+4521.034j | 0 | 0 | 0 | 0 | 0 | [24 empty] | 8104102 | no | no |  |  | no |  | 0 | 0 | 0 | 0 | 0 | 0 |  | 1 | 1 | 1 | 0 | 0 | 0
load_220350348 |  | node_1356785_032_15262032_451 |  | AN | 0 | Residential | 1922.4+818.939j | 0 | 0 | 0 | 0 | 0 | [24 empty] | 8104102 | no | no |  |  | no |  | 0 | 0 | 0 | 0 | 0 | 0 |  | 1 | 1 | 1 | 0 | 0 | 0
load_220350349 |  | node_1357097_54_15261899_894 |  | AN | 0 | Residential | 4730.4+2015.142j | 0 | 0 | 0 | 0 | 0 | [24 empty] | 8104102 | no | no |  |  | no |  | 0 | 0 | 0 | 0 | 0 | 0 |  | 1 | 1 | 1 | 0 | 0 | 0
load_220350350 |  | node_1357431_337_15261836_184 |  | AN | 0 | Residential | 3816+1625.609j | 0 | 0 | 0 | 0 | 0 | [24 empty] | 8104102 | no | no |  |  | no |  | 0 | 0 | 0 | 0 | 0 | 0 |  | 1 | 1 | 1 | 0 | 0 | 0
load_220350351 |  | node_1357780_249_15261659_149 |  | AN | 0 | Residential | 3103.2+1321.958j | 0 | 0 | 0 | 0 | 0 | [24 empty] | 8104102 | no | no |  |  | no |  | 0 | 0 | 0 | 0 | 0 | 0 |  | 1 | 1 | 1 | 0 | 0 | 0
load_220350353 |  | node_1358534_334_15261447_121 |  | AN | 0 | Residential | 6062.4+2582.572j | 0 | 0 | 0 | 0 | 0 | [24 empty] | 8104102 | no | no |  |  | no |  | 0 | 0 | 0 | 0 | 0 | 0 |  | 1 | 1 | 1 | 0 | 0 | 0
load_220350355 |  | node_1359702_914_15261121_322 |  | AN | 0 | Residential | 3060+1303.555j | 0 | 0 | 0 | 0 | 0 | [24 empty] | 8104102 | no | no |  |  | no |  | 0 | 0 | 0 | 0 | 0 | 0 |  | 1 | 1 | 1 | 0 | 0 | 0
load_220350357 |  | node_1360665_546_15261425_631 |  | AN | 0 | Residential | 16128+6870.499j | 0 | 0 | 0 | 0 | 0 | [24 empty] | 8104102 | no | no |  |  | no |  | 0 | 0 | 0 | 0 | 0 | 0 |  | 1 | 1 | 1 | 0 | 0 | 0
load_220350358 |  | node_1360940_933_15261514_169 |  | AN | 0 | Residential | 23774.4+10127.852j | 0 | 0 | 0 | 0 | 0 | [24 empty] | 8104102 | no | no |  |  | no |  | 0 | 0 | 0 | 0 | 0 | 0 |  | 1 | 1 | 1 | 0 | 0 | 0
load_220350359 |  | node_1361195_326_15261596_992 |  | AN | 0 | Residential | 10555.2+4496.496j | 0 | 0 | 0 | 0 | 0 | [24 empty] | 8104102 | no | no |  |  | no |  | 0 | 0 | 0 | 0 | 0 | 0 |  | 1 | 1 | 1 | 0 | 0 | 0
load_220350360 |  | node_1360944_445_15262514_607 |  | AN | 0 | Residential | 864+368.062j | 0 | 0 | 0 | 0 | 0 | [24 empty] | 8104102 | no | no |  |  | no |  | 0 | 0 | 0 | 0 | 0 | 0 |  | 1 | 1 | 1 | 0 | 0 | 0
load_220350361 |  | node_1361153_988_15262621_802 |  | AN | 0 | Residential | 13701.6+5836.857j | 0 | 0 | 0 | 0 | 0 | [24 empty] | 8104102 | no | no |  |  | no |  | 0 | 0 | 0 | 0 | 0 | 0 |  | 1 | 1 | 1 | 0 | 0 | 0
load_220350362 |  | node_1360921_208_15262896_07 |  | AN | 0 | Residential | 11404.8+4858.424j | 0 | 0 | 0 | 0 | 0 | [24 empty] | 8104102 | no | no |  |  | no |  | 0 | 0 | 0 | 0 | 0 | 0 |  | 1 | 1 | 1 | 0 | 0 | 0
load_220350364 |  | node_1360638_822_15263452_945 |  | AN | 0 | Residential | 1612.8+687.05j | 0 | 0 | 0 | 0 | 0 | [24 empty] | 8104102 | no | no |  |  | no |  | 0 | 0 | 0 | 0 | 0 | 0 |  | 1 | 1 | 1 | 0 | 0 | 0
load_220350365 |  | node_1360279_056_15263500_853 |  | AN | 0 | Residential | 14529.6+6189.584j | 0 | 0 | 0 | 0 | 0 | [24 empty] | 8104102 | no | no |  |  | no |  | 0 | 0 | 0 | 0 | 0 | 0 |  | 1 | 1 | 1 | 0 | 0 | 0
load_220350366 |  | node_1353911_803_15262226_605 |  | AN | 0 | Residential | 17899.2+7625.027j | 0 | 0 | 0 | 0 | 0 | [24 empty] | 8104102 | no | no |  |  | no |  | 0 | 0 | 0 | 0 | 0 | 0 |  | 1 | 1 | 1 | 0 | 0 | 0
load_220350367 |  | node_1360555_374_15263885_877 |  | AN | 0 | Residential | 5054.4+2153.165j | 0 | 0 | 0 | 0 | 0 | [24 empty] | 8104102 | no | no |  |  | no |  | 0 | 0 | 0 | 0 | 0 | 0 |  | 1 | 1 | 1 | 0 | 0 | 0
load_220350368 |  | node_1360065_323_15263988_487 |  | AN | 0 | Residential | 7300.8+3110.128j | 0 | 0 | 0 | 0 | 0 | [24 empty] | 8104102 | no | no |  |  | no |  | 0 | 0 | 0 | 0 | 0 | 0 |  | 1 | 1 | 1 | 0 | 0 | 0
load_220350369 |  | node_1359986_855_15263719_363 |  | AN | 0 | Residential | 2808+1196.203j | 0 | 0 | 0 | 0 | 0 | [24 empty] | 8104102 | no | no |  |  | no |  | 0 | 0 | 0 | 0 | 0 | 0 |  | 1 | 1 | 1 | 0 | 0 | 0
load_220350372 |  | node_1359250_628_15264799_812 |  | AN | 0 | Residential | 9626.4+4100.829j | 0 | 0 | 0 | 0 | 0 | [24 empty] | 8104102 | no | no |  |  | no |  | 0 | 0 | 0 | 0 | 0 | 0 |  | 1 | 1 | 1 | 0 | 0 | 0
load_220350373 |  | node_1354883_977_15262239_175 |  | AN | 0 | Residential | 2476.8+1055.112j | 0 | 0 | 0 | 0 | 0 | [24 empty] | 8104102 | no | no |  |  | no |  | 0 | 0 | 0 | 0 | 0 | 0 |  | 1 | 1 | 1 | 0 | 0 | 0
load_220350374 |  | node_1355936_931_15262642_76 |  | AN | 0 | Residential | 4888.8+2082.62j | 0 | 0 | 0 | 0 | 0 | [24 empty] | 8104102 | no | no |  |  | no |  | 0 | 0 | 0 | 0 | 0 | 0 |  | 1 | 1 | 1 | 0 | 0 | 0
load_220350375 |  | node_1356229_682_15262792_368 |  | AN | 0 | Residential | 2815.2+1199.27j | 0 | 0 | 0 | 0 | 0 | [24 empty] | 8104102 | no | no |  |  | no |  | 0 | 0 | 0 | 0 | 0 | 0 |  | 1 | 1 | 1 | 0 | 0 | 0
load_220359789 |  | node_1326867_334_15276783_571 |  | AN | 0 | Residential | 10908+4646.789j | 0 | 0 | 0 | 0 | 0 | [24 empty] | 8104102 | no | no |  |  | no |  | 0 | 0 | 0 | 0 | 0 | 0 |  | 1 | 1 | 1 | 0 | 0 | 0
load_220359799 |  | node_1337407_328_15274959_035 |  | AN | 0 | Residential | 25596+10903.85j | 0 | 0 | 0 | 0 | 0 | [24 empty] | 8104102 | no | no |  |  | no |  | 0 | 0 | 0 | 0 | 0 | 0 |  | 1 | 1 | 1 | 0 | 0 | 0
load_220359800 |  | node_1337510_451_15273271_045 |  | AN | 0 | Residential | 61819.2+26334.869j | 0 | 0 | 0 | 0 | 0 | [24 empty] | 8104102 | no | no |  |  | no |  | 0 | 0 | 0 | 0 | 0 | 0 |  | 1 | 1 | 1 | 0 | 0 | 0
load_220359802 |  | node_1337584_072_15272613_481 |  | AN | 0 | Residential | 29138.4+12412.906j | 0 | 0 | 0 | 0 | 0 | [24 empty] | 8104102 | no | no |  |  | no |  | 0 | 0 | 0 | 0 | 0 | 0 |  | 1 | 1 | 1 | 0 | 0 | 0
load_220359803 |  | node_1337298_628_15272719_677 |  | AN | 0 | Residential | 49752+21194.263j | 0 | 0 | 0 | 0 | 0 | [24 empty] | 8104102 | no | no |  |  | no |  | 0 | 0 | 0 | 0 | 0 | 0 |  | 1 | 1 | 1 | 0 | 0 | 0
load_220359805 |  | node_1338097_236_15272658_69 |  | AN | 0 | Residential | 81410.4+34680.685j | 0 | 0 | 0 | 0 | 0 | [24 empty] | 8104102 | no | no |  |  | no |  | 0 | 0 | 0 | 0 | 0 | 0 |  | 1 | 1 | 1 | 0 | 0 | 0
load_220359806 |  | node_1338009_547_15272993_703 |  | AN | 0 | Residential | 55756.8+23752.297j | 0 | 0 | 0 | 0 | 0 | [24 empty] | 8104102 | no | no |  |  | no |  | 0 | 0 | 0 | 0 | 0 | 0 |  | 1 | 1 | 1 | 0 | 0 | 0
load_220359808 |  | node_1338150_597_15273220_41 |  | AN | 0 | Residential | 48182.4+20525.616j | 0 | 0 | 0 | 0 | 0 | [24 empty] | 8104102 | no | no |  |  | no |  | 0 | 0 | 0 | 0 | 0 | 0 |  | 1 | 1 | 1 | 0 | 0 | 0
load_220359809 |  | node_1337426_245_15274685_915 |  | AN | 0 | Residential | 62229.6+26509.699j | 0 | 0 | 0 | 0 | 0 | [24 empty] | 8104102 | no | no |  |  | no |  | 0 | 0 | 0 | 0 | 0 | 0 |  | 1 | 1 | 1 | 0 | 0 | 0
load_220359810 |  | node_1337397_992_15274414_728 |  | AN | 0 | Residential | 35834.4+15265.39j | 0 | 0 | 0 | 0 | 0 | [24 empty] | 8104102 | no | no |  |  | no |  | 0 | 0 | 0 | 0 | 0 | 0 |  | 1 | 1 | 1 | 0 | 0 | 0
load_220359811 |  | node_1337415_225_15274126_807 |  | AN | 0 | Residential | 44546.4+18976.687j | 0 | 0 | 0 | 0 | 0 | [24 empty] | 8104102 | no | no |  |  | no |  | 0 | 0 | 0 | 0 | 0 | 0 |  | 1 | 1 | 1 | 0 | 0 | 0
load_220359812 |  | node_1337445_872_15273804_449 |  | AN | 0 | Residential | 36453.6+15529.169j | 0 | 0 | 0 | 0 | 0 | [24 empty] | 8104102 | no | no |  |  | no |  | 0 | 0 | 0 | 0 | 0 | 0 |  | 1 | 1 | 1 | 0 | 0 | 0
load_220359813 |  | node_1337476_571_15273539_008 |  | AN | 0 | Residential | 47044.8+20041.001j | 0 | 0 | 0 | 0 | 0 | [24 empty] | 8104102 | no | no |  |  | no |  | 0 | 0 | 0 | 0 | 0 | 0 |  | 1 | 1 | 1 | 0 | 0 | 0
load_220359814 |  | node_1337151_466_15274058_07 |  | AN | 0 | Residential | 45100.8+19212.86j | 0 | 0 | 0 | 0 | 0 | [24 empty] | 8104102 | no | no |  |  | no |  | 0 | 0 | 0 | 0 | 0 | 0 |  | 1 | 1 | 1 | 0 | 0 | 0
load_220359815 |  | node_1337131_795_15273702_283 |  | AN | 0 | Residential | 48758.4+20770.991j | 0 | 0 | 0 | 0 | 0 | [24 empty] | 8104102 | no | no |  |  | no |  | 0 | 0 | 0 | 0 | 0 | 0 |  | 1 | 1 | 1 | 0 | 0 | 0
load_220359816 |  | node_1337243_322_15273340_503 |  | AN | 0 | Residential | 56217.6+23948.597j | 0 | 0 | 0 | 0 | 0 | [24 empty] | 8104102 | no | no |  |  | no |  | 0 | 0 | 0 | 0 | 0 | 0 |  | 1 | 1 | 1 | 0 | 0 | 0
load_220359817 |  | node_1337179_115_15273053_453 |  | AN | 0 | Residential | 14364+6119.038j | 0 | 0 | 0 | 0 | 0 | [24 empty] | 8104102 | no | no |  |  | no |  | 0 | 0 | 0 | 0 | 0 | 0 |  | 1 | 1 | 1 | 0 | 0 | 0
load_220359818 |  | node_1337758_515_15274805_174 |  | AN | 0 | Residential | 62971.2+26825.619j | 0 | 0 | 0 | 0 | 0 | [24 empty] | 8104102 | no | no |  |  | no |  | 0 | 0 | 0 | 0 | 0 | 0 |  | 1 | 1 | 1 | 0 | 0 | 0
load_220359819 |  | node_1337729_873_15275198_817 |  | AN | 0 | Residential | 31572+13449.616j | 0 | 0 | 0 | 0 | 0 | [24 empty] | 8104102 | no | no |  |  | no |  | 0 | 0 | 0 | 0 | 0 | 0 |  | 1 | 1 | 1 | 0 | 0 | 0
load_220359820 |  | node_1338001_835_15274973_531 |  | AN | 0 | Residential | 30751.2+13099.956j | 0 | 0 | 0 | 0 | 0 | [24 empty] | 8104102 | no | no |  |  | no |  | 0 | 0 | 0 | 0 | 0 | 0 |  | 1 | 1 | 1 | 0 | 0 | 0
load_220359821 |  | node_1338417_626_15274962_957 |  | AN | 0 | Residential | 22204.8+9459.205j | 0 | 0 | 0 | 0 | 0 | [24 empty] | 8104102 | no | no |  |  | no |  | 0 | 0 | 0 | 0 | 0 | 0 |  | 1 | 1 | 1 | 0 | 0 | 0
load_220359822 |  | node_1338347_632_15274793_792 |  | AN | 0 | Residential | 92462.4+39388.817j | 0 | 0 | 0 | 0 | 0 | [24 empty] | 8104102 | no | no |  |  | no |  | 0 | 0 | 0 | 0 | 0 | 0 |  | 1 | 1 | 1 | 0 | 0 | 0
load_220359827 |  | node_1330067_153_15278395_506 |  | AN | 0 | Residential | 47440.8+20209.696j | 0 | 0 | 0 | 0 | 0 | [24 empty] | 8104102 | no | no |  |  | no |  | 0 | 0 | 0 | 0 | 0 | 0 |  | 1 | 1 | 1 | 0 | 0 | 0
load_220359828 |  | node_1329955_068_15276841_735 |  | AN | 0 | Residential | 51328.8+21865.977j | 0 | 0 | 0 | 0 | 0 | [24 empty] | 8104102 | no | no |  |  | no |  | 0 | 0 | 0 | 0 | 0 | 0 |  | 1 | 1 | 1 | 0 | 0 | 0
load_220359829 |  | node_1329993_988_15278196_924 |  | AN | 0 | Residential | 50889.6+21678.879j | 0 | 0 | 0 | 0 | 0 | [24 empty] | 8104102 | no | no |  |  | no |  | 0 | 0 | 0 | 0 | 0 | 0 |  | 1 | 1 | 1 | 0 | 0 | 0
load_220359830 |  | node_1329972_331_15278065_974 |  | AN | 0 | Residential | 43653.6+18596.356j | 0 | 0 | 0 | 0 | 0 | [24 empty] | 8104102 | no | no |  |  | no |  | 0 | 0 | 0 | 0 | 0 | 0 |  | 1 | 1 | 1 | 0 | 0 | 0
load_220359831 |  | node_1329919_196_15277949_473 |  | AN | 0 | Residential | 15004.8+6392.018j | 0 | 0 | 0 | 0 | 0 | [24 empty] | 8104102 | no | no |  |  | no |  | 0 | 0 | 0 | 0 | 0 | 0 |  | 1 | 1 | 1 | 0 | 0 | 0
load_220359832 |  | node_1329863_207_15277827_895 |  | AN | 0 | Residential | 32220+13725.663j | 0 | 0 | 0 | 0 | 0 | [24 empty] | 8104102 | no | no |  |  | no |  | 0 | 0 | 0 | 0 | 0 | 0 |  | 1 | 1 | 1 | 0 | 0 | 0
load_220359833 |  | node_1329812_766_15277698_53 |  | AN | 0 | Residential | 59054.4+25157.069j | 0 | 0 | 0 | 0 | 0 | [24 empty] | 8104102 | no | no |  |  | no |  | 0 | 0 | 0 | 0 | 0 | 0 |  | 1 | 1 | 1 | 0 | 0 | 0
load_220359834 |  | node_1329852_393_15277266_108 |  | AN | 0 | Residential | 49629.6+21142.121j | 0 | 0 | 0 | 0 | 0 | [24 empty] | 8104102 | no | no |  |  | no |  | 0 | 0 | 0 | 0 | 0 | 0 |  | 1 | 1 | 1 | 0 | 0 | 0
load_220359835 |  | node_1330153_356_15277329_24 |  | AN | 0 | Residential | 12376.8+5272.495j | 0 | 0 | 0 | 0 | 0 | [24 empty] | 8104102 | no | no |  |  | no |  | 0 | 0 | 0 | 0 | 0 | 0 |  | 1 | 1 | 1 | 0 | 0 | 0
load_220359836 |  | node_1329641_938_15277055_665 |  | AN | 0 | Residential | 29066.4+12382.235j | 0 | 0 | 0 | 0 | 0 | [24 empty] | 8104102 | no | no |  |  | no |  | 0 | 0 | 0 | 0 | 0 | 0 |  | 1 | 1 | 1 | 0 | 0 | 0
load_220359858 |  | node_1329660_524_15278594_745 |  | AN | 0 | Residential | 50400+21470.31j | 0 | 0 | 0 | 0 | 0 | [24 empty] | 8104102 | no | no |  |  | no |  | 0 | 0 | 0 | 0 | 0 | 0 |  | 1 | 1 | 1 | 0 | 0 | 0
load_220359859 |  | node_1329835_292_15278395_019 |  | AN | 0 | Residential | 7000+2981.988j | 0 | 0 | 0 | 0 | 0 | [24 empty] | 8104102 | no | no |  |  | no |  | 0 | 0 | 0 | 0 | 0 | 0 |  | 1 | 1 | 1 | 0 | 0 | 0
load_220359860 |  | node_1329672_581_15278013_282 |  | AN | 0 | Residential | 49068+20902.88j | 0 | 0 | 0 | 0 | 0 | [24 empty] | 8104102 | no | no |  |  | no |  | 0 | 0 | 0 | 0 | 0 | 0 |  | 1 | 1 | 1 | 0 | 0 | 0
load_220359861 |  | node_1329485_262_15278180_94 |  | AN | 0 | Residential | 32248.8+13737.931j | 0 | 0 | 0 | 0 | 0 | [24 empty] | 8104102 | no | no |  |  | no |  | 0 | 0 | 0 | 0 | 0 | 0 |  | 1 | 1 | 1 | 0 | 0 | 0
load_220359862 |  | node_1329269_233_15278287_696 |  | AN | 0 | Residential | 37634.4+16032.187j | 0 | 0 | 0 | 0 | 0 | [24 empty] | 8104102 | no | no |  |  | no |  | 0 | 0 | 0 | 0 | 0 | 0 |  | 1 | 1 | 1 | 0 | 0 | 0
load_220359863 |  | node_1329452_905_15278686_523 |  | AN | 0 | Residential | 23421.6+9977.56j | 0 | 0 | 0 | 0 | 0 | [24 empty] | 8104102 | no | no |  |  | no |  | 0 | 0 | 0 | 0 | 0 | 0 |  | 1 | 1 | 1 | 0 | 0 | 0
load_220359865 |  | node_1332102_314_15278100_67 |  | AN | 0 | Residential | 37080+15796.014j | 0 | 0 | 0 | 0 | 0 | [24 empty] | 8104102 | no | no |  |  | no |  | 0 | 0 | 0 | 0 | 0 | 0 |  | 1 | 1 | 1 | 0 | 0 | 0
load_220359866 |  | node_1331982_609_15275778_994 |  | AN | 0 | Residential | 40968+17452.295j | 0 | 0 | 0 | 0 | 0 | [24 empty] | 8104102 | no | no |  |  | no |  | 0 | 0 | 0 | 0 | 0 | 0 |  | 1 | 1 | 1 | 0 | 0 | 0
load_220359867 |  | node_1332295_326_15275529_583 |  | AN | 0 | Residential | 74275.2+31641.103j | 0 | 0 | 0 | 0 | 0 | [24 empty] | 8104102 | no | no |  |  | no |  | 0 | 0 | 0 | 0 | 0 | 0 |  | 1 | 1 | 1 | 0 | 0 | 0
load_220359868 |  | node_1332617_403_15275744_235 |  | AN | 0 | Residential | 13960.8+5947.276j | 0 | 0 | 0 | 0 | 0 | [24 empty] | 8104102 | no | no |  |  | no |  | 0 | 0 | 0 | 0 | 0 | 0 |  | 1 | 1 | 1 | 0 | 0 | 0
load_220359869 |  | node_1332230_063_15277846_527 |  | AN | 0 | Residential | 16869.6+7186.42j | 0 | 0 | 0 | 0 | 0 | [24 empty] | 8104102 | no | no |  |  | no |  | 0 | 0 | 0 | 0 | 0 | 0 |  | 1 | 1 | 1 | 0 | 0 | 0
load_220359870 |  | node_1332037_764_15277850_229 |  | AN | 0 | Residential | 47908.8+20409.063j | 0 | 0 | 0 | 0 | 0 | [24 empty] | 8104102 | no | no |  |  | no |  | 0 | 0 | 0 | 0 | 0 | 0 |  | 1 | 1 | 1 | 0 | 0 | 0
load_220359871 |  | node_1331770_453_15277810_023 |  | AN | 0 | Residential | 42220.8+17985.985j | 0 | 0 | 0 | 0 | 0 | [24 empty] | 8104102 | no | no |  |  | no |  | 0 | 0 | 0 | 0 | 0 | 0 |  | 1 | 1 | 1 | 0 | 0 | 0
load_220359872 |  | node_1332186_575_15277510_624 |  | AN | 0 | Residential | 56613.6+24117.293j | 0 | 0 | 0 | 0 | 0 | [24 empty] | 8104102 | no | no |  |  | no |  | 0 | 0 | 0 | 0 | 0 | 0 |  | 1 | 1 | 1 | 0 | 0 | 0
load_220359873 |  | node_1332081_709_15277103_768 |  | AN | 0 | Residential | 55375.2+23589.736j | 0 | 0 | 0 | 0 | 0 | [24 empty] | 8104102 | no | no |  |  | no |  | 0 | 0 | 0 | 0 | 0 | 0 |  | 1 | 1 | 1 | 0 | 0 | 0
load_220359874 |  | node_1332052_426_15276736_474 |  | AN | 0 | Residential | 52668+22436.474j | 0 | 0 | 0 | 0 | 0 | [24 empty] | 8104102 | no | no |  |  | no |  | 0 | 0 | 0 | 0 | 0 | 0 |  | 1 | 1 | 1 | 0 | 0 | 0
load_220359875 |  | node_1331959_333_15276472_649 |  | AN | 0 | Residential | 31046.4+13225.711j | 0 | 0 | 0 | 0 | 0 | [24 empty] | 8104102 | no | no |  |  | no |  | 0 | 0 | 0 | 0 | 0 | 0 |  | 1 | 1 | 1 | 0 | 0 | 0
load_220359876 |  | node_1332015_093_15276217_331 |  | AN | 0 | Residential | 42991.2+18314.175j | 0 | 0 | 0 | 0 | 0 | [24 empty] | 8104102 | no | no |  |  | no |  | 0 | 0 | 0 | 0 | 0 | 0 |  | 1 | 1 | 1 | 0 | 0 | 0
load_220359879 |  | node_1331824_423_15277445_997 |  | AN | 0 | Residential | 67406.4+28715.006j | 0 | 0 | 0 | 0 | 0 | [24 empty] | 8104102 | no | no |  |  | no |  | 0 | 0 | 0 | 0 | 0 | 0 |  | 1 | 1 | 1 | 0 | 0 | 0
load_220359880 |  | node_1331780_548_15276959_034 |  | AN | 0 | Residential | 78710.4+33530.49j | 0 | 0 | 0 | 0 | 0 | [24 empty] | 8104102 | no | no |  |  | no |  | 0 | 0 | 0 | 0 | 0 | 0 |  | 1 | 1 | 1 | 0 | 0 | 0
load_220359881 |  | node_1331677_707_15276532_014 |  | AN | 0 | Residential | 50328+21439.638j | 0 | 0 | 0 | 0 | 0 | [24 empty] | 8104102 | no | no |  |  | no |  | 0 | 0 | 0 | 0 | 0 | 0 |  | 1 | 1 | 1 | 0 | 0 | 0
load_220359882 |  | node_1331483_675_15276325_229 |  | AN | 0 | Residential | 20858.4+8885.641j | 0 | 0 | 0 | 0 | 0 | [24 empty] | 8104102 | no | no |  |  | no |  | 0 | 0 | 0 | 0 | 0 | 0 |  | 1 | 1 | 1 | 0 | 0 | 0
load_220359886 |  | node_1332363_23_15277109_192 |  | AN | 0 | Residential | 50673.6+21586.863j | 0 | 0 | 0 | 0 | 0 | [24 empty] | 8104102 | no | no |  |  | no |  | 0 | 0 | 0 | 0 | 0 | 0 |  | 1 | 1 | 1 | 0 | 0 | 0
load_220359887 |  | node_1332321_18_15276689_443 |  | AN | 0 | Residential | 50536.8+21528.587j | 0 | 0 | 0 | 0 | 0 | [24 empty] | 8104102 | no | no |  |  | no |  | 0 | 0 | 0 | 0 | 0 | 0 |  | 1 | 1 | 1 | 0 | 0 | 0
load_220359888 |  | node_1332255_205_15276343_27 |  | AN | 0 | Residential | 61509.6+26202.98j | 0 | 0 | 0 | 0 | 0 | [24 empty] | 8104102 | no | no |  |  | no |  | 0 | 0 | 0 | 0 | 0 | 0 |  | 1 | 1 | 1 | 0 | 0 | 0
load_220359891 |  | node_1332225_853_15275992_091 |  | AN | 0 | Residential | 58528.8+24933.164j | 0 | 0 | 0 | 0 | 0 | [24 empty] | 8104102 | no | no |  |  | no |  | 0 | 0 | 0 | 0 | 0 | 0 |  | 1 | 1 | 1 | 0 | 0 | 0
load_220359892 |  | node_1329390_981_15276633_131 |  | AN | 0 | Residential | 57578.4+24528.296j | 0 | 0 | 0 | 0 | 0 | [24 empty] | 8104102 | no | no |  |  | no |  | 0 | 0 | 0 | 0 | 0 | 0 |  | 1 | 1 | 1 | 0 | 0 | 0
load_220359893 |  | node_1330159_13_15276628_624 |  | AN | 0 | Residential | 59616+25396.31j | 0 | 0 | 0 | 0 | 0 | [24 empty] | 8104102 | no | no |  |  | no |  | 0 | 0 | 0 | 0 | 0 | 0 |  | 1 | 1 | 1 | 0 | 0 | 0
load_220360199 |  | node_1326575_071_15278204_253 |  | AN | 0 | Residential | 19000.8+8094.307j | 0 | 0 | 0 | 0 | 0 | [24 empty] | 8104102 | no | no |  |  | no |  | 0 | 0 | 0 | 0 | 0 | 0 |  | 1 | 1 | 1 | 0 | 0 | 0
load_220360200 |  | node_1327332_185_15278122_066 |  | AN | 0 | Residential | 15544.8+6622.057j | 0 | 0 | 0 | 0 | 0 | [24 empty] | 8104102 | no | no |  |  | no |  | 0 | 0 | 0 | 0 | 0 | 0 |  | 1 | 1 | 1 | 0 | 0 | 0
load_220360201 |  | node_1327115_211_15277946_526 |  | AN | 0 | Residential | 6624+2821.812j | 0 | 0 | 0 | 0 | 0 | [24 empty] | 8104102 | no | no |  |  | no |  | 0 | 0 | 0 | 0 | 0 | 0 |  | 1 | 1 | 1 | 0 | 0 | 0
load_220360202 |  | node_1327097_501_15277688_148 |  | AN | 0 | Residential | 2829.6+1205.405j | 0 | 0 | 0 | 0 | 0 | [24 empty] | 8104102 | no | no |  |  | no |  | 0 | 0 | 0 | 0 | 0 | 0 |  | 1 | 1 | 1 | 0 | 0 | 0
load_220360203 |  | node_1326906_528_15277494_495 |  | AN | 0 | Residential | 3628.8+1545.862j | 0 | 0 | 0 | 0 | 0 | [24 empty] | 8104102 | no | no |  |  | no |  | 0 | 0 | 0 | 0 | 0 | 0 |  | 1 | 1 | 1 | 0 | 0 | 0
load_220360204 |  | node_1326705_234_15277268_335 |  | AN | 0 | Residential | 12636+5382.913j | 0 | 0 | 0 | 0 | 0 | [24 empty] | 8104102 | no | no |  |  | no |  | 0 | 0 | 0 | 0 | 0 | 0 |  | 1 | 1 | 1 | 0 | 0 | 0
load_220360205 |  | node_1326374_429_15277122_294 |  | AN | 0 | Residential | 11642.4+4959.642j | 0 | 0 | 0 | 0 | 0 | [24 empty] | 8104102 | no | no |  |  | no |  | 0 | 0 | 0 | 0 | 0 | 0 |  | 1 | 1 | 1 | 0 | 0 | 0
load_220360206 |  | node_1326425_77_15276749_713 |  | AN | 0 | NonResidential | 712.8+303.652j | 0 | 0 | 0 | 0 | 0 | [24 empty] | 8104102 | no | no |  |  | no |  | 0 | 0 | 0 | 0 | 0 | 0 |  | 1 | 1 | 1 | 0 | 0 | 0
load_220360208 |  | node_1325527_418_15277105_979 |  | AN | 0 | Residential | 23529.6+10023.568j | 0 | 0 | 0 | 0 | 0 | [24 empty] | 8104102 | no | no |  |  | no |  | 0 | 0 | 0 | 0 | 0 | 0 |  | 1 | 1 | 1 | 0 | 0 | 0
load_220360209 |  | node_1325062_687_15276998_214 |  | AN | 0 | Residential | 3254.4+1386.369j | 0 | 0 | 0 | 0 | 0 | [24 empty] | 8104102 | no | no |  |  | no |  | 0 | 0 | 0 | 0 | 0 | 0 |  | 1 | 1 | 1 | 0 | 0 | 0
load_220360211 |  | node_1324682_626_15277029_754 |  | AN | 0 | Residential | 53452.8+22770.797j | 0 | 0 | 0 | 0 | 0 | [24 empty] | 8104102 | no | no |  |  | no |  | 0 | 0 | 0 | 0 | 0 | 0 |  | 1 | 1 | 1 | 0 | 0 | 0
load_220360212 |  | node_1328200_508_15279201_604 |  | AN | 0 | Residential | 31816.8+13553.9j | 0 | 0 | 0 | 0 | 0 | [24 empty] | 8104102 | no | no |  |  | no |  | 0 | 0 | 0 | 0 | 0 | 0 |  | 1 | 1 | 1 | 0 | 0 | 0
load_220360214 |  | node_1327674_379_15279153_966 |  | AN | 0 | Residential | 12650.4+5389.048j | 0 | 0 | 0 | 0 | 0 | [24 empty] | 8104102 | no | no |  |  | no |  | 0 | 0 | 0 | 0 | 0 | 0 |  | 1 | 1 | 1 | 0 | 0 | 0
load_220360215 |  | node_1327877_228_15278857_031 |  | AN | 0 | Residential | 36432+15519.967j | 0 | 0 | 0 | 0 | 0 | [24 empty] | 8104102 | no | no |  |  | no |  | 0 | 0 | 0 | 0 | 0 | 0 |  | 1 | 1 | 1 | 0 | 0 | 0
load_220360216 |  | node_1327764_536_15278581_994 |  | AN | 0 | Residential | 79927.2+34048.845j | 0 | 0 | 0 | 0 | 0 | [24 empty] | 8104102 | no | no |  |  | no |  | 0 | 0 | 0 | 0 | 0 | 0 |  | 1 | 1 | 1 | 0 | 0 | 0
load_220360217 |  | node_1327277_757_15278702_353 |  | AN | 0 | Residential | 28497.6+12139.927j | 0 | 0 | 0 | 0 | 0 | [24 empty] | 8104102 | no | no |  |  | no |  | 0 | 0 | 0 | 0 | 0 | 0 |  | 1 | 1 | 1 | 0 | 0 | 0
load_220360376 |  | node_1331807_893_15274119_589 |  | AN | 0 | Residential | 1288.8+549.027j | 0 | 0 | 0 | 0 | 0 | [24 empty] | 8104102 | no | no |  |  | no |  | 0 | 0 | 0 | 0 | 0 | 0 |  | 1 | 1 | 1 | 0 | 0 | 0
load_220360377 |  | node_1332341_169_15273377_587 |  | AN | 0 | Residential | 6580.8+2803.409j | 0 | 0 | 0 | 0 | 0 | [24 empty] | 8104102 | no | no |  |  | no |  | 0 | 0 | 0 | 0 | 0 | 0 |  | 1 | 1 | 1 | 0 | 0 | 0
load_220360378 |  | node_1331335_244_15278010_389 |  | AN | 0 | Residential | 90108+38385.847j | 0 | 0 | 0 | 0 | 0 | [24 empty] | 8104102 | no | no |  |  | no |  | 0 | 0 | 0 | 0 | 0 | 0 |  | 1 | 1 | 1 | 0 | 0 | 0
load_220360379 |  | node_1331300_773_15277655_411 |  | AN | 0 | Residential | 32004+13633.647j | 0 | 0 | 0 | 0 | 0 | [24 empty] | 8104102 | no | no |  |  | no |  | 0 | 0 | 0 | 0 | 0 | 0 |  | 1 | 1 | 1 | 0 | 0 | 0
load_220360380 |  | node_1331270_814_15277343_248 |  | AN | 0 | Residential | 48679.2+20737.252j | 0 | 0 | 0 | 0 | 0 | [24 empty] | 8104102 | no | no |  |  | no |  | 0 | 0 | 0 | 0 | 0 | 0 |  | 1 | 1 | 1 | 0 | 0 | 0
load_220360381 |  | node_1331240_924_15277041_788 |  | AN | 0 | Residential | 16329.6+6956.38j | 0 | 0 | 0 | 0 | 0 | [24 empty] | 8104102 | no | no |  |  | no |  | 0 | 0 | 0 | 0 | 0 | 0 |  | 1 | 1 | 1 | 0 | 0 | 0
load_220360382 |  | node_1331224_669_15276843_507 |  | AN | 0 | Residential | 43596+18571.818j | 0 | 0 | 0 | 0 | 0 | [24 empty] | 8104102 | no | no |  |  | no |  | 0 | 0 | 0 | 0 | 0 | 0 |  | 1 | 1 | 1 | 0 | 0 | 0
load_220360383 |  | node_1331210_358_15276659_402 |  | AN | 0 | Residential | 3463.2+1475.317j | 0 | 0 | 0 | 0 | 0 | [24 empty] | 8104102 | no | no |  |  | no |  | 0 | 0 | 0 | 0 | 0 | 0 |  | 1 | 1 | 1 | 0 | 0 | 0
load_220360384 |  | node_1331195_543_15276506_914 |  | AN | 0 | Residential | 18122.4+7720.11j | 0 | 0 | 0 | 0 | 0 | [24 empty] | 8104102 | no | no |  |  | no |  | 0 | 0 | 0 | 0 | 0 | 0 |  | 1 | 1 | 1 | 0 | 0 | 0
load_220360385 |  | node_1331502_45_15275707_114 |  | AN | 0 | Residential | 792+337.391j | 0 | 0 | 0 | 0 | 0 | [24 empty] | 8104102 | no | no |  |  | no |  | 0 | 0 | 0 | 0 | 0 | 0 |  | 1 | 1 | 1 | 0 | 0 | 0
load_220360545 |  | node_1339315_65_15280879_533 |  | AN | 0 | Residential | 50450.4+21491.78j | 0 | 0 | 0 | 0 | 0 | [24 empty] | 8104102 | no | no |  |  | no |  | 0 | 0 | 0 | 0 | 0 | 0 |  | 1 | 1 | 1 | 0 | 0 | 0
load_220360546 |  | node_1339359_952_15280437_505 |  | AN | 0 | Residential | 33357.6+14210.278j | 0 | 0 | 0 | 0 | 0 | [24 empty] | 8104102 | no | no |  |  | no |  | 0 | 0 | 0 | 0 | 0 | 0 |  | 1 | 1 | 1 | 0 | 0 | 0
load_220360547 |  | node_1339395_833_15280114_353 |  | AN | 0 | Residential | 14133.6+6020.888j | 0 | 0 | 0 | 0 | 0 | [24 empty] | 8104102 | no | no |  |  | no |  | 0 | 0 | 0 | 0 | 0 | 0 |  | 1 | 1 | 1 | 0 | 0 | 0
load_220360548 |  | node_1339489_562_15280059_366 |  | AN | 0 | Residential | 67708.8+28843.828j | 0 | 0 | 0 | 0 | 0 | [24 empty] | 8104102 | no | no |  |  | no |  | 0 | 0 | 0 | 0 | 0 | 0 |  | 1 | 1 | 1 | 0 | 0 | 0
load_220360549 |  | node_1339407_746_15279877_122 |  | AN | 0 | Residential | 16084.8+6852.096j | 0 | 0 | 0 | 0 | 0 | [24 empty] | 8104102 | no | no |  |  | no |  | 0 | 0 | 0 | 0 | 0 | 0 |  | 1 | 1 | 1 | 0 | 0 | 0
load_220360569 |  | node_1329388_012_15279035_574 |  | AN | 0 | Residential | 26618.4+11339.391j | 0 | 0 | 0 | 0 | 0 | [24 empty] | 8104102 | no | no |  |  | no |  | 0 | 0 | 0 | 0 | 0 | 0 |  | 1 | 1 | 1 | 0 | 0 | 0
load_220360584 |  | node_1335598_531_15279550_999 |  | AN | 0 | NonResidential | 10000+4259.982j | 0 | 0 | 0 | 0 | 0 | [24 empty] | 8104102 | no | no |  |  | no |  | 0 | 0 | 0 | 0 | 0 | 0 |  | 1 | 1 | 1 | 0 | 0 | 0
load_220360585 |  | node_1335567_345_15279245_665 |  | AN | 0 | Residential | 3636+1548.93j | 0 | 0 | 0 | 0 | 0 | [24 empty] | 8104102 | no | no |  |  | no |  | 0 | 0 | 0 | 0 | 0 | 0 |  | 1 | 1 | 1 | 0 | 0 | 0
load_220360586 |  | node_1336169_907_15279407_835 |  | AN | 0 | NonResidential | 14666.667+6247.974j | 0 | 0 | 0 | 0 | 0 | [24 empty] | 8104102 | no | no |  |  | no |  | 0 | 0 | 0 | 0 | 0 | 0 |  | 1 | 1 | 1 | 0 | 0 | 0
load_220360587 |  | node_1336163_53_15279432_983 |  | BN | 0 | NonResidential | 0 | 14666.667+6247.974j | 0 | 0 | 0 | 0 | [24 empty] | 8104102 | no | no |  |  | no |  | 0 | 0 | 0 | 0 | 0 | 0 |  | 1 | 1 | 1 | 0 | 0 | 0
load_220360588 |  | node_1336171_204_15279381_279 |  | CN | 0 | NonResidential | 0 | 0 | 14666.667+6247.974j | 0 | 0 | 0 | [24 empty] | 8104102 | no | no |  |  | no |  | 0 | 0 | 0 | 0 | 0 | 0 |  | 1 | 1 | 1 | 0 | 0 | 0
load_220360589 |  | node_1335483_69_15278792_448 |  | AN | 0 | Residential | 86032.8+36649.819j | 0 | 0 | 0 | 0 | 0 | [24 empty] | 8104102 | no | no |  |  | no |  | 0 | 0 | 0 | 0 | 0 | 0 |  | 1 | 1 | 1 | 0 | 0 | 0
load_220360591 |  | node_1335665_843_15277645_641 |  | AN | 0 | Residential | 92289.6+39315.205j | 0 | 0 | 0 | 0 | 0 | [24 empty] | 8104102 | no | no |  |  | no |  | 0 | 0 | 0 | 0 | 0 | 0 |  | 1 | 1 | 1 | 0 | 0 | 0
load_220360592 |  | node_1336003_709_15279093_462 |  | AN | 0 | Residential | 57016.8+24289.055j | 0 | 0 | 0 | 0 | 0 | [24 empty] | 8104102 | no | no |  |  | no |  | 0 | 0 | 0 | 0 | 0 | 0 |  | 1 | 1 | 1 | 0 | 0 | 0
load_220360593 |  | node_1336540_306_15279162_094 |  | AN | 0 | Residential | 50241.6+21402.832j | 0 | 0 | 0 | 0 | 0 | [24 empty] | 8104102 | no | no |  |  | no |  | 0 | 0 | 0 | 0 | 0 | 0 |  | 1 | 1 | 1 | 0 | 0 | 0
load_220360594 |  | node_1336754_655_15278878_091 |  | AN | 0 | Residential | 59976+25549.669j | 0 | 0 | 0 | 0 | 0 | [24 empty] | 8104102 | no | no |  |  | no |  | 0 | 0 | 0 | 0 | 0 | 0 |  | 1 | 1 | 1 | 0 | 0 | 0
load_220360595 |  | node_1336835_313_15278262_867 |  | AN | 0 | Residential | 80892+34459.848j | 0 | 0 | 0 | 0 | 0 | [24 empty] | 8104102 | no | no |  |  | no |  | 0 | 0 | 0 | 0 | 0 | 0 |  | 1 | 1 | 1 | 0 | 0 | 0
load_220360596 |  | node_1335634_336_15277190_628 |  | AN | 0 | Residential | 35438.4+15096.695j | 0 | 0 | 0 | 0 | 0 | [24 empty] | 8104102 | no | no |  |  | no |  | 0 | 0 | 0 | 0 | 0 | 0 |  | 1 | 1 | 1 | 0 | 0 | 0
load_220360597 |  | node_1335657_391_15276734_796 |  | AN | 0 | Residential | 44330.4+18884.671j | 0 | 0 | 0 | 0 | 0 | [24 empty] | 8104102 | no | no |  |  | no |  | 0 | 0 | 0 | 0 | 0 | 0 |  | 1 | 1 | 1 | 0 | 0 | 0
load_220360598 |  | node_1335236_148_15278319_616 |  | AN | 0 | Residential | 45619.2+19433.698j | 0 | 0 | 0 | 0 | 0 | [24 empty] | 8104102 | no | no |  |  | no |  | 0 | 0 | 0 | 0 | 0 | 0 |  | 1 | 1 | 1 | 0 | 0 | 0
load_220360644 |  | node_1330985_89_15278152_409 |  | AN | 0 | Residential | 36216+15427.951j | 0 | 0 | 0 | 0 | 0 | [24 empty] | 8104102 | no | no |  |  | no |  | 0 | 0 | 0 | 0 | 0 | 0 |  | 1 | 1 | 1 | 0 | 0 | 0
load_220360645 |  | node_1330834_719_15277809_828 |  | AN | 0 | Residential | 45396+19338.615j | 0 | 0 | 0 | 0 | 0 | [24 empty] | 8104102 | no | no |  |  | no |  | 0 | 0 | 0 | 0 | 0 | 0 |  | 1 | 1 | 1 | 0 | 0 | 0
load_220360646 |  | node_1330841_243_15277167_78 |  | AN | 0 | Residential | 82807.2+35275.719j | 0 | 0 | 0 | 0 | 0 | [24 empty] | 8104102 | no | no |  |  | no |  | 0 | 0 | 0 | 0 | 0 | 0 |  | 1 | 1 | 1 | 0 | 0 | 0
load_220360648 |  | node_1329052_698_15278791_207 |  | AN | 0 | Residential | 66016.8+28123.039j | 0 | 0 | 0 | 0 | 0 | [24 empty] | 8104102 | no | no |  |  | no |  | 0 | 0 | 0 | 0 | 0 | 0 |  | 1 | 1 | 1 | 0 | 0 | 0
load_220360649 |  | node_1328836_478_15278259_262 |  | AN | 0 | Residential | 42609.6+18151.614j | 0 | 0 | 0 | 0 | 0 | [24 empty] | 8104102 | no | no |  |  | no |  | 0 | 0 | 0 | 0 | 0 | 0 |  | 1 | 1 | 1 | 0 | 0 | 0
load_220360650 |  | node_1328719_422_15277974_057 |  | AN | 0 | Residential | 56232+23954.732j | 0 | 0 | 0 | 0 | 0 | [24 empty] | 8104102 | no | no |  |  | no |  | 0 | 0 | 0 | 0 | 0 | 0 |  | 1 | 1 | 1 | 0 | 0 | 0
load_220360710 |  | node_1335775_925_15278947_011 |  | AN | 0 | Residential | 17956.8+7649.565j | 0 | 0 | 0 | 0 | 0 | [24 empty] | 8104102 | no | no |  |  | no |  | 0 | 0 | 0 | 0 | 0 | 0 |  | 1 | 1 | 1 | 0 | 0 | 0
load_220360711 |  | node_1335884_62_15277491_327 |  | AN | 0 | Residential | 56678.4+24144.897j | 0 | 0 | 0 | 0 | 0 | [24 empty] | 8104102 | no | no |  |  | no |  | 0 | 0 | 0 | 0 | 0 | 0 |  | 1 | 1 | 1 | 0 | 0 | 0
load_220360712 |  | node_1335920_542_15277012_77 |  | AN | 0 | Residential | 69120+29444.997j | 0 | 0 | 0 | 0 | 0 | [24 empty] | 8104102 | no | no |  |  | no |  | 0 | 0 | 0 | 0 | 0 | 0 |  | 1 | 1 | 1 | 0 | 0 | 0
load_220360713 |  | node_1335958_724_15276533_329 |  | AN | 0 | Residential | 31924.8+13599.908j | 0 | 0 | 0 | 0 | 0 | [24 empty] | 8104102 | no | no |  |  | no |  | 0 | 0 | 0 | 0 | 0 | 0 |  | 1 | 1 | 1 | 0 | 0 | 0
load_220360714 |  | node_1336112_562_15276230_174 |  | AN | 0 | Residential | 73548+31331.317j | 0 | 0 | 0 | 0 | 0 | [24 empty] | 8104102 | no | no |  |  | no |  | 0 | 0 | 0 | 0 | 0 | 0 |  | 1 | 1 | 1 | 0 | 0 | 0
load_220360715 |  | node_1335799_058_15278619_749 |  | AN | 0 | Residential | 60004.8+25561.938j | 0 | 0 | 0 | 0 | 0 | [24 empty] | 8104102 | no | no |  |  | no |  | 0 | 0 | 0 | 0 | 0 | 0 |  | 1 | 1 | 1 | 0 | 0 | 0
load_220360716 |  | node_1335823_382_15278300_864 |  | AN | 0 | Residential | 17481.6+7447.13j | 0 | 0 | 0 | 0 | 0 | [24 empty] | 8104102 | no | no |  |  | no |  | 0 | 0 | 0 | 0 | 0 | 0 |  | 1 | 1 | 1 | 0 | 0 | 0
load_220360717 |  | node_1335847_141_15277970_28 |  | AN | 0 | Residential | 77133.6+32858.776j | 0 | 0 | 0 | 0 | 0 | [24 empty] | 8104102 | no | no |  |  | no |  | 0 | 0 | 0 | 0 | 0 | 0 |  | 1 | 1 | 1 | 0 | 0 | 0
load_220360738 |  | node_1334852_858_15276311_245 |  | AN | 0 | Residential | 49082.4+20909.015j | 0 | 0 | 0 | 0 | 0 | [24 empty] | 8104102 | no | no |  |  | no |  | 0 | 0 | 0 | 0 | 0 | 0 |  | 1 | 1 | 1 | 0 | 0 | 0
load_220360739 |  | node_1333573_703_15275367_38 |  | AN | 0 | Residential | 74937.6+31923.284j | 0 | 0 | 0 | 0 | 0 | [24 empty] | 8104102 | no | no |  |  | no |  | 0 | 0 | 0 | 0 | 0 | 0 |  | 1 | 1 | 1 | 0 | 0 | 0
load_220360740 |  | node_1334418_575_15275964_152 |  | AN | 0 | Residential | 75772.8+32279.078j | 0 | 0 | 0 | 0 | 0 | [24 empty] | 8104102 | no | no |  |  | no |  | 0 | 0 | 0 | 0 | 0 | 0 |  | 1 | 1 | 1 | 0 | 0 | 0
load_220360767 |  | node_1336445_424_15278810_365 |  | AN | 0 | Residential | 45604.8+19427.563j | 0 | 0 | 0 | 0 | 0 | [24 empty] | 8104102 | no | no |  |  | no |  | 0 | 0 | 0 | 0 | 0 | 0 |  | 1 | 1 | 1 | 0 | 0 | 0
load_220360768 |  | node_1336289_436_15278538_439 |  | AN | 0 | Residential | 66499.2+28328.541j | 0 | 0 | 0 | 0 | 0 | [24 empty] | 8104102 | no | no |  |  | no |  | 0 | 0 | 0 | 0 | 0 | 0 |  | 1 | 1 | 1 | 0 | 0 | 0
load_220360769 |  | node_1336679_122_15278467_895 |  | AN | 0 | Residential | 68990.4+29389.787j | 0 | 0 | 0 | 0 | 0 | [24 empty] | 8104102 | no | no |  |  | no |  | 0 | 0 | 0 | 0 | 0 | 0 |  | 1 | 1 | 1 | 0 | 0 | 0
load_220360770 |  | node_1336299_969_15279556_599 |  | AN | 0 | Residential | 10450.8+4452.022j | 0 | 0 | 0 | 0 | 0 | [24 empty] | 8104102 | no | no |  |  | no |  | 0 | 0 | 0 | 0 | 0 | 0 |  | 1 | 1 | 1 | 0 | 0 | 0
load_220360771 |  | node_1336314_576_15279574_777 |  | AN | 0 | NonResidential | 4500+1916.992j | 0 | 0 | 0 | 0 | 0 | [24 empty] | 8104102 | no | no |  |  | no |  | 0 | 0 | 0 | 0 | 0 | 0 |  | 1 | 1 | 1 | 0 | 0 | 0
load_220360776 |  | node_1336883_048_15277671_133 |  | AN | 0 | Residential | 43912.8+18706.774j | 0 | 0 | 0 | 0 | 0 | [24 empty] | 8104102 | no | no |  |  | no |  | 0 | 0 | 0 | 0 | 0 | 0 |  | 1 | 1 | 1 | 0 | 0 | 0
load_220360777 |  | node_1336130_46_15278162_237 |  | AN | 0 | Residential | 42890.4+18271.234j | 0 | 0 | 0 | 0 | 0 | [24 empty] | 8104102 | no | no |  |  | no |  | 0 | 0 | 0 | 0 | 0 | 0 |  | 1 | 1 | 1 | 0 | 0 | 0
load_220360778 |  | node_1336272_966_15277919_26 |  | AN | 0 | Residential | 38102.4+16231.554j | 0 | 0 | 0 | 0 | 0 | [24 empty] | 8104102 | no | no |  |  | no |  | 0 | 0 | 0 | 0 | 0 | 0 |  | 1 | 1 | 1 | 0 | 0 | 0
load_220360779 |  | node_1336405_198_15277589_186 |  | AN | 0 | Residential | 53964+22988.568j | 0 | 0 | 0 | 0 | 0 | [24 empty] | 8104102 | no | no |  |  | no |  | 0 | 0 | 0 | 0 | 0 | 0 |  | 1 | 1 | 1 | 0 | 0 | 0
load_220360827 |  | node_1328356_96_15278885_636 |  | AN | 0 | Residential | 26316+11210.569j | 0 | 0 | 0 | 0 | 0 | [24 empty] | 8104102 | no | no |  |  | no |  | 0 | 0 | 0 | 0 | 0 | 0 |  | 1 | 1 | 1 | 0 | 0 | 0
load_220360828 |  | node_1328629_117_15278700_298 |  | AN | 0 | Residential | 15019.2+6398.152j | 0 | 0 | 0 | 0 | 0 | [24 empty] | 8104102 | no | no |  |  | no |  | 0 | 0 | 0 | 0 | 0 | 0 |  | 1 | 1 | 1 | 0 | 0 | 0
load_220360860 |  | node_1327907_693_15278332_416 |  | AN | 0 | Residential | 18280.8+7787.588j | 0 | 0 | 0 | 0 | 0 | [24 empty] | 8104102 | no | no |  |  | no |  | 0 | 0 | 0 | 0 | 0 | 0 |  | 1 | 1 | 1 | 0 | 0 | 0
load_220360861 |  | node_1328180_825_15278606_037 |  | AN | 0 | Residential | 51530.4+21951.858j | 0 | 0 | 0 | 0 | 0 | [24 empty] | 8104102 | no | no |  |  | no |  | 0 | 0 | 0 | 0 | 0 | 0 |  | 1 | 1 | 1 | 0 | 0 | 0
load_220360862 |  | node_1328457_075_15278431_202 |  | AN | 0 | Residential | 35128.8+14964.806j | 0 | 0 | 0 | 0 | 0 | [24 empty] | 8104102 | no | no |  |  | no |  | 0 | 0 | 0 | 0 | 0 | 0 |  | 1 | 1 | 1 | 0 | 0 | 0
load_220360871 |  | node_1333324_017_15278660_781 |  | AN | 0 | Residential | 4046.4+1723.759j | 0 | 0 | 0 | 0 | 0 | [24 empty] | 8104102 | no | no |  |  | no |  | 0 | 0 | 0 | 0 | 0 | 0 |  | 1 | 1 | 1 | 0 | 0 | 0
load_220360872 |  | node_1333341_826_15278672_719 |  | BN | 0 | NonResidential | 0 | 6000+2555.989j | 0 | 0 | 0 | 0 | [24 empty] | 8104102 | no | no |  |  | no |  | 0 | 0 | 0 | 0 | 0 | 0 |  | 1 | 1 | 1 | 0 | 0 | 0
load_220360888 |  | node_1336579_534_15277985_311 |  | AN | 0 | Residential | 55130.4+23485.452j | 0 | 0 | 0 | 0 | 0 | [24 empty] | 8104102 | no | no |  |  | no |  | 0 | 0 | 0 | 0 | 0 | 0 |  | 1 | 1 | 1 | 0 | 0 | 0
load_220360981 |  | node_1336304_893_15276708_133 |  | AN | 0 | Residential | 36223.2+15431.019j | 0 | 0 | 0 | 0 | 0 | [24 empty] | 8104102 | no | no |  |  | no |  | 0 | 0 | 0 | 0 | 0 | 0 |  | 1 | 1 | 1 | 0 | 0 | 0
load_220360983 |  | node_1336600_032_15276982_619 |  | AN | 0 | Residential | 36684+15627.319j | 0 | 0 | 0 | 0 | 0 | [24 empty] | 8104102 | no | no |  |  | no |  | 0 | 0 | 0 | 0 | 0 | 0 |  | 1 | 1 | 1 | 0 | 0 | 0
load_220360984 |  | node_1336977_718_15277150_33 |  | AN | 0 | Residential | 36820.8+15685.595j | 0 | 0 | 0 | 0 | 0 | [24 empty] | 8104102 | no | no |  |  | no |  | 0 | 0 | 0 | 0 | 0 | 0 |  | 1 | 1 | 1 | 0 | 0 | 0
load_220361151 |  | node_1336660_98_15276776_455 |  | AN | 0 | Residential | 81612+34766.566j | 0 | 0 | 0 | 0 | 0 | [24 empty] | 8104102 | no | no |  |  | no |  | 0 | 0 | 0 | 0 | 0 | 0 |  | 1 | 1 | 1 | 0 | 0 | 0
load_220361152 |  | node_1336762_924_15276444_288 |  | AN | 0 | Residential | 43372.8+18476.735j | 0 | 0 | 0 | 0 | 0 | [24 empty] | 8104102 | no | no |  |  | no |  | 0 | 0 | 0 | 0 | 0 | 0 |  | 1 | 1 | 1 | 0 | 0 | 0
load_220361212 |  | node_1336132_338_15276034_915 |  | AN | 0 | Residential | 9403.2+4005.746j | 0 | 0 | 0 | 0 | 0 | [24 empty] | 8104102 | no | no |  |  | no |  | 0 | 0 | 0 | 0 | 0 | 0 |  | 1 | 1 | 1 | 0 | 0 | 0
load_220361213 |  | node_1335793_421_15276016_806 |  | AN | 0 | Residential | 42300+18019.725j | 0 | 0 | 0 | 0 | 0 | [24 empty] | 8104102 | no | no |  |  | no |  | 0 | 0 | 0 | 0 | 0 | 0 |  | 1 | 1 | 1 | 0 | 0 | 0
load_220361214 |  | node_1335352_11_15275965_772 |  | AN | 0 | Residential | 42480+18096.404j | 0 | 0 | 0 | 0 | 0 | [24 empty] | 8104102 | no | no |  |  | no |  | 0 | 0 | 0 | 0 | 0 | 0 |  | 1 | 1 | 1 | 0 | 0 | 0
load_220361215 |  | node_1335362_537_15275742_334 |  | AN | 0 | Residential | 82699.2+35229.712j | 0 | 0 | 0 | 0 | 0 | [24 empty] | 8104102 | no | no |  |  | no |  | 0 | 0 | 0 | 0 | 0 | 0 |  | 1 | 1 | 1 | 0 | 0 | 0
load_220361217 |  | node_1335726_486_15275084_061 |  | AN | 0 | Residential | 36374.4+15495.43j | 0 | 0 | 0 | 0 | 0 | [24 empty] | 8104102 | no | no |  |  | no |  | 0 | 0 | 0 | 0 | 0 | 0 |  | 1 | 1 | 1 | 0 | 0 | 0
load_220361218 |  | node_1336842_732_15276232_438 |  | AN | 0 | Residential | 95371.2+40627.961j | 0 | 0 | 0 | 0 | 0 | [24 empty] | 8104102 | no | no |  |  | no |  | 0 | 0 | 0 | 0 | 0 | 0 |  | 1 | 1 | 1 | 0 | 0 | 0
load_220361219 |  | node_1337337_116_15276383_375 |  | AN | 0 | Residential | 15998.4+6815.29j | 0 | 0 | 0 | 0 | 0 | [24 empty] | 8104102 | no | no |  |  | no |  | 0 | 0 | 0 | 0 | 0 | 0 |  | 1 | 1 | 1 | 0 | 0 | 0
load_220361229 |  | node_1336501_728_15275972_473 |  | AN | 0 | Residential | 52063.2+22178.83j | 0 | 0 | 0 | 0 | 0 | [24 empty] | 8104102 | no | no |  |  | no |  | 0 | 0 | 0 | 0 | 0 | 0 |  | 1 | 1 | 1 | 0 | 0 | 0
load_220361230 |  | node_1336783_2_15275542_502 |  | AN | 0 | Residential | 60451.2+25752.103j | 0 | 0 | 0 | 0 | 0 | [24 empty] | 8104102 | no | no |  |  | no |  | 0 | 0 | 0 | 0 | 0 | 0 |  | 1 | 1 | 1 | 0 | 0 | 0
load_220361231 |  | node_1337024_198_15275149_392 |  | AN | 0 | Residential | 12780+5444.257j | 0 | 0 | 0 | 0 | 0 | [24 empty] | 8104102 | no | no |  |  | no |  | 0 | 0 | 0 | 0 | 0 | 0 |  | 1 | 1 | 1 | 0 | 0 | 0
load_220361238 |  | node_1330858_318_15276741_127 |  | AN | 0 | Residential | 62143.2+26472.892j | 0 | 0 | 0 | 0 | 0 | [24 empty] | 8104102 | no | no |  |  | no |  | 0 | 0 | 0 | 0 | 0 | 0 |  | 1 | 1 | 1 | 0 | 0 | 0
load_220361239 |  | node_1337077_157_15275871_338 |  | AN | 0 | Residential | 120859.2+51485.804j | 0 | 0 | 0 | 0 | 0 | [24 empty] | 8104102 | no | no |  |  | no |  | 0 | 0 | 0 | 0 | 0 | 0 |  | 1 | 1 | 1 | 0 | 0 | 0
load_220361244 |  | node_1327996_649_15279769_527 |  | AN | 0 | Residential | 3261.6+1389.436j | 0 | 0 | 0 | 0 | 0 | [24 empty] | 8104102 | no | no |  |  | no |  | 0 | 0 | 0 | 0 | 0 | 0 |  | 1 | 1 | 1 | 0 | 0 | 0
load_220361245 |  | node_1328093_363_15281235_222 |  | AN | 0 | Residential | 107330.4+45722.559j | 0 | 0 | 0 | 0 | 0 | [24 empty] | 8104102 | no | no |  |  | no |  | 0 | 0 | 0 | 0 | 0 | 0 |  | 1 | 1 | 1 | 0 | 0 | 0
load_220361262 |  | node_1328157_046_15280421_705 |  | AN | 0 | Other | 0 | 0 | 0 | 0 | 0 | 0 | [24 empty] | 8104102 | no | no |  |  | no |  | 0 | 0 | 0 | 0 | 0 | 0 |  | 1 | 1 | 1 | 0 | 0 | 0
load_220361303 |  | node_1328282_529_15279663_226 |  | AN | 0 | Residential | 7286.4+3103.993j | 0 | 0 | 0 | 0 | 0 | [24 empty] | 8104102 | no | no |  |  | no |  | 0 | 0 | 0 | 0 | 0 | 0 |  | 1 | 1 | 1 | 0 | 0 | 0
load_220361304 |  | node_1328266_99_15279679_623 |  | BN | 0 | Residential | 0 | 7286.4+3103.993j | 0 | 0 | 0 | 0 | [24 empty] | 8104102 | no | no |  |  | no |  | 0 | 0 | 0 | 0 | 0 | 0 |  | 1 | 1 | 1 | 0 | 0 | 0
load_220361305 |  | node_1328634_881_15279251_675 |  | AN | 0 | Residential | 9892.8+4214.315j | 0 | 0 | 0 | 0 | 0 | [24 empty] | 8104102 | no | no |  |  | no |  | 0 | 0 | 0 | 0 | 0 | 0 |  | 1 | 1 | 1 | 0 | 0 | 0
load_220361311 |  | node_1330694_445_15278474_433 |  | AN | 0 | Residential | 21585.6+9195.427j | 0 | 0 | 0 | 0 | 0 | [24 empty] | 8104102 | no | no |  |  | no |  | 0 | 0 | 0 | 0 | 0 | 0 |  | 1 | 1 | 1 | 0 | 0 | 0
load_220361312 |  | node_1330812_098_15278351_737 |  | AN | 0 | Residential | 42415.2+18068.8j | 0 | 0 | 0 | 0 | 0 | [24 empty] | 8104102 | no | no |  |  | no |  | 0 | 0 | 0 | 0 | 0 | 0 |  | 1 | 1 | 1 | 0 | 0 | 0
load_220361313 |  | node_1330168_238_15278695_037 |  | AN | 0 | Residential | 82296+35057.949j | 0 | 0 | 0 | 0 | 0 | [24 empty] | 8104102 | no | no |  |  | no |  | 0 | 0 | 0 | 0 | 0 | 0 |  | 1 | 1 | 1 | 0 | 0 | 0
load_220361320 |  | node_1334401_725_15277580_306 |  | AN | 0 | NonResidential | 23333.333+9939.958j | 0 | 0 | 0 | 0 | 0 | [24 empty] | 8104102 | no | no |  |  | no |  | 0 | 0 | 0 | 0 | 0 | 0 |  | 1 | 1 | 1 | 0 | 0 | 0
load_220361321 |  | node_1334405_034_15277554_086 |  | BN | 0 | NonResidential | 0 | 23333.333+9939.958j | 0 | 0 | 0 | 0 | [24 empty] | 8104102 | no | no |  |  | no |  | 0 | 0 | 0 | 0 | 0 | 0 |  | 1 | 1 | 1 | 0 | 0 | 0
load_220361322 |  | node_1334403_593_15277606_834 |  | CN | 0 | NonResidential | 0 | 0 | 23333.333+9939.958j | 0 | 0 | 0 | [24 empty] | 8104102 | no | no |  |  | no |  | 0 | 0 | 0 | 0 | 0 | 0 |  | 1 | 1 | 1 | 0 | 0 | 0
load_220361323 |  | node_1335042_558_15275765_615 |  | AN | 0 | Residential | 79106.4+33699.185j | 0 | 0 | 0 | 0 | 0 | [24 empty] | 8104102 | no | no |  |  | no |  | 0 | 0 | 0 | 0 | 0 | 0 |  | 1 | 1 | 1 | 0 | 0 | 0
load_220361324 |  | node_1335090_408_15275215_729 |  | AN | 0 | Residential | 37756.8+16084.329j | 0 | 0 | 0 | 0 | 0 | [24 empty] | 8104102 | no | no |  |  | no |  | 0 | 0 | 0 | 0 | 0 | 0 |  | 1 | 1 | 1 | 0 | 0 | 0
load_220361325 |  | node_1335431_448_15274856_466 |  | AN | 0 | NonResidential | 2275.2+969.231j | 0 | 0 | 0 | 0 | 0 | [24 empty] | 8104102 | no | no |  |  | no |  | 0 | 0 | 0 | 0 | 0 | 0 |  | 1 | 1 | 1 | 0 | 0 | 0
load_220361326 |  | node_1335644_491_15274719_5 |  | AN | 0 | Residential | 16920+7207.89j | 0 | 0 | 0 | 0 | 0 | [24 empty] | 8104102 | no | no |  |  | no |  | 0 | 0 | 0 | 0 | 0 | 0 |  | 1 | 1 | 1 | 0 | 0 | 0
load_220361327 |  | node_1335730_98_15274623_454 |  | AN | 0 | NonResidential | 3333.333+1419.994j | 0 | 0 | 0 | 0 | 0 | [24 empty] | 8104102 | no | no |  |  | no |  | 0 | 0 | 0 | 0 | 0 | 0 |  | 1 | 1 | 1 | 0 | 0 | 0
load_220361328 |  | node_1335738_856_15274571_806 |  | BN | 0 | Residential | 0 | 5088+2167.479j | 0 | 0 | 0 | 0 | [24 empty] | 8104102 | no | no |  |  | no |  | 0 | 0 | 0 | 0 | 0 | 0 |  | 1 | 1 | 1 | 0 | 0 | 0
load_220361329 |  | node_1335673_09_15274365_598 |  | AN | 0 | Residential | 11232+4784.812j | 0 | 0 | 0 | 0 | 0 | [24 empty] | 8104102 | no | no |  |  | no |  | 0 | 0 | 0 | 0 | 0 | 0 |  | 1 | 1 | 1 | 0 | 0 | 0
load_220361331 |  | node_1335744_438_15273847_71 |  | AN | 0 | Residential | 14076+5996.351j | 0 | 0 | 0 | 0 | 0 | [24 empty] | 8104102 | no | no |  |  | no |  | 0 | 0 | 0 | 0 | 0 | 0 |  | 1 | 1 | 1 | 0 | 0 | 0
load_220361332 |  | node_1334782_828_15278744_644 |  | AN | 0 | Residential | 67168.8+28613.789j | 0 | 0 | 0 | 0 | 0 | [24 empty] | 8104102 | no | no |  |  | no |  | 0 | 0 | 0 | 0 | 0 | 0 |  | 1 | 1 | 1 | 0 | 0 | 0
load_220361333 |  | node_1335909_361_15273669_245 |  | AN | 0 | Residential | 597.6+254.577j | 0 | 0 | 0 | 0 | 0 | [24 empty] | 8104102 | no | no |  |  | no |  | 0 | 0 | 0 | 0 | 0 | 0 |  | 1 | 1 | 1 | 0 | 0 | 0
load_220361334 |  | node_1336202_047_15273512_367 |  | AN | 0 | Residential | 8949.6+3812.514j | 0 | 0 | 0 | 0 | 0 | [24 empty] | 8104102 | no | no |  |  | no |  | 0 | 0 | 0 | 0 | 0 | 0 |  | 1 | 1 | 1 | 0 | 0 | 0
load_220361335 |  | node_1334826_254_15278194_041 |  | AN | 0 | Residential | 72921.6+31064.472j | 0 | 0 | 0 | 0 | 0 | [24 empty] | 8104102 | no | no |  |  | no |  | 0 | 0 | 0 | 0 | 0 | 0 |  | 1 | 1 | 1 | 0 | 0 | 0
load_220361336 |  | node_1334664_273_15277974_756 |  | AN | 0 | Residential | 16164+6885.835j | 0 | 0 | 0 | 0 | 0 | [24 empty] | 8104102 | no | no |  |  | no |  | 0 | 0 | 0 | 0 | 0 | 0 |  | 1 | 1 | 1 | 0 | 0 | 0
load_220361337 |  | node_1334896_841_15277393_117 |  | AN | 0 | Residential | 36828+15688.662j | 0 | 0 | 0 | 0 | 0 | [24 empty] | 8104102 | no | no |  |  | no |  | 0 | 0 | 0 | 0 | 0 | 0 |  | 1 | 1 | 1 | 0 | 0 | 0
load_220361338 |  | node_1334961_459_15276696_017 |  | AN | 0 | NonResidential | 3175.2+1352.63j | 0 | 0 | 0 | 0 | 0 | [24 empty] | 8104102 | no | no |  |  | no |  | 0 | 0 | 0 | 0 | 0 | 0 |  | 1 | 1 | 1 | 0 | 0 | 0
load_220361342 |  | node_1335865_237_15274779_351 |  | AN | 0 | Residential | 41263.2+17578.05j | 0 | 0 | 0 | 0 | 0 | [24 empty] | 8104102 | no | no |  |  | no |  | 0 | 0 | 0 | 0 | 0 | 0 |  | 1 | 1 | 1 | 0 | 0 | 0
load_220361343 |  | node_1336188_147_15275490_799 |  | AN | 0 | Residential | 80654.4+34358.631j | 0 | 0 | 0 | 0 | 0 | [24 empty] | 8104102 | no | no |  |  | no |  | 0 | 0 | 0 | 0 | 0 | 0 |  | 1 | 1 | 1 | 0 | 0 | 0
load_220361344 |  | node_1336385_489_15275191_858 |  | AN | 0 | Residential | 83253.6+35465.885j | 0 | 0 | 0 | 0 | 0 | [24 empty] | 8104102 | no | no |  |  | no |  | 0 | 0 | 0 | 0 | 0 | 0 |  | 1 | 1 | 1 | 0 | 0 | 0
load_220361345 |  | node_1336408_906_15274838_635 |  | AN | 0 | Residential | 69451.2+29586.087j | 0 | 0 | 0 | 0 | 0 | [24 empty] | 8104102 | no | no |  |  | no |  | 0 | 0 | 0 | 0 | 0 | 0 |  | 1 | 1 | 1 | 0 | 0 | 0
load_220361352 |  | node_1338518_946_15277591_484 |  | AN | 0 | Residential | 5421.6+2309.592j | 0 | 0 | 0 | 0 | 0 | [24 empty] | 8104102 | no | no |  |  | no |  | 0 | 0 | 0 | 0 | 0 | 0 |  | 1 | 1 | 1 | 0 | 0 | 0
load_220361353 |  | node_1338500_658_15277830_761 |  | AN | 0 | Residential | 22197.6+9456.138j | 0 | 0 | 0 | 0 | 0 | [24 empty] | 8104102 | no | no |  |  | no |  | 0 | 0 | 0 | 0 | 0 | 0 |  | 1 | 1 | 1 | 0 | 0 | 0
load_220361354 |  | node_1338426_034_15278636_828 |  | AN | 0 | Residential | 35366.4+15066.023j | 0 | 0 | 0 | 0 | 0 | [24 empty] | 8104102 | no | no |  |  | no |  | 0 | 0 | 0 | 0 | 0 | 0 |  | 1 | 1 | 1 | 0 | 0 | 0
load_220361355 |  | node_1338405_282_15278872_164 |  | AN | 0 | Residential | 21492+9155.554j | 0 | 0 | 0 | 0 | 0 | [24 empty] | 8104102 | no | no |  |  | no |  | 0 | 0 | 0 | 0 | 0 | 0 |  | 1 | 1 | 1 | 0 | 0 | 0
load_220361356 |  | node_1338382_585_15279107_072 |  | AN | 0 | Residential | 26193.6+11158.427j | 0 | 0 | 0 | 0 | 0 | [24 empty] | 8104102 | no | no |  |  | no |  | 0 | 0 | 0 | 0 | 0 | 0 |  | 1 | 1 | 1 | 0 | 0 | 0
load_220361357 |  | node_1338361_203_15279346_203 |  | AN | 0 | Residential | 27576+11747.327j | 0 | 0 | 0 | 0 | 0 | [24 empty] | 8104102 | no | no |  |  | no |  | 0 | 0 | 0 | 0 | 0 | 0 |  | 1 | 1 | 1 | 0 | 0 | 0
load_220361358 |  | node_1338459_166_15279494_124 |  | AN | 0 | Residential | 6552+2791.14j | 0 | 0 | 0 | 0 | 0 | [24 empty] | 8104102 | no | no |  |  | no |  | 0 | 0 | 0 | 0 | 0 | 0 |  | 1 | 1 | 1 | 0 | 0 | 0
load_220361359 |  | node_1338427_653_15279675_494 |  | AN | 0 | Residential | 6652.8+2834.081j | 0 | 0 | 0 | 0 | 0 | [24 empty] | 8104102 | no | no |  |  | no |  | 0 | 0 | 0 | 0 | 0 | 0 |  | 1 | 1 | 1 | 0 | 0 | 0
load_220361360 |  | node_1337660_439_15280368_877 |  | AN | 0 | Residential | 3852+1640.945j | 0 | 0 | 0 | 0 | 0 | [24 empty] | 8104102 | no | no |  |  | no |  | 0 | 0 | 0 | 0 | 0 | 0 |  | 1 | 1 | 1 | 0 | 0 | 0
load_220361361 |  | node_1336831_344_15280157_348 |  | AN | 0 | Residential | 1540.8+656.378j | 0 | 0 | 0 | 0 | 0 | [24 empty] | 8104102 | no | no |  |  | no |  | 0 | 0 | 0 | 0 | 0 | 0 |  | 1 | 1 | 1 | 0 | 0 | 0
load_220361362 |  | node_1336615_428_15280013_113 |  | AN | 0 | NonResidential | 6004.8+2558.034j | 0 | 0 | 0 | 0 | 0 | [24 empty] | 8104102 | no | no |  |  | no |  | 0 | 0 | 0 | 0 | 0 | 0 |  | 1 | 1 | 1 | 0 | 0 | 0
load_220361363 |  | node_1336371_1_15279879_499 |  | AN | 0 | NonResidential | 3000+1277.995j | 0 | 0 | 0 | 0 | 0 | [24 empty] | 8104102 | no | no |  |  | no |  | 0 | 0 | 0 | 0 | 0 | 0 |  | 1 | 1 | 1 | 0 | 0 | 0
load_220361364 |  | node_1336158_291_15279842_617 |  | AN | 0 | NonResidential | 12000+5111.979j | 0 | 0 | 0 | 0 | 0 | [24 empty] | 8104102 | no | no |  |  | no |  | 0 | 0 | 0 | 0 | 0 | 0 |  | 1 | 1 | 1 | 0 | 0 | 0
load_220361365 |  | node_1336142_459_15279826_396 |  | BN | 0 | NonResidential | 0 | 12000+5111.979j | 0 | 0 | 0 | 0 | [24 empty] | 8104102 | no | no |  |  | no |  | 0 | 0 | 0 | 0 | 0 | 0 |  | 1 | 1 | 1 | 0 | 0 | 0
load_220361366 |  | node_1336176_68_15279852_82 |  | CN | 0 | NonResidential | 0 | 0 | 12000+5111.979j | 0 | 0 | 0 | [24 empty] | 8104102 | no | no |  |  | no |  | 0 | 0 | 0 | 0 | 0 | 0 |  | 1 | 1 | 1 | 0 | 0 | 0
load_220361367 |  | node_1335780_193_15279709_884 |  | AN | 0 | NonResidential | 4500+1916.992j | 0 | 0 | 0 | 0 | 0 | [24 empty] | 8104102 | no | no |  |  | no |  | 0 | 0 | 0 | 0 | 0 | 0 |  | 1 | 1 | 1 | 0 | 0 | 0
load_220361368 |  | node_1335763_381_15279695_56 |  | AN | 0 | NonResidential | 4500+1916.992j | 0 | 0 | 0 | 0 | 0 | [24 empty] | 8104102 | no | no |  |  | no |  | 0 | 0 | 0 | 0 | 0 | 0 |  | 1 | 1 | 1 | 0 | 0 | 0
load_220361369 |  | node_1335307_264_15279576_352 |  | AN | 0 | NonResidential | 12000+5111.979j | 0 | 0 | 0 | 0 | 0 | [24 empty] | 8104102 | no | no |  |  | no |  | 0 | 0 | 0 | 0 | 0 | 0 |  | 1 | 1 | 1 | 0 | 0 | 0
load_220361370 |  | node_1335289_538_15279564_195 |  | AN | 0 | Residential | 14918.4+6355.212j | 0 | 0 | 0 | 0 | 0 | [24 empty] | 8104102 | no | no |  |  | no |  | 0 | 0 | 0 | 0 | 0 | 0 |  | 1 | 1 | 1 | 0 | 0 | 0
load_220361371 |  | node_1335134_373_15279348_792 |  | AN | 0 | Residential | 33753.6+14378.973j | 0 | 0 | 0 | 0 | 0 | [24 empty] | 8104102 | no | no |  |  | no |  | 0 | 0 | 0 | 0 | 0 | 0 |  | 1 | 1 | 1 | 0 | 0 | 0
load_220361373 |  | node_1334382_15278949_735 |  | AN | 0 | Residential | 15480+6594.452j | 0 | 0 | 0 | 0 | 0 | [24 empty] | 8104102 | no | no |  |  | no |  | 0 | 0 | 0 | 0 | 0 | 0 |  | 1 | 1 | 1 | 0 | 0 | 0
load_220361374 |  | node_1332860_265_15278555_962 |  | AN | 0 | NonResidential | 4000+1703.993j | 0 | 0 | 0 | 0 | 0 | [24 empty] | 8104102 | no | no |  |  | no |  | 0 | 0 | 0 | 0 | 0 | 0 |  | 1 | 1 | 1 | 0 | 0 | 0
load_220361376 |  | node_1331423_611_15278517_315 |  | AN | 0 | NonResidential | 684+291.383j | 0 | 0 | 0 | 0 | 0 | [24 empty] | 8104102 | no | no |  |  | no |  | 0 | 0 | 0 | 0 | 0 | 0 |  | 1 | 1 | 1 | 0 | 0 | 0
load_220361377 |  | node_1331274_594_15278724_303 |  | AN | 0 | NonResidential | 16333.333+6957.971j | 0 | 0 | 0 | 0 | 0 | [24 empty] | 8104102 | no | no |  |  | no |  | 0 | 0 | 0 | 0 | 0 | 0 |  | 1 | 1 | 1 | 0 | 0 | 0
load_220361378 |  | node_1331256_404_15278734_755 |  | BN | 0 | NonResidential | 0 | 16333.333+6957.971j | 0 | 0 | 0 | 0 | [24 empty] | 8104102 | no | no |  |  | no |  | 0 | 0 | 0 | 0 | 0 | 0 |  | 1 | 1 | 1 | 0 | 0 | 0
load_220361379 |  | node_1331290_112_15278707_869 |  | CN | 0 | NonResidential | 0 | 0 | 16333.333+6957.971j | 0 | 0 | 0 | [24 empty] | 8104102 | no | no |  |  | no |  | 0 | 0 | 0 | 0 | 0 | 0 |  | 1 | 1 | 1 | 0 | 0 | 0
load_220361380 |  | node_1330908_713_15278829_996 |  | AN | 0 | NonResidential | 20000+8519.964j | 0 | 0 | 0 | 0 | 0 | [24 empty] | 8104102 | no | no |  |  | no |  | 0 | 0 | 0 | 0 | 0 | 0 |  | 1 | 1 | 1 | 0 | 0 | 0
load_220361381 |  | node_1330549_514_15279059_25 |  | AN | 0 | NonResidential | 47666.667+20305.915j | 0 | 0 | 0 | 0 | 0 | [24 empty] | 8104102 | no | no |  |  | no |  | 0 | 0 | 0 | 0 | 0 | 0 |  | 1 | 1 | 1 | 0 | 0 | 0
load_220361382 |  | node_1330531_481_15279070_175 |  | BN | 0 | NonResidential | 0 | 47666.667+20305.915j | 0 | 0 | 0 | 0 | [24 empty] | 8104102 | no | no |  |  | no |  | 0 | 0 | 0 | 0 | 0 | 0 |  | 1 | 1 | 1 | 0 | 0 | 0
load_220361383 |  | node_1330564_788_15279042_412 |  | CN | 0 | NonResidential | 0 | 0 | 47666.667+20305.915j | 0 | 0 | 0 | [24 empty] | 8104102 | no | no |  |  | no |  | 0 | 0 | 0 | 0 | 0 | 0 |  | 1 | 1 | 1 | 0 | 0 | 0
load_220361384 |  | node_1330336_709_15279092_639 |  | AN | 0 | Other | 0 | 0 | 0 | 0 | 0 | 0 | [24 empty] | 8104102 | no | no |  |  | no |  | 0 | 0 | 0 | 0 | 0 | 0 |  | 1 | 1 | 1 | 0 | 0 | 0
load_220361385 |  | node_1330066_09_15279137_408 |  | CN | 0 | NonResidential | 0 | 0 | 26000+11075.954j | 0 | 0 | 0 | [24 empty] | 8104102 | no | no |  |  | no |  | 0 | 0 | 0 | 0 | 0 | 0 |  | 1 | 1 | 1 | 0 | 0 | 0
load_220361387 |  | node_1330044_716_15279133_359 |  | AN | 0 | NonResidential | 26000+11075.954j | 0 | 0 | 0 | 0 | 0 | [24 empty] | 8104102 | no | no |  |  | no |  | 0 | 0 | 0 | 0 | 0 | 0 |  | 1 | 1 | 1 | 0 | 0 | 0
load_220361389 |  | node_1328714_77_15280340_873 |  | AN | 0 | Residential | 8748+3726.632j | 0 | 0 | 0 | 0 | 0 | [24 empty] | 8104102 | no | no |  |  | no |  | 0 | 0 | 0 | 0 | 0 | 0 |  | 1 | 1 | 1 | 0 | 0 | 0
load_220361390 |  | node_1327822_657_15280660_562 |  | AN | 0 | Residential | 34250.4+14590.609j | 0 | 0 | 0 | 0 | 0 | [24 empty] | 8104102 | no | no |  |  | no |  | 0 | 0 | 0 | 0 | 0 | 0 |  | 1 | 1 | 1 | 0 | 0 | 0
load_220361392 |  | node_1333119_132_15278875_969 |  | AN | 0 | Residential | 5407.2+2303.458j | 0 | 0 | 0 | 0 | 0 | [24 empty] | 8104102 | no | no |  |  | no |  | 0 | 0 | 0 | 0 | 0 | 0 |  | 1 | 1 | 1 | 0 | 0 | 0
load_220361393 |  | node_1329825_622_15279536_713 |  | AN | 0 | Other | 0 | 0 | 0 | 0 | 0 | 0 | [24 empty] | 8104102 | no | no |  |  | no |  | 0 | 0 | 0 | 0 | 0 | 0 |  | 1 | 1 | 1 | 0 | 0 | 0
load_220361394 |  | node_1329893_826_15279547_379 |  | AN | 0 | NonResidential | 1080+460.078j | 0 | 0 | 0 | 0 | 0 | [24 empty] | 8104102 | no | no |  |  | no |  | 0 | 0 | 0 | 0 | 0 | 0 |  | 1 | 1 | 1 | 0 | 0 | 0
load_220361395 |  | node_1329014_211_15279457_708 |  | AN | 0 | Other | 0 | 0 | 0 | 0 | 0 | 0 | [24 empty] | 8104102 | no | no |  |  | no |  | 0 | 0 | 0 | 0 | 0 | 0 |  | 1 | 1 | 1 | 0 | 0 | 0
load_220361397 |  | node_1328995_266_15279449_578 |  | BN | 0 | Other | 0 | 0 | 0 | 0 | 0 | 0 | [24 empty] | 8104102 | no | no |  |  | no |  | 0 | 0 | 0 | 0 | 0 | 0 |  | 1 | 1 | 1 | 0 | 0 | 0
load_220361402 |  | node_1338792_465_15278529_993 |  | AN | 0 | Residential | 2563.2+1091.919j | 0 | 0 | 0 | 0 | 0 | [24 empty] | 8104102 | no | no |  |  | no |  | 0 | 0 | 0 | 0 | 0 | 0 |  | 1 | 1 | 1 | 0 | 0 | 0
load_220361403 |  | node_1338909_305_15276468_66 |  | AN | 0 | Residential | 9158.4+3901.462j | 0 | 0 | 0 | 0 | 0 | [24 empty] | 8104102 | no | no |  |  | no |  | 0 | 0 | 0 | 0 | 0 | 0 |  | 1 | 1 | 1 | 0 | 0 | 0
load_220361404 |  | node_1339251_842_15276707_541 |  | AN | 0 | Residential | 12528+5336.906j | 0 | 0 | 0 | 0 | 0 | [24 empty] | 8104102 | no | no |  |  | no |  | 0 | 0 | 0 | 0 | 0 | 0 |  | 1 | 1 | 1 | 0 | 0 | 0
load_220361406 |  | node_1339227_978_15277220_26 |  | AN | 0 | Residential | 17200.8+7327.51j | 0 | 0 | 0 | 0 | 0 | [24 empty] | 8104102 | no | no |  |  | no |  | 0 | 0 | 0 | 0 | 0 | 0 |  | 1 | 1 | 1 | 0 | 0 | 0
load_220361407 |  | node_1339150_899_15277393_22 |  | AN | 0 | Residential | 15098.4+6431.891j | 0 | 0 | 0 | 0 | 0 | [24 empty] | 8104102 | no | no |  |  | no |  | 0 | 0 | 0 | 0 | 0 | 0 |  | 1 | 1 | 1 | 0 | 0 | 0
load_220361408 |  | node_1339666_14_15277443_627 |  | AN | 0 | Residential | 3448.8+1469.183j | 0 | 0 | 0 | 0 | 0 | [24 empty] | 8104102 | no | no |  |  | no |  | 0 | 0 | 0 | 0 | 0 | 0 |  | 1 | 1 | 1 | 0 | 0 | 0
load_220361409 |  | node_1339072_474_15277599_285 |  | AN | 0 | Residential | 2534.4+1079.65j | 0 | 0 | 0 | 0 | 0 | [24 empty] | 8104102 | no | no |  |  | no |  | 0 | 0 | 0 | 0 | 0 | 0 |  | 1 | 1 | 1 | 0 | 0 | 0
load_220361410 |  | node_1339098_738_15278108_394 |  | AN | 0 | Residential | 5306.4+2260.517j | 0 | 0 | 0 | 0 | 0 | [24 empty] | 8104102 | no | no |  |  | no |  | 0 | 0 | 0 | 0 | 0 | 0 |  | 1 | 1 | 1 | 0 | 0 | 0
load_220361411 |  | node_1335790_161_15275514_167 |  | AN | 0 | Residential | 57110.4+24328.929j | 0 | 0 | 0 | 0 | 0 | [24 empty] | 8104102 | no | no |  |  | no |  | 0 | 0 | 0 | 0 | 0 | 0 |  | 1 | 1 | 1 | 0 | 0 | 0
load_220361412 |  | node_1336136_149_15275084_88 |  | AN | 0 | Residential | 18151.2+7732.379j | 0 | 0 | 0 | 0 | 0 | [24 empty] | 8104102 | no | no |  |  | no |  | 0 | 0 | 0 | 0 | 0 | 0 |  | 1 | 1 | 1 | 0 | 0 | 0
load_220361436 |  | node_1339033_262_15279608_835 |  | AN | 0 | Residential | 8107.2+3453.653j | 0 | 0 | 0 | 0 | 0 | [24 empty] | 8104102 | no | no |  |  | no |  | 0 | 0 | 0 | 0 | 0 | 0 |  | 1 | 1 | 1 | 0 | 0 | 0
load_220361440 |  | node_1339205_315_15278646_152 |  | AN | 0 | Residential | 28756.8+12250.346j | 0 | 0 | 0 | 0 | 0 | [24 empty] | 8104102 | no | no |  |  | no |  | 0 | 0 | 0 | 0 | 0 | 0 |  | 1 | 1 | 1 | 0 | 0 | 0
load_220361447 |  | node_1333872_631_15275810_458 |  | AN | 0 | Residential | 87328.8+37201.913j | 0 | 0 | 0 | 0 | 0 | [24 empty] | 8104102 | no | no |  |  | no |  | 0 | 0 | 0 | 0 | 0 | 0 |  | 1 | 1 | 1 | 0 | 0 | 0
load_220361448 |  | node_1333421_726_15275739_101 |  | AN | 0 | Residential | 39477.6+16817.387j | 0 | 0 | 0 | 0 | 0 | [24 empty] | 8104102 | no | no |  |  | no |  | 0 | 0 | 0 | 0 | 0 | 0 |  | 1 | 1 | 1 | 0 | 0 | 0
load_220361482 |  | node_1339234_44_15279850_898 |  | AN | 0 | Residential | 4233.6+1803.506j | 0 | 0 | 0 | 0 | 0 | [24 empty] | 8104102 | no | no |  |  | no |  | 0 | 0 | 0 | 0 | 0 | 0 |  | 1 | 1 | 1 | 0 | 0 | 0
load_220361483 |  | node_1339290_533_15279490_934 |  | AN | 0 | Residential | 22536+9600.296j | 0 | 0 | 0 | 0 | 0 | [24 empty] | 8104102 | no | no |  |  | no |  | 0 | 0 | 0 | 0 | 0 | 0 |  | 1 | 1 | 1 | 0 | 0 | 0
load_220361484 |  | node_1339372_368_15278972_685 |  | AN | 0 | Residential | 45705.6+19470.504j | 0 | 0 | 0 | 0 | 0 | [24 empty] | 8104102 | no | no |  |  | no |  | 0 | 0 | 0 | 0 | 0 | 0 |  | 1 | 1 | 1 | 0 | 0 | 0
load_220361485 |  | node_1334775_149_15275371_265 |  | AN | 0 | Residential | 92239.2+39293.735j | 0 | 0 | 0 | 0 | 0 | [24 empty] | 8104102 | no | no |  |  | no |  | 0 | 0 | 0 | 0 | 0 | 0 |  | 1 | 1 | 1 | 0 | 0 | 0
load_220361486 |  | node_1334367_031_15275253_753 |  | AN | 0 | Residential | 57384+24445.482j | 0 | 0 | 0 | 0 | 0 | [24 empty] | 8104102 | no | no |  |  | no |  | 0 | 0 | 0 | 0 | 0 | 0 |  | 1 | 1 | 1 | 0 | 0 | 0
load_220361487 |  | node_1334645_495_15275670_662 |  | AN | 0 | Residential | 59709.6+25436.183j | 0 | 0 | 0 | 0 | 0 | [24 empty] | 8104102 | no | no |  |  | no |  | 0 | 0 | 0 | 0 | 0 | 0 |  | 1 | 1 | 1 | 0 | 0 | 0
load_220361510 |  | node_1337101_299_15274518_095 |  | AN | 0 | Residential | 64519.2+27485.064j | 0 | 0 | 0 | 0 | 0 | [24 empty] | 8104102 | no | no |  |  | no |  | 0 | 0 | 0 | 0 | 0 | 0 |  | 1 | 1 | 1 | 0 | 0 | 0
load_220361511 |  | node_1337320_128_15276005_748 |  | AN | 0 | Residential | 103053.6+43900.65j | 0 | 0 | 0 | 0 | 0 | [24 empty] | 8104102 | no | no |  |  | no |  | 0 | 0 | 0 | 0 | 0 | 0 |  | 1 | 1 | 1 | 0 | 0 | 0
load_220361512 |  | node_1337369_815_15275460_799 |  | AN | 0 | NonResidential | 3823.2+1628.676j | 0 | 0 | 0 | 0 | 0 | [24 empty] | 8104102 | no | no |  |  | no |  | 0 | 0 | 0 | 0 | 0 | 0 |  | 1 | 1 | 1 | 0 | 0 | 0
load_220361513 |  | node_1337201_507_15274884_187 |  | AN | 0 | Residential | 35733.6+15222.45j | 0 | 0 | 0 | 0 | 0 | [24 empty] | 8104102 | no | no |  |  | no |  | 0 | 0 | 0 | 0 | 0 | 0 |  | 1 | 1 | 1 | 0 | 0 | 0
load_220361524 |  | node_1339440_08_15281191_663 |  | AN | 0 | NonResidential | 9727.2+4143.77j | 0 | 0 | 0 | 0 | 0 | [24 empty] | 8104102 | no | no |  |  | no |  | 0 | 0 | 0 | 0 | 0 | 0 |  | 1 | 1 | 1 | 0 | 0 | 0
load_220361525 |  | node_1339142_373_15281219_236 |  | AN | 0 | Residential | 73425.6+31279.175j | 0 | 0 | 0 | 0 | 0 | [24 empty] | 8104102 | no | no |  |  | no |  | 0 | 0 | 0 | 0 | 0 | 0 |  | 1 | 1 | 1 | 0 | 0 | 0
load_220361527 |  | node_1338302_496_15281114_107 |  | BN | 0 | NonResidential | 0 | 12000+5111.979j | 0 | 0 | 0 | 0 | [24 empty] | 8104102 | no | no |  |  | no |  | 0 | 0 | 0 | 0 | 0 | 0 |  | 1 | 1 | 1 | 0 | 0 | 0
load_220361528 |  | node_1338285_772_15281099_602 |  | AN | 0 | NonResidential | 12000+5111.979j | 0 | 0 | 0 | 0 | 0 | [24 empty] | 8104102 | no | no |  |  | no |  | 0 | 0 | 0 | 0 | 0 | 0 |  | 1 | 1 | 1 | 0 | 0 | 0
load_220361529 |  | node_1338321_415_15281122_339 |  | CN | 0 | NonResidential | 0 | 0 | 12000+5111.979j | 0 | 0 | 0 | [24 empty] | 8104102 | no | no |  |  | no |  | 0 | 0 | 0 | 0 | 0 | 0 |  | 1 | 1 | 1 | 0 | 0 | 0
load_220361530 |  | node_1337989_24_15280896_488 |  | AN | 0 | Residential | 7077.6+3015.045j | 0 | 0 | 0 | 0 | 0 | [24 empty] | 8104102 | no | no |  |  | no |  | 0 | 0 | 0 | 0 | 0 | 0 |  | 1 | 1 | 1 | 0 | 0 | 0
load_220361531 |  | node_1337875_184_15280510_75 |  | AN | 0 | Residential | 64857.6+27629.222j | 0 | 0 | 0 | 0 | 0 | [24 empty] | 8104102 | no | no |  |  | no |  | 0 | 0 | 0 | 0 | 0 | 0 |  | 1 | 1 | 1 | 0 | 0 | 0
load_220361571 |  | node_1332503_576_15278523_029 |  | AN | 0 | Residential | 34963.2+14894.261j | 0 | 0 | 0 | 0 | 0 | [24 empty] | 8104102 | no | no |  |  | no |  | 0 | 0 | 0 | 0 | 0 | 0 |  | 1 | 1 | 1 | 0 | 0 | 0
load_220361679 |  | node_1338264_232_15280535_839 |  | AN | 0 | NonResidential | 3974.4+1693.087j | 0 | 0 | 0 | 0 | 0 | [24 empty] | 8104102 | no | no |  |  | no |  | 0 | 0 | 0 | 0 | 0 | 0 |  | 1 | 1 | 1 | 0 | 0 | 0
load_220361680 |  | node_1338410_771_15280190_587 |  | AN | 0 | Residential | 12585.6+5361.443j | 0 | 0 | 0 | 0 | 0 | [24 empty] | 8104102 | no | no |  |  | no |  | 0 | 0 | 0 | 0 | 0 | 0 |  | 1 | 1 | 1 | 0 | 0 | 0
load_220361681 |  | node_1338418_896_15279946_857 |  | AN | 0 | Residential | 43797.6+18657.699j | 0 | 0 | 0 | 0 | 0 | [24 empty] | 8104102 | no | no |  |  | no |  | 0 | 0 | 0 | 0 | 0 | 0 |  | 1 | 1 | 1 | 0 | 0 | 0
load_220361683 |  | node_1331992_493_15275094_194 |  | AN | 0 | Residential | 11606.4+4944.306j | 0 | 0 | 0 | 0 | 0 | [24 empty] | 8104102 | no | no |  |  | no |  | 0 | 0 | 0 | 0 | 0 | 0 |  | 1 | 1 | 1 | 0 | 0 | 0
load_220361741 |  | node_1328282_899_15280362_857 |  | AN | 0 | Other | 0 | 0 | 0 | 0 | 0 | 0 | [24 empty] | 8104102 | no | no |  |  | no |  | 0 | 0 | 0 | 0 | 0 | 0 |  | 1 | 1 | 1 | 0 | 0 | 0
load_220424407 |  | node_1344203_659_15265927_624 |  | AN | 0 | Residential | 3427.2+1459.981j | 0 | 0 | 0 | 0 | 0 | [24 empty] | 8104102 | no | no |  |  | no |  | 0 | 0 | 0 | 0 | 0 | 0 |  | 1 | 1 | 1 | 0 | 0 | 0
load_220431893 |  | node_1345470_566_15257534_699 |  | AN | 0 | Residential | 11253.6+4794.014j | 0 | 0 | 0 | 0 | 0 | [24 empty] | 8104102 | no | no |  |  | no |  | 0 | 0 | 0 | 0 | 0 | 0 |  | 1 | 1 | 1 | 0 | 0 | 0
load_220431952 |  | node_1338822_288_15278269_679 |  | AN | 0 | Residential | 9979.2+4251.121j | 0 | 0 | 0 | 0 | 0 | [24 empty] | 8104102 | no | no |  |  | no |  | 0 | 0 | 0 | 0 | 0 | 0 |  | 1 | 1 | 1 | 0 | 0 | 0
load_220431976 |  | node_1345538_852_15282300_522 |  | AN | 0 | NonResidential | 4000+1703.993j | 0 | 0 | 0 | 0 | 0 | [24 empty] | 8104102 | no | no |  |  | no |  | 0 | 0 | 0 | 0 | 0 | 0 |  | 1 | 1 | 1 | 0 | 0 | 0
load_220431977 |  | node_1337966_327_15273631_476 |  | AN | 0 | Residential | 10569.6+4502.631j | 0 | 0 | 0 | 0 | 0 | [24 empty] | 8104102 | no | no |  |  | no |  | 0 | 0 | 0 | 0 | 0 | 0 |  | 1 | 1 | 1 | 0 | 0 | 0
load_220432044 |  | node_1342192_123_15281232_946 |  | AN | 0 | NonResidential | 34333.333+14625.939j | 0 | 0 | 0 | 0 | 0 | [24 empty] | 8104102 | no | no |  |  | no |  | 0 | 0 | 0 | 0 | 0 | 0 |  | 1 | 1 | 1 | 0 | 0 | 0
load_220432045 |  | node_1342172_601_15281237_517 |  | BN | 0 | NonResidential | 0 | 34333.333+14625.939j | 0 | 0 | 0 | 0 | [24 empty] | 8104102 | no | no |  |  | no |  | 0 | 0 | 0 | 0 | 0 | 0 |  | 1 | 1 | 1 | 0 | 0 | 0
load_220432046 |  | node_1342210_059_15281221_74 |  | CN | 0 | NonResidential | 0 | 0 | 34333.333+14625.939j | 0 | 0 | 0 | [24 empty] | 8104102 | no | no |  |  | no |  | 0 | 0 | 0 | 0 | 0 | 0 |  | 1 | 1 | 1 | 0 | 0 | 0
load_220432052 |  | node_1338237_021_15278039_597 |  | AN | 0 | Residential | 14004+5965.679j | 0 | 0 | 0 | 0 | 0 | [24 empty] | 8104102 | no | no |  |  | no |  | 0 | 0 | 0 | 0 | 0 | 0 |  | 1 | 1 | 1 | 0 | 0 | 0
load_220434803 |  | node_1351301_211_15270239_213 |  | AN | 0 | Residential | 3528+1502.922j | 0 | 0 | 0 | 0 | 0 | [24 empty] | 8104102 | no | no |  |  | no |  | 0 | 0 | 0 | 0 | 0 | 0 |  | 1 | 1 | 1 | 0 | 0 | 0
load_220434987 |  | node_1337849_769_15273212_53 |  | AN | 0 | Residential | 12513.6+5330.771j | 0 | 0 | 0 | 0 | 0 | [24 empty] | 8104102 | no | no |  |  | no |  | 0 | 0 | 0 | 0 | 0 | 0 |  | 1 | 1 | 1 | 0 | 0 | 0
load_220435026 |  | node_1347281_826_15265634_663 |  | AN | 0 | Residential | 12628.8+5379.846j | 0 | 0 | 0 | 0 | 0 | [24 empty] | 8104102 | no | no |  |  | no |  | 0 | 0 | 0 | 0 | 0 | 0 |  | 1 | 1 | 1 | 0 | 0 | 0
load_220435162 |  | node_1359122_191_15261280_693 |  | AN | 0 | Residential | 669.6+285.248j | 0 | 0 | 0 | 0 | 0 | [24 empty] | 8104102 | no | no |  |  | no |  | 0 | 0 | 0 | 0 | 0 | 0 |  | 1 | 1 | 1 | 0 | 0 | 0
load_220435187 |  | node_1356351_941_15262221_234 |  | AN | 0 | NonResidential | 14.4+6.134j | 0 | 0 | 0 | 0 | 0 | [24 empty] | 8104102 | no | no |  |  | no |  | 0 | 0 | 0 | 0 | 0 | 0 |  | 1 | 1 | 1 | 0 | 0 | 0
load_220435332 |  | node_1358193_95_15261610_792 |  | AN | 0 | Residential | 7538.4+3211.345j | 0 | 0 | 0 | 0 | 0 | [24 empty] | 8104102 | no | no |  |  | no |  | 0 | 0 | 0 | 0 | 0 | 0 |  | 1 | 1 | 1 | 0 | 0 | 0
load_220435535 |  | node_1347080_588_15280049_89 |  | AN | 0 | Residential | 21679.2+9235.301j | 0 | 0 | 0 | 0 | 0 | [24 empty] | 8104102 | no | no |  |  | no |  | 0 | 0 | 0 | 0 | 0 | 0 |  | 1 | 1 | 1 | 0 | 0 | 0
load_220435752 |  | node_1344064_695_15276427_792 |  | AN | 0 | Residential | 3672+1564.265j | 0 | 0 | 0 | 0 | 0 | [24 empty] | 8104102 | no | no |  |  | no |  | 0 | 0 | 0 | 0 | 0 | 0 |  | 1 | 1 | 1 | 0 | 0 | 0
load_220435859 |  | node_1353427_157_15260104_441 |  | AN | 0 | Residential | 8676+3695.961j | 0 | 0 | 0 | 0 | 0 | [24 empty] | 8104102 | no | no |  |  | no |  | 0 | 0 | 0 | 0 | 0 | 0 |  | 1 | 1 | 1 | 0 | 0 | 0
load_220435940 |  | node_1347002_595_15264909_314 |  | AN | 0 | Residential | 16509.6+7033.06j | 0 | 0 | 0 | 0 | 0 | [24 empty] | 8104102 | no | no |  |  | no |  | 0 | 0 | 0 | 0 | 0 | 0 |  | 1 | 1 | 1 | 0 | 0 | 0
load_220439474 |  | node_1339137_091_15278874_126 |  | AN | 0 | Residential | 25531.2+10876.246j | 0 | 0 | 0 | 0 | 0 | [24 empty] | 8104102 | no | no |  |  | no |  | 0 | 0 | 0 | 0 | 0 | 0 |  | 1 | 1 | 1 | 0 | 0 | 0
load_220466558 |  | node_1341749_401_15281941_334 |  | AN | 0 | Residential | 50702.4+21599.132j | 0 | 0 | 0 | 0 | 0 | [24 empty] | 8104102 | no | no |  |  | no |  | 0 | 0 | 0 | 0 | 0 | 0 |  | 1 | 1 | 1 | 0 | 0 | 0
load_220466910 |  | node_1351448_604_15263773_394 |  | AN | 0 | Residential | 26208+11164.561j | 0 | 0 | 0 | 0 | 0 | [24 empty] | 8104102 | no | no |  |  | no |  | 0 | 0 | 0 | 0 | 0 | 0 |  | 1 | 1 | 1 | 0 | 0 | 0
load_220474655 |  | node_1357640_089_15257014_77 |  | AN | 0 | Residential | 12492+5321.57j | 0 | 0 | 0 | 0 | 0 | [24 empty] | 8104102 | no | no |  |  | no |  | 0 | 0 | 0 | 0 | 0 | 0 |  | 1 | 1 | 1 | 0 | 0 | 0
load_220487716 |  | node_1325891_672_15277205_344 |  | AN | 0 | Residential | 12650.4+5389.048j | 0 | 0 | 0 | 0 | 0 | [24 empty] | 8104102 | no | no |  |  | no |  | 0 | 0 | 0 | 0 | 0 | 0 |  | 1 | 1 | 1 | 0 | 0 | 0
load_220488750 |  | node_1333669_445_15278932_359 |  | AN | 0 | NonResidential | 14000+5963.975j | 0 | 0 | 0 | 0 | 0 | [24 empty] | 8104102 | no | no |  |  | no |  | 0 | 0 | 0 | 0 | 0 | 0 |  | 1 | 1 | 1 | 0 | 0 | 0
load_220499102 |  | node_1339004_418_15279867_533 |  | AN | 0 | Residential | 24976.8+10640.072j | 0 | 0 | 0 | 0 | 0 | [24 empty] | 8104102 | no | no |  |  | no |  | 0 | 0 | 0 | 0 | 0 | 0 |  | 1 | 1 | 1 | 0 | 0 | 0
load_220502941 |  | node_1336162_505_15278776_005 |  | AN | 0 | Residential | 54036+23019.24j | 0 | 0 | 0 | 0 | 0 | [24 empty] | 8104102 | no | no |  |  | no |  | 0 | 0 | 0 | 0 | 0 | 0 |  | 1 | 1 | 1 | 0 | 0 | 0
load_220505566 |  | node_1336247_401_15277252_188 |  | AN | 0 | Residential | 45734.4+19482.773j | 0 | 0 | 0 | 0 | 0 | [24 empty] | 8104102 | no | no |  |  | no |  | 0 | 0 | 0 | 0 | 0 | 0 |  | 1 | 1 | 1 | 0 | 0 | 0
load_220514038 |  | node_1346502_627_15269518_413 |  | AN | 0 | Residential | 9252+3941.335j | 0 | 0 | 0 | 0 | 0 | [24 empty] | 8104102 | no | no |  |  | no |  | 0 | 0 | 0 | 0 | 0 | 0 |  | 1 | 1 | 1 | 0 | 0 | 0
load_220514800 |  | node_1340948_293_15280435_558 |  | AN | 0 | Residential | 52308+22283.115j | 0 | 0 | 0 | 0 | 0 | [24 empty] | 8104102 | no | no |  |  | no |  | 0 | 0 | 0 | 0 | 0 | 0 |  | 1 | 1 | 1 | 0 | 0 | 0
load_220514919 |  | node_1351768_998_15276200_097 |  | AN | 0 | Residential | 7034.4+2996.642j | 0 | 0 | 0 | 0 | 0 | [24 empty] | 8104102 | no | no |  |  | no |  | 0 | 0 | 0 | 0 | 0 | 0 |  | 1 | 1 | 1 | 0 | 0 | 0
load_220517141 |  | node_1329599_851_15279535_682 |  | AN | 0 | NonResidential | 34666.667+14767.938j | 0 | 0 | 0 | 0 | 0 | [24 empty] | 8104102 | no | no |  |  | no |  | 0 | 0 | 0 | 0 | 0 | 0 |  | 1 | 1 | 1 | 0 | 0 | 0
load_220517162 |  | node_1329596_826_15279561_966 |  | BN | 0 | NonResidential | 0 | 34666.667+14767.938j | 0 | 0 | 0 | 0 | [24 empty] | 8104102 | no | no |  |  | no |  | 0 | 0 | 0 | 0 | 0 | 0 |  | 1 | 1 | 1 | 0 | 0 | 0
load_220517168 |  | node_1329597_696_15279509_189 |  | CN | 0 | NonResidential | 0 | 0 | 34666.667+14767.938j | 0 | 0 | 0 | [24 empty] | 8104102 | no | no |  |  | no |  | 0 | 0 | 0 | 0 | 0 | 0 |  | 1 | 1 | 1 | 0 | 0 | 0
load_220518331 |  | node_1341786_867_15280271_581 |  | AN | 0 | Residential | 89272.8+38030.054j | 0 | 0 | 0 | 0 | 0 | [24 empty] | 8104102 | no | no |  |  | no |  | 0 | 0 | 0 | 0 | 0 | 0 |  | 1 | 1 | 1 | 0 | 0 | 0
load_220519692 |  | node_1349025_247_15274082_184 |  | AN | 0 | Residential | 23320.8+9934.619j | 0 | 0 | 0 | 0 | 0 | [24 empty] | 8104102 | no | no |  |  | no |  | 0 | 0 | 0 | 0 | 0 | 0 |  | 1 | 1 | 1 | 0 | 0 | 0
load_220521543 |  | node_1361315_588_15263117_331 |  | AN | 0 | Residential | 15458.4+6585.251j | 0 | 0 | 0 | 0 | 0 | [24 empty] | 8104102 | no | no |  |  | no |  | 0 | 0 | 0 | 0 | 0 | 0 |  | 1 | 1 | 1 | 0 | 0 | 0
load_220522868 |  | node_1357356_173_15257037_019 |  | AN | 0 | Residential | 10641.6+4533.303j | 0 | 0 | 0 | 0 | 0 | [24 empty] | 8104102 | no | no |  |  | no |  | 0 | 0 | 0 | 0 | 0 | 0 |  | 1 | 1 | 1 | 0 | 0 | 0
load_220523030 |  | node_1344967_807_15259647_996 |  | AN | 0 | Residential | 7113.6+3030.381j | 0 | 0 | 0 | 0 | 0 | [24 empty] | 8104102 | no | no |  |  | no |  | 0 | 0 | 0 | 0 | 0 | 0 |  | 1 | 1 | 1 | 0 | 0 | 0
load_220524408 |  | node_1335041_392_15279253_342 |  | AN | 0 | NonResidential | 15000+6389.973j | 0 | 0 | 0 | 0 | 0 | [24 empty] | 8104102 | no | no |  |  | no |  | 0 | 0 | 0 | 0 | 0 | 0 |  | 1 | 1 | 1 | 0 | 0 | 0
load_220528580 |  | node_1359608_811_15257612_608 |  | AN | 0 | NonResidential | 9000+3833.984j | 0 | 0 | 0 | 0 | 0 | [24 empty] | 8104102 | no | no |  |  | no |  | 0 | 0 | 0 | 0 | 0 | 0 |  | 1 | 1 | 1 | 0 | 0 | 0
load_220529213 |  | node_1350448_675_15275165_084 |  | AN | 0 | Residential | 37252.8+15869.626j | 0 | 0 | 0 | 0 | 0 | [24 empty] | 8104102 | no | no |  |  | no |  | 0 | 0 | 0 | 0 | 0 | 0 |  | 1 | 1 | 1 | 0 | 0 | 0
load_220529991 |  | node_1344567_774_15270048_036 |  | AN | 0 | Residential | 3736.8+1591.87j | 0 | 0 | 0 | 0 | 0 | [24 empty] | 8104102 | no | no |  |  | no |  | 0 | 0 | 0 | 0 | 0 | 0 |  | 1 | 1 | 1 | 0 | 0 | 0
load_220529991-L1-1 |  | node_1344567_774_15270048_036 |  | AN | 0 | Other | 0 | 0 | 0 | 0 | 0 | 0 | [24 empty] | 8104102 | no | no |  |  | no |  | 0 | 0 | 0 | 0 | 0 | 0 |  | 1 | 1 | 1 | 0 | 0 | 0
load_220530018 |  | node_1348310_725_15274532_476 |  | AN | 0 | Residential | 9612+4094.695j | 0 | 0 | 0 | 0 | 0 | [24 empty] | 8104102 | no | no |  |  | no |  | 0 | 0 | 0 | 0 | 0 | 0 |  | 1 | 1 | 1 | 0 | 0 | 0
load_220530019 |  | node_1343637_062_15277615_408 |  | AN | 0 | Residential | 14875.2+6336.809j | 0 | 0 | 0 | 0 | 0 | [24 empty] | 8104102 | no | no |  |  | no |  | 0 | 0 | 0 | 0 | 0 | 0 |  | 1 | 1 | 1 | 0 | 0 | 0
load_220530083 |  | node_1352168_662_15267526_027 |  | AN | 0 | Residential | 8460+3603.945j | 0 | 0 | 0 | 0 | 0 | [24 empty] | 8104102 | no | no |  |  | no |  | 0 | 0 | 0 | 0 | 0 | 0 |  | 1 | 1 | 1 | 0 | 0 | 0
load_220530661 |  | node_1348750_45_15266474_898 |  | AN | 0 | Residential | 6105.6+2600.975j | 0 | 0 | 0 | 0 | 0 | [24 empty] | 8104102 | no | no |  |  | no |  | 0 | 0 | 0 | 0 | 0 | 0 |  | 1 | 1 | 1 | 0 | 0 | 0
load_220530819 |  | node_1329962_673_15278811_209 |  | ABCN | 0 | NonResidential | 0 | 0 | 0 | 0 | 0 | 0 | [24 empty] | 8104102 | no | no |  |  | no |  | 0 | 0 | 0 | 0 | 0 | 0 |  | 1 | 1 | 1 | 0 | 0 | 0
load_220531080 |  | node_1356887_637_15262971_481 |  | AN | 0 | Residential | 10238.4+4361.54j | 0 | 0 | 0 | 0 | 0 | [24 empty] | 8104102 | no | no |  |  | no |  | 0 | 0 | 0 | 0 | 0 | 0 |  | 1 | 1 | 1 | 0 | 0 | 0
load_220531094 |  | node_1354622_27_15260912_952 |  | AN | 0 | Residential | 4399.2+1874.051j | 0 | 0 | 0 | 0 | 0 | [24 empty] | 8104102 | no | no |  |  | no |  | 0 | 0 | 0 | 0 | 0 | 0 |  | 1 | 1 | 1 | 0 | 0 | 0
load_220531143 |  | node_1332278_233_15272746_78 |  | AN | 0 | NonResidential | 25000+10649.955j | 0 | 0 | 0 | 0 | 0 | [24 empty] | 8104102 | no | no |  |  | no |  | 0 | 0 | 0 | 0 | 0 | 0 |  | 1 | 1 | 1 | 0 | 0 | 0
load_220531278 |  | node_1348573_624_15266791_581 |  | AN | 0 | Residential | 7279.2+3100.926j | 0 | 0 | 0 | 0 | 0 | [24 empty] | 8104102 | no | no |  |  | no |  | 0 | 0 | 0 | 0 | 0 | 0 |  | 1 | 1 | 1 | 0 | 0 | 0
load_220531768 |  | node_1350873_295_15263749_938 |  | AN | 0 | Residential | 22392+9538.952j | 0 | 0 | 0 | 0 | 0 | [24 empty] | 8104102 | no | no |  |  | no |  | 0 | 0 | 0 | 0 | 0 | 0 |  | 1 | 1 | 1 | 0 | 0 | 0
load_220532222 |  | node_1349506_139_15260087_828 |  | AN | 0 | Residential | 6530.4+2781.939j | 0 | 0 | 0 | 0 | 0 | [24 empty] | 8104102 | no | no |  |  | no |  | 0 | 0 | 0 | 0 | 0 | 0 |  | 1 | 1 | 1 | 0 | 0 | 0
load_220532264 |  | node_1344514_307_15280350_916 |  | AN | 0 | Residential | 6480+2760.468j | 0 | 0 | 0 | 0 | 0 | [24 empty] | 8104102 | no | no |  |  | no |  | 0 | 0 | 0 | 0 | 0 | 0 |  | 1 | 1 | 1 | 0 | 0 | 0
load_220532937 |  | node_1339137_502_15273625_419 |  | AN | 0 | Residential | 25826.4+11002j | 0 | 0 | 0 | 0 | 0 | [24 empty] | 8104102 | no | no |  |  | no |  | 0 | 0 | 0 | 0 | 0 | 0 |  | 1 | 1 | 1 | 0 | 0 | 0
load_220532943 |  | node_1339651_444_15273819_635 |  | AN | 0 | Residential | 70891.2+30199.525j | 0 | 0 | 0 | 0 | 0 | [24 empty] | 8104102 | no | no |  |  | no |  | 0 | 0 | 0 | 0 | 0 | 0 |  | 1 | 1 | 1 | 0 | 0 | 0
load_220533466 |  | node_1342483_651_15266055_108 |  | AN | 0 | Other | 0 | 0 | 0 | 0 | 0 | 0 | [24 empty] | 8104102 | no | no |  |  | no |  | 0 | 0 | 0 | 0 | 0 | 0 |  | 1 | 1 | 1 | 0 | 0 | 0
load_220535591 |  | node_1327948_426_15279170_519 |  | AN | 0 | Residential | 1800+766.797j | 0 | 0 | 0 | 0 | 0 | [24 empty] | 8104102 | no | no |  |  | no |  | 0 | 0 | 0 | 0 | 0 | 0 |  | 1 | 1 | 1 | 0 | 0 | 0
load_220537009 |  | node_1350927_58_15264992_786 |  | AN | 0 | Residential | 11080.8+4720.401j | 0 | 0 | 0 | 0 | 0 | [24 empty] | 8104102 | no | no |  |  | no |  | 0 | 0 | 0 | 0 | 0 | 0 |  | 1 | 1 | 1 | 0 | 0 | 0
load_220537217 |  | node_1328975_437_15279448_286 |  | CN | 0 | Other | 0 | 0 | 0 | 0 | 0 | 0 | [24 empty] | 8104102 | no | no |  |  | no |  | 0 | 0 | 0 | 0 | 0 | 0 |  | 1 | 1 | 1 | 0 | 0 | 0
load_220538513 |  | node_1348372_349_15271792_683 |  | AN | 0 | Residential | 3499.2+1490.653j | 0 | 0 | 0 | 0 | 0 | [24 empty] | 8104102 | no | no |  |  | no |  | 0 | 0 | 0 | 0 | 0 | 0 |  | 1 | 1 | 1 | 0 | 0 | 0
load_220539427 |  | node_1341579_709_15282139_782 |  | AN | 0 | NonResidential | 10000+4259.982j | 0 | 0 | 0 | 0 | 0 | [24 empty] | 8104102 | no | no |  |  | no |  | 0 | 0 | 0 | 0 | 0 | 0 |  | 1 | 1 | 1 | 0 | 0 | 0
load_220539905 |  | node_1359478_611_15264502_575 |  | AN | 0 | Residential | 6616.8+2818.745j | 0 | 0 | 0 | 0 | 0 | [24 empty] | 8104102 | no | no |  |  | no |  | 0 | 0 | 0 | 0 | 0 | 0 |  | 1 | 1 | 1 | 0 | 0 | 0
load_220540561 |  | node_1345043_685_15258820_929 |  | AN | 0 | Residential | 7941.6+3383.107j | 0 | 0 | 0 | 0 | 0 | [24 empty] | 8104102 | no | no |  |  | no |  | 0 | 0 | 0 | 0 | 0 | 0 |  | 1 | 1 | 1 | 0 | 0 | 0
load_220540999 |  | node_1331110_086_15278800_414 |  | AN | 0 | Other | 0 | 0 | 0 | 0 | 0 | 0 | [24 empty] | 8104102 | no | no |  |  | no |  | 0 | 0 | 0 | 0 | 0 | 0 |  | 1 | 1 | 1 | 0 | 0 | 0
load_220541001 |  | node_1331092_041_15278811_304 |  | BN | 0 | Other | 0 | 0 | 0 | 0 | 0 | 0 | [24 empty] | 8104102 | no | no |  |  | no |  | 0 | 0 | 0 | 0 | 0 | 0 |  | 1 | 1 | 1 | 0 | 0 | 0
load_220541344 |  | node_1348537_411_15264148_869 |  | AN | 0 | Residential | 18835.2+8023.762j | 0 | 0 | 0 | 0 | 0 | [24 empty] | 8104102 | no | no |  |  | no |  | 0 | 0 | 0 | 0 | 0 | 0 |  | 1 | 1 | 1 | 0 | 0 | 0
load_220541345 |  | node_1350230_575_15264331_506 |  | AN | 0 | Residential | 14061.6+5990.217j | 0 | 0 | 0 | 0 | 0 | [24 empty] | 8104102 | no | no |  |  | no |  | 0 | 0 | 0 | 0 | 0 | 0 |  | 1 | 1 | 1 | 0 | 0 | 0
load_220541346 |  | node_1349406_805_15264225_338 |  | AN | 0 | Residential | 26582.4+11324.055j | 0 | 0 | 0 | 0 | 0 | [24 empty] | 8104102 | no | no |  |  | no |  | 0 | 0 | 0 | 0 | 0 | 0 |  | 1 | 1 | 1 | 0 | 0 | 0
load_220541347 |  | node_1347408_041_15264112_209 |  | AN | 0 | NonResidential | 0 | 0 | 0 | 0 | 0 | 0 | [24 empty] | 8104102 | no | no |  |  | no |  | 0 | 0 | 0 | 0 | 0 | 0 |  | 1 | 1 | 1 | 0 | 0 | 0
load_220541565 |  | node_1331125_378_15278783_605 |  | CN | 0 | Other | 0 | 0 | 0 | 0 | 0 | 0 | [24 empty] | 8104102 | no | no |  |  | no |  | 0 | 0 | 0 | 0 | 0 | 0 |  | 1 | 1 | 1 | 0 | 0 | 0
load_220543626 |  | node_1348077_193_15263870_301 |  | AN | 0 | Residential | 13291.2+5662.027j | 0 | 0 | 0 | 0 | 0 | [24 empty] | 8104102 | no | no |  |  | no |  | 0 | 0 | 0 | 0 | 0 | 0 |  | 1 | 1 | 1 | 0 | 0 | 0
load_220543637 |  | node_1348819_803_15264256_309 |  | AN | 0 | Residential | 11858.4+5051.657j | 0 | 0 | 0 | 0 | 0 | [24 empty] | 8104102 | no | no |  |  | no |  | 0 | 0 | 0 | 0 | 0 | 0 |  | 1 | 1 | 1 | 0 | 0 | 0
load_220543779 |  | node_1339077_717_15278613_647 |  | AN | 0 | Residential | 4377.6+1864.85j | 0 | 0 | 0 | 0 | 0 | [24 empty] | 8104102 | no | no |  |  | no |  | 0 | 0 | 0 | 0 | 0 | 0 |  | 1 | 1 | 1 | 0 | 0 | 0
load_220544626 |  | node_1335737_456_15274598_352 |  | CN | 0 | NonResidential | 0 | 0 | 3333.333+1419.994j | 0 | 0 | 0 | [24 empty] | 8104102 | no | no |  |  | no |  | 0 | 0 | 0 | 0 | 0 | 0 |  | 1 | 1 | 1 | 0 | 0 | 0
load_220549680 |  | node_1343322_311_15266810_032 |  | AN | 0 | Residential | 3852+1640.945j | 0 | 0 | 0 | 0 | 0 | [24 empty] | 8104102 | no | no |  |  | no |  | 0 | 0 | 0 | 0 | 0 | 0 |  | 1 | 1 | 1 | 0 | 0 | 0
load_220551939 |  | node_1359102_908_15263795_556 |  | AN | 0 | Residential | 3420+1456.914j | 0 | 0 | 0 | 0 | 0 | [24 empty] | 8104102 | no | no |  |  | no |  | 0 | 0 | 0 | 0 | 0 | 0 |  | 1 | 1 | 1 | 0 | 0 | 0
load_220558838 |  | node_1330056_025_15279133_642 |  | BN | 0 | NonResidential | 0 | 26000+11075.954j | 0 | 0 | 0 | 0 | [24 empty] | 8104102 | no | no |  |  | no |  | 0 | 0 | 0 | 0 | 0 | 0 |  | 1 | 1 | 1 | 0 | 0 | 0
load_220564610 |  | node_1353400_658_15265926_889 |  | AN | 0 | Other | 0 | 0 | 0 | 0 | 0 | 0 | [24 empty] | 8104102 | no | no |  |  | no |  | 0 | 0 | 0 | 0 | 0 | 0 |  | 1 | 1 | 1 | 0 | 0 | 0
load_220567212 |  | node_1335498_376_15275307_571 |  | AN | 0 | Residential | 81576+34751.23j | 0 | 0 | 0 | 0 | 0 | [24 empty] | 8104102 | no | no |  |  | no |  | 0 | 0 | 0 | 0 | 0 | 0 |  | 1 | 1 | 1 | 0 | 0 | 0
load_220568594 |  | node_1335532_634_15278221_833 |  | AN | 0 | Residential | 61660.8+26267.391j | 0 | 0 | 0 | 0 | 0 | [24 empty] | 8104102 | no | no |  |  | no |  | 0 | 0 | 0 | 0 | 0 | 0 |  | 1 | 1 | 1 | 0 | 0 | 0
load_220575151 |  | node_1354316_506_15263590_727 |  | AN | 0 | Other | 0 | 0 | 0 | 0 | 0 | 0 | [24 empty] | 8104102 | no | no |  |  | no |  | 0 | 0 | 0 | 0 | 0 | 0 |  | 1 | 1 | 1 | 0 | 0 | 0
load_220578090 |  | node_1358461_171_15261342_992 |  | AN | 0 | Residential | 8640+3680.625j | 0 | 0 | 0 | 0 | 0 | [24 empty] | 8104102 | no | no |  |  | no |  | 0 | 0 | 0 | 0 | 0 | 0 |  | 1 | 1 | 1 | 0 | 0 | 0
load_220583757 |  | node_1334048_035_15275440_258 |  | AN | 0 | Residential | 75405.6+32122.651j | 0 | 0 | 0 | 0 | 0 | [24 empty] | 8104102 | no | no |  |  | no |  | 0 | 0 | 0 | 0 | 0 | 0 |  | 1 | 1 | 1 | 0 | 0 | 0
load_220594955 |  | node_1360108_691_15261311_643 |  | AN | 0 | Residential | 8380.8+3570.206j | 0 | 0 | 0 | 0 | 0 | [24 empty] | 8104102 | no | no |  |  | no |  | 0 | 0 | 0 | 0 | 0 | 0 |  | 1 | 1 | 1 | 0 | 0 | 0
load_220596197 |  | node_1348335_5_15277606_39 |  | AN | 0 | Residential | 5745.6+2447.615j | 0 | 0 | 0 | 0 | 0 | [24 empty] | 8104102 | no | no |  |  | no |  | 0 | 0 | 0 | 0 | 0 | 0 |  | 1 | 1 | 1 | 0 | 0 | 0
load_220596586 |  | node_1345145_884_15265964_383 |  | AN | 0 | Residential | 986.4+420.205j | 0 | 0 | 0 | 0 | 0 | [24 empty] | 8104102 | no | no |  |  | no |  | 0 | 0 | 0 | 0 | 0 | 0 |  | 1 | 1 | 1 | 0 | 0 | 0
load_220597655 |  | node_1336454_587_15276426_977 |  | AN | 0 | Residential | 36266.4+15449.422j | 0 | 0 | 0 | 0 | 0 | [24 empty] | 8104102 | no | no |  |  | no |  | 0 | 0 | 0 | 0 | 0 | 0 |  | 1 | 1 | 1 | 0 | 0 | 0
load_220602273 |  | node_1341891_477_15273003_482 |  | AN | 0 | Residential | 1137.6+484.616j | 0 | 0 | 0 | 0 | 0 | [24 empty] | 8104102 | no | no |  |  | no |  | 0 | 0 | 0 | 0 | 0 | 0 |  | 1 | 1 | 1 | 0 | 0 | 0
load_220610605 |  | node_1344716_569_15276369_65 |  | AN | 0 | Residential | 17978.4+7658.766j | 0 | 0 | 0 | 0 | 0 | [24 empty] | 8104102 | no | no |  |  | no |  | 0 | 0 | 0 | 0 | 0 | 0 |  | 1 | 1 | 1 | 0 | 0 | 0
load_220610680 |  | node_1331461_719_15278298_226 |  | AN | 0 | Residential | 5817.6+2478.287j | 0 | 0 | 0 | 0 | 0 | [24 empty] | 8104102 | no | no |  |  | no |  | 0 | 0 | 0 | 0 | 0 | 0 |  | 1 | 1 | 1 | 0 | 0 | 0
load_220612333 |  | node_1343791_334_15265827_065 |  | AN | 0 | Residential | 7257.6+3091.725j | 0 | 0 | 0 | 0 | 0 | [24 empty] | 8104102 | no | no |  |  | no |  | 0 | 0 | 0 | 0 | 0 | 0 |  | 1 | 1 | 1 | 0 | 0 | 0
load_220613022 |  | node_1359793_469_15264418_608 |  | AN | 0 | Residential | 0 | 0 | 0 | 0 | 0 | 0 | [24 empty] | 8104102 | no | no |  |  | no |  | 0 | 0 | 0 | 0 | 0 | 0 |  | 1 | 1 | 1 | 0 | 0 | 0
load_220616396 |  | node_1335677_642_15279231_375 |  | AN | 0 | Other | 0 | 0 | 0 | 0 | 0 | 0 | [24 empty] | 8104102 | no | no |  |  | no |  | 0 | 0 | 0 | 0 | 0 | 0 |  | 1 | 1 | 1 | 0 | 0 | 0
load_220618618 |  | node_1341120_174_15273090_238 |  | AN | 0 | Residential | 6127.2+2610.176j | 0 | 0 | 0 | 0 | 0 | [24 empty] | 8104102 | no | no |  |  | no |  | 0 | 0 | 0 | 0 | 0 | 0 |  | 1 | 1 | 1 | 0 | 0 | 0
load_220618810 |  | node_1336545_701_15278174_344 |  | AN | 0 | Residential | 52956+22559.162j | 0 | 0 | 0 | 0 | 0 | [24 empty] | 8104102 | no | no |  |  | no |  | 0 | 0 | 0 | 0 | 0 | 0 |  | 1 | 1 | 1 | 0 | 0 | 0
load_220619921 |  | node_1346886_725_15265489_298 |  | AN | 0 | Residential | 15530.4+6615.923j | 0 | 0 | 0 | 0 | 0 | [24 empty] | 8104102 | no | no |  |  | no |  | 0 | 0 | 0 | 0 | 0 | 0 |  | 1 | 1 | 1 | 0 | 0 | 0
load_220620999 |  | node_1349992_266_15271428_918 |  | AN | 0 | Residential | 3333.6+1420.108j | 0 | 0 | 0 | 0 | 0 | [24 empty] | 8104102 | no | no |  |  | no |  | 0 | 0 | 0 | 0 | 0 | 0 |  | 1 | 1 | 1 | 0 | 0 | 0
load_220621898 |  | node_1339729_591_15272987_307 |  | AN | 0 | Residential | 54727.2+23313.69j | 0 | 0 | 0 | 0 | 0 | [24 empty] | 8104102 | no | no |  |  | no |  | 0 | 0 | 0 | 0 | 0 | 0 |  | 1 | 1 | 1 | 0 | 0 | 0
load_220623388 |  | node_1339134_013_15278270_734 |  | AN | 0 | Residential | 8294.4+3533.4j | 0 | 0 | 0 | 0 | 0 | [24 empty] | 8104102 | no | no |  |  | no |  | 0 | 0 | 0 | 0 | 0 | 0 |  | 1 | 1 | 1 | 0 | 0 | 0
load_220626554 |  | node_1330021_428_15279432_101 |  | AN | 0 | NonResidential | 0 | 0 | 0 | 0 | 0 | 0 | [24 empty] | 8104102 | no | no |  |  | no |  | 0 | 0 | 0 | 0 | 0 | 0 |  | 1 | 1 | 1 | 0 | 0 | 0
load_220627248 |  | node_1339189_018_15276925_592 |  | AN | 0 | Residential | 6530.4+2781.939j | 0 | 0 | 0 | 0 | 0 | [24 empty] | 8104102 | no | no |  |  | no |  | 0 | 0 | 0 | 0 | 0 | 0 |  | 1 | 1 | 1 | 0 | 0 | 0
load_220636931 |  | node_1352792_767_15270729_756 |  | AN | 0 | Residential | 1605.6+683.983j | 0 | 0 | 0 | 0 | 0 | [24 empty] | 8104102 | no | no |  |  | no |  | 0 | 0 | 0 | 0 | 0 | 0 |  | 1 | 1 | 1 | 0 | 0 | 0
load_220637065 |  | node_1346638_176_15267046_454 |  | AN | 0 | Residential | 10476+4462.757j | 0 | 0 | 0 | 0 | 0 | [24 empty] | 8104102 | no | no |  |  | no |  | 0 | 0 | 0 | 0 | 0 | 0 |  | 1 | 1 | 1 | 0 | 0 | 0
load_220647790 |  | node_1337311_838_15280477_497 |  | AN | 0 | Other | 0 | 0 | 0 | 0 | 0 | 0 | [24 empty] | 8104102 | no | no |  |  | no |  | 0 | 0 | 0 | 0 | 0 | 0 |  | 1 | 1 | 1 | 0 | 0 | 0
load_220650067 |  | node_1344182_62_15278369_05 |  | AN | 0 | Residential | 5680.8+2420.011j | 0 | 0 | 0 | 0 | 0 | [24 empty] | 8104102 | no | no |  |  | no |  | 0 | 0 | 0 | 0 | 0 | 0 |  | 1 | 1 | 1 | 0 | 0 | 0
load_220650304 |  | node_1344966_607_15283462_359 |  | AN | 0 | Residential | 30520.8+13001.806j | 0 | 0 | 0 | 0 | 0 | [24 empty] | 8104102 | no | no |  |  | no |  | 0 | 0 | 0 | 0 | 0 | 0 |  | 1 | 1 | 1 | 0 | 0 | 0
load_220650305 |  | node_1340962_11_15279964_599 |  | AN | 0 | Residential | 16689.6+7109.74j | 0 | 0 | 0 | 0 | 0 | [24 empty] | 8104102 | no | no |  |  | no |  | 0 | 0 | 0 | 0 | 0 | 0 |  | 1 | 1 | 1 | 0 | 0 | 0
load_220651435 |  | node_1337555_485_15272927_893 |  | AN | 0 | Residential | 50076+21332.287j | 0 | 0 | 0 | 0 | 0 | [24 empty] | 8104102 | no | no |  |  | no |  | 0 | 0 | 0 | 0 | 0 | 0 |  | 1 | 1 | 1 | 0 | 0 | 0
load_220654303 |  | node_1339018_955_15280912_95 |  | AN | 0 | Residential | 11016+4692.796j | 0 | 0 | 0 | 0 | 0 | [24 empty] | 8104102 | no | no |  |  | no |  | 0 | 0 | 0 | 0 | 0 | 0 |  | 1 | 1 | 1 | 0 | 0 | 0
load_310006831 |  | node_1330528_988_15277073_711 |  | AN | 0 | Residential | 26762.4+11400.735j | 0 | 0 | 0 | 0 | 0 | [24 empty] | 8104102 | no | no |  |  | no |  | 0 | 0 | 0 | 0 | 0 | 0 |  | 1 | 1 | 1 | 0 | 0 | 0
load_310006951 |  | node_1327331_007_15280768_5 |  | AN | 0 | Residential | 50508+21516.318j | 0 | 0 | 0 | 0 | 0 | [24 empty] | 8104102 | no | no |  |  | no |  | 0 | 0 | 0 | 0 | 0 | 0 |  | 1 | 1 | 1 | 0 | 0 | 0
load_310010912 |  | node_1339108_247_15279068_78 |  | AN | 0 | Residential | 26841.6+11434.474j | 0 | 0 | 0 | 0 | 0 | [24 empty] | 8104102 | no | no |  |  | no |  | 0 | 0 | 0 | 0 | 0 | 0 |  | 1 | 1 | 1 | 0 | 0 | 0
load_310017263 |  | node_1335199_056_15278953_787 |  | AN | 0 | Residential | 88711.2+37790.813j | 0 | 0 | 0 | 0 | 0 | [24 empty] | 8104102 | no | no |  |  | no |  | 0 | 0 | 0 | 0 | 0 | 0 |  | 1 | 1 | 1 | 0 | 0 | 0
load_310027275 |  | node_1331867_325_15278283_751 |  | AN | 0 | NonResidential | 0 | 0 | 0 | 0 | 0 | 0 | [24 empty] | 8104102 | no | no |  |  | no |  | 0 | 0 | 0 | 0 | 0 | 0 |  | 1 | 1 | 1 | 0 | 0 | 0
load_310039386 |  | node_1335735_831_15274046_831 |  | AN | 0 | Residential | 19447.2+8284.473j | 0 | 0 | 0 | 0 | 0 | [24 empty] | 8104102 | no | no |  |  | no |  | 0 | 0 | 0 | 0 | 0 | 0 |  | 1 | 1 | 1 | 0 | 0 | 0
load_310040249 |  | node_1338600_122_15273029_245 |  | AN | 0 | Residential | 26244+11179.897j | 0 | 0 | 0 | 0 | 0 | [24 empty] | 8104102 | no | no |  |  | no |  | 0 | 0 | 0 | 0 | 0 | 0 |  | 1 | 1 | 1 | 0 | 0 | 0
load_310040250 |  | node_1338821_867_15273235_728 |  | AN | 0 | Residential | 16905.6+7201.755j | 0 | 0 | 0 | 0 | 0 | [24 empty] | 8104102 | no | no |  |  | no |  | 0 | 0 | 0 | 0 | 0 | 0 |  | 1 | 1 | 1 | 0 | 0 | 0
load_310045235 |  | node_1328600_591_15278956_629 |  | AN | 0 | Residential | 92397.6+39361.213j | 0 | 0 | 0 | 0 | 0 | [24 empty] | 8104102 | no | no |  |  | no |  | 0 | 0 | 0 | 0 | 0 | 0 |  | 1 | 1 | 1 | 0 | 0 | 0
load_310052704 |  | node_1353601_099_15258692_339 |  | AN | 0 | Residential | 3837.6+1634.811j | 0 | 0 | 0 | 0 | 0 | [24 empty] | 8104102 | no | no |  |  | no |  | 0 | 0 | 0 | 0 | 0 | 0 |  | 1 | 1 | 1 | 0 | 0 | 0
load_310053719 |  | node_1337792_518_15272640_973 |  | AN | 0 | NonResidential | 0 | 0 | 0 | 0 | 0 | 0 | [24 empty] | 8104102 | no | no |  |  | no |  | 0 | 0 | 0 | 0 | 0 | 0 |  | 1 | 1 | 1 | 0 | 0 | 0
load_310059579 |  | node_1349326_43_15277864_326 |  | AN | 0 | Residential | 10108.8+4306.331j | 0 | 0 | 0 | 0 | 0 | [24 empty] | 8104102 | no | no |  |  | no |  | 0 | 0 | 0 | 0 | 0 | 0 |  | 1 | 1 | 1 | 0 | 0 | 0
load_310059795 |  | node_1329777_804_15279159_93 |  | ABCN | 0 | NonResidential | 22000+9371.961j | 22000+9371.961j | 22000+9371.961j | 0 | 0 | 0 | [24 empty] | 8104102 | no | no |  |  | no |  | 0 | 0 | 0 | 0 | 0 | 0 |  | 1 | 1 | 1 | 0 | 0 | 0
load_310064981 |  | node_1339944_872_15281184_091 |  | AN | 0 | NonResidential | 6000+2555.989j | 0 | 0 | 0 | 0 | 0 | [24 empty] | 8104102 | no | no |  |  | no |  | 0 | 0 | 0 | 0 | 0 | 0 |  | 1 | 1 | 1 | 0 | 0 | 0
load_310065232 |  | node_1339068_95_15279319_505 |  | AN | 0 | Residential | 40593.6+17292.801j | 0 | 0 | 0 | 0 | 0 | [24 empty] | 8104102 | no | no |  |  | no |  | 0 | 0 | 0 | 0 | 0 | 0 |  | 1 | 1 | 1 | 0 | 0 | 0
load_310065233 |  | node_1350989_207_15274225_675 |  | AN | 0 | Other | 0 | 0 | 0 | 0 | 0 | 0 | [24 empty] | 8104102 | no | no |  |  | no |  | 0 | 0 | 0 | 0 | 0 | 0 |  | 1 | 1 | 1 | 0 | 0 | 0
load_311851821 |  | node_1325117_498_15276236_948 |  | AN | 0 | Residential | 2296.8+978.433j | 0 | 0 | 0 | 0 | 0 | [24 empty] | 8104102 | no | no |  |  | no |  | 0 | 0 | 0 | 0 | 0 | 0 |  | 1 | 1 | 1 | 0 | 0 | 0
load_311891585 |  | node_1360300_871_15263133_352 |  | AN | 0 | Residential | 8395.2+3576.34j | 0 | 0 | 0 | 0 | 0 | [24 empty] | 8104102 | no | no |  |  | no |  | 0 | 0 | 0 | 0 | 0 | 0 |  | 1 | 1 | 1 | 0 | 0 | 0
load_311903997 |  | node_1352621_51_15259983_585 |  | AN | 0 | Residential | 5644.8+2404.675j | 0 | 0 | 0 | 0 | 0 | [24 empty] | 8104102 | no | no |  |  | no |  | 0 | 0 | 0 | 0 | 0 | 0 |  | 1 | 1 | 1 | 0 | 0 | 0
load_311904133 |  | node_1325177_412_15276709_767 |  | AN | 0 | Residential | 7891.2+3361.637j | 0 | 0 | 0 | 0 | 0 | [24 empty] | 8104102 | no | no |  |  | no |  | 0 | 0 | 0 | 0 | 0 | 0 |  | 1 | 1 | 1 | 0 | 0 | 0
load_311909710 |  | node_1333141_803_15278517_875 |  | AN | 0 | NonResidential | 240000+102239.572j | 0 | 0 | 0 | 0 | 0 | [24 empty] | 8104102 | no | no |  |  | no |  | 0 | 0 | 0 | 0 | 0 | 0 |  | 1 | 1 | 1 | 0 | 0 | 0
load_311927601 |  | node_1359714_971_15257792_879 |  | AN | 0 | Other | 0 | 0 | 0 | 0 | 0 | 0 | [24 empty] | 8104102 | no | no |  |  | no |  | 0 | 0 | 0 | 0 | 0 | 0 |  | 1 | 1 | 1 | 0 | 0 | 0
load_311929011 |  | node_1351170_906_15264712_889 |  | AN | 0 | Other | 0 | 0 | 0 | 0 | 0 | 0 | [24 empty] | 8104102 | no | no |  |  | no |  | 0 | 0 | 0 | 0 | 0 | 0 |  | 1 | 1 | 1 | 0 | 0 | 0
load_311934818 |  | node_1347199_044_15273454_954 |  | AN | 0 | Other | 0 | 0 | 0 | 0 | 0 | 0 | [24 empty] | 8104102 | no | no |  |  | no |  | 0 | 0 | 0 | 0 | 0 | 0 |  | 1 | 1 | 1 | 0 | 0 | 0
load_312009212 |  | node_1341490_405_15265617_427 |  | AN | 0 | Residential | 6343.2+2702.192j | 0 | 0 | 0 | 0 | 0 | [24 empty] | 8104102 | no | no |  |  | no |  | 0 | 0 | 0 | 0 | 0 | 0 |  | 1 | 1 | 1 | 0 | 0 | 0
load_312024012 |  | node_1359534_413_15261017_616 |  | AN | 0 | Residential | 7812+3327.898j | 0 | 0 | 0 | 0 | 0 | [24 empty] | 8104102 | no | no |  |  | no |  | 0 | 0 | 0 | 0 | 0 | 0 |  | 1 | 1 | 1 | 0 | 0 | 0
load_312029017 |  | node_1327916_402_15280900_122 |  | AN | 0 | Residential | 43387.2+18482.87j | 0 | 0 | 0 | 0 | 0 | [24 empty] | 8104102 | no | no |  |  | no |  | 0 | 0 | 0 | 0 | 0 | 0 |  | 1 | 1 | 1 | 0 | 0 | 0
load_312038462 |  | node_1347024_96_15264372_186 |  | AN | 0 | Other | 0 | 0 | 0 | 0 | 0 | 0 | [24 empty] | 8104102 | no | no |  |  | no |  | 0 | 0 | 0 | 0 | 0 | 0 |  | 1 | 1 | 1 | 0 | 0 | 0
load_312062019 |  | node_1340997_798_15281674_45 |  | ABCN | 0 | NonResidential | 23333.333+9939.958j | 23333.333+9939.958j | 23333.333+9939.958j | 0 | 0 | 0 | [24 empty] | 8104102 | no | no |  |  | no |  | 0 | 0 | 0 | 0 | 0 | 0 |  | 1 | 1 | 1 | 0 | 0 | 0
load_312122906 |  | node_1343613_947_15281266_803 |  | AN | 0 | Other | 0 | 0 | 0 | 0 | 0 | 0 | [24 empty] | 8104102 | no | no |  |  | no |  | 0 | 0 | 0 | 0 | 0 | 0 |  | 1 | 1 | 1 | 0 | 0 | 0
load_312148046 |  | node_1347623_973_15264114_38 |  | AN | 0 | Other | 0 | 0 | 0 | 0 | 0 | 0 | [24 empty] | 8104102 | no | no |  |  | no |  | 0 | 0 | 0 | 0 | 0 | 0 |  | 1 | 1 | 1 | 0 | 0 | 0

## node
data_type | static
owner_type | feeder
owner | 8104102
object | node
name | groupid | parent | bustype | phases | nominal_voltage | dcircuit | selected | monitored | monitored_fields | class_monitored_fields | played | played_fields | subsystem | x | y | comments | dist_to_slack
node_1324682_626_15277029_754 |  |  | PQ | AN | 7199.558 | 8104102 | no | no |  |  | no |  |  | 1324682.626 | 15277029.754 |  | -1
node_1325062_687_15276998_214 |  |  | PQ | AN | 7199.558 | 8104102 | no | no |  |  | no |  |  | 1325062.687 | 15276998.214 |  | -1
node_1325117_498_15276236_948 |  |  | PQ | AN | 7199.558 | 8104102 | no | no |  |  | no |  |  | 1325117.498 | 15276236.948 |  | -1
node_1325177_412_15276709_767 |  |  | PQ | AN | 7199.558 | 8104102 | no | no |  |  | no |  |  | 1325177.412 | 15276709.767 |  | -1
node_1325527_418_15277105_979 |  |  | PQ | AN | 7199.558 | 8104102 | no | no |  |  | no |  |  | 1325527.418 | 15277105.979 |  | -1
node_1325891_672_15277205_344 |  |  | PQ | AN | 7199.558 | 8104102 | no | no |  |  | no |  |  | 1325891.672 | 15277205.344 |  | -1
node_1326369_745_15277249_984 |  |  | PQ | AN | 7199.558 | 8104102 | no | no |  |  | no |  |  | 1326369.745 | 15277249.984 |  | -1
node_1326374_429_15277122_294 |  |  | PQ | AN | 7199.558 | 8104102 | no | no |  |  | no |  |  | 1326374.429 | 15277122.294 |  | -1
node_1326425_77_15276749_713 |  |  | PQ | AN | 7199.558 | 8104102 | no | no |  |  | no |  |  | 1326425.77 | 15276749.713 |  | -1
node_1326575_071_15278204_253 |  |  | PQ | AN | 7199.558 | 8104102 | no | no |  |  | no |  |  | 1326575.071 | 15278204.253 |  | -1
node_1326705_234_15277268_335 |  |  | PQ | AN | 7199.558 | 8104102 | no | no |  |  | no |  |  | 1326705.234 | 15277268.335 |  | -1
node_1326867_334_15276783_571 |  |  | PQ | AN | 7199.558 | 8104102 | no | no |  |  | no |  |  | 1326867.334 | 15276783.571 |  | -1
node_1326906_528_15277494_495 |  |  | PQ | AN | 7199.558 | 8104102 | no | no |  |  | no |  |  | 1326906.528 | 15277494.495 |  | -1
node_1327097_501_15277688_148 |  |  | PQ | AN | 7199.558 | 8104102 | no | no |  |  | no |  |  | 1327097.501 | 15277688.148 |  | -1
node_1327115_211_15277946_526 |  |  | PQ | AN | 7199.558 | 8104102 | no | no |  |  | no |  |  | 1327115.211 | 15277946.526 |  | -1
node_1327277_757_15278702_353 |  |  | PQ | AN | 7199.558 | 8104102 | no | no |  |  | no |  |  | 1327277.757 | 15278702.353 |  | -1
node_1327331_007_15280768_5 |  |  | PQ | AN | 7199.558 | 8104102 | no | no |  |  | no |  |  | 1327331.007 | 15280768.5 |  | -1
node_1327332_185_15278122_066 |  |  | PQ | AN | 7199.558 | 8104102 | no | no |  |  | no |  |  | 1327332.185 | 15278122.066 |  | -1
node_1327674_379_15279153_966 |  |  | PQ | AN | 7199.558 | 8104102 | no | no |  |  | no |  |  | 1327674.379 | 15279153.966 |  | -1
node_1327764_536_15278581_994 |  |  | PQ | ABN | 7199.558 | 8104102 | no | no |  |  | no |  |  | 1327764.536 | 15278581.994 |  | -1
node_1327822_657_15280660_562 |  |  | PQ | AN | 7199.558 | 8104102 | no | no |  |  | no |  |  | 1327822.657 | 15280660.562 |  | -1
node_1327877_228_15278857_031 |  |  | PQ | ABN | 7199.558 | 8104102 | no | no |  |  | no |  |  | 1327877.228 | 15278857.031 |  | -1
node_1327907_693_15278332_416 |  |  | PQ | AN | 7199.558 | 8104102 | no | no |  |  | no |  |  | 1327907.693 | 15278332.416 |  | -1
node_1327916_402_15280900_122 |  |  | PQ | AN | 7199.558 | 8104102 | no | no |  |  | no |  |  | 1327916.402 | 15280900.122 |  | -1
node_1327948_426_15279170_519 |  |  | PQ | AN | 7199.558 | 8104102 | no | no |  |  | no |  |  | 1327948.426 | 15279170.519 |  | -1
node_1327996_649_15279769_527 |  |  | PQ | ABN | 7199.558 | 8104102 | no | no |  |  | no |  |  | 1327996.649 | 15279769.527 |  | -1
node_1328075_412_15281367_102 |  |  | PQ | ABCN | 7199.558 | 8104102 | no | no |  |  | no |  |  | 1328075.412 | 15281367.102 |  | -1
node_1328093_363_15281235_222 |  |  | PQ | ABCN | 7199.558 | 8104102 | no | no |  |  | no |  |  | 1328093.363 | 15281235.222 |  | -1
node_1328157_046_15280421_705 |  |  | PQ | AN | 7199.558 | 8104102 | no | no |  |  | no |  |  | 1328157.046 | 15280421.705 |  | -1
node_1328180_825_15278606_037 |  |  | PQ | ABN | 7199.558 | 8104102 | no | no |  |  | no |  |  | 1328180.825 | 15278606.037 |  | -1
node_1328200_508_15279201_604 |  |  | PQ | ABN | 7199.558 | 8104102 | no | no |  |  | no |  |  | 1328200.508 | 15279201.604 |  | -1
node_1328266_99_15279679_623 |  |  | PQ | ABN | 7199.558 | 8104102 | no | no |  |  | no |  |  | 1328266.99 | 15279679.623 |  | -1
node_1328282_529_15279663_226 |  |  | PQ | ABN | 7199.558 | 8104102 | no | no |  |  | no |  |  | 1328282.529 | 15279663.226 |  | -1
node_1328282_899_15280362_857 |  |  | PQ | AN | 7199.558 | 8104102 | no | no |  |  | no |  |  | 1328282.899 | 15280362.857 |  | -1
node_1328356_96_15278885_636 |  |  | PQ | ABN | 7199.558 | 8104102 | no | no |  |  | no |  |  | 1328356.96 | 15278885.636 |  | -1
node_1328457_075_15278431_202 |  |  | PQ | ABN | 7199.558 | 8104102 | no | no |  |  | no |  |  | 1328457.075 | 15278431.202 |  | -1
node_1328600_591_15278956_629 |  |  | PQ | AN | 7199.558 | 8104102 | no | no |  |  | no |  |  | 1328600.591 | 15278956.629 |  | -1
node_1328629_117_15278700_298 |  |  | PQ | ABN | 7199.558 | 8104102 | no | no |  |  | no |  |  | 1328629.117 | 15278700.298 |  | -1
node_1328634_881_15279251_675 |  |  | PQ | ABN | 7199.558 | 8104102 | no | no |  |  | no |  |  | 1328634.881 | 15279251.675 |  | -1
node_1328714_77_15280340_873 |  |  | PQ | ABCN | 7199.558 | 8104102 | no | no |  |  | no |  |  | 1328714.77 | 15280340.873 |  | -1
node_1328719_422_15277974_057 |  |  | PQ | ABN | 7199.558 | 8104102 | no | no |  |  | no |  |  | 1328719.422 | 15277974.057 |  | -1
node_1328836_478_15278259_262 |  |  | PQ | ABN | 7199.558 | 8104102 | no | no |  |  | no |  |  | 1328836.478 | 15278259.262 |  | -1
node_1328975_437_15279448_286 |  |  | PQ | ABCN | 7199.558 | 8104102 | no | no |  |  | no |  |  | 1328975.437 | 15279448.286 |  | -1
node_1328995_266_15279449_578 |  |  | PQ | ABCN | 7199.558 | 8104102 | no | no |  |  | no |  |  | 1328995.266 | 15279449.578 |  | -1
node_1329014_211_15279457_708 |  |  | PQ | ABCN | 7199.558 | 8104102 | no | no |  |  | no |  |  | 1329014.211 | 15279457.708 |  | -1
node_1329052_698_15278791_207 |  |  | PQ | ABN | 7199.558 | 8104102 | no | no |  |  | no |  |  | 1329052.698 | 15278791.207 |  | -1
node_1329269_233_15278287_696 |  |  | PQ | AN | 7199.558 | 8104102 | no | no |  |  | no |  |  | 1329269.233 | 15278287.696 |  | -1
node_1329388_012_15279035_574 |  |  | PQ | ABN | 7199.558 | 8104102 | no | no |  |  | no |  |  | 1329388.012 | 15279035.574 |  | -1
node_1329390_981_15276633_131 |  |  | PQ | AN | 7199.558 | 8104102 | no | no |  |  | no |  |  | 1329390.981 | 15276633.131 |  | -1
node_1329452_905_15278686_523 |  |  | PQ | AN | 7199.558 | 8104102 | no | no |  |  | no |  |  | 1329452.905 | 15278686.523 |  | -1
node_1329485_262_15278180_94 |  |  | PQ | AN | 7199.558 | 8104102 | no | no |  |  | no |  |  | 1329485.262 | 15278180.94 |  | -1
node_1329596_826_15279561_966 |  |  | PQ | ABCN | 7199.558 | 8104102 | no | no |  |  | no |  |  | 1329596.826 | 15279561.966 |  | -1
node_1329597_696_15279509_189 |  |  | PQ | ABCN | 7199.558 | 8104102 | no | no |  |  | no |  |  | 1329597.696 | 15279509.189 |  | -1
node_1329599_851_15279535_682 |  |  | PQ | ABCN | 7199.558 | 8104102 | no | no |  |  | no |  |  | 1329599.851 | 15279535.682 |  | -1
node_1329641_938_15277055_665 |  |  | PQ | AN | 7199.558 | 8104102 | no | no |  |  | no |  |  | 1329641.938 | 15277055.665 |  | -1
node_1329660_524_15278594_745 |  |  | PQ | AN | 7199.558 | 8104102 | no | no |  |  | no |  |  | 1329660.524 | 15278594.745 |  | -1
node_1329672_581_15278013_282 |  |  | PQ | AN | 7199.558 | 8104102 | no | no |  |  | no |  |  | 1329672.581 | 15278013.282 |  | -1
node_1329777_804_15279159_93 |  |  | PQ | ABCN | 7199.558 | 8104102 | no | no |  |  | no |  |  | 1329777.804 | 15279159.93 |  | -1
node_1329812_766_15277698_53 |  |  | PQ | AN | 7199.558 | 8104102 | no | no |  |  | no |  |  | 1329812.766 | 15277698.53 |  | -1
node_1329825_622_15279536_713 |  |  | PQ | AN | 7199.558 | 8104102 | no | no |  |  | no |  |  | 1329825.622 | 15279536.713 |  | -1
node_1329835_292_15278395_019 |  |  | PQ | AN | 7199.558 | 8104102 | no | no |  |  | no |  |  | 1329835.292 | 15278395.019 |  | -1
node_1329852_393_15277266_108 |  |  | PQ | AN | 7199.558 | 8104102 | no | no |  |  | no |  |  | 1329852.393 | 15277266.108 |  | -1
node_1329863_207_15277827_895 |  |  | PQ | AN | 7199.558 | 8104102 | no | no |  |  | no |  |  | 1329863.207 | 15277827.895 |  | -1
node_1329893_826_15279547_379 |  |  | PQ | AN | 7199.558 | 8104102 | no | no |  |  | no |  |  | 1329893.826 | 15279547.379 |  | -1
node_1329919_196_15277949_473 |  |  | PQ | AN | 7199.558 | 8104102 | no | no |  |  | no |  |  | 1329919.196 | 15277949.473 |  | -1
node_1329955_068_15276841_735 |  |  | PQ | AN | 7199.558 | 8104102 | no | no |  |  | no |  |  | 1329955.068 | 15276841.735 |  | -1
node_1329962_673_15278811_209 |  |  | PQ | ABCN | 7199.558 | 8104102 | no | no |  |  | no |  |  | 1329962.673 | 15278811.209 |  | -1
node_1329972_331_15278065_974 |  |  | PQ | AN | 7199.558 | 8104102 | no | no |  |  | no |  |  | 1329972.331 | 15278065.974 |  | -1
node_1329993_988_15278196_924 |  |  | PQ | AN | 7199.558 | 8104102 | no | no |  |  | no |  |  | 1329993.988 | 15278196.924 |  | -1
node_1330021_428_15279432_101 |  |  | PQ | ABCN | 7199.558 | 8104102 | no | no |  |  | no |  |  | 1330021.428 | 15279432.101 |  | -1
node_1330044_716_15279133_359 |  |  | PQ | ABCN | 7199.558 | 8104102 | no | no |  |  | no |  |  | 1330044.716 | 15279133.359 |  | -1
node_1330056_025_15279133_642 |  |  | PQ | ABCN | 7199.558 | 8104102 | no | no |  |  | no |  |  | 1330056.025 | 15279133.642 |  | -1
node_1330066_09_15279137_408 |  |  | PQ | ABCN | 7199.558 | 8104102 | no | no |  |  | no |  |  | 1330066.09 | 15279137.408 |  | -1
node_1330067_153_15278395_506 |  |  | PQ | AN | 7199.558 | 8104102 | no | no |  |  | no |  |  | 1330067.153 | 15278395.506 |  | -1
node_1330153_356_15277329_24 |  |  | PQ | AN | 7199.558 | 8104102 | no | no |  |  | no |  |  | 1330153.356 | 15277329.24 |  | -1
node_1330159_13_15276628_624 |  |  | PQ | AN | 7199.558 | 8104102 | no | no |  |  | no |  |  | 1330159.13 | 15276628.624 |  | -1
node_1330168_238_15278695_037 |  |  | PQ | ABCN | 7199.558 | 8104102 | no | no |  |  | no |  |  | 1330168.238 | 15278695.037 |  | -1
node_1330336_709_15279092_639 |  |  | PQ | ABCN | 7199.558 | 8104102 | no | no |  |  | no |  |  | 1330336.709 | 15279092.639 |  | -1
node_1330528_988_15277073_711 |  |  | PQ | ABN | 7199.558 | 8104102 | no | no |  |  | no |  |  | 1330528.988 | 15277073.711 |  | -1
node_1330531_481_15279070_175 |  |  | PQ | ABCN | 7199.558 | 8104102 | no | no |  |  | no |  |  | 1330531.481 | 15279070.175 |  | -1
node_1330549_514_15279059_25 |  |  | PQ | ABCN | 7199.558 | 8104102 | no | no |  |  | no |  |  | 1330549.514 | 15279059.25 |  | -1
node_1330564_788_15279042_412 |  |  | PQ | ABCN | 7199.558 | 8104102 | no | no |  |  | no |  |  | 1330564.788 | 15279042.412 |  | -1
node_1330694_445_15278474_433 |  |  | PQ | ABCN | 7199.558 | 8104102 | no | no |  |  | no |  |  | 1330694.445 | 15278474.433 |  | -1
node_1330812_098_15278351_737 |  |  | PQ | ABCN | 7199.558 | 8104102 | no | no |  |  | no |  |  | 1330812.098 | 15278351.737 |  | -1
node_1330834_719_15277809_828 |  |  | PQ | ABN | 7199.558 | 8104102 | no | no |  |  | no |  |  | 1330834.719 | 15277809.828 |  | -1
node_1330841_243_15277167_78 |  |  | PQ | ABN | 7199.558 | 8104102 | no | no |  |  | no |  |  | 1330841.243 | 15277167.78 |  | -1
node_1330858_318_15276741_127 |  |  | PQ | ABN | 7199.558 | 8104102 | no | no |  |  | no |  |  | 1330858.318 | 15276741.127 |  | -1
node_1330908_713_15278829_996 |  |  | PQ | ABCN | 7199.558 | 8104102 | no | no |  |  | no |  |  | 1330908.713 | 15278829.996 |  | -1
node_1330985_89_15278152_409 |  |  | PQ | ABN | 7199.558 | 8104102 | no | no |  |  | no |  |  | 1330985.89 | 15278152.409 |  | -1
node_1331092_041_15278811_304 |  |  | PQ | ABCN | 7199.558 | 8104102 | no | no |  |  | no |  |  | 1331092.041 | 15278811.304 |  | -1
node_1331110_086_15278800_414 |  |  | PQ | ABCN | 7199.558 | 8104102 | no | no |  |  | no |  |  | 1331110.086 | 15278800.414 |  | -1
node_1331125_378_15278783_605 |  |  | PQ | ABCN | 7199.558 | 8104102 | no | no |  |  | no |  |  | 1331125.378 | 15278783.605 |  | -1
node_1331195_543_15276506_914 |  |  | PQ | AN | 7199.558 | 8104102 | no | no |  |  | no |  |  | 1331195.543 | 15276506.914 |  | -1
node_1331210_358_15276659_402 |  |  | PQ | AN | 7199.558 | 8104102 | no | no |  |  | no |  |  | 1331210.358 | 15276659.402 |  | -1
node_1331224_669_15276843_507 |  |  | PQ | AN | 7199.558 | 8104102 | no | no |  |  | no |  |  | 1331224.669 | 15276843.507 |  | -1
node_1331240_924_15277041_788 |  |  | PQ | AN | 7199.558 | 8104102 | no | no |  |  | no |  |  | 1331240.924 | 15277041.788 |  | -1
node_1331256_404_15278734_755 |  |  | PQ | ABCN | 7199.558 | 8104102 | no | no |  |  | no |  |  | 1331256.404 | 15278734.755 |  | -1
node_1331270_814_15277343_248 |  |  | PQ | AN | 7199.558 | 8104102 | no | no |  |  | no |  |  | 1331270.814 | 15277343.248 |  | -1
node_1331274_594_15278724_303 |  |  | PQ | ABCN | 7199.558 | 8104102 | no | no |  |  | no |  |  | 1331274.594 | 15278724.303 |  | -1
node_1331290_112_15278707_869 |  |  | PQ | ABCN | 7199.558 | 8104102 | no | no |  |  | no |  |  | 1331290.112 | 15278707.869 |  | -1
node_1331300_773_15277655_411 |  |  | PQ | AN | 7199.558 | 8104102 | no | no |  |  | no |  |  | 1331300.773 | 15277655.411 |  | -1
node_1331335_244_15278010_389 |  |  | PQ | AN | 7199.558 | 8104102 | no | no |  |  | no |  |  | 1331335.244 | 15278010.389 |  | -1
node_1331423_611_15278517_315 |  |  | PQ | ABCN | 7199.558 | 8104102 | no | no |  |  | no |  |  | 1331423.611 | 15278517.315 |  | -1
node_1331461_719_15278298_226 |  |  | PQ | ABCN | 7199.558 | 8104102 | no | no |  |  | no |  |  | 1331461.719 | 15278298.226 |  | -1
node_1331483_675_15276325_229 |  |  | PQ | AN | 7199.558 | 8104102 | no | no |  |  | no |  |  | 1331483.675 | 15276325.229 |  | -1
node_1331502_45_15275707_114 |  |  | PQ | AN | 7199.558 | 8104102 | no | no |  |  | no |  |  | 1331502.45 | 15275707.114 |  | -1
node_1331677_707_15276532_014 |  |  | PQ | AN | 7199.558 | 8104102 | no | no |  |  | no |  |  | 1331677.707 | 15276532.014 |  | -1
node_1331770_453_15277810_023 |  |  | PQ | AN | 7199.558 | 8104102 | no | no |  |  | no |  |  | 1331770.453 | 15277810.023 |  | -1
node_1331780_548_15276959_034 |  |  | PQ | AN | 7199.558 | 8104102 | no | no |  |  | no |  |  | 1331780.548 | 15276959.034 |  | -1
node_1331807_893_15274119_589 |  |  | PQ | AN | 7199.558 | 8104102 | no | no |  |  | no |  |  | 1331807.893 | 15274119.589 |  | -1
node_1331824_423_15277445_997 |  |  | PQ | AN | 7199.558 | 8104102 | no | no |  |  | no |  |  | 1331824.423 | 15277445.997 |  | -1
node_1331867_325_15278283_751 |  |  | PQ | AN | 7199.558 | 8104102 | no | no |  |  | no |  |  | 1331867.325 | 15278283.751 |  | -1
node_1331959_333_15276472_649 |  |  | PQ | AN | 7199.558 | 8104102 | no | no |  |  | no |  |  | 1331959.333 | 15276472.649 |  | -1
node_1331982_609_15275778_994 |  |  | PQ | AN | 7199.558 | 8104102 | no | no |  |  | no |  |  | 1331982.609 | 15275778.994 |  | -1
node_1331992_493_15275094_194 |  |  | PQ | AN | 7199.558 | 8104102 | no | no |  |  | no |  |  | 1331992.493 | 15275094.194 |  | -1
node_1332015_093_15276217_331 |  |  | PQ | AN | 7199.558 | 8104102 | no | no |  |  | no |  |  | 1332015.093 | 15276217.331 |  | -1
node_1332037_764_15277850_229 |  |  | PQ | AN | 7199.558 | 8104102 | no | no |  |  | no |  |  | 1332037.764 | 15277850.229 |  | -1
node_1332052_426_15276736_474 |  |  | PQ | ABN | 7199.558 | 8104102 | no | no |  |  | no |  |  | 1332052.426 | 15276736.474 |  | -1
node_1332081_709_15277103_768 |  |  | PQ | ABN | 7199.558 | 8104102 | no | no |  |  | no |  |  | 1332081.709 | 15277103.768 |  | -1
node_1332102_314_15278100_67 |  |  | PQ | ABCN | 7199.558 | 8104102 | no | no |  |  | no |  |  | 1332102.314 | 15278100.67 |  | -1
node_1332186_575_15277510_624 |  |  | PQ | ABCN | 7199.558 | 8104102 | no | no |  |  | no |  |  | 1332186.575 | 15277510.624 |  | -1
node_1332225_853_15275992_091 |  |  | PQ | AN | 7199.558 | 8104102 | no | no |  |  | no |  |  | 1332225.853 | 15275992.091 |  | -1
node_1332230_063_15277846_527 |  |  | PQ | ABCN | 7199.558 | 8104102 | no | no |  |  | no |  |  | 1332230.063 | 15277846.527 |  | -1
node_1332255_205_15276343_27 |  |  | PQ | AN | 7199.558 | 8104102 | no | no |  |  | no |  |  | 1332255.205 | 15276343.27 |  | -1
node_1332278_233_15272746_78 |  |  | PQ | AN | 7199.558 | 8104102 | no | no |  |  | no |  |  | 1332278.233 | 15272746.78 |  | -1
node_1332295_326_15275529_583 |  |  | PQ | AN | 7199.558 | 8104102 | no | no |  |  | no |  |  | 1332295.326 | 15275529.583 |  | -1
node_1332321_18_15276689_443 |  |  | PQ | AN | 7199.558 | 8104102 | no | no |  |  | no |  |  | 1332321.18 | 15276689.443 |  | -1
node_1332341_169_15273377_587 |  |  | PQ | AN | 7199.558 | 8104102 | no | no |  |  | no |  |  | 1332341.169 | 15273377.587 |  | -1
node_1332363_23_15277109_192 |  |  | PQ | AN | 7199.558 | 8104102 | no | no |  |  | no |  |  | 1332363.23 | 15277109.192 |  | -1
node_1332503_576_15278523_029 |  |  | PQ | ABCN | 7199.558 | 8104102 | no | no |  |  | no |  |  | 1332503.576 | 15278523.029 |  | -1
node_1332617_403_15275744_235 |  |  | PQ | AN | 7199.558 | 8104102 | no | no |  |  | no |  |  | 1332617.403 | 15275744.235 |  | -1
node_1332860_265_15278555_962 |  |  | PQ | ABCN | 7199.558 | 8104102 | no | no |  |  | no |  |  | 1332860.265 | 15278555.962 |  | -1
node_1333119_132_15278875_969 |  |  | PQ | AN | 7199.558 | 8104102 | no | no |  |  | no |  |  | 1333119.132 | 15278875.969 |  | -1
node_1333141_803_15278517_875 |  |  | PQ | ABCN | 7199.558 | 8104102 | no | no |  |  | no |  |  | 1333141.803 | 15278517.875 |  | -1
node_1333324_017_15278660_781 |  |  | PQ | ABN | 7199.558 | 8104102 | no | no |  |  | no |  |  | 1333324.017 | 15278660.781 |  | -1
node_1333341_826_15278672_719 |  |  | PQ | ABN | 7199.558 | 8104102 | no | no |  |  | no |  |  | 1333341.826 | 15278672.719 |  | -1
node_1333421_726_15275739_101 |  |  | PQ | ABN | 7199.558 | 8104102 | no | no |  |  | no |  |  | 1333421.726 | 15275739.101 |  | -1
node_1333573_703_15275367_38 |  |  | PQ | ABN | 7199.558 | 8104102 | no | no |  |  | no |  |  | 1333573.703 | 15275367.38 |  | -1
node_1333669_445_15278932_359 |  |  | PQ | AN | 7199.558 | 8104102 | no | no |  |  | no |  |  | 1333669.445 | 15278932.359 |  | -1
node_1333872_631_15275810_458 |  |  | PQ | ABN | 7199.558 | 8104102 | no | no |  |  | no |  |  | 1333872.631 | 15275810.458 |  | -1
node_1334048_035_15275440_258 |  |  | PQ | ABN | 7199.558 | 8104102 | no | no |  |  | no |  |  | 1334048.035 | 15275440.258 |  | -1
node_1334367_031_15275253_753 |  |  | PQ | ABN | 7199.558 | 8104102 | no | no |  |  | no |  |  | 1334367.031 | 15275253.753 |  | -1
node_1334382_15278949_735 |  |  | PQ | ABCN | 7199.558 | 8104102 | no | no |  |  | no |  |  | 1334382 | 15278949.735 |  | -1
node_1334401_725_15277580_306 |  |  | PQ | ABCN | 7199.558 | 8104102 | no | no |  |  | no |  |  | 1334401.725 | 15277580.306 |  | -1
node_1334403_593_15277606_834 |  |  | PQ | ABCN | 7199.558 | 8104102 | no | no |  |  | no |  |  | 1334403.593 | 15277606.834 |  | -1
node_1334405_034_15277554_086 |  |  | PQ | ABCN | 7199.558 | 8104102 | no | no |  |  | no |  |  | 1334405.034 | 15277554.086 |  | -1
node_1334418_575_15275964_152 |  |  | PQ | ABN | 7199.558 | 8104102 | no | no |  |  | no |  |  | 1334418.575 | 15275964.152 |  | -1
node_1334645_495_15275670_662 |  |  | PQ | ABN | 7199.558 | 8104102 | no | no |  |  | no |  |  | 1334645.495 | 15275670.662 |  | -1
node_1334664_273_15277974_756 |  |  | PQ | AN | 7199.558 | 8104102 | no | no |  |  | no |  |  | 1334664.273 | 15277974.756 |  | -1
node_1334775_149_15275371_265 |  |  | PQ | ABN | 7199.558 | 8104102 | no | no |  |  | no |  |  | 1334775.149 | 15275371.265 |  | -1
node_1334782_828_15278744_644 |  |  | PQ | ABCN | 7199.558 | 8104102 | no | no |  |  | no |  |  | 1334782.828 | 15278744.644 |  | -1
node_1334826_254_15278194_041 |  |  | PQ | ABCN | 7199.558 | 8104102 | no | no |  |  | no |  |  | 1334826.254 | 15278194.041 |  | -1
node_1334852_858_15276311_245 |  |  | PQ | ABN | 7199.558 | 8104102 | no | no |  |  | no |  |  | 1334852.858 | 15276311.245 |  | -1
node_1334896_841_15277393_117 |  |  | PQ | ABCN | 7199.558 | 8104102 | no | no |  |  | no |  |  | 1334896.841 | 15277393.117 |  | -1
node_1334961_459_15276696_017 |  |  | PQ | ABCN | 7199.558 | 8104102 | no | no |  |  | no |  |  | 1334961.459 | 15276696.017 |  | -1
node_1335035_499_15276175_63 |  |  | PQ | ABCN | 7199.558 | 8104102 | no | no |  |  | no |  |  | 1335035.499 | 15276175.63 |  | -1
node_1335041_392_15279253_342 |  |  | PQ | ABCN | 7199.558 | 8104102 | no | no |  |  | no |  |  | 1335041.392 | 15279253.342 |  | -1
node_1335042_558_15275765_615 |  |  | PQ | ABCN | 7199.558 | 8104102 | no | no |  |  | no |  |  | 1335042.558 | 15275765.615 |  | -1
node_1335090_408_15275215_729 |  |  | PQ | ABCN | 7199.558 | 8104102 | no | no |  |  | no |  |  | 1335090.408 | 15275215.729 |  | -1
node_1335134_373_15279348_792 |  |  | PQ | ABCN | 7199.558 | 8104102 | no | no |  |  | no |  |  | 1335134.373 | 15279348.792 |  | -1
node_1335199_056_15278953_787 |  |  | PQ | AN | 7199.558 | 8104102 | no | no |  |  | no |  |  | 1335199.056 | 15278953.787 |  | -1
node_1335236_148_15278319_616 |  |  | PQ | AN | 7199.558 | 8104102 | no | no |  |  | no |  |  | 1335236.148 | 15278319.616 |  | -1
node_1335289_538_15279564_195 |  |  | PQ | ABCN | 7199.558 | 8104102 | no | no |  |  | no |  |  | 1335289.538 | 15279564.195 |  | -1
node_1335307_264_15279576_352 |  |  | PQ | ABCN | 7199.558 | 8104102 | no | no |  |  | no |  |  | 1335307.264 | 15279576.352 |  | -1
node_1335352_11_15275965_772 |  |  | PQ | AN | 7199.558 | 8104102 | no | no |  |  | no |  |  | 1335352.11 | 15275965.772 |  | -1
node_1335362_537_15275742_334 |  |  | PQ | AN | 7199.558 | 8104102 | no | no |  |  | no |  |  | 1335362.537 | 15275742.334 |  | -1
node_1335431_448_15274856_466 |  |  | PQ | ABCN | 7199.558 | 8104102 | no | no |  |  | no |  |  | 1335431.448 | 15274856.466 |  | -1
node_1335483_69_15278792_448 |  |  | PQ | ABCN | 7199.558 | 8104102 | no | no |  |  | no |  |  | 1335483.69 | 15278792.448 |  | -1
node_1335498_376_15275307_571 |  |  | PQ | AN | 7199.558 | 8104102 | no | no |  |  | no |  |  | 1335498.376 | 15275307.571 |  | -1
node_1335532_634_15278221_833 |  |  | PQ | ABN | 7199.558 | 8104102 | no | no |  |  | no |  |  | 1335532.634 | 15278221.833 |  | -1
node_1335567_345_15279245_665 |  |  | PQ | ABCN | 7199.558 | 8104102 | no | no |  |  | no |  |  | 1335567.345 | 15279245.665 |  | -1
node_1335598_531_15279550_999 |  |  | PQ | ABCN | 7199.558 | 8104102 | no | no |  |  | no |  |  | 1335598.531 | 15279550.999 |  | -1
node_1335634_336_15277190_628 |  |  | PQ | ABN | 7199.558 | 8104102 | no | no |  |  | no |  |  | 1335634.336 | 15277190.628 |  | -1
node_1335644_491_15274719_5 |  |  | PQ | ABCN | 7199.558 | 8104102 | no | no |  |  | no |  |  | 1335644.491 | 15274719.5 |  | -1
node_1335657_391_15276734_796 |  |  | PQ | AN | 7199.558 | 8104102 | no | no |  |  | no |  |  | 1335657.391 | 15276734.796 |  | -1
node_1335665_843_15277645_641 |  |  | PQ | ABN | 7199.558 | 8104102 | no | no |  |  | no |  |  | 1335665.843 | 15277645.641 |  | -1
node_1335673_09_15274365_598 |  |  | PQ | AN | 7199.558 | 8104102 | no | no |  |  | no |  |  | 1335673.09 | 15274365.598 |  | -1
node_1335677_642_15279231_375 |  |  | PQ | ABCN | 7199.558 | 8104102 | no | no |  |  | no |  |  | 1335677.642 | 15279231.375 |  | -1
node_1335726_486_15275084_061 |  |  | PQ | AN | 7199.558 | 8104102 | no | no |  |  | no |  |  | 1335726.486 | 15275084.061 |  | -1
node_1335730_98_15274623_454 |  |  | PQ | ABCN | 7199.558 | 8104102 | no | no |  |  | no |  |  | 1335730.98 | 15274623.454 |  | -1
node_1335735_831_15274046_831 |  |  | PQ | AN | 7199.558 | 8104102 | no | no |  |  | no |  |  | 1335735.831 | 15274046.831 |  | -1
node_1335737_456_15274598_352 |  |  | PQ | ABCN | 7199.558 | 8104102 | no | no |  |  | no |  |  | 1335737.456 | 15274598.352 |  | -1
node_1335738_856_15274571_806 |  |  | PQ | ABCN | 7199.558 | 8104102 | no | no |  |  | no |  |  | 1335738.856 | 15274571.806 |  | -1
node_1335744_438_15273847_71 |  |  | PQ | AN | 7199.558 | 8104102 | no | no |  |  | no |  |  | 1335744.438 | 15273847.71 |  | -1
node_1335763_381_15279695_56 |  |  | PQ | ABCN | 7199.558 | 8104102 | no | no |  |  | no |  |  | 1335763.381 | 15279695.56 |  | -1
node_1335775_925_15278947_011 |  |  | PQ | ABCN | 7199.558 | 8104102 | no | no |  |  | no |  |  | 1335775.925 | 15278947.011 |  | -1
node_1335780_193_15279709_884 |  |  | PQ | ABCN | 7199.558 | 8104102 | no | no |  |  | no |  |  | 1335780.193 | 15279709.884 |  | -1
node_1335790_161_15275514_167 |  |  | PQ | AN | 7199.558 | 8104102 | no | no |  |  | no |  |  | 1335790.161 | 15275514.167 |  | -1
node_1335793_421_15276016_806 |  |  | PQ | AN | 7199.558 | 8104102 | no | no |  |  | no |  |  | 1335793.421 | 15276016.806 |  | -1
node_1335799_058_15278619_749 |  |  | PQ | ABCN | 7199.558 | 8104102 | no | no |  |  | no |  |  | 1335799.058 | 15278619.749 |  | -1
node_1335823_382_15278300_864 |  |  | PQ | ABCN | 7199.558 | 8104102 | no | no |  |  | no |  |  | 1335823.382 | 15278300.864 |  | -1
node_1335847_141_15277970_28 |  |  | PQ | ABCN | 7199.558 | 8104102 | no | no |  |  | no |  |  | 1335847.141 | 15277970.28 |  | -1
node_1335865_237_15274779_351 |  |  | PQ | AN | 7199.558 | 8104102 | no | no |  |  | no |  |  | 1335865.237 | 15274779.351 |  | -1
node_1335884_62_15277491_327 |  |  | PQ | ABCN | 7199.558 | 8104102 | no | no |  |  | no |  |  | 1335884.62 | 15277491.327 |  | -1
node_1335909_361_15273669_245 |  |  | PQ | AN | 7199.558 | 8104102 | no | no |  |  | no |  |  | 1335909.361 | 15273669.245 |  | -1
node_1335920_542_15277012_77 |  |  | PQ | ABCN | 7199.558 | 8104102 | no | no |  |  | no |  |  | 1335920.542 | 15277012.77 |  | -1
node_1335958_724_15276533_329 |  |  | PQ | ABN | 7199.558 | 8104102 | no | no |  |  | no |  |  | 1335958.724 | 15276533.329 |  | -1
node_1335966_71_15276858_866 |  |  | PQ | ABCN | 7199.558 | 8104102 | no | no |  |  | no |  |  | 1335966.71 | 15276858.866 |  | -1
node_1335968_084_15276854_886 |  |  | PQ | ABCN | 7199.558 | 8104102 | no | no |  |  | no |  |  | 1335968.084 | 15276854.886 |  | -1
node_1336003_709_15279093_462 |  |  | PQ | ABN | 7199.558 | 8104102 | no | no |  |  | no |  |  | 1336003.709 | 15279093.462 |  | -1
node_1336112_562_15276230_174 |  |  | PQ | ABN | 7199.558 | 8104102 | no | no |  |  | no |  |  | 1336112.562 | 15276230.174 |  | -1
node_1336130_46_15278162_237 |  |  | PQ | AN | 7199.558 | 8104102 | no | no |  |  | no |  |  | 1336130.46 | 15278162.237 |  | -1
node_1336132_338_15276034_915 |  |  | PQ | AN | 7199.558 | 8104102 | no | no |  |  | no |  |  | 1336132.338 | 15276034.915 |  | -1
node_1336136_149_15275084_88 |  |  | PQ | AN | 7199.558 | 8104102 | no | no |  |  | no |  |  | 1336136.149 | 15275084.88 |  | -1
node_1336142_459_15279826_396 |  |  | PQ | ABCN | 7199.558 | 8104102 | no | no |  |  | no |  |  | 1336142.459 | 15279826.396 |  | -1
node_1336158_291_15279842_617 |  |  | PQ | ABCN | 7199.558 | 8104102 | no | no |  |  | no |  |  | 1336158.291 | 15279842.617 |  | -1
node_1336162_505_15278776_005 |  |  | PQ | AN | 7199.558 | 8104102 | no | no |  |  | no |  |  | 1336162.505 | 15278776.005 |  | -1
node_1336163_53_15279432_983 |  |  | PQ | ABCN | 7199.558 | 8104102 | no | no |  |  | no |  |  | 1336163.53 | 15279432.983 |  | -1
node_1336169_907_15279407_835 |  |  | PQ | ABCN | 7199.558 | 8104102 | no | no |  |  | no |  |  | 1336169.907 | 15279407.835 |  | -1
node_1336171_204_15279381_279 |  |  | PQ | ABCN | 7199.558 | 8104102 | no | no |  |  | no |  |  | 1336171.204 | 15279381.279 |  | -1
node_1336176_68_15279852_82 |  |  | PQ | ABCN | 7199.558 | 8104102 | no | no |  |  | no |  |  | 1336176.68 | 15279852.82 |  | -1
node_1336188_147_15275490_799 |  |  | PQ | AN | 7199.558 | 8104102 | no | no |  |  | no |  |  | 1336188.147 | 15275490.799 |  | -1
node_1336202_047_15273512_367 |  |  | PQ | AN | 7199.558 | 8104102 | no | no |  |  | no |  |  | 1336202.047 | 15273512.367 |  | -1
node_1336247_401_15277252_188 |  |  | PQ | AN | 7199.558 | 8104102 | no | no |  |  | no |  |  | 1336247.401 | 15277252.188 |  | -1
node_1336272_966_15277919_26 |  |  | PQ | AN | 7199.558 | 8104102 | no | no |  |  | no |  |  | 1336272.966 | 15277919.26 |  | -1
node_1336289_436_15278538_439 |  |  | PQ | AN | 7199.558 | 8104102 | no | no |  |  | no |  |  | 1336289.436 | 15278538.439 |  | -1
node_1336299_969_15279556_599 |  |  | PQ | ABCN | 7199.558 | 8104102 | no | no |  |  | no |  |  | 1336299.969 | 15279556.599 |  | -1
node_1336304_893_15276708_133 |  |  | PQ | AN | 7199.558 | 8104102 | no | no |  |  | no |  |  | 1336304.893 | 15276708.133 |  | -1
node_1336314_576_15279574_777 |  |  | PQ | ABCN | 7199.558 | 8104102 | no | no |  |  | no |  |  | 1336314.576 | 15279574.777 |  | -1
node_1336371_1_15279879_499 |  |  | PQ | ABCN | 7199.558 | 8104102 | no | no |  |  | no |  |  | 1336371.1 | 15279879.499 |  | -1
node_1336385_489_15275191_858 |  |  | PQ | AN | 7199.558 | 8104102 | no | no |  |  | no |  |  | 1336385.489 | 15275191.858 |  | -1
node_1336405_198_15277589_186 |  |  | PQ | AN | 7199.558 | 8104102 | no | no |  |  | no |  |  | 1336405.198 | 15277589.186 |  | -1
node_1336408_906_15274838_635 |  |  | PQ | AN | 7199.558 | 8104102 | no | no |  |  | no |  |  | 1336408.906 | 15274838.635 |  | -1
node_1336445_424_15278810_365 |  |  | PQ | AN | 7199.558 | 8104102 | no | no |  |  | no |  |  | 1336445.424 | 15278810.365 |  | -1
node_1336454_587_15276426_977 |  |  | PQ | AN | 7199.558 | 8104102 | no | no |  |  | no |  |  | 1336454.587 | 15276426.977 |  | -1
node_1336501_728_15275972_473 |  |  | PQ | AN | 7199.558 | 8104102 | no | no |  |  | no |  |  | 1336501.728 | 15275972.473 |  | -1
node_1336540_306_15279162_094 |  |  | PQ | ABN | 7199.558 | 8104102 | no | no |  |  | no |  |  | 1336540.306 | 15279162.094 |  | -1
node_1336545_701_15278174_344 |  |  | PQ | AN | 7199.558 | 8104102 | no | no |  |  | no |  |  | 1336545.701 | 15278174.344 |  | -1
node_1336579_534_15277985_311 |  |  | PQ | AN | 7199.558 | 8104102 | no | no |  |  | no |  |  | 1336579.534 | 15277985.311 |  | -1
node_1336600_032_15276982_619 |  |  | PQ | AN | 7199.558 | 8104102 | no | no |  |  | no |  |  | 1336600.032 | 15276982.619 |  | -1
node_1336615_428_15280013_113 |  |  | PQ | ABCN | 7199.558 | 8104102 | no | no |  |  | no |  |  | 1336615.428 | 15280013.113 |  | -1
node_1336660_98_15276776_455 |  |  | PQ | AN | 7199.558 | 8104102 | no | no |  |  | no |  |  | 1336660.98 | 15276776.455 |  | -1
node_1336679_122_15278467_895 |  |  | PQ | AN | 7199.558 | 8104102 | no | no |  |  | no |  |  | 1336679.122 | 15278467.895 |  | -1
node_1336754_655_15278878_091 |  |  | PQ | ABN | 7199.558 | 8104102 | no | no |  |  | no |  |  | 1336754.655 | 15278878.091 |  | -1
node_1336762_924_15276444_288 |  |  | PQ | AN | 7199.558 | 8104102 | no | no |  |  | no |  |  | 1336762.924 | 15276444.288 |  | -1
node_1336783_2_15275542_502 |  |  | PQ | AN | 7199.558 | 8104102 | no | no |  |  | no |  |  | 1336783.2 | 15275542.502 |  | -1
node_1336831_344_15280157_348 |  |  | PQ | ABCN | 7199.558 | 8104102 | no | no |  |  | no |  |  | 1336831.344 | 15280157.348 |  | -1
node_1336835_313_15278262_867 |  |  | PQ | AN | 7199.558 | 8104102 | no | no |  |  | no |  |  | 1336835.313 | 15278262.867 |  | -1
node_1336842_732_15276232_438 |  |  | PQ | AN | 7199.558 | 8104102 | no | no |  |  | no |  |  | 1336842.732 | 15276232.438 |  | -1
node_1336883_048_15277671_133 |  |  | PQ | AN | 7199.558 | 8104102 | no | no |  |  | no |  |  | 1336883.048 | 15277671.133 |  | -1
node_1336977_718_15277150_33 |  |  | PQ | AN | 7199.558 | 8104102 | no | no |  |  | no |  |  | 1336977.718 | 15277150.33 |  | -1
node_1337024_198_15275149_392 |  |  | PQ | AN | 7199.558 | 8104102 | no | no |  |  | no |  |  | 1337024.198 | 15275149.392 |  | -1
node_1337077_157_15275871_338 |  |  | PQ | AN | 7199.558 | 8104102 | no | no |  |  | no |  |  | 1337077.157 | 15275871.338 |  | -1
node_1337101_299_15274518_095 |  |  | PQ | AN | 7199.558 | 8104102 | no | no |  |  | no |  |  | 1337101.299 | 15274518.095 |  | -1
node_1337131_795_15273702_283 |  |  | PQ | AN | 7199.558 | 8104102 | no | no |  |  | no |  |  | 1337131.795 | 15273702.283 |  | -1
node_1337151_466_15274058_07 |  |  | PQ | AN | 7199.558 | 8104102 | no | no |  |  | no |  |  | 1337151.466 | 15274058.07 |  | -1
node_1337179_115_15273053_453 |  |  | PQ | AN | 7199.558 | 8104102 | no | no |  |  | no |  |  | 1337179.115 | 15273053.453 |  | -1
node_1337201_507_15274884_187 |  |  | PQ | AN | 7199.558 | 8104102 | no | no |  |  | no |  |  | 1337201.507 | 15274884.187 |  | -1
node_1337243_322_15273340_503 |  |  | PQ | AN | 7199.558 | 8104102 | no | no |  |  | no |  |  | 1337243.322 | 15273340.503 |  | -1
node_1337298_628_15272719_677 |  |  | PQ | AN | 7199.558 | 8104102 | no | no |  |  | no |  |  | 1337298.628 | 15272719.677 |  | -1
node_1337311_838_15280477_497 |  |  | PQ | ABCN | 7199.558 | 8104102 | no | no |  |  | no |  |  | 1337311.838 | 15280477.497 |  | -1
node_1337320_128_15276005_748 |  |  | PQ | AN | 7199.558 | 8104102 | no | no |  |  | no |  |  | 1337320.128 | 15276005.748 |  | -1
node_1337337_116_15276383_375 |  |  | PQ | AN | 7199.558 | 8104102 | no | no |  |  | no |  |  | 1337337.116 | 15276383.375 |  | -1
node_1337369_815_15275460_799 |  |  | PQ | AN | 7199.558 | 8104102 | no | no |  |  | no |  |  | 1337369.815 | 15275460.799 |  | -1
node_1337397_992_15274414_728 |  |  | PQ | AN | 7199.558 | 8104102 | no | no |  |  | no |  |  | 1337397.992 | 15274414.728 |  | -1
node_1337407_328_15274959_035 |  |  | PQ | AN | 7199.558 | 8104102 | no | no |  |  | no |  |  | 1337407.328 | 15274959.035 |  | -1
node_1337415_225_15274126_807 |  |  | PQ | AN | 7199.558 | 8104102 | no | no |  |  | no |  |  | 1337415.225 | 15274126.807 |  | -1
node_1337426_245_15274685_915 |  |  | PQ | AN | 7199.558 | 8104102 | no | no |  |  | no |  |  | 1337426.245 | 15274685.915 |  | -1
node_1337445_872_15273804_449 |  |  | PQ | AN | 7199.558 | 8104102 | no | no |  |  | no |  |  | 1337445.872 | 15273804.449 |  | -1
node_1337476_571_15273539_008 |  |  | PQ | AN | 7199.558 | 8104102 | no | no |  |  | no |  |  | 1337476.571 | 15273539.008 |  | -1
node_1337510_451_15273271_045 |  |  | PQ | AN | 7199.558 | 8104102 | no | no |  |  | no |  |  | 1337510.451 | 15273271.045 |  | -1
node_1337555_485_15272927_893 |  |  | PQ | AN | 7199.558 | 8104102 | no | no |  |  | no |  |  | 1337555.485 | 15272927.893 |  | -1
node_1337584_072_15272613_481 |  |  | PQ | AN | 7199.558 | 8104102 | no | no |  |  | no |  |  | 1337584.072 | 15272613.481 |  | -1
node_1337660_439_15280368_877 |  |  | PQ | AN | 7199.558 | 8104102 | no | no |  |  | no |  |  | 1337660.439 | 15280368.877 |  | -1
node_1337729_873_15275198_817 |  |  | PQ | AN | 7199.558 | 8104102 | no | no |  |  | no |  |  | 1337729.873 | 15275198.817 |  | -1
node_1337758_515_15274805_174 |  |  | PQ | AN | 7199.558 | 8104102 | no | no |  |  | no |  |  | 1337758.515 | 15274805.174 |  | -1
node_1337792_518_15272640_973 |  |  | PQ | AN | 7199.558 | 8104102 | no | no |  |  | no |  |  | 1337792.518 | 15272640.973 |  | -1
node_1337849_769_15273212_53 |  |  | PQ | AN | 7199.558 | 8104102 | no | no |  |  | no |  |  | 1337849.769 | 15273212.53 |  | -1
node_1337875_184_15280510_75 |  |  | PQ | AN | 7199.558 | 8104102 | no | no |  |  | no |  |  | 1337875.184 | 15280510.75 |  | -1
node_1337966_327_15273631_476 |  |  | PQ | AN | 7199.558 | 8104102 | no | no |  |  | no |  |  | 1337966.327 | 15273631.476 |  | -1
node_1337989_24_15280896_488 |  |  | PQ | ABCN | 7199.558 | 8104102 | no | no |  |  | no |  |  | 1337989.24 | 15280896.488 |  | -1
node_1338001_835_15274973_531 |  |  | PQ | AN | 7199.558 | 8104102 | no | no |  |  | no |  |  | 1338001.835 | 15274973.531 |  | -1
node_1338009_547_15272993_703 |  |  | PQ | AN | 7199.558 | 8104102 | no | no |  |  | no |  |  | 1338009.547 | 15272993.703 |  | -1
node_1338097_236_15272658_69 |  |  | PQ | AN | 7199.558 | 8104102 | no | no |  |  | no |  |  | 1338097.236 | 15272658.69 |  | -1
node_1338150_597_15273220_41 |  |  | PQ | AN | 7199.558 | 8104102 | no | no |  |  | no |  |  | 1338150.597 | 15273220.41 |  | -1
node_1338237_021_15278039_597 |  |  | PQ | AN | 2771.281 | 8104102 | no | no |  |  | no |  |  | 1338237.021 | 15278039.597 |  | -1
node_1338264_232_15280535_839 |  |  | PQ | AN | 7199.558 | 8104102 | no | no |  |  | no |  |  | 1338264.232 | 15280535.839 |  | -1
node_1338285_772_15281099_602 |  |  | PQ | ABCN | 7199.558 | 8104102 | no | no |  |  | no |  |  | 1338285.772 | 15281099.602 |  | -1
node_1338302_496_15281114_107 |  |  | PQ | ABCN | 7199.558 | 8104102 | no | no |  |  | no |  |  | 1338302.496 | 15281114.107 |  | -1
node_1338321_415_15281122_339 |  |  | PQ | ABCN | 7199.558 | 8104102 | no | no |  |  | no |  |  | 1338321.415 | 15281122.339 |  | -1
node_1338347_632_15274793_792 |  |  | PQ | AN | 7199.558 | 8104102 | no | no |  |  | no |  |  | 1338347.632 | 15274793.792 |  | -1
node_1338361_203_15279346_203 |  |  | PQ | AN | 2771.281 | 8104102 | no | no |  |  | no |  |  | 1338361.203 | 15279346.203 |  | -1
node_1338382_585_15279107_072 |  |  | PQ | AN | 2771.281 | 8104102 | no | no |  |  | no |  |  | 1338382.585 | 15279107.072 |  | -1
node_1338405_282_15278872_164 |  |  | PQ | AN | 2771.281 | 8104102 | no | no |  |  | no |  |  | 1338405.282 | 15278872.164 |  | -1
node_1338410_771_15280190_587 |  |  | PQ | AN | 7199.558 | 8104102 | no | no |  |  | no |  |  | 1338410.771 | 15280190.587 |  | -1
node_1338417_626_15274962_957 |  |  | PQ | AN | 7199.558 | 8104102 | no | no |  |  | no |  |  | 1338417.626 | 15274962.957 |  | -1
node_1338418_896_15279946_857 |  |  | PQ | AN | 7199.558 | 8104102 | no | no |  |  | no |  |  | 1338418.896 | 15279946.857 |  | -1
node_1338426_034_15278636_828 |  |  | PQ | AN | 2771.281 | 8104102 | no | no |  |  | no |  |  | 1338426.034 | 15278636.828 |  | -1
node_1338427_653_15279675_494 |  |  | PQ | AN | 2771.281 | 8104102 | no | no |  |  | no |  |  | 1338427.653 | 15279675.494 |  | -1
node_1338459_166_15279494_124 |  |  | PQ | AN | 2771.281 | 8104102 | no | no |  |  | no |  |  | 1338459.166 | 15279494.124 |  | -1
node_1338500_658_15277830_761 |  |  | PQ | AN | 2771.281 | 8104102 | no | no |  |  | no |  |  | 1338500.658 | 15277830.761 |  | -1
node_1338518_946_15277591_484 |  |  | PQ | AN | 2771.281 | 8104102 | no | no |  |  | no |  |  | 1338518.946 | 15277591.484 |  | -1
node_1338600_122_15273029_245 |  |  | PQ | AN | 7199.558 | 8104102 | no | no |  |  | no |  |  | 1338600.122 | 15273029.245 |  | -1
node_1338792_465_15278529_993 |  |  | PQ | AN | 2771.281 | 8104102 | no | no |  |  | no |  |  | 1338792.465 | 15278529.993 |  | -1
node_1338821_867_15273235_728 |  |  | PQ | AN | 7199.558 | 8104102 | no | no |  |  | no |  |  | 1338821.867 | 15273235.728 |  | -1
node_1338822_288_15278269_679 |  |  | PQ | AN | 2771.281 | 8104102 | no | no |  |  | no |  |  | 1338822.288 | 15278269.679 |  | -1
node_1338909_305_15276468_66 |  |  | PQ | AN | 2771.281 | 8104102 | no | no |  |  | no |  |  | 1338909.305 | 15276468.66 |  | -1
node_1339004_418_15279867_533 |  |  | PQ | AN | 7199.558 | 8104102 | no | no |  |  | no |  |  | 1339004.418 | 15279867.533 |  | -1
node_1339018_955_15280912_95 |  |  | PQ | AN | 7199.558 | 8104102 | no | no |  |  | no |  |  | 1339018.955 | 15280912.95 |  | -1
node_1339033_262_15279608_835 |  |  | PQ | AN | 7199.558 | 8104102 | no | no |  |  | no |  |  | 1339033.262 | 15279608.835 |  | -1
node_1339068_95_15279319_505 |  |  | PQ | AN | 7199.558 | 8104102 | no | no |  |  | no |  |  | 1339068.95 | 15279319.505 |  | -1
node_1339072_474_15277599_285 |  |  | PQ | AN | 2771.281 | 8104102 | no | no |  |  | no |  |  | 1339072.474 | 15277599.285 |  | -1
node_1339077_717_15278613_647 |  |  | PQ | AN | 2771.281 | 8104102 | no | no |  |  | no |  |  | 1339077.717 | 15278613.647 |  | -1
node_1339098_738_15278108_394 |  |  | PQ | AN | 2771.281 | 8104102 | no | no |  |  | no |  |  | 1339098.738 | 15278108.394 |  | -1
node_1339108_247_15279068_78 |  |  | PQ | AN | 7199.558 | 8104102 | no | no |  |  | no |  |  | 1339108.247 | 15279068.78 |  | -1
node_1339134_013_15278270_734 |  |  | PQ | AN | 2771.281 | 8104102 | no | no |  |  | no |  |  | 1339134.013 | 15278270.734 |  | -1
node_1339137_091_15278874_126 |  |  | PQ | AN | 7199.558 | 8104102 | no | no |  |  | no |  |  | 1339137.091 | 15278874.126 |  | -1
node_1339137_502_15273625_419 |  |  | PQ | AN | 7199.558 | 8104102 | no | no |  |  | no |  |  | 1339137.502 | 15273625.419 |  | -1
node_1339142_373_15281219_236 |  |  | PQ | ABCN | 7199.558 | 8104102 | no | no |  |  | no |  |  | 1339142.373 | 15281219.236 |  | -1
node_1339148_023_15277943_037 |  |  | PQ | AD | 2771.281 | 8104102 | no | no |  |  | no |  |  | 1339148.023 | 15277943.037 |  | -1
node_1339150_899_15277393_22 |  |  | PQ | AN | 2771.281 | 8104102 | no | no |  |  | no |  |  | 1339150.899 | 15277393.22 |  | -1
node_1339189_018_15276925_592 |  |  | PQ | AN | 2771.281 | 8104102 | no | no |  |  | no |  |  | 1339189.018 | 15276925.592 |  | -1
node_1339205_315_15278646_152 |  |  | PQ | AN | 7199.558 | 8104102 | no | no |  |  | no |  |  | 1339205.315 | 15278646.152 |  | -1
node_1339227_978_15277220_26 |  |  | PQ | AN | 2771.281 | 8104102 | no | no |  |  | no |  |  | 1339227.978 | 15277220.26 |  | -1
node_1339234_44_15279850_898 |  |  | PQ | AN | 7199.558 | 8104102 | no | no |  |  | no |  |  | 1339234.44 | 15279850.898 |  | -1
node_1339251_842_15276707_541 |  |  | PQ | AN | 2771.281 | 8104102 | no | no |  |  | no |  |  | 1339251.842 | 15276707.541 |  | -1
node_1339290_533_15279490_934 |  |  | PQ | AN | 7199.558 | 8104102 | no | no |  |  | no |  |  | 1339290.533 | 15279490.934 |  | -1
node_1339315_65_15280879_533 |  |  | PQ | AN | 7199.558 | 8104102 | no | no |  |  | no |  |  | 1339315.65 | 15280879.533 |  | -1
node_1339359_952_15280437_505 |  |  | PQ | AN | 7199.558 | 8104102 | no | no |  |  | no |  |  | 1339359.952 | 15280437.505 |  | -1
node_1339372_368_15278972_685 |  |  | PQ | AN | 7199.558 | 8104102 | no | no |  |  | no |  |  | 1339372.368 | 15278972.685 |  | -1
node_1339395_833_15280114_353 |  |  | PQ | AN | 7199.558 | 8104102 | no | no |  |  | no |  |  | 1339395.833 | 15280114.353 |  | -1
node_1339407_746_15279877_122 |  |  | PQ | AN | 7199.558 | 8104102 | no | no |  |  | no |  |  | 1339407.746 | 15279877.122 |  | -1
node_1339440_08_15281191_663 |  |  | PQ | ABCN | 7199.558 | 8104102 | no | no |  |  | no |  |  | 1339440.08 | 15281191.663 |  | -1
node_1339489_562_15280059_366 |  |  | PQ | AN | 7199.558 | 8104102 | no | no |  |  | no |  |  | 1339489.562 | 15280059.366 |  | -1
node_1339605_429_15281295_196 |  |  | PQ | ABCN | 7199.558 | 8104102 | no | no |  |  | no |  |  | 1339605.429 | 15281295.196 |  | -1
node_1339651_444_15273819_635 |  |  | PQ | AN | 7199.558 | 8104102 | no | no |  |  | no |  |  | 1339651.444 | 15273819.635 |  | -1
node_1339666_14_15277443_627 |  |  | PQ | AN | 2771.281 | 8104102 | no | no |  |  | no |  |  | 1339666.14 | 15277443.627 |  | -1
node_1339729_591_15272987_307 |  |  | PQ | AN | 7199.558 | 8104102 | no | no |  |  | no |  |  | 1339729.591 | 15272987.307 |  | -1
node_1339944_872_15281184_091 |  |  | PQ | AN | 7199.558 | 8104102 | no | no |  |  | no |  |  | 1339944.872 | 15281184.091 |  | -1
node_1340094_444_15281392_611 |  |  | PQ | ABCN | 7199.558 | 8104102 | no | no |  |  | no |  |  | 1340094.444 | 15281392.611 |  | -1
node_1340124_458_15272737_058 |  |  | PQ | AN | 7199.558 | 8104102 | no | no |  |  | no |  |  | 1340124.458 | 15272737.058 |  | -1
node_1340227_542_15273050_418 |  |  | PQ | AN | 7199.558 | 8104102 | no | no |  |  | no |  |  | 1340227.542 | 15273050.418 |  | -1
node_1340232_474_15281390_563 |  |  | PQ | ABCN | 7199.558 | 8104102 | no | no |  |  | no |  |  | 1340232.474 | 15281390.563 |  | -1
node_1340289_225_15265113_389 |  |  | PQ | AN | 7199.558 | 8104102 | no | no |  |  | no |  |  | 1340289.225 | 15265113.389 |  | -1
node_1340367_341_15280250_546 |  |  | PQ | AN | 7199.558 | 8104102 | no | no |  |  | no |  |  | 1340367.341 | 15280250.546 |  | -1
node_1340387_348_15280937_89 |  |  | PQ | AN | 7199.558 | 8104102 | no | no |  |  | no |  |  | 1340387.348 | 15280937.89 |  | -1
node_1340424_095_15280444_09 |  |  | PQ | AN | 7199.558 | 8104102 | no | no |  |  | no |  |  | 1340424.095 | 15280444.09 |  | -1
node_1340626_706_15280315_228 |  |  | PQ | AN | 7199.558 | 8104102 | no | no |  |  | no |  |  | 1340626.706 | 15280315.228 |  | -1
node_1340653_396_15273055_669 |  |  | PQ | AN | 7199.558 | 8104102 | no | no |  |  | no |  |  | 1340653.396 | 15273055.669 |  | -1
node_1340760_324_15281191_106 |  |  | PQ | AN | 7199.558 | 8104102 | no | no |  |  | no |  |  | 1340760.324 | 15281191.106 |  | -1
node_1340810_612_15281495_132 |  |  | PQ | ABCN | 7199.558 | 8104102 | no | no |  |  | no |  |  | 1340810.612 | 15281495.132 |  | -1
node_1340827_429_15272640_251 |  |  | PQ | AN | 7199.558 | 8104102 | no | no |  |  | no |  |  | 1340827.429 | 15272640.251 |  | -1
node_1340936_653_15280952_348 |  |  | PQ | AN | 7199.558 | 8104102 | no | no |  |  | no |  |  | 1340936.653 | 15280952.348 |  | -1
node_1340948_293_15280435_558 |  |  | PQ | AN | 7199.558 | 8104102 | no | no |  |  | no |  |  | 1340948.293 | 15280435.558 |  | -1
node_1340962_11_15279964_599 |  |  | PQ | AN | 7199.558 | 8104102 | no | no |  |  | no |  |  | 1340962.11 | 15279964.599 |  | -1
node_1340993_713_15279675_728 |  |  | PQ | AN | 7199.558 | 8104102 | no | no |  |  | no |  |  | 1340993.713 | 15279675.728 |  | -1
node_1340997_798_15281674_45 |  |  | PQ | ABCN | 7199.558 | 8104102 | no | no |  |  | no |  |  | 1340997.798 | 15281674.45 |  | -1
node_1341031_227_15281235_473 |  |  | PQ | AN | 7199.558 | 8104102 | no | no |  |  | no |  |  | 1341031.227 | 15281235.473 |  | -1
node_1341120_174_15273090_238 |  |  | PQ | AN | 7199.558 | 8104102 | no | no |  |  | no |  |  | 1341120.174 | 15273090.238 |  | -1
node_1341221_719_15281526_611 |  |  | PQ | ABCN | 7199.558 | 8104102 | no | no |  |  | no |  |  | 1341221.719 | 15281526.611 |  | -1
node_1341265_63_15282053_831 |  |  | PQ | ABCN | 7199.558 | 8104102 | no | no |  |  | no |  |  | 1341265.63 | 15282053.831 |  | -1
node_1341292_011_15264424_664 |  |  | PQ | AN | 7199.558 | 8104102 | no | no |  |  | no |  |  | 1341292.011 | 15264424.664 |  | -1
node_1341348_363_15264112_534 |  |  | PQ | AN | 7199.558 | 8104102 | no | no |  |  | no |  |  | 1341348.363 | 15264112.534 |  | -1
node_1341364_981_15281415_637 |  |  | PQ | AN | 7199.558 | 8104102 | no | no |  |  | no |  |  | 1341364.981 | 15281415.637 |  | -1
node_1341389_166_15273104_509 |  |  | PQ | AN | 7199.558 | 8104102 | no | no |  |  | no |  |  | 1341389.166 | 15273104.509 |  | -1
node_1341405_792_15265063_783 |  |  | PQ | AN | 7199.558 | 8104102 | no | no |  |  | no |  |  | 1341405.792 | 15265063.783 |  | -1
node_1341408_711_15280816_656 |  |  | PQ | AN | 7199.558 | 8104102 | no | no |  |  | no |  |  | 1341408.711 | 15280816.656 |  | -1
node_1341464_844_15280068_877 |  |  | PQ | AN | 7199.558 | 8104102 | no | no |  |  | no |  |  | 1341464.844 | 15280068.877 |  | -1
node_1341490_405_15265617_427 |  |  | PQ | AN | 7199.558 | 8104102 | no | no |  |  | no |  |  | 1341490.405 | 15265617.427 |  | -1
node_1341545_187_15279781_725 |  |  | PQ | AN | 7199.558 | 8104102 | no | no |  |  | no |  |  | 1341545.187 | 15279781.725 |  | -1
node_1341572_806_15265368_397 |  |  | PQ | AN | 7199.558 | 8104102 | no | no |  |  | no |  |  | 1341572.806 | 15265368.397 |  | -1
node_1341579_709_15282139_782 |  |  | PQ | ABCN | 7199.558 | 8104102 | no | no |  |  | no |  |  | 1341579.709 | 15282139.782 |  | -1
node_1341625_084_15279155_423 |  |  | PQ | AN | 7199.558 | 8104102 | no | no |  |  | no |  |  | 1341625.084 | 15279155.423 |  | -1
node_1341646_468_15273104_633 |  |  | PQ | AN | 7199.558 | 8104102 | no | no |  |  | no |  |  | 1341646.468 | 15273104.633 |  | -1
node_1341667_212_15281420_571 |  |  | PQ | ABCN | 7199.558 | 8104102 | no | no |  |  | no |  |  | 1341667.212 | 15281420.571 |  | -1
node_1341668_49_15281394_012 |  |  | PQ | ABCN | 7199.558 | 8104102 | no | no |  |  | no |  |  | 1341668.49 | 15281394.012 |  | -1
node_1341671_103_15281446_721 |  |  | PQ | ABCN | 7199.558 | 8104102 | no | no |  |  | no |  |  | 1341671.103 | 15281446.721 |  | -1
node_1341736_682_15281057_232 |  |  | PQ | ABCN | 7199.558 | 8104102 | no | no |  |  | no |  |  | 1341736.682 | 15281057.232 |  | -1
node_1341749_401_15281941_334 |  |  | PQ | ABCN | 7199.558 | 8104102 | no | no |  |  | no |  |  | 1341749.401 | 15281941.334 |  | -1
node_1341786_867_15280271_581 |  |  | PQ | AN | 7199.558 | 8104102 | no | no |  |  | no |  |  | 1341786.867 | 15280271.581 |  | -1
node_1341829_952_15278902_465 |  |  | PQ | AN | 7199.558 | 8104102 | no | no |  |  | no |  |  | 1341829.952 | 15278902.465 |  | -1
node_1341857_276_15265415_486 |  |  | PQ | AN | 7199.558 | 8104102 | no | no |  |  | no |  |  | 1341857.276 | 15265415.486 |  | -1
node_1341891_477_15273003_482 |  |  | PQ | AN | 7199.558 | 8104102 | no | no |  |  | no |  |  | 1341891.477 | 15273003.482 |  | -1
node_1341923_631_15282248_309 |  |  | PQ | ABCN | 7199.558 | 8104102 | no | no |  |  | no |  |  | 1341923.631 | 15282248.309 |  | -1
node_1342015_793_15281647_463 |  |  | PQ | ABCN | 7199.558 | 8104102 | no | no |  |  | no |  |  | 1342015.793 | 15281647.463 |  | -1
node_1342152_033_15282077_755 |  |  | PQ | AN | 7199.558 | 8104102 | no | no |  |  | no |  |  | 1342152.033 | 15282077.755 |  | -1
node_1342152_819_15273080_342 |  |  | PQ | AN | 7199.558 | 8104102 | no | no |  |  | no |  |  | 1342152.819 | 15273080.342 |  | -1
node_1342159_443_15265429_016 |  |  | PQ | AN | 7199.558 | 8104102 | no | no |  |  | no |  |  | 1342159.443 | 15265429.016 |  | -1
node_1342172_601_15281237_517 |  |  | PQ | ABCN | 7199.558 | 8104102 | no | no |  |  | no |  |  | 1342172.601 | 15281237.517 |  | -1
node_1342183_788_15265687_954 |  |  | PQ | AN | 7199.558 | 8104102 | no | no |  |  | no |  |  | 1342183.788 | 15265687.954 |  | -1
node_1342192_123_15281232_946 |  |  | PQ | ABCN | 7199.558 | 8104102 | no | no |  |  | no |  |  | 1342192.123 | 15281232.946 |  | -1
node_1342210_059_15281221_74 |  |  | PQ | ABCN | 7199.558 | 8104102 | no | no |  |  | no |  |  | 1342210.059 | 15281221.74 |  | -1
node_1342405_618_15282383_507 |  |  | PQ | ABCN | 7199.558 | 8104102 | no | no |  |  | no |  |  | 1342405.618 | 15282383.507 |  | -1
node_1342421_431_15273088_065 |  |  | PQ | AN | 7199.558 | 8104102 | no | no |  |  | no |  |  | 1342421.431 | 15273088.065 |  | -1
node_1342429_977_15265542_525 |  |  | PQ | AN | 7199.558 | 8104102 | no | no |  |  | no |  |  | 1342429.977 | 15265542.525 |  | -1
node_1342477_689_15281668_609 |  |  | PQ | ABCN | 7199.558 | 8104102 | no | no |  |  | no |  |  | 1342477.689 | 15281668.609 |  | -1
node_1342483_651_15266055_108 |  |  | PQ | AN | 7199.558 | 8104102 | no | no |  |  | no |  |  | 1342483.651 | 15266055.108 |  | -1
node_1342492_435_15277806_922 |  |  | PQ | AN | 7199.558 | 8104102 | no | no |  |  | no |  |  | 1342492.435 | 15277806.922 |  | -1
node_1342733_489_15281855_662 |  |  | PQ | ABCN | 7199.558 | 8104102 | no | no |  |  | no |  |  | 1342733.489 | 15281855.662 |  | -1
node_1342749_519_15281871_521 |  |  | PQ | ABCN | 7199.558 | 8104102 | no | no |  |  | no |  |  | 1342749.519 | 15281871.521 |  | -1
node_1342768_029_15281881_303 |  |  | PQ | ABCN | 7199.558 | 8104102 | no | no |  |  | no |  |  | 1342768.029 | 15281881.303 |  | -1
node_1342834_691_15272782_587 |  |  | PQ | AN | 7199.558 | 8104102 | no | no |  |  | no |  |  | 1342834.691 | 15272782.587 |  | -1
node_1342847_648_15265735_117 |  |  | PQ | AN | 7199.558 | 8104102 | no | no |  |  | no |  |  | 1342847.648 | 15265735.117 |  | -1
node_1342968_074_15272533_749 |  |  | PQ | AN | 7199.558 | 8104102 | no | no |  |  | no |  |  | 1342968.074 | 15272533.749 |  | -1
node_1342994_113_15274126_15 |  |  | PQ | AN | 7199.558 | 8104102 | no | no |  |  | no |  |  | 1342994.113 | 15274126.15 |  | -1
node_1343032_38_15273393_38 |  |  | PQ | AN | 7199.558 | 8104102 | no | no |  |  | no |  |  | 1343032.38 | 15273393.38 |  | -1
node_1343127_07_15268824_525 |  |  | PQ | AN | 7199.558 | 8104102 | no | no |  |  | no |  |  | 1343127.07 | 15268824.525 |  | -1
node_1343322_311_15266810_032 |  |  | PQ | AN | 7199.558 | 8104102 | no | no |  |  | no |  |  | 1343322.311 | 15266810.032 |  | -1
node_1343338_149_15265741_081 |  |  | PQ | AN | 7199.558 | 8104102 | no | no |  |  | no |  |  | 1343338.149 | 15265741.081 |  | -1
node_1343395_542_15282032_213 |  |  | PQ | ABCN | 7199.558 | 8104102 | no | no |  |  | no |  |  | 1343395.542 | 15282032.213 |  | -1
node_1343422_407_15277403_997 |  |  | PQ | AN | 7199.558 | 8104102 | no | no |  |  | no |  |  | 1343422.407 | 15277403.997 |  | -1
node_1343578_198_15281855_682 |  |  | PQ | AN | 7199.558 | 8104102 | no | no |  |  | no |  |  | 1343578.198 | 15281855.682 |  | -1
node_1343582_151_15281829_628 |  |  | PQ | AN | 7199.558 | 8104102 | no | no |  |  | no |  |  | 1343582.151 | 15281829.628 |  | -1
node_1343584_295_15282119_18 |  |  | PQ | ABCN | 7199.558 | 8104102 | no | no |  |  | no |  |  | 1343584.295 | 15282119.18 |  | -1
node_1343591_002_15281805_887 |  |  | PQ | AN | 7199.558 | 8104102 | no | no |  |  | no |  |  | 1343591.002 | 15281805.887 |  | -1
node_1343597_308_15265820_308 |  |  | PQ | AN | 7199.558 | 8104102 | no | no |  |  | no |  |  | 1343597.308 | 15265820.308 |  | -1
node_1343613_947_15281266_803 |  |  | PQ | AN | 7199.558 | 8104102 | no | no |  |  | no |  |  | 1343613.947 | 15281266.803 |  | -1
node_1343637_062_15277615_408 |  |  | PQ | AN | 7199.558 | 8104102 | no | no |  |  | no |  |  | 1343637.062 | 15277615.408 |  | -1
node_1343702_802_15276883_224 |  |  | PQ | AN | 7199.558 | 8104102 | no | no |  |  | no |  |  | 1343702.802 | 15276883.224 |  | -1
node_1343733_388_15268819_595 |  |  | PQ | AN | 7199.558 | 8104102 | no | no |  |  | no |  |  | 1343733.388 | 15268819.595 |  | -1
node_1343791_334_15265827_065 |  |  | PQ | AN | 7199.558 | 8104102 | no | no |  |  | no |  |  | 1343791.334 | 15265827.065 |  | -1
node_1343798_212_15282132_184 |  |  | PQ | ABCN | 7199.558 | 8104102 | no | no |  |  | no |  |  | 1343798.212 | 15282132.184 |  | -1
node_1343803_893_15282815_037 |  |  | PQ | ABCN | 7199.558 | 8104102 | no | no |  |  | no |  |  | 1343803.893 | 15282815.037 |  | -1
node_1343898_003_15281741_602 |  |  | PQ | ABCN | 7199.558 | 8104102 | no | no |  |  | no |  |  | 1343898.003 | 15281741.602 |  | -1
node_1343907_523_15281508_382 |  |  | PQ | ABCN | 7199.558 | 8104102 | no | no |  |  | no |  |  | 1343907.523 | 15281508.382 |  | -1
node_1343937_466_15274182_487 |  |  | PQ | AN | 7199.558 | 8104102 | no | no |  |  | no |  |  | 1343937.466 | 15274182.487 |  | -1
node_1343984_476_15282959_249 |  |  | PQ | ABCN | 7199.558 | 8104102 | no | no |  |  | no |  |  | 1343984.476 | 15282959.249 |  | -1
node_1343998_479_15282978_256 |  |  | PQ | ABCN | 7199.558 | 8104102 | no | no |  |  | no |  |  | 1343998.479 | 15282978.256 |  | -1
node_1344015_644_15282991_789 |  |  | PQ | ABCN | 7199.558 | 8104102 | no | no |  |  | no |  |  | 1344015.644 | 15282991.789 |  | -1
node_1344021_002_15276572_826 |  |  | PQ | AN | 7199.558 | 8104102 | no | no |  |  | no |  |  | 1344021.002 | 15276572.826 |  | -1
node_1344031_03_15282428_444 |  |  | PQ | ABCN | 7199.558 | 8104102 | no | no |  |  | no |  |  | 1344031.03 | 15282428.444 |  | -1
node_1344064_695_15276427_792 |  |  | PQ | AN | 7199.558 | 8104102 | no | no |  |  | no |  |  | 1344064.695 | 15276427.792 |  | -1
node_1344072_242_15275188_442 |  |  | PQ | AN | 7199.558 | 8104102 | no | no |  |  | no |  |  | 1344072.242 | 15275188.442 |  | -1
node_1344102_711_15274877_862 |  |  | PQ | AN | 7199.558 | 8104102 | no | no |  |  | no |  |  | 1344102.711 | 15274877.862 |  | -1
node_1344108_313_15280667_824 |  |  | PQ | ABCN | 7199.558 | 8104102 | no | no |  |  | no |  |  | 1344108.313 | 15280667.824 |  | -1
node_1344123_335_15277697_112 |  |  | PQ | ABCN | 7199.558 | 8104102 | no | no |  |  | no |  |  | 1344123.335 | 15277697.112 |  | -1
node_1344132_957_15277388_427 |  |  | PQ | ABCN | 7199.558 | 8104102 | no | no |  |  | no |  |  | 1344132.957 | 15277388.427 |  | -1
node_1344136_385_15274587_006 |  |  | PQ | AN | 7199.558 | 8104102 | no | no |  |  | no |  |  | 1344136.385 | 15274587.006 |  | -1
node_1344139_205_15275572_691 |  |  | PQ | AN | 7199.558 | 8104102 | no | no |  |  | no |  |  | 1344139.205 | 15275572.691 |  | -1
node_1344169_334_15280226_655 |  |  | PQ | ABCN | 7199.558 | 8104102 | no | no |  |  | no |  |  | 1344169.334 | 15280226.655 |  | -1
node_1344174_942_15279976_241 |  |  | PQ | ABCN | 7199.558 | 8104102 | no | no |  |  | no |  |  | 1344174.942 | 15279976.241 |  | -1
node_1344182_62_15278369_05 |  |  | PQ | ABCN | 7199.558 | 8104102 | no | no |  |  | no |  |  | 1344182.62 | 15278369.05 |  | -1
node_1344188_833_15279361_777 |  |  | PQ | ABCN | 7199.558 | 8104102 | no | no |  |  | no |  |  | 1344188.833 | 15279361.777 |  | -1
node_1344203_659_15265927_624 |  |  | PQ | AN | 7199.558 | 8104102 | no | no |  |  | no |  |  | 1344203.659 | 15265927.624 |  | -1
node_1344205_19_15276924_698 |  |  | PQ | ABCN | 7199.558 | 8104102 | no | no |  |  | no |  |  | 1344205.19 | 15276924.698 |  | -1
node_1344278_77_15275866_895 |  |  | PQ | AN | 7199.558 | 8104102 | no | no |  |  | no |  |  | 1344278.77 | 15275866.895 |  | -1
node_1344294_58_15268778_425 |  |  | PQ | AN | 7199.558 | 8104102 | no | no |  |  | no |  |  | 1344294.58 | 15268778.425 |  | -1
node_1344313_746_15265745_832 |  |  | PQ | AN | 7199.558 | 8104102 | no | no |  |  | no |  |  | 1344313.746 | 15265745.832 |  | -1
node_1344361_956_15276623_796 |  |  | PQ | ABCN | 7199.558 | 8104102 | no | no |  |  | no |  |  | 1344361.956 | 15276623.796 |  | -1
node_1344397_227_15269475_614 |  |  | PQ | AN | 7199.558 | 8104102 | no | no |  |  | no |  |  | 1344397.227 | 15269475.614 |  | -1
node_1344413_789_15266183_905 |  |  | PQ | AN | 7199.558 | 8104102 | no | no |  |  | no |  |  | 1344413.789 | 15266183.905 |  | -1
node_1344463_081_15279784_264 |  |  | PQ | AN | 7199.558 | 8104102 | no | no |  |  | no |  |  | 1344463.081 | 15279784.264 |  | -1
node_1344514_307_15280350_916 |  |  | PQ | AN | 7199.558 | 8104102 | no | no |  |  | no |  |  | 1344514.307 | 15280350.916 |  | -1
node_1344567_774_15270048_036 |  |  | PQ | AN | 7199.558 | 8104102 | no | no |  |  | no |  |  | 1344567.774 | 15270048.036 |  | -1
node_1344625_657_15277453_398 |  |  | PQ | AN | 7199.558 | 8104102 | no | no |  |  | no |  |  | 1344625.657 | 15277453.398 |  | -1
node_1344638_543_15279788_867 |  |  | PQ | AN | 7199.558 | 8104102 | no | no |  |  | no |  |  | 1344638.543 | 15279788.867 |  | -1
node_1344702_572_15283039_096 |  |  | PQ | ABCN | 7199.558 | 8104102 | no | no |  |  | no |  |  | 1344702.572 | 15283039.096 |  | -1
node_1344716_569_15276369_65 |  |  | PQ | ABN | 7199.558 | 8104102 | no | no |  |  | no |  |  | 1344716.569 | 15276369.65 |  | -1
node_1344824_499_15265610_435 |  |  | PQ | AN | 7199.558 | 8104102 | no | no |  |  | no |  |  | 1344824.499 | 15265610.435 |  | -1
node_1344966_607_15283462_359 |  |  | PQ | ABCN | 7199.558 | 8104102 | no | no |  |  | no |  |  | 1344966.607 | 15283462.359 |  | -1
node_1344967_807_15259647_996 |  |  | PQ | AN | 7199.558 | 8104102 | no | no |  |  | no |  |  | 1344967.807 | 15259647.996 |  | -1
node_1345025_358_15285586_138 |  |  | PQ | ABCN | 7199.558 | 8104102 | no | no |  |  | no |  |  | 1345025.358 | 15285586.138 |  | -1
node_1345038_122_15285565_883 |  |  | PQ | ABCN | 7199.558 | 8104102 | no | no |  |  | no |  |  | 1345038.122 | 15285565.883 |  | -1
node_1345043_685_15258820_929 |  |  | PQ | AN | 7199.558 | 8104102 | no | no |  |  | no |  |  | 1345043.685 | 15258820.929 |  | -1
node_1345054_382_15285550_792 |  |  | PQ | ABCN | 7199.558 | 8104102 | no | no |  |  | no |  |  | 1345054.382 | 15285550.792 |  | -1
node_1345054_625_15275698_954 |  |  | PQ | ABN | 7199.558 | 8104102 | no | no |  |  | no |  |  | 1345054.625 | 15275698.954 |  | -1
node_1345099_599_15279814_247 |  |  | PQ | AN | 7199.558 | 8104102 | no | no |  |  | no |  |  | 1345099.599 | 15279814.247 |  | -1
node_1345145_884_15265964_383 |  |  | PQ | AN | 7199.558 | 8104102 | no | no |  |  | no |  |  | 1345145.884 | 15265964.383 |  | -1
node_1345335_905_15266069_275 |  |  | PQ | AN | 7199.558 | 8104102 | no | no |  |  | no |  |  | 1345335.905 | 15266069.275 |  | -1
node_1345449_469_15285174_037 |  |  | PQ | ABCN | 7199.558 | 8104102 | no | no |  |  | no |  |  | 1345449.469 | 15285174.037 |  | -1
node_1345470_566_15257534_699 |  |  | PQ | AN | 7199.558 | 8104102 | no | no |  |  | no |  |  | 1345470.566 | 15257534.699 |  | -1
node_1345538_852_15282300_522 |  |  | PQ | AN | 7199.558 | 8104102 | no | no |  |  | no |  |  | 1345538.852 | 15282300.522 |  | -1
node_1345562_456_15284902_15 |  |  | PQ | ABCN | 7199.558 | 8104102 | no | no |  |  | no |  |  | 1345562.456 | 15284902.15 |  | -1
node_1345567_813_15276716_258 |  |  | PQ | AN | 7199.558 | 8104102 | no | no |  |  | no |  |  | 1345567.813 | 15276716.258 |  | -1
node_1345604_453_15279839_438 |  |  | PQ | AN | 7199.558 | 8104102 | no | no |  |  | no |  |  | 1345604.453 | 15279839.438 |  | -1
node_1345649_236_15283910_512 |  |  | PQ | ABCN | 7199.558 | 8104102 | no | no |  |  | no |  |  | 1345649.236 | 15283910.512 |  | -1
node_1345664_756_15283929_794 |  |  | PQ | ABCN | 7199.558 | 8104102 | no | no |  |  | no |  |  | 1345664.756 | 15283929.794 |  | -1
node_1345674_681_15274817_482 |  |  | PQ | ABN | 7199.558 | 8104102 | no | no |  |  | no |  |  | 1345674.681 | 15274817.482 |  | -1
node_1345864_679_15276832_779 |  |  | PQ | AN | 7199.558 | 8104102 | no | no |  |  | no |  |  | 1345864.679 | 15276832.779 |  | -1
node_1345929_423_15279991_838 |  |  | PQ | AN | 7199.558 | 8104102 | no | no |  |  | no |  |  | 1345929.423 | 15279991.838 |  | -1
node_1345960_259_15273816_074 |  |  | PQ | ABN | 7199.558 | 8104102 | no | no |  |  | no |  |  | 1345960.259 | 15273816.074 |  | -1
node_1345998_746_15274262_363 |  |  | PQ | ABN | 7199.558 | 8104102 | no | no |  |  | no |  |  | 1345998.746 | 15274262.363 |  | -1
node_1346092_679_15272854_759 |  |  | PQ | AN | 7199.558 | 8104102 | no | no |  |  | no |  |  | 1346092.679 | 15272854.759 |  | -1
node_1346093_242_15261612_254 |  |  | PQ | AN | 7199.558 | 8104102 | no | no |  |  | no |  |  | 1346093.242 | 15261612.254 |  | -1
node_1346105_069_15276857_627 |  |  | PQ | AN | 7199.558 | 8104102 | no | no |  |  | no |  |  | 1346105.069 | 15276857.627 |  | -1
node_1346114_087_15273100_998 |  |  | PQ | AN | 7199.558 | 8104102 | no | no |  |  | no |  |  | 1346114.087 | 15273100.998 |  | -1
node_1346182_564_15266564_98 |  |  | PQ | AN | 7199.558 | 8104102 | no | no |  |  | no |  |  | 1346182.564 | 15266564.98 |  | -1
node_1346226_828_15263605_957 |  |  | PQ | AN | 7199.558 | 8104102 | no | no |  |  | no |  |  | 1346226.828 | 15263605.957 |  | -1
node_1346251_745_15279983_352 |  |  | PQ | AN | 7199.558 | 8104102 | no | no |  |  | no |  |  | 1346251.745 | 15279983.352 |  | -1
node_1346255_432_15272434_543 |  |  | PQ | AN | 7199.558 | 8104102 | no | no |  |  | no |  |  | 1346255.432 | 15272434.543 |  | -1
node_1346308_08_15271778_207 |  |  | PQ | AN | 7199.558 | 8104102 | no | no |  |  | no |  |  | 1346308.08 | 15271778.207 |  | -1
node_1346330_785_15273600_079 |  |  | PQ | AN | 7199.558 | 8104102 | no | no |  |  | no |  |  | 1346330.785 | 15273600.079 |  | -1
node_1346332_453_15264581_03 |  |  | PQ | AN | 7199.558 | 8104102 | no | no |  |  | no |  |  | 1346332.453 | 15264581.03 |  | -1
node_1346341_29_15270832_552 |  |  | PQ | AN | 7199.558 | 8104102 | no | no |  |  | no |  |  | 1346341.29 | 15270832.552 |  | -1
node_1346342_41_15269019_305 |  |  | PQ | AN | 7199.558 | 8104102 | no | no |  |  | no |  |  | 1346342.41 | 15269019.305 |  | -1
node_1346353_009_15271362_842 |  |  | PQ | AN | 7199.558 | 8104102 | no | no |  |  | no |  |  | 1346353.009 | 15271362.842 |  | -1
node_1346406_742_15276818_312 |  |  | PQ | AN | 7199.558 | 8104102 | no | no |  |  | no |  |  | 1346406.742 | 15276818.312 |  | -1
node_1346407_28_15279463_675 |  |  | PQ | AN | 7199.558 | 8104102 | no | no |  |  | no |  |  | 1346407.28 | 15279463.675 |  | -1
node_1346411_664_15271660_577 |  |  | PQ | AN | 7199.558 | 8104102 | no | no |  |  | no |  |  | 1346411.664 | 15271660.577 |  | -1
node_1346445_919_15277248_427 |  |  | PQ | AN | 7199.558 | 8104102 | no | no |  |  | no |  |  | 1346445.919 | 15277248.427 |  | -1
node_1346473_08_15270019_089 |  |  | PQ | AN | 7199.558 | 8104102 | no | no |  |  | no |  |  | 1346473.08 | 15270019.089 |  | -1
node_1346478_301_15260961_928 |  |  | PQ | AN | 7199.558 | 8104102 | no | no |  |  | no |  |  | 1346478.301 | 15260961.928 |  | -1
node_1346488_871_15269033_122 |  |  | PQ | AN | 7199.558 | 8104102 | no | no |  |  | no |  |  | 1346488.871 | 15269033.122 |  | -1
node_1346500_977_15264841_612 |  |  | PQ | AN | 7199.558 | 8104102 | no | no |  |  | no |  |  | 1346500.977 | 15264841.612 |  | -1
node_1346502_627_15269518_413 |  |  | PQ | AN | 7199.558 | 8104102 | no | no |  |  | no |  |  | 1346502.627 | 15269518.413 |  | -1
node_1346537_73_15273598_061 |  |  | PQ | AN | 7199.558 | 8104102 | no | no |  |  | no |  |  | 1346537.73 | 15273598.061 |  | -1
node_1346541_639_15279952_496 |  |  | PQ | AN | 7199.558 | 8104102 | no | no |  |  | no |  |  | 1346541.639 | 15279952.496 |  | -1
node_1346554_091_15268257_57 |  |  | PQ | AN | 7199.558 | 8104102 | no | no |  |  | no |  |  | 1346554.091 | 15268257.57 |  | -1
node_1346569_17_15267840_881 |  |  | PQ | AN | 7199.558 | 8104102 | no | no |  |  | no |  |  | 1346569.17 | 15267840.881 |  | -1
node_1346591_31_15276881_494 |  |  | PQ | AN | 7199.558 | 8104102 | no | no |  |  | no |  |  | 1346591.31 | 15276881.494 |  | -1
node_1346607_652_15259599_966 |  |  | PQ | AN | 7199.558 | 8104102 | no | no |  |  | no |  |  | 1346607.652 | 15259599.966 |  | -1
node_1346611_522_15261525_494 |  |  | PQ | AN | 7199.558 | 8104102 | no | no |  |  | no |  |  | 1346611.522 | 15261525.494 |  | -1
node_1346638_176_15267046_454 |  |  | PQ | AN | 7199.558 | 8104102 | no | no |  |  | no |  |  | 1346638.176 | 15267046.454 |  | -1
node_1346732_971_15273619_865 |  |  | PQ | AN | 7199.558 | 8104102 | no | no |  |  | no |  |  | 1346732.971 | 15273619.865 |  | -1
node_1346737_965_15261703_865 |  |  | PQ | AN | 7199.558 | 8104102 | no | no |  |  | no |  |  | 1346737.965 | 15261703.865 |  | -1
node_1346762_687_15273028_226 |  |  | PQ | AN | 7199.558 | 8104102 | no | no |  |  | no |  |  | 1346762.687 | 15273028.226 |  | -1
node_1346779_925_15261250_034 |  |  | PQ | AN | 7199.558 | 8104102 | no | no |  |  | no |  |  | 1346779.925 | 15261250.034 |  | -1
node_1346786_031_15266330_567 |  |  | PQ | AN | 7199.558 | 8104102 | no | no |  |  | no |  |  | 1346786.031 | 15266330.567 |  | -1
node_1346867_815_15280038_763 |  |  | PQ | AN | 7199.558 | 8104102 | no | no |  |  | no |  |  | 1346867.815 | 15280038.763 |  | -1
node_1346870_345_15265853_845 |  |  | PQ | AN | 7199.558 | 8104102 | no | no |  |  | no |  |  | 1346870.345 | 15265853.845 |  | -1
node_1346886_725_15265489_298 |  |  | PQ | AN | 7199.558 | 8104102 | no | no |  |  | no |  |  | 1346886.725 | 15265489.298 |  | -1
node_1346921_364_15273639_278 |  |  | PQ | AN | 7199.558 | 8104102 | no | no |  |  | no |  |  | 1346921.364 | 15273639.278 |  | -1
node_1346925_955_15271611_862 |  |  | PQ | AN | 7199.558 | 8104102 | no | no |  |  | no |  |  | 1346925.955 | 15271611.862 |  | -1
node_1346941_703_15280314_056 |  |  | PQ | AN | 7199.558 | 8104102 | no | no |  |  | no |  |  | 1346941.703 | 15280314.056 |  | -1
node_1346978_516_15260435_345 |  |  | PQ | AN | 7199.558 | 8104102 | no | no |  |  | no |  |  | 1346978.516 | 15260435.345 |  | -1
node_1346999_714_15261940_185 |  |  | PQ | AN | 7199.558 | 8104102 | no | no |  |  | no |  |  | 1346999.714 | 15261940.185 |  | -1
node_1347002_595_15264909_314 |  |  | PQ | AN | 7199.558 | 8104102 | no | no |  |  | no |  |  | 1347002.595 | 15264909.314 |  | -1
node_1347009_784_15263913_27 |  |  | PQ | AN | 7199.558 | 8104102 | no | no |  |  | no |  |  | 1347009.784 | 15263913.27 |  | -1
node_1347024_96_15264372_186 |  |  | PQ | AN | 7199.558 | 8104102 | no | no |  |  | no |  |  | 1347024.96 | 15264372.186 |  | -1
node_1347073_256_15263413_977 |  |  | PQ | AN | 7199.558 | 8104102 | no | no |  |  | no |  |  | 1347073.256 | 15263413.977 |  | -1
node_1347080_588_15280049_89 |  |  | PQ | AN | 7199.558 | 8104102 | no | no |  |  | no |  |  | 1347080.588 | 15280049.89 |  | -1
node_1347084_598_15264214_744 |  |  | PQ | AN | 7199.558 | 8104102 | no | no |  |  | no |  |  | 1347084.598 | 15264214.744 |  | -1
node_1347114_729_15271628_458 |  |  | PQ | AN | 7199.558 | 8104102 | no | no |  |  | no |  |  | 1347114.729 | 15271628.458 |  | -1
node_1347125_345_15263638_062 |  |  | PQ | AN | 7199.558 | 8104102 | no | no |  |  | no |  |  | 1347125.345 | 15263638.062 |  | -1
node_1347129_65_15262972_601 |  |  | PQ | AN | 7199.558 | 8104102 | no | no |  |  | no |  |  | 1347129.65 | 15262972.601 |  | -1
node_1347199_044_15273454_954 |  |  | PQ | AN | 7199.558 | 8104102 | no | no |  |  | no |  |  | 1347199.044 | 15273454.954 |  | -1
node_1347227_644_15273717_966 |  |  | PQ | AN | 7199.558 | 8104102 | no | no |  |  | no |  |  | 1347227.644 | 15273717.966 |  | -1
node_1347281_826_15265634_663 |  |  | PQ | AN | 7199.558 | 8104102 | no | no |  |  | no |  |  | 1347281.826 | 15265634.663 |  | -1
node_1347395_195_15280063_218 |  |  | PQ | AN | 7199.558 | 8104102 | no | no |  |  | no |  |  | 1347395.195 | 15280063.218 |  | -1
node_1347408_041_15264112_209 |  |  | PQ | AN | 7199.558 | 8104102 | no | no |  |  | no |  |  | 1347408.041 | 15264112.209 |  | -1
node_1347444_25_15279509_003 |  |  | PQ | AN | 7199.558 | 8104102 | no | no |  |  | no |  |  | 1347444.25 | 15279509.003 |  | -1
node_1347460_175_15277702_178 |  |  | PQ | AN | 7199.558 | 8104102 | no | no |  |  | no |  |  | 1347460.175 | 15277702.178 |  | -1
node_1347515_002_15273774_199 |  |  | PQ | AN | 7199.558 | 8104102 | no | no |  |  | no |  |  | 1347515.002 | 15273774.199 |  | -1
node_1347623_973_15264114_38 |  |  | PQ | AN | 7199.558 | 8104102 | no | no |  |  | no |  |  | 1347623.973 | 15264114.38 |  | -1
node_1347667_151_15271656_383 |  |  | PQ | AN | 7199.558 | 8104102 | no | no |  |  | no |  |  | 1347667.151 | 15271656.383 |  | -1
node_1347674_541_15266964_458 |  |  | PQ | AN | 7199.558 | 8104102 | no | no |  |  | no |  |  | 1347674.541 | 15266964.458 |  | -1
node_1347687_267_15280014_032 |  |  | PQ | AN | 7199.558 | 8104102 | no | no |  |  | no |  |  | 1347687.267 | 15280014.032 |  | -1
node_1347804_466_15273841_567 |  |  | PQ | AN | 7199.558 | 8104102 | no | no |  |  | no |  |  | 1347804.466 | 15273841.567 |  | -1
node_1347845_153_15277357_784 |  |  | PQ | AN | 7199.558 | 8104102 | no | no |  |  | no |  |  | 1347845.153 | 15277357.784 |  | -1
node_1347846_956_15259615_951 |  |  | PQ | AN | 7199.558 | 8104102 | no | no |  |  | no |  |  | 1347846.956 | 15259615.951 |  | -1
node_1347896_309_15270977_928 |  |  | PQ | AN | 7199.558 | 8104102 | no | no |  |  | no |  |  | 1347896.309 | 15270977.928 |  | -1
node_1348035_044_15259629_687 |  |  | PQ | AN | 7199.558 | 8104102 | no | no |  |  | no |  |  | 1348035.044 | 15259629.687 |  | -1
node_1348039_07_15280595_775 |  |  | PQ | AN | 7199.558 | 8104102 | no | no |  |  | no |  |  | 1348039.07 | 15280595.775 |  | -1
node_1348077_193_15263870_301 |  |  | PQ | AN | 7199.558 | 8104102 | no | no |  |  | no |  |  | 1348077.193 | 15263870.301 |  | -1
node_1348080_122_15271738_211 |  |  | PQ | AN | 7199.558 | 8104102 | no | no |  |  | no |  |  | 1348080.122 | 15271738.211 |  | -1
node_1348097_79_15273660_826 |  |  | PQ | AN | 7199.558 | 8104102 | no | no |  |  | no |  |  | 1348097.79 | 15273660.826 |  | -1
node_1348115_338_15277420_302 |  |  | PQ | AN | 7199.558 | 8104102 | no | no |  |  | no |  |  | 1348115.338 | 15277420.302 |  | -1
node_1348131_918_15259867_872 |  |  | PQ | AN | 7199.558 | 8104102 | no | no |  |  | no |  |  | 1348131.918 | 15259867.872 |  | -1
node_1348272_357_15259452_292 |  |  | PQ | AN | 7199.558 | 8104102 | no | no |  |  | no |  |  | 1348272.357 | 15259452.292 |  | -1
node_1348303_159_15260014_826 |  |  | PQ | AN | 7199.558 | 8104102 | no | no |  |  | no |  |  | 1348303.159 | 15260014.826 |  | -1
node_1348310_725_15274532_476 |  |  | PQ | AN | 7199.558 | 8104102 | no | no |  |  | no |  |  | 1348310.725 | 15274532.476 |  | -1
node_1348335_5_15277606_39 |  |  | PQ | AN | 7199.558 | 8104102 | no | no |  |  | no |  |  | 1348335.5 | 15277606.39 |  | -1
node_1348372_349_15271792_683 |  |  | PQ | AN | 7199.558 | 8104102 | no | no |  |  | no |  |  | 1348372.349 | 15271792.683 |  | -1
node_1348485_247_15271634_962 |  |  | PQ | AN | 7199.558 | 8104102 | no | no |  |  | no |  |  | 1348485.247 | 15271634.962 |  | -1
node_1348537_411_15264148_869 |  |  | PQ | AN | 7199.558 | 8104102 | no | no |  |  | no |  |  | 1348537.411 | 15264148.869 |  | -1
node_1348563_879_15259642_436 |  |  | PQ | AN | 7199.558 | 8104102 | no | no |  |  | no |  |  | 1348563.879 | 15259642.436 |  | -1
node_1348573_624_15266791_581 |  |  | PQ | AN | 7199.558 | 8104102 | no | no |  |  | no |  |  | 1348573.624 | 15266791.581 |  | -1
node_1348656_172_15277563_422 |  |  | PQ | AN | 7199.558 | 8104102 | no | no |  |  | no |  |  | 1348656.172 | 15277563.422 |  | -1
node_1348750_45_15266474_898 |  |  | PQ | AN | 7199.558 | 8104102 | no | no |  |  | no |  |  | 1348750.45 | 15266474.898 |  | -1
node_1348760_464_15271570_808 |  |  | PQ | AN | 7199.558 | 8104102 | no | no |  |  | no |  |  | 1348760.464 | 15271570.808 |  | -1
node_1348819_803_15264256_309 |  |  | PQ | AN | 7199.558 | 8104102 | no | no |  |  | no |  |  | 1348819.803 | 15264256.309 |  | -1
node_1349024_969_15271507_203 |  |  | PQ | AN | 7199.558 | 8104102 | no | no |  |  | no |  |  | 1349024.969 | 15271507.203 |  | -1
node_1349025_247_15274082_184 |  |  | PQ | AN | 7199.558 | 8104102 | no | no |  |  | no |  |  | 1349025.247 | 15274082.184 |  | -1
node_1349139_646_15277687_373 |  |  | PQ | AN | 7199.558 | 8104102 | no | no |  |  | no |  |  | 1349139.646 | 15277687.373 |  | -1
node_1349269_341_15271466_546 |  |  | PQ | AN | 7199.558 | 8104102 | no | no |  |  | no |  |  | 1349269.341 | 15271466.546 |  | -1
node_1349326_43_15277864_326 |  |  | PQ | AN | 7199.558 | 8104102 | no | no |  |  | no |  |  | 1349326.43 | 15277864.326 |  | -1
node_1349406_805_15264225_338 |  |  | PQ | AN | 7199.558 | 8104102 | no | no |  |  | no |  |  | 1349406.805 | 15264225.338 |  | -1
node_1349506_139_15260087_828 |  |  | PQ | AN | 7199.558 | 8104102 | no | no |  |  | no |  |  | 1349506.139 | 15260087.828 |  | -1
node_1349529_274_15272065_473 |  |  | PQ | AN | 7199.558 | 8104102 | no | no |  |  | no |  |  | 1349529.274 | 15272065.473 |  | -1
node_1349572_609_15271433_846 |  |  | PQ | AN | 7199.558 | 8104102 | no | no |  |  | no |  |  | 1349572.609 | 15271433.846 |  | -1
node_1349627_651_15277788_665 |  |  | PQ | AN | 7199.558 | 8104102 | no | no |  |  | no |  |  | 1349627.651 | 15277788.665 |  | -1
node_1349736_186_15271418_8 |  |  | PQ | AN | 7199.558 | 8104102 | no | no |  |  | no |  |  | 1349736.186 | 15271418.8 |  | -1
node_1349777_54_15259193_343 |  |  | PQ | AN | 7199.558 | 8104102 | no | no |  |  | no |  |  | 1349777.54 | 15259193.343 |  | -1
node_1349817_729_15273781_14 |  |  | PQ | AN | 7199.558 | 8104102 | no | no |  |  | no |  |  | 1349817.729 | 15273781.14 |  | -1
node_1349886_248_15278192_444 |  |  | PQ | AN | 7199.558 | 8104102 | no | no |  |  | no |  |  | 1349886.248 | 15278192.444 |  | -1
node_1349992_266_15271428_918 |  |  | PQ | AN | 7199.558 | 8104102 | no | no |  |  | no |  |  | 1349992.266 | 15271428.918 |  | -1
node_1350069_198_15274411_204 |  |  | PQ | AN | 7199.558 | 8104102 | no | no |  |  | no |  |  | 1350069.198 | 15274411.204 |  | -1
node_1350180_827_15271263_976 |  |  | PQ | AN | 7199.558 | 8104102 | no | no |  |  | no |  |  | 1350180.827 | 15271263.976 |  | -1
node_1350230_575_15264331_506 |  |  | PQ | AN | 7199.558 | 8104102 | no | no |  |  | no |  |  | 1350230.575 | 15264331.506 |  | -1
node_1350257_316_15278517_765 |  |  | PQ | AN | 7199.558 | 8104102 | no | no |  |  | no |  |  | 1350257.316 | 15278517.765 |  | -1
node_1350352_07_15258631_688 |  |  | PQ | AN | 7199.558 | 8104102 | no | no |  |  | no |  |  | 1350352.07 | 15258631.688 |  | -1
node_1350446_543_15270743_18 |  |  | PQ | AN | 7199.558 | 8104102 | no | no |  |  | no |  |  | 1350446.543 | 15270743.18 |  | -1
node_1350448_675_15275165_084 |  |  | PQ | AN | 7199.558 | 8104102 | no | no |  |  | no |  |  | 1350448.675 | 15275165.084 |  | -1
node_1350471_283_15278520_175 |  |  | PQ | AN | 7199.558 | 8104102 | no | no |  |  | no |  |  | 1350471.283 | 15278520.175 |  | -1
node_1350543_163_15274476_043 |  |  | PQ | AN | 7199.558 | 8104102 | no | no |  |  | no |  |  | 1350543.163 | 15274476.043 |  | -1
node_1350638_641_15270505_204 |  |  | PQ | AN | 7199.558 | 8104102 | no | no |  |  | no |  |  | 1350638.641 | 15270505.204 |  | -1
node_1350665_154_15274563_325 |  |  | PQ | AN | 7199.558 | 8104102 | no | no |  |  | no |  |  | 1350665.154 | 15274563.325 |  | -1
node_1350685_681_15271384_008 |  |  | PQ | AN | 7199.558 | 8104102 | no | no |  |  | no |  |  | 1350685.681 | 15271384.008 |  | -1
node_1350851_168_15270285_561 |  |  | PQ | AN | 7199.558 | 8104102 | no | no |  |  | no |  |  | 1350851.168 | 15270285.561 |  | -1
node_1350873_295_15263749_938 |  |  | PQ | AN | 2771.281 | 8104102 | no | no |  |  | no |  |  | 1350873.295 | 15263749.938 |  | -1
node_1350927_58_15264992_786 |  |  | PQ | AN | 2771.281 | 8104102 | no | no |  |  | no |  |  | 1350927.58 | 15264992.786 |  | -1
node_1350950_47_15274553_627 |  |  | PQ | AN | 7199.558 | 8104102 | no | no |  |  | no |  |  | 1350950.47 | 15274553.627 |  | -1
node_1350989_207_15274225_675 |  |  | PQ | AN | 7199.558 | 8104102 | no | no |  |  | no |  |  | 1350989.207 | 15274225.675 |  | -1
node_1351045_357_15265301_615 |  |  | PQ | AN | 2771.281 | 8104102 | no | no |  |  | no |  |  | 1351045.357 | 15265301.615 |  | -1
node_1351061_533_15258248_394 |  |  | PQ | AN | 7199.558 | 8104102 | no | no |  |  | no |  |  | 1351061.533 | 15258248.394 |  | -1
node_1351073_557_15270126_285 |  |  | PQ | AN | 7199.558 | 8104102 | no | no |  |  | no |  |  | 1351073.557 | 15270126.285 |  | -1
node_1351096_916_15265783_702 |  |  | PQ | AN | 2771.281 | 8104102 | no | no |  |  | no |  |  | 1351096.916 | 15265783.702 |  | -1
node_1351121_15_15257895_716 |  |  | PQ | AN | 7199.558 | 8104102 | no | no |  |  | no |  |  | 1351121.15 | 15257895.716 |  | -1
node_1351170_906_15264712_889 |  |  | PQ | AN | 2771.281 | 8104102 | no | no |  |  | no |  |  | 1351170.906 | 15264712.889 |  | -1
node_1351222_694_15275442_256 |  |  | PQ | AN | 7199.558 | 8104102 | no | no |  |  | no |  |  | 1351222.694 | 15275442.256 |  | -1
node_1351261_586_15269549_086 |  |  | PQ | AN | 7199.558 | 8104102 | no | no |  |  | no |  |  | 1351261.586 | 15269549.086 |  | -1
node_1351288_657_15275194_718 |  |  | PQ | AN | 7199.558 | 8104102 | no | no |  |  | no |  |  | 1351288.657 | 15275194.718 |  | -1
node_1351301_211_15270239_213 |  |  | PQ | AN | 7199.558 | 8104102 | no | no |  |  | no |  |  | 1351301.211 | 15270239.213 |  | -1
node_1351326_61_15274838_001 |  |  | PQ | AN | 7199.558 | 8104102 | no | no |  |  | no |  |  | 1351326.61 | 15274838.001 |  | -1
node_1351377_889_15269839_224 |  |  | PQ | AN | 7199.558 | 8104102 | no | no |  |  | no |  |  | 1351377.889 | 15269839.224 |  | -1
node_1351388_231_15275576_966 |  |  | PQ | AN | 7199.558 | 8104102 | no | no |  |  | no |  |  | 1351388.231 | 15275576.966 |  | -1
node_1351436_702_15269358_282 |  |  | PQ | AN | 7199.558 | 8104102 | no | no |  |  | no |  |  | 1351436.702 | 15269358.282 |  | -1
node_1351437_023_15275828_559 |  |  | PQ | AN | 7199.558 | 8104102 | no | no |  |  | no |  |  | 1351437.023 | 15275828.559 |  | -1
node_1351448_604_15263773_394 |  |  | PQ | AN | 2771.281 | 8104102 | no | no |  |  | no |  |  | 1351448.604 | 15263773.394 |  | -1
node_1351480_884_15274509_161 |  |  | PQ | AN | 7199.558 | 8104102 | no | no |  |  | no |  |  | 1351480.884 | 15274509.161 |  | -1
node_1351508_345_15275024_412 |  |  | PQ | AN | 7199.558 | 8104102 | no | no |  |  | no |  |  | 1351508.345 | 15275024.412 |  | -1
node_1351597_428_15258553_983 |  |  | PQ | AN | 7199.558 | 8104102 | no | no |  |  | no |  |  | 1351597.428 | 15258553.983 |  | -1
node_1351606_506_15276031_855 |  |  | PQ | AN | 7199.558 | 8104102 | no | no |  |  | no |  |  | 1351606.506 | 15276031.855 |  | -1
node_1351649_483_15269977_383 |  |  | PQ | AN | 7199.558 | 8104102 | no | no |  |  | no |  |  | 1351649.483 | 15269977.383 |  | -1
node_1351679_554_15268992_543 |  |  | PQ | AN | 7199.558 | 8104102 | no | no |  |  | no |  |  | 1351679.554 | 15268992.543 |  | -1
node_1351711_025_15263641_461 |  |  | PQ | AN | 2771.281 | 8104102 | no | no |  |  | no |  |  | 1351711.025 | 15263641.461 |  | -1
node_1351768_998_15276200_097 |  |  | PQ | AN | 7199.558 | 8104102 | no | no |  |  | no |  |  | 1351768.998 | 15276200.097 |  | -1
node_1351780_689_15265864_306 |  |  | PQ | AN | 2771.281 | 8104102 | no | no |  |  | no |  |  | 1351780.689 | 15265864.306 |  | -1
node_1351788_117_15267895_324 |  |  | PQ | AN | 2771.281 | 8104102 | no | no |  |  | no |  |  | 1351788.117 | 15267895.324 |  | -1
node_1351793_354_15267399_809 |  |  | PQ | AN | 2771.281 | 8104102 | no | no |  |  | no |  |  | 1351793.354 | 15267399.809 |  | -1
node_1351913_563_15268249_304 |  |  | PQ | AN | 2771.281 | 8104102 | no | no |  |  | no |  |  | 1351913.563 | 15268249.304 |  | -1
node_1352013_237_15275151_23 |  |  | PQ | AN | 7199.558 | 8104102 | no | no |  |  | no |  |  | 1352013.237 | 15275151.23 |  | -1
node_1352052_369_15274846_588 |  |  | PQ | AN | 7199.558 | 8104102 | no | no |  |  | no |  |  | 1352052.369 | 15274846.588 |  | -1
node_1352061_662_15266760_395 |  |  | PQ | AN | 2771.281 | 8104102 | no | no |  |  | no |  |  | 1352061.662 | 15266760.395 |  | -1
node_1352088_485_15270479_256 |  |  | PQ | AN | 7199.558 | 8104102 | no | no |  |  | no |  |  | 1352088.485 | 15270479.256 |  | -1
node_1352130_812_15276359_563 |  |  | PQ | AN | 7199.558 | 8104102 | no | no |  |  | no |  |  | 1352130.812 | 15276359.563 |  | -1
node_1352133_536_15258531_874 |  |  | PQ | AN | 7199.558 | 8104102 | no | no |  |  | no |  |  | 1352133.536 | 15258531.874 |  | -1
node_1352168_662_15267526_027 |  |  | PQ | AN | 2771.281 | 8104102 | no | no |  |  | no |  |  | 1352168.662 | 15267526.027 |  | -1
node_1352172_046_15266540_261 |  |  | PQ | AN | 2771.281 | 8104102 | no | no |  |  | no |  |  | 1352172.046 | 15266540.261 |  | -1
node_1352184_778_15262855_41 |  |  | PQ | AN | 2771.281 | 8104102 | no | no |  |  | no |  |  | 1352184.778 | 15262855.41 |  | -1
node_1352257_466_15275024_147 |  |  | PQ | AN | 7199.558 | 8104102 | no | no |  |  | no |  |  | 1352257.466 | 15275024.147 |  | -1
node_1352336_282_15270668_59 |  |  | PQ | AN | 7199.558 | 8104102 | no | no |  |  | no |  |  | 1352336.282 | 15270668.59 |  | -1
node_1352347_427_15266253_148 |  |  | PQ | AN | 2771.281 | 8104102 | no | no |  |  | no |  |  | 1352347.427 | 15266253.148 |  | -1
node_1352543_711_15259235_068 |  |  | PQ | AN | 2771.281 | 8104102 | no | no |  |  | no |  |  | 1352543.711 | 15259235.068 |  | -1
node_1352579_175_15262133_467 |  |  | PQ | AN | 2771.281 | 8104102 | no | no |  |  | no |  |  | 1352579.175 | 15262133.467 |  | -1
node_1352599_828_15265946_926 |  |  | PQ | AN | 2771.281 | 8104102 | no | no |  |  | no |  |  | 1352599.828 | 15265946.926 |  | -1
node_1352616_141_15258993_39 |  |  | PQ | AN | 2771.281 | 8104102 | no | no |  |  | no |  |  | 1352616.141 | 15258993.39 |  | -1
node_1352621_51_15259983_585 |  |  | PQ | AN | 2771.281 | 8104102 | no | no |  |  | no |  |  | 1352621.51 | 15259983.585 |  | -1
node_1352707_357_15261788_532 |  |  | PQ | AN | 2771.281 | 8104102 | no | no |  |  | no |  |  | 1352707.357 | 15261788.532 |  | -1
node_1352780_967_15259051_652 |  |  | PQ | AD | 2771.281 | 8104102 | no | no |  |  | no |  |  | 1352780.967 | 15259051.652 |  | -1
node_1352792_767_15270729_756 |  |  | PQ | AN | 7199.558 | 8104102 | no | no |  |  | no |  |  | 1352792.767 | 15270729.756 |  | -1
node_1352816_643_15265556_285 |  |  | PQ | AN | 2771.281 | 8104102 | no | no |  |  | no |  |  | 1352816.643 | 15265556.285 |  | -1
node_1352865_409_15265862_035 |  |  | PQ | AN | 2771.281 | 8104102 | no | no |  |  | no |  |  | 1352865.409 | 15265862.035 |  | -1
node_1352906_941_15260952_986 |  |  | PQ | AN | 2771.281 | 8104102 | no | no |  |  | no |  |  | 1352906.941 | 15260952.986 |  | -1
node_1353117_026_15265107_23 |  |  | PQ | AN | 2771.281 | 8104102 | no | no |  |  | no |  |  | 1353117.026 | 15265107.23 |  | -1
node_1353126_503_15258688_243 |  |  | PQ | AN | 2771.281 | 8104102 | no | no |  |  | no |  |  | 1353126.503 | 15258688.243 |  | -1
node_1353155_731_15262212_746 |  |  | PQ | AN | 2771.281 | 8104102 | no | no |  |  | no |  |  | 1353155.731 | 15262212.746 |  | -1
node_1353162_725_15258547_262 |  |  | PQ | AN | 2771.281 | 8104102 | no | no |  |  | no |  |  | 1353162.725 | 15258547.262 |  | -1
node_1353212_525_15259644_085 |  |  | PQ | AN | 2771.281 | 8104102 | no | no |  |  | no |  |  | 1353212.525 | 15259644.085 |  | -1
node_1353257_932_15270609_93 |  |  | PQ | AN | 7199.558 | 8104102 | no | no |  |  | no |  |  | 1353257.932 | 15270609.93 |  | -1
node_1353301_255_15264840_664 |  |  | PQ | AN | 2771.281 | 8104102 | no | no |  |  | no |  |  | 1353301.255 | 15264840.664 |  | -1
node_1353400_658_15265926_889 |  |  | PQ | AN | 2771.281 | 8104102 | no | no |  |  | no |  |  | 1353400.658 | 15265926.889 |  | -1
node_1353417_115_15259419_858 |  |  | PQ | AN | 2771.281 | 8104102 | no | no |  |  | no |  |  | 1353417.115 | 15259419.858 |  | -1
node_1353419_186_15265137_864 |  |  | PQ | AN | 2771.281 | 8104102 | no | no |  |  | no |  |  | 1353419.186 | 15265137.864 |  | -1
node_1353427_157_15260104_441 |  |  | PQ | AN | 2771.281 | 8104102 | no | no |  |  | no |  |  | 1353427.157 | 15260104.441 |  | -1
node_1353437_329_15259073_879 |  |  | PQ | AN | 2771.281 | 8104102 | no | no |  |  | no |  |  | 1353437.329 | 15259073.879 |  | -1
node_1353439_077_15259264_866 |  |  | PQ | AN | 2771.281 | 8104102 | no | no |  |  | no |  |  | 1353439.077 | 15259264.866 |  | -1
node_1353451_107_15257823_32 |  |  | PQ | AN | 2771.281 | 8104102 | no | no |  |  | no |  |  | 1353451.107 | 15257823.32 |  | -1
node_1353573_044_15264801_692 |  |  | PQ | AN | 2771.281 | 8104102 | no | no |  |  | no |  |  | 1353573.044 | 15264801.692 |  | -1
node_1353601_099_15258692_339 |  |  | PQ | AN | 2771.281 | 8104102 | no | no |  |  | no |  |  | 1353601.099 | 15258692.339 |  | -1
node_1353694_316_15260427_42 |  |  | PQ | AN | 2771.281 | 8104102 | no | no |  |  | no |  |  | 1353694.316 | 15260427.42 |  | -1
node_1353883_31_15264824_831 |  |  | PQ | AN | 2771.281 | 8104102 | no | no |  |  | no |  |  | 1353883.31 | 15264824.831 |  | -1
node_1353911_803_15262226_605 |  |  | PQ | AN | 2771.281 | 8104102 | no | no |  |  | no |  |  | 1353911.803 | 15262226.605 |  | -1
node_1353947_424_15260568_451 |  |  | PQ | AN | 2771.281 | 8104102 | no | no |  |  | no |  |  | 1353947.424 | 15260568.451 |  | -1
node_1353952_965_15263468_128 |  |  | PQ | AN | 2771.281 | 8104102 | no | no |  |  | no |  |  | 1353952.965 | 15263468.128 |  | -1
node_1353965_735_15261957_609 |  |  | PQ | AN | 2771.281 | 8104102 | no | no |  |  | no |  |  | 1353965.735 | 15261957.609 |  | -1
node_1354024_232_15261665_45 |  |  | PQ | AN | 2771.281 | 8104102 | no | no |  |  | no |  |  | 1354024.232 | 15261665.45 |  | -1
node_1354125_861_15264946_697 |  |  | PQ | AN | 2771.281 | 8104102 | no | no |  |  | no |  |  | 1354125.861 | 15264946.697 |  | -1
node_1354189_158_15260900_77 |  |  | PQ | AN | 2771.281 | 8104102 | no | no |  |  | no |  |  | 1354189.158 | 15260900.77 |  | -1
node_1354205_498_15261241_543 |  |  | PQ | AN | 2771.281 | 8104102 | no | no |  |  | no |  |  | 1354205.498 | 15261241.543 |  | -1
node_1354316_506_15263590_727 |  |  | PQ | AN | 2771.281 | 8104102 | no | no |  |  | no |  |  | 1354316.506 | 15263590.727 |  | -1
node_1354383_133_15257775_686 |  |  | PQ | AN | 2771.281 | 8104102 | no | no |  |  | no |  |  | 1354383.133 | 15257775.686 |  | -1
node_1354477_621_15264841_954 |  |  | PQ | AN | 2771.281 | 8104102 | no | no |  |  | no |  |  | 1354477.621 | 15264841.954 |  | -1
node_1354622_27_15260912_952 |  |  | PQ | AN | 2771.281 | 8104102 | no | no |  |  | no |  |  | 1354622.27 | 15260912.952 |  | -1
node_1354862_695_15257575_624 |  |  | PQ | AN | 2771.281 | 8104102 | no | no |  |  | no |  |  | 1354862.695 | 15257575.624 |  | -1
node_1354883_977_15262239_175 |  |  | PQ | AN | 2771.281 | 8104102 | no | no |  |  | no |  |  | 1354883.977 | 15262239.175 |  | -1
node_1355181_708_15264889_204 |  |  | PQ | AN | 2771.281 | 8104102 | no | no |  |  | no |  |  | 1355181.708 | 15264889.204 |  | -1
node_1355778_148_15257713_287 |  |  | PQ | AN | 2771.281 | 8104102 | no | no |  |  | no |  |  | 1355778.148 | 15257713.287 |  | -1
node_1355936_931_15262642_76 |  |  | PQ | AN | 2771.281 | 8104102 | no | no |  |  | no |  |  | 1355936.931 | 15262642.76 |  | -1
node_1356229_682_15262792_368 |  |  | PQ | AN | 2771.281 | 8104102 | no | no |  |  | no |  |  | 1356229.682 | 15262792.368 |  | -1
node_1356305_729_15257373_693 |  |  | PQ | AN | 2771.281 | 8104102 | no | no |  |  | no |  |  | 1356305.729 | 15257373.693 |  | -1
node_1356351_941_15262221_234 |  |  | PQ | AN | 2771.281 | 8104102 | no | no |  |  | no |  |  | 1356351.941 | 15262221.234 |  | -1
node_1356679_436_15257206_634 |  |  | PQ | AN | 2771.281 | 8104102 | no | no |  |  | no |  |  | 1356679.436 | 15257206.634 |  | -1
node_1356785_032_15262032_451 |  |  | PQ | AN | 2771.281 | 8104102 | no | no |  |  | no |  |  | 1356785.032 | 15262032.451 |  | -1
node_1356824_893_15265091_911 |  |  | PQ | AN | 2771.281 | 8104102 | no | no |  |  | no |  |  | 1356824.893 | 15265091.911 |  | -1
node_1356887_637_15262971_481 |  |  | PQ | AN | 2771.281 | 8104102 | no | no |  |  | no |  |  | 1356887.637 | 15262971.481 |  | -1
node_1356992_742_15265561_141 |  |  | PQ | AN | 2771.281 | 8104102 | no | no |  |  | no |  |  | 1356992.742 | 15265561.141 |  | -1
node_1357077_644_15257116_092 |  |  | PQ | AN | 2771.281 | 8104102 | no | no |  |  | no |  |  | 1357077.644 | 15257116.092 |  | -1
node_1357097_54_15261899_894 |  |  | PQ | AN | 2771.281 | 8104102 | no | no |  |  | no |  |  | 1357097.54 | 15261899.894 |  | -1
node_1357126_94_15264625_899 |  |  | PQ | AN | 2771.281 | 8104102 | no | no |  |  | no |  |  | 1357126.94 | 15264625.899 |  | -1
node_1357356_173_15257037_019 |  |  | PQ | AN | 2771.281 | 8104102 | no | no |  |  | no |  |  | 1357356.173 | 15257037.019 |  | -1
node_1357373_924_15265422_072 |  |  | PQ | AN | 2771.281 | 8104102 | no | no |  |  | no |  |  | 1357373.924 | 15265422.072 |  | -1
node_1357431_337_15261836_184 |  |  | PQ | AN | 2771.281 | 8104102 | no | no |  |  | no |  |  | 1357431.337 | 15261836.184 |  | -1
node_1357546_672_15265836_872 |  |  | PQ | AN | 2771.281 | 8104102 | no | no |  |  | no |  |  | 1357546.672 | 15265836.872 |  | -1
node_1357640_089_15257014_77 |  |  | PQ | AN | 2771.281 | 8104102 | no | no |  |  | no |  |  | 1357640.089 | 15257014.77 |  | -1
node_1357673_02_15265329_252 |  |  | PQ | AN | 2771.281 | 8104102 | no | no |  |  | no |  |  | 1357673.02 | 15265329.252 |  | -1
node_1357780_249_15261659_149 |  |  | PQ | AN | 2771.281 | 8104102 | no | no |  |  | no |  |  | 1357780.249 | 15261659.149 |  | -1
node_1358006_302_15265368_825 |  |  | PQ | AN | 2771.281 | 8104102 | no | no |  |  | no |  |  | 1358006.302 | 15265368.825 |  | -1
node_1358032_116_15257026_616 |  |  | PQ | AD | 2771.281 | 8104102 | no | no |  |  | no |  |  | 1358032.116 | 15257026.616 |  | -1
node_1358193_95_15261610_792 |  |  | PQ | AN | 2771.281 | 8104102 | no | no |  |  | no |  |  | 1358193.95 | 15261610.792 |  | -1
node_1358221_846_15264966_069 |  |  | PQ | AN | 2771.281 | 8104102 | no | no |  |  | no |  |  | 1358221.846 | 15264966.069 |  | -1
node_1358287_655_15257333_955 |  |  | PQ | AN | 2771.281 | 8104102 | no | no |  |  | no |  |  | 1358287.655 | 15257333.955 |  | -1
node_1358327_871_15264621_94 |  |  | PQ | AN | 2771.281 | 8104102 | no | no |  |  | no |  |  | 1358327.871 | 15264621.94 |  | -1
node_1358344_827_15265441_856 |  |  | PQ | AN | 2771.281 | 8104102 | no | no |  |  | no |  |  | 1358344.827 | 15265441.856 |  | -1
node_1358372_648_15257019_274 |  |  | PQ | AN | 2771.281 | 8104102 | no | no |  |  | no |  |  | 1358372.648 | 15257019.274 |  | -1
node_1358461_171_15261342_992 |  |  | PQ | AN | 2771.281 | 8104102 | no | no |  |  | no |  |  | 1358461.171 | 15261342.992 |  | -1
node_1358486_236_15264365_137 |  |  | PQ | AN | 2771.281 | 8104102 | no | no |  |  | no |  |  | 1358486.236 | 15264365.137 |  | -1
node_1358534_334_15261447_121 |  |  | PQ | AN | 2771.281 | 8104102 | no | no |  |  | no |  |  | 1358534.334 | 15261447.121 |  | -1
node_1358738_066_15264165_747 |  |  | PQ | AN | 2771.281 | 8104102 | no | no |  |  | no |  |  | 1358738.066 | 15264165.747 |  | -1
node_1358792_657_15261407_647 |  |  | PQ | AD | 2771.281 | 8104102 | no | no |  |  | no |  |  | 1358792.657 | 15261407.647 |  | -1
node_1358803_898_15264638_573 |  |  | PQ | AN | 2771.281 | 8104102 | no | no |  |  | no |  |  | 1358803.898 | 15264638.573 |  | -1
node_1359102_908_15263795_556 |  |  | PQ | AN | 2771.281 | 8104102 | no | no |  |  | no |  |  | 1359102.908 | 15263795.556 |  | -1
node_1359122_191_15261280_693 |  |  | PQ | AN | 2771.281 | 8104102 | no | no |  |  | no |  |  | 1359122.191 | 15261280.693 |  | -1
node_1359250_628_15264799_812 |  |  | PQ | AN | 2771.281 | 8104102 | no | no |  |  | no |  |  | 1359250.628 | 15264799.812 |  | -1
node_1359380_647_15257563_085 |  |  | PQ | AN | 2771.281 | 8104102 | no | no |  |  | no |  |  | 1359380.647 | 15257563.085 |  | -1
node_1359478_611_15264502_575 |  |  | PQ | AN | 2771.281 | 8104102 | no | no |  |  | no |  |  | 1359478.611 | 15264502.575 |  | -1
node_1359487_216_15264034_689 |  |  | PQ | AN | 2771.281 | 8104102 | no | no |  |  | no |  |  | 1359487.216 | 15264034.689 |  | -1
node_1359534_413_15261017_616 |  |  | PQ | AN | 2771.281 | 8104102 | no | no |  |  | no |  |  | 1359534.413 | 15261017.616 |  | -1
node_1359608_811_15257612_608 |  |  | PQ | AN | 2771.281 | 8104102 | no | no |  |  | no |  |  | 1359608.811 | 15257612.608 |  | -1
node_1359702_914_15261121_322 |  |  | PQ | AN | 2771.281 | 8104102 | no | no |  |  | no |  |  | 1359702.914 | 15261121.322 |  | -1
node_1359714_971_15257792_879 |  |  | PQ | AN | 2771.281 | 8104102 | no | no |  |  | no |  |  | 1359714.971 | 15257792.879 |  | -1
node_1359793_469_15264418_608 |  |  | PQ | AN | 2771.281 | 8104102 | no | no |  |  | no |  |  | 1359793.469 | 15264418.608 |  | -1
node_1359801_846_15257864_952 |  |  | PQ | AN | 2771.281 | 8104102 | no | no |  |  | no |  |  | 1359801.846 | 15257864.952 |  | -1
node_1359986_855_15263719_363 |  |  | PQ | AN | 2771.281 | 8104102 | no | no |  |  | no |  |  | 1359986.855 | 15263719.363 |  | -1
node_1360022_518_15258037_248 |  |  | PQ | AN | 2771.281 | 8104102 | no | no |  |  | no |  |  | 1360022.518 | 15258037.248 |  | -1
node_1360065_323_15263988_487 |  |  | PQ | AN | 2771.281 | 8104102 | no | no |  |  | no |  |  | 1360065.323 | 15263988.487 |  | -1
node_1360108_691_15261311_643 |  |  | PQ | AN | 2771.281 | 8104102 | no | no |  |  | no |  |  | 1360108.691 | 15261311.643 |  | -1
node_1360245_963_15258278_167 |  |  | PQ | AN | 2771.281 | 8104102 | no | no |  |  | no |  |  | 1360245.963 | 15258278.167 |  | -1
node_1360279_056_15263500_853 |  |  | PQ | AN | 2771.281 | 8104102 | no | no |  |  | no |  |  | 1360279.056 | 15263500.853 |  | -1
node_1360300_871_15263133_352 |  |  | PQ | AN | 2771.281 | 8104102 | no | no |  |  | no |  |  | 1360300.871 | 15263133.352 |  | -1
node_1360555_374_15263885_877 |  |  | PQ | AN | 2771.281 | 8104102 | no | no |  |  | no |  |  | 1360555.374 | 15263885.877 |  | -1
node_1360638_822_15263452_945 |  |  | PQ | AN | 2771.281 | 8104102 | no | no |  |  | no |  |  | 1360638.822 | 15263452.945 |  | -1
node_1360665_546_15261425_631 |  |  | PQ | AN | 2771.281 | 8104102 | no | no |  |  | no |  |  | 1360665.546 | 15261425.631 |  | -1
node_1360738_93_15258278_584 |  |  | PQ | AN | 2771.281 | 8104102 | no | no |  |  | no |  |  | 1360738.93 | 15258278.584 |  | -1
node_1360921_208_15262896_07 |  |  | PQ | AN | 2771.281 | 8104102 | no | no |  |  | no |  |  | 1360921.208 | 15262896.07 |  | -1
node_1360940_933_15261514_169 |  |  | PQ | AN | 2771.281 | 8104102 | no | no |  |  | no |  |  | 1360940.933 | 15261514.169 |  | -1
node_1360944_445_15262514_607 |  |  | PQ | AN | 2771.281 | 8104102 | no | no |  |  | no |  |  | 1360944.445 | 15262514.607 |  | -1
node_1361003_286_15258324_165 |  |  | PQ | AN | 2771.281 | 8104102 | no | no |  |  | no |  |  | 1361003.286 | 15258324.165 |  | -1
node_1361153_988_15262621_802 |  |  | PQ | AN | 2771.281 | 8104102 | no | no |  |  | no |  |  | 1361153.988 | 15262621.802 |  | -1
node_1361195_326_15261596_992 |  |  | PQ | AN | 2771.281 | 8104102 | no | no |  |  | no |  |  | 1361195.326 | 15261596.992 |  | -1
node_1361315_588_15263117_331 |  |  | PQ | AN | 2771.281 | 8104102 | no | no |  |  | no |  |  | 1361315.588 | 15263117.331 |  | -1
node_1361751_488_15262105_444 |  |  | PQ | AN | 2771.281 | 8104102 | no | no |  |  | no |  |  | 1361751.488 | 15262105.444 |  | -1
node_1362099_231_15261794_358 |  |  | PQ | AN | 2771.281 | 8104102 | no | no |  |  | no |  |  | 1362099.231 | 15261794.358 |  | -1
node_1362394_669_15261668_743 |  |  | PQ | AN | 2771.281 | 8104102 | no | no |  |  | no |  |  | 1362394.669 | 15261668.743 |  | -1
node_1362679_84_15261612_908 |  |  | PQ | AN | 2771.281 | 8104102 | no | no |  |  | no |  |  | 1362679.84 | 15261612.908 |  | -1
node_1363115_681_15261646_363 |  |  | PQ | AN | 2771.281 | 8104102 | no | no |  |  | no |  |  | 1363115.681 | 15261646.363 |  | -1
node_8104102_200861014 |  |  | PQ | AN | 7199.558 | 8104102 | no | no |  |  | no |  |  | 1344461.507 | 15279805.617 |  | -1
node_8104102_200861015 |  |  | PQ | AN | 7199.558 | 8104102 | no | no |  |  | no |  |  | 1344639.044 | 15279815.396 |  | -1
node_8104102_200861016 |  |  | PQ | AN | 7199.558 | 8104102 | no | no |  |  | no |  |  | 1344788.105 | 15279824.517 |  | -1
node_8104102_200861018 |  |  | PQ | AN | 7199.558 | 8104102 | no | no |  |  | no |  |  | 1347905.445 | 15280052.592 |  | -1
node_8104102_200861019 |  |  | PQ | AN | 7199.558 | 8104102 | no | no |  |  | no |  |  | 1348033.276 | 15280063.629 |  | -1
node_8104102_200861020 |  |  | PQ | AN | 7199.558 | 8104102 | no | no |  |  | no |  |  | 1348034.549 | 15280310.862 |  | -1
node_8104102_200861021 |  |  | PQ | AN | 7199.558 | 8104102 | no | no |  |  | no |  |  | 1348032.74 | 15280564.87 |  | -1
node_8104102_200861022 |  |  | PQ | AN | 7199.558 | 8104102 | no | no |  |  | no |  |  | 1344951.374 | 15279831.588 |  | -1
node_8104102_200861023 |  |  | PQ | AN | 7199.558 | 8104102 | no | no |  |  | no |  |  | 1345094.947 | 15279840.168 |  | -1
node_8104102_200861025 |  |  | PQ | AN | 7199.558 | 8104102 | no | no |  |  | no |  |  | 1345303.957 | 15279853.525 |  | -1
node_8104102_200861026 |  |  | PQ | AN | 7199.558 | 8104102 | no | no |  |  | no |  |  | 1345481.03 | 15279874.828 |  | -1
node_8104102_200861027 |  |  | PQ | AN | 7199.558 | 8104102 | no | no |  |  | no |  |  | 1345591.751 | 15279873.161 |  | -1
node_8104102_200861028 |  |  | PQ | AN | 7199.558 | 8104102 | no | no |  |  | no |  |  | 1345791.842 | 15279880.236 |  | -1
node_8104102_200861029 |  |  | PQ | AN | 7199.558 | 8104102 | no | no |  |  | no |  |  | 1345930.343 | 15279958.737 |  | -1
node_8104102_200861032 |  |  | PQ | AN | 7199.558 | 8104102 | no | no |  |  | no |  |  | 1346259.932 | 15279960.35 |  | -1
node_8104102_200861033 |  |  | PQ | AN | 7199.558 | 8104102 | no | no |  |  | no |  |  | 1346398.749 | 15279889.488 |  | -1
node_8104102_200861034 |  |  | PQ | AN | 7199.558 | 8104102 | no | no |  |  | no |  |  | 1346387.312 | 15279691.687 |  | -1
node_8104102_200861035 |  |  | PQ | AN | 7199.558 | 8104102 | no | no |  |  | no |  |  | 1346402.549 | 15279497.678 |  | -1
node_8104102_200861036 |  |  | PQ | AN | 7199.558 | 8104102 | no | no |  |  | no |  |  | 1346525.519 | 15279984.52 |  | -1
node_8104102_200861037 |  |  | PQ | AN | 7199.558 | 8104102 | no | no |  |  | no |  |  | 1346862.693 | 15280001.448 |  | -1
node_8104102_200861039 |  |  | PQ | AN | 7199.558 | 8104102 | no | no |  |  | no |  |  | 1346940.687 | 15280003.589 |  | -1
node_8104102_200861040 |  |  | PQ | AN | 7199.558 | 8104102 | no | no |  |  | no |  |  | 1346932.867 | 15280280.913 |  | -1
node_8104102_200861041 |  |  | PQ | AN | 7199.558 | 8104102 | no | no |  |  | no |  |  | 1347078.087 | 15280015.981 |  | -1
node_8104102_200861043 |  |  | PQ | AN | 7199.558 | 8104102 | no | no |  |  | no |  |  | 1347376.036 | 15280033.913 |  | -1
node_8104102_200861045 |  |  | PQ | AN | 7199.558 | 8104102 | no | no |  |  | no |  |  | 1347432.911 | 15279950.059 |  | -1
node_8104102_200861046 |  |  | PQ | AN | 7199.558 | 8104102 | no | no |  |  | no |  |  | 1347445.114 | 15279745.666 |  | -1
node_8104102_200861047 |  |  | PQ | AN | 7199.558 | 8104102 | no | no |  |  | no |  |  | 1347450.022 | 15279545.778 |  | -1
node_8104102_200861048 |  |  | PQ | AN | 7199.558 | 8104102 | no | no |  |  | no |  |  | 1347680.343 | 15280049.255 |  | -1
node_8104102_200861092 |  |  | PQ | AN | 7199.558 | 8104102 | no | no |  |  | no |  |  | 1339972.652 | 15281338.506 |  | -1
node_8104102_200861093 |  |  | PQ | AN | 7199.558 | 8104102 | no | no |  |  | no |  |  | 1339979.993 | 15281200.393 |  | -1
node_8104102_200861231 |  |  | PQ | AN | 2771.281 | 8104102 | no | no |  |  | no |  |  | 1353997.937 | 15261977.542 |  | -1
node_8104102_200861232 |  |  | PQ | AD | 2771.281 | 8104102 | no | no |  |  | no |  |  | 1353513.474 | 15258863.236 |  | -1
node_8104102_200861233 |  |  | PQ | AD | 2771.281 | 8104102 | no | no |  |  | no |  |  | 1353721.461 | 15258333.562 |  | -1
node_8104102_200861234 |  |  | PQ | AD | 2771.281 | 8104102 | no | no |  |  | no |  |  | 1354085.385 | 15258047.261 |  | -1
node_8104102_200861235 |  |  | PQ | AN | 2771.281 | 8104102 | no | no |  |  | no |  |  | 1354395.064 | 15257805.325 |  | -1
node_8104102_200861236 |  |  | PQ | AN | 2771.281 | 8104102 | no | no |  |  | no |  |  | 1354875.363 | 15257599.179 |  | -1
node_8104102_200861237 |  |  | PQ | AD | 2771.281 | 8104102 | no | no |  |  | no |  |  | 1355377.421 | 15257380.806 |  | -1
node_8104102_200861238 |  |  | PQ | AD | 2771.281 | 8104102 | no | no |  |  | no |  |  | 1355848.635 | 15257365.027 |  | -1
node_8104102_200861239 |  |  | PQ | AN | 2771.281 | 8104102 | no | no |  |  | no |  |  | 1355783.098 | 15257676.684 |  | -1
node_8104102_200861240 |  |  | PQ | AN | 2771.281 | 8104102 | no | no |  |  | no |  |  | 1356291.438 | 15257350.257 |  | -1
node_8104102_200861241 |  |  | PQ | AN | 2771.281 | 8104102 | no | no |  |  | no |  |  | 1356684.689 | 15257244.958 |  | -1
node_8104102_200861242 |  |  | PQ | AD | 2771.281 | 8104102 | no | no |  |  | no |  |  | 1356890.151 | 15257196.686 |  | -1
node_8104102_200861243 |  |  | PQ | AN | 2771.281 | 8104102 | no | no |  |  | no |  |  | 1357079.306 | 15257137.759 |  | -1
node_8104102_200861244 |  |  | PQ | AN | 2771.281 | 8104102 | no | no |  |  | no |  |  | 1354064.59 | 15261681.125 |  | -1
node_8104102_200861245 |  |  | PQ | AN | 2771.281 | 8104102 | no | no |  |  | no |  |  | 1357358.455 | 15257063.86 |  | -1
node_8104102_200861246 |  |  | PQ | AN | 2771.281 | 8104102 | no | no |  |  | no |  |  | 1357640.055 | 15257046.524 |  | -1
node_8104102_200861247 |  |  | PQ | AD | 2771.281 | 8104102 | no | no |  |  | no |  |  | 1358027.098 | 15257026.288 |  | -1
node_8104102_200861248 |  |  | PQ | AN | 2771.281 | 8104102 | no | no |  |  | no |  |  | 1358356.35 | 15257047.798 |  | -1
node_8104102_200861249 |  |  | PQ | AN | 2771.281 | 8104102 | no | no |  |  | no |  |  | 1358295.786 | 15257295.85 |  | -1
node_8104102_200861250 |  |  | PQ | AD | 2771.281 | 8104102 | no | no |  |  | no |  |  | 1358705.991 | 15257238.068 |  | -1
node_8104102_200861251 |  |  | PQ | AD | 2771.281 | 8104102 | no | no |  |  | no |  |  | 1358998.024 | 15257421.007 |  | -1
node_8104102_200861252 |  |  | PQ | AN | 2771.281 | 8104102 | no | no |  |  | no |  |  | 1359364.372 | 15257587.486 |  | -1
node_8104102_200861254 |  |  | PQ | AN | 2771.281 | 8104102 | no | no |  |  | no |  |  | 1359560.973 | 15257713.343 |  | -1
node_8104102_200861255 |  |  | PQ | AN | 2771.281 | 8104102 | no | no |  |  | no |  |  | 1359780.393 | 15257898.016 |  | -1
node_8104102_200861257 |  |  | PQ | AN | 2771.281 | 8104102 | no | no |  |  | no |  |  | 1360002.815 | 15258066.99 |  | -1
node_8104102_200861259 |  |  | PQ | AN | 2771.281 | 8104102 | no | no |  |  | no |  |  | 1354180.207 | 15261239.213 |  | -1
node_8104102_200861261 |  |  | PQ | AN | 2771.281 | 8104102 | no | no |  |  | no |  |  | 1354203.841 | 15261079.41 |  | -1
node_8104102_200861262 |  |  | PQ | AN | 2771.281 | 8104102 | no | no |  |  | no |  |  | 1360269.968 | 15258257.768 |  | -1
node_8104102_200861263 |  |  | PQ | AD | 2771.281 | 8104102 | no | no |  |  | no |  |  | 1360488.915 | 15258272.35 |  | -1
node_8104102_200861264 |  |  | PQ | AN | 2771.281 | 8104102 | no | no |  |  | no |  |  | 1360734.071 | 15258320.369 |  | -1
node_8104102_200861265 |  |  | PQ | AN | 2771.281 | 8104102 | no | no |  |  | no |  |  | 1360969.436 | 15258334.029 |  | -1
node_8104102_200861267 |  |  | PQ | AN | 2771.281 | 8104102 | no | no |  |  | no |  |  | 1354164.584 | 15260924.892 |  | -1
node_8104102_200861269 |  |  | PQ | AN | 2771.281 | 8104102 | no | no |  |  | no |  |  | 1353928.268 | 15260604.422 |  | -1
node_8104102_200861271 |  |  | PQ | AN | 2771.281 | 8104102 | no | no |  |  | no |  |  | 1353746.983 | 15260404.764 |  | -1
node_8104102_200861272 |  |  | PQ | AD | 2771.281 | 8104102 | no | no |  |  | no |  |  | 1353628.089 | 15260091.663 |  | -1
node_8104102_200861273 |  |  | PQ | AN | 2771.281 | 8104102 | no | no |  |  | no |  |  | 1353463.017 | 15260114.889 |  | -1
node_8104102_200861276 |  |  | PQ | AD | 2771.281 | 8104102 | no | no |  |  | no |  |  | 1353506.637 | 15259649.23 |  | -1
node_8104102_200861277 |  |  | PQ | AD | 2771.281 | 8104102 | no | no |  |  | no |  |  | 1353413.155 | 15259644.561 |  | -1
node_8104102_200861278 |  |  | PQ | AN | 2771.281 | 8104102 | no | no |  |  | no |  |  | 1353242.745 | 15259642.579 |  | -1
node_8104102_200861279 |  |  | PQ | AN | 2771.281 | 8104102 | no | no |  |  | no |  |  | 1353442.247 | 15259410.999 |  | -1
node_8104102_200861280 |  |  | PQ | AN | 2771.281 | 8104102 | no | no |  |  | no |  |  | 1353403.161 | 15259263.135 |  | -1
node_8104102_200861281 |  |  | PQ | AN | 2771.281 | 8104102 | no | no |  |  | no |  |  | 1353465.023 | 15259088.81 |  | -1
node_8104102_200861284 |  |  | PQ | AD | 2771.281 | 8104102 | no | no |  |  | no |  |  | 1353922.295 | 15262664.93 |  | -1
node_8104102_200861285 |  |  | PQ | AD | 2771.281 | 8104102 | no | no |  |  | no |  |  | 1352361.524 | 15266436.265 |  | -1
node_8104102_200861286 |  |  | PQ | AD | 2771.281 | 8104102 | no | no |  |  | no |  |  | 1352240.569 | 15266589.015 |  | -1
node_8104102_200861287 |  |  | PQ | AN | 2771.281 | 8104102 | no | no |  |  | no |  |  | 1352098.76 | 15266788.453 |  | -1
node_8104102_200861288 |  |  | PQ | AD | 2771.281 | 8104102 | no | no |  |  | no |  |  | 1351803.983 | 15267154.174 |  | -1
node_8104102_200861289 |  |  | PQ | AN | 2771.281 | 8104102 | no | no |  |  | no |  |  | 1351825.26 | 15267416.48 |  | -1
node_8104102_200861291 |  |  | PQ | AD | 2771.281 | 8104102 | no | no |  |  | no |  |  | 1351840.486 | 15267678.029 |  | -1
node_8104102_200861292 |  |  | PQ | AD | 2771.281 | 8104102 | no | no |  |  | no |  |  | 1351871.707 | 15267962.349 |  | -1
node_8104102_200861293 |  |  | PQ | AN | 2771.281 | 8104102 | no | no |  |  | no |  |  | 1351812.967 | 15267920.792 |  | -1
node_8104102_200861294 |  |  | PQ | AN | 2771.281 | 8104102 | no | no |  |  | no |  |  | 1351879.215 | 15268244.637 |  | -1
node_8104102_200861296 |  |  | PQ | AD | 2771.281 | 8104102 | no | no |  |  | no |  |  | 1353929.199 | 15263068.472 |  | -1
node_8104102_200861298 |  |  | PQ | AN | 2771.281 | 8104102 | no | no |  |  | no |  |  | 1353923.564 | 15263475.952 |  | -1
node_8104102_200861300 |  |  | PQ | AN | 2771.281 | 8104102 | no | no |  |  | no |  |  | 1353925.403 | 15263623.618 |  | -1
node_8104102_200861302 |  |  | PQ | AD | 2771.281 | 8104102 | no | no |  |  | no |  |  | 1353919.904 | 15263996.795 |  | -1
node_8104102_200861303 |  |  | PQ | AD | 2771.281 | 8104102 | no | no |  |  | no |  |  | 1353690.838 | 15264332.376 |  | -1
node_8104102_200861304 |  |  | PQ | AD | 2771.281 | 8104102 | no | no |  |  | no |  |  | 1353585.705 | 15264647.398 |  | -1
node_8104102_200861305 |  |  | PQ | AN | 2771.281 | 8104102 | no | no |  |  | no |  |  | 1353321.921 | 15264887.204 |  | -1
node_8104102_200861306 |  |  | PQ | AD | 2771.281 | 8104102 | no | no |  |  | no |  |  | 1353515.1 | 15264857.041 |  | -1
node_8104102_200861307 |  |  | PQ | AN | 2771.281 | 8104102 | no | no |  |  | no |  |  | 1353146.057 | 15265129.38 |  | -1
node_8104102_200861310 |  |  | PQ | AN | 2771.281 | 8104102 | no | no |  |  | no |  |  | 1352844.957 | 15265597.476 |  | -1
node_8104102_200861311 |  |  | PQ | AD | 2771.281 | 8104102 | no | no |  |  | no |  |  | 1352674.11 | 15265874.427 |  | -1
node_8104102_200861312 |  |  | PQ | AN | 2771.281 | 8104102 | no | no |  |  | no |  |  | 1352826.852 | 15265864.292 |  | -1
node_8104102_200861313 |  |  | PQ | AD | 2771.281 | 8104102 | no | no |  |  | no |  |  | 1352332.894 | 15265845.437 |  | -1
node_8104102_200861314 |  |  | PQ | AD | 2771.281 | 8104102 | no | no |  |  | no |  |  | 1352015.171 | 15265822.565 |  | -1
node_8104102_200861316 |  |  | PQ | AN | 2771.281 | 8104102 | no | no |  |  | no |  |  | 1351808.954 | 15265863.166 |  | -1
node_8104102_200861317 |  |  | PQ | AN | 2771.281 | 8104102 | no | no |  |  | no |  |  | 1352620.938 | 15265967.64 |  | -1
node_8104102_200861319 |  |  | PQ | AD | 2771.281 | 8104102 | no | no |  |  | no |  |  | 1352651.989 | 15266053.616 |  | -1
node_8104102_200861320 |  |  | PQ | AN | 2771.281 | 8104102 | no | no |  |  | no |  |  | 1352365.751 | 15266278.842 |  | -1
node_8104102_200861322 |  |  | PQ | AN | 2771.281 | 8104102 | no | no |  |  | no |  |  | 1352187.328 | 15266512.03 |  | -1
node_8104102_200861675 |  |  | PQ | AN | 7199.558 | 8104102 | no | no |  |  | no |  |  | 1340356.816 | 15280951.365 |  | -1
node_8104102_200861677 |  |  | PQ | AN | 7199.558 | 8104102 | no | no |  |  | no |  |  | 1340365.514 | 15280848.215 |  | -1
node_8104102_200861678 |  |  | PQ | AN | 7199.558 | 8104102 | no | no |  |  | no |  |  | 1340370.803 | 15280749.731 |  | -1
node_8104102_200861679 |  |  | PQ | AN | 7199.558 | 8104102 | no | no |  |  | no |  |  | 1340380.653 | 15280598.312 |  | -1
node_8104102_200861682 |  |  | PQ | AN | 7199.558 | 8104102 | no | no |  |  | no |  |  | 1340389.096 | 15280454.279 |  | -1
node_8104102_200861687 |  |  | PQ | AN | 7199.558 | 8104102 | no | no |  |  | no |  |  | 1340404.31 | 15280278.417 |  | -1
node_8104102_200861828 |  |  | PQ | AN | 7199.558 | 8104102 | no | no |  |  | no |  |  | 1346418.3 | 15271626.522 |  | -1
node_8104102_200861829 |  |  | PQ | AN | 7199.558 | 8104102 | no | no |  |  | no |  |  | 1346752.334 | 15271652.844 |  | -1
node_8104102_200861830 |  |  | PQ | AN | 7199.558 | 8104102 | no | no |  |  | no |  |  | 1346922.491 | 15271644.01 |  | -1
node_8104102_200861831 |  |  | PQ | AN | 7199.558 | 8104102 | no | no |  |  | no |  |  | 1350176.182 | 15271230.189 |  | -1
node_8104102_200861834 |  |  | PQ | AN | 7199.558 | 8104102 | no | no |  |  | no |  |  | 1350401.152 | 15271351.267 |  | -1
node_8104102_200861835 |  |  | PQ | AN | 7199.558 | 8104102 | no | no |  |  | no |  |  | 1350653.098 | 15271380.259 |  | -1
node_8104102_200861836 |  |  | PQ | AN | 7199.558 | 8104102 | no | no |  |  | no |  |  | 1350382.708 | 15270982.678 |  | -1
node_8104102_200861837 |  |  | PQ | AN | 7199.558 | 8104102 | no | no |  |  | no |  |  | 1350471.735 | 15270782.87 |  | -1
node_8104102_200861839 |  |  | PQ | AN | 7199.558 | 8104102 | no | no |  |  | no |  |  | 1350668.863 | 15270531.75 |  | -1
node_8104102_200861840 |  |  | PQ | AN | 7199.558 | 8104102 | no | no |  |  | no |  |  | 1350884.7 | 15270328.887 |  | -1
node_8104102_200861841 |  |  | PQ | AN | 7199.558 | 8104102 | no | no |  |  | no |  |  | 1351071.824 | 15270090.348 |  | -1
node_8104102_200861845 |  |  | PQ | AN | 7199.558 | 8104102 | no | no |  |  | no |  |  | 1351107.095 | 15270108.635 |  | -1
node_8104102_200861846 |  |  | PQ | AN | 7199.558 | 8104102 | no | no |  |  | no |  |  | 1351270.554 | 15270227.302 |  | -1
node_8104102_200861847 |  |  | PQ | AN | 7199.558 | 8104102 | no | no |  |  | no |  |  | 1351221.366 | 15269817.592 |  | -1
node_8104102_200861848 |  |  | PQ | AN | 7199.558 | 8104102 | no | no |  |  | no |  |  | 1351289.796 | 15269552.723 |  | -1
node_8104102_200861849 |  |  | PQ | AN | 7199.558 | 8104102 | no | no |  |  | no |  |  | 1351429.752 | 15269360.725 |  | -1
node_8104102_200861853 |  |  | PQ | AN | 7199.558 | 8104102 | no | no |  |  | no |  |  | 1351501.803 | 15269162.262 |  | -1
node_8104102_200861854 |  |  | PQ | AN | 7199.558 | 8104102 | no | no |  |  | no |  |  | 1347111.087 | 15271665.804 |  | -1
node_8104102_200861856 |  |  | PQ | AN | 7199.558 | 8104102 | no | no |  |  | no |  |  | 1351657.147 | 15268973.512 |  | -1
node_8104102_200861857 |  |  | PQ | AN | 2771.281 | 8104102 | no | no |  |  | no |  |  | 1351746.744 | 15268755.411 |  | -1
node_8104102_200861859 |  |  | PQ | AD | 2771.281 | 8104102 | no | no |  |  | no |  |  | 1351839.781 | 15268546.305 |  | -1
node_8104102_200861860 |  |  | PQ | AN | 7199.558 | 8104102 | no | no |  |  | no |  |  | 1347472.908 | 15271679.112 |  | -1
node_8104102_200861862 |  |  | PQ | AN | 7199.558 | 8104102 | no | no |  |  | no |  |  | 1347550.314 | 15271693.732 |  | -1
node_8104102_200861863 |  |  | PQ | AN | 7199.558 | 8104102 | no | no |  |  | no |  |  | 1347665.599 | 15271697.785 |  | -1
node_8104102_200861864 |  |  | PQ | AN | 7199.558 | 8104102 | no | no |  |  | no |  |  | 1347849.38 | 15271703.273 |  | -1
node_8104102_200861865 |  |  | PQ | AN | 7199.558 | 8104102 | no | no |  |  | no |  |  | 1348080.738 | 15271708.691 |  | -1
node_8104102_200861867 |  |  | PQ | AN | 7199.558 | 8104102 | no | no |  |  | no |  |  | 1348308.61 | 15271722.364 |  | -1
node_8104102_200861868 |  |  | PQ | AN | 7199.558 | 8104102 | no | no |  |  | no |  |  | 1348492.449 | 15271668.524 |  | -1
node_8104102_200861869 |  |  | PQ | AN | 7199.558 | 8104102 | no | no |  |  | no |  |  | 1348763.503 | 15271597.12 |  | -1
node_8104102_200861870 |  |  | PQ | AN | 7199.558 | 8104102 | no | no |  |  | no |  |  | 1349029.386 | 15271539.477 |  | -1
node_8104102_200861872 |  |  | PQ | AN | 7199.558 | 8104102 | no | no |  |  | no |  |  | 1349272.201 | 15271499.323 |  | -1
node_8104102_200861873 |  |  | PQ | AN | 7199.558 | 8104102 | no | no |  |  | no |  |  | 1349580.421 | 15271467.726 |  | -1
node_8104102_200861874 |  |  | PQ | AN | 7199.558 | 8104102 | no | no |  |  | no |  |  | 1349553.689 | 15271541.095 |  | -1
node_8104102_200861875 |  |  | PQ | AN | 7199.558 | 8104102 | no | no |  |  | no |  |  | 1349537.854 | 15271781.97 |  | -1
node_8104102_200861876 |  |  | PQ | AN | 7199.558 | 8104102 | no | no |  |  | no |  |  | 1349533.113 | 15272030.66 |  | -1
node_8104102_200861877 |  |  | PQ | AN | 7199.558 | 8104102 | no | no |  |  | no |  |  | 1349740.28 | 15271457.045 |  | -1
node_8104102_200861878 |  |  | PQ | AN | 7199.558 | 8104102 | no | no |  |  | no |  |  | 1349977.19 | 15271398.973 |  | -1
node_8104102_200862051 |  |  | PQ | AN | 7199.558 | 8104102 | no | no |  |  | no |  |  | 1343330.815 | 15277605.458 |  | -1
node_8104102_200862052 |  |  | PQ | AN | 7199.558 | 8104102 | no | no |  |  | no |  |  | 1344218.33 | 15276534.393 |  | -1
node_8104102_200862053 |  |  | PQ | AN | 7199.558 | 8104102 | no | no |  |  | no |  |  | 1342843.104 | 15277820.993 |  | -1
node_8104102_200862054 |  |  | PQ | AN | 7199.558 | 8104102 | no | no |  |  | no |  |  | 1342514.951 | 15277821.202 |  | -1
node_8104102_200862055 |  |  | PQ | AN | 7199.558 | 8104102 | no | no |  |  | no |  |  | 1344016.546 | 15276535.874 |  | -1
node_8104102_200862057 |  |  | PQ | AN | 7199.558 | 8104102 | no | no |  |  | no |  |  | 1343785.488 | 15276696.442 |  | -1
node_8104102_200862058 |  |  | PQ | AN | 7199.558 | 8104102 | no | no |  |  | no |  |  | 1343677.717 | 15276869.274 |  | -1
node_8104102_200862059 |  |  | PQ | AN | 7199.558 | 8104102 | no | no |  |  | no |  |  | 1343575.813 | 15277043.412 |  | -1
node_8104102_200862060 |  |  | PQ | AN | 7199.558 | 8104102 | no | no |  |  | no |  |  | 1343477.877 | 15277215.677 |  | -1
node_8104102_200862061 |  |  | PQ | AN | 7199.558 | 8104102 | no | no |  |  | no |  |  | 1343387.761 | 15277377.271 |  | -1
node_8104102_200862062 |  |  | PQ | AN | 7199.558 | 8104102 | no | no |  |  | no |  |  | 1343261.448 | 15277564.547 |  | -1
node_8104102_200862063 |  |  | PQ | AN | 7199.558 | 8104102 | no | no |  |  | no |  |  | 1343053.463 | 15277717.994 |  | -1
node_8104102_200862141 |  |  | PQ | AN | 2771.281 | 8104102 | no | no |  |  | no |  |  | 1358342.153 | 15265415.219 |  | -1
node_8104102_200862142 |  |  | PQ | AD | 2771.281 | 8104102 | no | no |  |  | no |  |  | 1358159.128 | 15265425.042 |  | -1
node_8104102_200862143 |  |  | PQ | AN | 2771.281 | 8104102 | no | no |  |  | no |  |  | 1358000.794 | 15265334.336 |  | -1
node_8104102_200862144 |  |  | PQ | AN | 2771.281 | 8104102 | no | no |  |  | no |  |  | 1357676.94 | 15265365.581 |  | -1
node_8104102_200862145 |  |  | PQ | AD | 2771.281 | 8104102 | no | no |  |  | no |  |  | 1357609.41 | 15265588.174 |  | -1
node_8104102_200862146 |  |  | PQ | AN | 2771.281 | 8104102 | no | no |  |  | no |  |  | 1357537.208 | 15265807.675 |  | -1
node_8104102_200862147 |  |  | PQ | AN | 2771.281 | 8104102 | no | no |  |  | no |  |  | 1357401.508 | 15265410.061 |  | -1
node_8104102_200862149 |  |  | PQ | AD | 2771.281 | 8104102 | no | no |  |  | no |  |  | 1357111.38 | 15265205.149 |  | -1
node_8104102_200862150 |  |  | PQ | AD | 2771.281 | 8104102 | no | no |  |  | no |  |  | 1357120.233 | 15265131.863 |  | -1
node_8104102_200862151 |  |  | PQ | AD | 2771.281 | 8104102 | no | no |  |  | no |  |  | 1357108.962 | 15264842.912 |  | -1
node_8104102_200862152 |  |  | PQ | AN | 2771.281 | 8104102 | no | no |  |  | no |  |  | 1357119.263 | 15264667.111 |  | -1
node_8104102_200862153 |  |  | PQ | AD | 2771.281 | 8104102 | no | no |  |  | no |  |  | 1356980.31 | 15265220.408 |  | -1
node_8104102_200862154 |  |  | PQ | AN | 2771.281 | 8104102 | no | no |  |  | no |  |  | 1356993.59 | 15265526.13 |  | -1
node_8104102_200862155 |  |  | PQ | AN | 2771.281 | 8104102 | no | no |  |  | no |  |  | 1356824.896 | 15265055.31 |  | -1
node_8104102_200862453 |  |  | PQ | AN | 7199.558 | 8104102 | no | no |  |  | no |  |  | 1343461.897 | 15273681.938 |  | -1
node_8104102_200862454 |  |  | PQ | AN | 7199.558 | 8104102 | no | no |  |  | no |  |  | 1343233.944 | 15273469.951 |  | -1
node_8104102_200862455 |  |  | PQ | AN | 7199.558 | 8104102 | no | no |  |  | no |  |  | 1343055.464 | 15273374.949 |  | -1
node_8104102_200862457 |  |  | PQ | AN | 7199.558 | 8104102 | no | no |  |  | no |  |  | 1342847.427 | 15273190.563 |  | -1
node_8104102_200862458 |  |  | PQ | AN | 7199.558 | 8104102 | no | no |  |  | no |  |  | 1342695.918 | 15273059.037 |  | -1
node_8104102_200862459 |  |  | PQ | AN | 7199.558 | 8104102 | no | no |  |  | no |  |  | 1342775.548 | 15273048.752 |  | -1
node_8104102_200862460 |  |  | PQ | AN | 7199.558 | 8104102 | no | no |  |  | no |  |  | 1342872.152 | 15272783.551 |  | -1
node_8104102_200862462 |  |  | PQ | AN | 7199.558 | 8104102 | no | no |  |  | no |  |  | 1342944.858 | 15272561.592 |  | -1
node_8104102_200862463 |  |  | PQ | AN | 7199.558 | 8104102 | no | no |  |  | no |  |  | 1342425.34 | 15273055.731 |  | -1
node_8104102_200862464 |  |  | PQ | AN | 7199.558 | 8104102 | no | no |  |  | no |  |  | 1342152.195 | 15273041.228 |  | -1
node_8104102_200862465 |  |  | PQ | AN | 7199.558 | 8104102 | no | no |  |  | no |  |  | 1341889.921 | 15273031.019 |  | -1
node_8104102_200862466 |  |  | PQ | AN | 7199.558 | 8104102 | no | no |  |  | no |  |  | 1341654.382 | 15273070.192 |  | -1
node_8104102_200862468 |  |  | PQ | AN | 7199.558 | 8104102 | no | no |  |  | no |  |  | 1341387.437 | 15273063.562 |  | -1
node_8104102_200862469 |  |  | PQ | AN | 7199.558 | 8104102 | no | no |  |  | no |  |  | 1344113.84 | 15275559.864 |  | -1
node_8104102_200862470 |  |  | PQ | AN | 7199.558 | 8104102 | no | no |  |  | no |  |  | 1341124.353 | 15273054.563 |  | -1
node_8104102_200862471 |  |  | PQ | AN | 7199.558 | 8104102 | no | no |  |  | no |  |  | 1340801.938 | 15273036.288 |  | -1
node_8104102_200862472 |  |  | PQ | AN | 7199.558 | 8104102 | no | no |  |  | no |  |  | 1340823.682 | 15272917.656 |  | -1
node_8104102_200862473 |  |  | PQ | AN | 7199.558 | 8104102 | no | no |  |  | no |  |  | 1340819.125 | 15272678.934 |  | -1
node_8104102_200862474 |  |  | PQ | AN | 7199.558 | 8104102 | no | no |  |  | no |  |  | 1340649.906 | 15273030.285 |  | -1
node_8104102_200862476 |  |  | PQ | AN | 7199.558 | 8104102 | no | no |  |  | no |  |  | 1340447.536 | 15273023.545 |  | -1
node_8104102_200862477 |  |  | PQ | AN | 7199.558 | 8104102 | no | no |  |  | no |  |  | 1340239.923 | 15273012.524 |  | -1
node_8104102_200862478 |  |  | PQ | AN | 7199.558 | 8104102 | no | no |  |  | no |  |  | 1340101.529 | 15272949.787 |  | -1
node_8104102_200862479 |  |  | PQ | AN | 7199.558 | 8104102 | no | no |  |  | no |  |  | 1340124.207 | 15272772.806 |  | -1
node_8104102_200862480 |  |  | PQ | AN | 7199.558 | 8104102 | no | no |  |  | no |  |  | 1344099.968 | 15275174.254 |  | -1
node_8104102_200862481 |  |  | PQ | AN | 7199.558 | 8104102 | no | no |  |  | no |  |  | 1344141.7 | 15274879.782 |  | -1
node_8104102_200862482 |  |  | PQ | AN | 7199.558 | 8104102 | no | no |  |  | no |  |  | 1344160.989 | 15274645.494 |  | -1
node_8104102_200862483 |  |  | PQ | AN | 7199.558 | 8104102 | no | no |  |  | no |  |  | 1344169.651 | 15274588.704 |  | -1
node_8104102_200862484 |  |  | PQ | AN | 7199.558 | 8104102 | no | no |  |  | no |  |  | 1344170.746 | 15274467.436 |  | -1
node_8104102_200862485 |  |  | PQ | AN | 7199.558 | 8104102 | no | no |  |  | no |  |  | 1344167.785 | 15274342.124 |  | -1
node_8104102_200862486 |  |  | PQ | AN | 7199.558 | 8104102 | no | no |  |  | no |  |  | 1343964.333 | 15274151.742 |  | -1
node_8104102_200862487 |  |  | PQ | AN | 7199.558 | 8104102 | no | no |  |  | no |  |  | 1343708.675 | 15273915.648 |  | -1
node_8104102_200862488 |  |  | PQ | AN | 7199.558 | 8104102 | no | no |  |  | no |  |  | 1343590.495 | 15273803.738 |  | -1
node_8104102_200862489 |  |  | PQ | AN | 7199.558 | 8104102 | no | no |  |  | no |  |  | 1343295.987 | 15273966.94 |  | -1
node_8104102_200862490 |  |  | PQ | AN | 7199.558 | 8104102 | no | no |  |  | no |  |  | 1343012.495 | 15274134.296 |  | -1
node_8104102_200862611 |  |  | PQ | AN | 7199.558 | 8104102 | no | no |  |  | no |  |  | 1346842.086 | 15266058.678 |  | -1
node_8104102_200862612 |  |  | PQ | AN | 7199.558 | 8104102 | no | no |  |  | no |  |  | 1346628.9 | 15265967.738 |  | -1
node_8104102_200862613 |  |  | PQ | AN | 7199.558 | 8104102 | no | no |  |  | no |  |  | 1344028.141 | 15265853.937 |  | -1
node_8104102_200862614 |  |  | PQ | AN | 7199.558 | 8104102 | no | no |  |  | no |  |  | 1343800.944 | 15265796.664 |  | -1
node_8104102_200862615 |  |  | PQ | AN | 7199.558 | 8104102 | no | no |  |  | no |  |  | 1343600.782 | 15265795.524 |  | -1
node_8104102_200862616 |  |  | PQ | AN | 7199.558 | 8104102 | no | no |  |  | no |  |  | 1343335.223 | 15265781.136 |  | -1
node_8104102_200862617 |  |  | PQ | AN | 7199.558 | 8104102 | no | no |  |  | no |  |  | 1343067.915 | 15265763.999 |  | -1
node_8104102_200862618 |  |  | PQ | AN | 7199.558 | 8104102 | no | no |  |  | no |  |  | 1342839.516 | 15265699.002 |  | -1
node_8104102_200862620 |  |  | PQ | AN | 7199.558 | 8104102 | no | no |  |  | no |  |  | 1342752.207 | 15265668.701 |  | -1
node_8104102_200862621 |  |  | PQ | AN | 7199.558 | 8104102 | no | no |  |  | no |  |  | 1342437.913 | 15265579.323 |  | -1
node_8104102_200862623 |  |  | PQ | AN | 7199.558 | 8104102 | no | no |  |  | no |  |  | 1342152.463 | 15265462.144 |  | -1
node_8104102_200862624 |  |  | PQ | AN | 7199.558 | 8104102 | no | no |  |  | no |  |  | 1342177.186 | 15265662.447 |  | -1
node_8104102_200862625 |  |  | PQ | AN | 7199.558 | 8104102 | no | no |  |  | no |  |  | 1341860.489 | 15265450.036 |  | -1
node_8104102_200862628 |  |  | PQ | AN | 7199.558 | 8104102 | no | no |  |  | no |  |  | 1341567.951 | 15265367.019 |  | -1
node_8104102_200862629 |  |  | PQ | AN | 7199.558 | 8104102 | no | no |  |  | no |  |  | 1346333.933 | 15265850.124 |  | -1
node_8104102_200862630 |  |  | PQ | AN | 7199.558 | 8104102 | no | no |  |  | no |  |  | 1341437.415 | 15265042.825 |  | -1
node_8104102_200862631 |  |  | PQ | AN | 7199.558 | 8104102 | no | no |  |  | no |  |  | 1341295.033 | 15264730.147 |  | -1
node_8104102_200862632 |  |  | PQ | AN | 7199.558 | 8104102 | no | no |  |  | no |  |  | 1341327.436 | 15264424.794 |  | -1
node_8104102_200862633 |  |  | PQ | AN | 7199.558 | 8104102 | no | no |  |  | no |  |  | 1341345.378 | 15264140.269 |  | -1
node_8104102_200862634 |  |  | PQ | AN | 7199.558 | 8104102 | no | no |  |  | no |  |  | 1346044.284 | 15265850.783 |  | -1
node_8104102_200862635 |  |  | PQ | AN | 7199.558 | 8104102 | no | no |  |  | no |  |  | 1345737.987 | 15265878.043 |  | -1
node_8104102_200862636 |  |  | PQ | AN | 7199.558 | 8104102 | no | no |  |  | no |  |  | 1345446.249 | 15265880.987 |  | -1
node_8104102_200862637 |  |  | PQ | AN | 7199.558 | 8104102 | no | no |  |  | no |  |  | 1345348.98 | 15266044.015 |  | -1
node_8104102_200862638 |  |  | PQ | AN | 7199.558 | 8104102 | no | no |  |  | no |  |  | 1345140.889 | 15265922.341 |  | -1
node_8104102_200862639 |  |  | PQ | AN | 7199.558 | 8104102 | no | no |  |  | no |  |  | 1344844.225 | 15265947.498 |  | -1
node_8104102_200862640 |  |  | PQ | AN | 7199.558 | 8104102 | no | no |  |  | no |  |  | 1344682.434 | 15265955.471 |  | -1
node_8104102_200862641 |  |  | PQ | AN | 7199.558 | 8104102 | no | no |  |  | no |  |  | 1344690.717 | 15265915.551 |  | -1
node_8104102_200862642 |  |  | PQ | AN | 7199.558 | 8104102 | no | no |  |  | no |  |  | 1344790.173 | 15265622.826 |  | -1
node_8104102_200862643 |  |  | PQ | AN | 7199.558 | 8104102 | no | no |  |  | no |  |  | 1344497.853 | 15265972.718 |  | -1
node_8104102_200862644 |  |  | PQ | AN | 7199.558 | 8104102 | no | no |  |  | no |  |  | 1344419.952 | 15266161.083 |  | -1
node_8104102_200862646 |  |  | PQ | AN | 7199.558 | 8104102 | no | no |  |  | no |  |  | 1344215.317 | 15265909.405 |  | -1
node_8104102_200862647 |  |  | PQ | AN | 7199.558 | 8104102 | no | no |  |  | no |  |  | 1344284.169 | 15265749.712 |  | -1
node_8104102_200862724 |  |  | PQ | AN | 7199.558 | 8104102 | no | no |  |  | no |  |  | 1347332.809 | 15259715.415 |  | -1
node_8104102_200862725 |  |  | PQ | AN | 7199.558 | 8104102 | no | no |  |  | no |  |  | 1349812.78 | 15259199.548 |  | -1
node_8104102_200862726 |  |  | PQ | AN | 7199.558 | 8104102 | no | no |  |  | no |  |  | 1349917.996 | 15258971.502 |  | -1
node_8104102_200862727 |  |  | PQ | AN | 7199.558 | 8104102 | no | no |  |  | no |  |  | 1350126.336 | 15258817.797 |  | -1
node_8104102_200862728 |  |  | PQ | AN | 7199.558 | 8104102 | no | no |  |  | no |  |  | 1350359.413 | 15258656.403 |  | -1
node_8104102_200862730 |  |  | PQ | AN | 7199.558 | 8104102 | no | no |  |  | no |  |  | 1350616.185 | 15258648.995 |  | -1
node_8104102_200862731 |  |  | PQ | AN | 7199.558 | 8104102 | no | no |  |  | no |  |  | 1350926.662 | 15258640.561 |  | -1
node_8104102_200862732 |  |  | PQ | AN | 7199.558 | 8104102 | no | no |  |  | no |  |  | 1351082.502 | 15258581.504 |  | -1
node_8104102_200862733 |  |  | PQ | AN | 7199.558 | 8104102 | no | no |  |  | no |  |  | 1351090.306 | 15258248.635 |  | -1
node_8104102_200862734 |  |  | PQ | AN | 7199.558 | 8104102 | no | no |  |  | no |  |  | 1351086.225 | 15257903.522 |  | -1
node_8104102_200862737 |  |  | PQ | AN | 7199.558 | 8104102 | no | no |  |  | no |  |  | 1351339.507 | 15258583.439 |  | -1
node_8104102_200862738 |  |  | PQ | AN | 7199.558 | 8104102 | no | no |  |  | no |  |  | 1351592.321 | 15258589.027 |  | -1
node_8104102_200862739 |  |  | PQ | AN | 7199.558 | 8104102 | no | no |  |  | no |  |  | 1351914.646 | 15258619.174 |  | -1
node_8104102_200862740 |  |  | PQ | AN | 7199.558 | 8104102 | no | no |  |  | no |  |  | 1347845.349 | 15259651.123 |  | -1
node_8104102_200862742 |  |  | PQ | AN | 7199.558 | 8104102 | no | no |  |  | no |  |  | 1348029.811 | 15259656.123 |  | -1
node_8104102_200862743 |  |  | PQ | AN | 7199.558 | 8104102 | no | no |  |  | no |  |  | 1352107.257 | 15258544.157 |  | -1
node_8104102_200862744 |  |  | PQ | AN | 7199.558 | 8104102 | no | no |  |  | no |  |  | 1348225.349 | 15259661.147 |  | -1
node_8104102_200862745 |  |  | PQ | AN | 7199.558 | 8104102 | no | no |  |  | no |  |  | 1348162.183 | 15259858.87 |  | -1
node_8104102_200862746 |  |  | PQ | AN | 7199.558 | 8104102 | no | no |  |  | no |  |  | 1348278.951 | 15259990.027 |  | -1
node_8104102_200862747 |  |  | PQ | AN | 7199.558 | 8104102 | no | no |  |  | no |  |  | 1348266.778 | 15259484.37 |  | -1
node_8104102_200862748 |  |  | PQ | AN | 7199.558 | 8104102 | no | no |  |  | no |  |  | 1348563.017 | 15259677.273 |  | -1
node_8104102_200862750 |  |  | PQ | AN | 7199.558 | 8104102 | no | no |  |  | no |  |  | 1348876.154 | 15259638.965 |  | -1
node_8104102_200862751 |  |  | PQ | AN | 7199.558 | 8104102 | no | no |  |  | no |  |  | 1349175.896 | 15259611.677 |  | -1
node_8104102_200862752 |  |  | PQ | AN | 7199.558 | 8104102 | no | no |  |  | no |  |  | 1349324.623 | 15259675.979 |  | -1
node_8104102_200862753 |  |  | PQ | AN | 7199.558 | 8104102 | no | no |  |  | no |  |  | 1349452.346 | 15259580.731 |  | -1
node_8104102_200862754 |  |  | PQ | AN | 7199.558 | 8104102 | no | no |  |  | no |  |  | 1349643.88 | 15259553.489 |  | -1
node_8104102_200862755 |  |  | PQ | AN | 7199.558 | 8104102 | no | no |  |  | no |  |  | 1349745.885 | 15259354.308 |  | -1
node_8104102_200862984 |  |  | PQ | ABCN | 7199.558 | 8104102 | no | no |  |  | no |  |  | 1344907.651 | 15283505.042 |  | -1
node_8104102_200862985 |  |  | PQ | ABCN | 7199.558 | 8104102 | no | no |  |  | no |  |  | 1343179.584 | 15282580.038 |  | -1
node_8104102_200862986 |  |  | PQ | ABCN | 7199.558 | 8104102 | no | no |  |  | no |  |  | 1343014.51 | 15282534.043 |  | -1
node_8104102_200862987 |  |  | PQ | ABCN | 7199.558 | 8104102 | no | no |  |  | no |  |  | 1342800.338 | 15282472.509 |  | -1
node_8104102_200862988 |  |  | PQ | ABCN | 7199.558 | 8104102 | no | no |  |  | no |  |  | 1342596.766 | 15282412.363 |  | -1
node_8104102_200862989 |  |  | PQ | ABCN | 7199.558 | 8104102 | no | no |  |  | no |  |  | 1342419.561 | 15282357.605 |  | -1
node_8104102_200862991 |  |  | PQ | ABCN | 7199.558 | 8104102 | no | no |  |  | no |  |  | 1342184.676 | 15282287.04 |  | -1
node_8104102_200862992 |  |  | PQ | AN | 7199.558 | 8104102 | no | no |  |  | no |  |  | 1342137.473 | 15282229.397 |  | -1
node_8104102_200862993 |  |  | PQ | AN | 7199.558 | 8104102 | no | no |  |  | no |  |  | 1342146.954 | 15282107.29 |  | -1
node_8104102_200862994 |  |  | PQ | ABCN | 7199.558 | 8104102 | no | no |  |  | no |  |  | 1341927.852 | 15282220.443 |  | -1
node_8104102_200862995 |  |  | PQ | ABCN | 7199.558 | 8104102 | no | no |  |  | no |  |  | 1341766.111 | 15282154.521 |  | -1
node_8104102_200862996 |  |  | PQ | ABCN | 7199.558 | 8104102 | no | no |  |  | no |  |  | 1341583.422 | 15282104.696 |  | -1
node_8104102_200862998 |  |  | PQ | ABCN | 7199.558 | 8104102 | no | no |  |  | no |  |  | 1344747.725 | 15283376.267 |  | -1
node_8104102_200862999 |  |  | PQ | ABCN | 7199.558 | 8104102 | no | no |  |  | no |  |  | 1341266.303 | 15282029.147 |  | -1
node_8104102_200863000 |  |  | PQ | ABCN | 7199.558 | 8104102 | no | no |  |  | no |  |  | 1341023.114 | 15281950.798 |  | -1
node_8104102_200863001 |  |  | PQ | ABCN | 7199.558 | 8104102 | no | no |  |  | no |  |  | 1344566.251 | 15283252.06 |  | -1
node_8104102_200863002 |  |  | PQ | ABCN | 7199.558 | 8104102 | no | no |  |  | no |  |  | 1344389.386 | 15283122.057 |  | -1
node_8104102_200863003 |  |  | PQ | ABCN | 7199.558 | 8104102 | no | no |  |  | no |  |  | 1344218.054 | 15283006.868 |  | -1
node_8104102_200863004 |  |  | PQ | ABCN | 7199.558 | 8104102 | no | no |  |  | no |  |  | 1344042.476 | 15282906.089 |  | -1
node_8104102_200863005 |  |  | PQ | ABCN | 7199.558 | 8104102 | no | no |  |  | no |  |  | 1343819.821 | 15282791.291 |  | -1
node_8104102_200863006 |  |  | PQ | ABCN | 7199.558 | 8104102 | no | no |  |  | no |  |  | 1343620.515 | 15282714.689 |  | -1
node_8104102_200863007 |  |  | PQ | ABCN | 7199.558 | 8104102 | no | no |  |  | no |  |  | 1343402.869 | 15282647.44 |  | -1
node_8104102_200863008 |  |  | PQ | ABCN | 7199.558 | 8104102 | no | no |  |  | no |  |  | 1345335.993 | 15285529.602 |  | -1
node_8104102_200863009 |  |  | PQ | ABCN | 7199.558 | 8104102 | no | no |  |  | no |  |  | 1345417.166 | 15285322.821 |  | -1
node_8104102_200863012 |  |  | PQ | ABCN | 7199.558 | 8104102 | no | no |  |  | no |  |  | 1345474.845 | 15285175.961 |  | -1
node_8104102_200863014 |  |  | PQ | ABCN | 7199.558 | 8104102 | no | no |  |  | no |  |  | 1345526.148 | 15285043.833 |  | -1
node_8104102_200863016 |  |  | PQ | ABCN | 7199.558 | 8104102 | no | no |  |  | no |  |  | 1345592.972 | 15284906.879 |  | -1
node_8104102_200863017 |  |  | PQ | ABCN | 7199.558 | 8104102 | no | no |  |  | no |  |  | 1345647.24 | 15284766.746 |  | -1
node_8104102_200863226 |  |  | PQ | AD | 2771.281 | 8104102 | no | no |  |  | no |  |  | 1350712.193 | 15264368.543 |  | -1
node_8104102_200863227 |  |  | PQ | AD | 2771.281 | 8104102 | no | no |  |  | no |  |  | 1350835.538 | 15264673.996 |  | -1
node_8104102_200863228 |  |  | PQ | AN | 2771.281 | 8104102 | no | no |  |  | no |  |  | 1350953.335 | 15264985.26 |  | -1
node_8104102_200863229 |  |  | PQ | AN | 2771.281 | 8104102 | no | no |  |  | no |  |  | 1351063.452 | 15265302.402 |  | -1
node_8104102_200863231 |  |  | PQ | AD | 2771.281 | 8104102 | no | no |  |  | no |  |  | 1351134.955 | 15265475.522 |  | -1
node_8104102_200863232 |  |  | PQ | AN | 2771.281 | 8104102 | no | no |  |  | no |  |  | 1351102.678 | 15265754.604 |  | -1
node_8104102_200863365 |  |  | PQ | AD | 2771.281 | 8104102 | no | no |  |  | no |  |  | 1358142.658 | 15265322.874 |  | -1
node_8104102_200863366 |  |  | PQ | AD | 2771.281 | 8104102 | no | no |  |  | no |  |  | 1358206.403 | 15265114.02 |  | -1
node_8104102_200863367 |  |  | PQ | AN | 2771.281 | 8104102 | no | no |  |  | no |  |  | 1358251.084 | 15264978.864 |  | -1
node_8104102_200863368 |  |  | PQ | AN | 2771.281 | 8104102 | no | no |  |  | no |  |  | 1358349.849 | 15264630.531 |  | -1
node_8104102_200863370 |  |  | PQ | AN | 2771.281 | 8104102 | no | no |  |  | no |  |  | 1358504.148 | 15264386.414 |  | -1
node_8104102_200863371 |  |  | PQ | AN | 2771.281 | 8104102 | no | no |  |  | no |  |  | 1358787.711 | 15264621.788 |  | -1
node_8104102_200863372 |  |  | PQ | AN | 2771.281 | 8104102 | no | no |  |  | no |  |  | 1358746.218 | 15264198.371 |  | -1
node_8104102_200863374 |  |  | PQ | AD | 2771.281 | 8104102 | no | no |  |  | no |  |  | 1359036.532 | 15264150.545 |  | -1
node_8104102_200863375 |  |  | PQ | AD | 2771.281 | 8104102 | no | no |  |  | no |  |  | 1359217.468 | 15264097.284 |  | -1
node_8104102_200863376 |  |  | PQ | AN | 2771.281 | 8104102 | no | no |  |  | no |  |  | 1359457.656 | 15264051.864 |  | -1
node_8104102_200863405 |  |  | PQ | AN | 7199.558 | 8104102 | no | no |  |  | no |  |  | 1344414.747 | 15269604.47 |  | -1
node_8104102_200863406 |  |  | PQ | AN | 7199.558 | 8104102 | no | no |  |  | no |  |  | 1346486.019 | 15268996.95 |  | -1
node_8104102_200863407 |  |  | PQ | AN | 7199.558 | 8104102 | no | no |  |  | no |  |  | 1346343.435 | 15268988.302 |  | -1
node_8104102_200863408 |  |  | PQ | AN | 7199.558 | 8104102 | no | no |  |  | no |  |  | 1343726.719 | 15268846.477 |  | -1
node_8104102_200863410 |  |  | PQ | AN | 7199.558 | 8104102 | no | no |  |  | no |  |  | 1343431.347 | 15268829.634 |  | -1
node_8104102_200863411 |  |  | PQ | AN | 7199.558 | 8104102 | no | no |  |  | no |  |  | 1343123.146 | 15268806.192 |  | -1
node_8104102_200863412 |  |  | PQ | AN | 7199.558 | 8104102 | no | no |  |  | no |  |  | 1346021.007 | 15268958.994 |  | -1
node_8104102_200863413 |  |  | PQ | AN | 7199.558 | 8104102 | no | no |  |  | no |  |  | 1345688.93 | 15268931.365 |  | -1
node_8104102_200863414 |  |  | PQ | AN | 7199.558 | 8104102 | no | no |  |  | no |  |  | 1345362.674 | 15268905.531 |  | -1
node_8104102_200863415 |  |  | PQ | AN | 7199.558 | 8104102 | no | no |  |  | no |  |  | 1345047.957 | 15268879.14 |  | -1
node_8104102_200863416 |  |  | PQ | AN | 7199.558 | 8104102 | no | no |  |  | no |  |  | 1344786.965 | 15268851.94 |  | -1
node_8104102_200863417 |  |  | PQ | AN | 7199.558 | 8104102 | no | no |  |  | no |  |  | 1344537.438 | 15268833.511 |  | -1
node_8104102_200863418 |  |  | PQ | AN | 7199.558 | 8104102 | no | no |  |  | no |  |  | 1344284.596 | 15268812.489 |  | -1
node_8104102_200863419 |  |  | PQ | AN | 7199.558 | 8104102 | no | no |  |  | no |  |  | 1344023.673 | 15268867.55 |  | -1
node_8104102_200863420 |  |  | PQ | AN | 7199.558 | 8104102 | no | no |  |  | no |  |  | 1344064.195 | 15268944.869 |  | -1
node_8104102_200863421 |  |  | PQ | AN | 7199.558 | 8104102 | no | no |  |  | no |  |  | 1344053.896 | 15269204.462 |  | -1
node_8104102_200863422 |  |  | PQ | AN | 7199.558 | 8104102 | no | no |  |  | no |  |  | 1344043.618 | 15269460.259 |  | -1
node_8104102_200863423 |  |  | PQ | AN | 7199.558 | 8104102 | no | no |  |  | no |  |  | 1344400.684 | 15269505.147 |  | -1
node_8104102_200863452 |  |  | PQ | AN | 7199.558 | 8104102 | no | no |  |  | no |  |  | 1345343.836 | 15259276.167 |  | -1
node_8104102_200863453 |  |  | PQ | AN | 7199.558 | 8104102 | no | no |  |  | no |  |  | 1345185.526 | 15259069.411 |  | -1
node_8104102_200863454 |  |  | PQ | AN | 7199.558 | 8104102 | no | no |  |  | no |  |  | 1345070.099 | 15258829.819 |  | -1
node_8104102_200863456 |  |  | PQ | AN | 7199.558 | 8104102 | no | no |  |  | no |  |  | 1345092.273 | 15258762.562 |  | -1
node_8104102_200863457 |  |  | PQ | AN | 7199.558 | 8104102 | no | no |  |  | no |  |  | 1344988.319 | 15258540.353 |  | -1
node_8104102_200863458 |  |  | PQ | AN | 7199.558 | 8104102 | no | no |  |  | no |  |  | 1344796.481 | 15258270.669 |  | -1
node_8104102_200863459 |  |  | PQ | AN | 7199.558 | 8104102 | no | no |  |  | no |  |  | 1344744.537 | 15257943.504 |  | -1
node_8104102_200864332 |  |  | PQ | ABCN | 7199.558 | 8104102 | no | no |  |  | no |  |  | 1345817.02 | 15284265.913 |  | -1
node_8104102_200864334 |  |  | PQ | ABCN | 7199.558 | 8104102 | no | no |  |  | no |  |  | 1345792.866 | 15284572.753 |  | -1
node_8104102_200864336 |  |  | PQ | AN | 2771.281 | 8104102 | no | no |  |  | no |  |  | 1353575.296 | 15264847.289 |  | -1
node_8104102_200864337 |  |  | PQ | AN | 2771.281 | 8104102 | no | no |  |  | no |  |  | 1353881.963 | 15264883.362 |  | -1
node_8104102_200864338 |  |  | PQ | AN | 2771.281 | 8104102 | no | no |  |  | no |  |  | 1354122.725 | 15264901.302 |  | -1
node_8104102_200864340 |  |  | PQ | AN | 2771.281 | 8104102 | no | no |  |  | no |  |  | 1354480.502 | 15264892.984 |  | -1
node_8104102_200864343 |  |  | PQ | AD | 2771.281 | 8104102 | no | no |  |  | no |  |  | 1354849.362 | 15264912.503 |  | -1
node_8104102_200864344 |  |  | PQ | AN | 2771.281 | 8104102 | no | no |  |  | no |  |  | 1355151.274 | 15264909.45 |  | -1
node_8104102_200864346 |  |  | PQ | AN | 7199.558 | 8104102 | no | no |  |  | no |  |  | 1345969.155 | 15276561.352 |  | -1
node_8104102_200864347 |  |  | PQ | AN | 7199.558 | 8104102 | no | no |  |  | no |  |  | 1345880.252 | 15276817.732 |  | -1
node_8104102_200864349 |  |  | PQ | AN | 7199.558 | 8104102 | no | no |  |  | no |  |  | 1345598.781 | 15276743.914 |  | -1
node_8104102_200864351 |  |  | PQ | AN | 7199.558 | 8104102 | no | no |  |  | no |  |  | 1346110.463 | 15276827.728 |  | -1
node_8104102_200864353 |  |  | PQ | AN | 7199.558 | 8104102 | no | no |  |  | no |  |  | 1346427.791 | 15276848.927 |  | -1
node_8104102_200864354 |  |  | PQ | AN | 7199.558 | 8104102 | no | no |  |  | no |  |  | 1346451.557 | 15276923.771 |  | -1
node_8104102_200864355 |  |  | PQ | AN | 7199.558 | 8104102 | no | no |  |  | no |  |  | 1346448.168 | 15277221.574 |  | -1
node_8104102_200864358 |  |  | PQ | AN | 7199.558 | 8104102 | no | no |  |  | no |  |  | 1346564.482 | 15276862.535 |  | -1
node_8104102_200864450 |  |  | PQ | ABCN | 7199.558 | 8104102 | no | no |  |  | no |  |  | 1345498.399 | 15285732.699 |  | -1
node_8104102_200864451 |  |  | PQ | ABCN | 7199.558 | 8104102 | no | no |  |  | no |  |  | 1345435.142 | 15285776.07 |  | -1
node_8104102_200864680 |  |  | PQ | AN | 2771.281 | 8104102 | no | no |  |  | no |  |  | 1352633.801 | 15258994.671 |  | -1
node_8104102_200864681 |  |  | PQ | AD | 2771.281 | 8104102 | no | no |  |  | no |  |  | 1352770.75 | 15258762.48 |  | -1
node_8104102_200864682 |  |  | PQ | AN | 2771.281 | 8104102 | no | no |  |  | no |  |  | 1352598.227 | 15259233.946 |  | -1
node_8104102_200864683 |  |  | PQ | AN | 2771.281 | 8104102 | no | no |  |  | no |  |  | 1353099.524 | 15258656.348 |  | -1
node_8104102_200864684 |  |  | PQ | AN | 2771.281 | 8104102 | no | no |  |  | no |  |  | 1353176.558 | 15258572.566 |  | -1
node_8104102_200864685 |  |  | PQ | AD | 2771.281 | 8104102 | no | no |  |  | no |  |  | 1353443.841 | 15258446.017 |  | -1
node_8104102_200864686 |  |  | PQ | AD | 2771.281 | 8104102 | no | no |  |  | no |  |  | 1353440.622 | 15258148.279 |  | -1
node_8104102_200864687 |  |  | PQ | AN | 2771.281 | 8104102 | no | no |  |  | no |  |  | 1353441.687 | 15257851.518 |  | -1
node_8104102_200864690 |  |  | PQ | AN | 2771.281 | 8104102 | no | no |  |  | no |  |  | 1352625.508 | 15259945.362 |  | -1
node_8104102_200864711 |  |  | PQ | ABCN | 7199.558 | 8104102 | no | no |  |  | no |  |  | 1345266.353 | 15285708.269 |  | -1
node_8104102_200864712 |  |  | PQ | ABCN | 7199.558 | 8104102 | no | no |  |  | no |  |  | 1345091.329 | 15285645.574 |  | -1
node_8104102_200864834 |  |  | PQ | ABCN | 7199.558 | 8104102 | no | no |  |  | no |  |  | 1345246.262 | 15283737.992 |  | -1
node_8104102_200864847 |  |  | PQ | ABCN | 7199.558 | 8104102 | no | no |  |  | no |  |  | 1345415.172 | 15283854.995 |  | -1
node_8104102_200864852 |  |  | PQ | ABCN | 7199.558 | 8104102 | no | no |  |  | no |  |  | 1345603.192 | 15283990.44 |  | -1
node_8104102_200864862 |  |  | PQ | AN | 7199.558 | 8104102 | no | no |  |  | no |  |  | 1343651.17 | 15281858.586 |  | -1
node_8104102_200864866 |  |  | PQ | ABCN | 7199.558 | 8104102 | no | no |  |  | no |  |  | 1343833.706 | 15282236.32 |  | -1
node_8104102_200864867 |  |  | PQ | ABCN | 7199.558 | 8104102 | no | no |  |  | no |  |  | 1344080.699 | 15280640.978 |  | -1
node_8104102_200864870 |  |  | PQ | AN | 7199.558 | 8104102 | no | no |  |  | no |  |  | 1347039.675 | 15263916.022 |  | -1
node_8104102_200864872 |  |  | PQ | AN | 7199.558 | 8104102 | no | no |  |  | no |  |  | 1347096.704 | 15263627.458 |  | -1
node_8104102_200864874 |  |  | PQ | AN | 7199.558 | 8104102 | no | no |  |  | no |  |  | 1347101.084 | 15263428.663 |  | -1
node_8104102_200864875 |  |  | PQ | AN | 7199.558 | 8104102 | no | no |  |  | no |  |  | 1347124.977 | 15263242.313 |  | -1
node_8104102_200864876 |  |  | PQ | AN | 7199.558 | 8104102 | no | no |  |  | no |  |  | 1347157.098 | 15262977.045 |  | -1
node_8104102_200864877 |  |  | PQ | AN | 7199.558 | 8104102 | no | no |  |  | no |  |  | 1347186.091 | 15262619.571 |  | -1
node_8104102_200864878 |  |  | PQ | AN | 7199.558 | 8104102 | no | no |  |  | no |  |  | 1347213.864 | 15262299.778 |  | -1
node_8104102_200864879 |  |  | PQ | AN | 7199.558 | 8104102 | no | no |  |  | no |  |  | 1346961.854 | 15261963.829 |  | -1
node_8104102_200864881 |  |  | PQ | AN | 7199.558 | 8104102 | no | no |  |  | no |  |  | 1346759.65 | 15261688.324 |  | -1
node_8104102_200864883 |  |  | PQ | AN | 7199.558 | 8104102 | no | no |  |  | no |  |  | 1346749.586 | 15261231.067 |  | -1
node_8104102_200864884 |  |  | PQ | AN | 7199.558 | 8104102 | no | no |  |  | no |  |  | 1346629.852 | 15261257.599 |  | -1
node_8104102_200864885 |  |  | PQ | AN | 7199.558 | 8104102 | no | no |  |  | no |  |  | 1346322.936 | 15261399.339 |  | -1
node_8104102_200864886 |  |  | PQ | AN | 7199.558 | 8104102 | no | no |  |  | no |  |  | 1346118.633 | 15261591.228 |  | -1
node_8104102_200864888 |  |  | PQ | AN | 7199.558 | 8104102 | no | no |  |  | no |  |  | 1346819.008 | 15261025.411 |  | -1
node_8104102_200864889 |  |  | PQ | AN | 7199.558 | 8104102 | no | no |  |  | no |  |  | 1346513.832 | 15260967.725 |  | -1
node_8104102_200864890 |  |  | PQ | AN | 7199.558 | 8104102 | no | no |  |  | no |  |  | 1346933.583 | 15260671.979 |  | -1
node_8104102_200864891 |  |  | PQ | AN | 7199.558 | 8104102 | no | no |  |  | no |  |  | 1347010.208 | 15260446.455 |  | -1
node_8104102_200864892 |  |  | PQ | ABCN | 7199.558 | 8104102 | no | no |  |  | no |  |  | 1344182.366 | 15280458.448 |  | -1
node_8104102_200864893 |  |  | PQ | AN | 7199.558 | 8104102 | no | no |  |  | no |  |  | 1344221.78 | 15280335.962 |  | -1
node_8104102_200864894 |  |  | PQ | AN | 7199.558 | 8104102 | no | no |  |  | no |  |  | 1347050.47 | 15260316.634 |  | -1
node_8104102_200864895 |  |  | PQ | AN | 7199.558 | 8104102 | no | no |  |  | no |  |  | 1347033.111 | 15260067.561 |  | -1
node_8104102_200864896 |  |  | PQ | AN | 7199.558 | 8104102 | no | no |  |  | no |  |  | 1346758.481 | 15259795.126 |  | -1
node_8104102_200864898 |  |  | PQ | AN | 7199.558 | 8104102 | no | no |  |  | no |  |  | 1346587.207 | 15259624.529 |  | -1
node_8104102_200864899 |  |  | PQ | AN | 7199.558 | 8104102 | no | no |  |  | no |  |  | 1346446.235 | 15259584.47 |  | -1
node_8104102_200864900 |  |  | PQ | AN | 7199.558 | 8104102 | no | no |  |  | no |  |  | 1346318.77 | 15259541.799 |  | -1
node_8104102_200864901 |  |  | PQ | AN | 7199.558 | 8104102 | no | no |  |  | no |  |  | 1346073.214 | 15259398.537 |  | -1
node_8104102_200864903 |  |  | PQ | AN | 7199.558 | 8104102 | no | no |  |  | no |  |  | 1345817.3 | 15259388.934 |  | -1
node_8104102_200864904 |  |  | PQ | AN | 7199.558 | 8104102 | no | no |  |  | no |  |  | 1345538.225 | 15259396.29 |  | -1
node_8104102_200864905 |  |  | PQ | AN | 7199.558 | 8104102 | no | no |  |  | no |  |  | 1345390.098 | 15259409.333 |  | -1
node_8104102_200864906 |  |  | PQ | AN | 7199.558 | 8104102 | no | no |  |  | no |  |  | 1345203.331 | 15259519.779 |  | -1
node_8104102_200864908 |  |  | PQ | ABCN | 7199.558 | 8104102 | no | no |  |  | no |  |  | 1344193.423 | 15280237.906 |  | -1
node_8104102_200864910 |  |  | PQ | ABCN | 7199.558 | 8104102 | no | no |  |  | no |  |  | 1344218.883 | 15279793.108 |  | -1
node_8104102_200864911 |  |  | PQ | ABCN | 7199.558 | 8104102 | no | no |  |  | no |  |  | 1344216.863 | 15279590.227 |  | -1
node_8104102_200864912 |  |  | PQ | ABCN | 7199.558 | 8104102 | no | no |  |  | no |  |  | 1344216.762 | 15279348.705 |  | -1
node_8104102_200864915 |  |  | PQ | ABCN | 7199.558 | 8104102 | no | no |  |  | no |  |  | 1344216.685 | 15279257.942 |  | -1
node_8104102_200864916 |  |  | PQ | ABCN | 7199.558 | 8104102 | no | no |  |  | no |  |  | 1344213.693 | 15279046.447 |  | -1
node_8104102_200864917 |  |  | PQ | ABCN | 7199.558 | 8104102 | no | no |  |  | no |  |  | 1344214.925 | 15278860.402 |  | -1
node_8104102_200864918 |  |  | PQ | ABCN | 7199.558 | 8104102 | no | no |  |  | no |  |  | 1343834.874 | 15282132.111 |  | -1
node_8104102_200864921 |  |  | PQ | ABCN | 7199.558 | 8104102 | no | no |  |  | no |  |  | 1344213.838 | 15278523.398 |  | -1
node_8104102_200864922 |  |  | PQ | ABCN | 7199.558 | 8104102 | no | no |  |  | no |  |  | 1344204.654 | 15278358.719 |  | -1
node_8104102_200864924 |  |  | PQ | ABCN | 7199.558 | 8104102 | no | no |  |  | no |  |  | 1344198.072 | 15278143.026 |  | -1
node_8104102_200864925 |  |  | PQ | ABCN | 7199.558 | 8104102 | no | no |  |  | no |  |  | 1344166.516 | 15277910.622 |  | -1
node_8104102_200864927 |  |  | PQ | ABCN | 7199.558 | 8104102 | no | no |  |  | no |  |  | 1344156.585 | 15277703.548 |  | -1
node_8104102_200864929 |  |  | PQ | ABCN | 7199.558 | 8104102 | no | no |  |  | no |  |  | 1344165.304 | 15277552.753 |  | -1
node_8104102_200864930 |  |  | PQ | ABCN | 7199.558 | 8104102 | no | no |  |  | no |  |  | 1344171.4 | 15277397.342 |  | -1
node_8104102_200864933 |  |  | PQ | ABCN | 7199.558 | 8104102 | no | no |  |  | no |  |  | 1344172.078 | 15277278.648 |  | -1
node_8104102_200864934 |  |  | PQ | AN | 7199.558 | 8104102 | no | no |  |  | no |  |  | 1344242.823 | 15277276.914 |  | -1
node_8104102_200864935 |  |  | PQ | AN | 7199.558 | 8104102 | no | no |  |  | no |  |  | 1344452.593 | 15277302.133 |  | -1
node_8104102_200864936 |  |  | PQ | AN | 7199.558 | 8104102 | no | no |  |  | no |  |  | 1344603.723 | 15277434.948 |  | -1
node_8104102_200864937 |  |  | PQ | ABCN | 7199.558 | 8104102 | no | no |  |  | no |  |  | 1344177.184 | 15277136.235 |  | -1
node_8104102_200864939 |  |  | PQ | ABCN | 7199.558 | 8104102 | no | no |  |  | no |  |  | 1344237.63 | 15276931.77 |  | -1
node_8104102_200864941 |  |  | PQ | ABCN | 7199.558 | 8104102 | no | no |  |  | no |  |  | 1344301.802 | 15276744.755 |  | -1
node_8104102_200864942 |  |  | PQ | ABCN | 7199.558 | 8104102 | no | no |  |  | no |  |  | 1344338.117 | 15276604.629 |  | -1
node_8104102_200864943 |  |  | PQ | ABCN | 7199.558 | 8104102 | no | no |  |  | no |  |  | 1344518.641 | 15276480.247 |  | -1
node_8104102_200864944 |  |  | PQ | ABN | 7199.558 | 8104102 | no | no |  |  | no |  |  | 1344686.428 | 15276370.38 |  | -1
node_8104102_200864945 |  |  | PQ | ABN | 7199.558 | 8104102 | no | no |  |  | no |  |  | 1344766.867 | 15276191.155 |  | -1
node_8104102_200864946 |  |  | PQ | ABN | 7199.558 | 8104102 | no | no |  |  | no |  |  | 1344984.042 | 15275867.18 |  | -1
node_8104102_200864947 |  |  | PQ | ABN | 7199.558 | 8104102 | no | no |  |  | no |  |  | 1345079.926 | 15275726.659 |  | -1
node_8104102_200864948 |  |  | PQ | ABN | 7199.558 | 8104102 | no | no |  |  | no |  |  | 1345273.098 | 15275461.837 |  | -1
node_8104102_200864949 |  |  | PQ | ABN | 7199.558 | 8104102 | no | no |  |  | no |  |  | 1345369.559 | 15275299.382 |  | -1
node_8104102_200864950 |  |  | PQ | ABN | 7199.558 | 8104102 | no | no |  |  | no |  |  | 1345630.782 | 15274982.7 |  | -1
node_8104102_200864951 |  |  | PQ | ABCN | 7199.558 | 8104102 | no | no |  |  | no |  |  | 1343869.114 | 15281741.787 |  | -1
node_8104102_200864952 |  |  | PQ | ABN | 7199.558 | 8104102 | no | no |  |  | no |  |  | 1345691.871 | 15274839.053 |  | -1
node_8104102_200864954 |  |  | PQ | ABN | 7199.558 | 8104102 | no | no |  |  | no |  |  | 1345808.183 | 15274671.321 |  | -1
node_8104102_200864955 |  |  | PQ | ABN | 7199.558 | 8104102 | no | no |  |  | no |  |  | 1345954.292 | 15274459.482 |  | -1
node_8104102_200864956 |  |  | PQ | ABN | 7199.558 | 8104102 | no | no |  |  | no |  |  | 1345963.914 | 15274261.428 |  | -1
node_8104102_200864958 |  |  | PQ | ABN | 7199.558 | 8104102 | no | no |  |  | no |  |  | 1345968.987 | 15274015.508 |  | -1
node_8104102_200864959 |  |  | PQ | ABN | 7199.558 | 8104102 | no | no |  |  | no |  |  | 1345995.407 | 15273828.64 |  | -1
node_8104102_200864960 |  |  | PQ | ABCN | 7199.558 | 8104102 | no | no |  |  | no |  |  | 1343878.969 | 15281501.914 |  | -1
node_8104102_200864962 |  |  | PQ | ABN | 7199.558 | 8104102 | no | no |  |  | no |  |  | 1346036.224 | 15273599.261 |  | -1
node_8104102_200864963 |  |  | PQ | AN | 7199.558 | 8104102 | no | no |  |  | no |  |  | 1346055.377 | 15273331.772 |  | -1
node_8104102_200864964 |  |  | PQ | AN | 7199.558 | 8104102 | no | no |  |  | no |  |  | 1346078.731 | 15273102.352 |  | -1
node_8104102_200864966 |  |  | PQ | AN | 7199.558 | 8104102 | no | no |  |  | no |  |  | 1346095.187 | 15273014.32 |  | -1
node_8104102_200864967 |  |  | PQ | AN | 7199.558 | 8104102 | no | no |  |  | no |  |  | 1346140.961 | 15273031.103 |  | -1
node_8104102_200864968 |  |  | PQ | AN | 7199.558 | 8104102 | no | no |  |  | no |  |  | 1346436.171 | 15273024.014 |  | -1
node_8104102_200864969 |  |  | PQ | AN | 7199.558 | 8104102 | no | no |  |  | no |  |  | 1346726.644 | 15273028.095 |  | -1
node_8104102_200864970 |  |  | PQ | AN | 7199.558 | 8104102 | no | no |  |  | no |  |  | 1346115.156 | 15272863.925 |  | -1
node_8104102_200864971 |  |  | PQ | AN | 7199.558 | 8104102 | no | no |  |  | no |  |  | 1346154.935 | 15272625.582 |  | -1
node_8104102_200864973 |  |  | PQ | AN | 7199.558 | 8104102 | no | no |  |  | no |  |  | 1346222.858 | 15272425.326 |  | -1
node_8104102_200864975 |  |  | PQ | AN | 7199.558 | 8104102 | no | no |  |  | no |  |  | 1346294.568 | 15272154.875 |  | -1
node_8104102_200864976 |  |  | PQ | AN | 7199.558 | 8104102 | no | no |  |  | no |  |  | 1346328.869 | 15271969.431 |  | -1
node_8104102_200864977 |  |  | PQ | ABCN | 7199.558 | 8104102 | no | no |  |  | no |  |  | 1343874.645 | 15281272.817 |  | -1
node_8104102_200864978 |  |  | PQ | AN | 7199.558 | 8104102 | no | no |  |  | no |  |  | 1343651.273 | 15281250.808 |  | -1
node_8104102_200864979 |  |  | PQ | AN | 7199.558 | 8104102 | no | no |  |  | no |  |  | 1346342.284 | 15271788.517 |  | -1
node_8104102_200864980 |  |  | PQ | AN | 7199.558 | 8104102 | no | no |  |  | no |  |  | 1346329.67 | 15271569.675 |  | -1
node_8104102_200864982 |  |  | PQ | AN | 7199.558 | 8104102 | no | no |  |  | no |  |  | 1346313.889 | 15271365.393 |  | -1
node_8104102_200864984 |  |  | PQ | AN | 7199.558 | 8104102 | no | no |  |  | no |  |  | 1346340.449 | 15271120.094 |  | -1
node_8104102_200864985 |  |  | PQ | AN | 7199.558 | 8104102 | no | no |  |  | no |  |  | 1346363.997 | 15270932.514 |  | -1
node_8104102_200864986 |  |  | PQ | AN | 7199.558 | 8104102 | no | no |  |  | no |  |  | 1346375.919 | 15270828.16 |  | -1
node_8104102_200864987 |  |  | PQ | AN | 7199.558 | 8104102 | no | no |  |  | no |  |  | 1346381.596 | 15270619.207 |  | -1
node_8104102_200864988 |  |  | PQ | AN | 7199.558 | 8104102 | no | no |  |  | no |  |  | 1346401.984 | 15270535.099 |  | -1
node_8104102_200864989 |  |  | PQ | AN | 7199.558 | 8104102 | no | no |  |  | no |  |  | 1346436.198 | 15270367.331 |  | -1
node_8104102_200864990 |  |  | PQ | AN | 7199.558 | 8104102 | no | no |  |  | no |  |  | 1346473.739 | 15270166.664 |  | -1
node_8104102_200864991 |  |  | PQ | AN | 7199.558 | 8104102 | no | no |  |  | no |  |  | 1346513.713 | 15269998.73 |  | -1
node_8104102_200864993 |  |  | PQ | AN | 7199.558 | 8104102 | no | no |  |  | no |  |  | 1346509.755 | 15269769.075 |  | -1
node_8104102_200864995 |  |  | PQ | AN | 7199.558 | 8104102 | no | no |  |  | no |  |  | 1346527.32 | 15269514.095 |  | -1
node_8104102_200864997 |  |  | PQ | AN | 7199.558 | 8104102 | no | no |  |  | no |  |  | 1346531.8 | 15269249.782 |  | -1
node_8104102_200864998 |  |  | PQ | AN | 7199.558 | 8104102 | no | no |  |  | no |  |  | 1346537.403 | 15268987.86 |  | -1
node_8104102_200864999 |  |  | PQ | AN | 7199.558 | 8104102 | no | no |  |  | no |  |  | 1346579.437 | 15268728.645 |  | -1
node_8104102_200865000 |  |  | PQ | AN | 7199.558 | 8104102 | no | no |  |  | no |  |  | 1346582.61 | 15268452.798 |  | -1
node_8104102_200865001 |  |  | PQ | AN | 7199.558 | 8104102 | no | no |  |  | no |  |  | 1346590.064 | 15268254.423 |  | -1
node_8104102_200865002 |  |  | PQ | AN | 7199.558 | 8104102 | no | no |  |  | no |  |  | 1346594.394 | 15268144.991 |  | -1
node_8104102_200865003 |  |  | PQ | ABCN | 7199.558 | 8104102 | no | no |  |  | no |  |  | 1343862.038 | 15280992.246 |  | -1
node_8104102_200865004 |  |  | PQ | AN | 7199.558 | 8104102 | no | no |  |  | no |  |  | 1346597.111 | 15267849.499 |  | -1
node_8104102_200865005 |  |  | PQ | AN | 7199.558 | 8104102 | no | no |  |  | no |  |  | 1346605.048 | 15267557.139 |  | -1
node_8104102_200865006 |  |  | PQ | AN | 7199.558 | 8104102 | no | no |  |  | no |  |  | 1346634.803 | 15267312.357 |  | -1
node_8104102_200865007 |  |  | PQ | AN | 7199.558 | 8104102 | no | no |  |  | no |  |  | 1346675.163 | 15267079.097 |  | -1
node_8104102_200865008 |  |  | PQ | AN | 7199.558 | 8104102 | no | no |  |  | no |  |  | 1346679.085 | 15267034.515 |  | -1
node_8104102_200865009 |  |  | PQ | AN | 7199.558 | 8104102 | no | no |  |  | no |  |  | 1347010.675 | 15267055.803 |  | -1
node_8104102_200865010 |  |  | PQ | AN | 7199.558 | 8104102 | no | no |  |  | no |  |  | 1347347.422 | 15267084.134 |  | -1
node_8104102_200865011 |  |  | PQ | AN | 7199.558 | 8104102 | no | no |  |  | no |  |  | 1347653.549 | 15266980.82 |  | -1
node_8104102_200865012 |  |  | PQ | AN | 7199.558 | 8104102 | no | no |  |  | no |  |  | 1346707.373 | 15266829.411 |  | -1
node_8104102_200865013 |  |  | PQ | AN | 7199.558 | 8104102 | no | no |  |  | no |  |  | 1346205.724 | 15266561.908 |  | -1
node_8104102_200865014 |  |  | PQ | AN | 7199.558 | 8104102 | no | no |  |  | no |  |  | 1346764.128 | 15266563.037 |  | -1
node_8104102_200865015 |  |  | PQ | AN | 7199.558 | 8104102 | no | no |  |  | no |  |  | 1346818.152 | 15266326.241 |  | -1
node_8104102_200865016 |  |  | PQ | AN | 7199.558 | 8104102 | no | no |  |  | no |  |  | 1346878.164 | 15266080.399 |  | -1
node_8104102_200865018 |  |  | PQ | ABCN | 7199.558 | 8104102 | no | no |  |  | no |  |  | 1343970.42 | 15280824.586 |  | -1
node_8104102_200865019 |  |  | PQ | AN | 7199.558 | 8104102 | no | no |  |  | no |  |  | 1346910.397 | 15265864.592 |  | -1
node_8104102_200865020 |  |  | PQ | AN | 7199.558 | 8104102 | no | no |  |  | no |  |  | 1346922.981 | 15265633.838 |  | -1
node_8104102_200865021 |  |  | PQ | AN | 7199.558 | 8104102 | no | no |  |  | no |  |  | 1346980.833 | 15265606.932 |  | -1
node_8104102_200865022 |  |  | PQ | AN | 7199.558 | 8104102 | no | no |  |  | no |  |  | 1346923.253 | 15265483.536 |  | -1
node_8104102_200865023 |  |  | PQ | AN | 7199.558 | 8104102 | no | no |  |  | no |  |  | 1346916.838 | 15265352.693 |  | -1
node_8104102_200865025 |  |  | PQ | AN | 7199.558 | 8104102 | no | no |  |  | no |  |  | 1346950.016 | 15265118.545 |  | -1
node_8104102_200865026 |  |  | PQ | AN | 7199.558 | 8104102 | no | no |  |  | no |  |  | 1346974.41 | 15264905.105 |  | -1
node_8104102_200865027 |  |  | PQ | AN | 7199.558 | 8104102 | no | no |  |  | no |  |  | 1346999.225 | 15264715.768 |  | -1
node_8104102_200865028 |  |  | PQ | AN | 7199.558 | 8104102 | no | no |  |  | no |  |  | 1347019.372 | 15264545.041 |  | -1
node_8104102_200865029 |  |  | PQ | AN | 7199.558 | 8104102 | no | no |  |  | no |  |  | 1347041.22 | 15264362.805 |  | -1
node_8104102_200865030 |  |  | PQ | AN | 7199.558 | 8104102 | no | no |  |  | no |  |  | 1347063.626 | 15264191.042 |  | -1
node_8104102_200865396 |  |  | PQ | ABCN | 7199.558 | 8104102 | no | no |  |  | no |  |  | 1345082.787 | 15283614.654 |  | -1
node_8104102_200865397 |  |  | PQ | ABCN | 7199.558 | 8104102 | no | no |  |  | no |  |  | 1345069.308 | 15283594.575 |  | -1
node_8104102_200865398 |  |  | PQ | ABCN | 7199.558 | 8104102 | no | no |  |  | no |  |  | 1344993.851 | 15283449.707 |  | -1
node_8104102_200865400 |  |  | PQ | ABCN | 7199.558 | 8104102 | no | no |  |  | no |  |  | 1344901.911 | 15283292.313 |  | -1
node_8104102_200865401 |  |  | PQ | ABCN | 7199.558 | 8104102 | no | no |  |  | no |  |  | 1344818.568 | 15283151.516 |  | -1
node_8104102_200865402 |  |  | PQ | ABCN | 7199.558 | 8104102 | no | no |  |  | no |  |  | 1344735.086 | 15283020.527 |  | -1
node_8104102_200865404 |  |  | PQ | ABCN | 7199.558 | 8104102 | no | no |  |  | no |  |  | 1344626.658 | 15282873.102 |  | -1
node_8104102_200865405 |  |  | PQ | AN | 7199.558 | 8104102 | no | no |  |  | no |  |  | 1344617.416 | 15282807.841 |  | -1
node_8104102_200865406 |  |  | PQ | ABCN | 7199.558 | 8104102 | no | no |  |  | no |  |  | 1344544.456 | 15282707.457 |  | -1
node_8104102_200865407 |  |  | PQ | ABCN | 7199.558 | 8104102 | no | no |  |  | no |  |  | 1344388.106 | 15282579.566 |  | -1
node_8104102_200865409 |  |  | PQ | ABCN | 7199.558 | 8104102 | no | no |  |  | no |  |  | 1344212.633 | 15282483.406 |  | -1
node_8104102_200865410 |  |  | PQ | ABCN | 7199.558 | 8104102 | no | no |  |  | no |  |  | 1344053.584 | 15282395.216 |  | -1
node_8104102_200865411 |  |  | PQ | ABCN | 7199.558 | 8104102 | no | no |  |  | no |  |  | 1343914.577 | 15282332.004 |  | -1
node_8104102_200865412 |  |  | PQ | ABCN | 7199.558 | 8104102 | no | no |  |  | no |  |  | 1343804.415 | 15282268.224 |  | -1
node_8104102_200865413 |  |  | PQ | ABCN | 7199.558 | 8104102 | no | no |  |  | no |  |  | 1343732.38 | 15282237.603 |  | -1
node_8104102_200865414 |  |  | PQ | ABCN | 7199.558 | 8104102 | no | no |  |  | no |  |  | 1343569.48 | 15282148.182 |  | -1
node_8104102_200865416 |  |  | PQ | ABCN | 7199.558 | 8104102 | no | no |  |  | no |  |  | 1343386.089 | 15282054.216 |  | -1
node_8104102_200865419 |  |  | PQ | ABCN | 7199.558 | 8104102 | no | no |  |  | no |  |  | 1343217.495 | 15281976.979 |  | -1
node_8104102_200865420 |  |  | PQ | ABCN | 7199.558 | 8104102 | no | no |  |  | no |  |  | 1343067.741 | 15281899.689 |  | -1
node_8104102_200865421 |  |  | PQ | ABCN | 7199.558 | 8104102 | no | no |  |  | no |  |  | 1342928.1 | 15281841.078 |  | -1
node_8104102_200865422 |  |  | PQ | ABCN | 7199.558 | 8104102 | no | no |  |  | no |  |  | 1342784.933 | 15281788.583 |  | -1
node_8104102_200865423 |  |  | PQ | ABCN | 7199.558 | 8104102 | no | no |  |  | no |  |  | 1342638.707 | 15281725.065 |  | -1
node_8104102_200865425 |  |  | PQ | ABCN | 7199.558 | 8104102 | no | no |  |  | no |  |  | 1342472.659 | 15281699.443 |  | -1
node_8104102_200865427 |  |  | PQ | ABCN | 7199.558 | 8104102 | no | no |  |  | no |  |  | 1342305.626 | 15281683.646 |  | -1
node_8104102_200865428 |  |  | PQ | ABCN | 7199.558 | 8104102 | no | no |  |  | no |  |  | 1342139.305 | 15281663.912 |  | -1
node_8104102_200865430 |  |  | PQ | ABCN | 7199.558 | 8104102 | no | no |  |  | no |  |  | 1341985.716 | 15281638.549 |  | -1
node_8104102_200865431 |  |  | PQ | ABCN | 7199.558 | 8104102 | no | no |  |  | no |  |  | 1341790.485 | 15281622.664 |  | -1
node_8104102_200865432 |  |  | PQ | ABCN | 7199.558 | 8104102 | no | no |  |  | no |  |  | 1341638.096 | 15281616.518 |  | -1
node_8104102_200865433 |  |  | PQ | ABCN | 7199.558 | 8104102 | no | no |  |  | no |  |  | 1341518.879 | 15281602.497 |  | -1
node_8104102_200865434 |  |  | PQ | ABCN | 7199.558 | 8104102 | no | no |  |  | no |  |  | 1341377.55 | 15281579.279 |  | -1
node_8104102_200865435 |  |  | PQ | ABCN | 7199.558 | 8104102 | no | no |  |  | no |  |  | 1341217.189 | 15281566.051 |  | -1
node_8104102_200865436 |  |  | PQ | ABCN | 7199.558 | 8104102 | no | no |  |  | no |  |  | 1340989.295 | 15281591.009 |  | -1
node_8104102_200865437 |  |  | PQ | ABCN | 7199.558 | 8104102 | no | no |  |  | no |  |  | 1340907.926 | 15281542.26 |  | -1
node_8104102_200865438 |  |  | PQ | ABCN | 7199.558 | 8104102 | no | no |  |  | no |  |  | 1340804.144 | 15281527.786 |  | -1
node_8104102_200865440 |  |  | PQ | ABCN | 7199.558 | 8104102 | no | no |  |  | no |  |  | 1340667.019 | 15281517.058 |  | -1
node_8104102_200865441 |  |  | PQ | ABCN | 7199.558 | 8104102 | no | no |  |  | no |  |  | 1340565.974 | 15281500.945 |  | -1
node_8104102_200865443 |  |  | PQ | ABCN | 7199.558 | 8104102 | no | no |  |  | no |  |  | 1340459.458 | 15281478.363 |  | -1
node_8104102_200865444 |  |  | PQ | ABCN | 7199.558 | 8104102 | no | no |  |  | no |  |  | 1340353.608 | 15281451.548 |  | -1
node_8104102_200865445 |  |  | PQ | ABCN | 7199.558 | 8104102 | no | no |  |  | no |  |  | 1340196.543 | 15281416.963 |  | -1
node_8104102_200865449 |  |  | PQ | ABCN | 7199.558 | 8104102 | no | no |  |  | no |  |  | 1340074.123 | 15281387.408 |  | -1
node_8104102_200865450 |  |  | PQ | ABCN | 7199.558 | 8104102 | no | no |  |  | no |  |  | 1339963.103 | 15281360.006 |  | -1
node_8104102_200865454 |  |  | PQ | ABCN | 7199.558 | 8104102 | no | no |  |  | no |  |  | 1339745.406 | 15281312.262 |  | -1
node_8104102_200865456 |  |  | PQ | ABCN | 7199.558 | 8104102 | no | no |  |  | no |  |  | 1339615.26 | 15281279.271 |  | -1
node_8104102_200865542 |  |  | PQ | ABCN | 7199.558 | 8104102 | no | no |  |  | no |  |  | 1341739.263 | 15281418.168 |  | -1
node_8104102_200865543 |  |  | PQ | ABCN | 7199.558 | 8104102 | no | no |  |  | no |  |  | 1341744.108 | 15281313.093 |  | -1
node_8104102_200865544 |  |  | PQ | ABCN | 7199.558 | 8104102 | no | no |  |  | no |  |  | 1341757.319 | 15281156.355 |  | -1
node_8104102_200865545 |  |  | PQ | ABCN | 7199.558 | 8104102 | no | no |  |  | no |  |  | 1341764.838 | 15281063.651 |  | -1
node_8104102_200865546 |  |  | PQ | ABCN | 7199.558 | 8104102 | no | no |  |  | no |  |  | 1341764.502 | 15280967.44 |  | -1
node_8104102_200865547 |  |  | PQ | ABCN | 7199.558 | 8104102 | no | no |  |  | no |  |  | 1341950.955 | 15280973.843 |  | -1
node_8104102_200865548 |  |  | PQ | ABCN | 7199.558 | 8104102 | no | no |  |  | no |  |  | 1342127.387 | 15280991.668 |  | -1
node_8104102_200865549 |  |  | PQ | AN | 7199.558 | 8104102 | no | no |  |  | no |  |  | 1341776.561 | 15280821.309 |  | -1
node_8104102_200865550 |  |  | PQ | AN | 7199.558 | 8104102 | no | no |  |  | no |  |  | 1341793.579 | 15280630.078 |  | -1
node_8104102_200865551 |  |  | PQ | AN | 7199.558 | 8104102 | no | no |  |  | no |  |  | 1341811.46 | 15280428.53 |  | -1
node_8104102_200865552 |  |  | PQ | AN | 7199.558 | 8104102 | no | no |  |  | no |  |  | 1341821.682 | 15280277.21 |  | -1
node_8104102_200865556 |  |  | PQ | AN | 7199.558 | 8104102 | no | no |  |  | no |  |  | 1341400.938 | 15281550.375 |  | -1
node_8104102_200865557 |  |  | PQ | AN | 7199.558 | 8104102 | no | no |  |  | no |  |  | 1341389.457 | 15281416.163 |  | -1
node_8104102_200865558 |  |  | PQ | AN | 7199.558 | 8104102 | no | no |  |  | no |  |  | 1341404.176 | 15281326.195 |  | -1
node_8104102_200865559 |  |  | PQ | AN | 7199.558 | 8104102 | no | no |  |  | no |  |  | 1341419.25 | 15281121.083 |  | -1
node_8104102_200865560 |  |  | PQ | AN | 7199.558 | 8104102 | no | no |  |  | no |  |  | 1341423.103 | 15280968.281 |  | -1
node_8104102_200865561 |  |  | PQ | AN | 7199.558 | 8104102 | no | no |  |  | no |  |  | 1341439.084 | 15280822.349 |  | -1
node_8104102_200865562 |  |  | PQ | AN | 7199.558 | 8104102 | no | no |  |  | no |  |  | 1341449.495 | 15280671.742 |  | -1
node_8104102_200865563 |  |  | PQ | AN | 7199.558 | 8104102 | no | no |  |  | no |  |  | 1341460.675 | 15280520.537 |  | -1
node_8104102_200865564 |  |  | PQ | AN | 7199.558 | 8104102 | no | no |  |  | no |  |  | 1341470.833 | 15280374.205 |  | -1
node_8104102_200865565 |  |  | PQ | AN | 7199.558 | 8104102 | no | no |  |  | no |  |  | 1341481.294 | 15280207.183 |  | -1
node_8104102_200865566 |  |  | PQ | AN | 7199.558 | 8104102 | no | no |  |  | no |  |  | 1341490.087 | 15280073.082 |  | -1
node_8104102_200865567 |  |  | PQ | AN | 7199.558 | 8104102 | no | no |  |  | no |  |  | 1341505.639 | 15279926.168 |  | -1
node_8104102_200865568 |  |  | PQ | AN | 7199.558 | 8104102 | no | no |  |  | no |  |  | 1341510.545 | 15279767.861 |  | -1
node_8104102_200865572 |  |  | PQ | AN | 7199.558 | 8104102 | no | no |  |  | no |  |  | 1341443.513 | 15279572.787 |  | -1
node_8104102_200865574 |  |  | PQ | AN | 7199.558 | 8104102 | no | no |  |  | no |  |  | 1341655.287 | 15279169.228 |  | -1
node_8104102_200865575 |  |  | PQ | AN | 7199.558 | 8104102 | no | no |  |  | no |  |  | 1341786.79 | 15279066.944 |  | -1
node_8104102_200865576 |  |  | PQ | AN | 7199.558 | 8104102 | no | no |  |  | no |  |  | 1341860.071 | 15278909.375 |  | -1
node_8104102_200865578 |  |  | PQ | ABCN | 7199.558 | 8104102 | no | no |  |  | no |  |  | 1341784.889 | 15281847.941 |  | -1
node_8104102_200865580 |  |  | PQ | ABCN | 7199.558 | 8104102 | no | no |  |  | no |  |  | 1341777.809 | 15281944.335 |  | -1
node_8104102_200865581 |  |  | PQ | ABCN | 7199.558 | 8104102 | no | no |  |  | no |  |  | 1341763.485 | 15282133.271 |  | -1
node_8104102_200865582 |  |  | PQ | AN | 7199.558 | 8104102 | no | no |  |  | no |  |  | 1341002.416 | 15281545.429 |  | -1
node_8104102_200865583 |  |  | PQ | AN | 7199.558 | 8104102 | no | no |  |  | no |  |  | 1341026.637 | 15281387.768 |  | -1
node_8104102_200865584 |  |  | PQ | AN | 7199.558 | 8104102 | no | no |  |  | no |  |  | 1341060.409 | 15281244.824 |  | -1
node_8104102_200865585 |  |  | PQ | AN | 7199.558 | 8104102 | no | no |  |  | no |  |  | 1341096.535 | 15281099.524 |  | -1
node_8104102_200865586 |  |  | PQ | AN | 7199.558 | 8104102 | no | no |  |  | no |  |  | 1341119.834 | 15280940.283 |  | -1
node_8104102_200865587 |  |  | PQ | AN | 7199.558 | 8104102 | no | no |  |  | no |  |  | 1341050.83 | 15280936.259 |  | -1
node_8104102_200865588 |  |  | PQ | AN | 7199.558 | 8104102 | no | no |  |  | no |  |  | 1340937.654 | 15280935.582 |  | -1
node_8104102_200865589 |  |  | PQ | AN | 7199.558 | 8104102 | no | no |  |  | no |  |  | 1340955.514 | 15280764.04 |  | -1
node_8104102_200865590 |  |  | PQ | AN | 7199.558 | 8104102 | no | no |  |  | no |  |  | 1340963.578 | 15280606.127 |  | -1
node_8104102_200865591 |  |  | PQ | AN | 7199.558 | 8104102 | no | no |  |  | no |  |  | 1340979.166 | 15280453.702 |  | -1
node_8104102_200865592 |  |  | PQ | AN | 7199.558 | 8104102 | no | no |  |  | no |  |  | 1340985.938 | 15280337.285 |  | -1
node_8104102_200865593 |  |  | PQ | AN | 7199.558 | 8104102 | no | no |  |  | no |  |  | 1341004.622 | 15280111.169 |  | -1
node_8104102_200865594 |  |  | PQ | AN | 7199.558 | 8104102 | no | no |  |  | no |  |  | 1340987.103 | 15279976.416 |  | -1
node_8104102_200865595 |  |  | PQ | AN | 7199.558 | 8104102 | no | no |  |  | no |  |  | 1341030.359 | 15279691.645 |  | -1
node_8104102_200865599 |  |  | PQ | AN | 7199.558 | 8104102 | no | no |  |  | no |  |  | 1340898.403 | 15280317.711 |  | -1
node_8104102_200865600 |  |  | PQ | AN | 7199.558 | 8104102 | no | no |  |  | no |  |  | 1340778.953 | 15280318.756 |  | -1
node_8104102_200865601 |  |  | PQ | AN | 7199.558 | 8104102 | no | no |  |  | no |  |  | 1340636.259 | 15280300.559 |  | -1
node_8104102_200865603 |  |  | PQ | AN | 7199.558 | 8104102 | no | no |  |  | no |  |  | 1340724.37 | 15281197.636 |  | -1
node_8104102_200865604 |  |  | PQ | AN | 7199.558 | 8104102 | no | no |  |  | no |  |  | 1340763.014 | 15281062.857 |  | -1
node_8104102_200865605 |  |  | PQ | AN | 7199.558 | 8104102 | no | no |  |  | no |  |  | 1340795.284 | 15280888.583 |  | -1
node_8104102_200865607 |  |  | PQ | AN | 7199.558 | 8104102 | no | no |  |  | no |  |  | 1351490.386 | 15275056.08 |  | -1
node_8104102_200865608 |  |  | PQ | AN | 7199.558 | 8104102 | no | no |  |  | no |  |  | 1351700.62 | 15275098.624 |  | -1
node_8104102_200865609 |  |  | PQ | AN | 7199.558 | 8104102 | no | no |  |  | no |  |  | 1351986.122 | 15275140.687 |  | -1
node_8104102_200865610 |  |  | PQ | AN | 7199.558 | 8104102 | no | no |  |  | no |  |  | 1351963.397 | 15275281.975 |  | -1
node_8104102_200865611 |  |  | PQ | AN | 7199.558 | 8104102 | no | no |  |  | no |  |  | 1352042.355 | 15274870.913 |  | -1
node_8104102_200865612 |  |  | PQ | AN | 7199.558 | 8104102 | no | no |  |  | no |  |  | 1352267.19 | 15275065.89 |  | -1
node_8104102_200865614 |  |  | PQ | AN | 7199.558 | 8104102 | no | no |  |  | no |  |  | 1345032.986 | 15276141.076 |  | -1
node_8104102_200865615 |  |  | PQ | ABN | 7199.558 | 8104102 | no | no |  |  | no |  |  | 1344870.199 | 15275987.039 |  | -1
node_8104102_200865649 |  |  | PQ | AN | 7199.558 | 8104102 | no | no |  |  | no |  |  | 1350584.66 | 15278560.366 |  | -1
node_8104102_200865650 |  |  | PQ | AN | 7199.558 | 8104102 | no | no |  |  | no |  |  | 1350470.286 | 15278555.931 |  | -1
node_8104102_200865651 |  |  | PQ | AN | 7199.558 | 8104102 | no | no |  |  | no |  |  | 1350251.199 | 15278551.984 |  | -1
node_8104102_200865652 |  |  | PQ | AN | 7199.558 | 8104102 | no | no |  |  | no |  |  | 1350065.148 | 15278537.691 |  | -1
node_8104102_200865653 |  |  | PQ | AN | 7199.558 | 8104102 | no | no |  |  | no |  |  | 1349865.083 | 15278537.43 |  | -1
node_8104102_200865654 |  |  | PQ | AN | 7199.558 | 8104102 | no | no |  |  | no |  |  | 1349836.368 | 15278487.569 |  | -1
node_8104102_200865655 |  |  | PQ | AN | 7199.558 | 8104102 | no | no |  |  | no |  |  | 1349850.887 | 15278185.595 |  | -1
node_8104102_200865656 |  |  | PQ | AN | 7199.558 | 8104102 | no | no |  |  | no |  |  | 1349891.262 | 15277873.992 |  | -1
node_8104102_200865657 |  |  | PQ | AN | 7199.558 | 8104102 | no | no |  |  | no |  |  | 1349625.674 | 15277828.489 |  | -1
node_8104102_200865658 |  |  | PQ | AN | 7199.558 | 8104102 | no | no |  |  | no |  |  | 1349366.31 | 15277829.974 |  | -1
node_8104102_200865659 |  |  | PQ | AN | 7199.558 | 8104102 | no | no |  |  | no |  |  | 1349139.035 | 15277728.496 |  | -1
node_8104102_200865661 |  |  | PQ | AN | 7199.558 | 8104102 | no | no |  |  | no |  |  | 1348863.826 | 15277703.182 |  | -1
node_8104102_200865662 |  |  | PQ | AN | 7199.558 | 8104102 | no | no |  |  | no |  |  | 1348653.069 | 15277596.771 |  | -1
node_8104102_200865663 |  |  | PQ | AN | 7199.558 | 8104102 | no | no |  |  | no |  |  | 1348344.399 | 15277570.17 |  | -1
node_8104102_200865664 |  |  | PQ | AN | 7199.558 | 8104102 | no | no |  |  | no |  |  | 1348098.551 | 15277452.984 |  | -1
node_8104102_200865665 |  |  | PQ | AN | 7199.558 | 8104102 | no | no |  |  | no |  |  | 1347841.13 | 15277390.509 |  | -1
node_8104102_200865666 |  |  | PQ | AN | 7199.558 | 8104102 | no | no |  |  | no |  |  | 1347510.03 | 15277370.081 |  | -1
node_8104102_200865667 |  |  | PQ | AN | 7199.558 | 8104102 | no | no |  |  | no |  |  | 1347490.195 | 15277214.938 |  | -1
node_8104102_200865668 |  |  | PQ | AN | 7199.558 | 8104102 | no | no |  |  | no |  |  | 1347477.966 | 15276890.939 |  | -1
node_8104102_200865670 |  |  | PQ | AN | 7199.558 | 8104102 | no | no |  |  | no |  |  | 1347474.093 | 15277670.183 |  | -1
node_8104102_200865680 |  |  | PQ | AN | 7199.558 | 8104102 | no | no |  |  | no |  |  | 1345977.492 | 15276188.096 |  | -1
node_8104102_200865681 |  |  | PQ | AN | 7199.558 | 8104102 | no | no |  |  | no |  |  | 1345750.32 | 15276174.995 |  | -1
node_8104102_200865682 |  |  | PQ | AN | 7199.558 | 8104102 | no | no |  |  | no |  |  | 1345515.522 | 15276174.737 |  | -1
node_8104102_200865683 |  |  | PQ | AN | 7199.558 | 8104102 | no | no |  |  | no |  |  | 1345274.065 | 15276153.657 |  | -1
node_8104102_200865684 |  |  | PQ | AN | 7199.558 | 8104102 | no | no |  |  | no |  |  | 1344957.267 | 15276069.326 |  | -1
node_8104102_200865685 |  |  | PQ | AN | 7199.558 | 8104102 | no | no |  |  | no |  |  | 1344718.7 | 15275964.722 |  | -1
node_8104102_200865686 |  |  | PQ | AN | 7199.558 | 8104102 | no | no |  |  | no |  |  | 1344556.513 | 15275910.195 |  | -1
node_8104102_200865687 |  |  | PQ | AN | 7199.558 | 8104102 | no | no |  |  | no |  |  | 1344312.955 | 15275830.464 |  | -1
node_8104102_200865689 |  |  | PQ | AN | 7199.558 | 8104102 | no | no |  |  | no |  |  | 1351366.927 | 15269884.654 |  | -1
node_8104102_200865690 |  |  | PQ | AN | 7199.558 | 8104102 | no | no |  |  | no |  |  | 1351637.091 | 15270001.444 |  | -1
node_8104102_200865692 |  |  | PQ | AN | 7199.558 | 8104102 | no | no |  |  | no |  |  | 1351946.639 | 15270142.279 |  | -1
node_8104102_200865693 |  |  | PQ | AN | 7199.558 | 8104102 | no | no |  |  | no |  |  | 1352171.995 | 15270237.223 |  | -1
node_8104102_200865694 |  |  | PQ | AN | 7199.558 | 8104102 | no | no |  |  | no |  |  | 1352217.178 | 15270269.587 |  | -1
node_8104102_200865695 |  |  | PQ | AN | 7199.558 | 8104102 | no | no |  |  | no |  |  | 1352113.34 | 15270434.488 |  | -1
node_8104102_200865697 |  |  | PQ | AN | 7199.558 | 8104102 | no | no |  |  | no |  |  | 1352421.135 | 15270475.874 |  | -1
node_8104102_200865698 |  |  | PQ | AN | 7199.558 | 8104102 | no | no |  |  | no |  |  | 1352354.512 | 15270627.518 |  | -1
node_8104102_200865699 |  |  | PQ | AN | 7199.558 | 8104102 | no | no |  |  | no |  |  | 1352786.654 | 15270461.042 |  | -1
node_8104102_200865700 |  |  | PQ | AN | 7199.558 | 8104102 | no | no |  |  | no |  |  | 1352795.967 | 15270501.963 |  | -1
node_8104102_200865701 |  |  | PQ | AN | 7199.558 | 8104102 | no | no |  |  | no |  |  | 1352777.442 | 15270689.746 |  | -1
node_8104102_200865702 |  |  | PQ | AN | 7199.558 | 8104102 | no | no |  |  | no |  |  | 1353018.36 | 15270541.831 |  | -1
node_8104102_200865703 |  |  | PQ | AN | 7199.558 | 8104102 | no | no |  |  | no |  |  | 1353239.232 | 15270638.372 |  | -1
node_8104102_200866056 |  |  | PQ | AN | 7199.558 | 8104102 | no | no |  |  | no |  |  | 1346326.522 | 15273628.403 |  | -1
node_8104102_200866057 |  |  | PQ | AN | 7199.558 | 8104102 | no | no |  |  | no |  |  | 1346539.364 | 15273631.767 |  | -1
node_8104102_200866058 |  |  | PQ | AN | 7199.558 | 8104102 | no | no |  |  | no |  |  | 1348865.947 | 15274069.509 |  | -1
node_8104102_200866059 |  |  | PQ | AN | 7199.558 | 8104102 | no | no |  |  | no |  |  | 1349014.203 | 15274112.739 |  | -1
node_8104102_200866060 |  |  | PQ | AN | 7199.558 | 8104102 | no | no |  |  | no |  |  | 1349214.583 | 15274159.919 |  | -1
node_8104102_200866061 |  |  | PQ | AN | 7199.558 | 8104102 | no | no |  |  | no |  |  | 1349349.012 | 15274195.054 |  | -1
node_8104102_200866062 |  |  | PQ | AN | 7199.558 | 8104102 | no | no |  |  | no |  |  | 1349718.403 | 15274281.418 |  | -1
node_8104102_200866063 |  |  | PQ | AN | 7199.558 | 8104102 | no | no |  |  | no |  |  | 1349748.481 | 15274103.414 |  | -1
node_8104102_200866064 |  |  | PQ | AN | 7199.558 | 8104102 | no | no |  |  | no |  |  | 1349808.04 | 15273807.114 |  | -1
node_8104102_200866065 |  |  | PQ | AN | 7199.558 | 8104102 | no | no |  |  | no |  |  | 1350074.913 | 15274375.97 |  | -1
node_8104102_200866067 |  |  | PQ | AN | 7199.558 | 8104102 | no | no |  |  | no |  |  | 1350522.334 | 15274500.035 |  | -1
node_8104102_200866069 |  |  | PQ | AN | 7199.558 | 8104102 | no | no |  |  | no |  |  | 1350668.532 | 15274527.945 |  | -1
node_8104102_200866071 |  |  | PQ | AN | 7199.558 | 8104102 | no | no |  |  | no |  |  | 1350966.805 | 15274537.721 |  | -1
node_8104102_200866073 |  |  | PQ | AN | 7199.558 | 8104102 | no | no |  |  | no |  |  | 1351179.49 | 15274526.411 |  | -1
node_8104102_200866074 |  |  | PQ | AN | 7199.558 | 8104102 | no | no |  |  | no |  |  | 1351449.315 | 15274511.647 |  | -1
node_8104102_200866075 |  |  | PQ | AN | 7199.558 | 8104102 | no | no |  |  | no |  |  | 1351306.318 | 15274846.728 |  | -1
node_8104102_200866076 |  |  | PQ | AN | 7199.558 | 8104102 | no | no |  |  | no |  |  | 1351269.173 | 15275021.614 |  | -1
node_8104102_200866077 |  |  | PQ | AN | 7199.558 | 8104102 | no | no |  |  | no |  |  | 1346728.311 | 15273648.631 |  | -1
node_8104102_200866078 |  |  | PQ | AN | 7199.558 | 8104102 | no | no |  |  | no |  |  | 1351259.168 | 15275209.446 |  | -1
node_8104102_200866079 |  |  | PQ | AN | 7199.558 | 8104102 | no | no |  |  | no |  |  | 1351266.483 | 15275441.062 |  | -1
node_8104102_200866080 |  |  | PQ | AN | 7199.558 | 8104102 | no | no |  |  | no |  |  | 1351353.658 | 15275599.296 |  | -1
node_8104102_200866081 |  |  | PQ | AN | 7199.558 | 8104102 | no | no |  |  | no |  |  | 1351460.316 | 15275805.032 |  | -1
node_8104102_200866084 |  |  | PQ | AN | 7199.558 | 8104102 | no | no |  |  | no |  |  | 1351588.567 | 15275897.757 |  | -1
node_8104102_200866086 |  |  | PQ | AN | 7199.558 | 8104102 | no | no |  |  | no |  |  | 1351640.974 | 15276050.384 |  | -1
node_8104102_200866089 |  |  | PQ | AN | 7199.558 | 8104102 | no | no |  |  | no |  |  | 1351783.767 | 15276181.657 |  | -1
node_8104102_200866090 |  |  | PQ | AN | 7199.558 | 8104102 | no | no |  |  | no |  |  | 1352090.486 | 15276349.791 |  | -1
node_8104102_200866091 |  |  | PQ | AN | 7199.558 | 8104102 | no | no |  |  | no |  |  | 1346916.45 | 15273663.164 |  | -1
node_8104102_200866092 |  |  | PQ | AN | 7199.558 | 8104102 | no | no |  |  | no |  |  | 1347212.243 | 15273737.512 |  | -1
node_8104102_200866093 |  |  | PQ | AN | 7199.558 | 8104102 | no | no |  |  | no |  |  | 1347505.494 | 15273807.642 |  | -1
node_8104102_200866095 |  |  | PQ | AN | 7199.558 | 8104102 | no | no |  |  | no |  |  | 1347792.599 | 15273877.835 |  | -1
node_8104102_200866096 |  |  | PQ | AN | 7199.558 | 8104102 | no | no |  |  | no |  |  | 1348073.101 | 15273939.556 |  | -1
node_8104102_200866097 |  |  | PQ | AN | 7199.558 | 8104102 | no | no |  |  | no |  |  | 1348056.318 | 15273881.1 |  | -1
node_8104102_200866098 |  |  | PQ | AN | 7199.558 | 8104102 | no | no |  |  | no |  |  | 1348088.944 | 15273694.028 |  | -1
node_8104102_200866099 |  |  | PQ | AN | 7199.558 | 8104102 | no | no |  |  | no |  |  | 1348379.529 | 15274004.929 |  | -1
node_8104102_200866100 |  |  | PQ | AN | 7199.558 | 8104102 | no | no |  |  | no |  |  | 1348365.201 | 15274044.837 |  | -1
node_8104102_200866101 |  |  | PQ | AN | 7199.558 | 8104102 | no | no |  |  | no |  |  | 1348639.286 | 15274037.286 |  | -1
node_8104102_200866168 |  |  | PQ | AN | 7199.558 | 8104102 | no | no |  |  | no |  |  | 1341224.862 | 15264694.866 |  | -1
node_8104102_200866169 |  |  | PQ | AN | 7199.558 | 8104102 | no | no |  |  | no |  |  | 1340978.004 | 15264648.838 |  | -1
node_8104102_200866170 |  |  | PQ | AN | 7199.558 | 8104102 | no | no |  |  | no |  |  | 1340714.168 | 15264618.244 |  | -1
node_8104102_200866171 |  |  | PQ | AN | 7199.558 | 8104102 | no | no |  |  | no |  |  | 1340448.25 | 15264823.681 |  | -1
node_8104102_200866172 |  |  | PQ | AN | 7199.558 | 8104102 | no | no |  |  | no |  |  | 1340309.069 | 15265093.985 |  | -1
node_8104102_200866235 |  |  | PQ | AN | 2771.281 | 8104102 | no | no |  |  | no |  |  | 1363085.571 | 15261632.723 |  | -1
node_8104102_200866236 |  |  | PQ | AN | 2771.281 | 8104102 | no | no |  |  | no |  |  | 1362683.787 | 15261638.809 |  | -1
node_8104102_200866237 |  |  | PQ | AN | 2771.281 | 8104102 | no | no |  |  | no |  |  | 1362402.537 | 15261692.558 |  | -1
node_8104102_200866238 |  |  | PQ | AN | 2771.281 | 8104102 | no | no |  |  | no |  |  | 1362095.705 | 15261750.707 |  | -1
node_8104102_200866239 |  |  | PQ | AD | 2771.281 | 8104102 | no | no |  |  | no |  |  | 1361789.198 | 15261725.132 |  | -1
node_8104102_200866240 |  |  | PQ | AD | 2771.281 | 8104102 | no | no |  |  | no |  |  | 1361774.922 | 15261803.825 |  | -1
node_8104102_200866241 |  |  | PQ | AN | 2771.281 | 8104102 | no | no |  |  | no |  |  | 1361758.81 | 15262073.171 |  | -1
node_8104102_200866243 |  |  | PQ | AD | 2771.281 | 8104102 | no | no |  |  | no |  |  | 1361479.468 | 15261690.838 |  | -1
node_8104102_200866262 |  |  | PQ | AN | 7199.558 | 8104102 | no | no |  |  | no |  |  | 1346933.86 | 15264838.137 |  | -1
node_8104102_200866263 |  |  | PQ | AN | 7199.558 | 8104102 | no | no |  |  | no |  |  | 1346460.263 | 15263632.924 |  | -1
node_8104102_200866264 |  |  | PQ | AN | 7199.558 | 8104102 | no | no |  |  | no |  |  | 1346262.177 | 15263616.277 |  | -1
node_8104102_200866265 |  |  | PQ | AN | 7199.558 | 8104102 | no | no |  |  | no |  |  | 1346746.58 | 15264834.339 |  | -1
node_8104102_200866266 |  |  | PQ | AN | 7199.558 | 8104102 | no | no |  |  | no |  |  | 1346521.078 | 15264821.256 |  | -1
node_8104102_200866267 |  |  | PQ | AN | 7199.558 | 8104102 | no | no |  |  | no |  |  | 1346319.866 | 15264754.508 |  | -1
node_8104102_200866268 |  |  | PQ | AN | 7199.558 | 8104102 | no | no |  |  | no |  |  | 1346307.202 | 15264613.825 |  | -1
node_8104102_200866269 |  |  | PQ | AN | 7199.558 | 8104102 | no | no |  |  | no |  |  | 1346277.879 | 15264563.035 |  | -1
node_8104102_200866270 |  |  | PQ | AN | 7199.558 | 8104102 | no | no |  |  | no |  |  | 1346354.42 | 15264271.712 |  | -1
node_8104102_200866271 |  |  | PQ | AN | 7199.558 | 8104102 | no | no |  |  | no |  |  | 1346421.695 | 15264101.583 |  | -1
node_8104102_200866272 |  |  | PQ | AN | 7199.558 | 8104102 | no | no |  |  | no |  |  | 1346491.888 | 15263843.556 |  | -1
node_8104102_200866550 |  |  | PQ | AN | 7199.558 | 8104102 | no | no |  |  | no |  |  | 1347531.869 | 15271651.234 |  | -1
node_8104102_200866551 |  |  | PQ | AN | 7199.558 | 8104102 | no | no |  |  | no |  |  | 1347560.229 | 15271348.886 |  | -1
node_8104102_200866552 |  |  | PQ | AN | 7199.558 | 8104102 | no | no |  |  | no |  |  | 1347567.566 | 15271146.313 |  | -1
node_8104102_200866553 |  |  | PQ | AN | 7199.558 | 8104102 | no | no |  |  | no |  |  | 1347861.527 | 15271151.936 |  | -1
node_8104102_200866554 |  |  | PQ | AN | 7199.558 | 8104102 | no | no |  |  | no |  |  | 1347886.679 | 15271010.848 |  | -1
node_8104102_200866564 |  |  | PQ | AD | 2771.281 | 8104102 | no | no |  |  | no |  |  | 1350676.75 | 15264312.523 |  | -1
node_8104102_200866566 |  |  | PQ | AD | 2771.281 | 8104102 | no | no |  |  | no |  |  | 1350789.396 | 15264320.432 |  | -1
node_8104102_200866567 |  |  | PQ | AD | 2771.281 | 8104102 | no | no |  |  | no |  |  | 1351014.716 | 15264143.508 |  | -1
node_8104102_200866568 |  |  | PQ | AD | 2771.281 | 8104102 | no | no |  |  | no |  |  | 1351251.391 | 15263961.642 |  | -1
node_8104102_200866572 |  |  | PQ | AN | 2771.281 | 8104102 | no | no |  |  | no |  |  | 1351713.935 | 15263617.79 |  | -1
node_8104102_200866573 |  |  | PQ | AD | 2771.281 | 8104102 | no | no |  |  | no |  |  | 1351807.658 | 15263518.462 |  | -1
node_8104102_200866574 |  |  | PQ | AD | 2771.281 | 8104102 | no | no |  |  | no |  |  | 1351914.406 | 15263321 |  | -1
node_8104102_200866576 |  |  | PQ | AD | 2771.281 | 8104102 | no | no |  |  | no |  |  | 1352057.538 | 15263035.528 |  | -1
node_8104102_200866577 |  |  | PQ | AN | 2771.281 | 8104102 | no | no |  |  | no |  |  | 1352152.311 | 15262843.352 |  | -1
node_8104102_200866578 |  |  | PQ | AD | 2771.281 | 8104102 | no | no |  |  | no |  |  | 1352260.872 | 15262626.504 |  | -1
node_8104102_200866579 |  |  | PQ | AD | 2771.281 | 8104102 | no | no |  |  | no |  |  | 1352432.148 | 15262386.227 |  | -1
node_8104102_200866580 |  |  | PQ | AN | 2771.281 | 8104102 | no | no |  |  | no |  |  | 1352601.295 | 15262149.155 |  | -1
node_8104102_200866582 |  |  | PQ | AN | 2771.281 | 8104102 | no | no |  |  | no |  |  | 1352734.006 | 15261798.648 |  | -1
node_8104102_200866583 |  |  | PQ | AD | 2771.281 | 8104102 | no | no |  |  | no |  |  | 1352829.549 | 15261576.804 |  | -1
node_8104102_200866585 |  |  | PQ | AD | 2771.281 | 8104102 | no | no |  |  | no |  |  | 1352854.231 | 15261273.668 |  | -1
node_8104102_200866586 |  |  | PQ | AN | 2771.281 | 8104102 | no | no |  |  | no |  |  | 1352869.151 | 15260977.139 |  | -1
node_8104102_200866590 |  |  | PQ | AN | 7199.558 | 8104102 | no | no |  |  | no |  |  | 1348064.423 | 15264106.274 |  | -1
node_8104102_200866591 |  |  | PQ | AN | 7199.558 | 8104102 | no | no |  |  | no |  |  | 1348073.31 | 15263903.783 |  | -1
node_8104102_200867172 |  |  | PQ | AN | 2771.281 | 8104102 | no | no |  |  | no |  |  | 1353142.594 | 15262247.662 |  | -1
node_8104102_200867174 |  |  | PQ | AN | 2771.281 | 8104102 | no | no |  |  | no |  |  | 1356366.555 | 15262246.603 |  | -1
node_8104102_200867176 |  |  | PQ | AN | 2771.281 | 8104102 | no | no |  |  | no |  |  | 1356803.023 | 15262070.989 |  | -1
node_8104102_200867177 |  |  | PQ | AN | 2771.281 | 8104102 | no | no |  |  | no |  |  | 1356811.384 | 15262205.6 |  | -1
node_8104102_200867178 |  |  | PQ | AN | 2771.281 | 8104102 | no | no |  |  | no |  |  | 1357115.871 | 15261926.123 |  | -1
node_8104102_200867179 |  |  | PQ | AN | 2771.281 | 8104102 | no | no |  |  | no |  |  | 1357417.462 | 15261790.619 |  | -1
node_8104102_200867181 |  |  | PQ | AN | 2771.281 | 8104102 | no | no |  |  | no |  |  | 1357792.378 | 15261692.508 |  | -1
node_8104102_200867183 |  |  | PQ | AN | 2771.281 | 8104102 | no | no |  |  | no |  |  | 1358187.078 | 15261580.204 |  | -1
node_8104102_200867184 |  |  | PQ | AN | 2771.281 | 8104102 | no | no |  |  | no |  |  | 1358541.148 | 15261479.017 |  | -1
node_8104102_200867185 |  |  | PQ | AD | 2771.281 | 8104102 | no | no |  |  | no |  |  | 1358797.538 | 15261406.263 |  | -1
node_8104102_200867186 |  |  | PQ | AN | 2771.281 | 8104102 | no | no |  |  | no |  |  | 1359140.499 | 15261315.827 |  | -1
node_8104102_200867187 |  |  | PQ | AD | 2771.281 | 8104102 | no | no |  |  | no |  |  | 1359412.361 | 15261243.233 |  | -1
node_8104102_200867188 |  |  | PQ | AD | 2771.281 | 8104102 | no | no |  |  | no |  |  | 1353553.061 | 15262220.765 |  | -1
node_8104102_200867189 |  |  | PQ | AN | 2771.281 | 8104102 | no | no |  |  | no |  |  | 1359705.803 | 15261153.771 |  | -1
node_8104102_200867190 |  |  | PQ | AD | 2771.281 | 8104102 | no | no |  |  | no |  |  | 1359899.734 | 15261198.198 |  | -1
node_8104102_200867191 |  |  | PQ | AN | 2771.281 | 8104102 | no | no |  |  | no |  |  | 1360122.433 | 15261272.078 |  | -1
node_8104102_200867193 |  |  | PQ | AN | 2771.281 | 8104102 | no | no |  |  | no |  |  | 1360652.31 | 15261448.845 |  | -1
node_8104102_200867196 |  |  | PQ | AN | 2771.281 | 8104102 | no | no |  |  | no |  |  | 1360929.241 | 15261547.048 |  | -1
node_8104102_200867197 |  |  | PQ | AN | 2771.281 | 8104102 | no | no |  |  | no |  |  | 1361165.374 | 15261611.009 |  | -1
node_8104102_200867198 |  |  | PQ | AD | 2771.281 | 8104102 | no | no |  |  | no |  |  | 1361161.646 | 15261675.172 |  | -1
node_8104102_200867199 |  |  | PQ | AD | 2771.281 | 8104102 | no | no |  |  | no |  |  | 1361097.323 | 15261962.641 |  | -1
node_8104102_200867200 |  |  | PQ | AN | 2771.281 | 8104102 | no | no |  |  | no |  |  | 1360994.033 | 15262495.066 |  | -1
node_8104102_200867201 |  |  | PQ | AN | 2771.281 | 8104102 | no | no |  |  | no |  |  | 1361131.109 | 15262610.007 |  | -1
node_8104102_200867202 |  |  | PQ | AN | 2771.281 | 8104102 | no | no |  |  | no |  |  | 1360885.637 | 15262876.128 |  | -1
node_8104102_200867203 |  |  | PQ | AD | 2771.281 | 8104102 | no | no |  |  | no |  |  | 1360804.69 | 15263246.512 |  | -1
node_8104102_200867204 |  |  | PQ | AD | 2771.281 | 8104102 | no | no |  |  | no |  |  | 1361001.784 | 15263090.769 |  | -1
node_8104102_200867205 |  |  | PQ | AN | 2771.281 | 8104102 | no | no |  |  | no |  |  | 1361278.9 | 15263123.208 |  | -1
node_8104102_200867207 |  |  | PQ | AN | 2771.281 | 8104102 | no | no |  |  | no |  |  | 1360622.36 | 15263444.013 |  | -1
node_8104102_200867208 |  |  | PQ | AN | 2771.281 | 8104102 | no | no |  |  | no |  |  | 1360306.777 | 15263493.369 |  | -1
node_8104102_200867209 |  |  | PQ | AN | 2771.281 | 8104102 | no | no |  |  | no |  |  | 1353932.95 | 15262266.059 |  | -1
node_8104102_200867211 |  |  | PQ | AD | 2771.281 | 8104102 | no | no |  |  | no |  |  | 1354080.985 | 15262266.959 |  | -1
node_8104102_200867212 |  |  | PQ | AD | 2771.281 | 8104102 | no | no |  |  | no |  |  | 1360390.081 | 15263682.471 |  | -1
node_8104102_200867213 |  |  | PQ | AN | 2771.281 | 8104102 | no | no |  |  | no |  |  | 1360533.164 | 15263863.463 |  | -1
node_8104102_200867214 |  |  | PQ | AN | 2771.281 | 8104102 | no | no |  |  | no |  |  | 1360102.306 | 15263994.128 |  | -1
node_8104102_200867215 |  |  | PQ | AN | 2771.281 | 8104102 | no | no |  |  | no |  |  | 1359991.976 | 15263744.677 |  | -1
node_8104102_200867218 |  |  | PQ | AN | 2771.281 | 8104102 | no | no |  |  | no |  |  | 1359493.608 | 15264517.119 |  | -1
node_8104102_200867219 |  |  | PQ | AN | 2771.281 | 8104102 | no | no |  |  | no |  |  | 1359226.238 | 15264762.754 |  | -1
node_8104102_200867220 |  |  | PQ | AD | 2771.281 | 8104102 | no | no |  |  | no |  |  | 1358919.036 | 15265034.326 |  | -1
node_8104102_200867221 |  |  | PQ | AD | 2771.281 | 8104102 | no | no |  |  | no |  |  | 1358654.958 | 15265277.221 |  | -1
node_8104102_200867222 |  |  | PQ | AD | 2771.281 | 8104102 | no | no |  |  | no |  |  | 1358502.53 | 15265403.951 |  | -1
node_8104102_200867223 |  |  | PQ | AD | 2771.281 | 8104102 | no | no |  |  | no |  |  | 1354237.352 | 15262267.702 |  | -1
node_8104102_200867224 |  |  | PQ | AD | 2771.281 | 8104102 | no | no |  |  | no |  |  | 1354460.674 | 15262275.845 |  | -1
node_8104102_200867225 |  |  | PQ | AD | 2771.281 | 8104102 | no | no |  |  | no |  |  | 1354727.547 | 15262278.795 |  | -1
node_8104102_200867226 |  |  | PQ | AN | 2771.281 | 8104102 | no | no |  |  | no |  |  | 1354893.613 | 15262276.106 |  | -1
node_8104102_200867227 |  |  | PQ | AD | 2771.281 | 8104102 | no | no |  |  | no |  |  | 1355078.346 | 15262278.834 |  | -1
node_8104102_200867228 |  |  | PQ | AD | 2771.281 | 8104102 | no | no |  |  | no |  |  | 1355394.667 | 15262282.518 |  | -1
node_8104102_200867229 |  |  | PQ | AD | 2771.281 | 8104102 | no | no |  |  | no |  |  | 1355560.008 | 15262313.321 |  | -1
node_8104102_200867230 |  |  | PQ | AD | 2771.281 | 8104102 | no | no |  |  | no |  |  | 1355786.746 | 15262358.323 |  | -1
node_8104102_200867231 |  |  | PQ | AD | 2771.281 | 8104102 | no | no |  |  | no |  |  | 1355991.851 | 15262319.588 |  | -1
node_8104102_200867232 |  |  | PQ | AD | 2771.281 | 8104102 | no | no |  |  | no |  |  | 1355985.71 | 15262385.894 |  | -1
node_8104102_200867233 |  |  | PQ | AN | 2771.281 | 8104102 | no | no |  |  | no |  |  | 1355970.256 | 15262630.466 |  | -1
node_8104102_200867234 |  |  | PQ | AN | 2771.281 | 8104102 | no | no |  |  | no |  |  | 1356205.052 | 15262766.368 |  | -1
node_8104102_200894033 |  |  | PQ | AN | 7199.558 | 8104102 | no | no |  |  | no |  |  | 1326871.688 | 15276823.685 |  | -1
node_8104102_200894103 |  |  | PQ | AN | 7199.558 | 8104102 | no | no |  |  | no |  |  | 1337438.002 | 15274986.513 |  | -1
node_8104102_200894106 |  |  | PQ | AN | 7199.558 | 8104102 | no | no |  |  | no |  |  | 1337544.702 | 15273278.784 |  | -1
node_8104102_200894114 |  |  | PQ | AN | 7199.558 | 8104102 | no | no |  |  | no |  |  | 1337581.127 | 15272657.91 |  | -1
node_8104102_200894117 |  |  | PQ | AN | 7199.558 | 8104102 | no | no |  |  | no |  |  | 1337306.273 | 15272754.28 |  | -1
node_8104102_200894120 |  |  | PQ | AN | 7199.558 | 8104102 | no | no |  |  | no |  |  | 1337788.108 | 15272673.474 |  | -1
node_8104102_200894121 |  |  | PQ | AN | 7199.558 | 8104102 | no | no |  |  | no |  |  | 1338093.349 | 15272691.258 |  | -1
node_8104102_200894126 |  |  | PQ | AN | 7199.558 | 8104102 | no | no |  |  | no |  |  | 1337966.749 | 15272979.298 |  | -1
node_8104102_200894132 |  |  | PQ | AN | 7199.558 | 8104102 | no | no |  |  | no |  |  | 1338161.828 | 15273189.595 |  | -1
node_8104102_200894135 |  |  | PQ | AN | 7199.558 | 8104102 | no | no |  |  | no |  |  | 1337462.166 | 15274678.883 |  | -1
node_8104102_200894136 |  |  | PQ | AN | 7199.558 | 8104102 | no | no |  |  | no |  |  | 1337432.695 | 15274405.217 |  | -1
node_8104102_200894137 |  |  | PQ | AN | 7199.558 | 8104102 | no | no |  |  | no |  |  | 1337451.589 | 15274121.126 |  | -1
node_8104102_200894140 |  |  | PQ | AN | 7199.558 | 8104102 | no | no |  |  | no |  |  | 1337487.47 | 15273795.963 |  | -1
node_8104102_200894141 |  |  | PQ | AN | 7199.558 | 8104102 | no | no |  |  | no |  |  | 1337679.994 | 15273786.537 |  | -1
node_8104102_200894144 |  |  | PQ | AN | 7199.558 | 8104102 | no | no |  |  | no |  |  | 1337510.768 | 15273535.956 |  | -1
node_8104102_200894154 |  |  | PQ | AN | 7199.558 | 8104102 | no | no |  |  | no |  |  | 1337124.766 | 15274063.246 |  | -1
node_8104102_200894155 |  |  | PQ | AN | 7199.558 | 8104102 | no | no |  |  | no |  |  | 1337163.85 | 15273696.295 |  | -1
node_8104102_200894157 |  |  | PQ | AN | 7199.558 | 8104102 | no | no |  |  | no |  |  | 1337194.854 | 15273348.775 |  | -1
node_8104102_200894162 |  |  | PQ | AN | 7199.558 | 8104102 | no | no |  |  | no |  |  | 1337209.555 | 15273058.891 |  | -1
node_8104102_200894172 |  |  | PQ | AN | 7199.558 | 8104102 | no | no |  |  | no |  |  | 1337790.774 | 15274785.84 |  | -1
node_8104102_200894176 |  |  | PQ | AN | 7199.558 | 8104102 | no | no |  |  | no |  |  | 1337738.087 | 15275162.351 |  | -1
node_8104102_200894180 |  |  | PQ | AN | 7199.558 | 8104102 | no | no |  |  | no |  |  | 1337994.007 | 15274933.065 |  | -1
node_8104102_200894182 |  |  | PQ | AN | 7199.558 | 8104102 | no | no |  |  | no |  |  | 1338387.053 | 15274962.142 |  | -1
node_8104102_200894186 |  |  | PQ | AN | 7199.558 | 8104102 | no | no |  |  | no |  |  | 1338363.057 | 15274798.272 |  | -1
node_8104102_200894207 |  |  | PQ | AN | 7199.558 | 8104102 | no | no |  |  | no |  |  | 1330099.686 | 15278375.736 |  | -1
node_8104102_200894210 |  |  | PQ | AN | 7199.558 | 8104102 | no | no |  |  | no |  |  | 1329989.938 | 15276861.757 |  | -1
node_8104102_200894214 |  |  | PQ | AN | 7199.558 | 8104102 | no | no |  |  | no |  |  | 1330029.952 | 15278182.092 |  | -1
node_8104102_200894217 |  |  | PQ | AN | 7199.558 | 8104102 | no | no |  |  | no |  |  | 1330003.703 | 15278054.895 |  | -1
node_8104102_200894219 |  |  | PQ | AN | 7199.558 | 8104102 | no | no |  |  | no |  |  | 1329943.596 | 15277940.254 |  | -1
node_8104102_200894221 |  |  | PQ | AN | 7199.558 | 8104102 | no | no |  |  | no |  |  | 1329899.472 | 15277804.326 |  | -1
node_8104102_200894223 |  |  | PQ | AN | 7199.558 | 8104102 | no | no |  |  | no |  |  | 1329842.484 | 15277691.449 |  | -1
node_8104102_200894227 |  |  | PQ | AN | 7199.558 | 8104102 | no | no |  |  | no |  |  | 1329884.213 | 15277254.286 |  | -1
node_8104102_200894231 |  |  | PQ | AN | 7199.558 | 8104102 | no | no |  |  | no |  |  | 1330114.442 | 15277338.441 |  | -1
node_8104102_200894232 |  |  | PQ | AN | 7199.558 | 8104102 | no | no |  |  | no |  |  | 1329667.283 | 15277076.484 |  | -1
node_8104102_200894335 |  |  | PQ | AN | 7199.558 | 8104102 | no | no |  |  | no |  |  | 1329628.402 | 15278610.045 |  | -1
node_8104102_200894338 |  |  | PQ | AN | 7199.558 | 8104102 | no | no |  |  | no |  |  | 1329798.105 | 15278387.34 |  | -1
node_8104102_200894343 |  |  | PQ | AN | 7199.558 | 8104102 | no | no |  |  | no |  |  | 1329654.59 | 15278043.99 |  | -1
node_8104102_200894347 |  |  | PQ | AN | 7199.558 | 8104102 | no | no |  |  | no |  |  | 1329456.053 | 15278175.251 |  | -1
node_8104102_200894350 |  |  | PQ | AN | 7199.558 | 8104102 | no | no |  |  | no |  |  | 1329289.992 | 15278326.662 |  | -1
node_8104102_200894353 |  |  | PQ | AN | 7199.558 | 8104102 | no | no |  |  | no |  |  | 1329425.71 | 15278693.153 |  | -1
node_8104102_200894377 |  |  | PQ | ABCN | 7199.558 | 8104102 | no | no |  |  | no |  |  | 1332133.453 | 15278103.694 |  | -1
node_8104102_200894382 |  |  | PQ | AN | 7199.558 | 8104102 | no | no |  |  | no |  |  | 1332010.055 | 15275791.888 |  | -1
node_8104102_200894386 |  |  | PQ | AN | 7199.558 | 8104102 | no | no |  |  | no |  |  | 1332286.927 | 15275565.752 |  | -1
node_8104102_200894391 |  |  | PQ | AN | 7199.558 | 8104102 | no | no |  |  | no |  |  | 1332588.033 | 15275729.955 |  | -1
node_8104102_200894393 |  |  | PQ | ABCN | 7199.558 | 8104102 | no | no |  |  | no |  |  | 1332194.553 | 15277840.039 |  | -1
node_8104102_200894394 |  |  | PQ | AN | 7199.558 | 8104102 | no | no |  |  | no |  |  | 1332031.635 | 15277880.835 |  | -1
node_8104102_200894399 |  |  | PQ | AN | 7199.558 | 8104102 | no | no |  |  | no |  |  | 1331778.299 | 15277790.452 |  | -1
node_8104102_200894403 |  |  | PQ | ABCN | 7199.558 | 8104102 | no | no |  |  | no |  |  | 1332147.713 | 15277500.747 |  | -1
node_8104102_200894409 |  |  | PQ | ABN | 7199.558 | 8104102 | no | no |  |  | no |  |  | 1332056.731 | 15277109.945 |  | -1
node_8104102_200894414 |  |  | PQ | ABN | 7199.558 | 8104102 | no | no |  |  | no |  |  | 1332018.197 | 15276737.577 |  | -1
node_8104102_200894419 |  |  | PQ | AN | 7199.558 | 8104102 | no | no |  |  | no |  |  | 1331990.486 | 15276470.412 |  | -1
node_8104102_200894421 |  |  | PQ | AN | 7199.558 | 8104102 | no | no |  |  | no |  |  | 1331977.468 | 15276223.539 |  | -1
node_8104102_200894448 |  |  | PQ | AN | 7199.558 | 8104102 | no | no |  |  | no |  |  | 1331849.528 | 15277449.9 |  | -1
node_8104102_200894453 |  |  | PQ | AN | 7199.558 | 8104102 | no | no |  |  | no |  |  | 1331748.115 | 15276963.92 |  | -1
node_8104102_200894459 |  |  | PQ | AN | 7199.558 | 8104102 | no | no |  |  | no |  |  | 1331703.266 | 15276521.703 |  | -1
node_8104102_200894463 |  |  | PQ | AN | 7199.558 | 8104102 | no | no |  |  | no |  |  | 1331478.415 | 15276367.689 |  | -1
node_8104102_200894487 |  |  | PQ | AN | 7199.558 | 8104102 | no | no |  |  | no |  |  | 1332331.318 | 15277106.242 |  | -1
node_8104102_200894491 |  |  | PQ | AN | 7199.558 | 8104102 | no | no |  |  | no |  |  | 1332298.588 | 15276684.949 |  | -1
node_8104102_200894495 |  |  | PQ | AN | 7199.558 | 8104102 | no | no |  |  | no |  |  | 1332222.41 | 15276377.64 |  | -1
node_8104102_200894509 |  |  | PQ | AN | 7199.558 | 8104102 | no | no |  |  | no |  |  | 1332223.521 | 15275962.081 |  | -1
node_8104102_200894515 |  |  | PQ | AN | 7199.558 | 8104102 | no | no |  |  | no |  |  | 1329394.423 | 15276669.261 |  | -1
node_8104102_200894522 |  |  | PQ | AN | 7199.558 | 8104102 | no | no |  |  | no |  |  | 1330153.488 | 15276675.95 |  | -1
node_8104102_200895491 |  |  | PQ | AN | 7199.558 | 8104102 | no | no |  |  | no |  |  | 1327011.604 | 15278120.226 |  | -1
node_8104102_200895493 |  |  | PQ | ABN | 7199.558 | 8104102 | no | no |  |  | no |  |  | 1328271.16 | 15279346.213 |  | -1
node_8104102_200895494 |  |  | PQ | AN | 7199.558 | 8104102 | no | no |  |  | no |  |  | 1327291.686 | 15278114.96 |  | -1
node_8104102_200895497 |  |  | PQ | AN | 7199.558 | 8104102 | no | no |  |  | no |  |  | 1327157.123 | 15277971.601 |  | -1
node_8104102_200895499 |  |  | PQ | AN | 7199.558 | 8104102 | no | no |  |  | no |  |  | 1327127.539 | 15277659.566 |  | -1
node_8104102_200895501 |  |  | PQ | AN | 7199.558 | 8104102 | no | no |  |  | no |  |  | 1326926.969 | 15277466.669 |  | -1
node_8104102_200895502 |  |  | PQ | AN | 7199.558 | 8104102 | no | no |  |  | no |  |  | 1326827.716 | 15277327.89 |  | -1
node_8104102_200895504 |  |  | PQ | AN | 7199.558 | 8104102 | no | no |  |  | no |  |  | 1326682.929 | 15277294.202 |  | -1
node_8104102_200895505 |  |  | PQ | AN | 7199.558 | 8104102 | no | no |  |  | no |  |  | 1326403.847 | 15277110.941 |  | -1
node_8104102_200895506 |  |  | PQ | AN | 7199.558 | 8104102 | no | no |  |  | no |  |  | 1326420.047 | 15276783.733 |  | -1
node_8104102_200895507 |  |  | PQ | AN | 7199.558 | 8104102 | no | no |  |  | no |  |  | 1326385.888 | 15277252.198 |  | -1
node_8104102_200895508 |  |  | PQ | AN | 7199.558 | 8104102 | no | no |  |  | no |  |  | 1326064.004 | 15277195.359 |  | -1
node_8104102_200895509 |  |  | PQ | AN | 7199.558 | 8104102 | no | no |  |  | no |  |  | 1325902.443 | 15277165.017 |  | -1
node_8104102_200895510 |  |  | PQ | AN | 7199.558 | 8104102 | no | no |  |  | no |  |  | 1325768.707 | 15277131.92 |  | -1
node_8104102_200895511 |  |  | PQ | AN | 7199.558 | 8104102 | no | no |  |  | no |  |  | 1325530.431 | 15277068.062 |  | -1
node_8104102_200895513 |  |  | PQ | AN | 7199.558 | 8104102 | no | no |  |  | no |  |  | 1325083.68 | 15277018.249 |  | -1
node_8104102_200895514 |  |  | PQ | AN | 7199.558 | 8104102 | no | no |  |  | no |  |  | 1325143.674 | 15276699.475 |  | -1
node_8104102_200895516 |  |  | PQ | AN | 7199.558 | 8104102 | no | no |  |  | no |  |  | 1324876.214 | 15277043.244 |  | -1
node_8104102_200895518 |  |  | PQ | AN | 7199.558 | 8104102 | no | no |  |  | no |  |  | 1324692.946 | 15277062.964 |  | -1
node_8104102_200895520 |  |  | PQ | ABN | 7199.558 | 8104102 | no | no |  |  | no |  |  | 1328173.613 | 15279220.377 |  | -1
node_8104102_200895521 |  |  | PQ | ABN | 7199.558 | 8104102 | no | no |  |  | no |  |  | 1328054.619 | 15279054.646 |  | -1
node_8104102_200895522 |  |  | PQ | AN | 7199.558 | 8104102 | no | no |  |  | no |  |  | 1327928.73 | 15279146.601 |  | -1
node_8104102_200895523 |  |  | PQ | AN | 7199.558 | 8104102 | no | no |  |  | no |  |  | 1327789.515 | 15279244.813 |  | -1
node_8104102_200895525 |  |  | PQ | AN | 7199.558 | 8104102 | no | no |  |  | no |  |  | 1327703.429 | 15279167.597 |  | -1
node_8104102_200895527 |  |  | PQ | ABN | 7199.558 | 8104102 | no | no |  |  | no |  |  | 1327974.932 | 15278937.661 |  | -1
node_8104102_200895528 |  |  | PQ | ABN | 7199.558 | 8104102 | no | no |  |  | no |  |  | 1327901.203 | 15278839.976 |  | -1
node_8104102_200895529 |  |  | PQ | ABN | 7199.558 | 8104102 | no | no |  |  | no |  |  | 1327826.31 | 15278700.384 |  | -1
node_8104102_200895530 |  |  | PQ | ABN | 7199.558 | 8104102 | no | no |  |  | no |  |  | 1327745.014 | 15278604.589 |  | -1
node_8104102_200895531 |  |  | PQ | ABN | 7199.558 | 8104102 | no | no |  |  | no |  |  | 1327637.862 | 15278549.2 |  | -1
node_8104102_200895532 |  |  | PQ | ABN | 7199.558 | 8104102 | no | no |  |  | no |  |  | 1327532.684 | 15278468.222 |  | -1
node_8104102_200895533 |  |  | PQ | AN | 7199.558 | 8104102 | no | no |  |  | no |  |  | 1327496.964 | 15278488.397 |  | -1
node_8104102_200895534 |  |  | PQ | AN | 7199.558 | 8104102 | no | no |  |  | no |  |  | 1327298.551 | 15278678.764 |  | -1
node_8104102_200895920 |  |  | PQ | ABCN | 7199.558 | 8104102 | no | no |  |  | no |  |  | 1331636.409 | 15278434.945 |  | -1
node_8104102_200895922 |  |  | PQ | AN | 7199.558 | 8104102 | no | no |  |  | no |  |  | 1331854.594 | 15278251.358 |  | -1
node_8104102_200895924 |  |  | PQ | AN | 7199.558 | 8104102 | no | no |  |  | no |  |  | 1331585.604 | 15275484.691 |  | -1
node_8104102_200895925 |  |  | PQ | AN | 7199.558 | 8104102 | no | no |  |  | no |  |  | 1331623.458 | 15275259.498 |  | -1
node_8104102_200895926 |  |  | PQ | AN | 7199.558 | 8104102 | no | no |  |  | no |  |  | 1331667.263 | 15275038.221 |  | -1
node_8104102_200895927 |  |  | PQ | AN | 7199.558 | 8104102 | no | no |  |  | no |  |  | 1331723.874 | 15274732.877 |  | -1
node_8104102_200895928 |  |  | PQ | AN | 7199.558 | 8104102 | no | no |  |  | no |  |  | 1331839.995 | 15274128.901 |  | -1
node_8104102_200895929 |  |  | PQ | AN | 7199.558 | 8104102 | no | no |  |  | no |  |  | 1331909.161 | 15273743.359 |  | -1
node_8104102_200895930 |  |  | PQ | AN | 7199.558 | 8104102 | no | no |  |  | no |  |  | 1331992.948 | 15273358.196 |  | -1
node_8104102_200895931 |  |  | PQ | AN | 7199.558 | 8104102 | no | no |  |  | no |  |  | 1332304.174 | 15273377.506 |  | -1
node_8104102_200895932 |  |  | PQ | AN | 7199.558 | 8104102 | no | no |  |  | no |  |  | 1332242.525 | 15273061.753 |  | -1
node_8104102_200895933 |  |  | PQ | AN | 7199.558 | 8104102 | no | no |  |  | no |  |  | 1332494.729 | 15272751.15 |  | -1
node_8104102_200895934 |  |  | PQ | AN | 7199.558 | 8104102 | no | no |  |  | no |  |  | 1332622.499 | 15272588.37 |  | -1
node_8104102_200895935 |  |  | PQ | AN | 7199.558 | 8104102 | no | no |  |  | no |  |  | 1331381.114 | 15278176.769 |  | -1
node_8104102_200895937 |  |  | PQ | AN | 7199.558 | 8104102 | no | no |  |  | no |  |  | 1331372.626 | 15278006.776 |  | -1
node_8104102_200895938 |  |  | PQ | AN | 7199.558 | 8104102 | no | no |  |  | no |  |  | 1331348.894 | 15277832.965 |  | -1
node_8104102_200895939 |  |  | PQ | AN | 7199.558 | 8104102 | no | no |  |  | no |  |  | 1331332.938 | 15277661.453 |  | -1
node_8104102_200895940 |  |  | PQ | AN | 7199.558 | 8104102 | no | no |  |  | no |  |  | 1331318.419 | 15277509.512 |  | -1
node_8104102_200895941 |  |  | PQ | AN | 7199.558 | 8104102 | no | no |  |  | no |  |  | 1331302.613 | 15277345.228 |  | -1
node_8104102_200895942 |  |  | PQ | AN | 7199.558 | 8104102 | no | no |  |  | no |  |  | 1331295.101 | 15277180.186 |  | -1
node_8104102_200895944 |  |  | PQ | AN | 7199.558 | 8104102 | no | no |  |  | no |  |  | 1331273.006 | 15277034.97 |  | -1
node_8104102_200895945 |  |  | PQ | AN | 7199.558 | 8104102 | no | no |  |  | no |  |  | 1331264.79 | 15276840.099 |  | -1
node_8104102_200895947 |  |  | PQ | AN | 7199.558 | 8104102 | no | no |  |  | no |  |  | 1331249.984 | 15276647.649 |  | -1
node_8104102_200895949 |  |  | PQ | AN | 7199.558 | 8104102 | no | no |  |  | no |  |  | 1331230.4 | 15276504.744 |  | -1
node_8104102_200895950 |  |  | PQ | AN | 7199.558 | 8104102 | no | no |  |  | no |  |  | 1331270.354 | 15276202.699 |  | -1
node_8104102_200895951 |  |  | PQ | AN | 7199.558 | 8104102 | no | no |  |  | no |  |  | 1331361.904 | 15276236.947 |  | -1
node_8104102_200895952 |  |  | PQ | AN | 7199.558 | 8104102 | no | no |  |  | no |  |  | 1331489.106 | 15275984.99 |  | -1
node_8104102_200895953 |  |  | PQ | AN | 7199.558 | 8104102 | no | no |  |  | no |  |  | 1331540.375 | 15275710.509 |  | -1
node_8104102_200896294 |  |  | PQ | AN | 7199.558 | 8104102 | no | no |  |  | no |  |  | 1339334.678 | 15281184.411 |  | -1
node_8104102_200896295 |  |  | PQ | AN | 7199.558 | 8104102 | no | no |  |  | no |  |  | 1339599.841 | 15279633.1 |  | -1
node_8104102_200896296 |  |  | PQ | AN | 7199.558 | 8104102 | no | no |  |  | no |  |  | 1339344.271 | 15281057.341 |  | -1
node_8104102_200896297 |  |  | PQ | AN | 7199.558 | 8104102 | no | no |  |  | no |  |  | 1339355.572 | 15280903.34 |  | -1
node_8104102_200896298 |  |  | PQ | AN | 7199.558 | 8104102 | no | no |  |  | no |  |  | 1339371.132 | 15280758.261 |  | -1
node_8104102_200896299 |  |  | PQ | AN | 7199.558 | 8104102 | no | no |  |  | no |  |  | 1339384.2 | 15280606.588 |  | -1
node_8104102_200896300 |  |  | PQ | AN | 7199.558 | 8104102 | no | no |  |  | no |  |  | 1339396.22 | 15280454.394 |  | -1
node_8104102_200896301 |  |  | PQ | AN | 7199.558 | 8104102 | no | no |  |  | no |  |  | 1339429.521 | 15280113.523 |  | -1
node_8104102_200896302 |  |  | PQ | AN | 7199.558 | 8104102 | no | no |  |  | no |  |  | 1339496.902 | 15280112.943 |  | -1
node_8104102_200896308 |  |  | PQ | AN | 7199.558 | 8104102 | no | no |  |  | no |  |  | 1339440.017 | 15279885.386 |  | -1
node_8104102_200896309 |  |  | PQ | AN | 7199.558 | 8104102 | no | no |  |  | no |  |  | 1339464.704 | 15279751.225 |  | -1
node_8104102_200896343 |  |  | PQ | ABN | 7199.558 | 8104102 | no | no |  |  | no |  |  | 1329507.714 | 15278944.403 |  | -1
node_8104102_200896344 |  |  | PQ | ABN | 7199.558 | 8104102 | no | no |  |  | no |  |  | 1329371.898 | 15279001.8 |  | -1
node_8104102_200896346 |  |  | PQ | ABN | 7199.558 | 8104102 | no | no |  |  | no |  |  | 1329233.699 | 15279078.603 |  | -1
node_8104102_200896348 |  |  | PQ | AN | 7199.558 | 8104102 | no | no |  |  | no |  |  | 1327908.883 | 15280850.888 |  | -1
node_8104102_200896397 |  |  | PQ | ABCN | 7199.558 | 8104102 | no | no |  |  | no |  |  | 1335572.178 | 15279531.377 |  | -1
node_8104102_200896398 |  |  | PQ | ABCN | 7199.558 | 8104102 | no | no |  |  | no |  |  | 1335589.251 | 15279391.745 |  | -1
node_8104102_200896399 |  |  | PQ | ABCN | 7199.558 | 8104102 | no | no |  |  | no |  |  | 1335603.628 | 15279247.125 |  | -1
node_8104102_200896400 |  |  | PQ | ABCN | 7199.558 | 8104102 | no | no |  |  | no |  |  | 1335668.682 | 15279266.219 |  | -1
node_8104102_200896401 |  |  | PQ | ABCN | 7199.558 | 8104102 | no | no |  |  | no |  |  | 1335883.73 | 15279340.376 |  | -1
node_8104102_200896402 |  |  | PQ | ABCN | 7199.558 | 8104102 | no | no |  |  | no |  |  | 1336096.643 | 15279393.751 |  | -1
node_8104102_200896403 |  |  | PQ | ABCN | 7199.558 | 8104102 | no | no |  |  | no |  |  | 1335606.99 | 15279099.356 |  | -1
node_8104102_200896404 |  |  | PQ | ABCN | 7199.558 | 8104102 | no | no |  |  | no |  |  | 1335513.575 | 15278990.444 |  | -1
node_8104102_200896405 |  |  | PQ | ABCN | 7199.558 | 8104102 | no | no |  |  | no |  |  | 1335516.485 | 15278792.932 |  | -1
node_8104102_200896406 |  |  | PQ | ABN | 7199.558 | 8104102 | no | no |  |  | no |  |  | 1335531.005 | 15278590.564 |  | -1
node_8104102_200896407 |  |  | PQ | ABN | 7199.558 | 8104102 | no | no |  |  | no |  |  | 1335549.277 | 15278391.551 |  | -1
node_8104102_200896408 |  |  | PQ | ABN | 7199.558 | 8104102 | no | no |  |  | no |  |  | 1335565.282 | 15278224.97 |  | -1
node_8104102_200896409 |  |  | PQ | ABN | 7199.558 | 8104102 | no | no |  |  | no |  |  | 1335566.865 | 15278084.026 |  | -1
node_8104102_200896411 |  |  | PQ | ABN | 7199.558 | 8104102 | no | no |  |  | no |  |  | 1335634.565 | 15277635.77 |  | -1
node_8104102_200896412 |  |  | PQ | ABCN | 7199.558 | 8104102 | no | no |  |  | no |  |  | 1335848.462 | 15279106.873 |  | -1
node_8104102_200896413 |  |  | PQ | ABN | 7199.558 | 8104102 | no | no |  |  | no |  |  | 1336005.596 | 15279117.671 |  | -1
node_8104102_200896414 |  |  | PQ | ABN | 7199.558 | 8104102 | no | no |  |  | no |  |  | 1336161.953 | 15279142.379 |  | -1
node_8104102_200896415 |  |  | PQ | ABN | 7199.558 | 8104102 | no | no |  |  | no |  |  | 1336362.204 | 15279162.503 |  | -1
node_8104102_200896417 |  |  | PQ | ABN | 7199.558 | 8104102 | no | no |  |  | no |  |  | 1336545.87 | 15279187.88 |  | -1
node_8104102_200896418 |  |  | PQ | ABN | 7199.558 | 8104102 | no | no |  |  | no |  |  | 1336678.81 | 15279191.438 |  | -1
node_8104102_200896419 |  |  | PQ | ABN | 7199.558 | 8104102 | no | no |  |  | no |  |  | 1336771.645 | 15279101.616 |  | -1
node_8104102_200896420 |  |  | PQ | ABN | 7199.558 | 8104102 | no | no |  |  | no |  |  | 1336789.329 | 15278882.733 |  | -1
node_8104102_200896422 |  |  | PQ | ABN | 7199.558 | 8104102 | no | no |  |  | no |  |  | 1335660.604 | 15277508.636 |  | -1
node_8104102_200896425 |  |  | PQ | AN | 7199.558 | 8104102 | no | no |  |  | no |  |  | 1336840.549 | 15278232.627 |  | -1
node_8104102_200896426 |  |  | PQ | ABN | 7199.558 | 8104102 | no | no |  |  | no |  |  | 1335684.827 | 15277357.628 |  | -1
node_8104102_200896427 |  |  | PQ | ABN | 7199.558 | 8104102 | no | no |  |  | no |  |  | 1335666.956 | 15277187.207 |  | -1
node_8104102_200896428 |  |  | PQ | ABN | 7199.558 | 8104102 | no | no |  |  | no |  |  | 1335675.701 | 15276997.341 |  | -1
node_8104102_200896429 |  |  | PQ | AN | 7199.558 | 8104102 | no | no |  |  | no |  |  | 1335685.266 | 15276833.954 |  | -1
node_8104102_200896430 |  |  | PQ | AN | 7199.558 | 8104102 | no | no |  |  | no |  |  | 1335696.628 | 15276755.549 |  | -1
node_8104102_200896433 |  |  | PQ | AN | 7199.558 | 8104102 | no | no |  |  | no |  |  | 1335223.276 | 15278933.34 |  | -1
node_8104102_200896434 |  |  | PQ | AN | 7199.558 | 8104102 | no | no |  |  | no |  |  | 1335234.838 | 15278730.777 |  | -1
node_8104102_200896435 |  |  | PQ | AN | 7199.558 | 8104102 | no | no |  |  | no |  |  | 1335249.414 | 15278529.858 |  | -1
node_8104102_200896436 |  |  | PQ | AN | 7199.558 | 8104102 | no | no |  |  | no |  |  | 1335267.483 | 15278329.303 |  | -1
node_8104102_200896437 |  |  | PQ | AN | 7199.558 | 8104102 | no | no |  |  | no |  |  | 1335362.677 | 15278159.044 |  | -1
node_8104102_200896438 |  |  | PQ | ABN | 7199.558 | 8104102 | no | no |  |  | no |  |  | 1335462.514 | 15277987.558 |  | -1
node_8104102_200896439 |  |  | PQ | ABN | 7199.558 | 8104102 | no | no |  |  | no |  |  | 1335560.469 | 15277806.532 |  | -1
node_8104102_200896547 |  |  | PQ | ABN | 7199.558 | 8104102 | no | no |  |  | no |  |  | 1331014.891 | 15278139.23 |  | -1
node_8104102_200896548 |  |  | PQ | ABN | 7199.558 | 8104102 | no | no |  |  | no |  |  | 1330947.977 | 15277988.186 |  | -1
node_8104102_200896549 |  |  | PQ | ABN | 7199.558 | 8104102 | no | no |  |  | no |  |  | 1330863.848 | 15277801.588 |  | -1
node_8104102_200896550 |  |  | PQ | ABN | 7199.558 | 8104102 | no | no |  |  | no |  |  | 1330786.987 | 15277619.089 |  | -1
node_8104102_200896551 |  |  | PQ | ABN | 7199.558 | 8104102 | no | no |  |  | no |  |  | 1330707.42 | 15277434.933 |  | -1
node_8104102_200896552 |  |  | PQ | ABN | 7199.558 | 8104102 | no | no |  |  | no |  |  | 1330651.693 | 15277286.347 |  | -1
node_8104102_200896553 |  |  | PQ | ABN | 7199.558 | 8104102 | no | no |  |  | no |  |  | 1330849.73 | 15277198.325 |  | -1
node_8104102_200896556 |  |  | PQ | ABN | 7199.558 | 8104102 | no | no |  |  | no |  |  | 1330556.535 | 15277064.954 |  | -1
node_8104102_200896557 |  |  | PQ | ABN | 7199.558 | 8104102 | no | no |  |  | no |  |  | 1330498.254 | 15276924.417 |  | -1
node_8104102_200896558 |  |  | PQ | ABN | 7199.558 | 8104102 | no | no |  |  | no |  |  | 1329186.154 | 15279015.947 |  | -1
node_8104102_200896561 |  |  | PQ | ABN | 7199.558 | 8104102 | no | no |  |  | no |  |  | 1329134.697 | 15278905.092 |  | -1
node_8104102_200896562 |  |  | PQ | ABN | 7199.558 | 8104102 | no | no |  |  | no |  |  | 1329084.538 | 15278778.481 |  | -1
node_8104102_200896563 |  |  | PQ | ABN | 7199.558 | 8104102 | no | no |  |  | no |  |  | 1329030.205 | 15278648.652 |  | -1
node_8104102_200896564 |  |  | PQ | ABN | 7199.558 | 8104102 | no | no |  |  | no |  |  | 1328980.231 | 15278515.742 |  | -1
node_8104102_200896565 |  |  | PQ | ABN | 7199.558 | 8104102 | no | no |  |  | no |  |  | 1328926.889 | 15278390.285 |  | -1
node_8104102_200896566 |  |  | PQ | ABN | 7199.558 | 8104102 | no | no |  |  | no |  |  | 1328864.098 | 15278249.499 |  | -1
node_8104102_200896567 |  |  | PQ | ABN | 7199.558 | 8104102 | no | no |  |  | no |  |  | 1328806.885 | 15278104.416 |  | -1
node_8104102_200896568 |  |  | PQ | ABN | 7199.558 | 8104102 | no | no |  |  | no |  |  | 1328749.736 | 15277961.533 |  | -1
node_8104102_200896724 |  |  | PQ | ABCN | 7199.558 | 8104102 | no | no |  |  | no |  |  | 1335810.497 | 15278948.249 |  | -1
node_8104102_200896725 |  |  | PQ | ABCN | 7199.558 | 8104102 | no | no |  |  | no |  |  | 1335922.543 | 15277496.605 |  | -1
node_8104102_200896726 |  |  | PQ | ABCN | 7199.558 | 8104102 | no | no |  |  | no |  |  | 1335933.778 | 15277336.701 |  | -1
node_8104102_200896727 |  |  | PQ | ABCN | 7199.558 | 8104102 | no | no |  |  | no |  |  | 1335944.245 | 15277173.437 |  | -1
node_8104102_200896728 |  |  | PQ | ABCN | 7199.558 | 8104102 | no | no |  |  | no |  |  | 1335957.647 | 15277020.24 |  | -1
node_8104102_200896729 |  |  | PQ | ABCN | 7199.558 | 8104102 | no | no |  |  | no |  |  | 1335967.637 | 15276859.954 |  | -1
node_8104102_200896730 |  |  | PQ | ABCN | 7199.558 | 8104102 | no | no |  |  | no |  |  | 1335981.592 | 15276701.627 |  | -1
node_8104102_200896731 |  |  | PQ | ABN | 7199.558 | 8104102 | no | no |  |  | no |  |  | 1335993.267 | 15276544.016 |  | -1
node_8104102_200896732 |  |  | PQ | ABN | 7199.558 | 8104102 | no | no |  |  | no |  |  | 1336034.119 | 15276371.006 |  | -1
node_8104102_200896733 |  |  | PQ | ABN | 7199.558 | 8104102 | no | no |  |  | no |  |  | 1336136.312 | 15276262.826 |  | -1
node_8104102_200896734 |  |  | PQ | ABN | 7199.558 | 8104102 | no | no |  |  | no |  |  | 1336261.757 | 15276182.983 |  | -1
node_8104102_200896735 |  |  | PQ | ABCN | 7199.558 | 8104102 | no | no |  |  | no |  |  | 1335822.187 | 15278784.801 |  | -1
node_8104102_200896736 |  |  | PQ | ABCN | 7199.558 | 8104102 | no | no |  |  | no |  |  | 1335850.954 | 15278619.895 |  | -1
node_8104102_200896737 |  |  | PQ | ABCN | 7199.558 | 8104102 | no | no |  |  | no |  |  | 1335846.39 | 15278468.055 |  | -1
node_8104102_200896738 |  |  | PQ | ABCN | 7199.558 | 8104102 | no | no |  |  | no |  |  | 1335856.061 | 15278303.661 |  | -1
node_8104102_200896739 |  |  | PQ | ABCN | 7199.558 | 8104102 | no | no |  |  | no |  |  | 1335874.619 | 15278118.671 |  | -1
node_8104102_200896740 |  |  | PQ | ABCN | 7199.558 | 8104102 | no | no |  |  | no |  |  | 1335887.148 | 15277975.273 |  | -1
node_8104102_200896741 |  |  | PQ | ABCN | 7199.558 | 8104102 | no | no |  |  | no |  |  | 1335898.242 | 15277814.029 |  | -1
node_8104102_200896742 |  |  | PQ | ABCN | 7199.558 | 8104102 | no | no |  |  | no |  |  | 1335908.318 | 15277658.301 |  | -1
node_8104102_200896801 |  |  | PQ | ABN | 7199.558 | 8104102 | no | no |  |  | no |  |  | 1334862.034 | 15276282.059 |  | -1
node_8104102_200896802 |  |  | PQ | ABN | 7199.558 | 8104102 | no | no |  |  | no |  |  | 1333736.028 | 15275381.373 |  | -1
node_8104102_200896803 |  |  | PQ | ABN | 7199.558 | 8104102 | no | no |  |  | no |  |  | 1333582.54 | 15275335.136 |  | -1
node_8104102_200896805 |  |  | PQ | ABN | 7199.558 | 8104102 | no | no |  |  | no |  |  | 1334708.536 | 15276160.199 |  | -1
node_8104102_200896806 |  |  | PQ | ABN | 7199.558 | 8104102 | no | no |  |  | no |  |  | 1334587.949 | 15276063.884 |  | -1
node_8104102_200896807 |  |  | PQ | ABN | 7199.558 | 8104102 | no | no |  |  | no |  |  | 1334430.66 | 15275937.536 |  | -1
node_8104102_200896808 |  |  | PQ | ABN | 7199.558 | 8104102 | no | no |  |  | no |  |  | 1334235.584 | 15275781.415 |  | -1
node_8104102_200896809 |  |  | PQ | ABN | 7199.558 | 8104102 | no | no |  |  | no |  |  | 1334183.952 | 15275680.336 |  | -1
node_8104102_200896810 |  |  | PQ | ABN | 7199.558 | 8104102 | no | no |  |  | no |  |  | 1334101.022 | 15275565.242 |  | -1
node_8104102_200896811 |  |  | PQ | ABN | 7199.558 | 8104102 | no | no |  |  | no |  |  | 1334033.301 | 15275468.22 |  | -1
node_8104102_200896812 |  |  | PQ | ABN | 7199.558 | 8104102 | no | no |  |  | no |  |  | 1333892.351 | 15275419.108 |  | -1
node_8104102_200896883 |  |  | PQ | AN | 7199.558 | 8104102 | no | no |  |  | no |  |  | 1335993.488 | 15278798.543 |  | -1
node_8104102_200896884 |  |  | PQ | AN | 7199.558 | 8104102 | no | no |  |  | no |  |  | 1336159.171 | 15278810.313 |  | -1
node_8104102_200896885 |  |  | PQ | AN | 7199.558 | 8104102 | no | no |  |  | no |  |  | 1336318.335 | 15278824.459 |  | -1
node_8104102_200896886 |  |  | PQ | AN | 7199.558 | 8104102 | no | no |  |  | no |  |  | 1336418.283 | 15278789.847 |  | -1
node_8104102_200896888 |  |  | PQ | AN | 7199.558 | 8104102 | no | no |  |  | no |  |  | 1336108.389 | 15278497.448 |  | -1
node_8104102_200896889 |  |  | PQ | AN | 7199.558 | 8104102 | no | no |  |  | no |  |  | 1336289.174 | 15278505.641 |  | -1
node_8104102_200896890 |  |  | PQ | AN | 7199.558 | 8104102 | no | no |  |  | no |  |  | 1336485.132 | 15278483.537 |  | -1
node_8104102_200896891 |  |  | PQ | AN | 7199.558 | 8104102 | no | no |  |  | no |  |  | 1336672.682 | 15278503.223 |  | -1
node_8104102_200896892 |  |  | PQ | AN | 7199.558 | 8104102 | no | no |  |  | no |  |  | 1336413.992 | 15279311.338 |  | -1
node_8104102_200896893 |  |  | PQ | AN | 7199.558 | 8104102 | no | no |  |  | no |  |  | 1336343.181 | 15279470.514 |  | -1
node_8104102_200896894 |  |  | PQ | ABCN | 7199.558 | 8104102 | no | no |  |  | no |  |  | 1336256.29 | 15279643.326 |  | -1
node_8104102_200896897 |  |  | PQ | AN | 7199.558 | 8104102 | no | no |  |  | no |  |  | 1328619.523 | 15278981.989 |  | -1
node_8104102_200896914 |  |  | PQ | AN | 7199.558 | 8104102 | no | no |  |  | no |  |  | 1335950.056 | 15278157.611 |  | -1
node_8104102_200896915 |  |  | PQ | AN | 7199.558 | 8104102 | no | no |  |  | no |  |  | 1336858.274 | 15277684.674 |  | -1
node_8104102_200896916 |  |  | PQ | AN | 7199.558 | 8104102 | no | no |  |  | no |  |  | 1336867.779 | 15277830.932 |  | -1
node_8104102_200896917 |  |  | PQ | AN | 7199.558 | 8104102 | no | no |  |  | no |  |  | 1336855.404 | 15278002.913 |  | -1
node_8104102_200896918 |  |  | PQ | AN | 7199.558 | 8104102 | no | no |  |  | no |  |  | 1336117.397 | 15278134.342 |  | -1
node_8104102_200896919 |  |  | PQ | AN | 7199.558 | 8104102 | no | no |  |  | no |  |  | 1336215.716 | 15278063.7 |  | -1
node_8104102_200896920 |  |  | PQ | AN | 7199.558 | 8104102 | no | no |  |  | no |  |  | 1336233.664 | 15277920.713 |  | -1
node_8104102_200896921 |  |  | PQ | AN | 7199.558 | 8104102 | no | no |  |  | no |  |  | 1336219.804 | 15277733.973 |  | -1
node_8104102_200896922 |  |  | PQ | AN | 7199.558 | 8104102 | no | no |  |  | no |  |  | 1336268.355 | 15277629.617 |  | -1
node_8104102_200896923 |  |  | PQ | AN | 7199.558 | 8104102 | no | no |  |  | no |  |  | 1336405.268 | 15277626.578 |  | -1
node_8104102_200896924 |  |  | PQ | AN | 7199.558 | 8104102 | no | no |  |  | no |  |  | 1336573.426 | 15277603.664 |  | -1
node_8104102_200896925 |  |  | PQ | AN | 7199.558 | 8104102 | no | no |  |  | no |  |  | 1336735.242 | 15277617.96 |  | -1
node_8104102_200896926 |  |  | PQ | AN | 7199.558 | 8104102 | no | no |  |  | no |  |  | 1336091.824 | 15277282.066 |  | -1
node_8104102_200896927 |  |  | PQ | AN | 7199.558 | 8104102 | no | no |  |  | no |  |  | 1336247.655 | 15277279.441 |  | -1
node_8104102_200897064 |  |  | PQ | ABN | 7199.558 | 8104102 | no | no |  |  | no |  |  | 1328207.144 | 15278948.457 |  | -1
node_8104102_200897065 |  |  | PQ | ABN | 7199.558 | 8104102 | no | no |  |  | no |  |  | 1328340.337 | 15278858.038 |  | -1
node_8104102_200897066 |  |  | PQ | ABN | 7199.558 | 8104102 | no | no |  |  | no |  |  | 1328473.908 | 15278769.145 |  | -1
node_8104102_200897067 |  |  | PQ | ABN | 7199.558 | 8104102 | no | no |  |  | no |  |  | 1328612.01 | 15278679.075 |  | -1
node_8104102_200897068 |  |  | PQ | ABN | 7199.558 | 8104102 | no | no |  |  | no |  |  | 1328767.174 | 15278567.684 |  | -1
node_8104102_200897141 |  |  | PQ | ABN | 7199.558 | 8104102 | no | no |  |  | no |  |  | 1328469.461 | 15278719.296 |  | -1
node_8104102_200897142 |  |  | PQ | ABN | 7199.558 | 8104102 | no | no |  |  | no |  |  | 1328332.375 | 15278525.261 |  | -1
node_8104102_200897143 |  |  | PQ | AN | 7199.558 | 8104102 | no | no |  |  | no |  |  | 1327981.694 | 15278419.154 |  | -1
node_8104102_200897144 |  |  | PQ | AN | 7199.558 | 8104102 | no | no |  |  | no |  |  | 1327928.165 | 15278356.432 |  | -1
node_8104102_200897146 |  |  | PQ | ABN | 7199.558 | 8104102 | no | no |  |  | no |  |  | 1328176.817 | 15278569.513 |  | -1
node_8104102_200897147 |  |  | PQ | ABN | 7199.558 | 8104102 | no | no |  |  | no |  |  | 1328297.954 | 15278504.769 |  | -1
node_8104102_200897148 |  |  | PQ | ABN | 7199.558 | 8104102 | no | no |  |  | no |  |  | 1328432.217 | 15278415.351 |  | -1
node_8104102_200897149 |  |  | PQ | ABN | 7199.558 | 8104102 | no | no |  |  | no |  |  | 1328491.64 | 15278298.992 |  | -1
node_8104102_200897173 |  |  | PQ | AN | 7199.558 | 8104102 | no | no |  |  | no |  |  | 1333640.036 | 15278937.11 |  | -1
node_8104102_200897176 |  |  | PQ | AN | 7199.558 | 8104102 | no | no |  |  | no |  |  | 1333504.709 | 15278806.125 |  | -1
node_8104102_200897177 |  |  | PQ | ABN | 7199.558 | 8104102 | no | no |  |  | no |  |  | 1333296.372 | 15278765.302 |  | -1
node_8104102_200897215 |  |  | PQ | AN | 7199.558 | 8104102 | no | no |  |  | no |  |  | 1336552.578 | 15277826.656 |  | -1
node_8104102_200897216 |  |  | PQ | AN | 7199.558 | 8104102 | no | no |  |  | no |  |  | 1336541.253 | 15277982.179 |  | -1
node_8104102_200897217 |  |  | PQ | AN | 7199.558 | 8104102 | no | no |  |  | no |  |  | 1336526.989 | 15278151.858 |  | -1
node_8104102_200897218 |  |  | PQ | AN | 7199.558 | 8104102 | no | no |  |  | no |  |  | 1336414.284 | 15278306.3 |  | -1
node_8104102_200897478 |  |  | PQ | AN | 7199.558 | 8104102 | no | no |  |  | no |  |  | 1336146.316 | 15276625.143 |  | -1
node_8104102_200897479 |  |  | PQ | AN | 7199.558 | 8104102 | no | no |  |  | no |  |  | 1336331.428 | 15276686.58 |  | -1
node_8104102_200897480 |  |  | PQ | AN | 7199.558 | 8104102 | no | no |  |  | no |  |  | 1336370.433 | 15276542.311 |  | -1
node_8104102_200897481 |  |  | PQ | AN | 7199.558 | 8104102 | no | no |  |  | no |  |  | 1336466.45 | 15276455.538 |  | -1
node_8104102_200897482 |  |  | PQ | AN | 7199.558 | 8104102 | no | no |  |  | no |  |  | 1336608.653 | 15276451.976 |  | -1
node_8104102_200897484 |  |  | PQ | AN | 7199.558 | 8104102 | no | no |  |  | no |  |  | 1336362.852 | 15276829.455 |  | -1
node_8104102_200897485 |  |  | PQ | AN | 7199.558 | 8104102 | no | no |  |  | no |  |  | 1336449.961 | 15276934.687 |  | -1
node_8104102_200897486 |  |  | PQ | AN | 7199.558 | 8104102 | no | no |  |  | no |  |  | 1336583.727 | 15277018.514 |  | -1
node_8104102_200897487 |  |  | PQ | AN | 7199.558 | 8104102 | no | no |  |  | no |  |  | 1336716.158 | 15277098.163 |  | -1
node_8104102_200897488 |  |  | PQ | AN | 7199.558 | 8104102 | no | no |  |  | no |  |  | 1336861.363 | 15277185.261 |  | -1
node_8104102_200897489 |  |  | PQ | AN | 7199.558 | 8104102 | no | no |  |  | no |  |  | 1336982.493 | 15277196.08 |  | -1
node_8104102_200897945 |  |  | PQ | AN | 7199.558 | 8104102 | no | no |  |  | no |  |  | 1336721.859 | 15276912.609 |  | -1
node_8104102_200897946 |  |  | PQ | AN | 7199.558 | 8104102 | no | no |  |  | no |  |  | 1336696.101 | 15276772.075 |  | -1
node_8104102_200897948 |  |  | PQ | AN | 7199.558 | 8104102 | no | no |  |  | no |  |  | 1336707.183 | 15276607.1 |  | -1
node_8104102_200897949 |  |  | PQ | AN | 7199.558 | 8104102 | no | no |  |  | no |  |  | 1336753.42 | 15276472.025 |  | -1
node_8104102_200898075 |  |  | PQ | ABN | 7199.558 | 8104102 | no | no |  |  | no |  |  | 1336343.067 | 15276028.752 |  | -1
node_8104102_200898076 |  |  | PQ | AN | 7199.558 | 8104102 | no | no |  |  | no |  |  | 1336135.321 | 15275998.797 |  | -1
node_8104102_200898077 |  |  | PQ | AN | 7199.558 | 8104102 | no | no |  |  | no |  |  | 1335950.956 | 15275985.812 |  | -1
node_8104102_200898078 |  |  | PQ | AN | 7199.558 | 8104102 | no | no |  |  | no |  |  | 1335798.89 | 15275986.973 |  | -1
node_8104102_200898079 |  |  | PQ | AN | 7199.558 | 8104102 | no | no |  |  | no |  |  | 1335619.851 | 15275958.36 |  | -1
node_8104102_200898080 |  |  | PQ | AN | 7199.558 | 8104102 | no | no |  |  | no |  |  | 1335520.988 | 15275843.538 |  | -1
node_8104102_200898081 |  |  | PQ | AN | 7199.558 | 8104102 | no | no |  |  | no |  |  | 1335344.525 | 15275930.992 |  | -1
node_8104102_200898083 |  |  | PQ | AN | 7199.558 | 8104102 | no | no |  |  | no |  |  | 1335392.798 | 15275722.873 |  | -1
node_8104102_200898084 |  |  | PQ | AN | 7199.558 | 8104102 | no | no |  |  | no |  |  | 1335374.132 | 15275570.404 |  | -1
node_8104102_200898085 |  |  | PQ | AN | 7199.558 | 8104102 | no | no |  |  | no |  |  | 1335401.41 | 15275423.529 |  | -1
node_8104102_200898086 |  |  | PQ | AN | 7199.558 | 8104102 | no | no |  |  | no |  |  | 1335501.299 | 15275268.109 |  | -1
node_8104102_200898089 |  |  | PQ | AN | 7199.558 | 8104102 | no | no |  |  | no |  |  | 1335611.436 | 15275174.552 |  | -1
node_8104102_200898090 |  |  | PQ | AN | 7199.558 | 8104102 | no | no |  |  | no |  |  | 1335736.135 | 15275110.666 |  | -1
node_8104102_200898092 |  |  | PQ | AN | 7199.558 | 8104102 | no | no |  |  | no |  |  | 1336508.89 | 15276136.481 |  | -1
node_8104102_200898093 |  |  | PQ | AN | 7199.558 | 8104102 | no | no |  |  | no |  |  | 1336661.441 | 15276189.196 |  | -1
node_8104102_200898094 |  |  | PQ | AN | 7199.558 | 8104102 | no | no |  |  | no |  |  | 1336832.381 | 15276257.163 |  | -1
node_8104102_200898095 |  |  | PQ | AN | 7199.558 | 8104102 | no | no |  |  | no |  |  | 1336940.615 | 15276299.185 |  | -1
node_8104102_200898097 |  |  | PQ | AN | 7199.558 | 8104102 | no | no |  |  | no |  |  | 1337074.69 | 15276331.389 |  | -1
node_8104102_200898098 |  |  | PQ | AN | 7199.558 | 8104102 | no | no |  |  | no |  |  | 1337317.769 | 15276357.137 |  | -1
node_8104102_200898119 |  |  | PQ | AN | 7199.558 | 8104102 | no | no |  |  | no |  |  | 1336535.663 | 15275979.086 |  | -1
node_8104102_200898120 |  |  | PQ | AN | 7199.558 | 8104102 | no | no |  |  | no |  |  | 1336623.896 | 15275839.73 |  | -1
node_8104102_200898121 |  |  | PQ | AN | 7199.558 | 8104102 | no | no |  |  | no |  |  | 1336715.619 | 15275702.56 |  | -1
node_8104102_200898122 |  |  | PQ | AN | 7199.558 | 8104102 | no | no |  |  | no |  |  | 1336807.903 | 15275555.419 |  | -1
node_8104102_200898123 |  |  | PQ | AN | 7199.558 | 8104102 | no | no |  |  | no |  |  | 1336895.001 | 15275417.17 |  | -1
node_8104102_200898124 |  |  | PQ | AN | 7199.558 | 8104102 | no | no |  |  | no |  |  | 1337055.149 | 15275173.717 |  | -1
node_8104102_200898142 |  |  | PQ | ABN | 7199.558 | 8104102 | no | no |  |  | no |  |  | 1330536.99 | 15276918.197 |  | -1
node_8104102_200898143 |  |  | PQ | ABN | 7199.558 | 8104102 | no | no |  |  | no |  |  | 1330690.051 | 15276852.233 |  | -1
node_8104102_200898144 |  |  | PQ | ABN | 7199.558 | 8104102 | no | no |  |  | no |  |  | 1330872.541 | 15276773.008 |  | -1
node_8104102_200898148 |  |  | PQ | AN | 7199.558 | 8104102 | no | no |  |  | no |  |  | 1337060.121 | 15275532.531 |  | -1
node_8104102_200898149 |  |  | PQ | AN | 7199.558 | 8104102 | no | no |  |  | no |  |  | 1337062.55 | 15275688.074 |  | -1
node_8104102_200898150 |  |  | PQ | AN | 7199.558 | 8104102 | no | no |  |  | no |  |  | 1337048.609 | 15275869.293 |  | -1
node_8104102_200898164 |  |  | PQ | ABCN | 7199.558 | 8104102 | no | no |  |  | no |  |  | 1328078.092 | 15281017.573 |  | -1
node_8104102_200898165 |  |  | PQ | ABCN | 7199.558 | 8104102 | no | no |  |  | no |  |  | 1328087.571 | 15281134.503 |  | -1
node_8104102_200898166 |  |  | PQ | ABCN | 7199.558 | 8104102 | no | no |  |  | no |  |  | 1328062.47 | 15281226.612 |  | -1
node_8104102_200898167 |  |  | PQ | ABCN | 7199.558 | 8104102 | no | no |  |  | no |  |  | 1328029.452 | 15281353.442 |  | -1
node_8104102_200898175 |  |  | PQ | AN | 7199.558 | 8104102 | no | no |  |  | no |  |  | 1328046.625 | 15279974.157 |  | -1
node_8104102_200898186 |  |  | PQ | AN | 7199.558 | 8104102 | no | no |  |  | no |  |  | 1328083.872 | 15280063.102 |  | -1
node_8104102_200898199 |  |  | PQ | AN | 7199.558 | 8104102 | no | no |  |  | no |  |  | 1328117.487 | 15280277.992 |  | -1
node_8104102_200898222 |  |  | PQ | AN | 7199.558 | 8104102 | no | no |  |  | no |  |  | 1328152.043 | 15280458.466 |  | -1
node_8104102_200898223 |  |  | PQ | ABCN | 7199.558 | 8104102 | no | no |  |  | no |  |  | 1328142.77 | 15280706.221 |  | -1
node_8104102_200898224 |  |  | PQ | ABCN | 7199.558 | 8104102 | no | no |  |  | no |  |  | 1328117.562 | 15280863.514 |  | -1
node_8104102_200898330 |  |  | PQ | ABN | 7199.558 | 8104102 | no | no |  |  | no |  |  | 1328093.245 | 15279692.17 |  | -1
node_8104102_200898332 |  |  | PQ | ABN | 7199.558 | 8104102 | no | no |  |  | no |  |  | 1328225.597 | 15279592.174 |  | -1
node_8104102_200898333 |  |  | PQ | ABN | 7199.558 | 8104102 | no | no |  |  | no |  |  | 1328363.947 | 15279482.496 |  | -1
node_8104102_200898336 |  |  | PQ | ABN | 7199.558 | 8104102 | no | no |  |  | no |  |  | 1328521.634 | 15279373.944 |  | -1
node_8104102_200898337 |  |  | PQ | ABN | 7199.558 | 8104102 | no | no |  |  | no |  |  | 1328654.975 | 15279283.17 |  | -1
node_8104102_200898338 |  |  | PQ | ABN | 7199.558 | 8104102 | no | no |  |  | no |  |  | 1328780.281 | 15279229.577 |  | -1
node_8104102_200898339 |  |  | PQ | AN | 7199.558 | 8104102 | no | no |  |  | no |  |  | 1328755.825 | 15279201.421 |  | -1
node_8104102_200898354 |  |  | PQ | ABN | 7199.558 | 8104102 | no | no |  |  | no |  |  | 1329597.386 | 15278916.847 |  | -1
node_8104102_200898355 |  |  | PQ | ABCN | 7199.558 | 8104102 | no | no |  |  | no |  |  | 1330679.867 | 15278437.251 |  | -1
node_8104102_200898357 |  |  | PQ | ABCN | 7199.558 | 8104102 | no | no |  |  | no |  |  | 1330824.911 | 15278381.93 |  | -1
node_8104102_200898359 |  |  | PQ | ABCN | 7199.558 | 8104102 | no | no |  |  | no |  |  | 1330978.359 | 15278317.859 |  | -1
node_8104102_200898360 |  |  | PQ | ABCN | 7199.558 | 8104102 | no | no |  |  | no |  |  | 1331120.69 | 15278265.752 |  | -1
node_8104102_200898362 |  |  | PQ | ABCN | 7199.558 | 8104102 | no | no |  |  | no |  |  | 1331356.488 | 15278263.648 |  | -1
node_8104102_200898363 |  |  | PQ | ABN | 7199.558 | 8104102 | no | no |  |  | no |  |  | 1329732.379 | 15278849.243 |  | -1
node_8104102_200898364 |  |  | PQ | ABN | 7199.558 | 8104102 | no | no |  |  | no |  |  | 1329886.147 | 15278779.648 |  | -1
node_8104102_200898365 |  |  | PQ | ABCN | 7199.558 | 8104102 | no | no |  |  | no |  |  | 1330004.761 | 15278730.115 |  | -1
node_8104102_200898366 |  |  | PQ | ABCN | 7199.558 | 8104102 | no | no |  |  | no |  |  | 1330151.661 | 15278664.673 |  | -1
node_8104102_200898367 |  |  | PQ | ABCN | 7199.558 | 8104102 | no | no |  |  | no |  |  | 1330244.116 | 15278621.66 |  | -1
node_8104102_200898368 |  |  | PQ | ABCN | 7199.558 | 8104102 | no | no |  |  | no |  |  | 1330374.158 | 15278562.485 |  | -1
node_8104102_200898369 |  |  | PQ | ABCN | 7199.558 | 8104102 | no | no |  |  | no |  |  | 1330552.791 | 15278496.731 |  | -1
node_8104102_200898391 |  |  | PQ | ABCN | 7199.558 | 8104102 | no | no |  |  | no |  |  | 1334474.594 | 15277585.118 |  | -1
node_8104102_200898392 |  |  | PQ | ABCN | 7199.558 | 8104102 | no | no |  |  | no |  |  | 1334792.808 | 15278923.028 |  | -1
node_8104102_200898393 |  |  | PQ | ABCN | 7199.558 | 8104102 | no | no |  |  | no |  |  | 1335036.304 | 15276165.645 |  | -1
node_8104102_200898394 |  |  | PQ | ABCN | 7199.558 | 8104102 | no | no |  |  | no |  |  | 1335057.684 | 15275949.278 |  | -1
node_8104102_200898395 |  |  | PQ | ABCN | 7199.558 | 8104102 | no | no |  |  | no |  |  | 1335072.089 | 15275768.412 |  | -1
node_8104102_200898396 |  |  | PQ | ABCN | 7199.558 | 8104102 | no | no |  |  | no |  |  | 1335086.407 | 15275595.613 |  | -1
node_8104102_200898397 |  |  | PQ | ABCN | 7199.558 | 8104102 | no | no |  |  | no |  |  | 1335104.942 | 15275423.326 |  | -1
node_8104102_200898398 |  |  | PQ | ABCN | 7199.558 | 8104102 | no | no |  |  | no |  |  | 1335121.882 | 15275236.248 |  | -1
node_8104102_200898399 |  |  | PQ | ABCN | 7199.558 | 8104102 | no | no |  |  | no |  |  | 1335327.215 | 15275029.874 |  | -1
node_8104102_200898400 |  |  | PQ | ABCN | 7199.558 | 8104102 | no | no |  |  | no |  |  | 1335455.63 | 15274882.151 |  | -1
node_8104102_200898401 |  |  | PQ | ABCN | 7199.558 | 8104102 | no | no |  |  | no |  |  | 1335626.692 | 15274712.285 |  | -1
node_8104102_200898402 |  |  | PQ | ABCN | 7199.558 | 8104102 | no | no |  |  | no |  |  | 1335662.186 | 15274577.563 |  | -1
node_8104102_200898405 |  |  | PQ | AN | 7199.558 | 8104102 | no | no |  |  | no |  |  | 1335702.339 | 15274384.779 |  | -1
node_8104102_200898406 |  |  | PQ | AN | 7199.558 | 8104102 | no | no |  |  | no |  |  | 1335769.586 | 15274302.959 |  | -1
node_8104102_200898407 |  |  | PQ | AN | 7199.558 | 8104102 | no | no |  |  | no |  |  | 1335764.069 | 15274193.696 |  | -1
node_8104102_200898408 |  |  | PQ | AN | 7199.558 | 8104102 | no | no |  |  | no |  |  | 1335715.247 | 15274086.012 |  | -1
node_8104102_200898410 |  |  | PQ | AN | 7199.558 | 8104102 | no | no |  |  | no |  |  | 1335773.983 | 15273868.95 |  | -1
node_8104102_200898412 |  |  | PQ | ABCN | 7199.558 | 8104102 | no | no |  |  | no |  |  | 1334819.312 | 15278744.737 |  | -1
node_8104102_200898413 |  |  | PQ | AN | 7199.558 | 8104102 | no | no |  |  | no |  |  | 1335939.012 | 15273698.503 |  | -1
node_8104102_200898414 |  |  | PQ | AN | 7199.558 | 8104102 | no | no |  |  | no |  |  | 1336172.21 | 15273509.236 |  | -1
node_8104102_200898416 |  |  | PQ | ABCN | 7199.558 | 8104102 | no | no |  |  | no |  |  | 1334835.931 | 15278562.882 |  | -1
node_8104102_200898418 |  |  | PQ | ABCN | 7199.558 | 8104102 | no | no |  |  | no |  |  | 1334841.104 | 15278388.108 |  | -1
node_8104102_200898419 |  |  | PQ | ABCN | 7199.558 | 8104102 | no | no |  |  | no |  |  | 1334861.981 | 15278192.792 |  | -1
node_8104102_200898420 |  |  | PQ | ABCN | 7199.558 | 8104102 | no | no |  |  | no |  |  | 1334879.828 | 15277992.103 |  | -1
node_8104102_200898421 |  |  | PQ | AN | 7199.558 | 8104102 | no | no |  |  | no |  |  | 1334694.065 | 15277978.14 |  | -1
node_8104102_200898424 |  |  | PQ | ABCN | 7199.558 | 8104102 | no | no |  |  | no |  |  | 1334903.094 | 15277692.081 |  | -1
node_8104102_200898425 |  |  | PQ | ABCD | 7199.558 | 8104102 | no | no |  |  | no |  |  | 1334848.332 | 15277602.692 |  | -1
node_8104102_200898426 |  |  | PQ | ABCN | 7199.558 | 8104102 | no | no |  |  | no |  |  | 1334663.525 | 15277594.576 |  | -1
node_8104102_200898427 |  |  | PQ | ABCN | 7199.558 | 8104102 | no | no |  |  | no |  |  | 1334921.267 | 15277491.977 |  | -1
node_8104102_200898428 |  |  | PQ | ABCN | 7199.558 | 8104102 | no | no |  |  | no |  |  | 1334927.824 | 15277391.953 |  | -1
node_8104102_200898429 |  |  | PQ | ABCN | 7199.558 | 8104102 | no | no |  |  | no |  |  | 1334945.084 | 15277194.956 |  | -1
node_8104102_200898430 |  |  | PQ | ABCN | 7199.558 | 8104102 | no | no |  |  | no |  |  | 1334965.101 | 15276993.371 |  | -1
node_8104102_200898431 |  |  | PQ | ABCN | 7199.558 | 8104102 | no | no |  |  | no |  |  | 1334978.004 | 15276858.814 |  | -1
node_8104102_200898432 |  |  | PQ | ABCN | 7199.558 | 8104102 | no | no |  |  | no |  |  | 1334987.871 | 15276700.662 |  | -1
node_8104102_200898433 |  |  | PQ | ABCN | 7199.558 | 8104102 | no | no |  |  | no |  |  | 1335005.926 | 15276530.088 |  | -1
node_8104102_200898434 |  |  | PQ | ABCN | 7199.558 | 8104102 | no | no |  |  | no |  |  | 1335021.143 | 15276342.331 |  | -1
node_8104102_200898438 |  |  | PQ | AN | 7199.558 | 8104102 | no | no |  |  | no |  |  | 1335983.02 | 15275771.676 |  | -1
node_8104102_200898439 |  |  | PQ | AN | 7199.558 | 8104102 | no | no |  |  | no |  |  | 1336036.602 | 15274831.599 |  | -1
node_8104102_200898440 |  |  | PQ | AN | 7199.558 | 8104102 | no | no |  |  | no |  |  | 1335858.497 | 15274810.238 |  | -1
node_8104102_200898442 |  |  | PQ | AN | 7199.558 | 8104102 | no | no |  |  | no |  |  | 1336115.026 | 15275657.009 |  | -1
node_8104102_200898443 |  |  | PQ | AN | 7199.558 | 8104102 | no | no |  |  | no |  |  | 1336212.578 | 15275509.751 |  | -1
node_8104102_200898444 |  |  | PQ | AN | 7199.558 | 8104102 | no | no |  |  | no |  |  | 1336318.743 | 15275365.544 |  | -1
node_8104102_200898445 |  |  | PQ | AN | 7199.558 | 8104102 | no | no |  |  | no |  |  | 1336411.539 | 15275213.469 |  | -1
node_8104102_200898446 |  |  | PQ | AN | 7199.558 | 8104102 | no | no |  |  | no |  |  | 1336509.716 | 15275061.431 |  | -1
node_8104102_200898447 |  |  | PQ | AN | 7199.558 | 8104102 | no | no |  |  | no |  |  | 1336511.985 | 15274940.73 |  | -1
node_8104102_200898448 |  |  | PQ | AN | 7199.558 | 8104102 | no | no |  |  | no |  |  | 1336399.368 | 15274875.945 |  | -1
node_8104102_200898449 |  |  | PQ | AN | 7199.558 | 8104102 | no | no |  |  | no |  |  | 1336225.417 | 15274847.895 |  | -1
node_8104102_200898458 |  |  | PQ | AD | 2771.281 | 8104102 | no | no |  |  | no |  |  | 1338564.436 | 15277408.712 |  | -1
node_8104102_200898459 |  |  | PQ | AN | 2771.281 | 8104102 | no | no |  |  | no |  |  | 1338550.548 | 15277593.5 |  | -1
node_8104102_200898460 |  |  | PQ | AN | 2771.281 | 8104102 | no | no |  |  | no |  |  | 1338519.338 | 15277847.95 |  | -1
node_8104102_200898461 |  |  | PQ | AD | 2771.281 | 8104102 | no | no |  |  | no |  |  | 1338509.269 | 15278039.813 |  | -1
node_8104102_200898462 |  |  | PQ | AD | 2771.281 | 8104102 | no | no |  |  | no |  |  | 1338484.342 | 15278038.527 |  | -1
node_8104102_200898463 |  |  | PQ | AD | 2771.281 | 8104102 | no | no |  |  | no |  |  | 1338492.208 | 15278241.137 |  | -1
node_8104102_200898464 |  |  | PQ | AD | 2771.281 | 8104102 | no | no |  |  | no |  |  | 1338478.75 | 15278444.158 |  | -1
node_8104102_200898465 |  |  | PQ | AN | 2771.281 | 8104102 | no | no |  |  | no |  |  | 1338458.784 | 15278635.494 |  | -1
node_8104102_200898467 |  |  | PQ | AN | 2771.281 | 8104102 | no | no |  |  | no |  |  | 1338438.963 | 15278869.114 |  | -1
node_8104102_200898469 |  |  | PQ | AN | 2771.281 | 8104102 | no | no |  |  | no |  |  | 1338410.772 | 15279109.039 |  | -1
node_8104102_200898472 |  |  | PQ | AN | 2771.281 | 8104102 | no | no |  |  | no |  |  | 1338393.448 | 15279347.32 |  | -1
node_8104102_200898473 |  |  | PQ | AN | 2771.281 | 8104102 | no | no |  |  | no |  |  | 1338427.317 | 15279496.926 |  | -1
node_8104102_200898474 |  |  | PQ | AN | 2771.281 | 8104102 | no | no |  |  | no |  |  | 1338414.731 | 15279672.117 |  | -1
node_8104102_200898475 |  |  | PQ | AN | 7199.558 | 8104102 | no | no |  |  | no |  |  | 1337624.098 | 15280380.855 |  | -1
node_8104102_200898477 |  |  | PQ | AN | 7199.558 | 8104102 | no | no |  |  | no |  |  | 1337461.616 | 15280429.118 |  | -1
node_8104102_200898478 |  |  | PQ | ABCN | 7199.558 | 8104102 | no | no |  |  | no |  |  | 1337331.057 | 15280455.881 |  | -1
node_8104102_200898479 |  |  | PQ | ABCN | 7199.558 | 8104102 | no | no |  |  | no |  |  | 1337158.511 | 15280352.655 |  | -1
node_8104102_200898480 |  |  | PQ | ABCN | 7199.558 | 8104102 | no | no |  |  | no |  |  | 1337002.426 | 15280236.123 |  | -1
node_8104102_200898481 |  |  | PQ | ABCN | 7199.558 | 8104102 | no | no |  |  | no |  |  | 1336840.531 | 15280128.46 |  | -1
node_8104102_200898482 |  |  | PQ | ABCN | 7199.558 | 8104102 | no | no |  |  | no |  |  | 1336631.527 | 15279980.864 |  | -1
node_8104102_200898483 |  |  | PQ | ABCN | 7199.558 | 8104102 | no | no |  |  | no |  |  | 1336480.799 | 15279902.583 |  | -1
node_8104102_200898484 |  |  | PQ | ABCN | 7199.558 | 8104102 | no | no |  |  | no |  |  | 1336385.512 | 15279851.428 |  | -1
node_8104102_200898485 |  |  | PQ | ABCN | 7199.558 | 8104102 | no | no |  |  | no |  |  | 1336200.222 | 15279755.585 |  | -1
node_8104102_200898486 |  |  | PQ | ABCN | 7199.558 | 8104102 | no | no |  |  | no |  |  | 1335979.707 | 15279676.378 |  | -1
node_8104102_200898487 |  |  | PQ | ABCN | 7199.558 | 8104102 | no | no |  |  | no |  |  | 1335814.413 | 15279616.243 |  | -1
node_8104102_200898488 |  |  | PQ | ABCN | 7199.558 | 8104102 | no | no |  |  | no |  |  | 1335557.838 | 15279541.804 |  | -1
node_8104102_200898489 |  |  | PQ | ABCN | 7199.558 | 8104102 | no | no |  |  | no |  |  | 1335324.975 | 15279482.693 |  | -1
node_8104102_200898490 |  |  | PQ | ABCN | 7199.558 | 8104102 | no | no |  |  | no |  |  | 1335123.298 | 15279421.903 |  | -1
node_8104102_200898492 |  |  | PQ | ABCN | 7199.558 | 8104102 | no | no |  |  | no |  |  | 1335015.93 | 15279276.998 |  | -1
node_8104102_200898493 |  |  | PQ | ABCN | 7199.558 | 8104102 | no | no |  |  | no |  |  | 1334867.063 | 15279213.868 |  | -1
node_8104102_200898494 |  |  | PQ | ABCN | 7199.558 | 8104102 | no | no |  |  | no |  |  | 1334746.924 | 15279155.978 |  | -1
node_8104102_200898495 |  |  | PQ | ABCN | 7199.558 | 8104102 | no | no |  |  | no |  |  | 1334511.623 | 15279041.596 |  | -1
node_8104102_200898496 |  |  | PQ | ABCN | 7199.558 | 8104102 | no | no |  |  | no |  |  | 1334357.386 | 15278972.608 |  | -1
node_8104102_200898497 |  |  | PQ | ABCN | 7199.558 | 8104102 | no | no |  |  | no |  |  | 1334242.725 | 15278922.203 |  | -1
node_8104102_200898498 |  |  | PQ | ABCN | 7199.558 | 8104102 | no | no |  |  | no |  |  | 1334104.106 | 15278863.398 |  | -1
node_8104102_200898499 |  |  | PQ | ABCN | 7199.558 | 8104102 | no | no |  |  | no |  |  | 1333988.724 | 15278792.554 |  | -1
node_8104102_200898500 |  |  | PQ | ABCN | 7199.558 | 8104102 | no | no |  |  | no |  |  | 1333816.048 | 15278762.543 |  | -1
node_8104102_200898501 |  |  | PQ | ABCN | 7199.558 | 8104102 | no | no |  |  | no |  |  | 1333686.532 | 15278670.421 |  | -1
node_8104102_200898502 |  |  | PQ | ABCN | 7199.558 | 8104102 | no | no |  |  | no |  |  | 1333545.923 | 15278614.958 |  | -1
node_8104102_200898503 |  |  | PQ | ABCN | 7199.558 | 8104102 | no | no |  |  | no |  |  | 1333353.506 | 15278607.555 |  | -1
node_8104102_200898504 |  |  | PQ | ABCN | 7199.558 | 8104102 | no | no |  |  | no |  |  | 1333163.639 | 15278598.728 |  | -1
node_8104102_200898505 |  |  | PQ | ABCN | 7199.558 | 8104102 | no | no |  |  | no |  |  | 1332863.881 | 15278587.531 |  | -1
node_8104102_200898506 |  |  | PQ | ABCN | 7199.558 | 8104102 | no | no |  |  | no |  |  | 1332679.96 | 15278580.753 |  | -1
node_8104102_200898507 |  |  | PQ | ABCN | 7199.558 | 8104102 | no | no |  |  | no |  |  | 1332515.099 | 15278584.73 |  | -1
node_8104102_200898508 |  |  | PQ | ABCN | 7199.558 | 8104102 | no | no |  |  | no |  |  | 1332328.391 | 15278574.295 |  | -1
node_8104102_200898509 |  |  | PQ | ABCN | 7199.558 | 8104102 | no | no |  |  | no |  |  | 1332097.136 | 15278560.346 |  | -1
node_8104102_200898510 |  |  | PQ | ABCN | 7199.558 | 8104102 | no | no |  |  | no |  |  | 1331914.014 | 15278566.354 |  | -1
node_8104102_200898511 |  |  | PQ | ABCN | 7199.558 | 8104102 | no | no |  |  | no |  |  | 1331758.526 | 15278560.096 |  | -1
node_8104102_200898512 |  |  | PQ | ABCN | 7199.558 | 8104102 | no | no |  |  | no |  |  | 1331617.505 | 15278548.824 |  | -1
node_8104102_200898513 |  |  | PQ | ABCN | 7199.558 | 8104102 | no | no |  |  | no |  |  | 1331433.303 | 15278551.207 |  | -1
node_8104102_200898514 |  |  | PQ | ABCN | 7199.558 | 8104102 | no | no |  |  | no |  |  | 1331234.723 | 15278637.694 |  | -1
node_8104102_200898515 |  |  | PQ | ABCN | 7199.558 | 8104102 | no | no |  |  | no |  |  | 1331068.869 | 15278716.407 |  | -1
node_8104102_200898516 |  |  | PQ | ABCN | 7199.558 | 8104102 | no | no |  |  | no |  |  | 1330892.985 | 15278794.5 |  | -1
node_8104102_200898518 |  |  | PQ | ABCN | 7199.558 | 8104102 | no | no |  |  | no |  |  | 1330724.155 | 15278869.689 |  | -1
node_8104102_200898519 |  |  | PQ | ABCN | 7199.558 | 8104102 | no | no |  |  | no |  |  | 1330507.006 | 15278974.566 |  | -1
node_8104102_200898520 |  |  | PQ | ABCN | 7199.558 | 8104102 | no | no |  |  | no |  |  | 1330323.484 | 15279063.92 |  | -1
node_8104102_200898521 |  |  | PQ | ABCN | 7199.558 | 8104102 | no | no |  |  | no |  |  | 1330048.414 | 15279190.96 |  | -1
node_8104102_200898523 |  |  | PQ | ABCN | 7199.558 | 8104102 | no | no |  |  | no |  |  | 1329676.993 | 15279361.685 |  | -1
node_8104102_200898524 |  |  | PQ | ABCN | 7199.558 | 8104102 | no | no |  |  | no |  |  | 1329506.909 | 15279443.895 |  | -1
node_8104102_200898525 |  |  | PQ | ABCN | 7199.558 | 8104102 | no | no |  |  | no |  |  | 1329349.921 | 15279510.026 |  | -1
node_8104102_200898526 |  |  | PQ | ABCN | 7199.558 | 8104102 | no | no |  |  | no |  |  | 1329150.594 | 15279614.285 |  | -1
node_8104102_200898527 |  |  | PQ | ABCN | 7199.558 | 8104102 | no | no |  |  | no |  |  | 1328965.664 | 15279698.401 |  | -1
node_8104102_200898528 |  |  | PQ | ABCN | 7199.558 | 8104102 | no | no |  |  | no |  |  | 1328826.156 | 15279766.941 |  | -1
node_8104102_200898529 |  |  | PQ | ABCN | 7199.558 | 8104102 | no | no |  |  | no |  |  | 1328666.317 | 15280081.344 |  | -1
node_8104102_200898530 |  |  | PQ | ABCN | 7199.558 | 8104102 | no | no |  |  | no |  |  | 1328672.709 | 15280300.313 |  | -1
node_8104102_200898531 |  |  | PQ | ABCN | 7199.558 | 8104102 | no | no |  |  | no |  |  | 1328482.19 | 15280531.743 |  | -1
node_8104102_200898532 |  |  | PQ | ABCN | 7199.558 | 8104102 | no | no |  |  | no |  |  | 1328283.028 | 15280590.04 |  | -1
node_8104102_200898533 |  |  | PQ | ABCN | 7199.558 | 8104102 | no | no |  |  | no |  |  | 1328124.175 | 15280641.014 |  | -1
node_8104102_200898534 |  |  | PQ | AN | 7199.558 | 8104102 | no | no |  |  | no |  |  | 1327992.548 | 15280655.04 |  | -1
node_8104102_200898535 |  |  | PQ | AN | 7199.558 | 8104102 | no | no |  |  | no |  |  | 1327848.369 | 15280681.436 |  | -1
node_8104102_200898536 |  |  | PQ | AN | 7199.558 | 8104102 | no | no |  |  | no |  |  | 1327662.947 | 15280736.767 |  | -1
node_8104102_200898537 |  |  | PQ | AN | 7199.558 | 8104102 | no | no |  |  | no |  |  | 1327496.903 | 15280768.503 |  | -1
node_8104102_200898538 |  |  | PQ | AN | 7199.558 | 8104102 | no | no |  |  | no |  |  | 1327330.448 | 15280809.372 |  | -1
node_8104102_200898558 |  |  | PQ | ABN | 7199.558 | 8104102 | no | no |  |  | no |  |  | 1333101.685 | 15278704.091 |  | -1
node_8104102_200898559 |  |  | PQ | AN | 7199.558 | 8104102 | no | no |  |  | no |  |  | 1333114.03 | 15278841.775 |  | -1
node_8104102_200898564 |  |  | PQ | AN | 7199.558 | 8104102 | no | no |  |  | no |  |  | 1329853.69 | 15279515.894 |  | -1
node_8104102_200898568 |  |  | PQ | ABCN | 7199.558 | 8104102 | no | no |  |  | no |  |  | 1328977.046 | 15279548.468 |  | -1
node_8104102_200898569 |  |  | PQ | ABCN | 7199.558 | 8104102 | no | no |  |  | no |  |  | 1328212.109 | 15280577.612 |  | -1
node_8104102_200898576 |  |  | PQ | AN | 2771.281 | 8104102 | no | no |  |  | no |  |  | 1339131.447 | 15278290.374 |  | -1
node_8104102_200898577 |  |  | PQ | AN | 2771.281 | 8104102 | no | no |  |  | no |  |  | 1339057.494 | 15278577.408 |  | -1
node_8104102_200898578 |  |  | PQ | AN | 2771.281 | 8104102 | no | no |  |  | no |  |  | 1338799 | 15278559.595 |  | -1
node_8104102_200898580 |  |  | PQ | AD | 2771.281 | 8104102 | no | no |  |  | no |  |  | 1338520.079 | 15278556.786 |  | -1
node_8104102_200898581 |  |  | PQ | AD | 2771.281 | 8104102 | no | no |  |  | no |  |  | 1339231.38 | 15276556.009 |  | -1
node_8104102_200898582 |  |  | PQ | AN | 2771.281 | 8104102 | no | no |  |  | no |  |  | 1338937.147 | 15276474.014 |  | -1
node_8104102_200898583 |  |  | PQ | AN | 2771.281 | 8104102 | no | no |  |  | no |  |  | 1339228.036 | 15276723.146 |  | -1
node_8104102_200898586 |  |  | PQ | AN | 2771.281 | 8104102 | no | no |  |  | no |  |  | 1339229.383 | 15276931.733 |  | -1
node_8104102_200898587 |  |  | PQ | AN | 2771.281 | 8104102 | no | no |  |  | no |  |  | 1339202.091 | 15277225.014 |  | -1
node_8104102_200898589 |  |  | PQ | AN | 2771.281 | 8104102 | no | no |  |  | no |  |  | 1339186.84 | 15277401.658 |  | -1
node_8104102_200898590 |  |  | PQ | AD | 2771.281 | 8104102 | no | no |  |  | no |  |  | 1339393.405 | 15277414.515 |  | -1
node_8104102_200898591 |  |  | PQ | AN | 2771.281 | 8104102 | no | no |  |  | no |  |  | 1339637.54 | 15277435.662 |  | -1
node_8104102_200898592 |  |  | PQ | AN | 2771.281 | 8104102 | no | no |  |  | no |  |  | 1339110.405 | 15277639.053 |  | -1
node_8104102_200898594 |  |  | PQ | AD | 2771.281 | 8104102 | no | no |  |  | no |  |  | 1339148.554 | 15277938.119 |  | -1
node_8104102_200898595 |  |  | PQ | AN | 2771.281 | 8104102 | no | no |  |  | no |  |  | 1339129.436 | 15278115.215 |  | -1
node_8104102_200898597 |  |  | PQ | AN | 7199.558 | 8104102 | no | no |  |  | no |  |  | 1335936.526 | 15275602.462 |  | -1
node_8104102_200898598 |  |  | PQ | AN | 7199.558 | 8104102 | no | no |  |  | no |  |  | 1335819.753 | 15275505.634 |  | -1
node_8104102_200898599 |  |  | PQ | AN | 7199.558 | 8104102 | no | no |  |  | no |  |  | 1335840.389 | 15275382.213 |  | -1
node_8104102_200898600 |  |  | PQ | AN | 7199.558 | 8104102 | no | no |  |  | no |  |  | 1335973.013 | 15275288.235 |  | -1
node_8104102_200898601 |  |  | PQ | AN | 7199.558 | 8104102 | no | no |  |  | no |  |  | 1336118.654 | 15275106.783 |  | -1
node_8104102_200898639 |  |  | PQ | AN | 7199.558 | 8104102 | no | no |  |  | no |  |  | 1339224.4 | 15280050.142 |  | -1
node_8104102_200898640 |  |  | PQ | AN | 7199.558 | 8104102 | no | no |  |  | no |  |  | 1339038.881 | 15280013.376 |  | -1
node_8104102_200898643 |  |  | PQ | AN | 7199.558 | 8104102 | no | no |  |  | no |  |  | 1339071.478 | 15279646.4 |  | -1
node_8104102_200898644 |  |  | PQ | AN | 7199.558 | 8104102 | no | no |  |  | no |  |  | 1339108.27 | 15279329.526 |  | -1
node_8104102_200898645 |  |  | PQ | AN | 7199.558 | 8104102 | no | no |  |  | no |  |  | 1339137.625 | 15279085.851 |  | -1
node_8104102_200898646 |  |  | PQ | AN | 7199.558 | 8104102 | no | no |  |  | no |  |  | 1339171.41 | 15278894.641 |  | -1
node_8104102_200898647 |  |  | PQ | AN | 7199.558 | 8104102 | no | no |  |  | no |  |  | 1339203.391 | 15278691.042 |  | -1
node_8104102_200898667 |  |  | PQ | ABN | 7199.558 | 8104102 | no | no |  |  | no |  |  | 1334043.706 | 15275757.589 |  | -1
node_8104102_200898668 |  |  | PQ | ABN | 7199.558 | 8104102 | no | no |  |  | no |  |  | 1333869.249 | 15275776.024 |  | -1
node_8104102_200898669 |  |  | PQ | ABN | 7199.558 | 8104102 | no | no |  |  | no |  |  | 1333693.749 | 15275747.772 |  | -1
node_8104102_200898670 |  |  | PQ | ABN | 7199.558 | 8104102 | no | no |  |  | no |  |  | 1333511.879 | 15275717.633 |  | -1
node_8104102_200898671 |  |  | PQ | ABN | 7199.558 | 8104102 | no | no |  |  | no |  |  | 1333433.103 | 15275706.03 |  | -1
node_8104102_200898766 |  |  | PQ | AN | 7199.558 | 8104102 | no | no |  |  | no |  |  | 1339269.881 | 15279872.322 |  | -1
node_8104102_200898767 |  |  | PQ | AN | 7199.558 | 8104102 | no | no |  |  | no |  |  | 1339329.709 | 15279677.474 |  | -1
node_8104102_200898768 |  |  | PQ | AN | 7199.558 | 8104102 | no | no |  |  | no |  |  | 1339341.519 | 15279506.989 |  | -1
node_8104102_200898769 |  |  | PQ | AN | 7199.558 | 8104102 | no | no |  |  | no |  |  | 1339339.672 | 15279394.704 |  | -1
node_8104102_200898770 |  |  | PQ | AN | 7199.558 | 8104102 | no | no |  |  | no |  |  | 1339340.039 | 15279171.207 |  | -1
node_8104102_200898771 |  |  | PQ | AN | 7199.558 | 8104102 | no | no |  |  | no |  |  | 1339370.207 | 15279011.328 |  | -1
node_8104102_200898772 |  |  | PQ | ABN | 7199.558 | 8104102 | no | no |  |  | no |  |  | 1334928.686 | 15275423.102 |  | -1
node_8104102_200898774 |  |  | PQ | ABN | 7199.558 | 8104102 | no | no |  |  | no |  |  | 1334795.399 | 15275345.54 |  | -1
node_8104102_200898775 |  |  | PQ | ABN | 7199.558 | 8104102 | no | no |  |  | no |  |  | 1334672.052 | 15275210.042 |  | -1
node_8104102_200898776 |  |  | PQ | ABN | 7199.558 | 8104102 | no | no |  |  | no |  |  | 1334511.201 | 15275208.435 |  | -1
node_8104102_200898777 |  |  | PQ | ABN | 7199.558 | 8104102 | no | no |  |  | no |  |  | 1334391.463 | 15275272.138 |  | -1
node_8104102_200898778 |  |  | PQ | ABN | 7199.558 | 8104102 | no | no |  |  | no |  |  | 1334388.215 | 15275456.011 |  | -1
node_8104102_200898779 |  |  | PQ | ABN | 7199.558 | 8104102 | no | no |  |  | no |  |  | 1334479.563 | 15275578.146 |  | -1
node_8104102_200898780 |  |  | PQ | ABN | 7199.558 | 8104102 | no | no |  |  | no |  |  | 1334617.989 | 15275693.944 |  | -1
node_8104102_200898840 |  |  | PQ | AN | 7199.558 | 8104102 | no | no |  |  | no |  |  | 1337339.499 | 15276185.712 |  | -1
node_8104102_200898841 |  |  | PQ | AN | 7199.558 | 8104102 | no | no |  |  | no |  |  | 1337130.674 | 15274508.702 |  | -1
node_8104102_200898842 |  |  | PQ | AN | 7199.558 | 8104102 | no | no |  |  | no |  |  | 1337117.549 | 15274331.087 |  | -1
node_8104102_200898843 |  |  | PQ | AN | 7199.558 | 8104102 | no | no |  |  | no |  |  | 1337354.424 | 15276004.882 |  | -1
node_8104102_200898844 |  |  | PQ | AN | 7199.558 | 8104102 | no | no |  |  | no |  |  | 1337373.9 | 15275821.287 |  | -1
node_8104102_200898845 |  |  | PQ | AN | 7199.558 | 8104102 | no | no |  |  | no |  |  | 1337385.149 | 15275642.144 |  | -1
node_8104102_200898846 |  |  | PQ | AN | 7199.558 | 8104102 | no | no |  |  | no |  |  | 1337400.483 | 15275464.968 |  | -1
node_8104102_200898847 |  |  | PQ | AN | 7199.558 | 8104102 | no | no |  |  | no |  |  | 1337416.458 | 15275285.727 |  | -1
node_8104102_200898849 |  |  | PQ | AN | 7199.558 | 8104102 | no | no |  |  | no |  |  | 1337229.566 | 15274871.682 |  | -1
node_8104102_200898850 |  |  | PQ | AN | 7199.558 | 8104102 | no | no |  |  | no |  |  | 1337152.805 | 15274691.133 |  | -1
node_8104102_200898880 |  |  | PQ | ABCN | 7199.558 | 8104102 | no | no |  |  | no |  |  | 1339438.396 | 15281241.237 |  | -1
node_8104102_200898883 |  |  | PQ | ABCN | 7199.558 | 8104102 | no | no |  |  | no |  |  | 1339121.333 | 15281199.488 |  | -1
node_8104102_200898888 |  |  | PQ | ABCN | 7199.558 | 8104102 | no | no |  |  | no |  |  | 1338973.505 | 15281166.503 |  | -1
node_8104102_200898889 |  |  | PQ | ABCN | 7199.558 | 8104102 | no | no |  |  | no |  |  | 1338807.444 | 15281155.427 |  | -1
node_8104102_200898890 |  |  | PQ | AN | 7199.558 | 8104102 | no | no |  |  | no |  |  | 1338996.536 | 15280935.865 |  | -1
node_8104102_200898892 |  |  | PQ | ABCN | 7199.558 | 8104102 | no | no |  |  | no |  |  | 1338628.628 | 15281123.286 |  | -1
node_8104102_200898893 |  |  | PQ | ABCN | 7199.558 | 8104102 | no | no |  |  | no |  |  | 1338476.933 | 15281071.914 |  | -1
node_8104102_200898894 |  |  | PQ | ABCN | 7199.558 | 8104102 | no | no |  |  | no |  |  | 1338333.349 | 15281020.001 |  | -1
node_8104102_200898895 |  |  | PQ | ABCN | 7199.558 | 8104102 | no | no |  |  | no |  |  | 1338185.845 | 15280961.163 |  | -1
node_8104102_200898896 |  |  | PQ | ABCN | 7199.558 | 8104102 | no | no |  |  | no |  |  | 1338008.623 | 15280883.201 |  | -1
node_8104102_200898897 |  |  | PQ | ABCN | 7199.558 | 8104102 | no | no |  |  | no |  |  | 1337786.28 | 15280746.428 |  | -1
node_8104102_200898898 |  |  | PQ | AN | 7199.558 | 8104102 | no | no |  |  | no |  |  | 1337811.598 | 15280637.692 |  | -1
node_8104102_200898899 |  |  | PQ | AN | 7199.558 | 8104102 | no | no |  |  | no |  |  | 1337901.515 | 15280524.105 |  | -1
node_8104102_200898903 |  |  | PQ | ABCN | 7199.558 | 8104102 | no | no |  |  | no |  |  | 1337564.123 | 15280600.498 |  | -1
node_8104102_200898904 |  |  | PQ | ABCN | 7199.558 | 8104102 | no | no |  |  | no |  |  | 1337395.661 | 15280490.251 |  | -1
node_8104102_200899005 |  |  | PQ | ABCN | 7199.558 | 8104102 | no | no |  |  | no |  |  | 1332650.267 | 15278563.488 |  | -1
node_8104102_200899006 |  |  | PQ | ABCN | 7199.558 | 8104102 | no | no |  |  | no |  |  | 1332520.538 | 15278494.337 |  | -1
node_8104102_200899007 |  |  | PQ | ABCN | 7199.558 | 8104102 | no | no |  |  | no |  |  | 1332437.704 | 15278444.304 |  | -1
node_8104102_200899008 |  |  | PQ | ABCN | 7199.558 | 8104102 | no | no |  |  | no |  |  | 1332320.277 | 15278381.237 |  | -1
node_8104102_200899218 |  |  | PQ | AN | 7199.558 | 8104102 | no | no |  |  | no |  |  | 1338266.512 | 15280857.017 |  | -1
node_8104102_200899220 |  |  | PQ | AN | 7199.558 | 8104102 | no | no |  |  | no |  |  | 1338279.37 | 15280702.283 |  | -1
node_8104102_200899221 |  |  | PQ | AN | 7199.558 | 8104102 | no | no |  |  | no |  |  | 1338297.002 | 15280535.377 |  | -1
node_8104102_200899222 |  |  | PQ | AN | 7199.558 | 8104102 | no | no |  |  | no |  |  | 1338304.313 | 15280412.483 |  | -1
node_8104102_200899224 |  |  | PQ | AN | 7199.558 | 8104102 | no | no |  |  | no |  |  | 1338374.113 | 15280186.487 |  | -1
node_8104102_200899227 |  |  | PQ | AN | 7199.558 | 8104102 | no | no |  |  | no |  |  | 1338399.548 | 15279944.564 |  | -1
node_8104102_200899228 |  |  | PQ | AN | 2771.281 | 8104102 | no | no |  |  | no |  |  | 1338404.46 | 15279824.14 |  | -1
node_8104102_200899230 |  |  | PQ | AN | 7199.558 | 8104102 | no | no |  |  | no |  |  | 1331710.097 | 15275617.814 |  | -1
node_8104102_200899231 |  |  | PQ | AN | 7199.558 | 8104102 | no | no |  |  | no |  |  | 1331902.271 | 15275387.893 |  | -1
node_8104102_200899232 |  |  | PQ | AN | 7199.558 | 8104102 | no | no |  |  | no |  |  | 1332006.319 | 15275123.937 |  | -1
node_8104102_200899374 |  |  | PQ | AN | 7199.558 | 8104102 | no | no |  |  | no |  |  | 1328226.818 | 15280544.336 |  | -1
node_8104102_200899375 |  |  | PQ | ABCN | 7199.558 | 8104102 | no | no |  |  | no |  |  | 1328168.003 | 15280566.95 |  | -1
node_8104102_200899376 |  |  | PQ | AN | 7199.558 | 8104102 | no | no |  |  | no |  |  | 1328311.772 | 15280379.473 |  | -1
node_8104102_200914903 |  |  | PQ | ABCN | 7199.558 | 8104102 | no | no |  |  | no |  |  | 1333176.048 | 15278342.639 |  | -1
node_8104102_200914905 |  |  | PQ | ABCN | 7199.558 | 8104102 | no | no |  |  | no |  |  | 1333280.947 | 15277838.367 |  | -1
node_8104102_200917673 |  |  | PQ | ABCN | 7199.558 | 8104102 | no | no |  |  | no |  |  | 1345734.613 | 15285322.348 |  | -1
node_8104102_200917688 |  |  | PQ | AN | 7199.558 | 8104102 | no | no |  |  | no |  |  | 1345550.64 | 15283739.097 |  | -1
node_8104102_200940872 |  |  | PQ | AN | 2771.281 | 8104102 | no | no |  |  | no |  |  | 1350642.818 | 15264268.855 |  | -1
node_8104102_200948254 |  |  | PQ | AN | 7199.558 | 8104102 | no | no |  |  | no |  |  | 1338232 | 15272795.435 |  | -1
node_8104102_200950626 |  |  | PQ | ABCN | 7199.558 | 8104102 | no | no |  |  | no |  |  | 1342027.901 | 15281650.853 |  | -1
node_8104102_200952730 |  |  | PQ | AN | 2771.281 | 8104102 | no | no |  |  | no |  |  | 1351470.152 | 15263785.36 |  | -1
node_8104102_200952731 |  |  | PQ | AD | 2771.281 | 8104102 | no | no |  |  | no |  |  | 1351377.29 | 15263525.448 |  | -1
node_8104102_200953530 |  |  | PQ | AN | 7199.558 | 8104102 | no | no |  |  | no |  |  | 1339736.97 | 15273017.691 |  | -1
node_8104102_200953532 |  |  | PQ | AN | 7199.558 | 8104102 | no | no |  |  | no |  |  | 1339436.875 | 15273599.83 |  | -1
node_8104102_200954022 |  |  | PQ | AN | 7199.558 | 8104102 | no | no |  |  | no |  |  | 1348477.935 | 15271757.755 |  | -1
node_8104102_200958294 |  |  | PQ | AN | 7199.558 | 8104102 | no | no |  |  | no |  |  | 1339046.238 | 15279872.189 |  | -1
node_8104102_200964763 |  |  | PQ | ABN | 7199.558 | 8104102 | no | no |  |  | no |  |  | 1328028.784 | 15279892.502 |  | -1
node_8104102_200964764 |  |  | PQ | AN | 7199.558 | 8104102 | no | no |  |  | no |  |  | 1328133.706 | 15280381.672 |  | -1
node_8104102_200965168 |  |  | PQ | ABN | 7199.558 | 8104102 | no | no |  |  | no |  |  | 1328024.965 | 15279787.22 |  | -1
node_8104102_200968236 |  |  | PQ | ABCN | 7199.558 | 8104102 | no | no |  |  | no |  |  | 1334883.296 | 15277891.458 |  | -1
node_8104102_200969731 |  |  | PQ | AN | 7199.558 | 8104102 | no | no |  |  | no |  |  | 1344995.708 | 15259635.082 |  | -1
node_8104102_200970910 |  |  | PQ | AN | 7199.558 | 8104102 | no | no |  |  | no |  |  | 1348400.161 | 15271778.476 |  | -1
node_8104102_200971076 |  |  | PQ | ABCN | 7199.558 | 8104102 | no | no |  |  | no |  |  | 1339288.582 | 15281197.474 |  | -1
node_8104102_200971187 |  |  | PQ | AN | 7199.558 | 8104102 | no | no |  |  | no |  |  | 1342983.671 | 15268839.54 |  | -1
node_8104102_200971188 |  |  | PQ | AN | 7199.558 | 8104102 | no | no |  |  | no |  |  | 1342783.366 | 15268874.279 |  | -1
node_8104102_200972796 |  |  | PQ | AN | 2771.281 | 8104102 | no | no |  |  | no |  |  | 1350855.069 | 15263781.869 |  | -1
node_8104102_200973150 |  |  | PQ | AN | 7199.558 | 8104102 | no | no |  |  | no |  |  | 1339127.804 | 15273592.687 |  | -1
node_8104102_200973154 |  |  | PQ | AN | 7199.558 | 8104102 | no | no |  |  | no |  |  | 1339609.466 | 15273796.059 |  | -1
node_8104102_200973320 |  |  | PQ | AN | 7199.558 | 8104102 | no | no |  |  | no |  |  | 1342409.242 | 15266008.466 |  | -1
node_8104102_200976831 |  |  | PQ | ABCN | 7199.558 | 8104102 | no | no |  |  | no |  |  | 1341436.745 | 15282065.696 |  | -1
node_8104102_200977114 |  |  | PQ | AN | 7199.558 | 8104102 | no | no |  |  | no |  |  | 1347131.711 | 15264167.765 |  | -1
node_8104102_200977115 |  |  | PQ | AN | 7199.558 | 8104102 | no | no |  |  | no |  |  | 1347237.841 | 15264168.85 |  | -1
node_8104102_200977389 |  |  | PQ | AN | 7199.558 | 8104102 | no | no |  |  | no |  |  | 1347406.098 | 15264147.806 |  | -1
node_8104102_200977390 |  |  | PQ | AN | 7199.558 | 8104102 | no | no |  |  | no |  |  | 1347624.232 | 15264147.753 |  | -1
node_8104102_200977391 |  |  | PQ | AN | 7199.558 | 8104102 | no | no |  |  | no |  |  | 1347816.444 | 15264156.826 |  | -1
node_8104102_200977432 |  |  | PQ | AN | 7199.558 | 8104102 | no | no |  |  | no |  |  | 1348005.089 | 15264158.554 |  | -1
node_8104102_200977433 |  |  | PQ | AN | 7199.558 | 8104102 | no | no |  |  | no |  |  | 1348190.884 | 15264165.503 |  | -1
node_8104102_200977434 |  |  | PQ | AN | 7199.558 | 8104102 | no | no |  |  | no |  |  | 1348374.402 | 15264159.036 |  | -1
node_8104102_200977435 |  |  | PQ | AN | 7199.558 | 8104102 | no | no |  |  | no |  |  | 1348530.912 | 15264190.165 |  | -1
node_8104102_200977436 |  |  | PQ | AN | 7199.558 | 8104102 | no | no |  |  | no |  |  | 1348846.597 | 15264225.957 |  | -1
node_8104102_200977437 |  |  | PQ | AN | 7199.558 | 8104102 | no | no |  |  | no |  |  | 1349123.803 | 15264239.541 |  | -1
node_8104102_200977469 |  |  | PQ | AN | 7199.558 | 8104102 | no | no |  |  | no |  |  | 1349410.523 | 15264259.794 |  | -1
node_8104102_200977470 |  |  | PQ | AN | 7199.558 | 8104102 | no | no |  |  | no |  |  | 1349688.162 | 15264268.967 |  | -1
node_8104102_200977471 |  |  | PQ | AN | 7199.558 | 8104102 | no | no |  |  | no |  |  | 1349949.318 | 15264275.835 |  | -1
node_8104102_200977472 |  |  | PQ | AN | 7199.558 | 8104102 | no | no |  |  | no |  |  | 1350225.751 | 15264297.743 |  | -1
node_8104102_200977473 |  |  | PQ | AN | 7199.558 | 8104102 | no | no |  |  | no |  |  | 1350516.843 | 15264312.021 |  | -1
node_8104102_200977902 |  |  | PQ | ABCN | 7199.558 | 8104102 | no | no |  |  | no |  |  | 1344213.673 | 15278678.62 |  | -1
node_8104102_200978851 |  |  | PQ | AN | 7199.558 | 8104102 | no | no |  |  | no |  |  | 1343330.059 | 15265868.894 |  | -1
node_8104102_200980562 |  |  | PQ | AN | 7199.558 | 8104102 | no | no |  |  | no |  |  | 1352493.96 | 15270316.467 |  | -1
node_8104102_200980874 |  |  | PQ | AN | 2771.281 | 8104102 | no | no |  |  | no |  |  | 1359186.062 | 15264059.533 |  | -1
node_8104102_200981875 |  |  | PQ | AN | 7199.558 | 8104102 | no | no |  |  | no |  |  | 1343303.703 | 15266171.06 |  | -1
node_8104102_200981876 |  |  | PQ | AN | 7199.558 | 8104102 | no | no |  |  | no |  |  | 1343277.964 | 15266511.148 |  | -1
node_8104102_200981877 |  |  | PQ | AN | 7199.558 | 8104102 | no | no |  |  | no |  |  | 1343321.868 | 15266751.938 |  | -1
node_8104102_200983592 |  |  | PQ | AN | 2771.281 | 8104102 | no | no |  |  | no |  |  | 1359122.75 | 15263839.853 |  | -1
node_8104102_200987291 |  |  | PQ | AN | 2771.281 | 8104102 | no | no |  |  | no |  |  | 1353405.326 | 15265185.03 |  | -1
node_8104102_200987292 |  |  | PQ | AD | 2771.281 | 8104102 | no | no |  |  | no |  |  | 1353282.815 | 15265399.523 |  | -1
node_8104102_200987293 |  |  | PQ | AN | 2771.281 | 8104102 | no | no |  |  | no |  |  | 1353125.9 | 15265577.075 |  | -1
node_8104102_200988229 |  |  | PQ | AN | 7199.558 | 8104102 | no | no |  |  | no |  |  | 1341497.301 | 15279348.187 |  | -1
node_8104102_201004022 |  |  | PQ | AN | 2771.281 | 8104102 | no | no |  |  | no |  |  | 1353368.697 | 15265940.256 |  | -1
node_8104102_201009930 |  |  | PQ | AN | 2771.281 | 8104102 | no | no |  |  | no |  |  | 1354247.246 | 15263628.191 |  | -1
node_8104102_201010030 |  |  | PQ | AN | 7199.558 | 8104102 | no | no |  |  | no |  |  | 1344044.142 | 15276208.895 |  | -1
node_8104102_201010031 |  |  | PQ | AN | 7199.558 | 8104102 | no | no |  |  | no |  |  | 1344035.078 | 15276428.188 |  | -1
node_8104102_201010858 |  |  | PQ | AN | 2771.281 | 8104102 | no | no |  |  | no |  |  | 1358508.74 | 15261382.665 |  | -1
node_8104102_201018770 |  |  | PQ | AN | 7199.558 | 8104102 | no | no |  |  | no |  |  | 1337223.094 | 15276348.753 |  | -1
node_8104102_201023434 |  |  | PQ | ABCN | 7199.558 | 8104102 | no | no |  |  | no |  |  | 1331472.44 | 15278271 |  | -1
node_8104102_201024683 |  |  | PQ | AN | 2771.281 | 8104102 | no | no |  |  | no |  |  | 1359784.338 | 15264390.029 |  | -1
node_8104102_201027505 |  |  | PQ | ABCN | 7199.558 | 8104102 | no | no |  |  | no |  |  | 1329523.7 | 15279536.838 |  | -1
node_8104102_201027508 |  |  | PQ | AN | 7199.558 | 8104102 | no | no |  |  | no |  |  | 1345427.64 | 15257457.738 |  | -1
node_8104102_201027512 |  |  | PQ | ABCN | 7199.558 | 8104102 | no | no |  |  | no |  |  | 1342133.619 | 15281130.145 |  | -1
node_8104102_201027516 |  |  | PQ | AN | 7199.558 | 8104102 | no | no |  |  | no |  |  | 1348311.526 | 15274498 |  | -1
node_8104102_201027517 |  |  | PQ | AN | 7199.558 | 8104102 | no | no |  |  | no |  |  | 1343602.006 | 15277614.372 |  | -1
node_8104102_201027518 |  |  | PQ | AN | 7199.558 | 8104102 | no | no |  |  | no |  |  | 1326570.51 | 15278183.592 |  | -1
node_8104102_201027519 |  |  | PQ | AN | 7199.558 | 8104102 | no | no |  |  | no |  |  | 1332307.595 | 15272747.718 |  | -1
node_8104102_201027523 |  |  | PQ | AN | 7199.558 | 8104102 | no | no |  |  | no |  |  | 1350450.67 | 15275131.498 |  | -1
node_8104102_201027525 |  |  | PQ | AN | 2771.281 | 8104102 | no | no |  |  | no |  |  | 1356888.419 | 15262936.237 |  | -1
node_8104102_201027526 |  |  | PQ | AN | 2771.281 | 8104102 | no | no |  |  | no |  |  | 1354594.727 | 15260937.767 |  | -1
node_8104102_201027527 |  |  | PQ | AN | 7199.558 | 8104102 | no | no |  |  | no |  |  | 1349492.317 | 15260050.952 |  | -1
node_8104102_201027530 |  |  | PQ | AN | 7199.558 | 8104102 | no | no |  |  | no |  |  | 1348732.299 | 15266502.217 |  | -1
node_8104102_201027584 |  |  | PQ | AN | 7199.558 | 8104102 | no | no |  |  | no |  |  | 1345502.323 | 15282318.085 |  | -1
node_8104102_201027605 |  |  | PQ | ABCN | 7199.558 | 8104102 | no | no |  |  | no |  |  | 1332239.051 | 15278155.928 |  | -1
node_8104102_201027661 |  |  | PQ | AN | 7199.558 | 8104102 | no | no |  |  | no |  |  | 1337946.277 | 15273165.496 |  | -1
node_8104102_201027673 |  |  | PQ | AN | 7199.558 | 8104102 | no | no |  |  | no |  |  | 1329584.517 | 15278495.434 |  | -1
node_8104102_201027678 |  |  | PQ | AN | 7199.558 | 8104102 | no | no |  |  | no |  |  | 1337580.741 | 15272862.781 |  | -1
node_8104102_201027708 |  |  | PQ | AN | 7199.558 | 8104102 | no | no |  |  | no |  |  | 1337118.213 | 15274288.334 |  | -1
node_8104102_201027710 |  |  | PQ | ABCN | 7199.558 | 8104102 | no | no |  |  | no |  |  | 1332412.698 | 15278253.726 |  | -1
node_8104102_201027745 |  |  | PQ | ABCN | 7199.558 | 8104102 | no | no |  |  | no |  |  | 1332355.838 | 15278330.42 |  | -1
node_8104102_201027758 |  |  | PQ | AN | 7199.558 | 8104102 | no | no |  |  | no |  |  | 1337880.092 | 15273200.03 |  | -1
node_8104102_201027760 |  |  | PQ | AN | 7199.558 | 8104102 | no | no |  |  | no |  |  | 1337482.855 | 15274868.265 |  | -1
node_8104102_201027768 |  |  | PQ | AN | 7199.558 | 8104102 | no | no |  |  | no |  |  | 1337999.631 | 15274895.765 |  | -1
node_8104102_201027782 |  |  | PQ | AN | 7199.558 | 8104102 | no | no |  |  | no |  |  | 1347252.297 | 15265625.8 |  | -1
node_8104102_201027783 |  |  | PQ | ABCN | 7199.558 | 8104102 | no | no |  |  | no |  |  | 1329979.401 | 15278778.329 |  | -1
node_8104102_201027784 |  |  | PQ | AN | 7199.558 | 8104102 | no | no |  |  | no |  |  | 1344480.047 | 15280345.37 |  | -1
node_8104102_201027786 |  |  | PQ | AN | 7199.558 | 8104102 | no | no |  |  | no |  |  | 1337939.501 | 15273644.195 |  | -1
node_8104102_201027791 |  |  | PQ | AN | 2771.281 | 8104102 | no | no |  |  | no |  |  | 1359588.253 | 15257641.109 |  | -1
node_8104102_201027793 |  |  | PQ | AN | 2771.281 | 8104102 | no | no |  |  | no |  |  | 1338868.507 | 15278278.607 |  | -1
node_8104102_201027794 |  |  | PQ | AN | 2771.281 | 8104102 | no | no |  |  | no |  |  | 1352135.348 | 15267518.391 |  | -1
node_8104102_201027795 |  |  | PQ | AN | 7199.558 | 8104102 | no | no |  |  | no |  |  | 1344554.587 | 15270015.055 |  | -1
node_8104102_201027797 |  |  | PQ | ABCN | 7199.558 | 8104102 | no | no |  |  | no |  |  | 1335105.282 | 15279357.108 |  | -1
node_8104102_201027798 |  |  | PQ | AN | 2771.281 | 8104102 | no | no |  |  | no |  |  | 1338256.715 | 15278059.456 |  | -1
node_8104102_201027799 |  |  | PQ | AN | 2771.281 | 8104102 | no | no |  |  | no |  |  | 1339298.491 | 15278349.664 |  | -1
node_8104102_201028050 |  |  | PQ | AN | 7199.558 | 8104102 | no | no |  |  | no |  |  | 1326539.487 | 15278053.637 |  | -1
node_8104102_201028066 |  |  | PQ | AN | 7199.558 | 8104102 | no | no |  |  | no |  |  | 1348560.822 | 15266771.003 |  | -1
node_8104102_201028120 |  |  | PQ | AN | 7199.558 | 8104102 | no | no |  |  | no |  |  | 1344940.058 | 15282642.851 |  | -1
node_8104102_201028121 |  |  | PQ | AN | 7199.558 | 8104102 | no | no |  |  | no |  |  | 1345222.949 | 15282492.599 |  | -1
node_8104102_201040972 |  |  | PQ | ABCN | 7199.558 | 8104102 | no | no |  |  | no |  |  | 1345668.028 | 15285552.787 |  | -1
node_8104102_201042284 |  |  | PQ | AN | 7199.558 | 8104102 | no | no |  |  | no |  |  | 1338664.366 | 15272969.188 |  | -1
node_8104102_201042286 |  |  | PQ | AN | 7199.558 | 8104102 | no | no |  |  | no |  |  | 1338828.81 | 15273148.086 |  | -1
node_8104102_201044317 |  |  | PQ | ABCN | 7199.558 | 8104102 | no | no |  |  | no |  |  | 1330001.317 | 15279209.363 |  | -1
node_8104102_201044318 |  |  | PQ | ABCN | 7199.558 | 8104102 | no | no |  |  | no |  |  | 1330023.805 | 15279395.451 |  | -1
node_8104102_201044319 |  |  | PQ | ABCN | 7199.558 | 8104102 | no | no |  |  | no |  |  | 1329901.924 | 15279476.713 |  | -1
node_8104102_201045633 |  |  | PQ | AN | 7199.558 | 8104102 | no | no |  |  | no |  |  | 1325141.759 | 15276247.676 |  | -1
node_8104102_201049097 |  |  | PQ | ABCN | 7199.558 | 8104102 | no | no |  |  | no |  |  | 1344204.893 | 15279977.825 |  | -1
node_8104102_201050349 |  |  | PQ | ABCN | 7199.558 | 8104102 | no | no |  |  | no |  |  | 1343867.758 | 15281963.9 |  | -1
node_8104102_201050719 |  |  | PQ | AN | 7199.558 | 8104102 | no | no |  |  | no |  |  | 1346650.525 | 15261523.436 |  | -1
node_8104102_201051493 |  |  | PQ | AN | 7199.558 | 8104102 | no | no |  |  | no |  |  | 1344044.946 | 15275750.42 |  | -1
node_8104102_201063144 |  |  | PQ | AN | 7199.558 | 8104102 | no | no |  |  | no |  |  | 1329869.853 | 15279563.686 |  | -1
node_8104102_310003924 |  |  | PQ | ABCN | 7199.558 | 8104102 | no | no |  |  | no |  |  | 1329802.743 | 15279166.989 |  | -1
node_8104102_310022897 |  |  | PQ | ABCN | 7199.558 | 8104102 | no | no |  |  | no |  |  | 1335963.219 | 15279672.735 |  | -1
node_8104102_310049793 |  |  | PQ | AN | 7199.558 | 8104102 | no | no |  |  | no |  |  | 1351041.057 | 15274471.666 |  | -1
node_8104102_310049794 |  |  | PQ | AN | 7199.558 | 8104102 | no | no |  |  | no |  |  | 1351041.203 | 15274198.152 |  | -1
node_8104102_310051133 |  |  | PQ | ABCN | 7199.558 | 8104102 | no | no |  |  | no |  |  | 1345790.544 | 15284120.236 |  | -1
node_8104102_310052700 |  |  | PQ | AN | 2771.281 | 8104102 | no | no |  |  | no |  |  | 1353524.642 | 15258679.412 |  | -1
node_8104102_310052701 |  |  | PQ | AD | 2771.281 | 8104102 | no | no |  |  | no |  |  | 1353535.113 | 15258479.894 |  | -1
node_8104102_310052743 |  |  | PQ | AD | 2771.281 | 8104102 | no | no |  |  | no |  |  | 1352615.677 | 15259416.529 |  | -1
node_8104102_310052744 |  |  | PQ | AD | 2771.281 | 8104102 | no | no |  |  | no |  |  | 1352587.549 | 15259546.913 |  | -1
node_8104102_310052747 |  |  | PQ | AD | 2771.281 | 8104102 | no | no |  |  | no |  |  | 1352626.153 | 15259740.623 |  | -1
node_8104102_311876350 |  |  | PQ | AN | 7199.558 | 8104102 | no | no |  |  | no |  |  | 1337299.132 | 15275058.476 |  | -1
node_8104102_311879937 |  |  | PQ | AN | 7199.558 | 8104102 | no | no |  |  | no |  |  | 1337577.775 | 15272931.18 |  | -1
node_8104102_311891582 |  |  | PQ | AN | 2771.281 | 8104102 | no | no |  |  | no |  |  | 1360472.435 | 15263467.461 |  | -1
node_8104102_311891583 |  |  | PQ | AN | 2771.281 | 8104102 | no | no |  |  | no |  |  | 1360336.203 | 15263119.796 |  | -1
node_8104102_311894084 |  |  | PQ | ABCN | 7199.558 | 8104102 | no | no |  |  | no |  |  | 1333166.791 | 15278507.83 |  | -1
node_8104102_311894879 |  |  | PQ | AN | 7199.558 | 8104102 | no | no |  |  | no |  |  | 1326796.202 | 15278086.584 |  | -1
node_8104102_311911876 |  |  | PQ | ABCN | 7199.558 | 8104102 | no | no |  |  | no |  |  | 1328038.019 | 15281356.089 |  | -1
node_8104102_311912230 |  |  | PQ | ABCN | 7199.558 | 8104102 | no | no |  |  | no |  |  | 1328046.838 | 15281358.571 |  | -1
node_8104102_311912231 |  |  | PQ | ABCN | 7199.558 | 8104102 | no | no |  |  | no |  |  | 1328054.705 | 15281361.062 |  | -1
node_8104102_311913224 |  |  | PQ | ABCN | 7199.558 | 8104102 | no | no |  |  | no |  |  | 1328065.186 | 15281364.126 |  | -1
node_8104102_311927600 |  |  | PQ | AN | 2771.281 | 8104102 | no | no |  |  | no |  |  | 1359697.093 | 15257831.139 |  | -1
node_8104102_311929007 |  |  | PQ | AN | 2771.281 | 8104102 | no | no |  |  | no |  |  | 1351074.216 | 15264328.175 |  | -1
node_8104102_311929008 |  |  | PQ | AN | 2771.281 | 8104102 | no | no |  |  | no |  |  | 1351169.651 | 15264649.436 |  | -1
node_8104102_311934813 |  |  | PQ | AN | 7199.558 | 8104102 | no | no |  |  | no |  |  | 1347200.099 | 15273490.918 |  | -1
node_8104102_312000093 |  |  | PQ | ABCN | 7199.558 | 8104102 | no | no |  |  | no |  |  | 1343868.523 | 15281838.564 |  | -1
node_8104102_312009208 |  |  | PQ | AN | 7199.558 | 8104102 | no | no |  |  | no |  |  | 1341567.202 | 15265442.564 |  | -1
node_8104102_312009209 |  |  | PQ | AN | 7199.558 | 8104102 | no | no |  |  | no |  |  | 1341500.496 | 15265596.217 |  | -1
node_8104102_312024008 |  |  | PQ | AD | 2771.281 | 8104102 | no | no |  |  | no |  |  | 1358766.778 | 15261266.166 |  | -1
node_8104102_312024009 |  |  | PQ | AD | 2771.281 | 8104102 | no | no |  |  | no |  |  | 1359022.519 | 15261136.502 |  | -1
node_8104102_312024010 |  |  | PQ | AD | 2771.281 | 8104102 | no | no |  |  | no |  |  | 1359301.891 | 15261036.029 |  | -1
node_8104102_312024011 |  |  | PQ | AN | 2771.281 | 8104102 | no | no |  |  | no |  |  | 1359463.37 | 15261023.675 |  | -1
node_8104102_312052671 |  |  | PQ | AN | 7199.558 | 8104102 | no | no |  |  | no |  |  | 1346826.885 | 15276892.615 |  | -1
node_8104102_312052672 |  |  | PQ | AN | 7199.558 | 8104102 | no | no |  |  | no |  |  | 1347057.074 | 15276907.044 |  | -1
node_8104102_312052673 |  |  | PQ | AN | 7199.558 | 8104102 | no | no |  |  | no |  |  | 1347271.76 | 15276921.67 |  | -1
node_8104102_312062020 |  |  | PQ | ABCN | 7199.558 | 8104102 | no | no |  |  | no |  |  | 1340987.728 | 15281644.931 |  | -1
node_8104102_312085415 |  |  | PQ | ABCN | 7199.558 | 8104102 | no | no |  |  | no |  |  | 1344205.477 | 15280096.353 |  | -1
node_8104102_312152594 |  |  | PQ | ABCN | 7199.558 | 8104102 | no | no |  |  | no |  |  | 1338264.198 | 15280992.417 |  | -1
node_8104102_312156463 |  |  | PQ | AN | 7199.558 | 8104102 | no | no |  |  | no |  |  | 1347681.472 | 15277358.712 |  | -1
node_8104102_312156464 |  |  | PQ | AN | 7199.558 | 8104102 | no | no |  |  | no |  |  | 1347484.142 | 15277054.559 |  | -1
node_8104102_312156465 |  |  | PQ | AN | 7199.558 | 8104102 | no | no |  |  | no |  |  | 1349756.554 | 15277850.912 |  | -1
node_8104102_312156466 |  |  | PQ | AN | 7199.558 | 8104102 | no | no |  |  | no |  |  | 1349843.691 | 15278335.271 |  | -1
node_8104102_312156469 |  |  | PQ | AN | 7199.558 | 8104102 | no | no |  |  | no |  |  | 1346308.722 | 15276840.972 |  | -1
node_220386923 |  |  | PQ | AN | 7199.558 | 8104102 | no | no |  |  | no |  |  | 1338403.393 | 15279850.284 |  | -1
node_220416012 |  |  | PQ | AN | 7199.558 | 8104102 | no | no |  |  | no |  |  | 1335764.332 | 15274198.916 |  | -1
node_220464946 |  |  | PQ | AN | 2771.281 | 8104102 | no | no |  |  | no |  |  | 1338403.865 | 15279838.72 |  | -1
node_220465293 |  |  | PQ | AN | 2771.281 | 8104102 | no | no |  |  | no |  |  | 1351740.754 | 15268769.992 |  | -1
node_220627749 |  |  | PQ | AN | 7199.558 | 8104102 | no | no |  |  | no |  |  | 1335769.323 | 15274297.739 |  | -1
node_220638920 |  |  | PQ | ABCN | 7199.558 | 8104102 | no | no |  |  | no |  |  | 1344183.719 | 15280431.448 |  | -1
node_310022842 |  |  | PQ | ABCN | 7199.558 | 8104102 | no | no |  |  | no |  |  | 1345447.29 | 15285767.74 |  | -1
node_310022849 |  |  | PQ | ABCN | 7199.558 | 8104102 | no | no |  |  | no |  |  | 1345438.681 | 15285773.644 |  | -1
node_311846120 |  |  | PQ | AN | 7199.558 | 8104102 | no | no |  |  | no |  |  | 1351734.54 | 15268785.12 |  | -1
node_311913225 |  |  | PQ | ABCN | 7199.558 | 8104102 | no | no |  |  | no |  |  | 1328063.747 | 15281363.706 |  | -1
node_311913229 |  |  | PQ | ABCN | 7199.558 | 8104102 | no | no |  |  | no |  |  | 1328066.717 | 15281364.572 |  | -1
node_311913230 |  |  | PQ | ABCN | 7199.558 | 8104102 | no | no |  |  | no |  |  | 1328055.968 | 15281361.431 |  | -1
node_312000094 |  |  | PQ | ABCN | 7199.558 | 8104102 | no | no |  |  | no |  |  | 1343868.579 | 15281829.406 |  | -1
node_312000101 |  |  | PQ | ABCN | 7199.558 | 8104102 | no | no |  |  | no |  |  | 1343868.645 | 15281818.543 |  | -1
node_312003491 |  |  | PQ | ABCN | 7199.558 | 8104102 | no | no |  |  | no |  |  | 1344183.07 | 15280444.406 |  | -1
node_SOURCE_8104102 |  |  | SWING | ABCN | 7199.558 | 8104102 | no | no |  |  | no |  |  | 1345760.801 | 15285405.147 |  | -1
node_intto1_8104102_200861014 |  |  | PQ | AN | 7199.558 | 8104102 | no | no |  |  | no |  |  | 1344461.507 | 15279805.617 |  | -1
node_intto1_8104102_200861092 |  |  | PQ | AN | 7199.558 | 8104102 | no | no |  |  | no |  |  | 1339972.652 | 15281338.506 |  | -1
node_intto1_8104102_200861233 |  |  | PQ | AD | 2771.281 | 8104102 | no | no |  |  | no |  |  | 1353721.461 | 15258333.562 |  | -1
node_intto1_8104102_200861240 |  |  | PQ | AD | 2771.281 | 8104102 | no | no |  |  | no |  |  | 1356291.438 | 15257350.257 |  | -1
node_intto1_8104102_200861267 |  |  | PQ | AD | 2771.281 | 8104102 | no | no |  |  | no |  |  | 1354164.584 | 15260924.892 |  | -1
node_intto1_8104102_200861281 |  |  | PQ | AD | 2771.281 | 8104102 | no | no |  |  | no |  |  | 1353465.023 | 15259088.81 |  | -1
node_intto1_8104102_200861284 |  |  | PQ | AD | 2771.281 | 8104102 | no | no |  |  | no |  |  | 1353922.295 | 15262664.93 |  | -1
node_intto1_8104102_200861294 |  |  | PQ | AD | 2771.281 | 8104102 | no | no |  |  | no |  |  | 1351879.215 | 15268244.637 |  | -1
node_intto1_8104102_200861828 |  |  | PQ | AN | 7199.558 | 8104102 | no | no |  |  | no |  |  | 1346418.3 | 15271626.522 |  | -1
node_intto1_8104102_200861829 |  |  | PQ | AN | 7199.558 | 8104102 | no | no |  |  | no |  |  | 1346752.334 | 15271652.844 |  | -1
node_intto1_8104102_200862055 |  |  | PQ | AN | 7199.558 | 8104102 | no | no |  |  | no |  |  | 1344016.546 | 15276535.874 |  | -1
node_intto1_8104102_200862611 |  |  | PQ | AN | 7199.558 | 8104102 | no | no |  |  | no |  |  | 1346842.086 | 15266058.678 |  | -1
node_intto1_8104102_200862740 |  |  | PQ | AN | 7199.558 | 8104102 | no | no |  |  | no |  |  | 1347845.349 | 15259651.123 |  | -1
node_intto1_8104102_200863001 |  |  | PQ | ABCN | 7199.558 | 8104102 | no | no |  |  | no |  |  | 1344566.251 | 15283252.06 |  | -1
node_intto1_8104102_200863008 |  |  | PQ | ABCN | 7199.558 | 8104102 | no | no |  |  | no |  |  | 1345335.993 | 15285529.602 |  | -1
node_intto1_8104102_200863226 |  |  | PQ | AD | 2771.281 | 8104102 | no | no |  |  | no |  |  | 1350712.193 | 15264368.543 |  | -1
node_intto1_8104102_200863367 |  |  | PQ | AD | 2771.281 | 8104102 | no | no |  |  | no |  |  | 1358251.084 | 15264978.864 |  | -1
node_intto1_8104102_200863406 |  |  | PQ | AN | 7199.558 | 8104102 | no | no |  |  | no |  |  | 1346486.019 | 15268996.95 |  | -1
node_intto1_8104102_200864334 |  |  | PQ | ABCN | 7199.558 | 8104102 | no | no |  |  | no |  |  | 1345792.866 | 15284572.753 |  | -1
node_intto1_8104102_200864337 |  |  | PQ | AD | 2771.281 | 8104102 | no | no |  |  | no |  |  | 1353881.963 | 15264883.362 |  | -1
node_intto1_8104102_200864346 |  |  | PQ | AN | 7199.558 | 8104102 | no | no |  |  | no |  |  | 1345969.155 | 15276561.352 |  | -1
node_intto1_8104102_200864450 |  |  | PQ | ABCN | 7199.558 | 8104102 | no | no |  |  | no |  |  | 1345498.399 | 15285732.699 |  | -1
node_intto1_8104102_200864686 |  |  | PQ | AD | 2771.281 | 8104102 | no | no |  |  | no |  |  | 1353440.622 | 15258148.279 |  | -1
node_intto1_8104102_200864711 |  |  | PQ | ABCN | 7199.558 | 8104102 | no | no |  |  | no |  |  | 1345266.353 | 15285708.269 |  | -1
node_intto1_8104102_200864892 |  |  | PQ | ABCN | 7199.558 | 8104102 | no | no |  |  | no |  |  | 1344182.366 | 15280458.448 |  | -1
node_intto1_8104102_200864901 |  |  | PQ | AN | 7199.558 | 8104102 | no | no |  |  | no |  |  | 1346073.214 | 15259398.537 |  | -1
node_intto1_8104102_200864911 |  |  | PQ | ABCN | 7199.558 | 8104102 | no | no |  |  | no |  |  | 1344216.863 | 15279590.227 |  | -1
node_intto1_8104102_200864918 |  |  | PQ | ABCN | 7199.558 | 8104102 | no | no |  |  | no |  |  | 1343834.874 | 15282132.111 |  | -1
node_intto1_8104102_200864935 |  |  | PQ | AN | 7199.558 | 8104102 | no | no |  |  | no |  |  | 1344452.593 | 15277302.133 |  | -1
node_intto1_8104102_200864944 |  |  | PQ | ABN | 7199.558 | 8104102 | no | no |  |  | no |  |  | 1344686.428 | 15276370.38 |  | -1
node_intto1_8104102_200864947 |  |  | PQ | ABN | 7199.558 | 8104102 | no | no |  |  | no |  |  | 1345079.926 | 15275726.659 |  | -1
node_intto1_8104102_200864949 |  |  | PQ | ABN | 7199.558 | 8104102 | no | no |  |  | no |  |  | 1345369.559 | 15275299.382 |  | -1
node_intto1_8104102_200865009 |  |  | PQ | AN | 7199.558 | 8104102 | no | no |  |  | no |  |  | 1347010.675 | 15267055.803 |  | -1
node_intto1_8104102_200865029 |  |  | PQ | AN | 7199.558 | 8104102 | no | no |  |  | no |  |  | 1347041.22 | 15264362.805 |  | -1
node_intto1_8104102_200865398 |  |  | PQ | ABCN | 7199.558 | 8104102 | no | no |  |  | no |  |  | 1344993.851 | 15283449.707 |  | -1
node_intto1_8104102_200865433 |  |  | PQ | ABCN | 7199.558 | 8104102 | no | no |  |  | no |  |  | 1341518.879 | 15281602.497 |  | -1
node_intto1_8104102_200865542 |  |  | PQ | ABCN | 7199.558 | 8104102 | no | no |  |  | no |  |  | 1341739.263 | 15281418.168 |  | -1
node_intto1_8104102_200865546 |  |  | PQ | ABCN | 7199.558 | 8104102 | no | no |  |  | no |  |  | 1341764.502 | 15280967.44 |  | -1
node_intto1_8104102_200865547 |  |  | PQ | ABCN | 7199.558 | 8104102 | no | no |  |  | no |  |  | 1341950.955 | 15280973.843 |  | -1
node_intto1_8104102_200865557 |  |  | PQ | AN | 7199.558 | 8104102 | no | no |  |  | no |  |  | 1341389.457 | 15281416.163 |  | -1
node_intto1_8104102_200865580 |  |  | PQ | ABCN | 7199.558 | 8104102 | no | no |  |  | no |  |  | 1341777.809 | 15281944.335 |  | -1
node_intto1_8104102_200865583 |  |  | PQ | AN | 7199.558 | 8104102 | no | no |  |  | no |  |  | 1341026.637 | 15281387.768 |  | -1
node_intto1_8104102_200865599 |  |  | PQ | AN | 7199.558 | 8104102 | no | no |  |  | no |  |  | 1340898.403 | 15280317.711 |  | -1
node_intto1_8104102_200865684 |  |  | PQ | AN | 7199.558 | 8104102 | no | no |  |  | no |  |  | 1344957.267 | 15276069.326 |  | -1
node_intto1_8104102_200865685 |  |  | PQ | AN | 7199.558 | 8104102 | no | no |  |  | no |  |  | 1344718.7 | 15275964.722 |  | -1
node_intto1_8104102_200865689 |  |  | PQ | AN | 7199.558 | 8104102 | no | no |  |  | no |  |  | 1351366.927 | 15269884.654 |  | -1
node_intto1_8104102_200866056 |  |  | PQ | AN | 7199.558 | 8104102 | no | no |  |  | no |  |  | 1346326.522 | 15273628.403 |  | -1
node_intto1_8104102_200866168 |  |  | PQ | AN | 7199.558 | 8104102 | no | no |  |  | no |  |  | 1341224.862 | 15264694.866 |  | -1
node_intto1_8104102_200866243 |  |  | PQ | AD | 2771.281 | 8104102 | no | no |  |  | no |  |  | 1361479.468 | 15261690.838 |  | -1
node_intto1_8104102_200866265 |  |  | PQ | AN | 7199.558 | 8104102 | no | no |  |  | no |  |  | 1346746.58 | 15264834.339 |  | -1
node_intto1_8104102_200867209 |  |  | PQ | AD | 2771.281 | 8104102 | no | no |  |  | no |  |  | 1353932.95 | 15262266.059 |  | -1
node_intto1_8104102_200867223 |  |  | PQ | AD | 2771.281 | 8104102 | no | no |  |  | no |  |  | 1354237.352 | 15262267.702 |  | -1
node_intto1_8104102_200894033 |  |  | PQ | AN | 7199.558 | 8104102 | no | no |  |  | no |  |  | 1326871.688 | 15276823.685 |  | -1
node_intto1_8104102_200894103 |  |  | PQ | AN | 7199.558 | 8104102 | no | no |  |  | no |  |  | 1337438.002 | 15274986.513 |  | -1
node_intto1_8104102_200894207 |  |  | PQ | AN | 7199.558 | 8104102 | no | no |  |  | no |  |  | 1330099.686 | 15278375.736 |  | -1
node_intto1_8104102_200894335 |  |  | PQ | AN | 7199.558 | 8104102 | no | no |  |  | no |  |  | 1329628.402 | 15278610.045 |  | -1
node_intto1_8104102_200895504 |  |  | PQ | AN | 7199.558 | 8104102 | no | no |  |  | no |  |  | 1326682.929 | 15277294.202 |  | -1
node_intto1_8104102_200895514 |  |  | PQ | AN | 7199.558 | 8104102 | no | no |  |  | no |  |  | 1325143.674 | 15276699.475 |  | -1
node_intto1_8104102_200895525 |  |  | PQ | AN | 7199.558 | 8104102 | no | no |  |  | no |  |  | 1327703.429 | 15279167.597 |  | -1
node_intto1_8104102_200895530 |  |  | PQ | ABN | 7199.558 | 8104102 | no | no |  |  | no |  |  | 1327745.014 | 15278604.589 |  | -1
node_intto1_8104102_200895920 |  |  | PQ | ABCN | 7199.558 | 8104102 | no | no |  |  | no |  |  | 1331636.409 | 15278434.945 |  | -1
node_intto1_8104102_200895937 |  |  | PQ | AN | 7199.558 | 8104102 | no | no |  |  | no |  |  | 1331372.626 | 15278006.776 |  | -1
node_intto1_8104102_200895949 |  |  | PQ | AN | 7199.558 | 8104102 | no | no |  |  | no |  |  | 1331230.4 | 15276504.744 |  | -1
node_intto1_8104102_200896297 |  |  | PQ | AN | 7199.558 | 8104102 | no | no |  |  | no |  |  | 1339355.572 | 15280903.34 |  | -1
node_intto1_8104102_200896397 |  |  | PQ | ABCN | 7199.558 | 8104102 | no | no |  |  | no |  |  | 1335572.178 | 15279531.377 |  | -1
node_intto1_8104102_200896398 |  |  | PQ | ABCN | 7199.558 | 8104102 | no | no |  |  | no |  |  | 1335589.251 | 15279391.745 |  | -1
node_intto1_8104102_200896401 |  |  | PQ | ABCN | 7199.558 | 8104102 | no | no |  |  | no |  |  | 1335883.73 | 15279340.376 |  | -1
node_intto1_8104102_200896405 |  |  | PQ | ABCN | 7199.558 | 8104102 | no | no |  |  | no |  |  | 1335516.485 | 15278792.932 |  | -1
node_intto1_8104102_200896413 |  |  | PQ | ABN | 7199.558 | 8104102 | no | no |  |  | no |  |  | 1336005.596 | 15279117.671 |  | -1
node_intto1_8104102_200896437 |  |  | PQ | AN | 7199.558 | 8104102 | no | no |  |  | no |  |  | 1335362.677 | 15278159.044 |  | -1
node_intto1_8104102_200896547 |  |  | PQ | ABN | 7199.558 | 8104102 | no | no |  |  | no |  |  | 1331014.891 | 15278139.23 |  | -1
node_intto1_8104102_200896728 |  |  | PQ | ABCN | 7199.558 | 8104102 | no | no |  |  | no |  |  | 1335957.647 | 15277020.24 |  | -1
node_intto1_8104102_200896801 |  |  | PQ | ABN | 7199.558 | 8104102 | no | no |  |  | no |  |  | 1334862.034 | 15276282.059 |  | -1
node_intto1_8104102_200896888 |  |  | PQ | AN | 7199.558 | 8104102 | no | no |  |  | no |  |  | 1336108.389 | 15278497.448 |  | -1
node_intto1_8104102_200896918 |  |  | PQ | AN | 7199.558 | 8104102 | no | no |  |  | no |  |  | 1336117.397 | 15278134.342 |  | -1
node_intto1_8104102_200897479 |  |  | PQ | AN | 7199.558 | 8104102 | no | no |  |  | no |  |  | 1336331.428 | 15276686.58 |  | -1
node_intto1_8104102_200898080 |  |  | PQ | AN | 7199.558 | 8104102 | no | no |  |  | no |  |  | 1335520.988 | 15275843.538 |  | -1
node_intto1_8104102_200898093 |  |  | PQ | AN | 7199.558 | 8104102 | no | no |  |  | no |  |  | 1336661.441 | 15276189.196 |  | -1
node_intto1_8104102_200898119 |  |  | PQ | AN | 7199.558 | 8104102 | no | no |  |  | no |  |  | 1336535.663 | 15275979.086 |  | -1
node_intto1_8104102_200898166 |  |  | PQ | ABCN | 7199.558 | 8104102 | no | no |  |  | no |  |  | 1328062.47 | 15281226.612 |  | -1
node_intto1_8104102_200898333 |  |  | PQ | ABN | 7199.558 | 8104102 | no | no |  |  | no |  |  | 1328363.947 | 15279482.496 |  | -1
node_intto1_8104102_200898360 |  |  | PQ | ABCN | 7199.558 | 8104102 | no | no |  |  | no |  |  | 1331120.69 | 15278265.752 |  | -1
node_intto1_8104102_200898363 |  |  | PQ | ABN | 7199.558 | 8104102 | no | no |  |  | no |  |  | 1329732.379 | 15278849.243 |  | -1
node_intto1_8104102_200898412 |  |  | PQ | ABCN | 7199.558 | 8104102 | no | no |  |  | no |  |  | 1334819.312 | 15278744.737 |  | -1
node_intto1_8104102_200898426 |  |  | PQ | ABCD | 7199.558 | 8104102 | no | no |  |  | no |  |  | 1334663.525 | 15277594.576 |  | -1
node_intto1_8104102_200898442 |  |  | PQ | AN | 7199.558 | 8104102 | no | no |  |  | no |  |  | 1336115.026 | 15275657.009 |  | -1
node_intto1_8104102_200898473 |  |  | PQ | AD | 2771.281 | 8104102 | no | no |  |  | no |  |  | 1338427.317 | 15279496.926 |  | -1
node_intto1_8104102_200898492 |  |  | PQ | ABCN | 7199.558 | 8104102 | no | no |  |  | no |  |  | 1335015.93 | 15279276.998 |  | -1
node_intto1_8104102_200898518 |  |  | PQ | ABCN | 7199.558 | 8104102 | no | no |  |  | no |  |  | 1330724.155 | 15278869.689 |  | -1
node_intto1_8104102_200898582 |  |  | PQ | AD | 2771.281 | 8104102 | no | no |  |  | no |  |  | 1338937.147 | 15276474.014 |  | -1
node_intto1_8104102_200898774 |  |  | PQ | ABN | 7199.558 | 8104102 | no | no |  |  | no |  |  | 1334795.399 | 15275345.54 |  | -1
node_intto1_8104102_200898890 |  |  | PQ | AN | 7199.558 | 8104102 | no | no |  |  | no |  |  | 1338996.536 | 15280935.865 |  | -1
node_intto1_8104102_200898894 |  |  | PQ | ABCN | 7199.558 | 8104102 | no | no |  |  | no |  |  | 1338333.349 | 15281020.001 |  | -1
node_intto1_8104102_200899005 |  |  | PQ | ABCN | 7199.558 | 8104102 | no | no |  |  | no |  |  | 1332650.267 | 15278563.488 |  | -1
node_intto1_8104102_200899008 |  |  | PQ | ABCN | 7199.558 | 8104102 | no | no |  |  | no |  |  | 1332320.277 | 15278381.237 |  | -1
node_intto1_8104102_200899220 |  |  | PQ | AN | 7199.558 | 8104102 | no | no |  |  | no |  |  | 1338279.37 | 15280702.283 |  | -1
node_intto1_8104102_200950626 |  |  | PQ | ABCN | 7199.558 | 8104102 | no | no |  |  | no |  |  | 1342027.901 | 15281650.853 |  | -1
node_intto1_8104102_200977389 |  |  | PQ | AN | 7199.558 | 8104102 | no | no |  |  | no |  |  | 1347406.098 | 15264147.806 |  | -1
node_intto1_8104102_200983592 |  |  | PQ | AN | 2771.281 | 8104102 | no | no |  |  | no |  |  | 1359122.75 | 15263839.853 |  | -1
node_intto1_8104102_201004022 |  |  | PQ | AN | 2771.281 | 8104102 | no | no |  |  | no |  |  | 1353368.697 | 15265940.256 |  | -1
node_intto1_8104102_201009930 |  |  | PQ | AN | 2771.281 | 8104102 | no | no |  |  | no |  |  | 1354247.246 | 15263628.191 |  | -1
node_intto1_8104102_201027505 |  |  | PQ | ABCN | 7199.558 | 8104102 | no | no |  |  | no |  |  | 1329523.7 | 15279536.838 |  | -1
node_intto1_8104102_201027517 |  |  | PQ | AN | 7199.558 | 8104102 | no | no |  |  | no |  |  | 1343602.006 | 15277614.372 |  | -1
node_intto1_8104102_201027519 |  |  | PQ | AN | 7199.558 | 8104102 | no | no |  |  | no |  |  | 1332307.595 | 15272747.718 |  | -1
node_intto1_8104102_201027523 |  |  | PQ | AN | 7199.558 | 8104102 | no | no |  |  | no |  |  | 1350450.67 | 15275131.498 |  | -1
node_intto1_8104102_201027525 |  |  | PQ | AN | 2771.281 | 8104102 | no | no |  |  | no |  |  | 1356888.419 | 15262936.237 |  | -1
node_intto1_8104102_201027526 |  |  | PQ | AN | 2771.281 | 8104102 | no | no |  |  | no |  |  | 1354594.727 | 15260937.767 |  | -1
node_intto1_8104102_201027527 |  |  | PQ | AN | 7199.558 | 8104102 | no | no |  |  | no |  |  | 1349492.317 | 15260050.952 |  | -1
node_intto1_8104102_201027708 |  |  | PQ | AN | 7199.558 | 8104102 | no | no |  |  | no |  |  | 1337118.213 | 15274288.334 |  | -1
node_intto1_8104102_201027745 |  |  | PQ | ABCN | 7199.558 | 8104102 | no | no |  |  | no |  |  | 1332355.838 | 15278330.42 |  | -1
node_intto1_8104102_201027783 |  |  | PQ | ABCN | 7199.558 | 8104102 | no | no |  |  | no |  |  | 1329979.401 | 15278778.329 |  | -1
node_intto1_8104102_201027784 |  |  | PQ | AN | 7199.558 | 8104102 | no | no |  |  | no |  |  | 1344480.047 | 15280345.37 |  | -1
node_intto1_8104102_201027786 |  |  | PQ | AN | 7199.558 | 8104102 | no | no |  |  | no |  |  | 1337939.501 | 15273644.195 |  | -1
node_intto1_8104102_201027791 |  |  | PQ | AN | 2771.281 | 8104102 | no | no |  |  | no |  |  | 1359588.253 | 15257641.109 |  | -1
node_intto1_8104102_201027794 |  |  | PQ | AN | 2771.281 | 8104102 | no | no |  |  | no |  |  | 1352135.348 | 15267518.391 |  | -1
node_intto1_8104102_201027795 |  |  | PQ | AN | 7199.558 | 8104102 | no | no |  |  | no |  |  | 1344554.587 | 15270015.055 |  | -1
node_intto1_8104102_201028066 |  |  | PQ | AN | 7199.558 | 8104102 | no | no |  |  | no |  |  | 1348560.822 | 15266771.003 |  | -1
node_intto1_8104102_201028120 |  |  | PQ | AN | 7199.558 | 8104102 | no | no |  |  | no |  |  | 1344940.058 | 15282642.851 |  | -1
node_intto1_8104102_201040972 |  |  | PQ | ABCN | 7199.558 | 8104102 | no | no |  |  | no |  |  | 1345668.028 | 15285552.787 |  | -1
node_intto1_8104102_201051493 |  |  | PQ | AN | 7199.558 | 8104102 | no | no |  |  | no |  |  | 1344044.946 | 15275750.42 |  | -1
node_intto1_8104102_310003924 |  |  | PQ | ABCN | 7199.558 | 8104102 | no | no |  |  | no |  |  | 1329802.743 | 15279166.989 |  | -1
node_intto1_8104102_310022897 |  |  | PQ | ABCN | 7199.558 | 8104102 | no | no |  |  | no |  |  | 1335963.219 | 15279672.735 |  | -1
node_intto1_8104102_311891583 |  |  | PQ | AN | 2771.281 | 8104102 | no | no |  |  | no |  |  | 1360336.203 | 15263119.796 |  | -1
node_intto1_8104102_311894084 |  |  | PQ | ABCN | 7199.558 | 8104102 | no | no |  |  | no |  |  | 1333166.791 | 15278507.83 |  | -1
node_intto1_8104102_311894879 |  |  | PQ | AN | 7199.558 | 8104102 | no | no |  |  | no |  |  | 1326796.202 | 15278086.584 |  | -1
node_intto1_8104102_311912230 |  |  | PQ | ABCN | 7199.558 | 8104102 | no | no |  |  | no |  |  | 1328046.838 | 15281358.571 |  | -1
node_intto1_8104102_311929008 |  |  | PQ | AN | 2771.281 | 8104102 | no | no |  |  | no |  |  | 1351169.651 | 15264649.436 |  | -1
node_intto1_8104102_311934813 |  |  | PQ | AN | 7199.558 | 8104102 | no | no |  |  | no |  |  | 1347200.099 | 15273490.918 |  | -1
node_intto1_8104102_312009209 |  |  | PQ | AN | 7199.558 | 8104102 | no | no |  |  | no |  |  | 1341500.496 | 15265596.217 |  | -1
node_intto1_8104102_312156463 |  |  | PQ | AN | 7199.558 | 8104102 | no | no |  |  | no |  |  | 1347681.472 | 15277358.712 |  | -1
node_intto1_220386923 |  |  | PQ | AN | 7199.558 | 8104102 | no | no |  |  | no |  |  | 1338403.393 | 15279850.284 |  | -1
node_intto1_220416012 |  |  | PQ | AN | 7199.558 | 8104102 | no | no |  |  | no |  |  | 1335764.332 | 15274198.916 |  | -1
node_intto1_220464946 |  |  | PQ | AN | 7199.558 | 8104102 | no | no |  |  | no |  |  | 1338403.865 | 15279838.72 |  | -1
node_intto1_220465293 |  |  | PQ | AN | 7199.558 | 8104102 | no | no |  |  | no |  |  | 1351740.754 | 15268769.992 |  | -1
node_intto1_220627749 |  |  | PQ | AN | 7199.558 | 8104102 | no | no |  |  | no |  |  | 1335769.323 | 15274297.739 |  | -1
node_intto1_220638920 |  |  | PQ | ABCN | 7199.558 | 8104102 | no | no |  |  | no |  |  | 1344183.719 | 15280431.448 |  | -1
node_intto1_310022842 |  |  | PQ | ABCN | 7199.558 | 8104102 | no | no |  |  | no |  |  | 1345447.29 | 15285767.74 |  | -1
node_intto1_310022849 |  |  | PQ | ABCN | 7199.558 | 8104102 | no | no |  |  | no |  |  | 1345438.681 | 15285773.644 |  | -1
node_intto1_311846120 |  |  | PQ | AN | 7199.558 | 8104102 | no | no |  |  | no |  |  | 1351734.54 | 15268785.12 |  | -1
node_intto1_311913225 |  |  | PQ | ABCN | 7199.558 | 8104102 | no | no |  |  | no |  |  | 1328063.747 | 15281363.706 |  | -1
node_intto1_311913229 |  |  | PQ | ABCN | 7199.558 | 8104102 | no | no |  |  | no |  |  | 1328066.717 | 15281364.572 |  | -1
node_intto1_311913230 |  |  | PQ | ABCN | 7199.558 | 8104102 | no | no |  |  | no |  |  | 1328055.968 | 15281361.431 |  | -1
node_intto1_312000094 |  |  | PQ | ABCN | 7199.558 | 8104102 | no | no |  |  | no |  |  | 1343868.579 | 15281829.406 |  | -1
node_intto1_312000101 |  |  | PQ | ABCN | 7199.558 | 8104102 | no | no |  |  | no |  |  | 1343868.645 | 15281818.543 |  | -1
node_intto1_312003491 |  |  | PQ | ABCN | 7199.558 | 8104102 | no | no |  |  | no |  |  | 1344183.07 | 15280444.406 |  | -1

## overhead_line
data_type | static
owner_type | feeder
owner | 8104102
object | overhead_line
name | groupid | phases | fr | to | length | configuration | dcircuit | selected | monitored | monitored_fields | class_monitored_fields | played | played_fields | comments | R | X | B | lim_kw
oh_line_8104102_200861014 |  | AN | node_8104102_200864910 | node_intto1_8104102_200861014 | 242.957 | bal_1P_4ACW_4ACW(N) | 8104102 | no | no |  |  | no |  |  | 0 | 0 | 0 | 0
oh_line_8104102_200861015 |  | AN | node_8104102_200861014 | node_8104102_200861015 | 177.806 | bal_1P_4ACW_4ACW(N) | 8104102 | no | no |  |  | no |  |  | 0 | 0 | 0 | 0
oh_line_8104102_200861016 |  | AN | node_8104102_200861015 | node_8104102_200861016 | 149.339 | bal_1P_4ACW_4ACW(N) | 8104102 | no | no |  |  | no |  |  | 0 | 0 | 0 | 0
oh_line_8104102_200861018 |  | AN | node_8104102_200861048 | node_8104102_200861018 | 225.127 | bal_1P_1/0AA_1/0AA(N) | 8104102 | no | no |  |  | no |  |  | 0 | 0 | 0 | 0
oh_line_8104102_200861019 |  | AN | node_8104102_200861018 | node_8104102_200861019 | 128.307 | bal_1P_1/0AA_1/0AA(N) | 8104102 | no | no |  |  | no |  |  | 0 | 0 | 0 | 0
oh_line_8104102_200861020 |  | AN | node_8104102_200861019 | node_8104102_200861020 | 247.237 | bal_1P_1/0AA_1/0AA(N) | 8104102 | no | no |  |  | no |  |  | 0 | 0 | 0 | 0
oh_line_8104102_200861021 |  | AN | node_8104102_200861020 | node_8104102_200861021 | 254.014 | bal_1P_1/0AA_1/0AA(N) | 8104102 | no | no |  |  | no |  |  | 0 | 0 | 0 | 0
oh_line_8104102_200861022 |  | AN | node_8104102_200861016 | node_8104102_200861022 | 163.423 | bal_1P_4ACW_4ACW(N) | 8104102 | no | no |  |  | no |  |  | 0 | 0 | 0 | 0
oh_line_8104102_200861023 |  | AN | node_8104102_200861022 | node_8104102_200861023 | 143.829 | bal_1P_2AC_4/0AL(N) | 8104102 | no | no |  |  | no |  |  | 0 | 0 | 0 | 0
oh_line_8104102_200861025 |  | AN | node_8104102_200861023 | node_8104102_200861025 | 209.436 | bal_1P_2AC_2AC(N) | 8104102 | no | no |  |  | no |  |  | 0 | 0 | 0 | 0
oh_line_8104102_200861026 |  | AN | node_8104102_200861025 | node_8104102_200861026 | 178.35 | bal_1P_2AC_2AC(N) | 8104102 | no | no |  |  | no |  |  | 0 | 0 | 0 | 0
oh_line_8104102_200861027 |  | AN | node_8104102_200861026 | node_8104102_200861027 | 110.733 | bal_1P_2AC_2AC(N) | 8104102 | no | no |  |  | no |  |  | 0 | 0 | 0 | 0
oh_line_8104102_200861028 |  | AN | node_8104102_200861027 | node_8104102_200861028 | 200.216 | bal_1P_2AC_4/0AL(N) | 8104102 | no | no |  |  | no |  |  | 0 | 0 | 0 | 0
oh_line_8104102_200861029 |  | AN | node_8104102_200861028 | node_8104102_200861029 | 159.201 | bal_1P_2AC_2AC(N) | 8104102 | no | no |  |  | no |  |  | 0 | 0 | 0 | 0
oh_line_8104102_200861032 |  | AN | node_8104102_200861029 | node_8104102_200861032 | 329.593 | bal_1P_2AC_2AC(N) | 8104102 | no | no |  |  | no |  |  | 0 | 0 | 0 | 0
oh_line_8104102_200861033 |  | AN | node_8104102_200861032 | node_8104102_200861033 | 155.858 | bal_1P_1/0AA_1/0AA(N) | 8104102 | no | no |  |  | no |  |  | 0 | 0 | 0 | 0
oh_line_8104102_200861034 |  | AN | node_8104102_200861033 | node_8104102_200861034 | 198.131 | bal_1P_1/0AA_1/0AA(N) | 8104102 | no | no |  |  | no |  |  | 0 | 0 | 0 | 0
oh_line_8104102_200861035 |  | AN | node_8104102_200861034 | node_8104102_200861035 | 194.607 | bal_1P_1/0AA_1/0AA(N) | 8104102 | no | no |  |  | no |  |  | 0 | 0 | 0 | 0
oh_line_8104102_200861036 |  | AN | node_8104102_200861032 | node_8104102_200861036 | 266.685 | bal_1P_2AC_2AC(N) | 8104102 | no | no |  |  | no |  |  | 0 | 0 | 0 | 0
oh_line_8104102_200861037 |  | AN | node_8104102_200861036 | node_8104102_200861037 | 337.598 | bal_1P_2AC_2AC(N) | 8104102 | no | no |  |  | no |  |  | 0 | 0 | 0 | 0
oh_line_8104102_200861039 |  | AN | node_8104102_200861037 | node_8104102_200861039 | 78.024 | bal_1P_2AC_2AC(N) | 8104102 | no | no |  |  | no |  |  | 0 | 0 | 0 | 0
oh_line_8104102_200861040 |  | AN | node_8104102_200861039 | node_8104102_200861040 | 277.434 | bal_1P_1/0AA_1/0AA(N) | 8104102 | no | no |  |  | no |  |  | 0 | 0 | 0 | 0
oh_line_8104102_200861041 |  | AN | node_8104102_200861039 | node_8104102_200861041 | 137.958 | bal_1P_2AC_2AC(N) | 8104102 | no | no |  |  | no |  |  | 0 | 0 | 0 | 0
oh_line_8104102_200861043 |  | AN | node_8104102_200861041 | node_8104102_200861043 | 298.488 | bal_1P_2AC_2AC(N) | 8104102 | no | no |  |  | no |  |  | 0 | 0 | 0 | 0
oh_line_8104102_200861045 |  | AN | node_8104102_200861043 | node_8104102_200861045 | 101.323 | bal_1P_1/0AC_1/0AC(N) | 8104102 | no | no |  |  | no |  |  | 0 | 0 | 0 | 0
oh_line_8104102_200861046 |  | AN | node_8104102_200861045 | node_8104102_200861046 | 204.757 | bal_1P_1/0AC_1/0AC(N) | 8104102 | no | no |  |  | no |  |  | 0 | 0 | 0 | 0
oh_line_8104102_200861047 |  | AN | node_8104102_200861046 | node_8104102_200861047 | 199.948 | bal_1P_1/0AC_1/0AC(N) | 8104102 | no | no |  |  | no |  |  | 0 | 0 | 0 | 0
oh_line_8104102_200861048 |  | AN | node_8104102_200861043 | node_8104102_200861048 | 304.693 | bal_1P_2AC_2AC(N) | 8104102 | no | no |  |  | no |  |  | 0 | 0 | 0 | 0
oh_line_8104102_200861092 |  | AN | node_8104102_200865450 | node_intto1_8104102_200861092 | 23.524 | bal_1P_1/0AC_4/0AL(N) | 8104102 | no | no |  |  | no |  |  | 0 | 0 | 0 | 0
oh_line_8104102_200861093 |  | AN | node_8104102_200861092 | node_8104102_200861093 | 138.309 | bal_1P_1/0AC_4/0AL(N) | 8104102 | no | no |  |  | no |  |  | 0 | 0 | 0 | 0
oh_line_8104102_200861231 |  | AD | node_8104102_200867209 | node_8104102_200861231 | 295.746 | bal_1P_2AC | 8104102 | no | no |  |  | no |  |  | 0 | 0 | 0 | 0
oh_line_8104102_200861232 |  | AD | node_8104102_200861281 | node_8104102_200861232 | 230.719 | bal_1P_2AC | 8104102 | no | no |  |  | no |  |  | 0 | 0 | 0 | 0
oh_line_8104102_200861233 |  | AD | node_8104102_310052701 | node_intto1_8104102_200861233 | 236.936 | bal_1P_1/0AA | 8104102 | no | no |  |  | no |  |  | 0 | 0 | 0 | 0
oh_line_8104102_200861234 |  | AD | node_8104102_200861233 | node_8104102_200861234 | 463.043 | bal_1P_2AC | 8104102 | no | no |  |  | no |  |  | 0 | 0 | 0 | 0
oh_line_8104102_200861235 |  | AD | node_8104102_200861234 | node_8104102_200861235 | 392.982 | bal_1P_2AC | 8104102 | no | no |  |  | no |  |  | 0 | 0 | 0 | 0
oh_line_8104102_200861236 |  | AD | node_8104102_200861235 | node_8104102_200861236 | 522.669 | bal_1P_2AC | 8104102 | no | no |  |  | no |  |  | 0 | 0 | 0 | 0
oh_line_8104102_200861237 |  | AD | node_8104102_200861236 | node_8104102_200861237 | 547.493 | bal_1P_2AC | 8104102 | no | no |  |  | no |  |  | 0 | 0 | 0 | 0
oh_line_8104102_200861238 |  | AD | node_8104102_200861237 | node_8104102_200861238 | 471.478 | bal_1P_2AC | 8104102 | no | no |  |  | no |  |  | 0 | 0 | 0 | 0
oh_line_8104102_200861239 |  | AD | node_8104102_200861238 | node_8104102_200861239 | 318.473 | bal_1P_2AC | 8104102 | no | no |  |  | no |  |  | 0 | 0 | 0 | 0
oh_line_8104102_200861240 |  | AD | node_8104102_200861238 | node_intto1_8104102_200861240 | 443.049 | bal_1P_2AC | 8104102 | no | no |  |  | no |  |  | 0 | 0 | 0 | 0
oh_line_8104102_200861241 |  | AD | node_8104102_200861240 | node_8104102_200861241 | 407.104 | bal_1P_2AC | 8104102 | no | no |  |  | no |  |  | 0 | 0 | 0 | 0
oh_line_8104102_200861242 |  | AD | node_8104102_200861241 | node_8104102_200861242 | 211.056 | bal_1P_2AC | 8104102 | no | no |  |  | no |  |  | 0 | 0 | 0 | 0
oh_line_8104102_200861243 |  | AD | node_8104102_200861242 | node_8104102_200861243 | 198.121 | bal_1P_2AC | 8104102 | no | no |  |  | no |  |  | 0 | 0 | 0 | 0
oh_line_8104102_200861244 |  | AD | node_8104102_200861231 | node_8104102_200861244 | 303.819 | bal_1P_2AC | 8104102 | no | no |  |  | no |  |  | 0 | 0 | 0 | 0
oh_line_8104102_200861245 |  | AD | node_8104102_200861243 | node_8104102_200861245 | 288.765 | bal_1P_2AC | 8104102 | no | no |  |  | no |  |  | 0 | 0 | 0 | 0
oh_line_8104102_200861246 |  | AD | node_8104102_200861245 | node_8104102_200861246 | 282.133 | bal_1P_2AC | 8104102 | no | no |  |  | no |  |  | 0 | 0 | 0 | 0
oh_line_8104102_200861247 |  | AD | node_8104102_200861246 | node_8104102_200861247 | 387.571 | bal_1P_2AC | 8104102 | no | no |  |  | no |  |  | 0 | 0 | 0 | 0
oh_line_8104102_200861248-1 |  | AD | node_1358032_116_15257026_616 | node_8104102_200861248 | 324.926 | bal_1P_2AC | 8104102 | no | no |  |  | no |  |  | 0 | 0 | 0 | 0
oh_line_8104102_200861248-2 |  | AD | node_8104102_200861247 | node_1358032_116_15257026_616 | 5.029 | bal_1P_2AC | 8104102 | no | no |  |  | no |  |  | 0 | 0 | 0 | 0
oh_line_8104102_200861249 |  | AD | node_8104102_200861248 | node_8104102_200861249 | 255.338 | bal_1P_1/0AA | 8104102 | no | no |  |  | no |  |  | 0 | 0 | 0 | 0
oh_line_8104102_200861250 |  | AD | node_8104102_200861248 | node_8104102_200861250 | 398.059 | bal_1P_2AC | 8104102 | no | no |  |  | no |  |  | 0 | 0 | 0 | 0
oh_line_8104102_200861251 |  | AD | node_8104102_200861250 | node_8104102_200861251 | 344.601 | bal_1P_2AC | 8104102 | no | no |  |  | no |  |  | 0 | 0 | 0 | 0
oh_line_8104102_200861252 |  | AD | node_8104102_200861251 | node_8104102_200861252 | 402.4 | bal_1P_2AC | 8104102 | no | no |  |  | no |  |  | 0 | 0 | 0 | 0
oh_line_8104102_200861254 |  | AD | node_8104102_200861252 | node_8104102_200861254 | 233.435 | bal_1P_2AC | 8104102 | no | no |  |  | no |  |  | 0 | 0 | 0 | 0
oh_line_8104102_200861255 |  | AD | node_8104102_311927600 | node_8104102_200861255 | 106.824 | bal_1P_1/0AC | 8104102 | no | no |  |  | no |  |  | 0 | 0 | 0 | 0
oh_line_8104102_200861257 |  | AD | node_8104102_200861255 | node_8104102_200861257 | 279.327 | bal_1P_1/0AC | 8104102 | no | no |  |  | no |  |  | 0 | 0 | 0 | 0
oh_line_8104102_200861259 |  | AD | node_8104102_200861244 | node_8104102_200861259 | 456.785 | bal_1P_2AC | 8104102 | no | no |  |  | no |  |  | 0 | 0 | 0 | 0
oh_line_8104102_200861261 |  | AD | node_8104102_200861259 | node_8104102_200861261 | 161.541 | bal_1P_2AC | 8104102 | no | no |  |  | no |  |  | 0 | 0 | 0 | 0
oh_line_8104102_200861262 |  | AD | node_8104102_200861257 | node_8104102_200861262 | 328.279 | bal_1P_1/0AC | 8104102 | no | no |  |  | no |  |  | 0 | 0 | 0 | 0
oh_line_8104102_200861263 |  | AD | node_8104102_200861262 | node_8104102_200861263 | 219.432 | bal_1P_1/0AC | 8104102 | no | no |  |  | no |  |  | 0 | 0 | 0 | 0
oh_line_8104102_200861264 |  | AD | node_8104102_200861263 | node_8104102_200861264 | 249.815 | bal_1P_1/0AC | 8104102 | no | no |  |  | no |  |  | 0 | 0 | 0 | 0
oh_line_8104102_200861265 |  | AD | node_8104102_200861264 | node_8104102_200861265 | 235.76 | bal_1P_1/0AC | 8104102 | no | no |  |  | no |  |  | 0 | 0 | 0 | 0
oh_line_8104102_200861267 |  | AD | node_8104102_200861261 | node_intto1_8104102_200861267 | 159.44 | bal_1P_2AC | 8104102 | no | no |  |  | no |  |  | 0 | 0 | 0 | 0
oh_line_8104102_200861269 |  | AD | node_8104102_200861267 | node_8104102_200861269 | 398.178 | bal_1P_2AC | 8104102 | no | no |  |  | no |  |  | 0 | 0 | 0 | 0
oh_line_8104102_200861271 |  | AD | node_8104102_200861269 | node_8104102_200861271 | 269.68 | bal_1P_2AC | 8104102 | no | no |  |  | no |  |  | 0 | 0 | 0 | 0
oh_line_8104102_200861272 |  | AD | node_8104102_200861271 | node_8104102_200861272 | 334.916 | bal_1P_2AC | 8104102 | no | no |  |  | no |  |  | 0 | 0 | 0 | 0
oh_line_8104102_200861273 |  | AD | node_8104102_200861272 | node_8104102_200861273 | 166.698 | bal_1P_1/0AA | 8104102 | no | no |  |  | no |  |  | 0 | 0 | 0 | 0
oh_line_8104102_200861276 |  | AD | node_8104102_200861272 | node_8104102_200861276 | 458.8 | bal_1P_2AC | 8104102 | no | no |  |  | no |  |  | 0 | 0 | 0 | 0
oh_line_8104102_200861277 |  | AD | node_8104102_200861276 | node_8104102_200861277 | 93.598 | bal_1P_1/0AA | 8104102 | no | no |  |  | no |  |  | 0 | 0 | 0 | 0
oh_line_8104102_200861278 |  | AD | node_8104102_200861277 | node_8104102_200861278 | 170.422 | bal_1P_1/0AA | 8104102 | no | no |  |  | no |  |  | 0 | 0 | 0 | 0
oh_line_8104102_200861279 |  | AD | node_8104102_200861276 | node_8104102_200861279 | 246.779 | bal_1P_2AC | 8104102 | no | no |  |  | no |  |  | 0 | 0 | 0 | 0
oh_line_8104102_200861280 |  | AD | node_8104102_200861279 | node_8104102_200861280 | 152.942 | bal_1P_2AC | 8104102 | no | no |  |  | no |  |  | 0 | 0 | 0 | 0
oh_line_8104102_200861281 |  | AD | node_8104102_200861280 | node_intto1_8104102_200861281 | 184.976 | bal_1P_2AC | 8104102 | no | no |  |  | no |  |  | 0 | 0 | 0 | 0
oh_line_8104102_200861284 |  | AD | node_8104102_200861296 | node_intto1_8104102_200861284 | 403.601 | bal_1P_2AC | 8104102 | no | no |  |  | no |  |  | 0 | 0 | 0 | 0
oh_line_8104102_200861285 |  | AD | node_8104102_200861286 | node_8104102_200861285 | 194.84 | bal_1P_2AC | 8104102 | no | no |  |  | no |  |  | 0 | 0 | 0 | 0
oh_line_8104102_200861286 |  | AD | node_8104102_200861287 | node_8104102_200861286 | 244.714 | bal_1P_2AC | 8104102 | no | no |  |  | no |  |  | 0 | 0 | 0 | 0
oh_line_8104102_200861287 |  | AD | node_8104102_200861288 | node_8104102_200861287 | 469.73 | bal_1P_2AC | 8104102 | no | no |  |  | no |  |  | 0 | 0 | 0 | 0
oh_line_8104102_200861288 |  | AD | node_8104102_200861289 | node_8104102_200861288 | 263.168 | bal_1P_2AC | 8104102 | no | no |  |  | no |  |  | 0 | 0 | 0 | 0
oh_line_8104102_200861289 |  | AD | node_8104102_200861291 | node_8104102_200861289 | 261.992 | bal_1P_2AC | 8104102 | no | no |  |  | no |  |  | 0 | 0 | 0 | 0
oh_line_8104102_200861291 |  | AD | node_8104102_200861292 | node_8104102_200861291 | 286.029 | bal_1P_2AC | 8104102 | no | no |  |  | no |  |  | 0 | 0 | 0 | 0
oh_line_8104102_200861292 |  | AD | node_8104102_200861294 | node_8104102_200861292 | 282.388 | bal_1P_2AC | 8104102 | no | no |  |  | no |  |  | 0 | 0 | 0 | 0
oh_line_8104102_200861293 |  | AD | node_8104102_200861292 | node_8104102_200861293 | 71.954 | bal_1P_1/0AA | 8104102 | no | no |  |  | no |  |  | 0 | 0 | 0 | 0
oh_line_8104102_200861294 |  | AD | node_8104102_200861859 | node_intto1_8104102_200861294 | 304.235 | bal_1P_1/0AC | 8104102 | no | no |  |  | no |  |  | 0 | 0 | 0 | 0
oh_line_8104102_200861296 |  | AD | node_8104102_200861298 | node_8104102_200861296 | 407.519 | bal_1P_2AC | 8104102 | no | no |  |  | no |  |  | 0 | 0 | 0 | 0
oh_line_8104102_200861298 |  | AD | node_8104102_200861300 | node_8104102_200861298 | 147.677 | bal_1P_2AC | 8104102 | no | no |  |  | no |  |  | 0 | 0 | 0 | 0
oh_line_8104102_200861300 |  | AD | node_8104102_200861302 | node_8104102_200861300 | 373.218 | bal_1P_2AC | 8104102 | no | no |  |  | no |  |  | 0 | 0 | 0 | 0
oh_line_8104102_200861302 |  | AD | node_8104102_200861303 | node_8104102_200861302 | 406.307 | bal_1P_2AC | 8104102 | no | no |  |  | no |  |  | 0 | 0 | 0 | 0
oh_line_8104102_200861303 |  | AD | node_8104102_200861304 | node_8104102_200861303 | 332.102 | bal_1P_1/0AA | 8104102 | no | no |  |  | no |  |  | 0 | 0 | 0 | 0
oh_line_8104102_200861304 |  | AD | node_8104102_200861305 | node_8104102_200861304 | 356.495 | bal_1P_1/0AA | 8104102 | no | no |  |  | no |  |  | 0 | 0 | 0 | 0
oh_line_8104102_200861305 |  | AD | node_8104102_200861307 | node_8104102_200861305 | 299.295 | bal_1P_2AC | 8104102 | no | no |  |  | no |  |  | 0 | 0 | 0 | 0
oh_line_8104102_200861306 |  | AD | node_8104102_200861305 | node_8104102_200861306 | 195.519 | bal_1P_2AC | 8104102 | no | no |  |  | no |  |  | 0 | 0 | 0 | 0
oh_line_8104102_200861307 |  | AD | node_8104102_200861310 | node_8104102_200861307 | 556.574 | bal_1P_2AC | 8104102 | no | no |  |  | no |  |  | 0 | 0 | 0 | 0
oh_line_8104102_200861310 |  | AD | node_8104102_200861311 | node_8104102_200861310 | 325.409 | bal_1P_2AC | 8104102 | no | no |  |  | no |  |  | 0 | 0 | 0 | 0
oh_line_8104102_200861311 |  | AD | node_8104102_200861317 | node_8104102_200861311 | 107.312 | bal_1P_2AC | 8104102 | no | no |  |  | no |  |  | 0 | 0 | 0 | 0
oh_line_8104102_200861312 |  | AD | node_8104102_200861311 | node_8104102_200861312 | 153.078 | bal_1P_2AC | 8104102 | no | no |  |  | no |  |  | 0 | 0 | 0 | 0
oh_line_8104102_200861313 |  | AD | node_8104102_200861311 | node_8104102_200861313 | 342.446 | bal_1P_2AC | 8104102 | no | no |  |  | no |  |  | 0 | 0 | 0 | 0
oh_line_8104102_200861314 |  | AD | node_8104102_200861313 | node_8104102_200861314 | 318.545 | bal_1P_2AC | 8104102 | no | no |  |  | no |  |  | 0 | 0 | 0 | 0
oh_line_8104102_200861316 |  | AD | node_8104102_200861314 | node_8104102_200861316 | 210.176 | bal_1P_2AC | 8104102 | no | no |  |  | no |  |  | 0 | 0 | 0 | 0
oh_line_8104102_200861317 |  | AD | node_8104102_200861319 | node_8104102_200861317 | 91.411 | bal_1P_2AC | 8104102 | no | no |  |  | no |  |  | 0 | 0 | 0 | 0
oh_line_8104102_200861319 |  | AD | node_8104102_200861285 | node_8104102_200861319 | 480.406 | bal_1P_2AC | 8104102 | no | no |  |  | no |  |  | 0 | 0 | 0 | 0
oh_line_8104102_200861320 |  | AD | node_8104102_200861319 | node_8104102_200861320 | 364.224 | bal_1P_2AC | 8104102 | no | no |  |  | no |  |  | 0 | 0 | 0 | 0
oh_line_8104102_200861322 |  | AD | node_8104102_200861320 | node_8104102_200861322 | 293.618 | bal_1P_2AC | 8104102 | no | no |  |  | no |  |  | 0 | 0 | 0 | 0
oh_line_8104102_200861675 |  | AN | node_8104102_200861677 | node_8104102_200861675 | 103.517 | bal_1P_1/0AC_4CU(N) | 8104102 | no | no |  |  | no |  |  | 0 | 0 | 0 | 0
oh_line_8104102_200861677 |  | AN | node_8104102_200861678 | node_8104102_200861677 | 98.625 | bal_1P_1/0AC_4CU(N) | 8104102 | no | no |  |  | no |  |  | 0 | 0 | 0 | 0
oh_line_8104102_200861678 |  | AN | node_8104102_200861679 | node_8104102_200861678 | 151.739 | bal_1P_1/0AC_4CU(N) | 8104102 | no | no |  |  | no |  |  | 0 | 0 | 0 | 0
oh_line_8104102_200861679 |  | AN | node_8104102_200861682 | node_8104102_200861679 | 144.28 | bal_1P_1/0AC_4CU(N) | 8104102 | no | no |  |  | no |  |  | 0 | 0 | 0 | 0
oh_line_8104102_200861682 |  | AN | node_8104102_200861687 | node_8104102_200861682 | 176.52 | bal_1P_4CU_4CU(N) | 8104102 | no | no |  |  | no |  |  | 0 | 0 | 0 | 0
oh_line_8104102_200861687 |  | AN | node_8104102_200865601 | node_8104102_200861687 | 233.004 | bal_1P_4CU_4CU(N) | 8104102 | no | no |  |  | no |  |  | 0 | 0 | 0 | 0
oh_line_8104102_200861828 |  | AN | node_8104102_200864980 | node_intto1_8104102_200861828 | 105.295 | bal_1P_2AC_2AC(N) | 8104102 | no | no |  |  | no |  |  | 0 | 0 | 0 | 0
oh_line_8104102_200861829 |  | AN | node_8104102_200861828 | node_intto1_8104102_200861829 | 335.07 | bal_1P_2AC_2AC(N) | 8104102 | no | no |  |  | no |  |  | 0 | 0 | 0 | 0
oh_line_8104102_200861830 |  | AN | node_8104102_200861829 | node_8104102_200861830 | 170.385 | bal_1P_2AC_2AC(N) | 8104102 | no | no |  |  | no |  |  | 0 | 0 | 0 | 0
oh_line_8104102_200861831 |  | AN | node_8104102_200861878 | node_8104102_200861831 | 260.933 | bal_1P_1/0AC_1/0AC(N) | 8104102 | no | no |  |  | no |  |  | 0 | 0 | 0 | 0
oh_line_8104102_200861834 |  | AN | node_8104102_200861831 | node_8104102_200861834 | 255.482 | bal_1P_1/0AA_1/0AA(N) | 8104102 | no | no |  |  | no |  |  | 0 | 0 | 0 | 0
oh_line_8104102_200861835 |  | AN | node_8104102_200861834 | node_8104102_200861835 | 253.609 | bal_1P_1/0AA_1/0AA(N) | 8104102 | no | no |  |  | no |  |  | 0 | 0 | 0 | 0
oh_line_8104102_200861836 |  | AN | node_8104102_200861831 | node_8104102_200861836 | 322.358 | bal_1P_1/0AC_1/0AC(N) | 8104102 | no | no |  |  | no |  |  | 0 | 0 | 0 | 0
oh_line_8104102_200861837 |  | AN | node_8104102_200861836 | node_8104102_200861837 | 218.744 | bal_1P_1/0AC_1/0AC(N) | 8104102 | no | no |  |  | no |  |  | 0 | 0 | 0 | 0
oh_line_8104102_200861839 |  | AN | node_8104102_200861837 | node_8104102_200861839 | 319.25 | bal_1P_1/0AC_1/0AC(N) | 8104102 | no | no |  |  | no |  |  | 0 | 0 | 0 | 0
oh_line_8104102_200861840 |  | AN | node_8104102_200861839 | node_8104102_200861840 | 296.208 | bal_1P_1/0AC_1/0AC(N) | 8104102 | no | no |  |  | no |  |  | 0 | 0 | 0 | 0
oh_line_8104102_200861841 |  | AN | node_8104102_200861840 | node_8104102_200861841 | 303.176 | bal_1P_1/0AC_1/0AC(N) | 8104102 | no | no |  |  | no |  |  | 0 | 0 | 0 | 0
oh_line_8104102_200861845 |  | AN | node_8104102_200861841 | node_8104102_200861845 | 39.731 | bal_1P_1/0AA_1/0AA(N) | 8104102 | no | no |  |  | no |  |  | 0 | 0 | 0 | 0
oh_line_8104102_200861846 |  | AN | node_8104102_200861845 | node_8104102_200861846 | 201.991 | bal_1P_1/0AA_1/0AA(N) | 8104102 | no | no |  |  | no |  |  | 0 | 0 | 0 | 0
oh_line_8104102_200861847 |  | AN | node_8104102_200861841 | node_8104102_200861847 | 311.061 | bal_1P_1/0AC_1/0AC(N) | 8104102 | no | no |  |  | no |  |  | 0 | 0 | 0 | 0
oh_line_8104102_200861848 |  | AN | node_8104102_200861847 | node_8104102_200861848 | 273.566 | bal_1P_1/0AC_1/0AC(N) | 8104102 | no | no |  |  | no |  |  | 0 | 0 | 0 | 0
oh_line_8104102_200861849 |  | AN | node_8104102_200861848 | node_8104102_200861849 | 237.594 | bal_1P_1/0AC_1/0AC(N) | 8104102 | no | no |  |  | no |  |  | 0 | 0 | 0 | 0
oh_line_8104102_200861853 |  | AN | node_8104102_200861849 | node_8104102_200861853 | 211.138 | bal_1P_1/0AC_1/0AC(N) | 8104102 | no | no |  |  | no |  |  | 0 | 0 | 0 | 0
oh_line_8104102_200861854 |  | AN | node_8104102_200861830 | node_8104102_200861854 | 189.851 | bal_1P_2AC_2AC(N) | 8104102 | no | no |  |  | no |  |  | 0 | 0 | 0 | 0
oh_line_8104102_200861856 |  | AN | node_8104102_200861853 | node_8104102_200861856 | 244.455 | bal_1P_1/0AC_1/0AC(N) | 8104102 | no | no |  |  | no |  |  | 0 | 0 | 0 | 0
oh_line_8104102_200861857-1 |  | AN | node_220465293 | node_8104102_200861857 | 15.763 | bal_1P_1/0AC_1/0AC(N) | 8104102 | no | no |  |  | no |  |  | 0 | 0 | 0 | 0
oh_line_8104102_200861857-2 |  | AN | node_311846120 | node_intto1_220465293 | 16.355 | bal_1P_1/0AC_1/0AC(N) | 8104102 | no | no |  |  | no |  |  | 0 | 0 | 0 | 0
oh_line_8104102_200861857-3 |  | AN | node_8104102_200861856 | node_intto1_311846120 | 203.669 | bal_1P_1/0AC_1/0AC(N) | 8104102 | no | no |  |  | no |  |  | 0 | 0 | 0 | 0
oh_line_8104102_200861859 |  | AD | node_8104102_200861857 | node_8104102_200861859 | 228.869 | bal_1P_1/0AC | 8104102 | no | no |  |  | no |  |  | 0 | 0 | 0 | 0
oh_line_8104102_200861860 |  | AN | node_8104102_200861854 | node_8104102_200861860 | 362.066 | bal_1P_2AC_2AC(N) | 8104102 | no | no |  |  | no |  |  | 0 | 0 | 0 | 0
oh_line_8104102_200861862 |  | AN | node_8104102_200861860 | node_8104102_200861862 | 78.775 | bal_1P_2AC_2AC(N) | 8104102 | no | no |  |  | no |  |  | 0 | 0 | 0 | 0
oh_line_8104102_200861863 |  | AN | node_8104102_200861862 | node_8104102_200861863 | 115.356 | bal_1P_2AC_2AC(N) | 8104102 | no | no |  |  | no |  |  | 0 | 0 | 0 | 0
oh_line_8104102_200861864 |  | AN | node_8104102_200861863 | node_8104102_200861864 | 183.863 | bal_1P_2AC_2AC(N) | 8104102 | no | no |  |  | no |  |  | 0 | 0 | 0 | 0
oh_line_8104102_200861865 |  | AN | node_8104102_200861864 | node_8104102_200861865 | 231.421 | bal_1P_2AC_2AC(N) | 8104102 | no | no |  |  | no |  |  | 0 | 0 | 0 | 0
oh_line_8104102_200861867 |  | AN | node_8104102_200861865 | node_8104102_200861867 | 228.281 | bal_1P_2AC_2AC(N) | 8104102 | no | no |  |  | no |  |  | 0 | 0 | 0 | 0
oh_line_8104102_200861868 |  | AN | node_8104102_200861867 | node_8104102_200861868 | 191.561 | bal_1P_2AC_2AC(N) | 8104102 | no | no |  |  | no |  |  | 0 | 0 | 0 | 0
oh_line_8104102_200861869 |  | AN | node_8104102_200861868 | node_8104102_200861869 | 280.301 | bal_1P_2AC_2AC(N) | 8104102 | no | no |  |  | no |  |  | 0 | 0 | 0 | 0
oh_line_8104102_200861870 |  | AN | node_8104102_200861869 | node_8104102_200861870 | 272.059 | bal_1P_2AC_2AC(N) | 8104102 | no | no |  |  | no |  |  | 0 | 0 | 0 | 0
oh_line_8104102_200861872 |  | AN | node_8104102_200861870 | node_8104102_200861872 | 246.113 | bal_1P_2AC_2AC(N) | 8104102 | no | no |  |  | no |  |  | 0 | 0 | 0 | 0
oh_line_8104102_200861873 |  | AN | node_8104102_200861872 | node_8104102_200861873 | 309.835 | bal_1P_2AC_2AC(N) | 8104102 | no | no |  |  | no |  |  | 0 | 0 | 0 | 0
oh_line_8104102_200861874 |  | AN | node_8104102_200861873 | node_8104102_200861874 | 78.087 | bal_1P_1/0AC_1/0AC(N) | 8104102 | no | no |  |  | no |  |  | 0 | 0 | 0 | 0
oh_line_8104102_200861875 |  | AN | node_8104102_200861874 | node_8104102_200861875 | 241.395 | bal_1P_1/0AC_1/0AC(N) | 8104102 | no | no |  |  | no |  |  | 0 | 0 | 0 | 0
oh_line_8104102_200861876 |  | AN | node_8104102_200861875 | node_8104102_200861876 | 248.735 | bal_1P_1/0AC_1/0AC(N) | 8104102 | no | no |  |  | no |  |  | 0 | 0 | 0 | 0
oh_line_8104102_200861877 |  | AN | node_8104102_200861873 | node_8104102_200861877 | 160.216 | bal_1P_2AC_2AC(N) | 8104102 | no | no |  |  | no |  |  | 0 | 0 | 0 | 0
oh_line_8104102_200861878 |  | AN | node_8104102_200861877 | node_8104102_200861878 | 243.923 | bal_1P_2AC_2AC(N) | 8104102 | no | no |  |  | no |  |  | 0 | 0 | 0 | 0
oh_line_8104102_200862051 |  | AN | node_8104102_200862062 | node_8104102_200862051 | 80.532 | bal_1P_1/0AA_1/0AA(N) | 8104102 | no | no |  |  | no |  |  | 0 | 0 | 0 | 0
oh_line_8104102_200862052 |  | AN | node_8104102_200864942 | node_8104102_200862052 | 138.86 | bal_1P_1/0AC_1/0AC(N) | 8104102 | no | no |  |  | no |  |  | 0 | 0 | 0 | 0
oh_line_8104102_200862053 |  | AN | node_8104102_200862063 | node_8104102_200862053 | 234.221 | bal_1P_1/0AA_1/0AA(N) | 8104102 | no | no |  |  | no |  |  | 0 | 0 | 0 | 0
oh_line_8104102_200862054 |  | AN | node_8104102_200862053 | node_8104102_200862054 | 328.153 | bal_1P_1/0AA_1/0AA(N) | 8104102 | no | no |  |  | no |  |  | 0 | 0 | 0 | 0
oh_line_8104102_200862055 |  | AN | node_8104102_200862052 | node_intto1_8104102_200862055 | 201.79 | bal_1P_1/0AC_1/0AC(N) | 8104102 | no | no |  |  | no |  |  | 0 | 0 | 0 | 0
oh_line_8104102_200862057 |  | AN | node_8104102_200862055 | node_8104102_200862057 | 281.371 | bal_1P_2AC_2AC(N) | 8104102 | no | no |  |  | no |  |  | 0 | 0 | 0 | 0
oh_line_8104102_200862058 |  | AN | node_8104102_200862057 | node_8104102_200862058 | 203.679 | bal_1P_2AC_2AC(N) | 8104102 | no | no |  |  | no |  |  | 0 | 0 | 0 | 0
oh_line_8104102_200862059 |  | AN | node_8104102_200862058 | node_8104102_200862059 | 201.764 | bal_1P_2AC_2AC(N) | 8104102 | no | no |  |  | no |  |  | 0 | 0 | 0 | 0
oh_line_8104102_200862060 |  | AN | node_8104102_200862059 | node_8104102_200862060 | 198.158 | bal_1P_1/0AC_1/0AC(N) | 8104102 | no | no |  |  | no |  |  | 0 | 0 | 0 | 0
oh_line_8104102_200862061 |  | AN | node_8104102_200862060 | node_8104102_200862061 | 185.023 | bal_1P_1/0AC_1/0AC(N) | 8104102 | no | no |  |  | no |  |  | 0 | 0 | 0 | 0
oh_line_8104102_200862062 |  | AN | node_8104102_200862061 | node_8104102_200862062 | 225.893 | bal_1P_1/0AA_1/0AA(N) | 8104102 | no | no |  |  | no |  |  | 0 | 0 | 0 | 0
oh_line_8104102_200862063 |  | AN | node_8104102_200862062 | node_8104102_200862063 | 258.464 | bal_1P_1/0AA_1/0AA(N) | 8104102 | no | no |  |  | no |  |  | 0 | 0 | 0 | 0
oh_line_8104102_200862141 |  | AD | node_8104102_200867222 | node_8104102_200862141 | 160.772 | bal_1P_2AC | 8104102 | no | no |  |  | no |  |  | 0 | 0 | 0 | 0
oh_line_8104102_200862142 |  | AD | node_8104102_200862141 | node_8104102_200862142 | 183.288 | bal_1P_2AC | 8104102 | no | no |  |  | no |  |  | 0 | 0 | 0 | 0
oh_line_8104102_200862143 |  | AD | node_8104102_200863365 | node_8104102_200862143 | 142.326 | bal_1P_2AC | 8104102 | no | no |  |  | no |  |  | 0 | 0 | 0 | 0
oh_line_8104102_200862144 |  | AD | node_8104102_200862143 | node_8104102_200862144 | 325.358 | bal_1P_2AC | 8104102 | no | no |  |  | no |  |  | 0 | 0 | 0 | 0
oh_line_8104102_200862145 |  | AD | node_8104102_200862144 | node_8104102_200862145 | 232.611 | bal_1P_1/0AC | 8104102 | no | no |  |  | no |  |  | 0 | 0 | 0 | 0
oh_line_8104102_200862146 |  | AD | node_8104102_200862145 | node_8104102_200862146 | 231.071 | bal_1P_1/0AC | 8104102 | no | no |  |  | no |  |  | 0 | 0 | 0 | 0
oh_line_8104102_200862147 |  | AD | node_8104102_200862144 | node_8104102_200862147 | 279.001 | bal_1P_2AC | 8104102 | no | no |  |  | no |  |  | 0 | 0 | 0 | 0
oh_line_8104102_200862149 |  | AD | node_8104102_200862147 | node_8104102_200862149 | 355.194 | bal_1P_1/0AC | 8104102 | no | no |  |  | no |  |  | 0 | 0 | 0 | 0
oh_line_8104102_200862150 |  | AD | node_8104102_200862149 | node_8104102_200862150 | 73.818 | bal_1P_1/0AC | 8104102 | no | no |  |  | no |  |  | 0 | 0 | 0 | 0
oh_line_8104102_200862151 |  | AD | node_8104102_200862150 | node_8104102_200862151 | 289.171 | bal_1P_1/0AC | 8104102 | no | no |  |  | no |  |  | 0 | 0 | 0 | 0
oh_line_8104102_200862152 |  | AD | node_8104102_200862151 | node_8104102_200862152 | 176.103 | bal_1P_1/0AC | 8104102 | no | no |  |  | no |  |  | 0 | 0 | 0 | 0
oh_line_8104102_200862153 |  | AD | node_8104102_200862149 | node_8104102_200862153 | 131.955 | bal_1P_1/0AC | 8104102 | no | no |  |  | no |  |  | 0 | 0 | 0 | 0
oh_line_8104102_200862154 |  | AD | node_8104102_200862153 | node_8104102_200862154 | 306.011 | bal_1P_1/0AC | 8104102 | no | no |  |  | no |  |  | 0 | 0 | 0 | 0
oh_line_8104102_200862155 |  | AD | node_8104102_200862149 | node_8104102_200862155 | 323.302 | bal_1P_1/0AC | 8104102 | no | no |  |  | no |  |  | 0 | 0 | 0 | 0
oh_line_8104102_200862453 |  | AN | node_8104102_200862488 | node_8104102_200862453 | 177.123 | bal_1P_2AC_2AC(N) | 8104102 | no | no |  |  | no |  |  | 0 | 0 | 0 | 0
oh_line_8104102_200862454 |  | AN | node_8104102_200862453 | node_8104102_200862454 | 311.289 | bal_1P_2AC_2AC(N) | 8104102 | no | no |  |  | no |  |  | 0 | 0 | 0 | 0
oh_line_8104102_200862455 |  | AN | node_8104102_200862454 | node_8104102_200862455 | 202.19 | bal_1P_1/0AA_1/0AA(N) | 8104102 | no | no |  |  | no |  |  | 0 | 0 | 0 | 0
oh_line_8104102_200862457 |  | AN | node_8104102_200862455 | node_8104102_200862457 | 277.988 | bal_1P_1/0AA_1/0AA(N) | 8104102 | no | no |  |  | no |  |  | 0 | 0 | 0 | 0
oh_line_8104102_200862458 |  | AN | node_8104102_200862457 | node_8104102_200862458 | 200.635 | bal_1P_1/0AA_1/0AA(N) | 8104102 | no | no |  |  | no |  |  | 0 | 0 | 0 | 0
oh_line_8104102_200862459 |  | AN | node_8104102_200862458 | node_8104102_200862459 | 80.292 | bal_1P_1/0AA_1/0AA(N) | 8104102 | no | no |  |  | no |  |  | 0 | 0 | 0 | 0
oh_line_8104102_200862460 |  | AN | node_8104102_200862459 | node_8104102_200862460 | 282.248 | bal_1P_1/0AA_1/0AA(N) | 8104102 | no | no |  |  | no |  |  | 0 | 0 | 0 | 0
oh_line_8104102_200862462 |  | AN | node_8104102_200862460 | node_8104102_200862462 | 233.564 | bal_1P_1/0AA_1/0AA(N) | 8104102 | no | no |  |  | no |  |  | 0 | 0 | 0 | 0
oh_line_8104102_200862463 |  | AN | node_8104102_200862458 | node_8104102_200862463 | 270.599 | bal_1P_1/0AA_1/0AA(N) | 8104102 | no | no |  |  | no |  |  | 0 | 0 | 0 | 0
oh_line_8104102_200862464 |  | AN | node_8104102_200862463 | node_8104102_200862464 | 273.53 | bal_1P_1/0AA_1/0AA(N) | 8104102 | no | no |  |  | no |  |  | 0 | 0 | 0 | 0
oh_line_8104102_200862465 |  | AN | node_8104102_200862464 | node_8104102_200862465 | 262.472 | bal_1P_1/0AA_1/0AA(N) | 8104102 | no | no |  |  | no |  |  | 0 | 0 | 0 | 0
oh_line_8104102_200862466 |  | AN | node_8104102_200862465 | node_8104102_200862466 | 238.774 | bal_1P_1/0AA_1/0AA(N) | 8104102 | no | no |  |  | no |  |  | 0 | 0 | 0 | 0
oh_line_8104102_200862468 |  | AN | node_8104102_200862466 | node_8104102_200862468 | 267.028 | bal_1P_1/0AA_1/0AA(N) | 8104102 | no | no |  |  | no |  |  | 0 | 0 | 0 | 0
oh_line_8104102_200862469 |  | AN | node_8104102_201051493 | node_8104102_200862469 | 202.628 | bal_1P_4ACW_4ACW(N) | 8104102 | no | no |  |  | no |  |  | 0 | 0 | 0 | 0
oh_line_8104102_200862470 |  | AN | node_8104102_200862468 | node_8104102_200862470 | 263.238 | bal_1P_1/0AA_1/0AA(N) | 8104102 | no | no |  |  | no |  |  | 0 | 0 | 0 | 0
oh_line_8104102_200862471 |  | AN | node_8104102_200862470 | node_8104102_200862471 | 322.932 | bal_1P_1/0AA_1/0AA(N) | 8104102 | no | no |  |  | no |  |  | 0 | 0 | 0 | 0
oh_line_8104102_200862472 |  | AN | node_8104102_200862471 | node_8104102_200862472 | 120.608 | bal_1P_1/0AA_1/0AA(N) | 8104102 | no | no |  |  | no |  |  | 0 | 0 | 0 | 0
oh_line_8104102_200862473 |  | AN | node_8104102_200862472 | node_8104102_200862473 | 238.766 | bal_1P_1/0AA_1/0AA(N) | 8104102 | no | no |  |  | no |  |  | 0 | 0 | 0 | 0
oh_line_8104102_200862474 |  | AN | node_8104102_200862471 | node_8104102_200862474 | 152.151 | bal_1P_1/0AA_1/0AA(N) | 8104102 | no | no |  |  | no |  |  | 0 | 0 | 0 | 0
oh_line_8104102_200862476 |  | AN | node_8104102_200862474 | node_8104102_200862476 | 202.482 | bal_1P_1/0AA_1/0AA(N) | 8104102 | no | no |  |  | no |  |  | 0 | 0 | 0 | 0
oh_line_8104102_200862477 |  | AN | node_8104102_200862476 | node_8104102_200862477 | 207.905 | bal_1P_1/0AA_1/0AA(N) | 8104102 | no | no |  |  | no |  |  | 0 | 0 | 0 | 0
oh_line_8104102_200862478 |  | AN | node_8104102_200862477 | node_8104102_200862478 | 151.95 | bal_1P_1/0AC_1/0AC(N) | 8104102 | no | no |  |  | no |  |  | 0 | 0 | 0 | 0
oh_line_8104102_200862479 |  | AN | node_8104102_200862478 | node_8104102_200862479 | 178.428 | bal_1P_1/0AC_1/0AC(N) | 8104102 | no | no |  |  | no |  |  | 0 | 0 | 0 | 0
oh_line_8104102_200862480 |  | AN | node_8104102_200862469 | node_8104102_200862480 | 385.859 | bal_1P_4ACW_4ACW(N) | 8104102 | no | no |  |  | no |  |  | 0 | 0 | 0 | 0
oh_line_8104102_200862481 |  | AN | node_8104102_200862480 | node_8104102_200862481 | 297.414 | bal_1P_4ACW_4ACW(N) | 8104102 | no | no |  |  | no |  |  | 0 | 0 | 0 | 0
oh_line_8104102_200862482 |  | AN | node_8104102_200862481 | node_8104102_200862482 | 235.081 | bal_1P_4ACW_4ACW(N) | 8104102 | no | no |  |  | no |  |  | 0 | 0 | 0 | 0
oh_line_8104102_200862483 |  | AN | node_8104102_200862482 | node_8104102_200862483 | 57.447 | bal_1P_4ACW_4ACW(N) | 8104102 | no | no |  |  | no |  |  | 0 | 0 | 0 | 0
oh_line_8104102_200862484 |  | AN | node_8104102_200862483 | node_8104102_200862484 | 121.273 | bal_1P_2AC_2AC(N) | 8104102 | no | no |  |  | no |  |  | 0 | 0 | 0 | 0
oh_line_8104102_200862485 |  | AN | node_8104102_200862484 | node_8104102_200862485 | 125.347 | bal_1P_2AC_2AC(N) | 8104102 | no | no |  |  | no |  |  | 0 | 0 | 0 | 0
oh_line_8104102_200862486 |  | AN | node_8104102_200862485 | node_8104102_200862486 | 278.636 | bal_1P_2AC_2AC(N) | 8104102 | no | no |  |  | no |  |  | 0 | 0 | 0 | 0
oh_line_8104102_200862487 |  | AN | node_8104102_200862486 | node_8104102_200862487 | 347.996 | bal_1P_2AC_2AC(N) | 8104102 | no | no |  |  | no |  |  | 0 | 0 | 0 | 0
oh_line_8104102_200862488 |  | AN | node_8104102_200862487 | node_8104102_200862488 | 162.759 | bal_1P_2AC_2AC(N) | 8104102 | no | no |  |  | no |  |  | 0 | 0 | 0 | 0
oh_line_8104102_200862489 |  | AN | node_8104102_200862488 | node_8104102_200862489 | 336.704 | bal_1P_1/0AC_1/0AC(N) | 8104102 | no | no |  |  | no |  |  | 0 | 0 | 0 | 0
oh_line_8104102_200862490 |  | AN | node_8104102_200862489 | node_8104102_200862490 | 329.205 | bal_1P_1/0AC_1/0AC(N) | 8104102 | no | no |  |  | no |  |  | 0 | 0 | 0 | 0
oh_line_8104102_200862611 |  | AN | node_8104102_200865016 | node_intto1_8104102_200862611 | 43.087 | bal_1P_2AC_2AC(N) | 8104102 | no | no |  |  | no |  |  | 0 | 0 | 0 | 0
oh_line_8104102_200862612 |  | AN | node_8104102_200862611 | node_8104102_200862612 | 231.772 | bal_1P_2AC_2AC(N) | 8104102 | no | no |  |  | no |  |  | 0 | 0 | 0 | 0
oh_line_8104102_200862613 |  | AN | node_8104102_200862646 | node_8104102_200862613 | 195.222 | bal_1P_2AC_2AC(N) | 8104102 | no | no |  |  | no |  |  | 0 | 0 | 0 | 0
oh_line_8104102_200862614 |  | AN | node_8104102_200862613 | node_8104102_200862614 | 234.305 | bal_1P_2AC_2AC(N) | 8104102 | no | no |  |  | no |  |  | 0 | 0 | 0 | 0
oh_line_8104102_200862615 |  | AN | node_8104102_200862614 | node_8104102_200862615 | 200.166 | bal_1P_2AC_2AC(N) | 8104102 | no | no |  |  | no |  |  | 0 | 0 | 0 | 0
oh_line_8104102_200862616 |  | AN | node_8104102_200862615 | node_8104102_200862616 | 265.949 | bal_1P_2AC_2AC(N) | 8104102 | no | no |  |  | no |  |  | 0 | 0 | 0 | 0
oh_line_8104102_200862617 |  | AN | node_8104102_200862616 | node_8104102_200862617 | 267.857 | bal_1P_2AC_2AC(N) | 8104102 | no | no |  |  | no |  |  | 0 | 0 | 0 | 0
oh_line_8104102_200862618 |  | AN | node_8104102_200862617 | node_8104102_200862618 | 237.467 | bal_1P_2AC_2AC(N) | 8104102 | no | no |  |  | no |  |  | 0 | 0 | 0 | 0
oh_line_8104102_200862620 |  | AN | node_8104102_200862618 | node_8104102_200862620 | 92.418 | bal_1P_2AC_2AC(N) | 8104102 | no | no |  |  | no |  |  | 0 | 0 | 0 | 0
oh_line_8104102_200862621 |  | AN | node_8104102_200862620 | node_8104102_200862621 | 326.755 | bal_1P_2AC_2AC(N) | 8104102 | no | no |  |  | no |  |  | 0 | 0 | 0 | 0
oh_line_8104102_200862623 |  | AN | node_8104102_200862621 | node_8104102_200862623 | 308.565 | bal_1P_2AC_2AC(N) | 8104102 | no | no |  |  | no |  |  | 0 | 0 | 0 | 0
oh_line_8104102_200862624 |  | AN | node_8104102_200862623 | node_8104102_200862624 | 201.823 | bal_1P_1/0AC_1/0AC(N) | 8104102 | no | no |  |  | no |  |  | 0 | 0 | 0 | 0
oh_line_8104102_200862625 |  | AN | node_8104102_200862623 | node_8104102_200862625 | 292.225 | bal_1P_2AC_2AC(N) | 8104102 | no | no |  |  | no |  |  | 0 | 0 | 0 | 0
oh_line_8104102_200862628-1 |  | AN | node_8104102_200862625 | node_1341572_806_15265368_397 | 299.043 | bal_1P_2AC_2AC(N) | 8104102 | no | no |  |  | no |  |  | 0 | 0 | 0 | 0
oh_line_8104102_200862628-2 |  | AN | node_1341572_806_15265368_397 | node_8104102_200862628 | 5.047 | bal_1P_2AC_2AC(N) | 8104102 | no | no |  |  | no |  |  | 0 | 0 | 0 | 0
oh_line_8104102_200862629 |  | AN | node_8104102_200862612 | node_8104102_200862629 | 317.551 | bal_1P_2AC_2AC(N) | 8104102 | no | no |  |  | no |  |  | 0 | 0 | 0 | 0
oh_line_8104102_200862630 |  | AN | node_8104102_200862628 | node_8104102_200862630 | 349.488 | bal_1P_2AC_2AC(N) | 8104102 | no | no |  |  | no |  |  | 0 | 0 | 0 | 0
oh_line_8104102_200862631 |  | AN | node_8104102_200862630 | node_8104102_200862631 | 343.569 | bal_1P_1/0AC_1/0AC(N) | 8104102 | no | no |  |  | no |  |  | 0 | 0 | 0 | 0
oh_line_8104102_200862632 |  | AN | node_8104102_200862631 | node_8104102_200862632 | 307.067 | bal_1P_1/0AA_1/0AA(N) | 8104102 | no | no |  |  | no |  |  | 0 | 0 | 0 | 0
oh_line_8104102_200862633 |  | AN | node_8104102_200862632 | node_8104102_200862633 | 285.09 | bal_1P_1/0AA_1/0AA(N) | 8104102 | no | no |  |  | no |  |  | 0 | 0 | 0 | 0
oh_line_8104102_200862634 |  | AN | node_8104102_200862629 | node_8104102_200862634 | 289.65 | bal_1P_2AC_2AC(N) | 8104102 | no | no |  |  | no |  |  | 0 | 0 | 0 | 0
oh_line_8104102_200862635 |  | AN | node_8104102_200862634 | node_8104102_200862635 | 307.508 | bal_1P_2AC_2AC(N) | 8104102 | no | no |  |  | no |  |  | 0 | 0 | 0 | 0
oh_line_8104102_200862636 |  | AN | node_8104102_200862635 | node_8104102_200862636 | 291.752 | bal_1P_2AC_2AC(N) | 8104102 | no | no |  |  | no |  |  | 0 | 0 | 0 | 0
oh_line_8104102_200862637 |  | AN | node_8104102_200862636 | node_8104102_200862637 | 189.84 | bal_1P_1/0AA_1/0AA(N) | 8104102 | no | no |  |  | no |  |  | 0 | 0 | 0 | 0
oh_line_8104102_200862638 |  | AN | node_8104102_200862636 | node_8104102_200862638 | 308.147 | bal_1P_2AC_2AC(N) | 8104102 | no | no |  |  | no |  |  | 0 | 0 | 0 | 0
oh_line_8104102_200862639 |  | AN | node_8104102_200862638 | node_8104102_200862639 | 297.729 | bal_1P_2AC_2AC(N) | 8104102 | no | no |  |  | no |  |  | 0 | 0 | 0 | 0
oh_line_8104102_200862640 |  | AN | node_8104102_200862639 | node_8104102_200862640 | 161.988 | bal_1P_2AC_2AC(N) | 8104102 | no | no |  |  | no |  |  | 0 | 0 | 0 | 0
oh_line_8104102_200862641 |  | AN | node_8104102_200862640 | node_8104102_200862641 | 40.77 | bal_1P_1/0AC_1/0AC(N) | 8104102 | no | no |  |  | no |  |  | 0 | 0 | 0 | 0
oh_line_8104102_200862642 |  | AN | node_8104102_200862641 | node_8104102_200862642 | 309.159 | bal_1P_1/0AC_1/0AC(N) | 8104102 | no | no |  |  | no |  |  | 0 | 0 | 0 | 0
oh_line_8104102_200862643 |  | AN | node_8104102_200862640 | node_8104102_200862643 | 185.385 | bal_1P_2AC_2AC(N) | 8104102 | no | no |  |  | no |  |  | 0 | 0 | 0 | 0
oh_line_8104102_200862644 |  | AN | node_8104102_200862643 | node_8104102_200862644 | 203.838 | bal_1P_2AC_2AC(N) | 8104102 | no | no |  |  | no |  |  | 0 | 0 | 0 | 0
oh_line_8104102_200862646 |  | AN | node_8104102_200862643 | node_8104102_200862646 | 289.543 | bal_1P_2AC_2AC(N) | 8104102 | no | no |  |  | no |  |  | 0 | 0 | 0 | 0
oh_line_8104102_200862647 |  | AN | node_8104102_200862646 | node_8104102_200862647 | 173.903 | bal_1P_1/0AC_1/0AC(N) | 8104102 | no | no |  |  | no |  |  | 0 | 0 | 0 | 0
oh_line_8104102_200862724 |  | AN | node_8104102_200864896 | node_8104102_200862724 | 579.834 | bal_1P_2AC_2AC(N) | 8104102 | no | no |  |  | no |  |  | 0 | 0 | 0 | 0
oh_line_8104102_200862725 |  | AN | node_8104102_200862755 | node_8104102_200862725 | 168.599 | bal_1P_2AC_2AC(N) | 8104102 | no | no |  |  | no |  |  | 0 | 0 | 0 | 0
oh_line_8104102_200862726 |  | AN | node_8104102_200862725 | node_8104102_200862726 | 251.148 | bal_1P_2AC_2AC(N) | 8104102 | no | no |  |  | no |  |  | 0 | 0 | 0 | 0
oh_line_8104102_200862727 |  | AN | node_8104102_200862726 | node_8104102_200862727 | 258.903 | bal_1P_2AC_2AC(N) | 8104102 | no | no |  |  | no |  |  | 0 | 0 | 0 | 0
oh_line_8104102_200862728 |  | AN | node_8104102_200862727 | node_8104102_200862728 | 283.502 | bal_1P_2AC_2AC(N) | 8104102 | no | no |  |  | no |  |  | 0 | 0 | 0 | 0
oh_line_8104102_200862730 |  | AN | node_8104102_200862728 | node_8104102_200862730 | 256.878 | bal_1P_2AC_2AC(N) | 8104102 | no | no |  |  | no |  |  | 0 | 0 | 0 | 0
oh_line_8104102_200862731 |  | AN | node_8104102_200862730 | node_8104102_200862731 | 310.592 | bal_1P_2AC_2AC(N) | 8104102 | no | no |  |  | no |  |  | 0 | 0 | 0 | 0
oh_line_8104102_200862732 |  | AN | node_8104102_200862731 | node_8104102_200862732 | 166.654 | bal_1P_2AC_2AC(N) | 8104102 | no | no |  |  | no |  |  | 0 | 0 | 0 | 0
oh_line_8104102_200862733 |  | AN | node_8104102_200862732 | node_8104102_200862733 | 332.96 | bal_1P_1/0AC_1/0AC(N) | 8104102 | no | no |  |  | no |  |  | 0 | 0 | 0 | 0
oh_line_8104102_200862734 |  | AN | node_8104102_200862733 | node_8104102_200862734 | 345.137 | bal_1P_1/0AC_1/0AC(N) | 8104102 | no | no |  |  | no |  |  | 0 | 0 | 0 | 0
oh_line_8104102_200862737 |  | AN | node_8104102_200862732 | node_8104102_200862737 | 257.013 | bal_1P_2AC_2AC(N) | 8104102 | no | no |  |  | no |  |  | 0 | 0 | 0 | 0
oh_line_8104102_200862738 |  | AN | node_8104102_200862737 | node_8104102_200862738 | 252.875 | bal_1P_2AC_2AC(N) | 8104102 | no | no |  |  | no |  |  | 0 | 0 | 0 | 0
oh_line_8104102_200862739 |  | AN | node_8104102_200862738 | node_8104102_200862739 | 323.732 | bal_1P_1/0AA_1/0AA(N) | 8104102 | no | no |  |  | no |  |  | 0 | 0 | 0 | 0
oh_line_8104102_200862740 |  | AN | node_8104102_200862724 | node_intto1_8104102_200862740 | 516.556 | bal_1P_2AC_2AC(N) | 8104102 | no | no |  |  | no |  |  | 0 | 0 | 0 | 0
oh_line_8104102_200862742 |  | AN | node_8104102_200862740 | node_8104102_200862742 | 184.53 | bal_1P_2AC_2AC(N) | 8104102 | no | no |  |  | no |  |  | 0 | 0 | 0 | 0
oh_line_8104102_200862743 |  | AN | node_8104102_200862739 | node_8104102_200862743 | 206.704 | bal_1P_1/0AA_1/0AA(N) | 8104102 | no | no |  |  | no |  |  | 0 | 0 | 0 | 0
oh_line_8104102_200862744 |  | AN | node_8104102_200862742 | node_8104102_200862744 | 195.602 | bal_1P_2AC_2AC(N) | 8104102 | no | no |  |  | no |  |  | 0 | 0 | 0 | 0
oh_line_8104102_200862745 |  | AN | node_8104102_200862744 | node_8104102_200862745 | 207.567 | bal_1P_1/0AC_1/0AC(N) | 8104102 | no | no |  |  | no |  |  | 0 | 0 | 0 | 0
oh_line_8104102_200862746 |  | AN | node_8104102_200862745 | node_8104102_200862746 | 175.604 | bal_1P_1/0AC_1/0AC(N) | 8104102 | no | no |  |  | no |  |  | 0 | 0 | 0 | 0
oh_line_8104102_200862747 |  | AN | node_8104102_200862744 | node_8104102_200862747 | 181.567 | bal_1P_1/0AC_1/0AC(N) | 8104102 | no | no |  |  | no |  |  | 0 | 0 | 0 | 0
oh_line_8104102_200862748 |  | AN | node_8104102_200862744 | node_8104102_200862748 | 338.053 | bal_1P_2AC_2AC(N) | 8104102 | no | no |  |  | no |  |  | 0 | 0 | 0 | 0
oh_line_8104102_200862750 |  | AN | node_8104102_200862748 | node_8104102_200862750 | 315.471 | bal_1P_2AC_2AC(N) | 8104102 | no | no |  |  | no |  |  | 0 | 0 | 0 | 0
oh_line_8104102_200862751 |  | AN | node_8104102_200862750 | node_8104102_200862751 | 300.982 | bal_1P_2AC_2AC(N) | 8104102 | no | no |  |  | no |  |  | 0 | 0 | 0 | 0
oh_line_8104102_200862752 |  | AN | node_8104102_200862751 | node_8104102_200862752 | 162.032 | bal_1P_1/0AA_1/0AA(N) | 8104102 | no | no |  |  | no |  |  | 0 | 0 | 0 | 0
oh_line_8104102_200862753 |  | AN | node_8104102_200862751 | node_8104102_200862753 | 278.177 | bal_1P_2AC_2AC(N) | 8104102 | no | no |  |  | no |  |  | 0 | 0 | 0 | 0
oh_line_8104102_200862754 |  | AN | node_8104102_200862753 | node_8104102_200862754 | 193.462 | bal_1P_2AC_2AC(N) | 8104102 | no | no |  |  | no |  |  | 0 | 0 | 0 | 0
oh_line_8104102_200862755 |  | AN | node_8104102_200862754 | node_8104102_200862755 | 223.781 | bal_1P_2AC_2AC(N) | 8104102 | no | no |  |  | no |  |  | 0 | 0 | 0 | 0
oh_line_8104102_200862984 |  | ABCN | node_8104102_200865396 | node_8104102_200862984 | 206.61 | bal_3P_477AL_4/0AL(N) | 8104102 | no | no |  |  | no |  |  | 0 | 0 | 0 | 0
oh_line_8104102_200862985 |  | ABCN | node_8104102_200863007 | node_8104102_200862985 | 233.237 | bal_3P_477AL_4/0AL(N) | 8104102 | no | no |  |  | no |  |  | 0 | 0 | 0 | 0
oh_line_8104102_200862986 |  | ABCN | node_8104102_200862985 | node_8104102_200862986 | 171.362 | bal_3P_477AL_4/0AL(N) | 8104102 | no | no |  |  | no |  |  | 0 | 0 | 0 | 0
oh_line_8104102_200862987 |  | ABCN | node_8104102_200862986 | node_8104102_200862987 | 222.837 | bal_3P_477AL_4/0AL(N) | 8104102 | no | no |  |  | no |  |  | 0 | 0 | 0 | 0
oh_line_8104102_200862988 |  | ABCN | node_8104102_200862987 | node_8104102_200862988 | 212.27 | bal_3P_477AL_4/0AL(N) | 8104102 | no | no |  |  | no |  |  | 0 | 0 | 0 | 0
oh_line_8104102_200862989 |  | ABCN | node_8104102_200862988 | node_8104102_200862989 | 185.473 | bal_3P_477AL_4/0AL(N) | 8104102 | no | no |  |  | no |  |  | 0 | 0 | 0 | 0
oh_line_8104102_200862991 |  | ABCN | node_8104102_200862989 | node_8104102_200862991 | 245.256 | bal_3P_477AL_4/0AL(N) | 8104102 | no | no |  |  | no |  |  | 0 | 0 | 0 | 0
oh_line_8104102_200862992 |  | AN | node_8104102_200862991 | node_8104102_200862992 | 74.504 | bal_1P_1/0AA_1/0AA(N) | 8104102 | no | no |  |  | no |  |  | 0 | 0 | 0 | 0
oh_line_8104102_200862993 |  | AN | node_8104102_200862992 | node_8104102_200862993 | 122.474 | bal_1P_1/0AA_1/0AA(N) | 8104102 | no | no |  |  | no |  |  | 0 | 0 | 0 | 0
oh_line_8104102_200862994 |  | ABCN | node_8104102_200862991 | node_8104102_200862994 | 265.318 | bal_3P_477AL_4/0AL(N) | 8104102 | no | no |  |  | no |  |  | 0 | 0 | 0 | 0
oh_line_8104102_200862995 |  | ABCN | node_8104102_200862994 | node_8104102_200862995 | 174.659 | bal_3P_477AL_4/0AL(N) | 8104102 | no | no |  |  | no |  |  | 0 | 0 | 0 | 0
oh_line_8104102_200862996 |  | ABCN | node_8104102_200862995 | node_8104102_200862996 | 189.361 | bal_3P_477AL_4/0AL(N) | 8104102 | no | no |  |  | no |  |  | 0 | 0 | 0 | 0
oh_line_8104102_200862998 |  | ABCN | node_8104102_200862984 | node_8104102_200862998 | 205.327 | bal_3P_477AL_4/0AL(N) | 8104102 | no | no |  |  | no |  |  | 0 | 0 | 0 | 0
oh_line_8104102_200862999 |  | ABCN | node_8104102_200976831 | node_8104102_200862999 | 174.317 | bal_3P_477AL_4/0AL(N) | 8104102 | no | no |  |  | no |  |  | 0 | 0 | 0 | 0
oh_line_8104102_200863000 |  | ABCN | node_8104102_200862999 | node_8104102_200863000 | 255.499 | bal_3P_477AL_4/0AL(N) | 8104102 | no | no |  |  | no |  |  | 0 | 0 | 0 | 0
oh_line_8104102_200863001 |  | ABCN | node_8104102_200862998 | node_intto1_8104102_200863001 | 219.909 | bal_3P_477AL_4/0AL(N) | 8104102 | no | no |  |  | no |  |  | 0 | 0 | 0 | 0
oh_line_8104102_200863002 |  | ABCN | node_8104102_200863001 | node_8104102_200863002 | 219.505 | bal_3P_477AL_4/0AL(N) | 8104102 | no | no |  |  | no |  |  | 0 | 0 | 0 | 0
oh_line_8104102_200863003 |  | ABCN | node_8104102_200863002 | node_8104102_200863003 | 206.453 | bal_3P_477AL_4/0AL(N) | 8104102 | no | no |  |  | no |  |  | 0 | 0 | 0 | 0
oh_line_8104102_200863004 |  | ABCN | node_8104102_200863003 | node_8104102_200863004 | 202.445 | bal_3P_477AL_4/0AL(N) | 8104102 | no | no |  |  | no |  |  | 0 | 0 | 0 | 0
oh_line_8104102_200863005 |  | ABCN | node_8104102_200863004 | node_8104102_200863005 | 250.507 | bal_3P_477AL_4/0AL(N) | 8104102 | no | no |  |  | no |  |  | 0 | 0 | 0 | 0
oh_line_8104102_200863006 |  | ABCN | node_8104102_200863005 | node_8104102_200863006 | 213.519 | bal_3P_477AL_4/0AL(N) | 8104102 | no | no |  |  | no |  |  | 0 | 0 | 0 | 0
oh_line_8104102_200863007 |  | ABCN | node_8104102_200863006 | node_8104102_200863007 | 227.799 | bal_3P_477AL_4/0AL(N) | 8104102 | no | no |  |  | no |  |  | 0 | 0 | 0 | 0
oh_line_8104102_200863008 |  | ABCN | node_8104102_200864711 | node_intto1_8104102_200863008 | 191.76 | bal_3P_477AC_4/0AL(N) | 8104102 | no | no |  |  | no |  |  | 0 | 0 | 0 | 0
oh_line_8104102_200863009 |  | ABCN | node_8104102_200863008 | node_8104102_200863009 | 222.143 | bal_3P_477AC_4/0AL(N) | 8104102 | no | no |  |  | no |  |  | 0 | 0 | 0 | 0
oh_line_8104102_200863012 |  | ABCN | node_8104102_200863009 | node_8104102_200863012 | 157.781 | bal_3P_477AC_4/0AL(N) | 8104102 | no | no |  |  | no |  |  | 0 | 0 | 0 | 0
oh_line_8104102_200863014 |  | ABCN | node_8104102_200863012 | node_8104102_200863014 | 141.738 | bal_3P_477AC_4/0AL(N) | 8104102 | no | no |  |  | no |  |  | 0 | 0 | 0 | 0
oh_line_8104102_200863016 |  | ABCN | node_8104102_200863014 | node_8104102_200863016 | 152.387 | bal_3P_477AC_4/0AL(N) | 8104102 | no | no |  |  | no |  |  | 0 | 0 | 0 | 0
oh_line_8104102_200863017 |  | ABCN | node_8104102_200863016 | node_8104102_200863017 | 150.274 | bal_3P_477AC_4/0AL(N) | 8104102 | no | no |  |  | no |  |  | 0 | 0 | 0 | 0
oh_line_8104102_200863226 |  | AD | node_8104102_200866564 | node_intto1_8104102_200863226 | 69.2 | bal_1P_2AC | 8104102 | no | no |  |  | no |  |  | 0 | 0 | 0 | 0
oh_line_8104102_200863227 |  | AD | node_8104102_200863226 | node_8104102_200863227 | 329.417 | bal_1P_2AC | 8104102 | no | no |  |  | no |  |  | 0 | 0 | 0 | 0
oh_line_8104102_200863228 |  | AD | node_8104102_200863227 | node_8104102_200863228 | 332.809 | bal_1P_2AC | 8104102 | no | no |  |  | no |  |  | 0 | 0 | 0 | 0
oh_line_8104102_200863229 |  | AD | node_8104102_200863228 | node_8104102_200863229 | 335.715 | bal_1P_2AC | 8104102 | no | no |  |  | no |  |  | 0 | 0 | 0 | 0
oh_line_8104102_200863231 |  | AD | node_8104102_200863229 | node_8104102_200863231 | 187.305 | bal_1P_2AC | 8104102 | no | no |  |  | no |  |  | 0 | 0 | 0 | 0
oh_line_8104102_200863232 |  | AD | node_8104102_200863231 | node_8104102_200863232 | 280.942 | bal_1P_2AC | 8104102 | no | no |  |  | no |  |  | 0 | 0 | 0 | 0
oh_line_8104102_200863365 |  | AD | node_8104102_200862142 | node_8104102_200863365 | 103.487 | bal_1P_2AC | 8104102 | no | no |  |  | no |  |  | 0 | 0 | 0 | 0
oh_line_8104102_200863366 |  | AD | node_8104102_200863365 | node_8104102_200863366 | 218.365 | bal_1P_2AC | 8104102 | no | no |  |  | no |  |  | 0 | 0 | 0 | 0
oh_line_8104102_200863367 |  | AD | node_8104102_200863366 | node_intto1_8104102_200863367 | 142.351 | bal_1P_2AC | 8104102 | no | no |  |  | no |  |  | 0 | 0 | 0 | 0
oh_line_8104102_200863368 |  | AD | node_8104102_200863367 | node_8104102_200863368 | 362.063 | bal_1P_2AC | 8104102 | no | no |  |  | no |  |  | 0 | 0 | 0 | 0
oh_line_8104102_200863370 |  | AD | node_8104102_200863368 | node_8104102_200863370 | 288.793 | bal_1P_1/0AC | 8104102 | no | no |  |  | no |  |  | 0 | 0 | 0 | 0
oh_line_8104102_200863371 |  | AD | node_8104102_200863370 | node_8104102_200863371 | 368.522 | bal_1P_2AC | 8104102 | no | no |  |  | no |  |  | 0 | 0 | 0 | 0
oh_line_8104102_200863372 |  | AD | node_8104102_200863370 | node_8104102_200863372 | 306.526 | bal_1P_1/0AC | 8104102 | no | no |  |  | no |  |  | 0 | 0 | 0 | 0
oh_line_8104102_200863374 |  | AD | node_8104102_200863372 | node_8104102_200863374 | 294.227 | bal_1P_1/0AC | 8104102 | no | no |  |  | no |  |  | 0 | 0 | 0 | 0
oh_line_8104102_200863375 |  | AD | node_8104102_200863374 | node_8104102_200863375 | 188.612 | bal_1P_1/0AC | 8104102 | no | no |  |  | no |  |  | 0 | 0 | 0 | 0
oh_line_8104102_200863376 |  | AD | node_8104102_200863375 | node_8104102_200863376 | 244.445 | bal_1P_1/0AC | 8104102 | no | no |  |  | no |  |  | 0 | 0 | 0 | 0
oh_line_8104102_200863405 |  | AN | node_8104102_200863423 | node_8104102_200863405 | 100.314 | bal_1P_1/0AA_1/0AA(N) | 8104102 | no | no |  |  | no |  |  | 0 | 0 | 0 | 0
oh_line_8104102_200863406 |  | AN | node_8104102_200864998 | node_intto1_8104102_200863406 | 52.182 | bal_1P_2AC_2AC(N) | 8104102 | no | no |  |  | no |  |  | 0 | 0 | 0 | 0
oh_line_8104102_200863407 |  | AN | node_8104102_200863406 | node_8104102_200863407 | 142.846 | bal_1P_2AC_2AC(N) | 8104102 | no | no |  |  | no |  |  | 0 | 0 | 0 | 0
oh_line_8104102_200863408 |  | AN | node_8104102_200863419 | node_8104102_200863408 | 297.7 | bal_1P_2AC_2AC(N) | 8104102 | no | no |  |  | no |  |  | 0 | 0 | 0 | 0
oh_line_8104102_200863410 |  | AN | node_8104102_200863408 | node_8104102_200863410 | 295.852 | bal_1P_2AC_2AC(N) | 8104102 | no | no |  |  | no |  |  | 0 | 0 | 0 | 0
oh_line_8104102_200863411 |  | AN | node_8104102_200863410 | node_8104102_200863411 | 309.091 | bal_1P_2AC_2AC(N) | 8104102 | no | no |  |  | no |  |  | 0 | 0 | 0 | 0
oh_line_8104102_200863412 |  | AN | node_8104102_200863407 | node_8104102_200863412 | 323.757 | bal_1P_2AC_2AC(N) | 8104102 | no | no |  |  | no |  |  | 0 | 0 | 0 | 0
oh_line_8104102_200863413 |  | AN | node_8104102_200863412 | node_8104102_200863413 | 333.224 | bal_1P_2AC_2AC(N) | 8104102 | no | no |  |  | no |  |  | 0 | 0 | 0 | 0
oh_line_8104102_200863414 |  | AN | node_8104102_200863413 | node_8104102_200863414 | 327.277 | bal_1P_2AC_2AC(N) | 8104102 | no | no |  |  | no |  |  | 0 | 0 | 0 | 0
oh_line_8104102_200863415 |  | AN | node_8104102_200863414 | node_8104102_200863415 | 315.822 | bal_1P_2AC_2AC(N) | 8104102 | no | no |  |  | no |  |  | 0 | 0 | 0 | 0
oh_line_8104102_200863416 |  | AN | node_8104102_200863415 | node_8104102_200863416 | 262.406 | bal_1P_2AC_2AC(N) | 8104102 | no | no |  |  | no |  |  | 0 | 0 | 0 | 0
oh_line_8104102_200863417 |  | AN | node_8104102_200863416 | node_8104102_200863417 | 250.207 | bal_1P_2AC_2AC(N) | 8104102 | no | no |  |  | no |  |  | 0 | 0 | 0 | 0
oh_line_8104102_200863418 |  | AN | node_8104102_200863417 | node_8104102_200863418 | 253.714 | bal_1P_2AC_2AC(N) | 8104102 | no | no |  |  | no |  |  | 0 | 0 | 0 | 0
oh_line_8104102_200863419 |  | AN | node_8104102_200863418 | node_8104102_200863419 | 266.67 | bal_1P_2AC_2AC(N) | 8104102 | no | no |  |  | no |  |  | 0 | 0 | 0 | 0
oh_line_8104102_200863420 |  | AN | node_8104102_200863419 | node_8104102_200863420 | 87.294 | bal_1P_1/0AC_1/0AC(N) | 8104102 | no | no |  |  | no |  |  | 0 | 0 | 0 | 0
oh_line_8104102_200863421 |  | AN | node_8104102_200863420 | node_8104102_200863421 | 259.797 | bal_1P_1/0AC_1/0AC(N) | 8104102 | no | no |  |  | no |  |  | 0 | 0 | 0 | 0
oh_line_8104102_200863422 |  | AN | node_8104102_200863421 | node_8104102_200863422 | 256.004 | bal_1P_1/0AC_1/0AC(N) | 8104102 | no | no |  |  | no |  |  | 0 | 0 | 0 | 0
oh_line_8104102_200863423 |  | AN | node_8104102_200863422 | node_8104102_200863423 | 359.876 | bal_1P_1/0AC_1/0AC(N) | 8104102 | no | no |  |  | no |  |  | 0 | 0 | 0 | 0
oh_line_8104102_200863452 |  | AN | node_8104102_200864904 | node_8104102_200863452 | 228.509 | bal_1P_1/0AC_1/0AC(N) | 8104102 | no | no |  |  | no |  |  | 0 | 0 | 0 | 0
oh_line_8104102_200863453 |  | AN | node_8104102_200863452 | node_8104102_200863453 | 260.404 | bal_1P_1/0AC_1/0AC(N) | 8104102 | no | no |  |  | no |  |  | 0 | 0 | 0 | 0
oh_line_8104102_200863454 |  | AN | node_8104102_200863453 | node_8104102_200863454 | 265.946 | bal_1P_1/0AC_1/0AC(N) | 8104102 | no | no |  |  | no |  |  | 0 | 0 | 0 | 0
oh_line_8104102_200863456 |  | AN | node_8104102_200863454 | node_8104102_200863456 | 70.818 | bal_1P_1/0AC_1/0AC(N) | 8104102 | no | no |  |  | no |  |  | 0 | 0 | 0 | 0
oh_line_8104102_200863457 |  | AN | node_8104102_200863456 | node_8104102_200863457 | 245.323 | bal_1P_1/0AC_1/0AC(N) | 8104102 | no | no |  |  | no |  |  | 0 | 0 | 0 | 0
oh_line_8104102_200863458 |  | AN | node_8104102_200863457 | node_8104102_200863458 | 330.955 | bal_1P_1/0AC_1/0AC(N) | 8104102 | no | no |  |  | no |  |  | 0 | 0 | 0 | 0
oh_line_8104102_200863459 |  | AN | node_8104102_200863458 | node_8104102_200863459 | 331.263 | bal_1P_1/0AC_1/0AC(N) | 8104102 | no | no |  |  | no |  |  | 0 | 0 | 0 | 0
oh_line_8104102_200864332 |  | ABCN | node_8104102_200864334 | node_8104102_200864332 | 307.79 | bal_3P_477AL_4/0AC(N) | 8104102 | no | no |  |  | no |  |  | 0 | 0 | 0 | 0
oh_line_8104102_200864334 |  | ABCN | node_8104102_200863017 | node_intto1_8104102_200864334 | 242.57 | bal_3P_477AL_4/0AC(N) | 8104102 | no | no |  |  | no |  |  | 0 | 0 | 0 | 0
oh_line_8104102_200864336 |  | AD | node_8104102_200861306 | node_8104102_200864336 | 60.981 | bal_1P_2AC | 8104102 | no | no |  |  | no |  |  | 0 | 0 | 0 | 0
oh_line_8104102_200864337 |  | AD | node_8104102_200864336 | node_intto1_8104102_200864337 | 308.782 | bal_1P_2AC | 8104102 | no | no |  |  | no |  |  | 0 | 0 | 0 | 0
oh_line_8104102_200864338 |  | AD | node_8104102_200864337 | node_8104102_200864338 | 241.429 | bal_1P_2AC | 8104102 | no | no |  |  | no |  |  | 0 | 0 | 0 | 0
oh_line_8104102_200864340 |  | AD | node_8104102_200864338 | node_8104102_200864340 | 357.874 | bal_1P_2AC | 8104102 | no | no |  |  | no |  |  | 0 | 0 | 0 | 0
oh_line_8104102_200864343 |  | AD | node_8104102_200864340 | node_8104102_200864343 | 369.375 | bal_1P_2AC | 8104102 | no | no |  |  | no |  |  | 0 | 0 | 0 | 0
oh_line_8104102_200864344 |  | AD | node_8104102_200864343 | node_8104102_200864344 | 301.928 | bal_1P_2AC | 8104102 | no | no |  |  | no |  |  | 0 | 0 | 0 | 0
oh_line_8104102_200864346 |  | AN | node_8104102_200865680 | node_intto1_8104102_200864346 | 373.35 | bal_1P_2AC_2AC(N) | 8104102 | no | no |  |  | no |  |  | 0 | 0 | 0 | 0
oh_line_8104102_200864347 |  | AN | node_8104102_200864346 | node_8104102_200864347 | 271.356 | bal_1P_2AC_2AC(N) | 8104102 | no | no |  |  | no |  |  | 0 | 0 | 0 | 0
oh_line_8104102_200864349 |  | AN | node_8104102_200864347 | node_8104102_200864349 | 290.989 | bal_1P_1/0AA_1/0AA(N) | 8104102 | no | no |  |  | no |  |  | 0 | 0 | 0 | 0
oh_line_8104102_200864351 |  | AN | node_8104102_200864347 | node_8104102_200864351 | 230.428 | bal_1P_1/0AC_1/0AC(N) | 8104102 | no | no |  |  | no |  |  | 0 | 0 | 0 | 0
oh_line_8104102_200864353 |  | AN | node_8104102_312156469 | node_8104102_200864353 | 119.335 | bal_1P_1/0AC_1/0AC(N) | 8104102 | no | no |  |  | no |  |  | 0 | 0 | 0 | 0
oh_line_8104102_200864354 |  | AN | node_8104102_200864353 | node_8104102_200864354 | 78.527 | bal_1P_2AC_2AC(N) | 8104102 | no | no |  |  | no |  |  | 0 | 0 | 0 | 0
oh_line_8104102_200864355 |  | AN | node_8104102_200864354 | node_8104102_200864355 | 297.822 | bal_1P_2AC_2AC(N) | 8104102 | no | no |  |  | no |  |  | 0 | 0 | 0 | 0
oh_line_8104102_200864358 |  | AN | node_8104102_200864353 | node_8104102_200864358 | 137.366 | bal_1P_1/0AC_1/0AC(N) | 8104102 | no | no |  |  | no |  |  | 0 | 0 | 0 | 0
oh_line_8104102_200864450 |  | ABCN | node_8104102_201040972 | node_intto1_8104102_200864450 | 247.272 | bal_3P_477AL_4/0AA(N) | 8104102 | no | no |  |  | no |  |  | 0 | 0 | 0 | 0
oh_line_8104102_200864451-1 |  | ABCN | node_8104102_200864450 | node_intto1_310022842 | 61.968 | bal_3P_477AL_4/0AC(N) | 8104102 | no | no |  |  | no |  |  | 0 | 0 | 0 | 0
oh_line_8104102_200864451-2 |  | ABCN | node_310022842 | node_intto1_310022849 | 10.439 | bal_3P_477AL_4/0AC(N) | 8104102 | no | no |  |  | no |  |  | 0 | 0 | 0 | 0
oh_line_8104102_200864451-3 |  | ABCN | node_310022849 | node_8104102_200864451 | 4.291 | bal_3P_477AL_4/0AC(N) | 8104102 | no | no |  |  | no |  |  | 0 | 0 | 0 | 0
oh_line_8104102_200864680 |  | AD | node_8104102_200864680 | node_1352780_967_15259051_652 | 157.812 | bal_1P_2AC | 8104102 | no | no |  |  | no |  |  | 0 | 0 | 0 | 0
oh_line_8104102_200864681 |  | AD | node_8104102_200864681 | node_8104102_200864680 | 269.569 | bal_1P_2AC | 8104102 | no | no |  |  | no |  |  | 0 | 0 | 0 | 0
oh_line_8104102_200864682 |  | AD | node_8104102_200864680 | node_8104102_200864682 | 241.905 | bal_1P_1/0AA | 8104102 | no | no |  |  | no |  |  | 0 | 0 | 0 | 0
oh_line_8104102_200864683 |  | AD | node_8104102_200864683 | node_8104102_200864681 | 345.48 | bal_1P_1/0AA | 8104102 | no | no |  |  | no |  |  | 0 | 0 | 0 | 0
oh_line_8104102_200864684 |  | AD | node_8104102_200864684 | node_8104102_200864683 | 113.814 | bal_1P_1/0AA | 8104102 | no | no |  |  | no |  |  | 0 | 0 | 0 | 0
oh_line_8104102_200864685-1 |  | AD | node_8104102_310052701 | node_8104102_200864685 | 97.357 | bal_1P_1/0AA | 8104102 | no | no |  |  | no |  |  | 0 | 0 | 0 | 0
oh_line_8104102_200864685-2 |  | AD | node_8104102_200864685 | node_8104102_200864684 | 295.727 | bal_1P_1/0AA | 8104102 | no | no |  |  | no |  |  | 0 | 0 | 0 | 0
oh_line_8104102_200864686 |  | AD | node_8104102_200864685 | node_intto1_8104102_200864686 | 297.756 | bal_1P_1/0AA | 8104102 | no | no |  |  | no |  |  | 0 | 0 | 0 | 0
oh_line_8104102_200864687 |  | AD | node_8104102_200864686 | node_8104102_200864687 | 296.762 | bal_1P_1/0AA | 8104102 | no | no |  |  | no |  |  | 0 | 0 | 0 | 0
oh_line_8104102_200864690 |  | AD | node_8104102_310052747 | node_8104102_200864690 | 204.74 | bal_1P_1/0AA | 8104102 | no | no |  |  | no |  |  | 0 | 0 | 0 | 0
oh_line_8104102_200864711 |  | ABCN | node_8104102_200864451 | node_intto1_8104102_200864711 | 181.899 | bal_3P_477AL_4/0AC(N) | 8104102 | no | no |  |  | no |  |  | 0 | 0 | 0 | 0
oh_line_8104102_200864712 |  | ABCN | node_8104102_200864711 | node_8104102_200864712 | 185.914 | bal_3P_477AL_4/0AC(N) | 8104102 | no | no |  |  | no |  |  | 0 | 0 | 0 | 0
oh_line_8104102_200864834 |  | ABCN | node_8104102_200864847 | node_8104102_200864834 | 205.476 | bal_3P_477AL_4/0AL(N) | 8104102 | no | no |  |  | no |  |  | 0 | 0 | 0 | 0
oh_line_8104102_200864847 |  | ABCN | node_8104102_200864852 | node_8104102_200864847 | 231.727 | bal_3P_477AL_4/0AL(N) | 8104102 | no | no |  |  | no |  |  | 0 | 0 | 0 | 0
oh_line_8104102_200864852 |  | ABCN | node_8104102_310051133 | node_8104102_200864852 | 227.92 | bal_3P_477AL_4/0AL(N) | 8104102 | no | no |  |  | no |  |  | 0 | 0 | 0 | 0
oh_line_8104102_200864862 |  | AN | node_8104102_201050349 | node_8104102_200864862 | 240.835 | bal_1P_1/0AC_1/0AC(N) | 8104102 | no | no |  |  | no |  |  | 0 | 0 | 0 | 0
oh_line_8104102_200864866 |  | ABCN | node_8104102_200865412 | node_8104102_200864866 | 43.311 | bal_3P_477AL_4/0AL(N) | 8104102 | no | no |  |  | no |  |  | 0 | 0 | 0 | 0
oh_line_8104102_200864867 |  | ABCN | node_8104102_200865018 | node_8104102_200864867 | 214.18 | bal_3P_4/0AL_1/0AC(N) | 8104102 | no | no |  |  | no |  |  | 0 | 0 | 0 | 0
oh_line_8104102_200864870 |  | AN | node_8104102_200865030 | node_8104102_200864870 | 276.061 | bal_1P_2AC_2AC(N) | 8104102 | no | no |  |  | no |  |  | 0 | 0 | 0 | 0
oh_line_8104102_200864872 |  | AN | node_8104102_200864870 | node_8104102_200864872 | 294.146 | bal_1P_1/0AC_1/0AC(N) | 8104102 | no | no |  |  | no |  |  | 0 | 0 | 0 | 0
oh_line_8104102_200864874 |  | AN | node_8104102_200864872 | node_8104102_200864874 | 198.844 | bal_1P_1/0AC_1/0AC(N) | 8104102 | no | no |  |  | no |  |  | 0 | 0 | 0 | 0
oh_line_8104102_200864875 |  | AN | node_8104102_200864874 | node_8104102_200864875 | 187.875 | bal_1P_2AC_2AC(N) | 8104102 | no | no |  |  | no |  |  | 0 | 0 | 0 | 0
oh_line_8104102_200864876 |  | AN | node_8104102_200864875 | node_8104102_200864876 | 267.206 | bal_1P_2AC_2AC(N) | 8104102 | no | no |  |  | no |  |  | 0 | 0 | 0 | 0
oh_line_8104102_200864877 |  | AN | node_8104102_200864876 | node_8104102_200864877 | 358.648 | bal_1P_2AC_2AC(N) | 8104102 | no | no |  |  | no |  |  | 0 | 0 | 0 | 0
oh_line_8104102_200864878 |  | AN | node_8104102_200864877 | node_8104102_200864878 | 320.996 | bal_1P_2AC_2AC(N) | 8104102 | no | no |  |  | no |  |  | 0 | 0 | 0 | 0
oh_line_8104102_200864879 |  | AN | node_8104102_200864878 | node_8104102_200864879 | 419.966 | bal_1P_2AC_2AC(N) | 8104102 | no | no |  |  | no |  |  | 0 | 0 | 0 | 0
oh_line_8104102_200864881 |  | AN | node_8104102_200864879 | node_8104102_200864881 | 341.745 | bal_1P_2AC_2AC(N) | 8104102 | no | no |  |  | no |  |  | 0 | 0 | 0 | 0
oh_line_8104102_200864883 |  | AN | node_8104102_201050719 | node_8104102_200864883 | 308.695 | bal_1P_2AC_2AC(N) | 8104102 | no | no |  |  | no |  |  | 0 | 0 | 0 | 0
oh_line_8104102_200864884 |  | AN | node_8104102_200864883 | node_8104102_200864884 | 122.639 | bal_1P_1/0AA_1/0AA(N) | 8104102 | no | no |  |  | no |  |  | 0 | 0 | 0 | 0
oh_line_8104102_200864885 |  | AN | node_8104102_200864884 | node_8104102_200864885 | 338.064 | bal_1P_1/0AA_1/0AA(N) | 8104102 | no | no |  |  | no |  |  | 0 | 0 | 0 | 0
oh_line_8104102_200864886 |  | AN | node_8104102_200864885 | node_8104102_200864886 | 280.287 | bal_1P_1/0AA_1/0AA(N) | 8104102 | no | no |  |  | no |  |  | 0 | 0 | 0 | 0
oh_line_8104102_200864888 |  | AN | node_8104102_200864883 | node_8104102_200864888 | 217.057 | bal_1P_2AC_2AC(N) | 8104102 | no | no |  |  | no |  |  | 0 | 0 | 0 | 0
oh_line_8104102_200864889 |  | AN | node_8104102_200864888 | node_8104102_200864889 | 310.58 | bal_1P_1/0AA_1/0AA(N) | 8104102 | no | no |  |  | no |  |  | 0 | 0 | 0 | 0
oh_line_8104102_200864890 |  | AN | node_8104102_200864888 | node_8104102_200864890 | 371.54 | bal_1P_2AC_2AC(N) | 8104102 | no | no |  |  | no |  |  | 0 | 0 | 0 | 0
oh_line_8104102_200864891 |  | AN | node_8104102_200864890 | node_8104102_200864891 | 238.186 | bal_1P_2AC_2AC(N) | 8104102 | no | no |  |  | no |  |  | 0 | 0 | 0 | 0
oh_line_8104102_200864892 |  | ABCN | node_8104102_200864867 | node_intto1_8104102_200864892 | 208.934 | bal_3P_4/0AL_1/0AC(N) | 8104102 | no | no |  |  | no |  |  | 0 | 0 | 0 | 0
oh_line_8104102_200864893 |  | AN | node_8104102_200864892 | node_8104102_200864893 | 128.671 | bal_1P_1/0AA_1/0AA(N) | 8104102 | no | no |  |  | no |  |  | 0 | 0 | 0 | 0
oh_line_8104102_200864894 |  | AN | node_8104102_200864891 | node_8104102_200864894 | 135.921 | bal_1P_2AC_2AC(N) | 8104102 | no | no |  |  | no |  |  | 0 | 0 | 0 | 0
oh_line_8104102_200864895 |  | AN | node_8104102_200864894 | node_8104102_200864895 | 249.678 | bal_1P_2AC_2AC(N) | 8104102 | no | no |  |  | no |  |  | 0 | 0 | 0 | 0
oh_line_8104102_200864896 |  | AN | node_8104102_200864895 | node_8104102_200864896 | 386.837 | bal_1P_2AC_2AC(N) | 8104102 | no | no |  |  | no |  |  | 0 | 0 | 0 | 0
oh_line_8104102_200864898 |  | AN | node_8104102_200864896 | node_8104102_200864898 | 241.739 | bal_1P_2AC_2AC(N) | 8104102 | no | no |  |  | no |  |  | 0 | 0 | 0 | 0
oh_line_8104102_200864899 |  | AN | node_8104102_200864898 | node_8104102_200864899 | 146.553 | bal_1P_2AC_2AC(N) | 8104102 | no | no |  |  | no |  |  | 0 | 0 | 0 | 0
oh_line_8104102_200864900 |  | AN | node_8104102_200864899 | node_8104102_200864900 | 134.418 | bal_1P_2AC_2AC(N) | 8104102 | no | no |  |  | no |  |  | 0 | 0 | 0 | 0
oh_line_8104102_200864901 |  | AN | node_8104102_200864900 | node_intto1_8104102_200864901 | 284.292 | bal_1P_1/0AC_1/0AC(N) | 8104102 | no | no |  |  | no |  |  | 0 | 0 | 0 | 0
oh_line_8104102_200864903 |  | AN | node_8104102_200864901 | node_8104102_200864903 | 256.093 | bal_1P_1/0AC_1/0AC(N) | 8104102 | no | no |  |  | no |  |  | 0 | 0 | 0 | 0
oh_line_8104102_200864904 |  | AN | node_8104102_200864903 | node_8104102_200864904 | 279.173 | bal_1P_1/0AC_1/0AC(N) | 8104102 | no | no |  |  | no |  |  | 0 | 0 | 0 | 0
oh_line_8104102_200864905 |  | AN | node_8104102_200864904 | node_8104102_200864905 | 148.7 | bal_1P_1/0AC_1/0AC(N) | 8104102 | no | no |  |  | no |  |  | 0 | 0 | 0 | 0
oh_line_8104102_200864906 |  | AN | node_8104102_200864905 | node_8104102_200864906 | 216.98 | bal_1P_2AC_2AC(N) | 8104102 | no | no |  |  | no |  |  | 0 | 0 | 0 | 0
oh_line_8104102_200864908-1 |  | ABCN | node_220638920 | node_8104102_200864908 | 193.785 | bal_3P_4/0AL_1/0AC(N) | 8104102 | no | no |  |  | no |  |  | 0 | 0 | 0 | 0
oh_line_8104102_200864908-2 |  | ABCN | node_312003491 | node_intto1_220638920 | 12.974 | bal_3P_4/0AL_1/0AC(N) | 8104102 | no | no |  |  | no |  |  | 0 | 0 | 0 | 0
oh_line_8104102_200864908-3 |  | ABCN | node_8104102_200864892 | node_intto1_312003491 | 14.06 | bal_3P_4/0AL_1/0AC(N) | 8104102 | no | no |  |  | no |  |  | 0 | 0 | 0 | 0
oh_line_8104102_200864910 |  | ABCN | node_8104102_201049097 | node_8104102_200864910 | 185.246 | bal_3P_4/0AL_1/0AC(N) | 8104102 | no | no |  |  | no |  |  | 0 | 0 | 0 | 0
oh_line_8104102_200864911 |  | ABCN | node_8104102_200864910 | node_intto1_8104102_200864911 | 202.892 | bal_3P_4/0AL_1/0AC(N) | 8104102 | no | no |  |  | no |  |  | 0 | 0 | 0 | 0
oh_line_8104102_200864912 |  | ABCN | node_8104102_200864911 | node_8104102_200864912 | 241.523 | bal_3P_4/0AL_1/0AC(N) | 8104102 | no | no |  |  | no |  |  | 0 | 0 | 0 | 0
oh_line_8104102_200864915 |  | ABCN | node_8104102_200864912 | node_8104102_200864915 | 90.763 | bal_3P_4/0AL_4/0AL(N) | 8104102 | no | no |  |  | no |  |  | 0 | 0 | 0 | 0
oh_line_8104102_200864916 |  | ABCN | node_8104102_200864915 | node_8104102_200864916 | 211.515 | bal_3P_4/0AL_4/0AL(N) | 8104102 | no | no |  |  | no |  |  | 0 | 0 | 0 | 0
oh_line_8104102_200864917 |  | ABCN | node_8104102_200864916 | node_8104102_200864917 | 186.049 | bal_3P_4/0AL_4/0AL(N) | 8104102 | no | no |  |  | no |  |  | 0 | 0 | 0 | 0
oh_line_8104102_200864918 |  | ABCN | node_8104102_200864866 | node_intto1_8104102_200864918 | 104.216 | bal_3P_477AL_4/0AL(N) | 8104102 | no | no |  |  | no |  |  | 0 | 0 | 0 | 0
oh_line_8104102_200864921 |  | ABCN | node_8104102_200977902 | node_8104102_200864921 | 155.223 | bal_3P_4/0AL_4/0AL(N) | 8104102 | no | no |  |  | no |  |  | 0 | 0 | 0 | 0
oh_line_8104102_200864922 |  | ABCN | node_8104102_200864921 | node_8104102_200864922 | 164.935 | bal_3P_4/0AL_4/0AL(N) | 8104102 | no | no |  |  | no |  |  | 0 | 0 | 0 | 0
oh_line_8104102_200864924 |  | ABCN | node_8104102_200864922 | node_8104102_200864924 | 215.793 | bal_3P_4/0AL_1/0AC(N) | 8104102 | no | no |  |  | no |  |  | 0 | 0 | 0 | 0
oh_line_8104102_200864925 |  | ABCN | node_8104102_200864924 | node_8104102_200864925 | 234.537 | bal_3P_4/0AL_1/0AC(N) | 8104102 | no | no |  |  | no |  |  | 0 | 0 | 0 | 0
oh_line_8104102_200864927 |  | ABCN | node_8104102_200864925 | node_8104102_200864927 | 207.312 | bal_3P_4/0AL_4/0AL(N) | 8104102 | no | no |  |  | no |  |  | 0 | 0 | 0 | 0
oh_line_8104102_200864929 |  | ABCN | node_8104102_200864927 | node_8104102_200864929 | 151.047 | bal_3P_1/0AC_1/0AC(N) | 8104102 | no | no |  |  | no |  |  | 0 | 0 | 0 | 0
oh_line_8104102_200864930 |  | ABCN | node_8104102_200864929 | node_8104102_200864930 | 155.531 | bal_3P_4/0AL_1/0AC(N) | 8104102 | no | no |  |  | no |  |  | 0 | 0 | 0 | 0
oh_line_8104102_200864933 |  | ABCN | node_8104102_200864930 | node_8104102_200864933 | 118.696 | bal_3P_4/0AL_2CU(N) | 8104102 | no | no |  |  | no |  |  | 0 | 0 | 0 | 0
oh_line_8104102_200864934 |  | AN | node_8104102_200864933 | node_8104102_200864934 | 70.766 | bal_1P_1/0AA_1/0AA(N) | 8104102 | no | no |  |  | no |  |  | 0 | 0 | 0 | 0
oh_line_8104102_200864935 |  | AN | node_8104102_200864934 | node_intto1_8104102_200864935 | 211.281 | bal_1P_1/0AA_1/0AA(N) | 8104102 | no | no |  |  | no |  |  | 0 | 0 | 0 | 0
oh_line_8104102_200864936 |  | AN | node_8104102_200864935 | node_8104102_200864936 | 201.197 | bal_1P_1/0AA_1/0AA(N) | 8104102 | no | no |  |  | no |  |  | 0 | 0 | 0 | 0
oh_line_8104102_200864937 |  | ABCN | node_8104102_200864933 | node_8104102_200864937 | 142.504 | bal_3P_4/0AL_2CU(N) | 8104102 | no | no |  |  | no |  |  | 0 | 0 | 0 | 0
oh_line_8104102_200864939 |  | ABCN | node_8104102_200864937 | node_8104102_200864939 | 213.213 | bal_3P_4/0AL_1/0AC(N) | 8104102 | no | no |  |  | no |  |  | 0 | 0 | 0 | 0
oh_line_8104102_200864941 |  | ABCN | node_8104102_200864939 | node_8104102_200864941 | 197.719 | bal_3P_4/0AL_1/0AC(N) | 8104102 | no | no |  |  | no |  |  | 0 | 0 | 0 | 0
oh_line_8104102_200864942 |  | ABCN | node_8104102_200864941 | node_8104102_200864942 | 144.755 | bal_3P_4/0AL_2CU(N) | 8104102 | no | no |  |  | no |  |  | 0 | 0 | 0 | 0
oh_line_8104102_200864943 |  | ABCN | node_8104102_200864942 | node_8104102_200864943 | 219.225 | bal_3P_4/0AL_1/0AC(N) | 8104102 | no | no |  |  | no |  |  | 0 | 0 | 0 | 0
oh_line_8104102_200864944 |  | ABN | node_8104102_200864943 | node_intto1_8104102_200864944 | 201.985 | bal_2P_4/0AC_1/0AC(N) | 8104102 | no | no |  |  | no |  |  | 0 | 0 | 0 | 0
oh_line_8104102_200864945 |  | ABN | node_8104102_200864944 | node_8104102_200864945 | 196.448 | bal_2P_4/0AC_4/0AL(N) | 8104102 | no | no |  |  | no |  |  | 0 | 0 | 0 | 0
oh_line_8104102_200864946 |  | ABN | node_8104102_200865615 | node_8104102_200864946 | 165.307 | bal_2P_4/0AC_1/0AC(N) | 8104102 | no | no |  |  | no |  |  | 0 | 0 | 0 | 0
oh_line_8104102_200864947 |  | ABN | node_8104102_200864946 | node_intto1_8104102_200864947 | 170.118 | bal_2P_4/0AC_1/0AC(N) | 8104102 | no | no |  |  | no |  |  | 0 | 0 | 0 | 0
oh_line_8104102_200864948 |  | ABN | node_8104102_200864947 | node_8104102_200864948 | 327.789 | bal_2P_4/0AC_4/0AL(N) | 8104102 | no | no |  |  | no |  |  | 0 | 0 | 0 | 0
oh_line_8104102_200864949 |  | ABN | node_8104102_200864948 | node_intto1_8104102_200864949 | 188.935 | bal_2P_4/0AC_4/0AL(N) | 8104102 | no | no |  |  | no |  |  | 0 | 0 | 0 | 0
oh_line_8104102_200864950 |  | ABN | node_8104102_200864949 | node_8104102_200864950 | 410.518 | bal_2P_4/0AC_4/0AL(N) | 8104102 | no | no |  |  | no |  |  | 0 | 0 | 0 | 0
oh_line_8104102_200864951-1 |  | ABCN | node_312000101 | node_8104102_200864951 | 76.757 | bal_3P_477AL_4/0AL(N) | 8104102 | no | no |  |  | no |  |  | 0 | 0 | 0 | 0
oh_line_8104102_200864951-2 |  | ABCN | node_312000094 | node_intto1_312000101 | 10.863 | bal_3P_477AL_4/0AL(N) | 8104102 | no | no |  |  | no |  |  | 0 | 0 | 0 | 0
oh_line_8104102_200864951-3 |  | ABCN | node_8104102_312000093 | node_intto1_312000094 | 9.158 | bal_3P_477AL_4/0AL(N) | 8104102 | no | no |  |  | no |  |  | 0 | 0 | 0 | 0
oh_line_8104102_200864952 |  | ABN | node_8104102_200864950 | node_8104102_200864952 | 156.098 | bal_2P_4/0AC_4/0AL(N) | 8104102 | no | no |  |  | no |  |  | 0 | 0 | 0 | 0
oh_line_8104102_200864954 |  | ABN | node_8104102_200864952 | node_8104102_200864954 | 204.114 | bal_2P_4/0AC_4/0AL(N) | 8104102 | no | no |  |  | no |  |  | 0 | 0 | 0 | 0
oh_line_8104102_200864955 |  | ABN | node_8104102_200864954 | node_8104102_200864955 | 257.34 | bal_2P_4/0AC_4/0AL(N) | 8104102 | no | no |  |  | no |  |  | 0 | 0 | 0 | 0
oh_line_8104102_200864956 |  | ABN | node_8104102_200864955 | node_8104102_200864956 | 198.287 | bal_2P_4/0AC_4/0AL(N) | 8104102 | no | no |  |  | no |  |  | 0 | 0 | 0 | 0
oh_line_8104102_200864958 |  | ABN | node_8104102_200864956 | node_8104102_200864958 | 245.972 | bal_2P_4/0AC_4/0AL(N) | 8104102 | no | no |  |  | no |  |  | 0 | 0 | 0 | 0
oh_line_8104102_200864959 |  | ABN | node_8104102_200864958 | node_8104102_200864959 | 188.726 | bal_2P_4/0AC_4/0AL(N) | 8104102 | no | no |  |  | no |  |  | 0 | 0 | 0 | 0
oh_line_8104102_200864960 |  | ABCN | node_8104102_200864951 | node_8104102_200864960 | 240.075 | bal_3P_4/0AL_1/0AC(N) | 8104102 | no | no |  |  | no |  |  | 0 | 0 | 0 | 0
oh_line_8104102_200864962 |  | ABN | node_8104102_200864959 | node_8104102_200864962 | 232.982 | bal_2P_4/0AC_4/0AL(N) | 8104102 | no | no |  |  | no |  |  | 0 | 0 | 0 | 0
oh_line_8104102_200864963 |  | AN | node_8104102_200864962 | node_8104102_200864963 | 268.174 | bal_1P_4/0AC_4/0AC(N) | 8104102 | no | no |  |  | no |  |  | 0 | 0 | 0 | 0
oh_line_8104102_200864964 |  | AN | node_8104102_200864963 | node_8104102_200864964 | 230.605 | bal_1P_4/0AC_4/0AC(N) | 8104102 | no | no |  |  | no |  |  | 0 | 0 | 0 | 0
oh_line_8104102_200864966 |  | AN | node_8104102_200864964 | node_8104102_200864966 | 89.557 | bal_1P_4/0AC_4/0AC(N) | 8104102 | no | no |  |  | no |  |  | 0 | 0 | 0 | 0
oh_line_8104102_200864967 |  | AN | node_8104102_200864966 | node_8104102_200864967 | 48.755 | bal_1P_1/0AA_1/0AA(N) | 8104102 | no | no |  |  | no |  |  | 0 | 0 | 0 | 0
oh_line_8104102_200864968 |  | AN | node_8104102_200864967 | node_8104102_200864968 | 295.295 | bal_1P_1/0AA_1/0AA(N) | 8104102 | no | no |  |  | no |  |  | 0 | 0 | 0 | 0
oh_line_8104102_200864969 |  | AN | node_8104102_200864968 | node_8104102_200864969 | 290.501 | bal_1P_1/0AA_1/0AA(N) | 8104102 | no | no |  |  | no |  |  | 0 | 0 | 0 | 0
oh_line_8104102_200864970 |  | AN | node_8104102_200864966 | node_8104102_200864970 | 151.715 | bal_1P_4/0AC_4/0AC(N) | 8104102 | no | no |  |  | no |  |  | 0 | 0 | 0 | 0
oh_line_8104102_200864971 |  | AN | node_8104102_200864970 | node_8104102_200864971 | 241.64 | bal_1P_4/0AC_4/0AC(N) | 8104102 | no | no |  |  | no |  |  | 0 | 0 | 0 | 0
oh_line_8104102_200864973 |  | AN | node_8104102_200864971 | node_8104102_200864973 | 211.461 | bal_1P_4/0AC_4/0AC(N) | 8104102 | no | no |  |  | no |  |  | 0 | 0 | 0 | 0
oh_line_8104102_200864975 |  | AN | node_8104102_200864973 | node_8104102_200864975 | 279.796 | bal_1P_4/0AC_4/0AC(N) | 8104102 | no | no |  |  | no |  |  | 0 | 0 | 0 | 0
oh_line_8104102_200864976 |  | AN | node_8104102_200864975 | node_8104102_200864976 | 188.59 | bal_1P_4/0AC_4/0AC(N) | 8104102 | no | no |  |  | no |  |  | 0 | 0 | 0 | 0
oh_line_8104102_200864977 |  | ABCN | node_8104102_200864960 | node_8104102_200864977 | 229.138 | bal_3P_4/0AL_1/0AC(N) | 8104102 | no | no |  |  | no |  |  | 0 | 0 | 0 | 0
oh_line_8104102_200864978 |  | AN | node_8104102_200864977 | node_8104102_200864978 | 224.453 | bal_1P_1/0AA_1/0AA(N) | 8104102 | no | no |  |  | no |  |  | 0 | 0 | 0 | 0
oh_line_8104102_200864979 |  | AN | node_8104102_200864976 | node_8104102_200864979 | 181.411 | bal_1P_4/0AC_4/0AC(N) | 8104102 | no | no |  |  | no |  |  | 0 | 0 | 0 | 0
oh_line_8104102_200864980 |  | AN | node_8104102_200864979 | node_8104102_200864980 | 219.205 | bal_1P_4/0AC_4/0AC(N) | 8104102 | no | no |  |  | no |  |  | 0 | 0 | 0 | 0
oh_line_8104102_200864982 |  | AN | node_8104102_200864980 | node_8104102_200864982 | 204.89 | bal_1P_4/0AC_4/0AC(N) | 8104102 | no | no |  |  | no |  |  | 0 | 0 | 0 | 0
oh_line_8104102_200864984 |  | AN | node_8104102_200864982 | node_8104102_200864984 | 246.733 | bal_1P_1/0AC_1/0AC(N) | 8104102 | no | no |  |  | no |  |  | 0 | 0 | 0 | 0
oh_line_8104102_200864985 |  | AN | node_8104102_200864984 | node_8104102_200864985 | 189.052 | bal_1P_1/0AC_1/0AC(N) | 8104102 | no | no |  |  | no |  |  | 0 | 0 | 0 | 0
oh_line_8104102_200864986 |  | AN | node_8104102_200864985 | node_8104102_200864986 | 105.033 | bal_1P_1/0AC_1/0AC(N) | 8104102 | no | no |  |  | no |  |  | 0 | 0 | 0 | 0
oh_line_8104102_200864987 |  | AN | node_8104102_200864986 | node_8104102_200864987 | 209.03 | bal_1P_1/0AC_1/0AC(N) | 8104102 | no | no |  |  | no |  |  | 0 | 0 | 0 | 0
oh_line_8104102_200864988 |  | AN | node_8104102_200864987 | node_8104102_200864988 | 86.544 | bal_1P_1/0AC_1/0AC(N) | 8104102 | no | no |  |  | no |  |  | 0 | 0 | 0 | 0
oh_line_8104102_200864989 |  | AN | node_8104102_200864988 | node_8104102_200864989 | 171.221 | bal_1P_1/0AC_1/0AC(N) | 8104102 | no | no |  |  | no |  |  | 0 | 0 | 0 | 0
oh_line_8104102_200864990 |  | AN | node_8104102_200864989 | node_8104102_200864990 | 204.148 | bal_1P_1/0AC_1/0AC(N) | 8104102 | no | no |  |  | no |  |  | 0 | 0 | 0 | 0
oh_line_8104102_200864991 |  | AN | node_8104102_200864990 | node_8104102_200864991 | 172.626 | bal_1P_1/0AC_1/0AC(N) | 8104102 | no | no |  |  | no |  |  | 0 | 0 | 0 | 0
oh_line_8104102_200864993 |  | AN | node_8104102_200864991 | node_8104102_200864993 | 229.689 | bal_1P_1/0AC_1/0AC(N) | 8104102 | no | no |  |  | no |  |  | 0 | 0 | 0 | 0
oh_line_8104102_200864995 |  | AN | node_8104102_200864993 | node_8104102_200864995 | 255.584 | bal_1P_1/0AC_1/0AC(N) | 8104102 | no | no |  |  | no |  |  | 0 | 0 | 0 | 0
oh_line_8104102_200864997 |  | AN | node_8104102_200864995 | node_8104102_200864997 | 264.351 | bal_1P_1/0AC_1/0AC(N) | 8104102 | no | no |  |  | no |  |  | 0 | 0 | 0 | 0
oh_line_8104102_200864998 |  | AN | node_8104102_200864997 | node_8104102_200864998 | 261.983 | bal_1P_1/0AC_1/0AC(N) | 8104102 | no | no |  |  | no |  |  | 0 | 0 | 0 | 0
oh_line_8104102_200864999 |  | AN | node_8104102_200864998 | node_8104102_200864999 | 262.6 | bal_1P_1/0AC_1/0AC(N) | 8104102 | no | no |  |  | no |  |  | 0 | 0 | 0 | 0
oh_line_8104102_200865000 |  | AN | node_8104102_200864999 | node_8104102_200865000 | 275.866 | bal_1P_1/0AC_1/0AC(N) | 8104102 | no | no |  |  | no |  |  | 0 | 0 | 0 | 0
oh_line_8104102_200865001 |  | AN | node_8104102_200865000 | node_8104102_200865001 | 198.514 | bal_1P_1/0AC_1/0AC(N) | 8104102 | no | no |  |  | no |  |  | 0 | 0 | 0 | 0
oh_line_8104102_200865002 |  | AN | node_8104102_200865001 | node_8104102_200865002 | 109.518 | bal_1P_2AC_2AC(N) | 8104102 | no | no |  |  | no |  |  | 0 | 0 | 0 | 0
oh_line_8104102_200865003 |  | ABCN | node_8104102_200864977 | node_8104102_200865003 | 280.854 | bal_3P_4/0AL_1/0AC(N) | 8104102 | no | no |  |  | no |  |  | 0 | 0 | 0 | 0
oh_line_8104102_200865004 |  | AN | node_8104102_200865002 | node_8104102_200865004 | 295.504 | bal_1P_2AC_2AC(N) | 8104102 | no | no |  |  | no |  |  | 0 | 0 | 0 | 0
oh_line_8104102_200865005 |  | AN | node_8104102_200865004 | node_8104102_200865005 | 292.468 | bal_1P_1/0AC_1/0AC(N) | 8104102 | no | no |  |  | no |  |  | 0 | 0 | 0 | 0
oh_line_8104102_200865006 |  | AN | node_8104102_200865005 | node_8104102_200865006 | 246.584 | bal_1P_1/0AC_1/0AC(N) | 8104102 | no | no |  |  | no |  |  | 0 | 0 | 0 | 0
oh_line_8104102_200865007 |  | AN | node_8104102_200865006 | node_8104102_200865007 | 236.726 | bal_1P_1/0AC_1/0AC(N) | 8104102 | no | no |  |  | no |  |  | 0 | 0 | 0 | 0
oh_line_8104102_200865008 |  | AN | node_8104102_200865007 | node_8104102_200865008 | 44.754 | bal_1P_1/0AC_1/0AC(N) | 8104102 | no | no |  |  | no |  |  | 0 | 0 | 0 | 0
oh_line_8104102_200865009 |  | AN | node_8104102_200865008 | node_intto1_8104102_200865009 | 332.273 | bal_1P_1/0AA_1/0AA(N) | 8104102 | no | no |  |  | no |  |  | 0 | 0 | 0 | 0
oh_line_8104102_200865010 |  | AN | node_8104102_200865009 | node_8104102_200865010 | 337.936 | bal_1P_1/0AA_1/0AA(N) | 8104102 | no | no |  |  | no |  |  | 0 | 0 | 0 | 0
oh_line_8104102_200865011 |  | AN | node_8104102_200865010 | node_8104102_200865011 | 323.09 | bal_1P_1/0AA_1/0AA(N) | 8104102 | no | no |  |  | no |  |  | 0 | 0 | 0 | 0
oh_line_8104102_200865012 |  | AN | node_8104102_200865008 | node_8104102_200865012 | 207.046 | bal_1P_1/0AC_1/0AC(N) | 8104102 | no | no |  |  | no |  |  | 0 | 0 | 0 | 0
oh_line_8104102_200865013 |  | AN | node_8104102_200865012 | node_8104102_200865013 | 568.515 | bal_1P_2AC_2AC(N) | 8104102 | no | no |  |  | no |  |  | 0 | 0 | 0 | 0
oh_line_8104102_200865014 |  | AN | node_8104102_200865012 | node_8104102_200865014 | 272.353 | bal_1P_1/0AC_1/0AC(N) | 8104102 | no | no |  |  | no |  |  | 0 | 0 | 0 | 0
oh_line_8104102_200865015 |  | AN | node_8104102_200865014 | node_8104102_200865015 | 242.881 | bal_1P_1/0AC_1/0AC(N) | 8104102 | no | no |  |  | no |  |  | 0 | 0 | 0 | 0
oh_line_8104102_200865016 |  | AN | node_8104102_200865015 | node_8104102_200865016 | 253.061 | bal_1P_1/0AC_1/0AC(N) | 8104102 | no | no |  |  | no |  |  | 0 | 0 | 0 | 0
oh_line_8104102_200865018 |  | ABCN | node_8104102_200865003 | node_8104102_200865018 | 199.642 | bal_3P_4/0AL_1/0AC(N) | 8104102 | no | no |  |  | no |  |  | 0 | 0 | 0 | 0
oh_line_8104102_200865019 |  | AN | node_8104102_200865016 | node_8104102_200865019 | 218.201 | bal_1P_1/0AC_4/0AL(N) | 8104102 | no | no |  |  | no |  |  | 0 | 0 | 0 | 0
oh_line_8104102_200865020 |  | AN | node_8104102_200865019 | node_8104102_200865020 | 231.096 | bal_1P_1/0AC_4/0AL(N) | 8104102 | no | no |  |  | no |  |  | 0 | 0 | 0 | 0
oh_line_8104102_200865021 |  | AN | node_8104102_200865020 | node_8104102_200865021 | 63.803 | bal_1P_1/0AA_1/0AA(N) | 8104102 | no | no |  |  | no |  |  | 0 | 0 | 0 | 0
oh_line_8104102_200865022 |  | AN | node_8104102_200865020 | node_8104102_200865022 | 150.303 | bal_1P_1/0AC_4/0AL(N) | 8104102 | no | no |  |  | no |  |  | 0 | 0 | 0 | 0
oh_line_8104102_200865023 |  | AN | node_8104102_200865022 | node_8104102_200865023 | 131 | bal_1P_1/0AC_4/0AL(N) | 8104102 | no | no |  |  | no |  |  | 0 | 0 | 0 | 0
oh_line_8104102_200865025 |  | AN | node_8104102_200865023 | node_8104102_200865025 | 236.486 | bal_1P_1/0AC_4/0AL(N) | 8104102 | no | no |  |  | no |  |  | 0 | 0 | 0 | 0
oh_line_8104102_200865026 |  | AN | node_8104102_200865025 | node_8104102_200865026 | 214.83 | bal_1P_1/0AC_4/0AL(N) | 8104102 | no | no |  |  | no |  |  | 0 | 0 | 0 | 0
oh_line_8104102_200865027 |  | AN | node_8104102_200865026 | node_8104102_200865027 | 190.956 | bal_1P_2AC_2AC(N) | 8104102 | no | no |  |  | no |  |  | 0 | 0 | 0 | 0
oh_line_8104102_200865028 |  | AN | node_8104102_200865027 | node_8104102_200865028 | 171.912 | bal_1P_2AC_2AC(N) | 8104102 | no | no |  |  | no |  |  | 0 | 0 | 0 | 0
oh_line_8104102_200865029 |  | AN | node_8104102_200865028 | node_intto1_8104102_200865029 | 183.541 | bal_1P_2AC_2AC(N) | 8104102 | no | no |  |  | no |  |  | 0 | 0 | 0 | 0
oh_line_8104102_200865030 |  | AN | node_8104102_200865029 | node_8104102_200865030 | 173.219 | bal_1P_2AC_2AC(N) | 8104102 | no | no |  |  | no |  |  | 0 | 0 | 0 | 0
oh_line_8104102_200865396 |  | ABCN | node_8104102_200864834 | node_8104102_200865396 | 204.783 | bal_3P_477AL_4/0AL(N) | 8104102 | no | no |  |  | no |  |  | 0 | 0 | 0 | 0
oh_line_8104102_200865397 |  | ABCN | node_8104102_200865396 | node_8104102_200865397 | 24.184 | bal_3P_477AL_4/0AL(N) | 8104102 | no | no |  |  | no |  |  | 0 | 0 | 0 | 0
oh_line_8104102_200865398 |  | ABCN | node_8104102_200865397 | node_intto1_8104102_200865398 | 163.342 | bal_3P_477AL_4/0AL(N) | 8104102 | no | no |  |  | no |  |  | 0 | 0 | 0 | 0
oh_line_8104102_200865400 |  | ABCN | node_8104102_200865398 | node_8104102_200865400 | 182.279 | bal_3P_477AL_4/0AL(N) | 8104102 | no | no |  |  | no |  |  | 0 | 0 | 0 | 0
oh_line_8104102_200865401 |  | ABCN | node_8104102_200865400 | node_8104102_200865401 | 163.615 | bal_3P_477AL_4/0AL(N) | 8104102 | no | no |  |  | no |  |  | 0 | 0 | 0 | 0
oh_line_8104102_200865402 |  | ABCN | node_8104102_200865401 | node_8104102_200865402 | 155.33 | bal_3P_477AL_4/0AL(N) | 8104102 | no | no |  |  | no |  |  | 0 | 0 | 0 | 0
oh_line_8104102_200865404 |  | ABCN | node_8104102_200865402 | node_8104102_200865404 | 183.005 | bal_3P_477AL_2/0CU(N) | 8104102 | no | no |  |  | no |  |  | 0 | 0 | 0 | 0
oh_line_8104102_200865405 |  | AN | node_8104102_200865404 | node_8104102_200865405 | 65.912 | bal_1P_1/0AC_1/0AC(N) | 8104102 | no | no |  |  | no |  |  | 0 | 0 | 0 | 0
oh_line_8104102_200865406 |  | ABCN | node_8104102_200865404 | node_8104102_200865406 | 184.919 | bal_3P_477AL_4/0AL(N) | 8104102 | no | no |  |  | no |  |  | 0 | 0 | 0 | 0
oh_line_8104102_200865407 |  | ABCN | node_8104102_200865406 | node_8104102_200865407 | 201.994 | bal_3P_477AL_4/0AL(N) | 8104102 | no | no |  |  | no |  |  | 0 | 0 | 0 | 0
oh_line_8104102_200865409 |  | ABCN | node_8104102_200865407 | node_8104102_200865409 | 200.093 | bal_3P_477AL_4/0AL(N) | 8104102 | no | no |  |  | no |  |  | 0 | 0 | 0 | 0
oh_line_8104102_200865410 |  | ABCN | node_8104102_200865409 | node_8104102_200865410 | 181.863 | bal_3P_477AL_4/0AL(N) | 8104102 | no | no |  |  | no |  |  | 0 | 0 | 0 | 0
oh_line_8104102_200865411 |  | ABCN | node_8104102_200865410 | node_8104102_200865411 | 152.704 | bal_3P_477AL_4/0AL(N) | 8104102 | no | no |  |  | no |  |  | 0 | 0 | 0 | 0
oh_line_8104102_200865412 |  | ABCN | node_8104102_200865411 | node_8104102_200865412 | 127.294 | bal_3P_477AL_4/0AL(N) | 8104102 | no | no |  |  | no |  |  | 0 | 0 | 0 | 0
oh_line_8104102_200865413 |  | ABCN | node_8104102_200865412 | node_8104102_200865413 | 78.273 | bal_3P_477AL_4/0AL(N) | 8104102 | no | no |  |  | no |  |  | 0 | 0 | 0 | 0
oh_line_8104102_200865414 |  | ABCN | node_8104102_200865413 | node_8104102_200865414 | 185.829 | bal_3P_477AL_4/0AL(N) | 8104102 | no | no |  |  | no |  |  | 0 | 0 | 0 | 0
oh_line_8104102_200865416 |  | ABCN | node_8104102_200865414 | node_8104102_200865416 | 206.063 | bal_3P_477AL_4/0AL(N) | 8104102 | no | no |  |  | no |  |  | 0 | 0 | 0 | 0
oh_line_8104102_200865419 |  | ABCN | node_8104102_200865416 | node_8104102_200865419 | 185.445 | bal_3P_477AL_4/0AL(N) | 8104102 | no | no |  |  | no |  |  | 0 | 0 | 0 | 0
oh_line_8104102_200865420 |  | ABCN | node_8104102_200865419 | node_8104102_200865420 | 168.523 | bal_3P_477AL_2/0CU(N) | 8104102 | no | no |  |  | no |  |  | 0 | 0 | 0 | 0
oh_line_8104102_200865421 |  | ABCN | node_8104102_200865420 | node_8104102_200865421 | 151.443 | bal_3P_477AL_2/0CU(N) | 8104102 | no | no |  |  | no |  |  | 0 | 0 | 0 | 0
oh_line_8104102_200865422 |  | ABCN | node_8104102_200865421 | node_8104102_200865422 | 152.488 | bal_3P_477AL_2/0CU(N) | 8104102 | no | no |  |  | no |  |  | 0 | 0 | 0 | 0
oh_line_8104102_200865423 |  | ABCN | node_8104102_200865422 | node_8104102_200865423 | 159.425 | bal_3P_477AL_4/0AL(N) | 8104102 | no | no |  |  | no |  |  | 0 | 0 | 0 | 0
oh_line_8104102_200865425 |  | ABCN | node_8104102_200865423 | node_8104102_200865425 | 168.013 | bal_3P_477AL_4/0AL(N) | 8104102 | no | no |  |  | no |  |  | 0 | 0 | 0 | 0
oh_line_8104102_200865427 |  | ABCN | node_8104102_200865425 | node_8104102_200865427 | 167.779 | bal_3P_477AL_4/0AL(N) | 8104102 | no | no |  |  | no |  |  | 0 | 0 | 0 | 0
oh_line_8104102_200865428 |  | ABCN | node_8104102_200865427 | node_8104102_200865428 | 167.488 | bal_3P_477AL_4/0AL(N) | 8104102 | no | no |  |  | no |  |  | 0 | 0 | 0 | 0
oh_line_8104102_200865430 |  | ABCN | node_8104102_200865431 | node_8104102_200865430 | 195.876 | bal_3P_477AL_2/0CU(N) | 8104102 | no | no |  |  | no |  |  | 0 | 0 | 0 | 0
oh_line_8104102_200865431 |  | ABCN | node_8104102_200865578 | node_8104102_200865431 | 225.347 | bal_3P_477AL_4/0AL(N) | 8104102 | no | no |  |  | no |  |  | 0 | 0 | 0 | 0
oh_line_8104102_200865432 |  | ABCN | node_8104102_200865431 | node_8104102_200865432 | 152.513 | bal_3P_477AL_2/0CU(N) | 8104102 | no | no |  |  | no |  |  | 0 | 0 | 0 | 0
oh_line_8104102_200865433 |  | ABCN | node_8104102_200865432 | node_intto1_8104102_200865433 | 120.039 | bal_3P_477AL_2/0CU(N) | 8104102 | no | no |  |  | no |  |  | 0 | 0 | 0 | 0
oh_line_8104102_200865434 |  | ABCN | node_8104102_200865433 | node_8104102_200865434 | 143.224 | bal_3P_477AL_2/0CU(N) | 8104102 | no | no |  |  | no |  |  | 0 | 0 | 0 | 0
oh_line_8104102_200865435 |  | ABCN | node_8104102_200865434 | node_8104102_200865435 | 160.905 | bal_3P_477AL_2/0CU(N) | 8104102 | no | no |  |  | no |  |  | 0 | 0 | 0 | 0
oh_line_8104102_200865436 |  | ABCN | node_8104102_200865435 | node_8104102_200865436 | 229.257 | bal_3P_477AL_4/0AL(N) | 8104102 | no | no |  |  | no |  |  | 0 | 0 | 0 | 0
oh_line_8104102_200865437 |  | ABCN | node_8104102_200865436 | node_8104102_200865437 | 94.854 | bal_3P_477AL_4/0AL(N) | 8104102 | no | no |  |  | no |  |  | 0 | 0 | 0 | 0
oh_line_8104102_200865438 |  | ABCN | node_8104102_200865437 | node_8104102_200865438 | 104.787 | bal_3P_477AL_4/0AL(N) | 8104102 | no | no |  |  | no |  |  | 0 | 0 | 0 | 0
oh_line_8104102_200865440 |  | ABCN | node_8104102_200865438 | node_8104102_200865440 | 137.544 | bal_3P_477AL_4/0AL(N) | 8104102 | no | no |  |  | no |  |  | 0 | 0 | 0 | 0
oh_line_8104102_200865441 |  | ABCN | node_8104102_200865440 | node_8104102_200865441 | 102.322 | bal_3P_477AL_4/0AL(N) | 8104102 | no | no |  |  | no |  |  | 0 | 0 | 0 | 0
oh_line_8104102_200865443 |  | ABCN | node_8104102_200865441 | node_8104102_200865443 | 108.883 | bal_3P_477AL_4/0AL(N) | 8104102 | no | no |  |  | no |  |  | 0 | 0 | 0 | 0
oh_line_8104102_200865444 |  | ABCN | node_8104102_200865443 | node_8104102_200865444 | 109.193 | bal_3P_477AL_4/0AL(N) | 8104102 | no | no |  |  | no |  |  | 0 | 0 | 0 | 0
oh_line_8104102_200865445 |  | ABCN | node_8104102_200865444 | node_8104102_200865445 | 160.828 | bal_3P_477AL_4/0AL(N) | 8104102 | no | no |  |  | no |  |  | 0 | 0 | 0 | 0
oh_line_8104102_200865449-1 |  | ABCN | node_8104102_200865445 | node_1340094_444_15281392_611 | 104.963 | bal_3P_477AL_4/0AL(N) | 8104102 | no | no |  |  | no |  |  | 0 | 0 | 0 | 0
oh_line_8104102_200865449-2 |  | ABCN | node_1340094_444_15281392_611 | node_8104102_200865449 | 20.977 | bal_3P_477AL_4/0AL(N) | 8104102 | no | no |  |  | no |  |  | 0 | 0 | 0 | 0
oh_line_8104102_200865450 |  | ABCN | node_8104102_200865449 | node_8104102_200865450 | 114.352 | bal_3P_477AL_4/0AL(N) | 8104102 | no | no |  |  | no |  |  | 0 | 0 | 0 | 0
oh_line_8104102_200865454 |  | ABCN | node_8104102_200865450 | node_8104102_200865454 | 222.871 | bal_3P_477AL_4/0AL(N) | 8104102 | no | no |  |  | no |  |  | 0 | 0 | 0 | 0
oh_line_8104102_200865456 |  | ABCN | node_8104102_200865454 | node_8104102_200865456 | 134.262 | bal_3P_477AL_4/0AL(N) | 8104102 | no | no |  |  | no |  |  | 0 | 0 | 0 | 0
oh_line_8104102_200865542 |  | ABCN | node_8104102_200865431 | node_intto1_8104102_200865542 | 210.838 | bal_3P_2AC_4/0AL(N) | 8104102 | no | no |  |  | no |  |  | 0 | 0 | 0 | 0
oh_line_8104102_200865543 |  | ABCN | node_8104102_200865542 | node_8104102_200865543 | 105.186 | bal_3P_2AC_4/0AL(N) | 8104102 | no | no |  |  | no |  |  | 0 | 0 | 0 | 0
oh_line_8104102_200865544 |  | ABCN | node_8104102_200865543 | node_8104102_200865544 | 157.293 | bal_3P_2AC_4/0AL(N) | 8104102 | no | no |  |  | no |  |  | 0 | 0 | 0 | 0
oh_line_8104102_200865545 |  | ABCN | node_8104102_200865544 | node_8104102_200865545 | 93.009 | bal_3P_2AC_4/0AL(N) | 8104102 | no | no |  |  | no |  |  | 0 | 0 | 0 | 0
oh_line_8104102_200865546 |  | ABCN | node_8104102_200865545 | node_intto1_8104102_200865546 | 96.212 | bal_3P_2AC_4/0AL(N) | 8104102 | no | no |  |  | no |  |  | 0 | 0 | 0 | 0
oh_line_8104102_200865547 |  | ABCN | node_8104102_200865546 | node_intto1_8104102_200865547 | 186.563 | bal_3P_1/0AC_1/0AC(N) | 8104102 | no | no |  |  | no |  |  | 0 | 0 | 0 | 0
oh_line_8104102_200865548 |  | ABCN | node_8104102_200865547 | node_8104102_200865548 | 177.33 | bal_3P_1/0AC_1/0AC(N) | 8104102 | no | no |  |  | no |  |  | 0 | 0 | 0 | 0
oh_line_8104102_200865549 |  | AN | node_8104102_200865546 | node_8104102_200865549 | 146.627 | bal_1P_1/0AC_4/0AL(N) | 8104102 | no | no |  |  | no |  |  | 0 | 0 | 0 | 0
oh_line_8104102_200865550 |  | AN | node_8104102_200865549 | node_8104102_200865550 | 191.987 | bal_1P_1/0AC_4/0AL(N) | 8104102 | no | no |  |  | no |  |  | 0 | 0 | 0 | 0
oh_line_8104102_200865551 |  | AN | node_8104102_200865550 | node_8104102_200865551 | 202.34 | bal_1P_1/0AC_4/0AL(N) | 8104102 | no | no |  |  | no |  |  | 0 | 0 | 0 | 0
oh_line_8104102_200865552 |  | AN | node_8104102_200865551 | node_8104102_200865552 | 151.665 | bal_1P_1/0AC_4/0AL(N) | 8104102 | no | no |  |  | no |  |  | 0 | 0 | 0 | 0
oh_line_8104102_200865556 |  | AN | node_8104102_200865434 | node_8104102_200865556 | 37.181 | bal_1P_2AC_4/0AL(N) | 8104102 | no | no |  |  | no |  |  | 0 | 0 | 0 | 0
oh_line_8104102_200865557 |  | AN | node_8104102_200865556 | node_intto1_8104102_200865557 | 134.703 | bal_1P_2AC_4/0AL(N) | 8104102 | no | no |  |  | no |  |  | 0 | 0 | 0 | 0
oh_line_8104102_200865558 |  | AN | node_8104102_200865557 | node_8104102_200865558 | 91.164 | bal_1P_2AC_4/0AL(N) | 8104102 | no | no |  |  | no |  |  | 0 | 0 | 0 | 0
oh_line_8104102_200865559 |  | AN | node_8104102_200865558 | node_8104102_200865559 | 205.665 | bal_1P_2AC_4/0AL(N) | 8104102 | no | no |  |  | no |  |  | 0 | 0 | 0 | 0
oh_line_8104102_200865560 |  | AN | node_8104102_200865559 | node_8104102_200865560 | 152.85 | bal_1P_2AC_4/0AL(N) | 8104102 | no | no |  |  | no |  |  | 0 | 0 | 0 | 0
oh_line_8104102_200865561 |  | AN | node_8104102_200865560 | node_8104102_200865561 | 146.805 | bal_1P_2AC_4/0AL(N) | 8104102 | no | no |  |  | no |  |  | 0 | 0 | 0 | 0
oh_line_8104102_200865562 |  | AN | node_8104102_200865561 | node_8104102_200865562 | 150.966 | bal_1P_2AC_2/0CU(N) | 8104102 | no | no |  |  | no |  |  | 0 | 0 | 0 | 0
oh_line_8104102_200865563 |  | AN | node_8104102_200865562 | node_8104102_200865563 | 151.619 | bal_1P_2AC_4/0AL(N) | 8104102 | no | no |  |  | no |  |  | 0 | 0 | 0 | 0
oh_line_8104102_200865564 |  | AN | node_8104102_200865563 | node_8104102_200865564 | 146.684 | bal_1P_2AC_4/0AL(N) | 8104102 | no | no |  |  | no |  |  | 0 | 0 | 0 | 0
oh_line_8104102_200865565 |  | AN | node_8104102_200865564 | node_8104102_200865565 | 167.349 | bal_1P_2AC_4/0AL(N) | 8104102 | no | no |  |  | no |  |  | 0 | 0 | 0 | 0
oh_line_8104102_200865566 |  | AN | node_8104102_200865565 | node_8104102_200865566 | 134.389 | bal_1P_2AC_4/0AL(N) | 8104102 | no | no |  |  | no |  |  | 0 | 0 | 0 | 0
oh_line_8104102_200865567 |  | AN | node_8104102_200865566 | node_8104102_200865567 | 147.735 | bal_1P_2AC_4/0AL(N) | 8104102 | no | no |  |  | no |  |  | 0 | 0 | 0 | 0
oh_line_8104102_200865568 |  | AN | node_8104102_200865567 | node_8104102_200865568 | 158.383 | bal_1P_1/0AC_4/0AL(N) | 8104102 | no | no |  |  | no |  |  | 0 | 0 | 0 | 0
oh_line_8104102_200865572 |  | AN | node_8104102_200865568 | node_8104102_200865572 | 206.269 | bal_1P_1/0AC_4/0AL(N) | 8104102 | no | no |  |  | no |  |  | 0 | 0 | 0 | 0
oh_line_8104102_200865574 |  | AN | node_8104102_200988229 | node_8104102_200865574 | 238.717 | bal_1P_1/0AC_1/0AC(N) | 8104102 | no | no |  |  | no |  |  | 0 | 0 | 0 | 0
oh_line_8104102_200865575 |  | AN | node_8104102_200865574 | node_8104102_200865575 | 166.598 | bal_1P_1/0AC_1/0AC(N) | 8104102 | no | no |  |  | no |  |  | 0 | 0 | 0 | 0
oh_line_8104102_200865576 |  | AN | node_8104102_200865575 | node_8104102_200865576 | 173.776 | bal_1P_1/0AC_1/0AC(N) | 8104102 | no | no |  |  | no |  |  | 0 | 0 | 0 | 0
oh_line_8104102_200865578 |  | ABCN | node_8104102_200865580 | node_8104102_200865578 | 96.653 | bal_3P_477AL_4/0AL(N) | 8104102 | no | no |  |  | no |  |  | 0 | 0 | 0 | 0
oh_line_8104102_200865580 |  | ABCN | node_8104102_200865581 | node_intto1_8104102_200865580 | 189.502 | bal_3P_477AL_4/0AL(N) | 8104102 | no | no |  |  | no |  |  | 0 | 0 | 0 | 0
oh_line_8104102_200865581 |  | ABCN | node_8104102_200862995 | node_8104102_200865581 | 21.412 | bal_3P_477AL_4/0AL(N) | 8104102 | no | no |  |  | no |  |  | 0 | 0 | 0 | 0
oh_line_8104102_200865582 |  | AN | node_8104102_200865436 | node_8104102_200865582 | 47.431 | bal_1P_2AC_4/0AL(N) | 8104102 | no | no |  |  | no |  |  | 0 | 0 | 0 | 0
oh_line_8104102_200865583 |  | AN | node_8104102_200865582 | node_intto1_8104102_200865583 | 159.511 | bal_1P_2AC_4/0AL(N) | 8104102 | no | no |  |  | no |  |  | 0 | 0 | 0 | 0
oh_line_8104102_200865584 |  | AN | node_8104102_200865583 | node_8104102_200865584 | 146.88 | bal_1P_2AC_4/0AL(N) | 8104102 | no | no |  |  | no |  |  | 0 | 0 | 0 | 0
oh_line_8104102_200865585 |  | AN | node_8104102_200865584 | node_8104102_200865585 | 149.724 | bal_1P_2AC_4/0AL(N) | 8104102 | no | no |  |  | no |  |  | 0 | 0 | 0 | 0
oh_line_8104102_200865586 |  | AN | node_8104102_200865585 | node_8104102_200865586 | 160.936 | bal_1P_2AC_4/0AL(N) | 8104102 | no | no |  |  | no |  |  | 0 | 0 | 0 | 0
oh_line_8104102_200865587 |  | AN | node_8104102_200865586 | node_8104102_200865587 | 69.121 | bal_1P_1/0AC_4/0AL(N) | 8104102 | no | no |  |  | no |  |  | 0 | 0 | 0 | 0
oh_line_8104102_200865588 |  | AN | node_8104102_200865587 | node_8104102_200865588 | 113.178 | bal_1P_1/0AC_4/0AL(N) | 8104102 | no | no |  |  | no |  |  | 0 | 0 | 0 | 0
oh_line_8104102_200865589 |  | AN | node_8104102_200865588 | node_8104102_200865589 | 172.469 | bal_1P_4CU_2CU(N) | 8104102 | no | no |  |  | no |  |  | 0 | 0 | 0 | 0
oh_line_8104102_200865590 |  | AN | node_8104102_200865589 | node_8104102_200865590 | 158.119 | bal_1P_4CU_2CU(N) | 8104102 | no | no |  |  | no |  |  | 0 | 0 | 0 | 0
oh_line_8104102_200865591 |  | AN | node_8104102_200865590 | node_8104102_200865591 | 153.22 | bal_1P_4CU_4/0AL | 8104102 | no | no |  |  | no |  |  | 0 | 0 | 0 | 0
oh_line_8104102_200865592 |  | AN | node_8104102_200865591 | node_8104102_200865592 | 116.613 | bal_1P_4CU_4/0AL | 8104102 | no | no |  |  | no |  |  | 0 | 0 | 0 | 0
oh_line_8104102_200865593 |  | AN | node_8104102_200865592 | node_8104102_200865593 | 226.887 | bal_1P_2AC_2AC(N) | 8104102 | no | no |  |  | no |  |  | 0 | 0 | 0 | 0
oh_line_8104102_200865594 |  | AN | node_8104102_200865593 | node_8104102_200865594 | 135.887 | bal_1P_2AC_2AC(N) | 8104102 | no | no |  |  | no |  |  | 0 | 0 | 0 | 0
oh_line_8104102_200865595 |  | AN | node_8104102_200865594 | node_8104102_200865595 | 288.037 | bal_1P_2AC_2AC(N) | 8104102 | no | no |  |  | no |  |  | 0 | 0 | 0 | 0
oh_line_8104102_200865599 |  | AN | node_8104102_200865592 | node_intto1_8104102_200865599 | 89.697 | bal_1P_4CU_1/0AC(N) | 8104102 | no | no |  |  | no |  |  | 0 | 0 | 0 | 0
oh_line_8104102_200865600 |  | AN | node_8104102_200865599 | node_8104102_200865600 | 119.454 | bal_1P_4CU_1/0AC(N) | 8104102 | no | no |  |  | no |  |  | 0 | 0 | 0 | 0
oh_line_8104102_200865601 |  | AN | node_8104102_200865600 | node_8104102_200865601 | 143.85 | bal_1P_4CU_4CU(N) | 8104102 | no | no |  |  | no |  |  | 0 | 0 | 0 | 0
oh_line_8104102_200865603 |  | AN | node_8104102_200865604 | node_8104102_200865603 | 140.209 | bal_1P_2CU_1/0AC(N) | 8104102 | no | no |  |  | no |  |  | 0 | 0 | 0 | 0
oh_line_8104102_200865604 |  | AN | node_8104102_200865605 | node_8104102_200865604 | 177.236 | bal_1P_1/0AC_4/0AL(N) | 8104102 | no | no |  |  | no |  |  | 0 | 0 | 0 | 0
oh_line_8104102_200865605 |  | AN | node_8104102_200865588 | node_8104102_200865605 | 149.927 | bal_1P_1/0AC_4/0AL(N) | 8104102 | no | no |  |  | no |  |  | 0 | 0 | 0 | 0
oh_line_8104102_200865607 |  | AN | node_8104102_200866076 | node_8104102_200865607 | 223.882 | bal_1P_1/0AC_1/0AC(N) | 8104102 | no | no |  |  | no |  |  | 0 | 0 | 0 | 0
oh_line_8104102_200865608 |  | AN | node_8104102_200865607 | node_8104102_200865608 | 214.496 | bal_1P_1/0AC_1/0AC(N) | 8104102 | no | no |  |  | no |  |  | 0 | 0 | 0 | 0
oh_line_8104102_200865609 |  | AN | node_8104102_200865608 | node_8104102_200865609 | 288.584 | bal_1P_1/0AC_1/0AC(N) | 8104102 | no | no |  |  | no |  |  | 0 | 0 | 0 | 0
oh_line_8104102_200865610 |  | AN | node_8104102_200865609 | node_8104102_200865610 | 143.104 | bal_1P_1/0AC_1/0AC(N) | 8104102 | no | no |  |  | no |  |  | 0 | 0 | 0 | 0
oh_line_8104102_200865611 |  | AN | node_8104102_200865609 | node_8104102_200865611 | 275.572 | bal_1P_1/0AC_1/0AC(N) | 8104102 | no | no |  |  | no |  |  | 0 | 0 | 0 | 0
oh_line_8104102_200865612 |  | AN | node_8104102_200865609 | node_8104102_200865612 | 290.85 | bal_1P_1/0AC_1/0AC(N) | 8104102 | no | no |  |  | no |  |  | 0 | 0 | 0 | 0
oh_line_8104102_200865614 |  | AN | node_8104102_200865684 | node_8104102_200865614 | 104.314 | bal_1P_4CU_4CU(N) | 8104102 | no | no |  |  | no |  |  | 0 | 0 | 0 | 0
oh_line_8104102_200865615 |  | ABN | node_8104102_200864945 | node_8104102_200865615 | 228.781 | bal_2P_4/0AC_1/0AC(N) | 8104102 | no | no |  |  | no |  |  | 0 | 0 | 0 | 0
oh_line_8104102_200865649 |  | AN | node_8104102_200865650 | node_8104102_200865649 | 114.46 | bal_1P_4CU_4CU(N) | 8104102 | no | no |  |  | no |  |  | 0 | 0 | 0 | 0
oh_line_8104102_200865650 |  | AN | node_8104102_200865651 | node_8104102_200865650 | 219.122 | bal_1P_4CU_4CU(N) | 8104102 | no | no |  |  | no |  |  | 0 | 0 | 0 | 0
oh_line_8104102_200865651 |  | AN | node_8104102_200865652 | node_8104102_200865651 | 186.6 | bal_1P_4CU_4CU(N) | 8104102 | no | no |  |  | no |  |  | 0 | 0 | 0 | 0
oh_line_8104102_200865652 |  | AN | node_8104102_200865653 | node_8104102_200865652 | 200.064 | bal_1P_4CU_4CU(N) | 8104102 | no | no |  |  | no |  |  | 0 | 0 | 0 | 0
oh_line_8104102_200865653 |  | AN | node_8104102_200865654 | node_8104102_200865653 | 57.539 | bal_1P_2AC_2AC(N) | 8104102 | no | no |  |  | no |  |  | 0 | 0 | 0 | 0
oh_line_8104102_200865654 |  | AN | node_8104102_312156466 | node_8104102_200865654 | 152.473 | bal_1P_2AC_2AC(N) | 8104102 | no | no |  |  | no |  |  | 0 | 0 | 0 | 0
oh_line_8104102_200865655 |  | AN | node_8104102_200865656 | node_8104102_200865655 | 314.208 | bal_1P_1/0AA_1/0AA(N) | 8104102 | no | no |  |  | no |  |  | 0 | 0 | 0 | 0
oh_line_8104102_200865656 |  | AN | node_8104102_312156465 | node_8104102_200865656 | 136.671 | bal_1P_1/0AA_1/0AA(N) | 8104102 | no | no |  |  | no |  |  | 0 | 0 | 0 | 0
oh_line_8104102_200865657 |  | AN | node_8104102_200865658 | node_8104102_200865657 | 259.368 | bal_1P_1/0AA_1/0AA(N) | 8104102 | no | no |  |  | no |  |  | 0 | 0 | 0 | 0
oh_line_8104102_200865658 |  | AN | node_8104102_200865659 | node_8104102_200865658 | 248.902 | bal_1P_1/0AA_1/0AA(N) | 8104102 | no | no |  |  | no |  |  | 0 | 0 | 0 | 0
oh_line_8104102_200865659 |  | AN | node_8104102_200865661 | node_8104102_200865659 | 276.371 | bal_1P_1/0AA_1/0AA(N) | 8104102 | no | no |  |  | no |  |  | 0 | 0 | 0 | 0
oh_line_8104102_200865661 |  | AN | node_8104102_200865662 | node_8104102_200865661 | 236.097 | bal_1P_1/0AA_1/0AA(N) | 8104102 | no | no |  |  | no |  |  | 0 | 0 | 0 | 0
oh_line_8104102_200865662 |  | AN | node_8104102_200865663 | node_8104102_200865662 | 309.813 | bal_1P_1/0AA_1/0AA(N) | 8104102 | no | no |  |  | no |  |  | 0 | 0 | 0 | 0
oh_line_8104102_200865663 |  | AN | node_8104102_200865664 | node_8104102_200865663 | 272.349 | bal_1P_1/0AA_1/0AA(N) | 8104102 | no | no |  |  | no |  |  | 0 | 0 | 0 | 0
oh_line_8104102_200865664 |  | AN | node_8104102_200865665 | node_8104102_200865664 | 264.894 | bal_1P_1/0AA_1/0AA(N) | 8104102 | no | no |  |  | no |  |  | 0 | 0 | 0 | 0
oh_line_8104102_200865665 |  | AN | node_8104102_312156463 | node_8104102_200865665 | 162.793 | bal_1P_1/0AA_1/0AA(N) | 8104102 | no | no |  |  | no |  |  | 0 | 0 | 0 | 0
oh_line_8104102_200865666 |  | AN | node_8104102_200865667 | node_8104102_200865666 | 156.406 | bal_1P_1/0AC_1/0AC(N) | 8104102 | no | no |  |  | no |  |  | 0 | 0 | 0 | 0
oh_line_8104102_200865667 |  | AN | node_8104102_312156464 | node_8104102_200865667 | 160.493 | bal_1P_1/0AC_1/0AC(N) | 8104102 | no | no |  |  | no |  |  | 0 | 0 | 0 | 0
oh_line_8104102_200865668 |  | AN | node_8104102_312052673 | node_8104102_200865668 | 208.484 | bal_1P_1/0AC_1/0AC(N) | 8104102 | no | no |  |  | no |  |  | 0 | 0 | 0 | 0
oh_line_8104102_200865670 |  | AN | node_8104102_200865666 | node_8104102_200865670 | 302.246 | bal_1P_1/0AC_1/0AC(N) | 8104102 | no | no |  |  | no |  |  | 0 | 0 | 0 | 0
oh_line_8104102_200865680 |  | AN | node_8104102_200865681 | node_8104102_200865680 | 227.55 | bal_1P_4CU_4CU(N) | 8104102 | no | no |  |  | no |  |  | 0 | 0 | 0 | 0
oh_line_8104102_200865681 |  | AN | node_8104102_200865682 | node_8104102_200865681 | 234.798 | bal_1P_4CU_4CU(N) | 8104102 | no | no |  |  | no |  |  | 0 | 0 | 0 | 0
oh_line_8104102_200865682 |  | AN | node_8104102_200865683 | node_8104102_200865682 | 242.375 | bal_1P_4CU_4CU(N) | 8104102 | no | no |  |  | no |  |  | 0 | 0 | 0 | 0
oh_line_8104102_200865683 |  | AN | node_8104102_200865614 | node_8104102_200865683 | 241.407 | bal_1P_4CU_4CU(N) | 8104102 | no | no |  |  | no |  |  | 0 | 0 | 0 | 0
oh_line_8104102_200865684 |  | AN | node_8104102_200865615 | node_intto1_8104102_200865684 | 119.799 | bal_1P_4CU_4CU(N) | 8104102 | no | no |  |  | no |  |  | 0 | 0 | 0 | 0
oh_line_8104102_200865685 |  | AN | node_8104102_200865615 | node_intto1_8104102_200865685 | 153.134 | bal_1P_1/0AC_1/0AC(N) | 8104102 | no | no |  |  | no |  |  | 0 | 0 | 0 | 0
oh_line_8104102_200865686 |  | AN | node_8104102_200865685 | node_8104102_200865686 | 171.108 | bal_1P_1/0AC_1/0AC(N) | 8104102 | no | no |  |  | no |  |  | 0 | 0 | 0 | 0
oh_line_8104102_200865687 |  | AN | node_8104102_200865686 | node_8104102_200865687 | 256.276 | bal_1P_1/0AC_1/0AC(N) | 8104102 | no | no |  |  | no |  |  | 0 | 0 | 0 | 0
oh_line_8104102_200865689 |  | AN | node_8104102_200861847 | node_intto1_8104102_200865689 | 160.266 | bal_1P_1/0AC_1/0AC(N) | 8104102 | no | no |  |  | no |  |  | 0 | 0 | 0 | 0
oh_line_8104102_200865690 |  | AN | node_8104102_200865689 | node_8104102_200865690 | 294.327 | bal_1P_1/0AC_1/0AC(N) | 8104102 | no | no |  |  | no |  |  | 0 | 0 | 0 | 0
oh_line_8104102_200865692 |  | AN | node_8104102_200865690 | node_8104102_200865692 | 340.08 | bal_1P_1/0AC_1/0AC(N) | 8104102 | no | no |  |  | no |  |  | 0 | 0 | 0 | 0
oh_line_8104102_200865693 |  | AN | node_8104102_200865692 | node_8104102_200865693 | 244.54 | bal_1P_1/0AC_1/0AC(N) | 8104102 | no | no |  |  | no |  |  | 0 | 0 | 0 | 0
oh_line_8104102_200865694 |  | AN | node_8104102_200865693 | node_8104102_200865694 | 55.578 | bal_1P_1/0AC_1/0AC(N) | 8104102 | no | no |  |  | no |  |  | 0 | 0 | 0 | 0
oh_line_8104102_200865695 |  | AN | node_8104102_200865694 | node_8104102_200865695 | 194.871 | bal_1P_1/0AC_1/0AC(N) | 8104102 | no | no |  |  | no |  |  | 0 | 0 | 0 | 0
oh_line_8104102_200865697 |  | AN | node_8104102_200980562 | node_8104102_200865697 | 175.254 | bal_1P_1/0AA_1/0AA(N) | 8104102 | no | no |  |  | no |  |  | 0 | 0 | 0 | 0
oh_line_8104102_200865698 |  | AN | node_8104102_200865697 | node_8104102_200865698 | 165.634 | bal_1P_1/0AA_1/0AA(N) | 8104102 | no | no |  |  | no |  |  | 0 | 0 | 0 | 0
oh_line_8104102_200865699 |  | AN | node_8104102_200980562 | node_8104102_200865699 | 326.453 | bal_1P_1/0AC_1/0AC(N) | 8104102 | no | no |  |  | no |  |  | 0 | 0 | 0 | 0
oh_line_8104102_200865700 |  | AN | node_8104102_200865699 | node_8104102_200865700 | 41.968 | bal_1P_1/0AC_1/0AC(N) | 8104102 | no | no |  |  | no |  |  | 0 | 0 | 0 | 0
oh_line_8104102_200865701 |  | AN | node_8104102_200865700 | node_8104102_200865701 | 188.695 | bal_1P_1/0AC_1/0AC(N) | 8104102 | no | no |  |  | no |  |  | 0 | 0 | 0 | 0
oh_line_8104102_200865702 |  | AN | node_8104102_200865699 | node_8104102_200865702 | 245.387 | bal_1P_1/0AC_1/0AC(N) | 8104102 | no | no |  |  | no |  |  | 0 | 0 | 0 | 0
oh_line_8104102_200865703 |  | AN | node_8104102_200865702 | node_8104102_200865703 | 241.049 | bal_1P_1/0AC_1/0AC(N) | 8104102 | no | no |  |  | no |  |  | 0 | 0 | 0 | 0
oh_line_8104102_200866056 |  | AN | node_8104102_200864962 | node_intto1_8104102_200866056 | 291.757 | bal_1P_1/0AC_1/0AC(N) | 8104102 | no | no |  |  | no |  |  | 0 | 0 | 0 | 0
oh_line_8104102_200866057 |  | AN | node_8104102_200866056 | node_8104102_200866057 | 212.869 | bal_1P_1/0AC_1/0AC(N) | 8104102 | no | no |  |  | no |  |  | 0 | 0 | 0 | 0
oh_line_8104102_200866058 |  | AN | node_8104102_200866101 | node_8104102_200866058 | 228.94 | bal_1P_1/0AC_1/0AC(N) | 8104102 | no | no |  |  | no |  |  | 0 | 0 | 0 | 0
oh_line_8104102_200866059 |  | AN | node_8104102_200866058 | node_8104102_200866059 | 154.43 | bal_1P_1/0AC_4/0AL(N) | 8104102 | no | no |  |  | no |  |  | 0 | 0 | 0 | 0
oh_line_8104102_200866060 |  | AN | node_8104102_200866059 | node_8104102_200866060 | 205.86 | bal_1P_1/0AC_4/0AL(N) | 8104102 | no | no |  |  | no |  |  | 0 | 0 | 0 | 0
oh_line_8104102_200866061 |  | AN | node_8104102_200866060 | node_8104102_200866061 | 138.945 | bal_1P_2AC_2AC(N) | 8104102 | no | no |  |  | no |  |  | 0 | 0 | 0 | 0
oh_line_8104102_200866062 |  | AN | node_8104102_200866061 | node_8104102_200866062 | 379.352 | bal_1P_2AC_2AC(N) | 8104102 | no | no |  |  | no |  |  | 0 | 0 | 0 | 0
oh_line_8104102_200866063 |  | AN | node_8104102_200866062 | node_8104102_200866063 | 180.527 | bal_1P_1/0AA_1/0AA(N) | 8104102 | no | no |  |  | no |  |  | 0 | 0 | 0 | 0
oh_line_8104102_200866064 |  | AN | node_8104102_200866063 | node_8104102_200866064 | 302.226 | bal_1P_1/0AA_1/0AA(N) | 8104102 | no | no |  |  | no |  |  | 0 | 0 | 0 | 0
oh_line_8104102_200866065 |  | AN | node_8104102_200866062 | node_8104102_200866065 | 368.836 | bal_1P_2AC_2AC(N) | 8104102 | no | no |  |  | no |  |  | 0 | 0 | 0 | 0
oh_line_8104102_200866067 |  | AN | node_8104102_200866065 | node_8104102_200866067 | 464.303 | bal_1P_2AC_2AC(N) | 8104102 | no | no |  |  | no |  |  | 0 | 0 | 0 | 0
oh_line_8104102_200866069 |  | AN | node_8104102_200866067 | node_8104102_200866069 | 148.839 | bal_1P_2AC_2AC(N) | 8104102 | no | no |  |  | no |  |  | 0 | 0 | 0 | 0
oh_line_8104102_200866071 |  | AN | node_8104102_200866069 | node_8104102_200866071 | 298.433 | bal_1P_2AC_2AC(N) | 8104102 | no | no |  |  | no |  |  | 0 | 0 | 0 | 0
oh_line_8104102_200866073 |  | AN | node_8104102_200866071 | node_8104102_200866073 | 212.985 | bal_1P_2AC_2AC(N) | 8104102 | no | no |  |  | no |  |  | 0 | 0 | 0 | 0
oh_line_8104102_200866074 |  | AN | node_8104102_200866073 | node_8104102_200866074 | 270.229 | bal_1P_1/0AC_1/0AC(N) | 8104102 | no | no |  |  | no |  |  | 0 | 0 | 0 | 0
oh_line_8104102_200866075 |  | AN | node_8104102_200866073 | node_8104102_200866075 | 344.511 | bal_1P_1/0AC_1/0AC(N) | 8104102 | no | no |  |  | no |  |  | 0 | 0 | 0 | 0
oh_line_8104102_200866076 |  | AN | node_8104102_200866075 | node_8104102_200866076 | 178.788 | bal_1P_1/0AC_1/0AC(N) | 8104102 | no | no |  |  | no |  |  | 0 | 0 | 0 | 0
oh_line_8104102_200866077 |  | AN | node_8104102_200866057 | node_8104102_200866077 | 189.699 | bal_1P_1/0AC_1/0AC(N) | 8104102 | no | no |  |  | no |  |  | 0 | 0 | 0 | 0
oh_line_8104102_200866078 |  | AN | node_8104102_200866076 | node_8104102_200866078 | 188.098 | bal_1P_1/0AC_1/0AC(N) | 8104102 | no | no |  |  | no |  |  | 0 | 0 | 0 | 0
oh_line_8104102_200866079 |  | AN | node_8104102_200866078 | node_8104102_200866079 | 231.732 | bal_1P_1/0AC_1/0AC(N) | 8104102 | no | no |  |  | no |  |  | 0 | 0 | 0 | 0
oh_line_8104102_200866080 |  | AN | node_8104102_200866079 | node_8104102_200866080 | 180.658 | bal_1P_1/0AC_1/0AC(N) | 8104102 | no | no |  |  | no |  |  | 0 | 0 | 0 | 0
oh_line_8104102_200866081 |  | AN | node_8104102_200866080 | node_8104102_200866081 | 231.739 | bal_1P_1/0AC_1/0AC(N) | 8104102 | no | no |  |  | no |  |  | 0 | 0 | 0 | 0
oh_line_8104102_200866084 |  | AN | node_8104102_200866081 | node_8104102_200866084 | 158.26 | bal_1P_1/0AC_1/0AC(N) | 8104102 | no | no |  |  | no |  |  | 0 | 0 | 0 | 0
oh_line_8104102_200866086 |  | AN | node_8104102_200866084 | node_8104102_200866086 | 161.374 | bal_1P_1/0AC_1/0AC(N) | 8104102 | no | no |  |  | no |  |  | 0 | 0 | 0 | 0
oh_line_8104102_200866089 |  | AN | node_8104102_200866086 | node_8104102_200866089 | 193.965 | bal_1P_1/0AC_1/0AC(N) | 8104102 | no | no |  |  | no |  |  | 0 | 0 | 0 | 0
oh_line_8104102_200866090 |  | AN | node_8104102_200866089 | node_8104102_200866090 | 349.78 | bal_1P_1/0AA_1/0AA(N) | 8104102 | no | no |  |  | no |  |  | 0 | 0 | 0 | 0
oh_line_8104102_200866091 |  | AN | node_8104102_200866077 | node_8104102_200866091 | 188.699 | bal_1P_1/0AC_1/0AC(N) | 8104102 | no | no |  |  | no |  |  | 0 | 0 | 0 | 0
oh_line_8104102_200866092 |  | AN | node_8104102_200866091 | node_8104102_200866092 | 304.994 | bal_1P_1/0AC_1/0AC(N) | 8104102 | no | no |  |  | no |  |  | 0 | 0 | 0 | 0
oh_line_8104102_200866093 |  | AN | node_8104102_200866092 | node_8104102_200866093 | 301.519 | bal_1P_1/0AC_1/0AC(N) | 8104102 | no | no |  |  | no |  |  | 0 | 0 | 0 | 0
oh_line_8104102_200866095 |  | AN | node_8104102_200866093 | node_8104102_200866095 | 295.561 | bal_1P_1/0AC_1/0AC(N) | 8104102 | no | no |  |  | no |  |  | 0 | 0 | 0 | 0
oh_line_8104102_200866096 |  | AN | node_8104102_200866095 | node_8104102_200866096 | 287.212 | bal_1P_1/0AC_1/0AC(N) | 8104102 | no | no |  |  | no |  |  | 0 | 0 | 0 | 0
oh_line_8104102_200866097 |  | AN | node_8104102_200866096 | node_8104102_200866097 | 60.818 | bal_1P_1/0AA_1/0AA(N) | 8104102 | no | no |  |  | no |  |  | 0 | 0 | 0 | 0
oh_line_8104102_200866098 |  | AN | node_8104102_200866097 | node_8104102_200866098 | 189.895 | bal_1P_1/0AA_1/0AA(N) | 8104102 | no | no |  |  | no |  |  | 0 | 0 | 0 | 0
oh_line_8104102_200866099 |  | AN | node_8104102_200866096 | node_8104102_200866099 | 313.324 | bal_1P_1/0AC_1/0AC(N) | 8104102 | no | no |  |  | no |  |  | 0 | 0 | 0 | 0
oh_line_8104102_200866100 |  | AN | node_8104102_200866099 | node_8104102_200866100 | 42.402 | bal_1P_1/0AA_1/0AA(N) | 8104102 | no | no |  |  | no |  |  | 0 | 0 | 0 | 0
oh_line_8104102_200866101 |  | AN | node_8104102_200866099 | node_8104102_200866101 | 261.764 | bal_1P_1/0AC_1/0AC(N) | 8104102 | no | no |  |  | no |  |  | 0 | 0 | 0 | 0
oh_line_8104102_200866168 |  | AN | node_8104102_200862631 | node_intto1_8104102_200866168 | 78.541 | bal_1P_1/0AC_1/0AC(N) | 8104102 | no | no |  |  | no |  |  | 0 | 0 | 0 | 0
oh_line_8104102_200866169 |  | AN | node_8104102_200866168 | node_8104102_200866169 | 251.112 | bal_1P_1/0AC_1/0AC(N) | 8104102 | no | no |  |  | no |  |  | 0 | 0 | 0 | 0
oh_line_8104102_200866170 |  | AN | node_8104102_200866169 | node_8104102_200866170 | 265.604 | bal_1P_1/0AC_1/0AC(N) | 8104102 | no | no |  |  | no |  |  | 0 | 0 | 0 | 0
oh_line_8104102_200866171 |  | AN | node_8104102_200866170 | node_8104102_200866171 | 336.031 | bal_1P_1/0AC_1/0AC(N) | 8104102 | no | no |  |  | no |  |  | 0 | 0 | 0 | 0
oh_line_8104102_200866172 |  | AN | node_8104102_200866171 | node_8104102_200866172 | 304.032 | bal_1P_1/0AC_1/0AC(N) | 8104102 | no | no |  |  | no |  |  | 0 | 0 | 0 | 0
oh_line_8104102_200866235 |  | AD | node_8104102_200866236 | node_8104102_200866235 | 401.83 | bal_1P_2AC | 8104102 | no | no |  |  | no |  |  | 0 | 0 | 0 | 0
oh_line_8104102_200866236 |  | AD | node_8104102_200866237 | node_8104102_200866236 | 286.34 | bal_1P_2AC | 8104102 | no | no |  |  | no |  |  | 0 | 0 | 0 | 0
oh_line_8104102_200866237 |  | AD | node_8104102_200866238 | node_8104102_200866237 | 312.294 | bal_1P_2AC | 8104102 | no | no |  |  | no |  |  | 0 | 0 | 0 | 0
oh_line_8104102_200866238 |  | AD | node_8104102_200866239 | node_8104102_200866238 | 307.572 | bal_1P_2AC | 8104102 | no | no |  |  | no |  |  | 0 | 0 | 0 | 0
oh_line_8104102_200866239 |  | AD | node_8104102_200866243 | node_8104102_200866239 | 311.623 | bal_1P_2AC | 8104102 | no | no |  |  | no |  |  | 0 | 0 | 0 | 0
oh_line_8104102_200866240 |  | AD | node_8104102_200866239 | node_8104102_200866240 | 79.978 | bal_1P_1/0AA | 8104102 | no | no |  |  | no |  |  | 0 | 0 | 0 | 0
oh_line_8104102_200866241 |  | AD | node_8104102_200866240 | node_8104102_200866241 | 269.827 | bal_1P_1/0AA | 8104102 | no | no |  |  | no |  |  | 0 | 0 | 0 | 0
oh_line_8104102_200866243 |  | AD | node_8104102_200867198 | node_intto1_8104102_200866243 | 318.208 | bal_1P_2AC | 8104102 | no | no |  |  | no |  |  | 0 | 0 | 0 | 0
oh_line_8104102_200866262 |  | AN | node_8104102_200865026 | node_8104102_200866262 | 78.288 | bal_1P_2AC_2AC(N) | 8104102 | no | no |  |  | no |  |  | 0 | 0 | 0 | 0
oh_line_8104102_200866263 |  | AN | node_8104102_200866272 | node_8104102_200866263 | 212.993 | bal_1P_1/0AA_1/0AA(N) | 8104102 | no | no |  |  | no |  |  | 0 | 0 | 0 | 0
oh_line_8104102_200866264 |  | AN | node_8104102_200866263 | node_8104102_200866264 | 198.784 | bal_1P_1/0AA_1/0AA(N) | 8104102 | no | no |  |  | no |  |  | 0 | 0 | 0 | 0
oh_line_8104102_200866265 |  | AN | node_8104102_200866262 | node_intto1_8104102_200866265 | 187.319 | bal_1P_2AC_2AC(N) | 8104102 | no | no |  |  | no |  |  | 0 | 0 | 0 | 0
oh_line_8104102_200866266 |  | AN | node_8104102_200866265 | node_8104102_200866266 | 225.881 | bal_1P_2AC_2AC(N) | 8104102 | no | no |  |  | no |  |  | 0 | 0 | 0 | 0
oh_line_8104102_200866267 |  | AN | node_8104102_200866266 | node_8104102_200866267 | 211.994 | bal_1P_1/0AC_1/0AC(N) | 8104102 | no | no |  |  | no |  |  | 0 | 0 | 0 | 0
oh_line_8104102_200866268 |  | AN | node_8104102_200866267 | node_8104102_200866268 | 141.252 | bal_1P_1/0AC_1/0AC(N) | 8104102 | no | no |  |  | no |  |  | 0 | 0 | 0 | 0
oh_line_8104102_200866269 |  | AN | node_8104102_200866268 | node_8104102_200866269 | 58.646 | bal_1P_1/0AA_1/0AA(N) | 8104102 | no | no |  |  | no |  |  | 0 | 0 | 0 | 0
oh_line_8104102_200866270 |  | AN | node_8104102_200866269 | node_8104102_200866270 | 301.21 | bal_1P_1/0AA_1/0AA(N) | 8104102 | no | no |  |  | no |  |  | 0 | 0 | 0 | 0
oh_line_8104102_200866271 |  | AN | node_8104102_200866270 | node_8104102_200866271 | 182.948 | bal_1P_1/0AA_1/0AA(N) | 8104102 | no | no |  |  | no |  |  | 0 | 0 | 0 | 0
oh_line_8104102_200866272 |  | AN | node_8104102_200866271 | node_8104102_200866272 | 267.404 | bal_1P_1/0AA_1/0AA(N) | 8104102 | no | no |  |  | no |  |  | 0 | 0 | 0 | 0
oh_line_8104102_200866550 |  | AN | node_8104102_200861862 | node_8104102_200866550 | 46.328 | bal_1P_1/0AA_1/0AA(N) | 8104102 | no | no |  |  | no |  |  | 0 | 0 | 0 | 0
oh_line_8104102_200866551 |  | AN | node_8104102_200866550 | node_8104102_200866551 | 303.675 | bal_1P_1/0AA_1/0AA(N) | 8104102 | no | no |  |  | no |  |  | 0 | 0 | 0 | 0
oh_line_8104102_200866552 |  | AN | node_8104102_200866551 | node_8104102_200866552 | 202.706 | bal_1P_1/0AA_1/0AA(N) | 8104102 | no | no |  |  | no |  |  | 0 | 0 | 0 | 0
oh_line_8104102_200866553 |  | AN | node_8104102_200866552 | node_8104102_200866553 | 294.015 | bal_1P_1/0AA_1/0AA(N) | 8104102 | no | no |  |  | no |  |  | 0 | 0 | 0 | 0
oh_line_8104102_200866554 |  | AN | node_8104102_200866553 | node_8104102_200866554 | 143.312 | bal_1P_1/0AA_1/0AA(N) | 8104102 | no | no |  |  | no |  |  | 0 | 0 | 0 | 0
oh_line_8104102_200866564 |  | AD | node_8104102_200866566 | node_8104102_200866564 | 112.924 | bal_1P_8CU | 8104102 | no | no |  |  | no |  |  | 0 | 0 | 0 | 0
oh_line_8104102_200866566 |  | AD | node_8104102_200866567 | node_8104102_200866566 | 286.481 | bal_1P_8CU | 8104102 | no | no |  |  | no |  |  | 0 | 0 | 0 | 0
oh_line_8104102_200866567 |  | AD | node_8104102_200866568 | node_8104102_200866567 | 298.48 | bal_1P_8CU | 8104102 | no | no |  |  | no |  |  | 0 | 0 | 0 | 0
oh_line_8104102_200866568 |  | AD | node_8104102_200952730 | node_8104102_200866568 | 280.949 | bal_1P_8CU | 8104102 | no | no |  |  | no |  |  | 0 | 0 | 0 | 0
oh_line_8104102_200866572 |  | AD | node_8104102_200866573 | node_8104102_200866572 | 136.565 | bal_1P_8CU | 8104102 | no | no |  |  | no |  |  | 0 | 0 | 0 | 0
oh_line_8104102_200866573 |  | AD | node_8104102_200866574 | node_8104102_200866573 | 224.469 | bal_1P_8CU | 8104102 | no | no |  |  | no |  |  | 0 | 0 | 0 | 0
oh_line_8104102_200866574 |  | AD | node_8104102_200866576 | node_8104102_200866574 | 319.346 | bal_1P_8CU | 8104102 | no | no |  |  | no |  |  | 0 | 0 | 0 | 0
oh_line_8104102_200866576 |  | AD | node_8104102_200866577 | node_8104102_200866576 | 214.274 | bal_1P_8CU | 8104102 | no | no |  |  | no |  |  | 0 | 0 | 0 | 0
oh_line_8104102_200866577 |  | AD | node_8104102_200866578 | node_8104102_200866577 | 242.505 | bal_1P_8CU | 8104102 | no | no |  |  | no |  |  | 0 | 0 | 0 | 0
oh_line_8104102_200866578 |  | AD | node_8104102_200866579 | node_8104102_200866578 | 295.074 | bal_1P_8CU | 8104102 | no | no |  |  | no |  |  | 0 | 0 | 0 | 0
oh_line_8104102_200866579 |  | AD | node_8104102_200866580 | node_8104102_200866579 | 291.228 | bal_1P_8CU | 8104102 | no | no |  |  | no |  |  | 0 | 0 | 0 | 0
oh_line_8104102_200866580 |  | AD | node_8104102_200867172 | node_8104102_200866580 | 550.189 | bal_1P_2AC | 8104102 | no | no |  |  | no |  |  | 0 | 0 | 0 | 0
oh_line_8104102_200866582 |  | AD | node_8104102_200866580 | node_8104102_200866582 | 374.79 | bal_1P_2AC | 8104102 | no | no |  |  | no |  |  | 0 | 0 | 0 | 0
oh_line_8104102_200866583 |  | AD | node_8104102_200866582 | node_8104102_200866583 | 241.544 | bal_1P_2AC | 8104102 | no | no |  |  | no |  |  | 0 | 0 | 0 | 0
oh_line_8104102_200866585 |  | AD | node_8104102_200866583 | node_8104102_200866585 | 304.139 | bal_1P_2AC | 8104102 | no | no |  |  | no |  |  | 0 | 0 | 0 | 0
oh_line_8104102_200866586 |  | AD | node_8104102_200866585 | node_8104102_200866586 | 296.904 | bal_1P_2AC | 8104102 | no | no |  |  | no |  |  | 0 | 0 | 0 | 0
oh_line_8104102_200866590 |  | AN | node_8104102_200977432 | node_8104102_200866590 | 79.081 | bal_1P_1/0AC_1/0AC(N) | 8104102 | no | no |  |  | no |  |  | 0 | 0 | 0 | 0
oh_line_8104102_200866591 |  | AN | node_8104102_200866590 | node_8104102_200866591 | 202.686 | bal_1P_1/0AC_1/0AC(N) | 8104102 | no | no |  |  | no |  |  | 0 | 0 | 0 | 0
oh_line_8104102_200867172 |  | AD | node_8104102_200867188 | node_8104102_200867172 | 411.347 | bal_1P_2AC | 8104102 | no | no |  |  | no |  |  | 0 | 0 | 0 | 0
oh_line_8104102_200867174 |  | AD | node_8104102_200867231 | node_8104102_200867174 | 381.746 | bal_1P_2AC | 8104102 | no | no |  |  | no |  |  | 0 | 0 | 0 | 0
oh_line_8104102_200867176 |  | AD | node_8104102_200867174 | node_8104102_200867176 | 470.473 | bal_1P_2AC | 8104102 | no | no |  |  | no |  |  | 0 | 0 | 0 | 0
oh_line_8104102_200867177 |  | AD | node_8104102_200867176 | node_8104102_200867177 | 134.87 | bal_1P_1/0AA | 8104102 | no | no |  |  | no |  |  | 0 | 0 | 0 | 0
oh_line_8104102_200867178 |  | AD | node_8104102_200867176 | node_8104102_200867178 | 344.761 | bal_1P_2AC | 8104102 | no | no |  |  | no |  |  | 0 | 0 | 0 | 0
oh_line_8104102_200867179 |  | AD | node_8104102_200867178 | node_8104102_200867179 | 330.634 | bal_1P_2AC | 8104102 | no | no |  |  | no |  |  | 0 | 0 | 0 | 0
oh_line_8104102_200867181 |  | AD | node_8104102_200867179 | node_8104102_200867181 | 387.541 | bal_1P_2AC | 8104102 | no | no |  |  | no |  |  | 0 | 0 | 0 | 0
oh_line_8104102_200867183 |  | AD | node_8104102_200867181 | node_8104102_200867183 | 410.366 | bal_1P_2AC | 8104102 | no | no |  |  | no |  |  | 0 | 0 | 0 | 0
oh_line_8104102_200867184 |  | AD | node_8104102_200867183 | node_8104102_200867184 | 368.245 | bal_1P_2AC | 8104102 | no | no |  |  | no |  |  | 0 | 0 | 0 | 0
oh_line_8104102_200867185-1 |  | AD | node_1358792_657_15261407_647 | node_8104102_200867185 | 5.073 | bal_1P_2AC | 8104102 | no | no |  |  | no |  |  | 0 | 0 | 0 | 0
oh_line_8104102_200867185-2 |  | AD | node_8104102_200867184 | node_1358792_657_15261407_647 | 261.439 | bal_1P_2AC | 8104102 | no | no |  |  | no |  |  | 0 | 0 | 0 | 0
oh_line_8104102_200867186 |  | AD | node_8104102_200867185 | node_8104102_200867186 | 354.684 | bal_1P_2AC | 8104102 | no | no |  |  | no |  |  | 0 | 0 | 0 | 0
oh_line_8104102_200867187 |  | AD | node_8104102_200867186 | node_8104102_200867187 | 281.387 | bal_1P_2AC | 8104102 | no | no |  |  | no |  |  | 0 | 0 | 0 | 0
oh_line_8104102_200867188 |  | AD | node_8104102_200867209 | node_8104102_200867188 | 382.58 | bal_1P_2AC | 8104102 | no | no |  |  | no |  |  | 0 | 0 | 0 | 0
oh_line_8104102_200867189 |  | AD | node_8104102_200867187 | node_8104102_200867189 | 306.777 | bal_1P_2AC | 8104102 | no | no |  |  | no |  |  | 0 | 0 | 0 | 0
oh_line_8104102_200867190 |  | AD | node_8104102_200867189 | node_8104102_200867190 | 198.954 | bal_1P_2AC | 8104102 | no | no |  |  | no |  |  | 0 | 0 | 0 | 0
oh_line_8104102_200867191 |  | AD | node_8104102_200867190 | node_8104102_200867191 | 234.634 | bal_1P_2AC | 8104102 | no | no |  |  | no |  |  | 0 | 0 | 0 | 0
oh_line_8104102_200867193 |  | AD | node_8104102_200867191 | node_8104102_200867193 | 558.584 | bal_1P_2AC | 8104102 | no | no |  |  | no |  |  | 0 | 0 | 0 | 0
oh_line_8104102_200867196 |  | AD | node_8104102_200867193 | node_8104102_200867196 | 293.827 | bal_1P_2AC | 8104102 | no | no |  |  | no |  |  | 0 | 0 | 0 | 0
oh_line_8104102_200867197 |  | AD | node_8104102_200867196 | node_8104102_200867197 | 244.643 | bal_1P_2AC | 8104102 | no | no |  |  | no |  |  | 0 | 0 | 0 | 0
oh_line_8104102_200867198 |  | AD | node_8104102_200867197 | node_8104102_200867198 | 64.271 | bal_1P_2AC | 8104102 | no | no |  |  | no |  |  | 0 | 0 | 0 | 0
oh_line_8104102_200867199 |  | AD | node_8104102_200867198 | node_8104102_200867199 | 294.577 | bal_1P_2AC | 8104102 | no | no |  |  | no |  |  | 0 | 0 | 0 | 0
oh_line_8104102_200867200 |  | AD | node_8104102_200867199 | node_8104102_200867200 | 542.352 | bal_1P_2AC | 8104102 | no | no |  |  | no |  |  | 0 | 0 | 0 | 0
oh_line_8104102_200867201 |  | AD | node_8104102_200867200 | node_8104102_200867201 | 178.889 | bal_1P_1/0AA | 8104102 | no | no |  |  | no |  |  | 0 | 0 | 0 | 0
oh_line_8104102_200867202 |  | AD | node_8104102_200867200 | node_8104102_200867202 | 396.178 | bal_1P_2AC | 8104102 | no | no |  |  | no |  |  | 0 | 0 | 0 | 0
oh_line_8104102_200867203 |  | AD | node_8104102_200867202 | node_8104102_200867203 | 379.126 | bal_1P_2AC | 8104102 | no | no |  |  | no |  |  | 0 | 0 | 0 | 0
oh_line_8104102_200867204 |  | AD | node_8104102_200867203 | node_8104102_200867204 | 251.2 | bal_1P_1/0AA | 8104102 | no | no |  |  | no |  |  | 0 | 0 | 0 | 0
oh_line_8104102_200867205 |  | AD | node_8104102_200867204 | node_8104102_200867205 | 279.008 | bal_1P_1/0AA | 8104102 | no | no |  |  | no |  |  | 0 | 0 | 0 | 0
oh_line_8104102_200867207 |  | AD | node_8104102_200867203 | node_8104102_200867207 | 268.796 | bal_1P_2AC | 8104102 | no | no |  |  | no |  |  | 0 | 0 | 0 | 0
oh_line_8104102_200867208 |  | AD | node_8104102_311891582 | node_8104102_200867208 | 167.672 | bal_1P_2AC | 8104102 | no | no |  |  | no |  |  | 0 | 0 | 0 | 0
oh_line_8104102_200867209 |  | AD | node_8104102_200861284 | node_intto1_8104102_200867209 | 399.014 | bal_1P_2AC | 8104102 | no | no |  |  | no |  |  | 0 | 0 | 0 | 0
oh_line_8104102_200867211 |  | AD | node_8104102_200867209 | node_8104102_200867211 | 148.037 | bal_1P_2AC | 8104102 | no | no |  |  | no |  |  | 0 | 0 | 0 | 0
oh_line_8104102_200867212 |  | AD | node_8104102_200867207 | node_8104102_200867212 | 332.89 | bal_1P_2AC | 8104102 | no | no |  |  | no |  |  | 0 | 0 | 0 | 0
oh_line_8104102_200867213 |  | AD | node_8104102_200867212 | node_8104102_200867213 | 230.718 | bal_1P_1/0AA | 8104102 | no | no |  |  | no |  |  | 0 | 0 | 0 | 0
oh_line_8104102_200867214 |  | AD | node_8104102_200867212 | node_8104102_200867214 | 424.199 | bal_1P_2AC | 8104102 | no | no |  |  | no |  |  | 0 | 0 | 0 | 0
oh_line_8104102_200867215 |  | AD | node_8104102_200867214 | node_8104102_200867215 | 272.761 | bal_1P_2AC | 8104102 | no | no |  |  | no |  |  | 0 | 0 | 0 | 0
oh_line_8104102_200867218 |  | AD | node_8104102_201024683 | node_8104102_200867218 | 317.295 | bal_1P_2AC | 8104102 | no | no |  |  | no |  |  | 0 | 0 | 0 | 0
oh_line_8104102_200867219 |  | AD | node_8104102_200867218 | node_8104102_200867219 | 363.075 | bal_1P_2AC | 8104102 | no | no |  |  | no |  |  | 0 | 0 | 0 | 0
oh_line_8104102_200867220 |  | AD | node_8104102_200867219 | node_8104102_200867220 | 410.03 | bal_1P_2AC | 8104102 | no | no |  |  | no |  |  | 0 | 0 | 0 | 0
oh_line_8104102_200867221 |  | AD | node_8104102_200867220 | node_8104102_200867221 | 358.796 | bal_1P_2AC | 8104102 | no | no |  |  | no |  |  | 0 | 0 | 0 | 0
oh_line_8104102_200867222 |  | AD | node_8104102_200867221 | node_8104102_200867222 | 198.229 | bal_1P_2AC | 8104102 | no | no |  |  | no |  |  | 0 | 0 | 0 | 0
oh_line_8104102_200867223 |  | AD | node_8104102_200867211 | node_intto1_8104102_200867223 | 156.369 | bal_1P_2AC | 8104102 | no | no |  |  | no |  |  | 0 | 0 | 0 | 0
oh_line_8104102_200867224 |  | AD | node_8104102_200867223 | node_8104102_200867224 | 223.471 | bal_1P_2AC | 8104102 | no | no |  |  | no |  |  | 0 | 0 | 0 | 0
oh_line_8104102_200867225 |  | AD | node_8104102_200867224 | node_8104102_200867225 | 266.889 | bal_1P_2AC | 8104102 | no | no |  |  | no |  |  | 0 | 0 | 0 | 0
oh_line_8104102_200867226 |  | AD | node_8104102_200867225 | node_8104102_200867226 | 166.088 | bal_1P_2AC | 8104102 | no | no |  |  | no |  |  | 0 | 0 | 0 | 0
oh_line_8104102_200867227 |  | AD | node_8104102_200867226 | node_8104102_200867227 | 184.754 | bal_1P_2AC | 8104102 | no | no |  |  | no |  |  | 0 | 0 | 0 | 0
oh_line_8104102_200867228 |  | AD | node_8104102_200867227 | node_8104102_200867228 | 316.342 | bal_1P_2AC | 8104102 | no | no |  |  | no |  |  | 0 | 0 | 0 | 0
oh_line_8104102_200867229 |  | AD | node_8104102_200867228 | node_8104102_200867229 | 168.186 | bal_1P_2AC | 8104102 | no | no |  |  | no |  |  | 0 | 0 | 0 | 0
oh_line_8104102_200867230 |  | AD | node_8104102_200867229 | node_8104102_200867230 | 231.161 | bal_1P_2AC | 8104102 | no | no |  |  | no |  |  | 0 | 0 | 0 | 0
oh_line_8104102_200867231 |  | AD | node_8104102_200867230 | node_8104102_200867231 | 208.73 | bal_1P_2AC | 8104102 | no | no |  |  | no |  |  | 0 | 0 | 0 | 0
oh_line_8104102_200867232 |  | AD | node_8104102_200867231 | node_8104102_200867232 | 66.59 | bal_1P_1/0AA | 8104102 | no | no |  |  | no |  |  | 0 | 0 | 0 | 0
oh_line_8104102_200867233 |  | AD | node_8104102_200867232 | node_8104102_200867233 | 245.06 | bal_1P_1/0AA | 8104102 | no | no |  |  | no |  |  | 0 | 0 | 0 | 0
oh_line_8104102_200867234 |  | AD | node_8104102_200867233 | node_8104102_200867234 | 271.29 | bal_1P_1/0AA | 8104102 | no | no |  |  | no |  |  | 0 | 0 | 0 | 0
oh_line_8104102_200895491 |  | AN | node_8104102_200895497 | node_8104102_200895491 | 208.002 | bal_1P_1/0AA_1/0AA(N) | 8104102 | no | no |  |  | no |  |  | 0 | 0 | 0 | 0
oh_line_8104102_200895493 |  | ABN | node_8104102_200895520 | node_8104102_200895493 | 159.218 | bal_2P_2AC_2/0CU(N) | 8104102 | no | no |  |  | no |  |  | 0 | 0 | 0 | 0
oh_line_8104102_200895494 |  | AN | node_8104102_200895532 | node_8104102_200895494 | 427.638 | bal_1P_2AC_2AC(N) | 8104102 | no | no |  |  | no |  |  | 0 | 0 | 0 | 0
oh_line_8104102_200895497 |  | AN | node_8104102_200895494 | node_8104102_200895497 | 196.619 | bal_1P_3-104CW_3-104CW(N) | 8104102 | no | no |  |  | no |  |  | 0 | 0 | 0 | 0
oh_line_8104102_200895499 |  | AN | node_8104102_200895497 | node_8104102_200895499 | 313.434 | bal_1P_3-104CW_3-104CW(N) | 8104102 | no | no |  |  | no |  |  | 0 | 0 | 0 | 0
oh_line_8104102_200895501 |  | AN | node_8104102_200895499 | node_8104102_200895501 | 278.276 | bal_1P_3-104CW_3-104CW(N) | 8104102 | no | no |  |  | no |  |  | 0 | 0 | 0 | 0
oh_line_8104102_200895502 |  | AN | node_8104102_200895501 | node_8104102_200895502 | 170.619 | bal_1P_1/0AA_1/0AA(N) | 8104102 | no | no |  |  | no |  |  | 0 | 0 | 0 | 0
oh_line_8104102_200895504 |  | AN | node_8104102_200895501 | node_intto1_8104102_200895504 | 298.911 | bal_1P_3-104CW_3-104CW(N) | 8104102 | no | no |  |  | no |  |  | 0 | 0 | 0 | 0
oh_line_8104102_200895505 |  | AN | node_8104102_200895504 | node_8104102_200895505 | 333.873 | bal_1P_4AC_4AC(N) | 8104102 | no | no |  |  | no |  |  | 0 | 0 | 0 | 0
oh_line_8104102_200895506 |  | AN | node_8104102_200895505 | node_8104102_200895506 | 327.609 | bal_1P_1/0AA_1/0AA(N) | 8104102 | no | no |  |  | no |  |  | 0 | 0 | 0 | 0
oh_line_8104102_200895507 |  | AN | node_8104102_200895504 | node_8104102_200895507 | 299.996 | bal_1P_1/0AA_1/0AA(N) | 8104102 | no | no |  |  | no |  |  | 0 | 0 | 0 | 0
oh_line_8104102_200895508-1 |  | AN | node_8104102_200895507 | node_1326369_745_15277249_984 | 16.294 | bal_1P_2AC_2AC(N) | 8104102 | no | no |  |  | no |  |  | 0 | 0 | 0 | 0
oh_line_8104102_200895508-2 |  | AN | node_1326369_745_15277249_984 | node_8104102_200895508 | 310.583 | bal_1P_2AC_2AC(N) | 8104102 | no | no |  |  | no |  |  | 0 | 0 | 0 | 0
oh_line_8104102_200895509 |  | AN | node_8104102_200895508 | node_8104102_200895509 | 164.385 | bal_1P_2AC_2AC(N) | 8104102 | no | no |  |  | no |  |  | 0 | 0 | 0 | 0
oh_line_8104102_200895510 |  | AN | node_8104102_200895509 | node_8104102_200895510 | 137.771 | bal_1P_2AC_2AC(N) | 8104102 | no | no |  |  | no |  |  | 0 | 0 | 0 | 0
oh_line_8104102_200895511 |  | AN | node_8104102_200895510 | node_8104102_200895511 | 246.684 | bal_1P_2AC_2AC(N) | 8104102 | no | no |  |  | no |  |  | 0 | 0 | 0 | 0
oh_line_8104102_200895513 |  | AN | node_8104102_200895511 | node_8104102_200895513 | 449.519 | bal_1P_2AC_2AC(N) | 8104102 | no | no |  |  | no |  |  | 0 | 0 | 0 | 0
oh_line_8104102_200895514 |  | AN | node_8104102_200895513 | node_intto1_8104102_200895514 | 324.37 | bal_1P_1/0AA_1/0AA(N) | 8104102 | no | no |  |  | no |  |  | 0 | 0 | 0 | 0
oh_line_8104102_200895516 |  | AN | node_8104102_200895513 | node_8104102_200895516 | 208.967 | bal_1P_2AC_2AC(N) | 8104102 | no | no |  |  | no |  |  | 0 | 0 | 0 | 0
oh_line_8104102_200895518 |  | AN | node_8104102_200895516 | node_8104102_200895518 | 184.326 | bal_1P_2AC_2AC(N) | 8104102 | no | no |  |  | no |  |  | 0 | 0 | 0 | 0
oh_line_8104102_200895520 |  | ABN | node_8104102_200895521 | node_8104102_200895520 | 204.026 | bal_2P_2AC_2/0CU(N) | 8104102 | no | no |  |  | no |  |  | 0 | 0 | 0 | 0
oh_line_8104102_200895521 |  | ABN | node_8104102_200897064 | node_8104102_200895521 | 185.849 | bal_2P_1/0AC_4/0AC(N) | 8104102 | no | no |  |  | no |  |  | 0 | 0 | 0 | 0
oh_line_8104102_200895522 |  | AN | node_8104102_200895521 | node_8104102_200895522 | 155.896 | bal_1P_2AC_2AC(N) | 8104102 | no | no |  |  | no |  |  | 0 | 0 | 0 | 0
oh_line_8104102_200895523 |  | AN | node_8104102_200895522 | node_8104102_200895523 | 170.371 | bal_1P_2AC_2AC(N) | 8104102 | no | no |  |  | no |  |  | 0 | 0 | 0 | 0
oh_line_8104102_200895525 |  | AN | node_8104102_200895523 | node_intto1_8104102_200895525 | 115.764 | bal_1P_1/0AC_1/0AC(N) | 8104102 | no | no |  |  | no |  |  | 0 | 0 | 0 | 0
oh_line_8104102_200895527 |  | ABN | node_8104102_200895521 | node_8104102_200895527 | 141.546 | bal_2P_2AC_2/0CU(N) | 8104102 | no | no |  |  | no |  |  | 0 | 0 | 0 | 0
oh_line_8104102_200895528 |  | ABN | node_8104102_200895527 | node_8104102_200895528 | 122.386 | bal_2P_2AC_2/0CU(N) | 8104102 | no | no |  |  | no |  |  | 0 | 0 | 0 | 0
oh_line_8104102_200895529 |  | ABN | node_8104102_200895528 | node_8104102_200895529 | 158.414 | bal_2P_2AC_1/0AC(N) | 8104102 | no | no |  |  | no |  |  | 0 | 0 | 0 | 0
oh_line_8104102_200895530 |  | ABN | node_8104102_200895529 | node_intto1_8104102_200895530 | 125.641 | bal_2P_2AC_2/0CU(N) | 8104102 | no | no |  |  | no |  |  | 0 | 0 | 0 | 0
oh_line_8104102_200895531 |  | ABN | node_8104102_200895530 | node_8104102_200895531 | 120.622 | bal_2P_2AC_2/0CU(N) | 8104102 | no | no |  |  | no |  |  | 0 | 0 | 0 | 0
oh_line_8104102_200895532 |  | ABN | node_8104102_200895531 | node_8104102_200895532 | 132.74 | bal_2P_2AC_2/0CU(N) | 8104102 | no | no |  |  | no |  |  | 0 | 0 | 0 | 0
oh_line_8104102_200895533 |  | AN | node_8104102_200895532 | node_8104102_200895533 | 41.024 | bal_1P_1/0AA_1/0AA(N) | 8104102 | no | no |  |  | no |  |  | 0 | 0 | 0 | 0
oh_line_8104102_200895534 |  | AN | node_8104102_200895533 | node_8104102_200895534 | 274.967 | bal_1P_1/0AA_1/0AA(N) | 8104102 | no | no |  |  | no |  |  | 0 | 0 | 0 | 0
oh_line_8104102_200895920 |  | ABCN | node_8104102_200898511 | node_intto1_8104102_200895920 | 174.857 | unb_3P_2-1/0AC_1/0AA_1/0AC(N) | 8104102 | no | no |  |  | no |  |  | 0 | 0 | 0 | 0
oh_line_8104102_200895922 |  | AN | node_8104102_201023434 | node_8104102_200895922 | 382.658 | bal_1P_2AC_2AC(N) | 8104102 | no | no |  |  | no |  |  | 0 | 0 | 0 | 0
oh_line_8104102_200895924 |  | AN | node_8104102_200895953 | node_8104102_200895924 | 230.304 | bal_1P_2AC_2AC(N) | 8104102 | no | no |  |  | no |  |  | 0 | 0 | 0 | 0
oh_line_8104102_200895925 |  | AN | node_8104102_200895924 | node_8104102_200895925 | 228.352 | bal_1P_2AC_2AC(N) | 8104102 | no | no |  |  | no |  |  | 0 | 0 | 0 | 0
oh_line_8104102_200895926 |  | AN | node_8104102_200895925 | node_8104102_200895926 | 225.571 | bal_1P_2AC_2AC(N) | 8104102 | no | no |  |  | no |  |  | 0 | 0 | 0 | 0
oh_line_8104102_200895927 |  | AN | node_8104102_200895926 | node_8104102_200895927 | 310.547 | bal_1P_2AC_2AC(N) | 8104102 | no | no |  |  | no |  |  | 0 | 0 | 0 | 0
oh_line_8104102_200895928 |  | AN | node_8104102_200895927 | node_8104102_200895928 | 615.037 | bal_1P_2AC_2AC(N) | 8104102 | no | no |  |  | no |  |  | 0 | 0 | 0 | 0
oh_line_8104102_200895929 |  | AN | node_8104102_200895928 | node_8104102_200895929 | 391.697 | bal_1P_2AC_2AC(N) | 8104102 | no | no |  |  | no |  |  | 0 | 0 | 0 | 0
oh_line_8104102_200895930 |  | AN | node_8104102_200895929 | node_8104102_200895930 | 394.171 | bal_1P_2AC_2AC(N) | 8104102 | no | no |  |  | no |  |  | 0 | 0 | 0 | 0
oh_line_8104102_200895931 |  | AN | node_8104102_200895930 | node_8104102_200895931 | 311.824 | bal_1P_1/0AA_1/0AA(N) | 8104102 | no | no |  |  | no |  |  | 0 | 0 | 0 | 0
oh_line_8104102_200895932 |  | AN | node_8104102_200895930 | node_8104102_200895932 | 387.513 | bal_1P_2AC_2AC(N) | 8104102 | no | no |  |  | no |  |  | 0 | 0 | 0 | 0
oh_line_8104102_200895933 |  | AN | node_8104102_200895932 | node_8104102_200895933 | 400.101 | bal_1P_2AC_2AC(N) | 8104102 | no | no |  |  | no |  |  | 0 | 0 | 0 | 0
oh_line_8104102_200895934 |  | AN | node_8104102_200895933 | node_8104102_200895934 | 206.936 | bal_1P_2AC_2AC(N) | 8104102 | no | no |  |  | no |  |  | 0 | 0 | 0 | 0
oh_line_8104102_200895935 |  | AN | node_8104102_201023434 | node_8104102_200895935 | 131.224 | bal_1P_2AC_2AC(N) | 8104102 | no | no |  |  | no |  |  | 0 | 0 | 0 | 0
oh_line_8104102_200895937 |  | AN | node_8104102_200895935 | node_intto1_8104102_200895937 | 170.205 | bal_1P_2AC_2AC(N) | 8104102 | no | no |  |  | no |  |  | 0 | 0 | 0 | 0
oh_line_8104102_200895938 |  | AN | node_8104102_200895937 | node_8104102_200895938 | 175.424 | bal_1P_2AC_2AC(N) | 8104102 | no | no |  |  | no |  |  | 0 | 0 | 0 | 0
oh_line_8104102_200895939 |  | AN | node_8104102_200895938 | node_8104102_200895939 | 172.252 | bal_1P_2AC_2AC(N) | 8104102 | no | no |  |  | no |  |  | 0 | 0 | 0 | 0
oh_line_8104102_200895940 |  | AN | node_8104102_200895939 | node_8104102_200895940 | 152.632 | bal_1P_2AC_2AC(N) | 8104102 | no | no |  |  | no |  |  | 0 | 0 | 0 | 0
oh_line_8104102_200895941 |  | AN | node_8104102_200895940 | node_8104102_200895941 | 165.043 | bal_1P_2AC_2AC(N) | 8104102 | no | no |  |  | no |  |  | 0 | 0 | 0 | 0
oh_line_8104102_200895942 |  | AN | node_8104102_200895941 | node_8104102_200895942 | 165.213 | bal_1P_2AC_2AC(N) | 8104102 | no | no |  |  | no |  |  | 0 | 0 | 0 | 0
oh_line_8104102_200895944 |  | AN | node_8104102_200895942 | node_8104102_200895944 | 146.888 | bal_1P_2AC_2AC(N) | 8104102 | no | no |  |  | no |  |  | 0 | 0 | 0 | 0
oh_line_8104102_200895945 |  | AN | node_8104102_200895944 | node_8104102_200895945 | 195.044 | bal_1P_2AC_2AC(N) | 8104102 | no | no |  |  | no |  |  | 0 | 0 | 0 | 0
oh_line_8104102_200895947 |  | AN | node_8104102_200895945 | node_8104102_200895947 | 193.019 | bal_1P_2AC_2AC(N) | 8104102 | no | no |  |  | no |  |  | 0 | 0 | 0 | 0
oh_line_8104102_200895949 |  | AN | node_8104102_200895947 | node_intto1_8104102_200895949 | 144.24 | bal_1P_2AC_2AC(N) | 8104102 | no | no |  |  | no |  |  | 0 | 0 | 0 | 0
oh_line_8104102_200895950 |  | AN | node_8104102_200895949 | node_8104102_200895950 | 304.676 | bal_1P_1/0AA_1/0AA(N) | 8104102 | no | no |  |  | no |  |  | 0 | 0 | 0 | 0
oh_line_8104102_200895951 |  | AN | node_8104102_200895950 | node_8104102_200895951 | 97.747 | bal_1P_1/0AA_1/0AA(N) | 8104102 | no | no |  |  | no |  |  | 0 | 0 | 0 | 0
oh_line_8104102_200895952 |  | AN | node_8104102_200895951 | node_8104102_200895952 | 282.246 | bal_1P_2AC_2AC(N) | 8104102 | no | no |  |  | no |  |  | 0 | 0 | 0 | 0
oh_line_8104102_200895953 |  | AN | node_8104102_200895952 | node_8104102_200895953 | 279.227 | bal_1P_2AC_2AC(N) | 8104102 | no | no |  |  | no |  |  | 0 | 0 | 0 | 0
oh_line_8104102_200896294 |  | AN | node_8104102_200971076 | node_8104102_200896294 | 47.912 | bal_1P_2AC_2AC(N) | 8104102 | no | no |  |  | no |  |  | 0 | 0 | 0 | 0
oh_line_8104102_200896295 |  | AN | node_8104102_200896309 | node_8104102_200896295 | 179.487 | bal_1P_1/0AC_1/0AC(N) | 8104102 | no | no |  |  | no |  |  | 0 | 0 | 0 | 0
oh_line_8104102_200896296 |  | AN | node_8104102_200896294 | node_8104102_200896296 | 127.432 | bal_1P_2AC_2AC(N) | 8104102 | no | no |  |  | no |  |  | 0 | 0 | 0 | 0
oh_line_8104102_200896297 |  | AN | node_8104102_200896296 | node_intto1_8104102_200896297 | 154.414 | bal_1P_2AC_2AC(N) | 8104102 | no | no |  |  | no |  |  | 0 | 0 | 0 | 0
oh_line_8104102_200896298 |  | AN | node_8104102_200896297 | node_8104102_200896298 | 145.911 | bal_1P_2AC_2AC(N) | 8104102 | no | no |  |  | no |  |  | 0 | 0 | 0 | 0
oh_line_8104102_200896299 |  | AN | node_8104102_200896298 | node_8104102_200896299 | 152.235 | bal_1P_2AC_2AC(N) | 8104102 | no | no |  |  | no |  |  | 0 | 0 | 0 | 0
oh_line_8104102_200896300 |  | AN | node_8104102_200896299 | node_8104102_200896300 | 152.668 | bal_1P_2AC_2AC(N) | 8104102 | no | no |  |  | no |  |  | 0 | 0 | 0 | 0
oh_line_8104102_200896301 |  | AN | node_8104102_200896300 | node_8104102_200896301 | 342.494 | bal_1P_2AC_2AC(N) | 8104102 | no | no |  |  | no |  |  | 0 | 0 | 0 | 0
oh_line_8104102_200896302 |  | AN | node_8104102_200896301 | node_8104102_200896302 | 67.384 | bal_1P_1/0AC_1/0AC(N) | 8104102 | no | no |  |  | no |  |  | 0 | 0 | 0 | 0
oh_line_8104102_200896308 |  | AN | node_8104102_200896301 | node_8104102_200896308 | 228.378 | bal_1P_2AC_2AC(N) | 8104102 | no | no |  |  | no |  |  | 0 | 0 | 0 | 0
oh_line_8104102_200896309 |  | AN | node_8104102_200896308 | node_8104102_200896309 | 136.414 | bal_1P_1/0AC_1/0AC(N) | 8104102 | no | no |  |  | no |  |  | 0 | 0 | 0 | 0
oh_line_8104102_200896343 |  | ABN | node_8104102_200898354 | node_8104102_200896343 | 93.811 | bal_2P_1/0AC_1/0AC(N) | 8104102 | no | no |  |  | no |  |  | 0 | 0 | 0 | 0
oh_line_8104102_200896344 |  | ABN | node_8104102_200896343 | node_8104102_200896344 | 147.446 | bal_2P_1/0AC_1/0AC(N) | 8104102 | no | no |  |  | no |  |  | 0 | 0 | 0 | 0
oh_line_8104102_200896346 |  | ABN | node_8104102_200896344 | node_8104102_200896346 | 158.107 | bal_2P_1/0AC_2CU(N) | 8104102 | no | no |  |  | no |  |  | 0 | 0 | 0 | 0
oh_line_8104102_200896348 |  | AN | node_8104102_200898535 | node_8104102_200896348 | 179.933 | bal_1P_1/0AA_1/0AA(N) | 8104102 | no | no |  |  | no |  |  | 0 | 0 | 0 | 0
oh_line_8104102_200896397 |  | ABCN | node_8104102_200898488 | node_intto1_8104102_200896397 | 17.73 | bal_3P_4/0AA_4/0AA(N) | 8104102 | no | no |  |  | no |  |  | 0 | 0 | 0 | 0
oh_line_8104102_200896398 |  | ABCN | node_8104102_200896397 | node_intto1_8104102_200896398 | 140.673 | bal_3P_4/0AL_2CU(N) | 8104102 | no | no |  |  | no |  |  | 0 | 0 | 0 | 0
oh_line_8104102_200896399 |  | ABCN | node_8104102_200896398 | node_8104102_200896399 | 145.333 | bal_3P_4/0AL_2CU(N) | 8104102 | no | no |  |  | no |  |  | 0 | 0 | 0 | 0
oh_line_8104102_200896400 |  | ABCN | node_8104102_200896399 | node_8104102_200896400 | 67.799 | bal_3P_1/0AC_1/0AC(N) | 8104102 | no | no |  |  | no |  |  | 0 | 0 | 0 | 0
oh_line_8104102_200896401 |  | ABCN | node_8104102_200896400 | node_intto1_8104102_200896401 | 227.475 | bal_3P_1/0AC_1/0AC(N) | 8104102 | no | no |  |  | no |  |  | 0 | 0 | 0 | 0
oh_line_8104102_200896402 |  | ABCN | node_8104102_200896401 | node_8104102_200896402 | 219.5 | bal_3P_1/0AC_1/0AC(N) | 8104102 | no | no |  |  | no |  |  | 0 | 0 | 0 | 0
oh_line_8104102_200896403 |  | ABCN | node_8104102_200896399 | node_8104102_200896403 | 147.807 | bal_3P_4/0AL_1/0AC(N) | 8104102 | no | no |  |  | no |  |  | 0 | 0 | 0 | 0
oh_line_8104102_200896404 |  | ABCN | node_8104102_200896403 | node_8104102_200896404 | 143.485 | bal_3P_1/0AA_1/0AA(N) | 8104102 | no | no |  |  | no |  |  | 0 | 0 | 0 | 0
oh_line_8104102_200896405 |  | ABCN | node_8104102_200896404 | node_intto1_8104102_200896405 | 197.534 | bal_3P_4CU_4CU(N) | 8104102 | no | no |  |  | no |  |  | 0 | 0 | 0 | 0
oh_line_8104102_200896406 |  | ABN | node_8104102_200896405 | node_8104102_200896406 | 202.888 | bal_2P_2AC_2/0CU(N) | 8104102 | no | no |  |  | no |  |  | 0 | 0 | 0 | 0
oh_line_8104102_200896407 |  | ABN | node_8104102_200896406 | node_8104102_200896407 | 199.849 | bal_2P_2AC_2/0CU(N) | 8104102 | no | no |  |  | no |  |  | 0 | 0 | 0 | 0
oh_line_8104102_200896408 |  | ABN | node_8104102_200896407 | node_8104102_200896408 | 167.348 | bal_2P_2AC_4/0AL(N) | 8104102 | no | no |  |  | no |  |  | 0 | 0 | 0 | 0
oh_line_8104102_200896409 |  | ABN | node_8104102_200896408 | node_8104102_200896409 | 140.953 | bal_2P_2AC_2/0CU(N) | 8104102 | no | no |  |  | no |  |  | 0 | 0 | 0 | 0
oh_line_8104102_200896411 |  | ABN | node_8104102_200896439 | node_8104102_200896411 | 186.145 | bal_2P_2AC_4/0AL(N) | 8104102 | no | no |  |  | no |  |  | 0 | 0 | 0 | 0
oh_line_8104102_200896412 |  | ABCN | node_8104102_200896403 | node_8104102_200896412 | 241.589 | bal_3P_4/0AL_1/0AC(N) | 8104102 | no | no |  |  | no |  |  | 0 | 0 | 0 | 0
oh_line_8104102_200896413 |  | ABN | node_8104102_200896412 | node_intto1_8104102_200896413 | 157.504 | bal_2P_4/0AL_4/0AL(N) | 8104102 | no | no |  |  | no |  |  | 0 | 0 | 0 | 0
oh_line_8104102_200896414 |  | ABN | node_8104102_200896413 | node_8104102_200896414 | 158.298 | bal_2P_4/0AL_4/0AL(N) | 8104102 | no | no |  |  | no |  |  | 0 | 0 | 0 | 0
oh_line_8104102_200896415 |  | ABN | node_8104102_200896414 | node_8104102_200896415 | 201.259 | bal_2P_4/0AL_4/0AL(N) | 8104102 | no | no |  |  | no |  |  | 0 | 0 | 0 | 0
oh_line_8104102_200896417 |  | ABN | node_8104102_200896415 | node_8104102_200896417 | 185.412 | bal_2P_4/0AL_4/0AL(N) | 8104102 | no | no |  |  | no |  |  | 0 | 0 | 0 | 0
oh_line_8104102_200896418 |  | ABN | node_8104102_200896417 | node_8104102_200896418 | 132.987 | bal_2P_4/0AL_4/0AL(N) | 8104102 | no | no |  |  | no |  |  | 0 | 0 | 0 | 0
oh_line_8104102_200896419 |  | ABN | node_8104102_200896418 | node_8104102_200896419 | 129.176 | bal_2P_4/0AL_4/0AL(N) | 8104102 | no | no |  |  | no |  |  | 0 | 0 | 0 | 0
oh_line_8104102_200896420 |  | ABN | node_8104102_200896419 | node_8104102_200896420 | 219.595 | bal_2P_4/0AL_4/0AL(N) | 8104102 | no | no |  |  | no |  |  | 0 | 0 | 0 | 0
oh_line_8104102_200896422 |  | ABN | node_8104102_200896411 | node_8104102_200896422 | 129.773 | bal_2P_2AC_4/0AL(N) | 8104102 | no | no |  |  | no |  |  | 0 | 0 | 0 | 0
oh_line_8104102_200896425 |  | AN | node_8104102_200896917 | node_8104102_200896425 | 230.194 | bal_1P_1/0AC_4/0AL(N) | 8104102 | no | no |  |  | no |  |  | 0 | 0 | 0 | 0
oh_line_8104102_200896426 |  | ABN | node_8104102_200896422 | node_8104102_200896426 | 152.939 | bal_2P_2AC_4/0AL(N) | 8104102 | no | no |  |  | no |  |  | 0 | 0 | 0 | 0
oh_line_8104102_200896427 |  | ABN | node_8104102_200896426 | node_8104102_200896427 | 171.355 | bal_2P_2AC_4/0AL(N) | 8104102 | no | no |  |  | no |  |  | 0 | 0 | 0 | 0
oh_line_8104102_200896428 |  | ABN | node_8104102_200896427 | node_8104102_200896428 | 190.068 | bal_2P_2AC_4/0AL(N) | 8104102 | no | no |  |  | no |  |  | 0 | 0 | 0 | 0
oh_line_8104102_200896429 |  | AN | node_8104102_200896428 | node_8104102_200896429 | 163.666 | bal_1P_1/0AC_4/0AL(N) | 8104102 | no | no |  |  | no |  |  | 0 | 0 | 0 | 0
oh_line_8104102_200896430 |  | AN | node_8104102_200896429 | node_8104102_200896430 | 79.225 | bal_1P_1/0AC_4/0AL(N) | 8104102 | no | no |  |  | no |  |  | 0 | 0 | 0 | 0
oh_line_8104102_200896433 |  | AN | node_8104102_200896434 | node_8104102_200896433 | 202.892 | bal_1P_1/0AC_2/0CU(N) | 8104102 | no | no |  |  | no |  |  | 0 | 0 | 0 | 0
oh_line_8104102_200896434 |  | AN | node_8104102_200896435 | node_8104102_200896434 | 201.447 | bal_1P_1/0AC_2/0CU(N) | 8104102 | no | no |  |  | no |  |  | 0 | 0 | 0 | 0
oh_line_8104102_200896435 |  | AN | node_8104102_200896436 | node_8104102_200896435 | 201.367 | bal_1P_1/0AC_4/0AL(N) | 8104102 | no | no |  |  | no |  |  | 0 | 0 | 0 | 0
oh_line_8104102_200896436 |  | AN | node_8104102_200896437 | node_8104102_200896436 | 195.065 | bal_1P_1/0AC_2CU(N) | 8104102 | no | no |  |  | no |  |  | 0 | 0 | 0 | 0
oh_line_8104102_200896437 |  | AN | node_8104102_200896438 | node_intto1_8104102_200896437 | 198.431 | bal_1P_1/0AC_2CU(N) | 8104102 | no | no |  |  | no |  |  | 0 | 0 | 0 | 0
oh_line_8104102_200896438 |  | ABN | node_8104102_200896409 | node_8104102_200896438 | 142.11 | bal_2P_2AC_2/0CU(N) | 8104102 | no | no |  |  | no |  |  | 0 | 0 | 0 | 0
oh_line_8104102_200896439 |  | ABN | node_8104102_200896438 | node_8104102_200896439 | 205.829 | bal_2P_2AC_4/0AL(N) | 8104102 | no | no |  |  | no |  |  | 0 | 0 | 0 | 0
oh_line_8104102_200896547 |  | ABN | node_8104102_200898360 | node_intto1_8104102_200896547 | 164.938 | bal_2P_1/0AC_4/0AL(N) | 8104102 | no | no |  |  | no |  |  | 0 | 0 | 0 | 0
oh_line_8104102_200896548 |  | ABN | node_8104102_200896547 | node_8104102_200896548 | 165.202 | bal_2P_1/0AC_4/0AL(N) | 8104102 | no | no |  |  | no |  |  | 0 | 0 | 0 | 0
oh_line_8104102_200896549 |  | ABN | node_8104102_200896548 | node_8104102_200896549 | 204.686 | bal_2P_1/0AC_4/0AL(N) | 8104102 | no | no |  |  | no |  |  | 0 | 0 | 0 | 0
oh_line_8104102_200896550 |  | ABN | node_8104102_200896549 | node_8104102_200896550 | 198.025 | bal_2P_1/0AC_4/0AL(N) | 8104102 | no | no |  |  | no |  |  | 0 | 0 | 0 | 0
oh_line_8104102_200896551 |  | ABN | node_8104102_200896550 | node_8104102_200896551 | 200.61 | bal_2P_1/0AC_4/0AL(N) | 8104102 | no | no |  |  | no |  |  | 0 | 0 | 0 | 0
oh_line_8104102_200896552 |  | ABN | node_8104102_200896551 | node_8104102_200896552 | 158.692 | bal_2P_1/0AC_4/0AL(N) | 8104102 | no | no |  |  | no |  |  | 0 | 0 | 0 | 0
oh_line_8104102_200896553 |  | ABN | node_8104102_200896552 | node_8104102_200896553 | 216.718 | bal_2P_1/0AC_4/0AL(N) | 8104102 | no | no |  |  | no |  |  | 0 | 0 | 0 | 0
oh_line_8104102_200896556 |  | ABN | node_8104102_200896552 | node_8104102_200896556 | 240.976 | bal_2P_1/0AC_1/0AC(N) | 8104102 | no | no |  |  | no |  |  | 0 | 0 | 0 | 0
oh_line_8104102_200896557 |  | ABN | node_8104102_200896556 | node_8104102_200896557 | 152.142 | bal_2P_1/0AC_4/0AL(N) | 8104102 | no | no |  |  | no |  |  | 0 | 0 | 0 | 0
oh_line_8104102_200896558 |  | ABN | node_8104102_200896346 | node_8104102_200896558 | 78.654 | bal_2P_1/0AC_2CU(N) | 8104102 | no | no |  |  | no |  |  | 0 | 0 | 0 | 0
oh_line_8104102_200896561 |  | ABN | node_8104102_200896558 | node_8104102_200896561 | 122.215 | bal_2P_1/0AC_2CU(N) | 8104102 | no | no |  |  | no |  |  | 0 | 0 | 0 | 0
oh_line_8104102_200896562 |  | ABN | node_8104102_200896561 | node_8104102_200896562 | 136.185 | bal_2P_1/0AC_2CU(N) | 8104102 | no | no |  |  | no |  |  | 0 | 0 | 0 | 0
oh_line_8104102_200896563 |  | ABN | node_8104102_200896562 | node_8104102_200896563 | 140.74 | bal_2P_1/0AC_4/0AL(N) | 8104102 | no | no |  |  | no |  |  | 0 | 0 | 0 | 0
oh_line_8104102_200896564 |  | ABN | node_8104102_200896563 | node_8104102_200896564 | 141.995 | bal_2P_1/0AC_4/0AL(N) | 8104102 | no | no |  |  | no |  |  | 0 | 0 | 0 | 0
oh_line_8104102_200896565 |  | ABN | node_8104102_200896564 | node_8104102_200896565 | 136.327 | bal_2P_1/0AC_4/0AL(N) | 8104102 | no | no |  |  | no |  |  | 0 | 0 | 0 | 0
oh_line_8104102_200896566 |  | ABN | node_8104102_200896565 | node_8104102_200896566 | 154.154 | bal_2P_1/0AC_4/0AL(N) | 8104102 | no | no |  |  | no |  |  | 0 | 0 | 0 | 0
oh_line_8104102_200896567 |  | ABN | node_8104102_200896566 | node_8104102_200896567 | 155.956 | bal_2P_1/0AC_4/0AL(N) | 8104102 | no | no |  |  | no |  |  | 0 | 0 | 0 | 0
oh_line_8104102_200896568 |  | ABN | node_8104102_200896567 | node_8104102_200896568 | 153.888 | bal_2P_1/0AC_4/0AL(N) | 8104102 | no | no |  |  | no |  |  | 0 | 0 | 0 | 0
oh_line_8104102_200896724 |  | ABCN | node_8104102_200896412 | node_8104102_200896724 | 163.104 | bal_3P_4/0AC_1/0AC(N) | 8104102 | no | no |  |  | no |  |  | 0 | 0 | 0 | 0
oh_line_8104102_200896725 |  | ABCN | node_8104102_200896742 | node_8104102_200896725 | 162.32 | bal_3P_4/0AC_4/0AL(N) | 8104102 | no | no |  |  | no |  |  | 0 | 0 | 0 | 0
oh_line_8104102_200896726 |  | ABCN | node_8104102_200896725 | node_8104102_200896726 | 160.298 | bal_3P_4/0AC_4/0AL(N) | 8104102 | no | no |  |  | no |  |  | 0 | 0 | 0 | 0
oh_line_8104102_200896727 |  | ABCN | node_8104102_200896726 | node_8104102_200896727 | 163.6 | bal_3P_4/0AL_4/0AL(N) | 8104102 | no | no |  |  | no |  |  | 0 | 0 | 0 | 0
oh_line_8104102_200896728 |  | ABCN | node_8104102_200896727 | node_intto1_8104102_200896728 | 153.782 | bal_3P_4/0AL_4/0AL(N) | 8104102 | no | no |  |  | no |  |  | 0 | 0 | 0 | 0
oh_line_8104102_200896729-1 |  | ABCN | node_1335966_71_15276858_866 | node_8104102_200896729 | 1.429 | bal_3P_4/0AL_4/0AL(N) | 8104102 | no | no |  |  | no |  |  | 0 | 0 | 0 | 0
oh_line_8104102_200896729-2 |  | ABCN | node_8104102_200896728 | node_1335966_71_15276858_866 | 161.628 | bal_3P_4/0AL_4/0AL(N) | 8104102 | no | no |  |  | no |  |  | 0 | 0 | 0 | 0
oh_line_8104102_200896730-1 |  | ABCN | node_1335968_084_15276854_886 | node_8104102_200896730 | 153.853 | bal_3P_4/0AL_4/0AL(N) | 8104102 | no | no |  |  | no |  |  | 0 | 0 | 0 | 0
oh_line_8104102_200896730-2 |  | ABCN | node_8104102_200896729 | node_1335968_084_15276854_886 | 5.088 | bal_3P_4/0AL_4/0AL(N) | 8104102 | no | no |  |  | no |  |  | 0 | 0 | 0 | 0
oh_line_8104102_200896731 |  | ABN | node_8104102_200896730 | node_8104102_200896731 | 158.043 | bal_2P_4/0AL_1/0AC(N) | 8104102 | no | no |  |  | no |  |  | 0 | 0 | 0 | 0
oh_line_8104102_200896732 |  | ABN | node_8104102_200896731 | node_8104102_200896732 | 177.768 | bal_2P_4/0AL_1/0AC(N) | 8104102 | no | no |  |  | no |  |  | 0 | 0 | 0 | 0
oh_line_8104102_200896733 |  | ABN | node_8104102_200896732 | node_8104102_200896733 | 148.816 | bal_2P_4/0AL_4/0AL(N) | 8104102 | no | no |  |  | no |  |  | 0 | 0 | 0 | 0
oh_line_8104102_200896734 |  | ABN | node_8104102_200896733 | node_8104102_200896734 | 148.698 | bal_2P_4/0AL_4/0AL(N) | 8104102 | no | no |  |  | no |  |  | 0 | 0 | 0 | 0
oh_line_8104102_200896735 |  | ABCN | node_8104102_200896724 | node_8104102_200896735 | 163.865 | bal_3P_4/0AC_4/0AL(N) | 8104102 | no | no |  |  | no |  |  | 0 | 0 | 0 | 0
oh_line_8104102_200896736 |  | ABCN | node_8104102_200896735 | node_8104102_200896736 | 167.396 | bal_3P_4/0AC_4/0AL(N) | 8104102 | no | no |  |  | no |  |  | 0 | 0 | 0 | 0
oh_line_8104102_200896737 |  | ABCN | node_8104102_200896736 | node_8104102_200896737 | 151.909 | bal_3P_4/0AC_4/0AL(N) | 8104102 | no | no |  |  | no |  |  | 0 | 0 | 0 | 0
oh_line_8104102_200896738 |  | ABCN | node_8104102_200896737 | node_8104102_200896738 | 164.677 | bal_3P_4/0AC_1/0AC(N) | 8104102 | no | no |  |  | no |  |  | 0 | 0 | 0 | 0
oh_line_8104102_200896739 |  | ABCN | node_8104102_200896738 | node_8104102_200896739 | 185.919 | bal_3P_4/0AC_1/0AC(N) | 8104102 | no | no |  |  | no |  |  | 0 | 0 | 0 | 0
oh_line_8104102_200896740 |  | ABCN | node_8104102_200896739 | node_8104102_200896740 | 143.944 | bal_3P_4/0AC_4/0AL(N) | 8104102 | no | no |  |  | no |  |  | 0 | 0 | 0 | 0
oh_line_8104102_200896741 |  | ABCN | node_8104102_200896740 | node_8104102_200896741 | 161.625 | bal_3P_4/0AC_4/0AL(N) | 8104102 | no | no |  |  | no |  |  | 0 | 0 | 0 | 0
oh_line_8104102_200896742 |  | ABCN | node_8104102_200896741 | node_8104102_200896742 | 156.054 | bal_3P_4/0AC_1/0AC(N) | 8104102 | no | no |  |  | no |  |  | 0 | 0 | 0 | 0
oh_line_8104102_200896801 |  | ABN | node_8104102_200898434 | node_intto1_8104102_200896801 | 170.141 | bal_2P_1/0AC_1/0AC(N) | 8104102 | no | no |  |  | no |  |  | 0 | 0 | 0 | 0
oh_line_8104102_200896802 |  | ABN | node_8104102_200896812 | node_8104102_200896802 | 160.813 | bal_2P_1/0AC_4/0AL(N) | 8104102 | no | no |  |  | no |  |  | 0 | 0 | 0 | 0
oh_line_8104102_200896803 |  | ABN | node_8104102_200896802 | node_8104102_200896803 | 160.301 | bal_2P_1/0AC_4/0AL(N) | 8104102 | no | no |  |  | no |  |  | 0 | 0 | 0 | 0
oh_line_8104102_200896805 |  | ABN | node_8104102_200896801 | node_8104102_200896805 | 195.989 | bal_2P_1/0AC_4/0AL(N) | 8104102 | no | no |  |  | no |  |  | 0 | 0 | 0 | 0
oh_line_8104102_200896806 |  | ABN | node_8104102_200896805 | node_8104102_200896806 | 154.331 | bal_2P_1/0AC_4/0AL(N) | 8104102 | no | no |  |  | no |  |  | 0 | 0 | 0 | 0
oh_line_8104102_200896807 |  | ABN | node_8104102_200896806 | node_8104102_200896807 | 201.75 | bal_2P_1/0AC_4/0AL(N) | 8104102 | no | no |  |  | no |  |  | 0 | 0 | 0 | 0
oh_line_8104102_200896808 |  | ABN | node_8104102_200896807 | node_8104102_200896808 | 249.857 | bal_2P_1/0AC_1/0AC(N) | 8104102 | no | no |  |  | no |  |  | 0 | 0 | 0 | 0
oh_line_8104102_200896809 |  | ABN | node_8104102_200896808 | node_8104102_200896809 | 113.503 | bal_2P_1/0AC_4/0AL(N) | 8104102 | no | no |  |  | no |  |  | 0 | 0 | 0 | 0
oh_line_8104102_200896810 |  | ABN | node_8104102_200896809 | node_8104102_200896810 | 141.859 | bal_2P_1/0AC_4/0AL(N) | 8104102 | no | no |  |  | no |  |  | 0 | 0 | 0 | 0
oh_line_8104102_200896811 |  | ABN | node_8104102_200896810 | node_8104102_200896811 | 118.319 | bal_2P_1/0AC_4/0AL(N) | 8104102 | no | no |  |  | no |  |  | 0 | 0 | 0 | 0
oh_line_8104102_200896812 |  | ABN | node_8104102_200896811 | node_8104102_200896812 | 149.262 | bal_2P_1/0AC_4/0AL(N) | 8104102 | no | no |  |  | no |  |  | 0 | 0 | 0 | 0
oh_line_8104102_200896883 |  | AN | node_8104102_200896735 | node_8104102_200896883 | 171.851 | bal_1P_1/0AC_1/0AC(N) | 8104102 | no | no |  |  | no |  |  | 0 | 0 | 0 | 0
oh_line_8104102_200896884 |  | AN | node_8104102_200896883 | node_8104102_200896884 | 166.101 | bal_1P_1/0AC_4/0AL(N) | 8104102 | no | no |  |  | no |  |  | 0 | 0 | 0 | 0
oh_line_8104102_200896885 |  | AN | node_8104102_200896884 | node_8104102_200896885 | 159.791 | bal_1P_1/0AC_4/0AL(N) | 8104102 | no | no |  |  | no |  |  | 0 | 0 | 0 | 0
oh_line_8104102_200896886 |  | AN | node_8104102_200896885 | node_8104102_200896886 | 105.772 | bal_1P_1/0AC_4/0AL(N) | 8104102 | no | no |  |  | no |  |  | 0 | 0 | 0 | 0
oh_line_8104102_200896888 |  | AN | node_8104102_200896737 | node_intto1_8104102_200896888 | 263.642 | bal_1P_1/0AC_1/0AC(N) | 8104102 | no | no |  |  | no |  |  | 0 | 0 | 0 | 0
oh_line_8104102_200896889 |  | AN | node_8104102_200896888 | node_8104102_200896889 | 180.971 | bal_1P_1/0AC_4/0AL(N) | 8104102 | no | no |  |  | no |  |  | 0 | 0 | 0 | 0
oh_line_8104102_200896890 |  | AN | node_8104102_200896889 | node_8104102_200896890 | 197.201 | bal_1P_1/0AC_4/0AL(N) | 8104102 | no | no |  |  | no |  |  | 0 | 0 | 0 | 0
oh_line_8104102_200896891 |  | AN | node_8104102_200896890 | node_8104102_200896891 | 188.58 | bal_1P_1/0AC_4/0AL(N) | 8104102 | no | no |  |  | no |  |  | 0 | 0 | 0 | 0
oh_line_8104102_200896892 |  | AN | node_8104102_200896415 | node_8104102_200896892 | 157.588 | bal_1P_1/0AC_1/0AC(N) | 8104102 | no | no |  |  | no |  |  | 0 | 0 | 0 | 0
oh_line_8104102_200896893 |  | AN | node_8104102_200896892 | node_8104102_200896893 | 174.217 | bal_1P_1/0AC_4/0AL(N) | 8104102 | no | no |  |  | no |  |  | 0 | 0 | 0 | 0
oh_line_8104102_200896894 |  | ABCN | node_8104102_200898485 | node_8104102_200896894 | 125.482 | bal_3P_1/0AA_1/0AA(N) | 8104102 | no | no |  |  | no |  |  | 0 | 0 | 0 | 0
oh_line_8104102_200896897 |  | AN | node_8104102_200898339 | node_8104102_200896897 | 258.319 | bal_1P_1/0AC_1/0AC(N) | 8104102 | no | no |  |  | no |  |  | 0 | 0 | 0 | 0
oh_line_8104102_200896914 |  | AN | node_8104102_200896739 | node_8104102_200896914 | 84.895 | bal_1P_1/0AC_1/0AC(N) | 8104102 | no | no |  |  | no |  |  | 0 | 0 | 0 | 0
oh_line_8104102_200896915 |  | AN | node_8104102_200896925 | node_8104102_200896915 | 139.955 | bal_1P_1/0AC_4/0AL(N) | 8104102 | no | no |  |  | no |  |  | 0 | 0 | 0 | 0
oh_line_8104102_200896916 |  | AN | node_8104102_200896915 | node_8104102_200896916 | 146.566 | bal_1P_1/0AC_4/0AL(N) | 8104102 | no | no |  |  | no |  |  | 0 | 0 | 0 | 0
oh_line_8104102_200896917 |  | AN | node_8104102_200896916 | node_8104102_200896917 | 172.425 | bal_1P_1/0AC_4/0AL(N) | 8104102 | no | no |  |  | no |  |  | 0 | 0 | 0 | 0
oh_line_8104102_200896918 |  | AN | node_8104102_200896914 | node_intto1_8104102_200896918 | 168.951 | bal_1P_1/0AC_1/0AC(N) | 8104102 | no | no |  |  | no |  |  | 0 | 0 | 0 | 0
oh_line_8104102_200896919 |  | AN | node_8104102_200896918 | node_8104102_200896919 | 121.065 | bal_1P_1/0AC_4/0AL(N) | 8104102 | no | no |  |  | no |  |  | 0 | 0 | 0 | 0
oh_line_8104102_200896920 |  | AN | node_8104102_200896919 | node_8104102_200896920 | 144.109 | bal_1P_1/0AC_4/0AL(N) | 8104102 | no | no |  |  | no |  |  | 0 | 0 | 0 | 0
oh_line_8104102_200896921 |  | AN | node_8104102_200896920 | node_8104102_200896921 | 187.253 | bal_1P_1/0AC_4/0AL(N) | 8104102 | no | no |  |  | no |  |  | 0 | 0 | 0 | 0
oh_line_8104102_200896922 |  | AN | node_8104102_200896921 | node_8104102_200896922 | 115.098 | bal_1P_1/0AC_4/0AL(N) | 8104102 | no | no |  |  | no |  |  | 0 | 0 | 0 | 0
oh_line_8104102_200896923 |  | AN | node_8104102_200896922 | node_8104102_200896923 | 136.947 | bal_1P_1/0AC_4/0AL(N) | 8104102 | no | no |  |  | no |  |  | 0 | 0 | 0 | 0
oh_line_8104102_200896924 |  | AN | node_8104102_200896923 | node_8104102_200896924 | 169.712 | bal_1P_1/0AC_4/0AL(N) | 8104102 | no | no |  |  | no |  |  | 0 | 0 | 0 | 0
oh_line_8104102_200896925 |  | AN | node_8104102_200896924 | node_8104102_200896925 | 162.446 | bal_1P_1/0AC_1/0AC(N) | 8104102 | no | no |  |  | no |  |  | 0 | 0 | 0 | 0
oh_line_8104102_200896926 |  | AN | node_8104102_200896726 | node_8104102_200896926 | 167.223 | bal_1P_1/0AC_4/0AL(N) | 8104102 | no | no |  |  | no |  |  | 0 | 0 | 0 | 0
oh_line_8104102_200896927 |  | AN | node_8104102_200896926 | node_8104102_200896927 | 155.853 | bal_1P_1/0AC_4/0AL(N) | 8104102 | no | no |  |  | no |  |  | 0 | 0 | 0 | 0
oh_line_8104102_200897064 |  | ABN | node_8104102_200897065 | node_8104102_200897064 | 160.985 | bal_2P_1/0AC_4/0AL(N) | 8104102 | no | no |  |  | no |  |  | 0 | 0 | 0 | 0
oh_line_8104102_200897065 |  | ABN | node_8104102_200897066 | node_8104102_200897065 | 160.446 | bal_2P_1/0AC_4/0AL(N) | 8104102 | no | no |  |  | no |  |  | 0 | 0 | 0 | 0
oh_line_8104102_200897066 |  | ABN | node_8104102_200897067 | node_8104102_200897066 | 164.878 | bal_2P_1/0AC_4/0AL(N) | 8104102 | no | no |  |  | no |  |  | 0 | 0 | 0 | 0
oh_line_8104102_200897067 |  | ABN | node_8104102_200897068 | node_8104102_200897067 | 191.008 | bal_2P_1/0AC_4/0AL(N) | 8104102 | no | no |  |  | no |  |  | 0 | 0 | 0 | 0
oh_line_8104102_200897068 |  | ABN | node_8104102_200896564 | node_8104102_200897068 | 219.297 | bal_2P_1/0AC_4/0AC(N) | 8104102 | no | no |  |  | no |  |  | 0 | 0 | 0 | 0
oh_line_8104102_200897141 |  | ABN | node_8104102_200897066 | node_8104102_200897141 | 50.047 | bal_2P_1/0AC_1/0AC(N) | 8104102 | no | no |  |  | no |  |  | 0 | 0 | 0 | 0
oh_line_8104102_200897142 |  | ABN | node_8104102_200897141 | node_8104102_200897142 | 237.576 | bal_2P_1/0AC_1/0AC(N) | 8104102 | no | no |  |  | no |  |  | 0 | 0 | 0 | 0
oh_line_8104102_200897143 |  | AN | node_8104102_200897146 | node_8104102_200897143 | 246.335 | bal_1P_1/0AA_1/0AA(N) | 8104102 | no | no |  |  | no |  |  | 0 | 0 | 0 | 0
oh_line_8104102_200897144 |  | AN | node_8104102_200897143 | node_8104102_200897144 | 82.458 | bal_1P_1/0AA_1/0AA(N) | 8104102 | no | no |  |  | no |  |  | 0 | 0 | 0 | 0
oh_line_8104102_200897146 |  | ABN | node_8104102_200897147 | node_8104102_200897146 | 137.354 | bal_2P_1/0AC_4/0AL(N) | 8104102 | no | no |  |  | no |  |  | 0 | 0 | 0 | 0
oh_line_8104102_200897147 |  | ABN | node_8104102_200897142 | node_8104102_200897147 | 40.059 | bal_2P_1/0AC_1/0AC(N) | 8104102 | no | no |  |  | no |  |  | 0 | 0 | 0 | 0
oh_line_8104102_200897148 |  | ABN | node_8104102_200897147 | node_8104102_200897148 | 161.314 | bal_2P_1/0AC_4/0AL(N) | 8104102 | no | no |  |  | no |  |  | 0 | 0 | 0 | 0
oh_line_8104102_200897149 |  | ABN | node_8104102_200897148 | node_8104102_200897149 | 130.654 | bal_2P_1/0AC_4/0AL(N) | 8104102 | no | no |  |  | no |  |  | 0 | 0 | 0 | 0
oh_line_8104102_200897173 |  | AN | node_8104102_200897176 | node_8104102_200897173 | 188.336 | bal_1P_1/0AA_1/0AA(N) | 8104102 | no | no |  |  | no |  |  | 0 | 0 | 0 | 0
oh_line_8104102_200897176 |  | AN | node_8104102_200897177 | node_8104102_200897176 | 212.299 | bal_1P_1/0AA_1/0AA(N) | 8104102 | no | no |  |  | no |  |  | 0 | 0 | 0 | 0
oh_line_8104102_200897177 |  | ABN | node_8104102_200898558 | node_8104102_200897177 | 204.083 | bal_2P_1/0AA_1/0AA(N) | 8104102 | no | no |  |  | no |  |  | 0 | 0 | 0 | 0
oh_line_8104102_200897215 |  | AN | node_8104102_200896924 | node_8104102_200897215 | 223.964 | bal_1P_1/0AC_1/0AC(N) | 8104102 | no | no |  |  | no |  |  | 0 | 0 | 0 | 0
oh_line_8104102_200897216 |  | AN | node_8104102_200897215 | node_8104102_200897216 | 155.935 | bal_1P_1/0AC_4/0AL(N) | 8104102 | no | no |  |  | no |  |  | 0 | 0 | 0 | 0
oh_line_8104102_200897217 |  | AN | node_8104102_200897216 | node_8104102_200897217 | 170.278 | bal_1P_1/0AC_1/0AC(N) | 8104102 | no | no |  |  | no |  |  | 0 | 0 | 0 | 0
oh_line_8104102_200897218 |  | AN | node_8104102_200897217 | node_8104102_200897218 | 191.193 | bal_1P_1/0AC_1/0AC(N) | 8104102 | no | no |  |  | no |  |  | 0 | 0 | 0 | 0
oh_line_8104102_200897478 |  | AN | node_8104102_200896730 | node_8104102_200897478 | 181.614 | bal_1P_1/0AC_1/0AC(N) | 8104102 | no | no |  |  | no |  |  | 0 | 0 | 0 | 0
oh_line_8104102_200897479 |  | AN | node_8104102_200897478 | node_intto1_8104102_200897479 | 195.041 | bal_1P_1/0AC_4/0AL(N) | 8104102 | no | no |  |  | no |  |  | 0 | 0 | 0 | 0
oh_line_8104102_200897480 |  | AN | node_8104102_200897479 | node_8104102_200897480 | 149.449 | bal_1P_1/0AC_4/0AL(N) | 8104102 | no | no |  |  | no |  |  | 0 | 0 | 0 | 0
oh_line_8104102_200897481 |  | AN | node_8104102_200897480 | node_8104102_200897481 | 129.418 | bal_1P_1/0AC_4/0AL(N) | 8104102 | no | no |  |  | no |  |  | 0 | 0 | 0 | 0
oh_line_8104102_200897482 |  | AN | node_8104102_200897481 | node_8104102_200897482 | 142.248 | bal_1P_1/0AC_4/0AL(N) | 8104102 | no | no |  |  | no |  |  | 0 | 0 | 0 | 0
oh_line_8104102_200897484 |  | AN | node_8104102_200897479 | node_8104102_200897484 | 146.289 | bal_1P_1/0AC_1/0AC(N) | 8104102 | no | no |  |  | no |  |  | 0 | 0 | 0 | 0
oh_line_8104102_200897485 |  | AN | node_8104102_200897484 | node_8104102_200897485 | 136.609 | bal_1P_1/0AC_1/0AC(N) | 8104102 | no | no |  |  | no |  |  | 0 | 0 | 0 | 0
oh_line_8104102_200897486 |  | AN | node_8104102_200897485 | node_8104102_200897486 | 157.861 | bal_1P_1/0AC_4/0AL(N) | 8104102 | no | no |  |  | no |  |  | 0 | 0 | 0 | 0
oh_line_8104102_200897487 |  | AN | node_8104102_200897486 | node_8104102_200897487 | 154.538 | bal_1P_1/0AC_4/0AL(N) | 8104102 | no | no |  |  | no |  |  | 0 | 0 | 0 | 0
oh_line_8104102_200897488 |  | AN | node_8104102_200897487 | node_8104102_200897488 | 169.324 | bal_1P_1/0AC_1/0AC(N) | 8104102 | no | no |  |  | no |  |  | 0 | 0 | 0 | 0
oh_line_8104102_200897489 |  | AN | node_8104102_200897488 | node_8104102_200897489 | 121.612 | bal_1P_1/0AC_4/0AL(N) | 8104102 | no | no |  |  | no |  |  | 0 | 0 | 0 | 0
oh_line_8104102_200897945 |  | AN | node_8104102_200897487 | node_8104102_200897945 | 185.642 | bal_1P_1/0AC_1/0AC(N) | 8104102 | no | no |  |  | no |  |  | 0 | 0 | 0 | 0
oh_line_8104102_200897946 |  | AN | node_8104102_200897945 | node_8104102_200897946 | 142.875 | bal_1P_1/0AC_4/0AL(N) | 8104102 | no | no |  |  | no |  |  | 0 | 0 | 0 | 0
oh_line_8104102_200897948 |  | AN | node_8104102_200897946 | node_8104102_200897948 | 165.346 | bal_1P_1/0AC_4/0AL(N) | 8104102 | no | no |  |  | no |  |  | 0 | 0 | 0 | 0
oh_line_8104102_200897949 |  | AN | node_8104102_200897948 | node_8104102_200897949 | 142.77 | bal_1P_1/0AC_1/0AC(N) | 8104102 | no | no |  |  | no |  |  | 0 | 0 | 0 | 0
oh_line_8104102_200898075 |  | ABN | node_8104102_200896734 | node_8104102_200898075 | 174.352 | bal_2P_4/0AL_1/0AC(N) | 8104102 | no | no |  |  | no |  |  | 0 | 0 | 0 | 0
oh_line_8104102_200898076 |  | AN | node_8104102_200898075 | node_8104102_200898076 | 209.895 | bal_1P_4/0AL_4/0AL(N) | 8104102 | no | no |  |  | no |  |  | 0 | 0 | 0 | 0
oh_line_8104102_200898077 |  | AN | node_8104102_200898076 | node_8104102_200898077 | 184.822 | bal_1P_4/0AL_4/0AL(N) | 8104102 | no | no |  |  | no |  |  | 0 | 0 | 0 | 0
oh_line_8104102_200898078 |  | AN | node_8104102_200898077 | node_8104102_200898078 | 152.071 | bal_1P_4/0AL_4/0AL(N) | 8104102 | no | no |  |  | no |  |  | 0 | 0 | 0 | 0
oh_line_8104102_200898079 |  | AN | node_8104102_200898078 | node_8104102_200898079 | 181.311 | bal_1P_4/0AL_4/0AL(N) | 8104102 | no | no |  |  | no |  |  | 0 | 0 | 0 | 0
oh_line_8104102_200898080 |  | AN | node_8104102_200898079 | node_intto1_8104102_200898080 | 151.519 | bal_1P_4/0AL_4/0AL(N) | 8104102 | no | no |  |  | no |  |  | 0 | 0 | 0 | 0
oh_line_8104102_200898081 |  | AN | node_8104102_200898080 | node_8104102_200898081 | 196.945 | bal_1P_4/0AL_4/0AL(N) | 8104102 | no | no |  |  | no |  |  | 0 | 0 | 0 | 0
oh_line_8104102_200898083 |  | AN | node_8104102_200898080 | node_8104102_200898083 | 176.047 | bal_1P_4/0AL_4/0AL(N) | 8104102 | no | no |  |  | no |  |  | 0 | 0 | 0 | 0
oh_line_8104102_200898084 |  | AN | node_8104102_200898083 | node_8104102_200898084 | 153.608 | bal_1P_1/0AC_4/0AL(N) | 8104102 | no | no |  |  | no |  |  | 0 | 0 | 0 | 0
oh_line_8104102_200898085 |  | AN | node_8104102_200898084 | node_8104102_200898085 | 149.386 | bal_1P_1/0AC_4/0AL(N) | 8104102 | no | no |  |  | no |  |  | 0 | 0 | 0 | 0
oh_line_8104102_200898086 |  | AN | node_8104102_200898085 | node_8104102_200898086 | 184.752 | bal_1P_1/0AC_4/0AL(N) | 8104102 | no | no |  |  | no |  |  | 0 | 0 | 0 | 0
oh_line_8104102_200898089 |  | AN | node_8104102_200898086 | node_8104102_200898089 | 144.509 | bal_1P_1/0AC_4/0AL(N) | 8104102 | no | no |  |  | no |  |  | 0 | 0 | 0 | 0
oh_line_8104102_200898090 |  | AN | node_8104102_200898089 | node_8104102_200898090 | 140.112 | bal_1P_1/0AC_1/0AC(N) | 8104102 | no | no |  |  | no |  |  | 0 | 0 | 0 | 0
oh_line_8104102_200898092 |  | AN | node_8104102_200898075 | node_8104102_200898092 | 197.744 | bal_1P_4/0AL_4/0AL(N) | 8104102 | no | no |  |  | no |  |  | 0 | 0 | 0 | 0
oh_line_8104102_200898093 |  | AN | node_8104102_200898092 | node_intto1_8104102_200898093 | 161.405 | bal_1P_4/0AL_4/0AL(N) | 8104102 | no | no |  |  | no |  |  | 0 | 0 | 0 | 0
oh_line_8104102_200898094 |  | AN | node_8104102_200898093 | node_8104102_200898094 | 183.957 | bal_1P_4/0AL_4/0AL(N) | 8104102 | no | no |  |  | no |  |  | 0 | 0 | 0 | 0
oh_line_8104102_200898095 |  | AN | node_8104102_200898094 | node_8104102_200898095 | 116.105 | bal_1P_4/0AL_4/0AL(N) | 8104102 | no | no |  |  | no |  |  | 0 | 0 | 0 | 0
oh_line_8104102_200898097 |  | AN | node_8104102_200898095 | node_8104102_200898097 | 137.888 | bal_1P_4/0AL_4/0AL(N) | 8104102 | no | no |  |  | no |  |  | 0 | 0 | 0 | 0
oh_line_8104102_200898098 |  | AN | node_8104102_201018770 | node_8104102_200898098 | 95.045 | bal_1P_4/0AL_4/0AL(N) | 8104102 | no | no |  |  | no |  |  | 0 | 0 | 0 | 0
oh_line_8104102_200898119 |  | AN | node_8104102_200898092 | node_intto1_8104102_200898119 | 159.656 | bal_1P_1/0AC_4/0AL(N) | 8104102 | no | no |  |  | no |  |  | 0 | 0 | 0 | 0
oh_line_8104102_200898120 |  | AN | node_8104102_200898119 | node_8104102_200898120 | 164.94 | bal_1P_1/0AC_4/0AL(N) | 8104102 | no | no |  |  | no |  |  | 0 | 0 | 0 | 0
oh_line_8104102_200898121 |  | AN | node_8104102_200898120 | node_8104102_200898121 | 165.011 | bal_1P_1/0AC_1/0AC(N) | 8104102 | no | no |  |  | no |  |  | 0 | 0 | 0 | 0
oh_line_8104102_200898122 |  | AN | node_8104102_200898121 | node_8104102_200898122 | 173.686 | bal_1P_1/0AC_4/0AL(N) | 8104102 | no | no |  |  | no |  |  | 0 | 0 | 0 | 0
oh_line_8104102_200898123 |  | AN | node_8104102_200898122 | node_8104102_200898123 | 163.398 | bal_1P_1/0AC_4/0AL(N) | 8104102 | no | no |  |  | no |  |  | 0 | 0 | 0 | 0
oh_line_8104102_200898124 |  | AN | node_8104102_200898123 | node_8104102_200898124 | 291.404 | bal_1P_1/0AC_1/0AC(N) | 8104102 | no | no |  |  | no |  |  | 0 | 0 | 0 | 0
oh_line_8104102_200898142 |  | ABN | node_8104102_200896557 | node_8104102_200898142 | 39.232 | bal_2P_1/0AC_1/0AC(N) | 8104102 | no | no |  |  | no |  |  | 0 | 0 | 0 | 0
oh_line_8104102_200898143 |  | ABN | node_8104102_200898142 | node_8104102_200898143 | 166.67 | bal_2P_1/0AC_1/0AC(N) | 8104102 | no | no |  |  | no |  |  | 0 | 0 | 0 | 0
oh_line_8104102_200898144 |  | ABN | node_8104102_200898143 | node_8104102_200898144 | 198.945 | bal_2P_1/0AC_4/0AL(N) | 8104102 | no | no |  |  | no |  |  | 0 | 0 | 0 | 0
oh_line_8104102_200898148 |  | AN | node_8104102_200898123 | node_8104102_200898148 | 201.427 | bal_1P_1/0AC_1/0AC(N) | 8104102 | no | no |  |  | no |  |  | 0 | 0 | 0 | 0
oh_line_8104102_200898149 |  | AN | node_8104102_200898148 | node_8104102_200898149 | 155.561 | bal_1P_1/0AC_4/0AL(N) | 8104102 | no | no |  |  | no |  |  | 0 | 0 | 0 | 0
oh_line_8104102_200898150 |  | AN | node_8104102_200898149 | node_8104102_200898150 | 181.755 | bal_1P_1/0AC_4/0AL(N) | 8104102 | no | no |  |  | no |  |  | 0 | 0 | 0 | 0
oh_line_8104102_200898164 |  | ABCN | node_8104102_200898224 | node_8104102_200898164 | 159.035 | bal_3P_477AL_4/0AC(N) | 8104102 | no | no |  |  | no |  |  | 0 | 0 | 0 | 0
oh_line_8104102_200898165 |  | ABCN | node_8104102_200898164 | node_8104102_200898165 | 117.314 | bal_3P_477AL_4/0AC(N) | 8104102 | no | no |  |  | no |  |  | 0 | 0 | 0 | 0
oh_line_8104102_200898166 |  | ABCN | node_8104102_200898165 | node_intto1_8104102_200898166 | 95.468 | bal_3P_477AL_4/0AL(N) | 8104102 | no | no |  |  | no |  |  | 0 | 0 | 0 | 0
oh_line_8104102_200898167 |  | ABCN | node_8104102_200898166 | node_8104102_200898167 | 131.057 | bal_3P_477AL_4/0AL(N) | 8104102 | no | no |  |  | no |  |  | 0 | 0 | 0 | 0
oh_line_8104102_200898175 |  | AN | node_8104102_200964763 | node_8104102_200898175 | 83.581 | bal_1P_1/0AC_1/0AC(N) | 8104102 | no | no |  |  | no |  |  | 0 | 0 | 0 | 0
oh_line_8104102_200898186 |  | AN | node_8104102_200898175 | node_8104102_200898186 | 96.43 | bal_1P_1/0AC_1/0AC(N) | 8104102 | no | no |  |  | no |  |  | 0 | 0 | 0 | 0
oh_line_8104102_200898199 |  | AN | node_8104102_200898186 | node_8104102_200898199 | 217.503 | bal_1P_1/0AC_1/0AC(N) | 8104102 | no | no |  |  | no |  |  | 0 | 0 | 0 | 0
oh_line_8104102_200898222 |  | AN | node_8104102_200898533 | node_8104102_200898222 | 184.663 | bal_1P_1/0AC_1/0AC(N) | 8104102 | no | no |  |  | no |  |  | 0 | 0 | 0 | 0
oh_line_8104102_200898223 |  | ABCN | node_8104102_200898533 | node_8104102_200898223 | 67.806 | bal_3P_477AL_4/0AC(N) | 8104102 | no | no |  |  | no |  |  | 0 | 0 | 0 | 0
oh_line_8104102_200898224 |  | ABCN | node_8104102_200898223 | node_8104102_200898224 | 159.301 | bal_3P_477AL_4/0AC(N) | 8104102 | no | no |  |  | no |  |  | 0 | 0 | 0 | 0
oh_line_8104102_200898330 |  | ABN | node_8104102_200898332 | node_8104102_200898330 | 165.88 | bal_2P_1/0AC_1/0AC(N) | 8104102 | no | no |  |  | no |  |  | 0 | 0 | 0 | 0
oh_line_8104102_200898332 |  | ABN | node_8104102_200898333 | node_8104102_200898332 | 176.55 | bal_2P_1/0AC_2CU(N) | 8104102 | no | no |  |  | no |  |  | 0 | 0 | 0 | 0
oh_line_8104102_200898333 |  | ABN | node_8104102_200895493 | node_intto1_8104102_200898333 | 164.871 | bal_2P_2AC_2/0CU(N) | 8104102 | no | no |  |  | no |  |  | 0 | 0 | 0 | 0
oh_line_8104102_200898336 |  | ABN | node_8104102_200898333 | node_8104102_200898336 | 191.439 | bal_2P_1/0AC_4/0AL(N) | 8104102 | no | no |  |  | no |  |  | 0 | 0 | 0 | 0
oh_line_8104102_200898337 |  | ABN | node_8104102_200898336 | node_8104102_200898337 | 161.306 | bal_2P_1/0AC_4/0AL(N) | 8104102 | no | no |  |  | no |  |  | 0 | 0 | 0 | 0
oh_line_8104102_200898338 |  | ABN | node_8104102_200898337 | node_8104102_200898338 | 136.286 | bal_2P_1/0AC_4/0AL(N) | 8104102 | no | no |  |  | no |  |  | 0 | 0 | 0 | 0
oh_line_8104102_200898339 |  | AN | node_8104102_200898338 | node_8104102_200898339 | 37.294 | bal_1P_1/0AC_1/0AC(N) | 8104102 | no | no |  |  | no |  |  | 0 | 0 | 0 | 0
oh_line_8104102_200898354 |  | ABN | node_8104102_200898363 | node_8104102_200898354 | 150.975 | bal_2P_1/0AC_1/0AC(N) | 8104102 | no | no |  |  | no |  |  | 0 | 0 | 0 | 0
oh_line_8104102_200898355 |  | ABCN | node_8104102_200898357 | node_8104102_200898355 | 155.236 | bal_3P_1/0AC_1/0AA(N) | 8104102 | no | no |  |  | no |  |  | 0 | 0 | 0 | 0
oh_line_8104102_200898357 |  | ABCN | node_8104102_200898359 | node_8104102_200898357 | 166.287 | bal_3P_1/0AC_2CU(N) | 8104102 | no | no |  |  | no |  |  | 0 | 0 | 0 | 0
oh_line_8104102_200898359 |  | ABCN | node_8104102_200898360 | node_8104102_200898359 | 151.569 | bal_3P_1/0AC_2/0CU(N) | 8104102 | no | no |  |  | no |  |  | 0 | 0 | 0 | 0
oh_line_8104102_200898360 |  | ABCN | node_8104102_200898362 | node_intto1_8104102_200898360 | 235.808 | unb_3P_2-1/0AC_1/0AA_1/0AC(N) | 8104102 | no | no |  |  | no |  |  | 0 | 0 | 0 | 0
oh_line_8104102_200898362 |  | ABCN | node_8104102_201023434 | node_8104102_200898362 | 116.185 | unb_3P_2-1/0AC_1/0AA_1/0AC(N) | 8104102 | no | no |  |  | no |  |  | 0 | 0 | 0 | 0
oh_line_8104102_200898363 |  | ABN | node_8104102_200898364 | node_intto1_8104102_200898363 | 168.784 | bal_2P_1/0AC_1/0AC(N) | 8104102 | no | no |  |  | no |  |  | 0 | 0 | 0 | 0
oh_line_8104102_200898364 |  | ABN | node_8104102_200898365 | node_8104102_200898364 | 128.541 | bal_2P_1/0AC_4/0AL(N) | 8104102 | no | no |  |  | no |  |  | 0 | 0 | 0 | 0
oh_line_8104102_200898365 |  | ABCN | node_8104102_200898366 | node_8104102_200898365 | 160.818 | bal_3P_1/0AC_4/0AL(N) | 8104102 | no | no |  |  | no |  |  | 0 | 0 | 0 | 0
oh_line_8104102_200898366 |  | ABCN | node_8104102_200898367 | node_8104102_200898366 | 101.971 | bal_3P_1/0AC_1/0AA(N) | 8104102 | no | no |  |  | no |  |  | 0 | 0 | 0 | 0
oh_line_8104102_200898367 |  | ABCN | node_8104102_200898368 | node_8104102_200898367 | 142.873 | bal_3P_1/0AC_1/0AA(N) | 8104102 | no | no |  |  | no |  |  | 0 | 0 | 0 | 0
oh_line_8104102_200898368 |  | ABCN | node_8104102_200898369 | node_8104102_200898368 | 190.35 | bal_3P_1/0AC_1/0AA(N) | 8104102 | no | no |  |  | no |  |  | 0 | 0 | 0 | 0
oh_line_8104102_200898369 |  | ABCN | node_8104102_200898355 | node_8104102_200898369 | 140.308 | bal_3P_1/0AC_1/0AA(N) | 8104102 | no | no |  |  | no |  |  | 0 | 0 | 0 | 0
oh_line_8104102_200898391 |  | ABCN | node_8104102_200898426 | node_8104102_200898391 | 189.168 | bal_3P_DELTACUST | 8104102 | no | no |  |  | no |  |  | 0 | 0 | 0 | 0
oh_line_8104102_200898392 |  | ABCN | node_8104102_200898494 | node_8104102_200898392 | 237.426 | bal_3P_1/0AC_1/0AC(N) | 8104102 | no | no |  |  | no |  |  | 0 | 0 | 0 | 0
oh_line_8104102_200898393-1 |  | ABCN | node_1335035_499_15276175_63 | node_8104102_200898393 | 10.017 | bal_3P_1/0AC_1/0AC(N) | 8104102 | no | no |  |  | no |  |  | 0 | 0 | 0 | 0
oh_line_8104102_200898393-2 |  | ABCN | node_8104102_200898434 | node_1335035_499_15276175_63 | 167.317 | bal_3P_1/0AC_1/0AC(N) | 8104102 | no | no |  |  | no |  |  | 0 | 0 | 0 | 0
oh_line_8104102_200898394 |  | ABCN | node_8104102_200898393 | node_8104102_200898394 | 217.421 | bal_3P_1/0AC_4/0AC(N) | 8104102 | no | no |  |  | no |  |  | 0 | 0 | 0 | 0
oh_line_8104102_200898395 |  | ABCN | node_8104102_200898394 | node_8104102_200898395 | 181.439 | bal_3P_1/0AC_4/0AC(N) | 8104102 | no | no |  |  | no |  |  | 0 | 0 | 0 | 0
oh_line_8104102_200898396 |  | ABCN | node_8104102_200898395 | node_8104102_200898396 | 173.391 | bal_3P_1/0AC_4/0AC(N) | 8104102 | no | no |  |  | no |  |  | 0 | 0 | 0 | 0
oh_line_8104102_200898397 |  | ABCN | node_8104102_200898396 | node_8104102_200898397 | 173.28 | bal_3P_1/0AC_1/0AC(N) | 8104102 | no | no |  |  | no |  |  | 0 | 0 | 0 | 0
oh_line_8104102_200898398 |  | ABCN | node_8104102_200898397 | node_8104102_200898398 | 187.844 | bal_3P_1/0AC_1/0AC(N) | 8104102 | no | no |  |  | no |  |  | 0 | 0 | 0 | 0
oh_line_8104102_200898399 |  | ABCN | node_8104102_200898398 | node_8104102_200898399 | 291.122 | bal_3P_1/0AC_1/0AC(N) | 8104102 | no | no |  |  | no |  |  | 0 | 0 | 0 | 0
oh_line_8104102_200898400 |  | ABCN | node_8104102_200898399 | node_8104102_200898400 | 195.736 | bal_3P_1/0AC_4/0AL(N) | 8104102 | no | no |  |  | no |  |  | 0 | 0 | 0 | 0
oh_line_8104102_200898401 |  | ABCN | node_8104102_200898400 | node_8104102_200898401 | 241.074 | bal_3P_1/0AC_1/0AC(N) | 8104102 | no | no |  |  | no |  |  | 0 | 0 | 0 | 0
oh_line_8104102_200898402 |  | ABCN | node_8104102_200898401 | node_8104102_200898402 | 139.319 | bal_3P_1/0AC_1/0AC(N) | 8104102 | no | no |  |  | no |  |  | 0 | 0 | 0 | 0
oh_line_8104102_200898405 |  | AN | node_8104102_200898402 | node_8104102_200898405 | 196.922 | bal_1P_2AC_2AC(N) | 8104102 | no | no |  |  | no |  |  | 0 | 0 | 0 | 0
oh_line_8104102_200898406 |  | AN | node_8104102_200898405 | node_8104102_200898406 | 105.909 | bal_1P_1/0AA_1/0AA(N) | 8104102 | no | no |  |  | no |  |  | 0 | 0 | 0 | 0
oh_line_8104102_200898408 |  | AN | node_8104102_200898407 | node_8104102_200898408 | 118.235 | bal_1P_1/0AA_1/0AA(N) | 8104102 | no | no |  |  | no |  |  | 0 | 0 | 0 | 0
oh_line_8104102_200898410 |  | AN | node_8104102_200898407 | node_8104102_200898410 | 324.897 | bal_1P_1/0AA_1/0AA(N) | 8104102 | no | no |  |  | no |  |  | 0 | 0 | 0 | 0
oh_line_8104102_200898412 |  | ABCN | node_8104102_200898392 | node_intto1_8104102_200898412 | 180.25 | bal_3P_1/0AC_2/0CU(N) | 8104102 | no | no |  |  | no |  |  | 0 | 0 | 0 | 0
oh_line_8104102_200898413 |  | AN | node_8104102_200898410 | node_8104102_200898413 | 237.248 | bal_1P_2AC_2AC(N) | 8104102 | no | no |  |  | no |  |  | 0 | 0 | 0 | 0
oh_line_8104102_200898414 |  | AN | node_8104102_200898413 | node_8104102_200898414 | 300.338 | bal_1P_2AC_2AC(N) | 8104102 | no | no |  |  | no |  |  | 0 | 0 | 0 | 0
oh_line_8104102_200898416 |  | ABCN | node_8104102_200898412 | node_8104102_200898416 | 182.613 | bal_3P_1/0AC_2/0CU(N) | 8104102 | no | no |  |  | no |  |  | 0 | 0 | 0 | 0
oh_line_8104102_200898418 |  | ABCN | node_8104102_200898416 | node_8104102_200898418 | 174.851 | bal_3P_1/0AC_2/0CU(N) | 8104102 | no | no |  |  | no |  |  | 0 | 0 | 0 | 0
oh_line_8104102_200898419 |  | ABCN | node_8104102_200898418 | node_8104102_200898419 | 196.428 | bal_3P_1/0AC_2/0CU(N) | 8104102 | no | no |  |  | no |  |  | 0 | 0 | 0 | 0
oh_line_8104102_200898420 |  | ABCN | node_8104102_200898419 | node_8104102_200898420 | 201.48 | bal_3P_1/0AC_1/0AC(N) | 8104102 | no | no |  |  | no |  |  | 0 | 0 | 0 | 0
oh_line_8104102_200898421 |  | AN | node_8104102_200898420 | node_8104102_200898421 | 186.287 | bal_1P_1/0AA_1/0AA(N) | 8104102 | no | no |  |  | no |  |  | 0 | 0 | 0 | 0
oh_line_8104102_200898424 |  | ABCN | node_8104102_200968236 | node_8104102_200898424 | 200.358 | bal_3P_1/0AC_1/0AC(N) | 8104102 | no | no |  |  | no |  |  | 0 | 0 | 0 | 0
oh_line_8104102_200898425 |  | ABCD | node_8104102_200898424 | node_8104102_200898425 | 104.829 | bal_3P_1/0AC | 8104102 | no | no |  |  | no |  |  | 0 | 0 | 0 | 0
oh_line_8104102_200898426 |  | ABCD | node_8104102_200898425 | node_intto1_8104102_200898426 | 184.986 | bal_3P_1/0AC | 8104102 | no | no |  |  | no |  |  | 0 | 0 | 0 | 0
oh_line_8104102_200898427 |  | ABCN | node_8104102_200898424 | node_8104102_200898427 | 200.927 | bal_3P_1/0AC_2/0CU(N) | 8104102 | no | no |  |  | no |  |  | 0 | 0 | 0 | 0
oh_line_8104102_200898428 |  | ABCN | node_8104102_200898427 | node_8104102_200898428 | 100.239 | bal_3P_1/0AC_2/0CU(N) | 8104102 | no | no |  |  | no |  |  | 0 | 0 | 0 | 0
oh_line_8104102_200898429 |  | ABCN | node_8104102_200898428 | node_8104102_200898429 | 197.752 | bal_3P_1/0AC_2/0CU(N) | 8104102 | no | no |  |  | no |  |  | 0 | 0 | 0 | 0
oh_line_8104102_200898430 |  | ABCN | node_8104102_200898429 | node_8104102_200898430 | 202.577 | bal_3P_1/0AC_2/0CU(N) | 8104102 | no | no |  |  | no |  |  | 0 | 0 | 0 | 0
oh_line_8104102_200898431 |  | ABCN | node_8104102_200898430 | node_8104102_200898431 | 135.174 | bal_3P_1/0AC_2/0CU(N) | 8104102 | no | no |  |  | no |  |  | 0 | 0 | 0 | 0
oh_line_8104102_200898432 |  | ABCN | node_8104102_200898431 | node_8104102_200898432 | 158.459 | bal_3P_1/0AC_2/0CU(N) | 8104102 | no | no |  |  | no |  |  | 0 | 0 | 0 | 0
oh_line_8104102_200898433 |  | ABCN | node_8104102_200898432 | node_8104102_200898433 | 171.527 | bal_3P_1/0AC_2/0CU(N) | 8104102 | no | no |  |  | no |  |  | 0 | 0 | 0 | 0
oh_line_8104102_200898434 |  | ABCN | node_8104102_200898433 | node_8104102_200898434 | 188.373 | bal_3P_1/0AC_2/0CU(N) | 8104102 | no | no |  |  | no |  |  | 0 | 0 | 0 | 0
oh_line_8104102_200898438 |  | AN | node_8104102_200898077 | node_8104102_200898438 | 216.523 | bal_1P_1/0AC_1/0AC(N) | 8104102 | no | no |  |  | no |  |  | 0 | 0 | 0 | 0
oh_line_8104102_200898439 |  | AN | node_8104102_200898449 | node_8104102_200898439 | 189.517 | bal_1P_1/0AC_4/0AL(N) | 8104102 | no | no |  |  | no |  |  | 0 | 0 | 0 | 0
oh_line_8104102_200898440 |  | AN | node_8104102_200898439 | node_8104102_200898440 | 179.381 | bal_1P_1/0AC_4/0AL(N) | 8104102 | no | no |  |  | no |  |  | 0 | 0 | 0 | 0
oh_line_8104102_200898442 |  | AN | node_8104102_200898438 | node_intto1_8104102_200898442 | 174.855 | bal_1P_1/0AC_4/0AL(N) | 8104102 | no | no |  |  | no |  |  | 0 | 0 | 0 | 0
oh_line_8104102_200898443 |  | AN | node_8104102_200898442 | node_8104102_200898443 | 176.639 | bal_1P_1/0AC_1/0AC(N) | 8104102 | no | no |  |  | no |  |  | 0 | 0 | 0 | 0
oh_line_8104102_200898444 |  | AN | node_8104102_200898443 | node_8104102_200898444 | 179.072 | bal_1P_1/0AC_1/0AC(N) | 8104102 | no | no |  |  | no |  |  | 0 | 0 | 0 | 0
oh_line_8104102_200898445 |  | AN | node_8104102_200898444 | node_8104102_200898445 | 178.152 | bal_1P_1/0AC_4/0AL(N) | 8104102 | no | no |  |  | no |  |  | 0 | 0 | 0 | 0
oh_line_8104102_200898446 |  | AN | node_8104102_200898445 | node_8104102_200898446 | 180.982 | bal_1P_1/0AC_4/0AL(N) | 8104102 | no | no |  |  | no |  |  | 0 | 0 | 0 | 0
oh_line_8104102_200898447 |  | AN | node_8104102_200898446 | node_8104102_200898447 | 120.722 | bal_1P_1/0AC_4/0AL(N) | 8104102 | no | no |  |  | no |  |  | 0 | 0 | 0 | 0
oh_line_8104102_200898448 |  | AN | node_8104102_200898447 | node_8104102_200898448 | 129.922 | bal_1P_1/0AC_4/0AL(N) | 8104102 | no | no |  |  | no |  |  | 0 | 0 | 0 | 0
oh_line_8104102_200898449 |  | AN | node_8104102_200898448 | node_8104102_200898449 | 176.198 | bal_1P_1/0AC_4/0AL(N) | 8104102 | no | no |  |  | no |  |  | 0 | 0 | 0 | 0
oh_line_8104102_200898458 |  | AD | node_8104102_200898459 | node_8104102_200898458 | 185.309 | bal_1P_1/0AC | 8104102 | no | no |  |  | no |  |  | 0 | 0 | 0 | 0
oh_line_8104102_200898459 |  | AD | node_8104102_200898460 | node_8104102_200898459 | 256.357 | bal_1P_1/0AC | 8104102 | no | no |  |  | no |  |  | 0 | 0 | 0 | 0
oh_line_8104102_200898460 |  | AD | node_8104102_200898461 | node_8104102_200898460 | 192.127 | bal_1P_1/0AC | 8104102 | no | no |  |  | no |  |  | 0 | 0 | 0 | 0
oh_line_8104102_200898461 |  | AD | node_8104102_200898463 | node_8104102_200898461 | 202.046 | bal_1P_1/0AC | 8104102 | no | no |  |  | no |  |  | 0 | 0 | 0 | 0
oh_line_8104102_200898462 |  | AD | node_8104102_200898461 | node_8104102_200898462 | 24.959 | bal_1P_1/0AA | 8104102 | no | no |  |  | no |  |  | 0 | 0 | 0 | 0
oh_line_8104102_200898463 |  | AD | node_8104102_200898464 | node_8104102_200898463 | 203.467 | bal_1P_1/0AC | 8104102 | no | no |  |  | no |  |  | 0 | 0 | 0 | 0
oh_line_8104102_200898464 |  | AD | node_8104102_200898465 | node_8104102_200898464 | 192.374 | bal_1P_1/0AC | 8104102 | no | no |  |  | no |  |  | 0 | 0 | 0 | 0
oh_line_8104102_200898465 |  | AD | node_8104102_200898467 | node_8104102_200898465 | 234.46 | bal_1P_1/0AC | 8104102 | no | no |  |  | no |  |  | 0 | 0 | 0 | 0
oh_line_8104102_200898467 |  | AD | node_8104102_200898469 | node_8104102_200898467 | 241.576 | bal_1P_1/0AC | 8104102 | no | no |  |  | no |  |  | 0 | 0 | 0 | 0
oh_line_8104102_200898469 |  | AD | node_8104102_200898472 | node_8104102_200898469 | 238.91 | bal_1P_1/0AC | 8104102 | no | no |  |  | no |  |  | 0 | 0 | 0 | 0
oh_line_8104102_200898472 |  | AD | node_8104102_200898473 | node_8104102_200898472 | 153.391 | bal_1P_1/0AC | 8104102 | no | no |  |  | no |  |  | 0 | 0 | 0 | 0
oh_line_8104102_200898473 |  | AD | node_8104102_200898474 | node_intto1_8104102_200898473 | 175.643 | bal_1P_1/0AC | 8104102 | no | no |  |  | no |  |  | 0 | 0 | 0 | 0
oh_line_8104102_200898474 |  | AD | node_8104102_200899228 | node_8104102_200898474 | 152.369 | bal_1P_1/0AA | 8104102 | no | no |  |  | no |  |  | 0 | 0 | 0 | 0
oh_line_8104102_200898475 |  | AN | node_8104102_200898477 | node_8104102_200898475 | 169.499 | bal_1P_1/0AA_1/0AA(N) | 8104102 | no | no |  |  | no |  |  | 0 | 0 | 0 | 0
oh_line_8104102_200898477 |  | AN | node_8104102_200898478 | node_8104102_200898477 | 133.274 | bal_1P_1/0AC_1/0AC(N) | 8104102 | no | no |  |  | no |  |  | 0 | 0 | 0 | 0
oh_line_8104102_200898478 |  | ABCN | node_8104102_200898904 | node_8104102_200898478 | 73.178 | bal_3P_477AL_4/0AC(N) | 8104102 | no | no |  |  | no |  |  | 0 | 0 | 0 | 0
oh_line_8104102_200898479 |  | ABCN | node_8104102_200898478 | node_8104102_200898479 | 201.067 | bal_3P_477AL_4/0AC(N) | 8104102 | no | no |  |  | no |  |  | 0 | 0 | 0 | 0
oh_line_8104102_200898480 |  | ABCN | node_8104102_200898479 | node_8104102_200898480 | 194.788 | bal_3P_477AL_4/0AC(N) | 8104102 | no | no |  |  | no |  |  | 0 | 0 | 0 | 0
oh_line_8104102_200898481 |  | ABCN | node_8104102_200898480 | node_8104102_200898481 | 194.425 | bal_3P_477AL_4/0AC(N) | 8104102 | no | no |  |  | no |  |  | 0 | 0 | 0 | 0
oh_line_8104102_200898482 |  | ABCN | node_8104102_200898481 | node_8104102_200898482 | 255.866 | bal_3P_477AL_4/0AC(N) | 8104102 | no | no |  |  | no |  |  | 0 | 0 | 0 | 0
oh_line_8104102_200898483 |  | ABCN | node_8104102_200898482 | node_8104102_200898483 | 169.843 | bal_3P_477AL_4/0AC(N) | 8104102 | no | no |  |  | no |  |  | 0 | 0 | 0 | 0
oh_line_8104102_200898484 |  | ABCN | node_8104102_200898483 | node_8104102_200898484 | 108.15 | bal_3P_477AL_4/0AC(N) | 8104102 | no | no |  |  | no |  |  | 0 | 0 | 0 | 0
oh_line_8104102_200898485 |  | ABCN | node_8104102_200898484 | node_8104102_200898485 | 208.61 | bal_3P_477AL_4/0AC(N) | 8104102 | no | no |  |  | no |  |  | 0 | 0 | 0 | 0
oh_line_8104102_200898486 |  | ABCN | node_8104102_200898485 | node_8104102_200898486 | 234.309 | bal_3P_477AL_4/0AC(N) | 8104102 | no | no |  |  | no |  |  | 0 | 0 | 0 | 0
oh_line_8104102_200898487 |  | ABCN | node_8104102_310022897 | node_8104102_200898487 | 159.168 | bal_3P_477AL_4/0AC(N) | 8104102 | no | no |  |  | no |  |  | 0 | 0 | 0 | 0
oh_line_8104102_200898488 |  | ABCN | node_8104102_200898487 | node_8104102_200898488 | 267.155 | bal_3P_477AL_4/0AC(N) | 8104102 | no | no |  |  | no |  |  | 0 | 0 | 0 | 0
oh_line_8104102_200898489 |  | ABCN | node_8104102_200898488 | node_8104102_200898489 | 240.249 | bal_3P_477AL_4/0AC(N) | 8104102 | no | no |  |  | no |  |  | 0 | 0 | 0 | 0
oh_line_8104102_200898490 |  | ABCN | node_8104102_200898489 | node_8104102_200898490 | 210.639 | bal_3P_477AL_4/0AC(N) | 8104102 | no | no |  |  | no |  |  | 0 | 0 | 0 | 0
oh_line_8104102_200898492 |  | ABCN | node_8104102_201027797 | node_intto1_8104102_200898492 | 120.006 | bal_3P_336AC_4/0AC(N) | 8104102 | no | no |  |  | no |  |  | 0 | 0 | 0 | 0
oh_line_8104102_200898493 |  | ABCN | node_8104102_200898492 | node_8104102_200898493 | 161.7 | bal_3P_336AC_4/0AC(N) | 8104102 | no | no |  |  | no |  |  | 0 | 0 | 0 | 0
oh_line_8104102_200898494 |  | ABCN | node_8104102_200898493 | node_8104102_200898494 | 133.36 | bal_3P_336AC_4/0AC(N) | 8104102 | no | no |  |  | no |  |  | 0 | 0 | 0 | 0
oh_line_8104102_200898495 |  | ABCN | node_8104102_200898494 | node_8104102_200898495 | 261.629 | bal_3P_336AC_4/0AC(N) | 8104102 | no | no |  |  | no |  |  | 0 | 0 | 0 | 0
oh_line_8104102_200898496 |  | ABCN | node_8104102_200898495 | node_8104102_200898496 | 168.963 | bal_3P_336AC_4/0AC(N) | 8104102 | no | no |  |  | no |  |  | 0 | 0 | 0 | 0
oh_line_8104102_200898497 |  | ABCN | node_8104102_200898496 | node_8104102_200898497 | 125.251 | bal_3P_336AC_4/0AC(N) | 8104102 | no | no |  |  | no |  |  | 0 | 0 | 0 | 0
oh_line_8104102_200898498 |  | ABCN | node_8104102_200898497 | node_8104102_200898498 | 150.577 | bal_3P_336AC_4/0AC(N) | 8104102 | no | no |  |  | no |  |  | 0 | 0 | 0 | 0
oh_line_8104102_200898499 |  | ABCN | node_8104102_200898498 | node_8104102_200898499 | 135.395 | bal_3P_336AC_4/0AC(N) | 8104102 | no | no |  |  | no |  |  | 0 | 0 | 0 | 0
oh_line_8104102_200898500 |  | ABCN | node_8104102_200898499 | node_8104102_200898500 | 175.264 | bal_3P_336AC_4/0AC(N) | 8104102 | no | no |  |  | no |  |  | 0 | 0 | 0 | 0
oh_line_8104102_200898501 |  | ABCN | node_8104102_200898500 | node_8104102_200898501 | 158.937 | bal_3P_336AC_4/0AC(N) | 8104102 | no | no |  |  | no |  |  | 0 | 0 | 0 | 0
oh_line_8104102_200898502 |  | ABCN | node_8104102_200898501 | node_8104102_200898502 | 151.152 | bal_3P_336AC_4/0AC(N) | 8104102 | no | no |  |  | no |  |  | 0 | 0 | 0 | 0
oh_line_8104102_200898503 |  | ABCN | node_8104102_200898502 | node_8104102_200898503 | 192.56 | bal_3P_336AC_4/0AC(N) | 8104102 | no | no |  |  | no |  |  | 0 | 0 | 0 | 0
oh_line_8104102_200898504 |  | ABCN | node_8104102_200898503 | node_8104102_200898504 | 190.071 | bal_3P_336AC_4/0AC(N) | 8104102 | no | no |  |  | no |  |  | 0 | 0 | 0 | 0
oh_line_8104102_200898505 |  | ABCN | node_8104102_200898504 | node_8104102_200898505 | 299.968 | bal_3P_336AC_4/0AC(N) | 8104102 | no | no |  |  | no |  |  | 0 | 0 | 0 | 0
oh_line_8104102_200898506 |  | ABCN | node_8104102_200898505 | node_8104102_200898506 | 184.046 | bal_3P_336AC_4/0AC(N) | 8104102 | no | no |  |  | no |  |  | 0 | 0 | 0 | 0
oh_line_8104102_200898507 |  | ABCN | node_8104102_200898506 | node_8104102_200898507 | 164.909 | bal_3P_336AC_4/0AC(N) | 8104102 | no | no |  |  | no |  |  | 0 | 0 | 0 | 0
oh_line_8104102_200898508 |  | ABCN | node_8104102_200898507 | node_8104102_200898508 | 186.999 | bal_3P_336AC_4/0AC(N) | 8104102 | no | no |  |  | no |  |  | 0 | 0 | 0 | 0
oh_line_8104102_200898509 |  | ABCN | node_8104102_200898508 | node_8104102_200898509 | 231.675 | bal_3P_336AC_4/0AC(N) | 8104102 | no | no |  |  | no |  |  | 0 | 0 | 0 | 0
oh_line_8104102_200898510 |  | ABCN | node_8104102_200898509 | node_8104102_200898510 | 183.22 | bal_3P_336AC_4/0AC(N) | 8104102 | no | no |  |  | no |  |  | 0 | 0 | 0 | 0
oh_line_8104102_200898511 |  | ABCN | node_8104102_200898510 | node_8104102_200898511 | 155.614 | bal_3P_336AC_4/0AC(N) | 8104102 | no | no |  |  | no |  |  | 0 | 0 | 0 | 0
oh_line_8104102_200898512 |  | ABCN | node_8104102_200898511 | node_8104102_200898512 | 141.471 | bal_3P_336AC_4/0AC(N) | 8104102 | no | no |  |  | no |  |  | 0 | 0 | 0 | 0
oh_line_8104102_200898513 |  | ABCN | node_8104102_200898512 | node_8104102_200898513 | 184.218 | bal_3P_336AC_4/0AC(N) | 8104102 | no | no |  |  | no |  |  | 0 | 0 | 0 | 0
oh_line_8104102_200898514 |  | ABCN | node_8104102_200898513 | node_8104102_200898514 | 216.596 | bal_3P_336AC_4/0AC(N) | 8104102 | no | no |  |  | no |  |  | 0 | 0 | 0 | 0
oh_line_8104102_200898515 |  | ABCN | node_8104102_200898514 | node_8104102_200898515 | 183.585 | bal_3P_336AC_4/0AC(N) | 8104102 | no | no |  |  | no |  |  | 0 | 0 | 0 | 0
oh_line_8104102_200898516 |  | ABCN | node_8104102_200898515 | node_8104102_200898516 | 192.441 | bal_3P_336AC_4/0AC(N) | 8104102 | no | no |  |  | no |  |  | 0 | 0 | 0 | 0
oh_line_8104102_200898518 |  | ABCN | node_8104102_200898516 | node_intto1_8104102_200898518 | 184.817 | bal_3P_336AC_4/0AC(N) | 8104102 | no | no |  |  | no |  |  | 0 | 0 | 0 | 0
oh_line_8104102_200898519 |  | ABCN | node_8104102_200898518 | node_8104102_200898519 | 241.149 | bal_3P_336AC_4/0AC(N) | 8104102 | no | no |  |  | no |  |  | 0 | 0 | 0 | 0
oh_line_8104102_200898520 |  | ABCN | node_8104102_200898519 | node_8104102_200898520 | 204.119 | bal_3P_336AC_4/0AC(N) | 8104102 | no | no |  |  | no |  |  | 0 | 0 | 0 | 0
oh_line_8104102_200898521 |  | ABCN | node_8104102_200898520 | node_8104102_200898521 | 302.989 | bal_3P_336AC_4/0AC(N) | 8104102 | no | no |  |  | no |  |  | 0 | 0 | 0 | 0
oh_line_8104102_200898523 |  | ABCN | node_8104102_201044319 | node_8104102_200898523 | 252.637 | bal_3P_4/0AA_4/0AA(N) | 8104102 | no | no |  |  | no |  |  | 0 | 0 | 0 | 0
oh_line_8104102_200898524 |  | ABCN | node_8104102_200898523 | node_8104102_200898524 | 188.91 | bal_3P_336AC_4/0AC(N) | 8104102 | no | no |  |  | no |  |  | 0 | 0 | 0 | 0
oh_line_8104102_200898525 |  | ABCN | node_8104102_200898524 | node_8104102_200898525 | 170.348 | bal_3P_336AC_4/0AC(N) | 8104102 | no | no |  |  | no |  |  | 0 | 0 | 0 | 0
oh_line_8104102_200898526 |  | ABCN | node_8104102_200898525 | node_8104102_200898526 | 224.948 | bal_3P_336AC_4/0AC(N) | 8104102 | no | no |  |  | no |  |  | 0 | 0 | 0 | 0
oh_line_8104102_200898527 |  | ABCN | node_8104102_200898526 | node_8104102_200898527 | 203.161 | bal_3P_336AC_4/0AC(N) | 8104102 | no | no |  |  | no |  |  | 0 | 0 | 0 | 0
oh_line_8104102_200898528 |  | ABCN | node_8104102_200898527 | node_8104102_200898528 | 155.436 | bal_3P_336AC_4/0AC(N) | 8104102 | no | no |  |  | no |  |  | 0 | 0 | 0 | 0
oh_line_8104102_200898529 |  | ABCN | node_8104102_200898528 | node_8104102_200898529 | 352.7 | bal_3P_336AC_4/0AC(N) | 8104102 | no | no |  |  | no |  |  | 0 | 0 | 0 | 0
oh_line_8104102_200898530 |  | ABCN | node_8104102_200898529 | node_8104102_200898530 | 219.062 | bal_3P_4/0AC_4/0AC(N) | 8104102 | no | no |  |  | no |  |  | 0 | 0 | 0 | 0
oh_line_8104102_200898531 |  | ABCN | node_8104102_200898530 | node_8104102_200898531 | 299.763 | bal_3P_4/0AC_4/0AC(N) | 8104102 | no | no |  |  | no |  |  | 0 | 0 | 0 | 0
oh_line_8104102_200898532 |  | ABCN | node_8104102_200898531 | node_8104102_200898532 | 207.519 | bal_3P_336AC_4/0AC(N) | 8104102 | no | no |  |  | no |  |  | 0 | 0 | 0 | 0
oh_line_8104102_200898533 |  | ABCN | node_8104102_200899375 | node_8104102_200898533 | 86.06 | bal_3P_4/0AC_1/0AC(N) | 8104102 | no | no |  |  | no |  |  | 0 | 0 | 0 | 0
oh_line_8104102_200898534 |  | AN | node_8104102_200898533 | node_8104102_200898534 | 132.372 | bal_1P_4/0AC_4/0AC(N) | 8104102 | no | no |  |  | no |  |  | 0 | 0 | 0 | 0
oh_line_8104102_200898535 |  | AN | node_8104102_200898534 | node_8104102_200898535 | 146.576 | bal_1P_4/0AC_4/0AC(N) | 8104102 | no | no |  |  | no |  |  | 0 | 0 | 0 | 0
oh_line_8104102_200898536 |  | AN | node_8104102_200898535 | node_8104102_200898536 | 193.501 | bal_1P_4/0AC_4/0AC(N) | 8104102 | no | no |  |  | no |  |  | 0 | 0 | 0 | 0
oh_line_8104102_200898537 |  | AN | node_8104102_200898536 | node_8104102_200898537 | 169.049 | bal_1P_4/0AC_4/0AC(N) | 8104102 | no | no |  |  | no |  |  | 0 | 0 | 0 | 0
oh_line_8104102_200898538 |  | AN | node_8104102_200898537 | node_8104102_200898538 | 171.399 | bal_1P_4/0AC_4/0AC(N) | 8104102 | no | no |  |  | no |  |  | 0 | 0 | 0 | 0
oh_line_8104102_200898558 |  | ABN | node_8104102_200898504 | node_8104102_200898558 | 122.228 | bal_2P_1/0AC_1/0AA(N) | 8104102 | no | no |  |  | no |  |  | 0 | 0 | 0 | 0
oh_line_8104102_200898559 |  | AN | node_8104102_200898558 | node_8104102_200898559 | 138.237 | bal_1P_1/0AC_1/0AC(N) | 8104102 | no | no |  |  | no |  |  | 0 | 0 | 0 | 0
oh_line_8104102_200898564 |  | AN | node_8104102_201044319 | node_8104102_200898564 | 62.142 | bal_1P_2AC_2AC(N) | 8104102 | no | no |  |  | no |  |  | 0 | 0 | 0 | 0
oh_line_8104102_200898568 |  | ABCN | node_8104102_200898527 | node_8104102_200898568 | 150.365 | bal_3P_1/0AA_1/0AA(N) | 8104102 | no | no |  |  | no |  |  | 0 | 0 | 0 | 0
oh_line_8104102_200898569 |  | ABCN | node_8104102_200898532 | node_8104102_200898569 | 72 | bal_3P_336AC_4/0AC(N) | 8104102 | no | no |  |  | no |  |  | 0 | 0 | 0 | 0
oh_line_8104102_200898576 |  | AD | node_8104102_200898577 | node_8104102_200898576 | 296.407 | bal_1P_1/0AA | 8104102 | no | no |  |  | no |  |  | 0 | 0 | 0 | 0
oh_line_8104102_200898577 |  | AD | node_8104102_200898578 | node_8104102_200898577 | 259.106 | bal_1P_1/0AA | 8104102 | no | no |  |  | no |  |  | 0 | 0 | 0 | 0
oh_line_8104102_200898578 |  | AD | node_8104102_200898580 | node_8104102_200898578 | 278.935 | bal_1P_1/0AA | 8104102 | no | no |  |  | no |  |  | 0 | 0 | 0 | 0
oh_line_8104102_200898580 |  | AD | node_8104102_200898465 | node_8104102_200898580 | 99.759 | bal_1P_1/0AA | 8104102 | no | no |  |  | no |  |  | 0 | 0 | 0 | 0
oh_line_8104102_200898581 |  | AD | node_8104102_200898583 | node_8104102_200898581 | 167.171 | bal_1P_6CU | 8104102 | no | no |  |  | no |  |  | 0 | 0 | 0 | 0
oh_line_8104102_200898582 |  | AD | node_8104102_200898581 | node_intto1_8104102_200898582 | 305.445 | bal_1P_1/0AA | 8104102 | no | no |  |  | no |  |  | 0 | 0 | 0 | 0
oh_line_8104102_200898583 |  | AD | node_8104102_200898586 | node_8104102_200898583 | 208.591 | bal_1P_1/0AC | 8104102 | no | no |  |  | no |  |  | 0 | 0 | 0 | 0
oh_line_8104102_200898586 |  | AD | node_8104102_200898587 | node_8104102_200898586 | 294.548 | bal_1P_1/0AC | 8104102 | no | no |  |  | no |  |  | 0 | 0 | 0 | 0
oh_line_8104102_200898587 |  | AD | node_8104102_200898589 | node_8104102_200898587 | 177.301 | bal_1P_1/0AC | 8104102 | no | no |  |  | no |  |  | 0 | 0 | 0 | 0
oh_line_8104102_200898589 |  | AD | node_8104102_200898592 | node_8104102_200898589 | 249.397 | bal_1P_1/0AC | 8104102 | no | no |  |  | no |  |  | 0 | 0 | 0 | 0
oh_line_8104102_200898590 |  | AD | node_8104102_200898589 | node_8104102_200898590 | 206.964 | bal_1P_2AC | 8104102 | no | no |  |  | no |  |  | 0 | 0 | 0 | 0
oh_line_8104102_200898591 |  | AD | node_8104102_200898590 | node_8104102_200898591 | 245.049 | bal_1P_2AC | 8104102 | no | no |  |  | no |  |  | 0 | 0 | 0 | 0
oh_line_8104102_200898592 |  | AD | node_8104102_200898594 | node_8104102_200898592 | 301.49 | bal_1P_1/0AC | 8104102 | no | no |  |  | no |  |  | 0 | 0 | 0 | 0
oh_line_8104102_200898594-1 |  | AD | node_1339148_023_15277943_037 | node_8104102_200898594 | 4.947 | bal_1P_1/0AC | 8104102 | no | no |  |  | no |  |  | 0 | 0 | 0 | 0
oh_line_8104102_200898594-2 |  | AD | node_8104102_200898595 | node_1339148_023_15277943_037 | 173.178 | bal_1P_1/0AC | 8104102 | no | no |  |  | no |  |  | 0 | 0 | 0 | 0
oh_line_8104102_200898595 |  | AD | node_8104102_200898576 | node_8104102_200898595 | 175.171 | bal_1P_1/0AC | 8104102 | no | no |  |  | no |  |  | 0 | 0 | 0 | 0
oh_line_8104102_200898597 |  | AN | node_8104102_200898442 | node_8104102_200898597 | 186.649 | bal_1P_1/0AC_1/0AC(N) | 8104102 | no | no |  |  | no |  |  | 0 | 0 | 0 | 0
oh_line_8104102_200898598 |  | AN | node_8104102_200898597 | node_8104102_200898598 | 151.696 | bal_1P_1/0AC_4/0AL(N) | 8104102 | no | no |  |  | no |  |  | 0 | 0 | 0 | 0
oh_line_8104102_200898599 |  | AN | node_8104102_200898598 | node_8104102_200898599 | 125.134 | bal_1P_1/0AC_4/0AL(N) | 8104102 | no | no |  |  | no |  |  | 0 | 0 | 0 | 0
oh_line_8104102_200898600 |  | AN | node_8104102_200898599 | node_8104102_200898600 | 162.545 | bal_1P_1/0AC_4/0AL(N) | 8104102 | no | no |  |  | no |  |  | 0 | 0 | 0 | 0
oh_line_8104102_200898601 |  | AN | node_8104102_200898600 | node_8104102_200898601 | 232.672 | bal_1P_1/0AC_1/0AC(N) | 8104102 | no | no |  |  | no |  |  | 0 | 0 | 0 | 0
oh_line_8104102_200898639 |  | AN | node_8104102_200896301 | node_8104102_200898639 | 214.69 | bal_1P_1/0AC_1/0AC(N) | 8104102 | no | no |  |  | no |  |  | 0 | 0 | 0 | 0
oh_line_8104102_200898640 |  | AN | node_8104102_200898639 | node_8104102_200898640 | 189.127 | bal_1P_1/0AC_1/0AC(N) | 8104102 | no | no |  |  | no |  |  | 0 | 0 | 0 | 0
oh_line_8104102_200898643 |  | AN | node_8104102_200958294 | node_8104102_200898643 | 227.195 | bal_1P_1/0AC_1/0AC(N) | 8104102 | no | no |  |  | no |  |  | 0 | 0 | 0 | 0
oh_line_8104102_200898644 |  | AN | node_8104102_200898643 | node_8104102_200898644 | 319.002 | bal_1P_1/0AC_1/0AC(N) | 8104102 | no | no |  |  | no |  |  | 0 | 0 | 0 | 0
oh_line_8104102_200898645 |  | AN | node_8104102_200898644 | node_8104102_200898645 | 245.437 | bal_1P_1/0AC_1/0AC(N) | 8104102 | no | no |  |  | no |  |  | 0 | 0 | 0 | 0
oh_line_8104102_200898646 |  | AN | node_8104102_200898645 | node_8104102_200898646 | 194.171 | bal_1P_1/0AC_1/0AC(N) | 8104102 | no | no |  |  | no |  |  | 0 | 0 | 0 | 0
oh_line_8104102_200898647 |  | AN | node_8104102_200898646 | node_8104102_200898647 | 206.096 | bal_1P_1/0AC_1/0AC(N) | 8104102 | no | no |  |  | no |  |  | 0 | 0 | 0 | 0
oh_line_8104102_200898667 |  | ABN | node_8104102_200896809 | node_8104102_200898667 | 160.115 | bal_2P_1/0AC_4/0AL(N) | 8104102 | no | no |  |  | no |  |  | 0 | 0 | 0 | 0
oh_line_8104102_200898668 |  | ABN | node_8104102_200898667 | node_8104102_200898668 | 175.428 | bal_2P_1/0AC_4/0AL(N) | 8104102 | no | no |  |  | no |  |  | 0 | 0 | 0 | 0
oh_line_8104102_200898669 |  | ABN | node_8104102_200898668 | node_8104102_200898669 | 177.76 | bal_2P_1/0AC_4/0AL(N) | 8104102 | no | no |  |  | no |  |  | 0 | 0 | 0 | 0
oh_line_8104102_200898670 |  | ABN | node_8104102_200898669 | node_8104102_200898670 | 184.35 | bal_2P_1/0AC_4/0AL(N) | 8104102 | no | no |  |  | no |  |  | 0 | 0 | 0 | 0
oh_line_8104102_200898671 |  | ABN | node_8104102_200898670 | node_8104102_200898671 | 79.626 | bal_2P_1/0AC_4/0AL(N) | 8104102 | no | no |  |  | no |  |  | 0 | 0 | 0 | 0
oh_line_8104102_200898766 |  | AN | node_8104102_200898639 | node_8104102_200898766 | 183.544 | bal_1P_1/0AC_4/0AL(N) | 8104102 | no | no |  |  | no |  |  | 0 | 0 | 0 | 0
oh_line_8104102_200898767 |  | AN | node_8104102_200898766 | node_8104102_200898767 | 203.826 | bal_1P_1/0AC_4/0AL(N) | 8104102 | no | no |  |  | no |  |  | 0 | 0 | 0 | 0
oh_line_8104102_200898768 |  | AN | node_8104102_200898767 | node_8104102_200898768 | 170.893 | bal_1P_1/0AC_4/0AL(N) | 8104102 | no | no |  |  | no |  |  | 0 | 0 | 0 | 0
oh_line_8104102_200898769 |  | AN | node_8104102_200898768 | node_8104102_200898769 | 112.301 | bal_1P_1/0AC_4/0AL(N) | 8104102 | no | no |  |  | no |  |  | 0 | 0 | 0 | 0
oh_line_8104102_200898770 |  | AN | node_8104102_200898769 | node_8104102_200898770 | 223.497 | bal_1P_1/0AC_1/0AC(N) | 8104102 | no | no |  |  | no |  |  | 0 | 0 | 0 | 0
oh_line_8104102_200898771 |  | AN | node_8104102_200898770 | node_8104102_200898771 | 162.7 | bal_1P_1/0AC_4/0AC(N) | 8104102 | no | no |  |  | no |  |  | 0 | 0 | 0 | 0
oh_line_8104102_200898772 |  | ABN | node_8104102_200898397 | node_8104102_200898772 | 176.256 | bal_2P_1/0AC_1/0AC(N) | 8104102 | no | no |  |  | no |  |  | 0 | 0 | 0 | 0
oh_line_8104102_200898774 |  | ABN | node_8104102_200898772 | node_intto1_8104102_200898774 | 154.214 | bal_2P_1/0AC_4/0AC(N) | 8104102 | no | no |  |  | no |  |  | 0 | 0 | 0 | 0
oh_line_8104102_200898775 |  | ABN | node_8104102_200898774 | node_8104102_200898775 | 183.232 | bal_2P_1/0AC_1/0AC(N) | 8104102 | no | no |  |  | no |  |  | 0 | 0 | 0 | 0
oh_line_8104102_200898776 |  | ABN | node_8104102_200898775 | node_8104102_200898776 | 160.859 | bal_2P_1/0AC_1/0AC(N) | 8104102 | no | no |  |  | no |  |  | 0 | 0 | 0 | 0
oh_line_8104102_200898777 |  | ABN | node_8104102_200898776 | node_8104102_200898777 | 135.629 | bal_2P_1/0AC_1/0AC(N) | 8104102 | no | no |  |  | no |  |  | 0 | 0 | 0 | 0
oh_line_8104102_200898778 |  | ABN | node_8104102_200898777 | node_8104102_200898778 | 183.901 | bal_2P_1/0AC_4/0AC(N) | 8104102 | no | no |  |  | no |  |  | 0 | 0 | 0 | 0
oh_line_8104102_200898779 |  | ABN | node_8104102_200898778 | node_8104102_200898779 | 152.517 | bal_2P_1/0AC_1/0AC(N) | 8104102 | no | no |  |  | no |  |  | 0 | 0 | 0 | 0
oh_line_8104102_200898780 |  | ABN | node_8104102_200898779 | node_8104102_200898780 | 180.474 | bal_2P_1/0AC_4/0AC(N) | 8104102 | no | no |  |  | no |  |  | 0 | 0 | 0 | 0
oh_line_8104102_200898840 |  | AN | node_8104102_200898098 | node_8104102_200898840 | 172.797 | bal_1P_1/0AC_1/0AC(N) | 8104102 | no | no |  |  | no |  |  | 0 | 0 | 0 | 0
oh_line_8104102_200898841 |  | AN | node_8104102_200898850 | node_8104102_200898841 | 183.768 | bal_1P_1/0AC_1/0AC(N) | 8104102 | no | no |  |  | no |  |  | 0 | 0 | 0 | 0
oh_line_8104102_200898842 |  | AN | node_8104102_200898841 | node_8104102_200898842 | 178.099 | bal_1P_1/0AC_1/0AC(N) | 8104102 | no | no |  |  | no |  |  | 0 | 0 | 0 | 0
oh_line_8104102_200898843 |  | AN | node_8104102_200898840 | node_8104102_200898843 | 181.445 | bal_1P_1/0AC_1/0AC(N) | 8104102 | no | no |  |  | no |  |  | 0 | 0 | 0 | 0
oh_line_8104102_200898844 |  | AN | node_8104102_200898843 | node_8104102_200898844 | 184.625 | bal_1P_1/0AC_1/0AC(N) | 8104102 | no | no |  |  | no |  |  | 0 | 0 | 0 | 0
oh_line_8104102_200898845 |  | AN | node_8104102_200898844 | node_8104102_200898845 | 179.495 | bal_1P_1/0AC_1/0AC(N) | 8104102 | no | no |  |  | no |  |  | 0 | 0 | 0 | 0
oh_line_8104102_200898846 |  | AN | node_8104102_200898845 | node_8104102_200898846 | 177.839 | bal_1P_1/0AC_1/0AC(N) | 8104102 | no | no |  |  | no |  |  | 0 | 0 | 0 | 0
oh_line_8104102_200898847 |  | AN | node_8104102_200898846 | node_8104102_200898847 | 179.951 | bal_1P_1/0AC_1/0AC(N) | 8104102 | no | no |  |  | no |  |  | 0 | 0 | 0 | 0
oh_line_8104102_200898849 |  | AN | node_8104102_311876350 | node_8104102_200898849 | 199.326 | bal_1P_1/0AC_1/0AC(N) | 8104102 | no | no |  |  | no |  |  | 0 | 0 | 0 | 0
oh_line_8104102_200898850 |  | AN | node_8104102_200898849 | node_8104102_200898850 | 196.19 | bal_1P_1/0AC_1/0AC(N) | 8104102 | no | no |  |  | no |  |  | 0 | 0 | 0 | 0
oh_line_8104102_200898880 |  | ABCN | node_8104102_200865456 | node_8104102_200898880 | 180.908 | bal_3P_477AL_4/0AL(N) | 8104102 | no | no |  |  | no |  |  | 0 | 0 | 0 | 0
oh_line_8104102_200898883 |  | ABCN | node_8104102_200971076 | node_8104102_200898883 | 167.261 | bal_3P_477AL_4/0AL(N) | 8104102 | no | no |  |  | no |  |  | 0 | 0 | 0 | 0
oh_line_8104102_200898888 |  | ABCN | node_8104102_200898883 | node_8104102_200898888 | 151.463 | bal_3P_477AL_4/0AL(N) | 8104102 | no | no |  |  | no |  |  | 0 | 0 | 0 | 0
oh_line_8104102_200898889 |  | ABCN | node_8104102_200898888 | node_8104102_200898889 | 166.43 | bal_3P_477AL_4/0AL(N) | 8104102 | no | no |  |  | no |  |  | 0 | 0 | 0 | 0
oh_line_8104102_200898890 |  | AN | node_8104102_200898889 | node_intto1_8104102_200898890 | 289.764 | bal_1P_1/0AC_1/0AC(N) | 8104102 | no | no |  |  | no |  |  | 0 | 0 | 0 | 0
oh_line_8104102_200898892 |  | ABCN | node_8104102_200898889 | node_8104102_200898892 | 181.681 | bal_3P_477AL_4/0AC(N) | 8104102 | no | no |  |  | no |  |  | 0 | 0 | 0 | 0
oh_line_8104102_200898893 |  | ABCN | node_8104102_200898892 | node_8104102_200898893 | 160.158 | bal_3P_477AL_4/0AC(N) | 8104102 | no | no |  |  | no |  |  | 0 | 0 | 0 | 0
oh_line_8104102_200898894 |  | ABCN | node_8104102_200898893 | node_intto1_8104102_200898894 | 153.334 | bal_3P_477AL_4/0AC(N) | 8104102 | no | no |  |  | no |  |  | 0 | 0 | 0 | 0
oh_line_8104102_200898895 |  | ABCN | node_8104102_312152594 | node_8104102_200898895 | 84.356 | bal_3P_477AL_4/0AC(N) | 8104102 | no | no |  |  | no |  |  | 0 | 0 | 0 | 0
oh_line_8104102_200898896 |  | ABCN | node_8104102_200898895 | node_8104102_200898896 | 193.613 | bal_3P_477AL_4/0AC(N) | 8104102 | no | no |  |  | no |  |  | 0 | 0 | 0 | 0
oh_line_8104102_200898897 |  | ABCN | node_8104102_200898896 | node_8104102_200898897 | 261.042 | bal_3P_477AL_4/0AC(N) | 8104102 | no | no |  |  | no |  |  | 0 | 0 | 0 | 0
oh_line_8104102_200898898 |  | AN | node_8104102_200898897 | node_8104102_200898898 | 111.644 | bal_1P_1/0AC_1/0AC(N) | 8104102 | no | no |  |  | no |  |  | 0 | 0 | 0 | 0
oh_line_8104102_200898899 |  | AN | node_8104102_200898898 | node_8104102_200898899 | 144.87 | bal_1P_1/0AC_4/0AL(N) | 8104102 | no | no |  |  | no |  |  | 0 | 0 | 0 | 0
oh_line_8104102_200898903 |  | ABCN | node_8104102_200898897 | node_8104102_200898903 | 265.8 | bal_3P_477AL_4/0AC(N) | 8104102 | no | no |  |  | no |  |  | 0 | 0 | 0 | 0
oh_line_8104102_200898904 |  | ABCN | node_8104102_200898903 | node_8104102_200898904 | 201.33 | bal_3P_477AL_4/0AC(N) | 8104102 | no | no |  |  | no |  |  | 0 | 0 | 0 | 0
oh_line_8104102_200899005 |  | ABCN | node_8104102_200898506 | node_intto1_8104102_200899005 | 34.347 | bal_3P_1/0AA_1/0AA(N) | 8104102 | no | no |  |  | no |  |  | 0 | 0 | 0 | 0
oh_line_8104102_200899006 |  | ABCN | node_8104102_200899005 | node_8104102_200899006 | 147.009 | bal_3P_1/0AC_1/0AC(N) | 8104102 | no | no |  |  | no |  |  | 0 | 0 | 0 | 0
oh_line_8104102_200899007 |  | ABCN | node_8104102_200899006 | node_8104102_200899007 | 96.772 | bal_3P_1/0AA_1/0AA(N) | 8104102 | no | no |  |  | no |  |  | 0 | 0 | 0 | 0
oh_line_8104102_200899008 |  | ABCN | node_8104102_200899007 | node_intto1_8104102_200899008 | 133.291 | bal_3P_1/0AA_1/0AA(N) | 8104102 | no | no |  |  | no |  |  | 0 | 0 | 0 | 0
oh_line_8104102_200899218 |  | AN | node_8104102_200898895 | node_8104102_200899218 | 131.733 | bal_1P_1/0AC_1/0AC(N) | 8104102 | no | no |  |  | no |  |  | 0 | 0 | 0 | 0
oh_line_8104102_200899220 |  | AN | node_8104102_200899218 | node_intto1_8104102_200899220 | 155.267 | bal_1P_1/0AC_2CU(N) | 8104102 | no | no |  |  | no |  |  | 0 | 0 | 0 | 0
oh_line_8104102_200899221 |  | AN | node_8104102_200899220 | node_8104102_200899221 | 167.834 | bal_1P_1/0AC_2CU(N) | 8104102 | no | no |  |  | no |  |  | 0 | 0 | 0 | 0
oh_line_8104102_200899222 |  | AN | node_8104102_200899221 | node_8104102_200899222 | 123.112 | bal_1P_1/0AA_1/0AA(N) | 8104102 | no | no |  |  | no |  |  | 0 | 0 | 0 | 0
oh_line_8104102_200899224 |  | AN | node_8104102_200899222 | node_8104102_200899224 | 236.529 | bal_1P_1/0AA_1/0AA(N) | 8104102 | no | no |  |  | no |  |  | 0 | 0 | 0 | 0
oh_line_8104102_200899227 |  | AN | node_8104102_200899224 | node_8104102_200899227 | 243.256 | bal_1P_1/0AA_1/0AA(N) | 8104102 | no | no |  |  | no |  |  | 0 | 0 | 0 | 0
oh_line_8104102_200899228-1 |  | AN | node_220464946 | node_8104102_200899228 | 14.592 | bal_1P_1/0AA_4/0AC(N) | 8104102 | no | no |  |  | no |  |  | 0 | 0 | 0 | 0
oh_line_8104102_200899228-2 |  | AN | node_220386923 | node_intto1_220464946 | 11.574 | bal_1P_1/0AA_4/0AC(N) | 8104102 | no | no |  |  | no |  |  | 0 | 0 | 0 | 0
oh_line_8104102_200899228-3 |  | AN | node_8104102_200899227 | node_intto1_220386923 | 94.359 | bal_1P_1/0AA_4/0AC(N) | 8104102 | no | no |  |  | no |  |  | 0 | 0 | 0 | 0
oh_line_8104102_200899230 |  | AN | node_8104102_200895953 | node_8104102_200899230 | 193.386 | bal_1P_1/0AA_1/0AA(N) | 8104102 | no | no |  |  | no |  |  | 0 | 0 | 0 | 0
oh_line_8104102_200899231 |  | AN | node_8104102_200899230 | node_8104102_200899231 | 299.657 | bal_1P_1/0AA_1/0AA(N) | 8104102 | no | no |  |  | no |  |  | 0 | 0 | 0 | 0
oh_line_8104102_200899232 |  | AN | node_8104102_200899231 | node_8104102_200899232 | 283.723 | bal_1P_1/0AA_1/0AA(N) | 8104102 | no | no |  |  | no |  |  | 0 | 0 | 0 | 0
oh_line_8104102_200899374 |  | AN | node_8104102_200899375 | node_8104102_200899374 | 63.012 | bal_1P_1/0AA_1/0AA(N) | 8104102 | no | no |  |  | no |  |  | 0 | 0 | 0 | 0
oh_line_8104102_200899375 |  | ABCN | node_8104102_200898569 | node_8104102_200899375 | 45.376 | bal_3P_4/0AC_4/0AC(N) | 8104102 | no | no |  |  | no |  |  | 0 | 0 | 0 | 0
oh_line_8104102_200899376 |  | AN | node_8104102_200899374 | node_8104102_200899376 | 185.464 | bal_1P_1/0AC_1/0AC(N) | 8104102 | no | no |  |  | no |  |  | 0 | 0 | 0 | 0
oh_line_8104102_200914903 |  | ABCN | node_8104102_311894084 | node_8104102_200914903 | 165.451 | bal_3P_1/0AA_1/0AA(N) | 8104102 | no | no |  |  | no |  |  | 0 | 0 | 0 | 0
oh_line_8104102_200917673 |  | ABCN | node_SOURCE_8104102 | node_8104102_200917673 | 86.842 | bal_3P_477AL_4/0AA(N) | 8104102 | no | no |  |  | no |  |  | 0 | 0 | 0 | 0
oh_line_8104102_200917688 |  | AN | node_8104102_200864834 | node_8104102_200917688 | 304.38 | bal_1P_1/0AC_1/0AC(N) | 8104102 | no | no |  |  | no |  |  | 0 | 0 | 0 | 0
oh_line_8104102_200940872 |  | AD | node_8104102_200866564 | node_8104102_200940872 | 55.302 | bal_1P_1/0AA | 8104102 | no | no |  |  | no |  |  | 0 | 0 | 0 | 0
oh_line_8104102_200950626 |  | ABCN | node_8104102_200865428 | node_intto1_8104102_200950626 | 112.167 | bal_3P_477AL_4/0AL(N) | 8104102 | no | no |  |  | no |  |  | 0 | 0 | 0 | 0
oh_line_8104102_200952730 |  | AD | node_8104102_200866572 | node_8104102_200952730 | 295.82 | bal_1P_8CU | 8104102 | no | no |  |  | no |  |  | 0 | 0 | 0 | 0
oh_line_8104102_200952731 |  | AD | node_8104102_200952730 | node_8104102_200952731 | 276.003 | bal_1P_1/0AA | 8104102 | no | no |  |  | no |  |  | 0 | 0 | 0 | 0
oh_line_8104102_200954022 |  | AN | node_8104102_200861869 | node_8104102_200954022 | 327.647 | bal_1P_1/0AA_1/0AA(N) | 8104102 | no | no |  |  | no |  |  | 0 | 0 | 0 | 0
oh_line_8104102_200958294 |  | AN | node_8104102_200898640 | node_8104102_200958294 | 141.379 | bal_1P_1/0AC_1/0AC(N) | 8104102 | no | no |  |  | no |  |  | 0 | 0 | 0 | 0
oh_line_8104102_200964764 |  | AN | node_8104102_200898199 | node_8104102_200964764 | 104.941 | bal_1P_1/0AC_1/0AC(N) | 8104102 | no | no |  |  | no |  |  | 0 | 0 | 0 | 0
oh_line_8104102_200965168 |  | ABN | node_8104102_200898330 | node_8104102_200965168 | 117.034 | bal_2P_1/0AC_1/0AC(N) | 8104102 | no | no |  |  | no |  |  | 0 | 0 | 0 | 0
oh_line_8104102_200968236 |  | ABCN | node_8104102_200898420 | node_8104102_200968236 | 100.705 | bal_3P_1/0AC_1/0AC(N) | 8104102 | no | no |  |  | no |  |  | 0 | 0 | 0 | 0
oh_line_8104102_200969731 |  | AN | node_8104102_200864906 | node_8104102_200969731 | 237.49 | bal_1P_2AC_2AC(N) | 8104102 | no | no |  |  | no |  |  | 0 | 0 | 0 | 0
oh_line_8104102_200970910 |  | AN | node_8104102_200954022 | node_8104102_200970910 | 80.487 | bal_1P_1/0AA_1/0AA(N) | 8104102 | no | no |  |  | no |  |  | 0 | 0 | 0 | 0
oh_line_8104102_200971076 |  | ABCN | node_8104102_200898880 | node_8104102_200971076 | 156.075 | bal_3P_477AL_4/0AL(N) | 8104102 | no | no |  |  | no |  |  | 0 | 0 | 0 | 0
oh_line_8104102_200971187 |  | AN | node_8104102_200863411 | node_8104102_200971187 | 143.406 | bal_1P_1/0AA_1/0AA(N) | 8104102 | no | no |  |  | no |  |  | 0 | 0 | 0 | 0
oh_line_8104102_200971188 |  | AN | node_8104102_200971187 | node_8104102_200971188 | 203.296 | bal_1P_1/0AA_1/0AA(N) | 8104102 | no | no |  |  | no |  |  | 0 | 0 | 0 | 0
oh_line_8104102_200976831 |  | ABCN | node_8104102_200862996 | node_8104102_200976831 | 151.773 | bal_3P_477AL_4/0AL(N) | 8104102 | no | no |  |  | no |  |  | 0 | 0 | 0 | 0
oh_line_8104102_200977114 |  | AN | node_8104102_200865030 | node_8104102_200977114 | 71.954 | bal_1P_1/0AC_1/0AA(N) | 8104102 | no | no |  |  | no |  |  | 0 | 0 | 0 | 0
oh_line_8104102_200977115 |  | AN | node_8104102_200977114 | node_8104102_200977115 | 106.135 | bal_1P_1/0AA_1/0AA(N) | 8104102 | no | no |  |  | no |  |  | 0 | 0 | 0 | 0
oh_line_8104102_200977389 |  | AN | node_8104102_200977115 | node_intto1_8104102_200977389 | 169.569 | bal_1P_1/0AA_1/0AA(N) | 8104102 | no | no |  |  | no |  |  | 0 | 0 | 0 | 0
oh_line_8104102_200977390 |  | AN | node_8104102_200977389 | node_8104102_200977390 | 218.133 | bal_1P_1/0AA_1/0AA(N) | 8104102 | no | no |  |  | no |  |  | 0 | 0 | 0 | 0
oh_line_8104102_200977391 |  | AN | node_8104102_200977390 | node_8104102_200977391 | 192.426 | bal_1P_1/0AA_1/0AA(N) | 8104102 | no | no |  |  | no |  |  | 0 | 0 | 0 | 0
oh_line_8104102_200977432 |  | AN | node_8104102_200977391 | node_8104102_200977432 | 188.653 | bal_1P_1/0AA_1/0AA(N) | 8104102 | no | no |  |  | no |  |  | 0 | 0 | 0 | 0
oh_line_8104102_200977433 |  | AN | node_8104102_200977432 | node_8104102_200977433 | 185.926 | bal_1P_1/0AA_1/0AA(N) | 8104102 | no | no |  |  | no |  |  | 0 | 0 | 0 | 0
oh_line_8104102_200977434 |  | AN | node_8104102_200977433 | node_8104102_200977434 | 183.631 | bal_1P_1/0AA_4/0AL(N) | 8104102 | no | no |  |  | no |  |  | 0 | 0 | 0 | 0
oh_line_8104102_200977435 |  | AN | node_8104102_200977434 | node_8104102_200977435 | 159.576 | bal_1P_1/0AA_1/0AA(N) | 8104102 | no | no |  |  | no |  |  | 0 | 0 | 0 | 0
oh_line_8104102_200977436 |  | AN | node_8104102_200977435 | node_8104102_200977436 | 317.707 | bal_1P_1/0AA_1/0AA(N) | 8104102 | no | no |  |  | no |  |  | 0 | 0 | 0 | 0
oh_line_8104102_200977437 |  | AN | node_8104102_200977436 | node_8104102_200977437 | 277.539 | bal_1P_1/0AA_1/0AA(N) | 8104102 | no | no |  |  | no |  |  | 0 | 0 | 0 | 0
oh_line_8104102_200977469 |  | AN | node_8104102_200977437 | node_8104102_200977469 | 287.434 | bal_1P_1/0AA_1/0AA(N) | 8104102 | no | no |  |  | no |  |  | 0 | 0 | 0 | 0
oh_line_8104102_200977470 |  | AN | node_8104102_200977469 | node_8104102_200977470 | 277.791 | bal_1P_1/0AA_1/0AA(N) | 8104102 | no | no |  |  | no |  |  | 0 | 0 | 0 | 0
oh_line_8104102_200977471 |  | AN | node_8104102_200977470 | node_8104102_200977471 | 261.246 | bal_1P_1/0AA_1/0AA(N) | 8104102 | no | no |  |  | no |  |  | 0 | 0 | 0 | 0
oh_line_8104102_200977472 |  | AN | node_8104102_200977471 | node_8104102_200977472 | 277.3 | bal_1P_1/0AA_1/0AA(N) | 8104102 | no | no |  |  | no |  |  | 0 | 0 | 0 | 0
oh_line_8104102_200977473 |  | AN | node_8104102_200977472 | node_8104102_200977473 | 291.442 | bal_1P_1/0AA_1/0AA(N) | 8104102 | no | no |  |  | no |  |  | 0 | 0 | 0 | 0
oh_line_8104102_200977902 |  | ABCN | node_8104102_200864917 | node_8104102_200977902 | 181.786 | bal_3P_4/0AL_4/0AL(N) | 8104102 | no | no |  |  | no |  |  | 0 | 0 | 0 | 0
oh_line_8104102_200978851 |  | AN | node_8104102_200862616 | node_8104102_200978851 | 87.91 | bal_1P_1/0AA_1/0AA(N) | 8104102 | no | no |  |  | no |  |  | 0 | 0 | 0 | 0
oh_line_8104102_200980562 |  | AN | node_8104102_200865693 | node_8104102_200980562 | 331.574 | bal_1P_1/0AC_1/0AC(N) | 8104102 | no | no |  |  | no |  |  | 0 | 0 | 0 | 0
oh_line_8104102_200980874 |  | AD | node_8104102_200863375 | node_8104102_200980874 | 49.107 | bal_1P_1/0AC | 8104102 | no | no |  |  | no |  |  | 0 | 0 | 0 | 0
oh_line_8104102_200981875 |  | AN | node_8104102_200978851 | node_8104102_200981875 | 303.313 | bal_1P_1/0AA_1/0AA(N) | 8104102 | no | no |  |  | no |  |  | 0 | 0 | 0 | 0
oh_line_8104102_200981876 |  | AN | node_8104102_200981875 | node_8104102_200981876 | 341.061 | bal_1P_1/0AA_1/0AA(N) | 8104102 | no | no |  |  | no |  |  | 0 | 0 | 0 | 0
oh_line_8104102_200981877 |  | AN | node_8104102_200981876 | node_8104102_200981877 | 244.759 | bal_1P_1/0AA_1/0AA(N) | 8104102 | no | no |  |  | no |  |  | 0 | 0 | 0 | 0
oh_line_8104102_200987291 |  | AD | node_8104102_200861307 | node_8104102_200987291 | 265.174 | bal_1P_2AC | 8104102 | no | no |  |  | no |  |  | 0 | 0 | 0 | 0
oh_line_8104102_200987292 |  | AD | node_8104102_200987291 | node_8104102_200987292 | 247.015 | bal_1P_1/0AA | 8104102 | no | no |  |  | no |  |  | 0 | 0 | 0 | 0
oh_line_8104102_200987293 |  | AD | node_8104102_200987292 | node_8104102_200987293 | 236.954 | bal_1P_1/0AA | 8104102 | no | no |  |  | no |  |  | 0 | 0 | 0 | 0
oh_line_8104102_200988229 |  | AN | node_8104102_200865572 | node_8104102_200988229 | 230.952 | bal_1P_1/0AC_1/0AC(N) | 8104102 | no | no |  |  | no |  |  | 0 | 0 | 0 | 0
oh_line_8104102_201010030 |  | AN | node_8104102_201051493 | node_8104102_201010030 | 458.476 | bal_1P_2AC_2AC(N) | 8104102 | no | no |  |  | no |  |  | 0 | 0 | 0 | 0
oh_line_8104102_201010031 |  | AN | node_8104102_201010030 | node_8104102_201010031 | 219.48 | bal_1P_1/0AA_1/0AA(N) | 8104102 | no | no |  |  | no |  |  | 0 | 0 | 0 | 0
oh_line_8104102_201010858 |  | AD | node_8104102_200867183 | node_8104102_201010858 | 377.476 | bal_1P_1/0AA | 8104102 | no | no |  |  | no |  |  | 0 | 0 | 0 | 0
oh_line_8104102_201018770 |  | AN | node_8104102_200898097 | node_8104102_201018770 | 149.417 | bal_1P_4/0AL_4/0AL(N) | 8104102 | no | no |  |  | no |  |  | 0 | 0 | 0 | 0
oh_line_8104102_201023434 |  | ABCN | node_8104102_200895920 | node_8104102_201023434 | 231.871 | unb_3P_2-1/0AC_1/0AA_1/0AC(N) | 8104102 | no | no |  |  | no |  |  | 0 | 0 | 0 | 0
oh_line_8104102_201024683 |  | AD | node_8104102_200867214 | node_8104102_201024683 | 507.78 | bal_1P_2AC | 8104102 | no | no |  |  | no |  |  | 0 | 0 | 0 | 0
oh_line_8104102_201027505 |  | ABCN | node_8104102_200898525 | node_intto1_8104102_201027505 | 175.835 | bal_3P_2AC_2AC(N) | 8104102 | no | no |  |  | no |  |  | 0 | 0 | 0 | 0
oh_line_8104102_201027508 |  | AN | node_8104102_200863459 | node_8104102_201027508 | 838.212 | bal_1P_WYECUST | 8104102 | no | no |  |  | no |  |  | 0 | 0 | 0 | 0
oh_line_8104102_201027512 |  | ABCN | node_8104102_200865548 | node_8104102_201027512 | 138.618 | bal_3P_WYECUST | 8104102 | no | no |  |  | no |  |  | 0 | 0 | 0 | 0
oh_line_8104102_201027518 |  | AN | node_8104102_201028050 | node_8104102_201027518 | 133.607 | bal_1P_WYECUST | 8104102 | no | no |  |  | no |  |  | 0 | 0 | 0 | 0
oh_line_8104102_201027584 |  | AN | node_8104102_201028121 | node_8104102_201027584 | 329.402 | bal_1P_WYECUST | 8104102 | no | no |  |  | no |  |  | 0 | 0 | 0 | 0
oh_line_8104102_201027782 |  | AN | node_8104102_200865021 | node_8104102_201027782 | 272.119 | bal_1P_WYECUST | 8104102 | no | no |  |  | no |  |  | 0 | 0 | 0 | 0
oh_line_8104102_201027793 |  | AN | node_8104102_200898576 | node_8104102_201027793 | 263.203 | bal_1P_DELTACUST | 8104102 | no | no |  |  | no |  |  | 0 | 0 | 0 | 0
oh_line_8104102_201027797 |  | ABCN | node_8104102_200898490 | node_8104102_201027797 | 67.253 | bal_3P_477AL_4/0AC(N) | 8104102 | no | no |  |  | no |  |  | 0 | 0 | 0 | 0
oh_line_8104102_201027798 |  | AD | node_8104102_200898462 | node_8104102_201027798 | 228.587 | bal_1P_1/0AC | 8104102 | no | no |  |  | no |  |  | 0 | 0 | 0 | 0
oh_line_8104102_201027799 |  | AN | node_8104102_200898576 | node_8104102_201027799 | 177.254 | bal_1P_DELTACUST | 8104102 | no | no |  |  | no |  |  | 0 | 0 | 0 | 0
oh_line_8104102_201028050 |  | AN | node_8104102_311894879 | node_8104102_201028050 | 258.821 | bal_1P_WYECUST | 8104102 | no | no |  |  | no |  |  | 0 | 0 | 0 | 0
oh_line_8104102_201028120 |  | AN | node_8104102_200865405 | node_intto1_8104102_201028120 | 362.38 | bal_1P_WYECUST | 8104102 | no | no |  |  | no |  |  | 0 | 0 | 0 | 0
oh_line_8104102_201028121 |  | AN | node_8104102_201028120 | node_8104102_201028121 | 320.317 | bal_1P_WYECUST | 8104102 | no | no |  |  | no |  |  | 0 | 0 | 0 | 0
oh_line_8104102_201040972 |  | ABCN | node_8104102_200917673 | node_intto1_8104102_201040972 | 239.866 | bal_3P_477AL_4/0AA(N) | 8104102 | no | no |  |  | no |  |  | 0 | 0 | 0 | 0
oh_line_8104102_201044317 |  | ABCN | node_8104102_200898521 | node_8104102_201044317 | 50.566 | bal_3P_336AC_4/0AC(N) | 8104102 | no | no |  |  | no |  |  | 0 | 0 | 0 | 0
oh_line_8104102_201044318 |  | ABCN | node_8104102_201044317 | node_8104102_201044318 | 187.442 | bal_3P_4/0AA_4/0AA(N) | 8104102 | no | no |  |  | no |  |  | 0 | 0 | 0 | 0
oh_line_8104102_201044319 |  | ABCN | node_8104102_201044318 | node_8104102_201044319 | 146.487 | bal_3P_4/0AA_4/0AA(N) | 8104102 | no | no |  |  | no |  |  | 0 | 0 | 0 | 0
oh_line_8104102_201049097 |  | ABCN | node_8104102_312085415 | node_8104102_201049097 | 118.529 | bal_3P_4/0AL_1/0AC(N) | 8104102 | no | no |  |  | no |  |  | 0 | 0 | 0 | 0
oh_line_8104102_201050349 |  | ABCN | node_8104102_200864918 | node_8104102_201050349 | 171.394 | bal_3P_477AL_4/0AL(N) | 8104102 | no | no |  |  | no |  |  | 0 | 0 | 0 | 0
oh_line_8104102_201050719 |  | AN | node_8104102_200864881 | node_8104102_201050719 | 197.727 | bal_1P_2AC_2AC(N) | 8104102 | no | no |  |  | no |  |  | 0 | 0 | 0 | 0
oh_line_8104102_201051493 |  | AN | node_8104102_200865687 | node_intto1_8104102_201051493 | 279.707 | bal_1P_1/0AC_1/0AC(N) | 8104102 | no | no |  |  | no |  |  | 0 | 0 | 0 | 0
oh_line_8104102_201063144 |  | AN | node_8104102_200898564 | node_8104102_201063144 | 50.451 | bal_1P_2AC_2AC(N) | 8104102 | no | no |  |  | no |  |  | 0 | 0 | 0 | 0
oh_line_8104102_310022897 |  | ABCN | node_8104102_200898486 | node_intto1_8104102_310022897 | 16.886 | bal_3P_477AL_4/0AC(N) | 8104102 | no | no |  |  | no |  |  | 0 | 0 | 0 | 0
oh_line_8104102_310049793 |  | AN | node_8104102_200866071 | node_8104102_310049793 | 99.381 | bal_1P_1/0AA_1/0AA(N) | 8104102 | no | no |  |  | no |  |  | 0 | 0 | 0 | 0
oh_line_8104102_310049794 |  | AN | node_8104102_310049793 | node_8104102_310049794 | 273.514 | bal_1P_1/0AA_1/0AA(N) | 8104102 | no | no |  |  | no |  |  | 0 | 0 | 0 | 0
oh_line_8104102_310051133 |  | ABCN | node_8104102_200864332 | node_8104102_310051133 | 148.063 | bal_3P_477AL_4/0AC(N) | 8104102 | no | no |  |  | no |  |  | 0 | 0 | 0 | 0
oh_line_8104102_310052700 |  | AD | node_8104102_200861232 | node_8104102_310052700 | 184.163 | bal_1P_1/0AA | 8104102 | no | no |  |  | no |  |  | 0 | 0 | 0 | 0
oh_line_8104102_310052701 |  | AD | node_8104102_310052700 | node_8104102_310052701 | 199.792 | bal_1P_1/0AA | 8104102 | no | no |  |  | no |  |  | 0 | 0 | 0 | 0
oh_line_8104102_310052743 |  | AD | node_8104102_200864682 | node_8104102_310052743 | 183.415 | bal_1P_1/0AA | 8104102 | no | no |  |  | no |  |  | 0 | 0 | 0 | 0
oh_line_8104102_310052744 |  | AD | node_8104102_310052743 | node_8104102_310052744 | 133.384 | bal_1P_1/0AA | 8104102 | no | no |  |  | no |  |  | 0 | 0 | 0 | 0
oh_line_8104102_310052747 |  | AD | node_8104102_310052744 | node_8104102_310052747 | 197.519 | bal_1P_1/0AA | 8104102 | no | no |  |  | no |  |  | 0 | 0 | 0 | 0
oh_line_8104102_311876350 |  | AN | node_8104102_200898847 | node_8104102_311876350 | 255.751 | bal_1P_1/0AC_1/0AC(N) | 8104102 | no | no |  |  | no |  |  | 0 | 0 | 0 | 0
oh_line_8104102_311891582 |  | AD | node_8104102_200867207 | node_8104102_311891582 | 151.748 | bal_1P_2AC | 8104102 | no | no |  |  | no |  |  | 0 | 0 | 0 | 0
oh_line_8104102_311894084 |  | ABCN | node_8104102_200898504 | node_intto1_8104102_311894084 | 90.959 | bal_3P_1/0AA_1/0AA(N) | 8104102 | no | no |  |  | no |  |  | 0 | 0 | 0 | 0
oh_line_8104102_311894879 |  | AN | node_8104102_200895491 | node_intto1_8104102_311894879 | 218.03 | bal_1P_WYECUST | 8104102 | no | no |  |  | no |  |  | 0 | 0 | 0 | 0
oh_line_8104102_311911876 |  | ABCN | node_8104102_200898167 | node_8104102_311911876 | 8.967 | bal_3P_477AL_4/0AA(N) | 8104102 | no | no |  |  | no |  |  | 0 | 0 | 0 | 0
oh_line_8104102_311912230 |  | ABCN | node_8104102_311911876 | node_intto1_8104102_311912230 | 9.162 | bal_3P_477AL_4/0AA(N) | 8104102 | no | no |  |  | no |  |  | 0 | 0 | 0 | 0
oh_line_8104102_311912231 |  | ABCN | node_8104102_311912230 | node_8104102_311912231 | 8.252 | bal_3P_477AL_4/0AA(N) | 8104102 | no | no |  |  | no |  |  | 0 | 0 | 0 | 0
oh_line_8104102_311913224-1 |  | ABCN | node_311913229 | node_1328075_412_15281367_102 | 9.056 | bal_3P_477AL_4/0AA(N) | 8104102 | no | no |  |  | no |  |  | 0 | 0 | 0 | 0
oh_line_8104102_311913224-2 |  | ABCN | node_8104102_311913224 | node_intto1_311913229 | 1.595 | bal_3P_477AL_4/0AA(N) | 8104102 | no | no |  |  | no |  |  | 0 | 0 | 0 | 0
oh_line_8104102_311913224-3 |  | ABCN | node_311913225 | node_8104102_311913224 | 1.499 | bal_3P_477AL_477AL(N) | 8104102 | no | no |  |  | no |  |  | 0 | 0 | 0 | 0
oh_line_8104102_311913224-4 |  | ABCN | node_311913230 | node_intto1_311913225 | 8.105 | bal_3P_477AL_477AL(N) | 8104102 | no | no |  |  | no |  |  | 0 | 0 | 0 | 0
oh_line_8104102_311913224-5 |  | ABCN | node_8104102_311912231 | node_intto1_311913230 | 1.316 | bal_3P_477AL_477AL(N) | 8104102 | no | no |  |  | no |  |  | 0 | 0 | 0 | 0
oh_line_8104102_311927600 |  | AD | node_8104102_200861254 | node_8104102_311927600 | 180.012 | bal_1P_1/0AC | 8104102 | no | no |  |  | no |  |  | 0 | 0 | 0 | 0
oh_line_8104102_311929007 |  | AD | node_8104102_200866567 | node_8104102_311929007 | 194.016 | bal_1P_1/0AA | 8104102 | no | no |  |  | no |  |  | 0 | 0 | 0 | 0
oh_line_8104102_312000093 |  | ABCN | node_8104102_201050349 | node_8104102_312000093 | 125.339 | bal_3P_477AL_4/0AL(N) | 8104102 | no | no |  |  | no |  |  | 0 | 0 | 0 | 0
oh_line_8104102_312009208 |  | AN | node_8104102_200862628 | node_8104102_312009208 | 75.549 | bal_1P_1/0AA_1/0AA(N) | 8104102 | no | no |  |  | no |  |  | 0 | 0 | 0 | 0
oh_line_8104102_312024008 |  | AD | node_8104102_201010858 | node_8104102_312024008 | 283.118 | bal_1P_1/0AA | 8104102 | no | no |  |  | no |  |  | 0 | 0 | 0 | 0
oh_line_8104102_312024009 |  | AD | node_8104102_312024008 | node_8104102_312024009 | 286.734 | bal_1P_1/0AA | 8104102 | no | no |  |  | no |  |  | 0 | 0 | 0 | 0
oh_line_8104102_312024010 |  | AD | node_8104102_312024009 | node_8104102_312024010 | 296.889 | bal_1P_1/0AA | 8104102 | no | no |  |  | no |  |  | 0 | 0 | 0 | 0
oh_line_8104102_312024011 |  | AD | node_8104102_312024010 | node_8104102_312024011 | 161.951 | bal_1P_1/0AA | 8104102 | no | no |  |  | no |  |  | 0 | 0 | 0 | 0
oh_line_8104102_312052671 |  | AN | node_8104102_200864358 | node_8104102_312052671 | 264.122 | bal_1P_1/0AC_1/0AC(N) | 8104102 | no | no |  |  | no |  |  | 0 | 0 | 0 | 0
oh_line_8104102_312052672 |  | AN | node_8104102_312052671 | node_8104102_312052672 | 230.641 | bal_1P_1/0AC_1/0AC(N) | 8104102 | no | no |  |  | no |  |  | 0 | 0 | 0 | 0
oh_line_8104102_312052673 |  | AN | node_8104102_312052672 | node_8104102_312052673 | 215.183 | bal_1P_1/0AC_1/0AC(N) | 8104102 | no | no |  |  | no |  |  | 0 | 0 | 0 | 0
oh_line_8104102_312085415 |  | ABCN | node_8104102_200864908 | node_8104102_312085415 | 142.066 | bal_3P_4/0AL_1/0AC(N) | 8104102 | no | no |  |  | no |  |  | 0 | 0 | 0 | 0
oh_line_8104102_312152594 |  | ABCN | node_8104102_200898894 | node_8104102_312152594 | 74.449 | bal_3P_477AL_4/0AC(N) | 8104102 | no | no |  |  | no |  |  | 0 | 0 | 0 | 0
oh_line_8104102_312156463 |  | AN | node_8104102_200865666 | node_intto1_8104102_312156463 | 171.819 | bal_1P_1/0AA_1/0AA(N) | 8104102 | no | no |  |  | no |  |  | 0 | 0 | 0 | 0
oh_line_8104102_312156464 |  | AN | node_8104102_200865668 | node_8104102_312156464 | 163.737 | bal_1P_1/0AC_1/0AC(N) | 8104102 | no | no |  |  | no |  |  | 0 | 0 | 0 | 0
oh_line_8104102_312156465 |  | AN | node_8104102_200865657 | node_8104102_312156465 | 132.786 | bal_1P_1/0AA_1/0AA(N) | 8104102 | no | no |  |  | no |  |  | 0 | 0 | 0 | 0
oh_line_8104102_312156466 |  | AN | node_8104102_200865655 | node_8104102_312156466 | 149.849 | bal_1P_2AC_2AC(N) | 8104102 | no | no |  |  | no |  |  | 0 | 0 | 0 | 0
oh_line_8104102_312156469 |  | AN | node_8104102_200864351 | node_8104102_312156469 | 198.701 | bal_1P_1/0AC_1/0AC(N) | 8104102 | no | no |  |  | no |  |  | 0 | 0 | 0 | 0
oh_line_TAP_OH_904925 |  | AN | node_8104102_200861014 | node_1344463_081_15279784_264 | 0.033 | unb_TAPWIRE_OH | 8104102 | no | no |  |  | no |  |  | 0 | 0 | 0 | 0
oh_line_TAP_OH_904926 |  | AN | node_8104102_200861015 | node_1344638_543_15279788_867 | 0.033 | unb_TAPWIRE_OH | 8104102 | no | no |  |  | no |  |  | 0 | 0 | 0 | 0
oh_line_TAP_OH_904927 |  | AN | node_8104102_200861021 | node_1348039_07_15280595_775 | 0.033 | unb_TAPWIRE_OH | 8104102 | no | no |  |  | no |  |  | 0 | 0 | 0 | 0
oh_line_TAP_OH_904928 |  | AN | node_8104102_200861023 | node_1345099_599_15279814_247 | 0.033 | unb_TAPWIRE_OH | 8104102 | no | no |  |  | no |  |  | 0 | 0 | 0 | 0
oh_line_TAP_OH_904929 |  | AN | node_8104102_200861027 | node_1345604_453_15279839_438 | 0.033 | unb_TAPWIRE_OH | 8104102 | no | no |  |  | no |  |  | 0 | 0 | 0 | 0
oh_line_TAP_OH_904930 |  | AN | node_8104102_200861029 | node_1345929_423_15279991_838 | 0.033 | unb_TAPWIRE_OH | 8104102 | no | no |  |  | no |  |  | 0 | 0 | 0 | 0
oh_line_TAP_OH_904931 |  | AN | node_8104102_200861032 | node_1346251_745_15279983_352 | 0.033 | unb_TAPWIRE_OH | 8104102 | no | no |  |  | no |  |  | 0 | 0 | 0 | 0
oh_line_TAP_OH_904932 |  | AN | node_8104102_200861035 | node_1346407_28_15279463_675 | 0.033 | unb_TAPWIRE_OH | 8104102 | no | no |  |  | no |  |  | 0 | 0 | 0 | 0
oh_line_TAP_OH_904933 |  | AN | node_8104102_200861036 | node_1346541_639_15279952_496 | 0.033 | unb_TAPWIRE_OH | 8104102 | no | no |  |  | no |  |  | 0 | 0 | 0 | 0
oh_line_TAP_OH_904934 |  | AN | node_8104102_200861037 | node_1346867_815_15280038_763 | 0.033 | unb_TAPWIRE_OH | 8104102 | no | no |  |  | no |  |  | 0 | 0 | 0 | 0
oh_line_TAP_OH_904935 |  | AN | node_8104102_200861040 | node_1346941_703_15280314_056 | 0.033 | unb_TAPWIRE_OH | 8104102 | no | no |  |  | no |  |  | 0 | 0 | 0 | 0
oh_line_TAP_OH_904936 |  | AN | node_8104102_200861041 | node_1347080_588_15280049_89 | 0.033 | unb_TAPWIRE_OH | 8104102 | no | no |  |  | no |  |  | 0 | 0 | 0 | 0
oh_line_TAP_OH_904937 |  | AN | node_8104102_200861043 | node_1347395_195_15280063_218 | 0.033 | unb_TAPWIRE_OH | 8104102 | no | no |  |  | no |  |  | 0 | 0 | 0 | 0
oh_line_TAP_OH_904938 |  | AN | node_8104102_200861047 | node_1347444_25_15279509_003 | 0.033 | unb_TAPWIRE_OH | 8104102 | no | no |  |  | no |  |  | 0 | 0 | 0 | 0
oh_line_TAP_OH_904939 |  | AN | node_8104102_200861048 | node_1347687_267_15280014_032 | 0.033 | unb_TAPWIRE_OH | 8104102 | no | no |  |  | no |  |  | 0 | 0 | 0 | 0
oh_line_TAP_OH_904954 |  | AN | node_8104102_200861093 | node_1339944_872_15281184_091 | 0.033 | unb_TAPWIRE_OH | 8104102 | no | no |  |  | no |  |  | 0 | 0 | 0 | 0
oh_line_TAP_OH_905005 |  | AN | node_8104102_200861231 | node_1353965_735_15261957_609 | 0.033 | unb_TAPWIRE_OH | 8104102 | no | no |  |  | no |  |  | 0 | 0 | 0 | 0
oh_line_TAP_OH_905007 |  | AN | node_8104102_200861235 | node_1354383_133_15257775_686 | 0.033 | unb_TAPWIRE_OH | 8104102 | no | no |  |  | no |  |  | 0 | 0 | 0 | 0
oh_line_TAP_OH_905008 |  | AN | node_8104102_200861236 | node_1354862_695_15257575_624 | 0.033 | unb_TAPWIRE_OH | 8104102 | no | no |  |  | no |  |  | 0 | 0 | 0 | 0
oh_line_TAP_OH_905009 |  | AN | node_8104102_200861239 | node_1355778_148_15257713_287 | 0.033 | unb_TAPWIRE_OH | 8104102 | no | no |  |  | no |  |  | 0 | 0 | 0 | 0
oh_line_TAP_OH_905010 |  | AN | node_8104102_200861240 | node_1356305_729_15257373_693 | 0.033 | unb_TAPWIRE_OH | 8104102 | no | no |  |  | no |  |  | 0 | 0 | 0 | 0
oh_line_TAP_OH_905011 |  | AN | node_8104102_200861241 | node_1356679_436_15257206_634 | 0.033 | unb_TAPWIRE_OH | 8104102 | no | no |  |  | no |  |  | 0 | 0 | 0 | 0
oh_line_TAP_OH_905012 |  | AN | node_8104102_200861243 | node_1357077_644_15257116_092 | 0.033 | unb_TAPWIRE_OH | 8104102 | no | no |  |  | no |  |  | 0 | 0 | 0 | 0
oh_line_TAP_OH_905013 |  | AN | node_8104102_200861244 | node_1354024_232_15261665_45 | 0.033 | unb_TAPWIRE_OH | 8104102 | no | no |  |  | no |  |  | 0 | 0 | 0 | 0
oh_line_TAP_OH_905014 |  | AN | node_8104102_200861245 | node_1357356_173_15257037_019 | 0.033 | unb_TAPWIRE_OH | 8104102 | no | no |  |  | no |  |  | 0 | 0 | 0 | 0
oh_line_TAP_OH_905015 |  | AN | node_8104102_200861246 | node_1357640_089_15257014_77 | 0.033 | unb_TAPWIRE_OH | 8104102 | no | no |  |  | no |  |  | 0 | 0 | 0 | 0
oh_line_TAP_OH_905016 |  | AN | node_8104102_200861248 | node_1358372_648_15257019_274 | 0.033 | unb_TAPWIRE_OH | 8104102 | no | no |  |  | no |  |  | 0 | 0 | 0 | 0
oh_line_TAP_OH_905017 |  | AN | node_8104102_200861249 | node_1358287_655_15257333_955 | 0.033 | unb_TAPWIRE_OH | 8104102 | no | no |  |  | no |  |  | 0 | 0 | 0 | 0
oh_line_TAP_OH_905019 |  | AN | node_8104102_200861252 | node_1359380_647_15257563_085 | 0.033 | unb_TAPWIRE_OH | 8104102 | no | no |  |  | no |  |  | 0 | 0 | 0 | 0
oh_line_TAP_OH_905020 |  | AN | node_8104102_200861255 | node_1359801_846_15257864_952 | 0.033 | unb_TAPWIRE_OH | 8104102 | no | no |  |  | no |  |  | 0 | 0 | 0 | 0
oh_line_TAP_OH_905021 |  | AN | node_8104102_200861257 | node_1360022_518_15258037_248 | 0.033 | unb_TAPWIRE_OH | 8104102 | no | no |  |  | no |  |  | 0 | 0 | 0 | 0
oh_line_TAP_OH_905022 |  | AN | node_8104102_200861259 | node_1354205_498_15261241_543 | 0.033 | unb_TAPWIRE_OH | 8104102 | no | no |  |  | no |  |  | 0 | 0 | 0 | 0
oh_line_TAP_OH_905023 |  | AN | node_8104102_200861262 | node_1360245_963_15258278_167 | 0.033 | unb_TAPWIRE_OH | 8104102 | no | no |  |  | no |  |  | 0 | 0 | 0 | 0
oh_line_TAP_OH_905024 |  | AN | node_8104102_200861264 | node_1360738_93_15258278_584 | 0.033 | unb_TAPWIRE_OH | 8104102 | no | no |  |  | no |  |  | 0 | 0 | 0 | 0
oh_line_TAP_OH_905025 |  | AN | node_8104102_200861265 | node_1361003_286_15258324_165 | 0.033 | unb_TAPWIRE_OH | 8104102 | no | no |  |  | no |  |  | 0 | 0 | 0 | 0
oh_line_TAP_OH_905026 |  | AN | node_8104102_200861267 | node_1354189_158_15260900_77 | 0.033 | unb_TAPWIRE_OH | 8104102 | no | no |  |  | no |  |  | 0 | 0 | 0 | 0
oh_line_TAP_OH_905027 |  | AN | node_8104102_200861269 | node_1353947_424_15260568_451 | 0.033 | unb_TAPWIRE_OH | 8104102 | no | no |  |  | no |  |  | 0 | 0 | 0 | 0
oh_line_TAP_OH_905028 |  | AN | node_8104102_200861271 | node_1353694_316_15260427_42 | 0.033 | unb_TAPWIRE_OH | 8104102 | no | no |  |  | no |  |  | 0 | 0 | 0 | 0
oh_line_TAP_OH_905029 |  | AN | node_8104102_200861273 | node_1353427_157_15260104_441 | 0.033 | unb_TAPWIRE_OH | 8104102 | no | no |  |  | no |  |  | 0 | 0 | 0 | 0
oh_line_TAP_OH_905030 |  | AN | node_8104102_200861278 | node_1353212_525_15259644_085 | 0.033 | unb_TAPWIRE_OH | 8104102 | no | no |  |  | no |  |  | 0 | 0 | 0 | 0
oh_line_TAP_OH_905031 |  | AN | node_8104102_200861279 | node_1353417_115_15259419_858 | 0.033 | unb_TAPWIRE_OH | 8104102 | no | no |  |  | no |  |  | 0 | 0 | 0 | 0
oh_line_TAP_OH_905032 |  | AN | node_8104102_200861280 | node_1353439_077_15259264_866 | 0.033 | unb_TAPWIRE_OH | 8104102 | no | no |  |  | no |  |  | 0 | 0 | 0 | 0
oh_line_TAP_OH_905033 |  | AN | node_8104102_200861281 | node_1353437_329_15259073_879 | 0.033 | unb_TAPWIRE_OH | 8104102 | no | no |  |  | no |  |  | 0 | 0 | 0 | 0
oh_line_TAP_OH_905034 |  | AN | node_8104102_200861287 | node_1352061_662_15266760_395 | 0.033 | unb_TAPWIRE_OH | 8104102 | no | no |  |  | no |  |  | 0 | 0 | 0 | 0
oh_line_TAP_OH_905035 |  | AN | node_8104102_200861289 | node_1351793_354_15267399_809 | 0.033 | unb_TAPWIRE_OH | 8104102 | no | no |  |  | no |  |  | 0 | 0 | 0 | 0
oh_line_TAP_OH_905036 |  | AN | node_8104102_200861293 | node_1351788_117_15267895_324 | 0.033 | unb_TAPWIRE_OH | 8104102 | no | no |  |  | no |  |  | 0 | 0 | 0 | 0
oh_line_TAP_OH_905037 |  | AN | node_8104102_200861294 | node_1351913_563_15268249_304 | 0.033 | unb_TAPWIRE_OH | 8104102 | no | no |  |  | no |  |  | 0 | 0 | 0 | 0
oh_line_TAP_OH_905038 |  | AN | node_8104102_200861298 | node_1353952_965_15263468_128 | 0.033 | unb_TAPWIRE_OH | 8104102 | no | no |  |  | no |  |  | 0 | 0 | 0 | 0
oh_line_TAP_OH_905040 |  | AN | node_8104102_200861305 | node_1353301_255_15264840_664 | 0.033 | unb_TAPWIRE_OH | 8104102 | no | no |  |  | no |  |  | 0 | 0 | 0 | 0
oh_line_TAP_OH_905041 |  | AN | node_8104102_200861307 | node_1353117_026_15265107_23 | 0.033 | unb_TAPWIRE_OH | 8104102 | no | no |  |  | no |  |  | 0 | 0 | 0 | 0
oh_line_TAP_OH_905042 |  | AN | node_8104102_200861310 | node_1352816_643_15265556_285 | 0.033 | unb_TAPWIRE_OH | 8104102 | no | no |  |  | no |  |  | 0 | 0 | 0 | 0
oh_line_TAP_OH_905043 |  | AN | node_8104102_200861312 | node_1352865_409_15265862_035 | 0.033 | unb_TAPWIRE_OH | 8104102 | no | no |  |  | no |  |  | 0 | 0 | 0 | 0
oh_line_TAP_OH_905044 |  | AN | node_8104102_200861316 | node_1351780_689_15265864_306 | 0.033 | unb_TAPWIRE_OH | 8104102 | no | no |  |  | no |  |  | 0 | 0 | 0 | 0
oh_line_TAP_OH_905045 |  | AN | node_8104102_200861317 | node_1352599_828_15265946_926 | 0.033 | unb_TAPWIRE_OH | 8104102 | no | no |  |  | no |  |  | 0 | 0 | 0 | 0
oh_line_TAP_OH_905046 |  | AN | node_8104102_200861320 | node_1352347_427_15266253_148 | 0.033 | unb_TAPWIRE_OH | 8104102 | no | no |  |  | no |  |  | 0 | 0 | 0 | 0
oh_line_TAP_OH_905047 |  | AN | node_8104102_200861322 | node_1352172_046_15266540_261 | 0.033 | unb_TAPWIRE_OH | 8104102 | no | no |  |  | no |  |  | 0 | 0 | 0 | 0
oh_line_TAP_OH_905144 |  | AN | node_8104102_200861675 | node_1340387_348_15280937_89 | 0.033 | unb_TAPWIRE_OH | 8104102 | no | no |  |  | no |  |  | 0 | 0 | 0 | 0
oh_line_TAP_OH_905145 |  | AN | node_8104102_200861682 | node_1340424_095_15280444_09 | 0.033 | unb_TAPWIRE_OH | 8104102 | no | no |  |  | no |  |  | 0 | 0 | 0 | 0
oh_line_TAP_OH_905146 |  | AN | node_8104102_200861687 | node_1340367_341_15280250_546 | 0.033 | unb_TAPWIRE_OH | 8104102 | no | no |  |  | no |  |  | 0 | 0 | 0 | 0
oh_line_TAP_OH_905182 |  | AN | node_8104102_200861828 | node_1346411_664_15271660_577 | 0.033 | unb_TAPWIRE_OH | 8104102 | no | no |  |  | no |  |  | 0 | 0 | 0 | 0
oh_line_TAP_OH_905183 |  | AN | node_8104102_200861830 | node_1346925_955_15271611_862 | 0.033 | unb_TAPWIRE_OH | 8104102 | no | no |  |  | no |  |  | 0 | 0 | 0 | 0
oh_line_TAP_OH_905184 |  | AN | node_8104102_200861831 | node_1350180_827_15271263_976 | 0.033 | unb_TAPWIRE_OH | 8104102 | no | no |  |  | no |  |  | 0 | 0 | 0 | 0
oh_line_TAP_OH_905185 |  | AN | node_8104102_200861835 | node_1350685_681_15271384_008 | 0.033 | unb_TAPWIRE_OH | 8104102 | no | no |  |  | no |  |  | 0 | 0 | 0 | 0
oh_line_TAP_OH_905186 |  | AN | node_8104102_200861837 | node_1350446_543_15270743_18 | 0.033 | unb_TAPWIRE_OH | 8104102 | no | no |  |  | no |  |  | 0 | 0 | 0 | 0
oh_line_TAP_OH_905187 |  | AN | node_8104102_200861839 | node_1350638_641_15270505_204 | 0.033 | unb_TAPWIRE_OH | 8104102 | no | no |  |  | no |  |  | 0 | 0 | 0 | 0
oh_line_TAP_OH_905188 |  | AN | node_8104102_200861840 | node_1350851_168_15270285_561 | 0.033 | unb_TAPWIRE_OH | 8104102 | no | no |  |  | no |  |  | 0 | 0 | 0 | 0
oh_line_TAP_OH_905189 |  | AN | node_8104102_200861841 | node_1351073_557_15270126_285 | 0.033 | unb_TAPWIRE_OH | 8104102 | no | no |  |  | no |  |  | 0 | 0 | 0 | 0
oh_line_TAP_OH_905190 |  | AN | node_8104102_200861846 | node_1351301_211_15270239_213 | 0.033 | unb_TAPWIRE_OH | 8104102 | no | no |  |  | no |  |  | 0 | 0 | 0 | 0
oh_line_TAP_OH_905191 |  | AN | node_8104102_200861848 | node_1351261_586_15269549_086 | 0.033 | unb_TAPWIRE_OH | 8104102 | no | no |  |  | no |  |  | 0 | 0 | 0 | 0
oh_line_TAP_OH_905192 |  | AN | node_8104102_200861849 | node_1351436_702_15269358_282 | 0.033 | unb_TAPWIRE_OH | 8104102 | no | no |  |  | no |  |  | 0 | 0 | 0 | 0
oh_line_TAP_OH_905193 |  | AN | node_8104102_200861854 | node_1347114_729_15271628_458 | 0.033 | unb_TAPWIRE_OH | 8104102 | no | no |  |  | no |  |  | 0 | 0 | 0 | 0
oh_line_TAP_OH_905194 |  | AN | node_8104102_200861856 | node_1351679_554_15268992_543 | 0.033 | unb_TAPWIRE_OH | 8104102 | no | no |  |  | no |  |  | 0 | 0 | 0 | 0
oh_line_TAP_OH_905195 |  | AN | node_8104102_200861863 | node_1347667_151_15271656_383 | 0.033 | unb_TAPWIRE_OH | 8104102 | no | no |  |  | no |  |  | 0 | 0 | 0 | 0
oh_line_TAP_OH_905196 |  | AN | node_8104102_200861865 | node_1348080_122_15271738_211 | 0.033 | unb_TAPWIRE_OH | 8104102 | no | no |  |  | no |  |  | 0 | 0 | 0 | 0
oh_line_TAP_OH_905197 |  | AN | node_8104102_200861868 | node_1348485_247_15271634_962 | 0.033 | unb_TAPWIRE_OH | 8104102 | no | no |  |  | no |  |  | 0 | 0 | 0 | 0
oh_line_TAP_OH_905198 |  | AN | node_8104102_200861869 | node_1348760_464_15271570_808 | 0.033 | unb_TAPWIRE_OH | 8104102 | no | no |  |  | no |  |  | 0 | 0 | 0 | 0
oh_line_TAP_OH_905199 |  | AN | node_8104102_200861870 | node_1349024_969_15271507_203 | 0.033 | unb_TAPWIRE_OH | 8104102 | no | no |  |  | no |  |  | 0 | 0 | 0 | 0
oh_line_TAP_OH_905200 |  | AN | node_8104102_200861872 | node_1349269_341_15271466_546 | 0.033 | unb_TAPWIRE_OH | 8104102 | no | no |  |  | no |  |  | 0 | 0 | 0 | 0
oh_line_TAP_OH_905201 |  | AN | node_8104102_200861873 | node_1349572_609_15271433_846 | 0.033 | unb_TAPWIRE_OH | 8104102 | no | no |  |  | no |  |  | 0 | 0 | 0 | 0
oh_line_TAP_OH_905202 |  | AN | node_8104102_200861876 | node_1349529_274_15272065_473 | 0.033 | unb_TAPWIRE_OH | 8104102 | no | no |  |  | no |  |  | 0 | 0 | 0 | 0
oh_line_TAP_OH_905203 |  | AN | node_8104102_200861877 | node_1349736_186_15271418_8 | 0.033 | unb_TAPWIRE_OH | 8104102 | no | no |  |  | no |  |  | 0 | 0 | 0 | 0
oh_line_TAP_OH_905204 |  | AN | node_8104102_200861878 | node_1349992_266_15271428_918 | 0.033 | unb_TAPWIRE_OH | 8104102 | no | no |  |  | no |  |  | 0 | 0 | 0 | 0
oh_line_TAP_OH_905244 |  | AN | node_8104102_200862054 | node_1342492_435_15277806_922 | 0.033 | unb_TAPWIRE_OH | 8104102 | no | no |  |  | no |  |  | 0 | 0 | 0 | 0
oh_line_TAP_OH_905245 |  | AN | node_8104102_200862055 | node_1344021_002_15276572_826 | 0.033 | unb_TAPWIRE_OH | 8104102 | no | no |  |  | no |  |  | 0 | 0 | 0 | 0
oh_line_TAP_OH_905246 |  | AN | node_8104102_200862058 | node_1343702_802_15276883_224 | 0.033 | unb_TAPWIRE_OH | 8104102 | no | no |  |  | no |  |  | 0 | 0 | 0 | 0
oh_line_TAP_OH_905247 |  | AN | node_8104102_200862061 | node_1343422_407_15277403_997 | 0.033 | unb_TAPWIRE_OH | 8104102 | no | no |  |  | no |  |  | 0 | 0 | 0 | 0
oh_line_TAP_OH_905276 |  | AN | node_8104102_200862141 | node_1358344_827_15265441_856 | 0.033 | unb_TAPWIRE_OH | 8104102 | no | no |  |  | no |  |  | 0 | 0 | 0 | 0
oh_line_TAP_OH_905277 |  | AN | node_8104102_200862143 | node_1358006_302_15265368_825 | 0.033 | unb_TAPWIRE_OH | 8104102 | no | no |  |  | no |  |  | 0 | 0 | 0 | 0
oh_line_TAP_OH_905278 |  | AN | node_8104102_200862144 | node_1357673_02_15265329_252 | 0.033 | unb_TAPWIRE_OH | 8104102 | no | no |  |  | no |  |  | 0 | 0 | 0 | 0
oh_line_TAP_OH_905279 |  | AN | node_8104102_200862146 | node_1357546_672_15265836_872 | 0.033 | unb_TAPWIRE_OH | 8104102 | no | no |  |  | no |  |  | 0 | 0 | 0 | 0
oh_line_TAP_OH_905280 |  | AN | node_8104102_200862147 | node_1357373_924_15265422_072 | 0.033 | unb_TAPWIRE_OH | 8104102 | no | no |  |  | no |  |  | 0 | 0 | 0 | 0
oh_line_TAP_OH_905281 |  | AN | node_8104102_200862152 | node_1357126_94_15264625_899 | 0.033 | unb_TAPWIRE_OH | 8104102 | no | no |  |  | no |  |  | 0 | 0 | 0 | 0
oh_line_TAP_OH_905282 |  | AN | node_8104102_200862154 | node_1356992_742_15265561_141 | 0.033 | unb_TAPWIRE_OH | 8104102 | no | no |  |  | no |  |  | 0 | 0 | 0 | 0
oh_line_TAP_OH_905283 |  | AN | node_8104102_200862155 | node_1356824_893_15265091_911 | 0.033 | unb_TAPWIRE_OH | 8104102 | no | no |  |  | no |  |  | 0 | 0 | 0 | 0
oh_line_TAP_OH_905379 |  | AN | node_8104102_200862455 | node_1343032_38_15273393_38 | 0.033 | unb_TAPWIRE_OH | 8104102 | no | no |  |  | no |  |  | 0 | 0 | 0 | 0
oh_line_TAP_OH_905380 |  | AN | node_8104102_200862460 | node_1342834_691_15272782_587 | 0.033 | unb_TAPWIRE_OH | 8104102 | no | no |  |  | no |  |  | 0 | 0 | 0 | 0
oh_line_TAP_OH_905381 |  | AN | node_8104102_200862462 | node_1342968_074_15272533_749 | 0.033 | unb_TAPWIRE_OH | 8104102 | no | no |  |  | no |  |  | 0 | 0 | 0 | 0
oh_line_TAP_OH_905382 |  | AN | node_8104102_200862463 | node_1342421_431_15273088_065 | 0.033 | unb_TAPWIRE_OH | 8104102 | no | no |  |  | no |  |  | 0 | 0 | 0 | 0
oh_line_TAP_OH_905383 |  | AN | node_8104102_200862464 | node_1342152_819_15273080_342 | 0.033 | unb_TAPWIRE_OH | 8104102 | no | no |  |  | no |  |  | 0 | 0 | 0 | 0
oh_line_TAP_OH_905384 |  | AN | node_8104102_200862465 | node_1341891_477_15273003_482 | 0.033 | unb_TAPWIRE_OH | 8104102 | no | no |  |  | no |  |  | 0 | 0 | 0 | 0
oh_line_TAP_OH_905385 |  | AN | node_8104102_200862466 | node_1341646_468_15273104_633 | 0.033 | unb_TAPWIRE_OH | 8104102 | no | no |  |  | no |  |  | 0 | 0 | 0 | 0
oh_line_TAP_OH_905386 |  | AN | node_8104102_200862468 | node_1341389_166_15273104_509 | 0.033 | unb_TAPWIRE_OH | 8104102 | no | no |  |  | no |  |  | 0 | 0 | 0 | 0
oh_line_TAP_OH_905387 |  | AN | node_8104102_200862469 | node_1344139_205_15275572_691 | 0.033 | unb_TAPWIRE_OH | 8104102 | no | no |  |  | no |  |  | 0 | 0 | 0 | 0
oh_line_TAP_OH_905388 |  | AN | node_8104102_200862470 | node_1341120_174_15273090_238 | 0.033 | unb_TAPWIRE_OH | 8104102 | no | no |  |  | no |  |  | 0 | 0 | 0 | 0
oh_line_TAP_OH_905389 |  | AN | node_8104102_200862473 | node_1340827_429_15272640_251 | 0.033 | unb_TAPWIRE_OH | 8104102 | no | no |  |  | no |  |  | 0 | 0 | 0 | 0
oh_line_TAP_OH_905390 |  | AN | node_8104102_200862474 | node_1340653_396_15273055_669 | 0.033 | unb_TAPWIRE_OH | 8104102 | no | no |  |  | no |  |  | 0 | 0 | 0 | 0
oh_line_TAP_OH_905391 |  | AN | node_8104102_200862477 | node_1340227_542_15273050_418 | 0.033 | unb_TAPWIRE_OH | 8104102 | no | no |  |  | no |  |  | 0 | 0 | 0 | 0
oh_line_TAP_OH_905392 |  | AN | node_8104102_200862479 | node_1340124_458_15272737_058 | 0.033 | unb_TAPWIRE_OH | 8104102 | no | no |  |  | no |  |  | 0 | 0 | 0 | 0
oh_line_TAP_OH_905393 |  | AN | node_8104102_200862480 | node_1344072_242_15275188_442 | 0.033 | unb_TAPWIRE_OH | 8104102 | no | no |  |  | no |  |  | 0 | 0 | 0 | 0
oh_line_TAP_OH_905394 |  | AN | node_8104102_200862481 | node_1344102_711_15274877_862 | 0.033 | unb_TAPWIRE_OH | 8104102 | no | no |  |  | no |  |  | 0 | 0 | 0 | 0
oh_line_TAP_OH_905395 |  | AN | node_8104102_200862483 | node_1344136_385_15274587_006 | 0.033 | unb_TAPWIRE_OH | 8104102 | no | no |  |  | no |  |  | 0 | 0 | 0 | 0
oh_line_TAP_OH_905396 |  | AN | node_8104102_200862486 | node_1343937_466_15274182_487 | 0.033 | unb_TAPWIRE_OH | 8104102 | no | no |  |  | no |  |  | 0 | 0 | 0 | 0
oh_line_TAP_OH_905397 |  | AN | node_8104102_200862490 | node_1342994_113_15274126_15 | 0.033 | unb_TAPWIRE_OH | 8104102 | no | no |  |  | no |  |  | 0 | 0 | 0 | 0
oh_line_TAP_OH_905429 |  | AN | node_8104102_200862614 | node_1343791_334_15265827_065 | 0.033 | unb_TAPWIRE_OH | 8104102 | no | no |  |  | no |  |  | 0 | 0 | 0 | 0
oh_line_TAP_OH_905430 |  | AN | node_8104102_200862615 | node_1343597_308_15265820_308 | 0.033 | unb_TAPWIRE_OH | 8104102 | no | no |  |  | no |  |  | 0 | 0 | 0 | 0
oh_line_TAP_OH_905431 |  | AN | node_8104102_200862616 | node_1343338_149_15265741_081 | 0.033 | unb_TAPWIRE_OH | 8104102 | no | no |  |  | no |  |  | 0 | 0 | 0 | 0
oh_line_TAP_OH_905432 |  | AN | node_8104102_200862618 | node_1342847_648_15265735_117 | 0.033 | unb_TAPWIRE_OH | 8104102 | no | no |  |  | no |  |  | 0 | 0 | 0 | 0
oh_line_TAP_OH_905433 |  | AN | node_8104102_200862621 | node_1342429_977_15265542_525 | 0.033 | unb_TAPWIRE_OH | 8104102 | no | no |  |  | no |  |  | 0 | 0 | 0 | 0
oh_line_TAP_OH_905434 |  | AN | node_8104102_200862623 | node_1342159_443_15265429_016 | 0.033 | unb_TAPWIRE_OH | 8104102 | no | no |  |  | no |  |  | 0 | 0 | 0 | 0
oh_line_TAP_OH_905435 |  | AN | node_8104102_200862624 | node_1342183_788_15265687_954 | 0.033 | unb_TAPWIRE_OH | 8104102 | no | no |  |  | no |  |  | 0 | 0 | 0 | 0
oh_line_TAP_OH_905436 |  | AN | node_8104102_200862625 | node_1341857_276_15265415_486 | 0.033 | unb_TAPWIRE_OH | 8104102 | no | no |  |  | no |  |  | 0 | 0 | 0 | 0
oh_line_TAP_OH_905437 |  | AN | node_8104102_200862630 | node_1341405_792_15265063_783 | 0.033 | unb_TAPWIRE_OH | 8104102 | no | no |  |  | no |  |  | 0 | 0 | 0 | 0
oh_line_TAP_OH_905438 |  | AN | node_8104102_200862632 | node_1341292_011_15264424_664 | 0.033 | unb_TAPWIRE_OH | 8104102 | no | no |  |  | no |  |  | 0 | 0 | 0 | 0
oh_line_TAP_OH_905439 |  | AN | node_8104102_200862633 | node_1341348_363_15264112_534 | 0.033 | unb_TAPWIRE_OH | 8104102 | no | no |  |  | no |  |  | 0 | 0 | 0 | 0
oh_line_TAP_OH_905440 |  | AN | node_8104102_200862637 | node_1345335_905_15266069_275 | 0.033 | unb_TAPWIRE_OH | 8104102 | no | no |  |  | no |  |  | 0 | 0 | 0 | 0
oh_line_TAP_OH_905441 |  | AN | node_8104102_200862638 | node_1345145_884_15265964_383 | 0.033 | unb_TAPWIRE_OH | 8104102 | no | no |  |  | no |  |  | 0 | 0 | 0 | 0
oh_line_TAP_OH_905442 |  | AN | node_8104102_200862642 | node_1344824_499_15265610_435 | 0.033 | unb_TAPWIRE_OH | 8104102 | no | no |  |  | no |  |  | 0 | 0 | 0 | 0
oh_line_TAP_OH_905443 |  | AN | node_8104102_200862644 | node_1344413_789_15266183_905 | 0.033 | unb_TAPWIRE_OH | 8104102 | no | no |  |  | no |  |  | 0 | 0 | 0 | 0
oh_line_TAP_OH_905444 |  | AN | node_8104102_200862646 | node_1344203_659_15265927_624 | 0.033 | unb_TAPWIRE_OH | 8104102 | no | no |  |  | no |  |  | 0 | 0 | 0 | 0
oh_line_TAP_OH_905445 |  | AN | node_8104102_200862647 | node_1344313_746_15265745_832 | 0.033 | unb_TAPWIRE_OH | 8104102 | no | no |  |  | no |  |  | 0 | 0 | 0 | 0
oh_line_TAP_OH_905463 |  | AN | node_8104102_200862725 | node_1349777_54_15259193_343 | 0.033 | unb_TAPWIRE_OH | 8104102 | no | no |  |  | no |  |  | 0 | 0 | 0 | 0
oh_line_TAP_OH_905464 |  | AN | node_8104102_200862728 | node_1350352_07_15258631_688 | 0.033 | unb_TAPWIRE_OH | 8104102 | no | no |  |  | no |  |  | 0 | 0 | 0 | 0
oh_line_TAP_OH_905465 |  | AN | node_8104102_200862733 | node_1351061_533_15258248_394 | 0.033 | unb_TAPWIRE_OH | 8104102 | no | no |  |  | no |  |  | 0 | 0 | 0 | 0
oh_line_TAP_OH_905466 |  | AN | node_8104102_200862734 | node_1351121_15_15257895_716 | 0.033 | unb_TAPWIRE_OH | 8104102 | no | no |  |  | no |  |  | 0 | 0 | 0 | 0
oh_line_TAP_OH_905467 |  | AN | node_8104102_200862738 | node_1351597_428_15258553_983 | 0.033 | unb_TAPWIRE_OH | 8104102 | no | no |  |  | no |  |  | 0 | 0 | 0 | 0
oh_line_TAP_OH_905468 |  | AN | node_8104102_200862740 | node_1347846_956_15259615_951 | 0.033 | unb_TAPWIRE_OH | 8104102 | no | no |  |  | no |  |  | 0 | 0 | 0 | 0
oh_line_TAP_OH_905469 |  | AN | node_8104102_200862742 | node_1348035_044_15259629_687 | 0.033 | unb_TAPWIRE_OH | 8104102 | no | no |  |  | no |  |  | 0 | 0 | 0 | 0
oh_line_TAP_OH_905470 |  | AN | node_8104102_200862743 | node_1352133_536_15258531_874 | 0.033 | unb_TAPWIRE_OH | 8104102 | no | no |  |  | no |  |  | 0 | 0 | 0 | 0
oh_line_TAP_OH_905471 |  | AN | node_8104102_200862745 | node_1348131_918_15259867_872 | 0.033 | unb_TAPWIRE_OH | 8104102 | no | no |  |  | no |  |  | 0 | 0 | 0 | 0
oh_line_TAP_OH_905472 |  | AN | node_8104102_200862746 | node_1348303_159_15260014_826 | 0.033 | unb_TAPWIRE_OH | 8104102 | no | no |  |  | no |  |  | 0 | 0 | 0 | 0
oh_line_TAP_OH_905473 |  | AN | node_8104102_200862747 | node_1348272_357_15259452_292 | 0.033 | unb_TAPWIRE_OH | 8104102 | no | no |  |  | no |  |  | 0 | 0 | 0 | 0
oh_line_TAP_OH_905474 |  | AN | node_8104102_200862748 | node_1348563_879_15259642_436 | 0.033 | unb_TAPWIRE_OH | 8104102 | no | no |  |  | no |  |  | 0 | 0 | 0 | 0
oh_line_TAP_OH_905518 |  | ABCN | node_8104102_200862989 | node_1342405_618_15282383_507 | 0.033 | unb_TAPWIRE_OH | 8104102 | no | no |  |  | no |  |  | 0 | 0 | 0 | 0
oh_line_TAP_OH_905519 |  | AN | node_8104102_200862993 | node_1342152_033_15282077_755 | 0.033 | unb_TAPWIRE_OH | 8104102 | no | no |  |  | no |  |  | 0 | 0 | 0 | 0
oh_line_TAP_OH_905520 |  | ABCN | node_8104102_200862994 | node_1341923_631_15282248_309 | 0.033 | unb_TAPWIRE_OH | 8104102 | no | no |  |  | no |  |  | 0 | 0 | 0 | 0
oh_line_TAP_OH_905521 |  | ABCN | node_8104102_200862996 | node_1341579_709_15282139_782 | 0.033 | unb_TAPWIRE_OH | 8104102 | no | no |  |  | no |  |  | 0 | 0 | 0 | 0
oh_line_TAP_OH_905522 |  | ABCN | node_8104102_200862999 | node_1341265_63_15282053_831 | 0.033 | unb_TAPWIRE_OH | 8104102 | no | no |  |  | no |  |  | 0 | 0 | 0 | 0
oh_line_TAP_OH_905525 |  | ABCN | node_8104102_200863005 | node_1343803_893_15282815_037 | 0.033 | unb_TAPWIRE_OH | 8104102 | no | no |  |  | no |  |  | 0 | 0 | 0 | 0
oh_line_TAP_OH_905526 |  | ABCN | node_8104102_200863012 | node_1345449_469_15285174_037 | 0.033 | unb_TAPWIRE_OH | 8104102 | no | no |  |  | no |  |  | 0 | 0 | 0 | 0
oh_line_TAP_OH_905527 |  | ABCN | node_8104102_200863016 | node_1345562_456_15284902_15 | 0.033 | unb_TAPWIRE_OH | 8104102 | no | no |  |  | no |  |  | 0 | 0 | 0 | 0
oh_line_TAP_OH_905583 |  | AN | node_8104102_200863228 | node_1350927_58_15264992_786 | 0.033 | unb_TAPWIRE_OH | 8104102 | no | no |  |  | no |  |  | 0 | 0 | 0 | 0
oh_line_TAP_OH_905584 |  | AN | node_8104102_200863229 | node_1351045_357_15265301_615 | 0.033 | unb_TAPWIRE_OH | 8104102 | no | no |  |  | no |  |  | 0 | 0 | 0 | 0
oh_line_TAP_OH_905585 |  | AN | node_8104102_200863232 | node_1351096_916_15265783_702 | 0.033 | unb_TAPWIRE_OH | 8104102 | no | no |  |  | no |  |  | 0 | 0 | 0 | 0
oh_line_TAP_OH_905629 |  | AN | node_8104102_200863367 | node_1358221_846_15264966_069 | 0.033 | unb_TAPWIRE_OH | 8104102 | no | no |  |  | no |  |  | 0 | 0 | 0 | 0
oh_line_TAP_OH_905630 |  | AN | node_8104102_200863368 | node_1358327_871_15264621_94 | 0.033 | unb_TAPWIRE_OH | 8104102 | no | no |  |  | no |  |  | 0 | 0 | 0 | 0
oh_line_TAP_OH_905631 |  | AN | node_8104102_200863370 | node_1358486_236_15264365_137 | 0.033 | unb_TAPWIRE_OH | 8104102 | no | no |  |  | no |  |  | 0 | 0 | 0 | 0
oh_line_TAP_OH_905632 |  | AN | node_8104102_200863371 | node_1358803_898_15264638_573 | 0.033 | unb_TAPWIRE_OH | 8104102 | no | no |  |  | no |  |  | 0 | 0 | 0 | 0
oh_line_TAP_OH_905633 |  | AN | node_8104102_200863372 | node_1358738_066_15264165_747 | 0.033 | unb_TAPWIRE_OH | 8104102 | no | no |  |  | no |  |  | 0 | 0 | 0 | 0
oh_line_TAP_OH_905634 |  | AN | node_8104102_200863376 | node_1359487_216_15264034_689 | 0.033 | unb_TAPWIRE_OH | 8104102 | no | no |  |  | no |  |  | 0 | 0 | 0 | 0
oh_line_TAP_OH_905642 |  | AN | node_8104102_200863406 | node_1346488_871_15269033_122 | 0.033 | unb_TAPWIRE_OH | 8104102 | no | no |  |  | no |  |  | 0 | 0 | 0 | 0
oh_line_TAP_OH_905643 |  | AN | node_8104102_200863407 | node_1346342_41_15269019_305 | 0.033 | unb_TAPWIRE_OH | 8104102 | no | no |  |  | no |  |  | 0 | 0 | 0 | 0
oh_line_TAP_OH_905644 |  | AN | node_8104102_200863408 | node_1343733_388_15268819_595 | 0.033 | unb_TAPWIRE_OH | 8104102 | no | no |  |  | no |  |  | 0 | 0 | 0 | 0
oh_line_TAP_OH_905645 |  | AN | node_8104102_200863411 | node_1343127_07_15268824_525 | 0.033 | unb_TAPWIRE_OH | 8104102 | no | no |  |  | no |  |  | 0 | 0 | 0 | 0
oh_line_TAP_OH_905646 |  | AN | node_8104102_200863418 | node_1344294_58_15268778_425 | 0.033 | unb_TAPWIRE_OH | 8104102 | no | no |  |  | no |  |  | 0 | 0 | 0 | 0
oh_line_TAP_OH_905647 |  | AN | node_8104102_200863423 | node_1344397_227_15269475_614 | 0.033 | unb_TAPWIRE_OH | 8104102 | no | no |  |  | no |  |  | 0 | 0 | 0 | 0
oh_line_TAP_OH_905656 |  | AN | node_8104102_200863454 | node_1345043_685_15258820_929 | 0.033 | unb_TAPWIRE_OH | 8104102 | no | no |  |  | no |  |  | 0 | 0 | 0 | 0
oh_line_TAP_OH_905892 |  | AN | node_8104102_200864336 | node_1353573_044_15264801_692 | 0.033 | unb_TAPWIRE_OH | 8104102 | no | no |  |  | no |  |  | 0 | 0 | 0 | 0
oh_line_TAP_OH_905893 |  | AN | node_8104102_200864337 | node_1353883_31_15264824_831 | 0.033 | unb_TAPWIRE_OH | 8104102 | no | no |  |  | no |  |  | 0 | 0 | 0 | 0
oh_line_TAP_OH_905894 |  | AN | node_8104102_200864338 | node_1354125_861_15264946_697 | 0.033 | unb_TAPWIRE_OH | 8104102 | no | no |  |  | no |  |  | 0 | 0 | 0 | 0
oh_line_TAP_OH_905895 |  | AN | node_8104102_200864340 | node_1354477_621_15264841_954 | 0.033 | unb_TAPWIRE_OH | 8104102 | no | no |  |  | no |  |  | 0 | 0 | 0 | 0
oh_line_TAP_OH_905896 |  | AN | node_8104102_200864344 | node_1355181_708_15264889_204 | 0.033 | unb_TAPWIRE_OH | 8104102 | no | no |  |  | no |  |  | 0 | 0 | 0 | 0
oh_line_TAP_OH_905897 |  | AN | node_8104102_200864347 | node_1345864_679_15276832_779 | 0.033 | unb_TAPWIRE_OH | 8104102 | no | no |  |  | no |  |  | 0 | 0 | 0 | 0
oh_line_TAP_OH_905898 |  | AN | node_8104102_200864349 | node_1345567_813_15276716_258 | 0.033 | unb_TAPWIRE_OH | 8104102 | no | no |  |  | no |  |  | 0 | 0 | 0 | 0
oh_line_TAP_OH_905899 |  | AN | node_8104102_200864351 | node_1346105_069_15276857_627 | 0.033 | unb_TAPWIRE_OH | 8104102 | no | no |  |  | no |  |  | 0 | 0 | 0 | 0
oh_line_TAP_OH_905900 |  | AN | node_8104102_200864353 | node_1346406_742_15276818_312 | 0.033 | unb_TAPWIRE_OH | 8104102 | no | no |  |  | no |  |  | 0 | 0 | 0 | 0
oh_line_TAP_OH_905901 |  | AN | node_8104102_200864355 | node_1346445_919_15277248_427 | 0.033 | unb_TAPWIRE_OH | 8104102 | no | no |  |  | no |  |  | 0 | 0 | 0 | 0
oh_line_TAP_OH_905902 |  | AN | node_8104102_200864358 | node_1346591_31_15276881_494 | 0.033 | unb_TAPWIRE_OH | 8104102 | no | no |  |  | no |  |  | 0 | 0 | 0 | 0
oh_line_TAP_OH_905987 |  | AN | node_8104102_200864680 | node_1352616_141_15258993_39 | 0.033 | unb_TAPWIRE_OH | 8104102 | no | no |  |  | no |  |  | 0 | 0 | 0 | 0
oh_line_TAP_OH_905988 |  | AN | node_8104102_200864682 | node_1352543_711_15259235_068 | 0.033 | unb_TAPWIRE_OH | 8104102 | no | no |  |  | no |  |  | 0 | 0 | 0 | 0
oh_line_TAP_OH_905989 |  | AN | node_8104102_200864683 | node_1353126_503_15258688_243 | 0.033 | unb_TAPWIRE_OH | 8104102 | no | no |  |  | no |  |  | 0 | 0 | 0 | 0
oh_line_TAP_OH_905990 |  | AN | node_8104102_200864684 | node_1353162_725_15258547_262 | 0.033 | unb_TAPWIRE_OH | 8104102 | no | no |  |  | no |  |  | 0 | 0 | 0 | 0
oh_line_TAP_OH_905991 |  | AN | node_8104102_200864687 | node_1353451_107_15257823_32 | 0.033 | unb_TAPWIRE_OH | 8104102 | no | no |  |  | no |  |  | 0 | 0 | 0 | 0
oh_line_TAP_OH_905992 |  | AN | node_8104102_200864690 | node_1352621_51_15259983_585 | 0.033 | unb_TAPWIRE_OH | 8104102 | no | no |  |  | no |  |  | 0 | 0 | 0 | 0
oh_line_TAP_OH_906042 |  | ABCN | node_8104102_200864867 | node_1344108_313_15280667_824 | 0.033 | unb_TAPWIRE_OH | 8104102 | no | no |  |  | no |  |  | 0 | 0 | 0 | 0
oh_line_TAP_OH_906043 |  | AN | node_8104102_200864870 | node_1347009_784_15263913_27 | 0.033 | unb_TAPWIRE_OH | 8104102 | no | no |  |  | no |  |  | 0 | 0 | 0 | 0
oh_line_TAP_OH_906044 |  | AN | node_8104102_200864872 | node_1347125_345_15263638_062 | 0.033 | unb_TAPWIRE_OH | 8104102 | no | no |  |  | no |  |  | 0 | 0 | 0 | 0
oh_line_TAP_OH_906045 |  | AN | node_8104102_200864874 | node_1347073_256_15263413_977 | 0.033 | unb_TAPWIRE_OH | 8104102 | no | no |  |  | no |  |  | 0 | 0 | 0 | 0
oh_line_TAP_OH_906046 |  | AN | node_8104102_200864876 | node_1347129_65_15262972_601 | 0.033 | unb_TAPWIRE_OH | 8104102 | no | no |  |  | no |  |  | 0 | 0 | 0 | 0
oh_line_TAP_OH_906047 |  | AN | node_8104102_200864879 | node_1346999_714_15261940_185 | 0.033 | unb_TAPWIRE_OH | 8104102 | no | no |  |  | no |  |  | 0 | 0 | 0 | 0
oh_line_TAP_OH_906048 |  | AN | node_8104102_200864881 | node_1346737_965_15261703_865 | 0.033 | unb_TAPWIRE_OH | 8104102 | no | no |  |  | no |  |  | 0 | 0 | 0 | 0
oh_line_TAP_OH_906049 |  | AN | node_8104102_200864883 | node_1346779_925_15261250_034 | 0.033 | unb_TAPWIRE_OH | 8104102 | no | no |  |  | no |  |  | 0 | 0 | 0 | 0
oh_line_TAP_OH_906050 |  | AN | node_8104102_200864886 | node_1346093_242_15261612_254 | 0.033 | unb_TAPWIRE_OH | 8104102 | no | no |  |  | no |  |  | 0 | 0 | 0 | 0
oh_line_TAP_OH_906051 |  | AN | node_8104102_200864889 | node_1346478_301_15260961_928 | 0.033 | unb_TAPWIRE_OH | 8104102 | no | no |  |  | no |  |  | 0 | 0 | 0 | 0
oh_line_TAP_OH_906052 |  | AN | node_8104102_200864891 | node_1346978_516_15260435_345 | 0.033 | unb_TAPWIRE_OH | 8104102 | no | no |  |  | no |  |  | 0 | 0 | 0 | 0
oh_line_TAP_OH_906054 |  | AN | node_8104102_200864898 | node_1346607_652_15259599_966 | 0.033 | unb_TAPWIRE_OH | 8104102 | no | no |  |  | no |  |  | 0 | 0 | 0 | 0
oh_line_TAP_OH_906055 |  | ABCN | node_8104102_200864908 | node_1344169_334_15280226_655 | 0.033 | unb_TAPWIRE_OH | 8104102 | no | no |  |  | no |  |  | 0 | 0 | 0 | 0
oh_line_TAP_OH_906056 |  | ABCN | node_8104102_200864912 | node_1344188_833_15279361_777 | 0.033 | unb_TAPWIRE_OH | 8104102 | no | no |  |  | no |  |  | 0 | 0 | 0 | 0
oh_line_TAP_OH_906057 |  | ABCN | node_8104102_200864918 | node_1343798_212_15282132_184 | 0.033 | unb_TAPWIRE_OH | 8104102 | no | no |  |  | no |  |  | 0 | 0 | 0 | 0
oh_line_TAP_OH_906058 |  | ABCN | node_8104102_200864922 | node_1344182_62_15278369_05 | 0.033 | unb_TAPWIRE_OH | 8104102 | no | no |  |  | no |  |  | 0 | 0 | 0 | 0
oh_line_TAP_OH_906059 |  | ABCN | node_8104102_200864927 | node_1344123_335_15277697_112 | 0.033 | unb_TAPWIRE_OH | 8104102 | no | no |  |  | no |  |  | 0 | 0 | 0 | 0
oh_line_TAP_OH_906060 |  | ABCN | node_8104102_200864930 | node_1344132_957_15277388_427 | 0.033 | unb_TAPWIRE_OH | 8104102 | no | no |  |  | no |  |  | 0 | 0 | 0 | 0
oh_line_TAP_OH_906061 |  | AN | node_8104102_200864936 | node_1344625_657_15277453_398 | 0.033 | unb_TAPWIRE_OH | 8104102 | no | no |  |  | no |  |  | 0 | 0 | 0 | 0
oh_line_TAP_OH_906062 |  | ABCN | node_8104102_200864939 | node_1344205_19_15276924_698 | 0.033 | unb_TAPWIRE_OH | 8104102 | no | no |  |  | no |  |  | 0 | 0 | 0 | 0
oh_line_TAP_OH_906063 |  | ABCN | node_8104102_200864942 | node_1344361_956_15276623_796 | 0.033 | unb_TAPWIRE_OH | 8104102 | no | no |  |  | no |  |  | 0 | 0 | 0 | 0
oh_line_TAP_OH_906064 |  | ABN | node_8104102_200864944 | node_1344716_569_15276369_65 | 0.033 | unb_TAPWIRE_OH | 8104102 | no | no |  |  | no |  |  | 0 | 0 | 0 | 0
oh_line_TAP_OH_906065 |  | ABN | node_8104102_200864947 | node_1345054_625_15275698_954 | 0.033 | unb_TAPWIRE_OH | 8104102 | no | no |  |  | no |  |  | 0 | 0 | 0 | 0
oh_line_TAP_OH_906066 |  | ABCN | node_8104102_200864951 | node_1343898_003_15281741_602 | 0.033 | unb_TAPWIRE_OH | 8104102 | no | no |  |  | no |  |  | 0 | 0 | 0 | 0
oh_line_TAP_OH_906067 |  | ABN | node_8104102_200864952 | node_1345674_681_15274817_482 | 0.033 | unb_TAPWIRE_OH | 8104102 | no | no |  |  | no |  |  | 0 | 0 | 0 | 0
oh_line_TAP_OH_906068 |  | ABN | node_8104102_200864956 | node_1345998_746_15274262_363 | 0.033 | unb_TAPWIRE_OH | 8104102 | no | no |  |  | no |  |  | 0 | 0 | 0 | 0
oh_line_TAP_OH_906069 |  | ABN | node_8104102_200864959 | node_1345960_259_15273816_074 | 0.033 | unb_TAPWIRE_OH | 8104102 | no | no |  |  | no |  |  | 0 | 0 | 0 | 0
oh_line_TAP_OH_906070 |  | ABCN | node_8104102_200864960 | node_1343907_523_15281508_382 | 0.033 | unb_TAPWIRE_OH | 8104102 | no | no |  |  | no |  |  | 0 | 0 | 0 | 0
oh_line_TAP_OH_906071 |  | AN | node_8104102_200864964 | node_1346114_087_15273100_998 | 0.033 | unb_TAPWIRE_OH | 8104102 | no | no |  |  | no |  |  | 0 | 0 | 0 | 0
oh_line_TAP_OH_906072 |  | AN | node_8104102_200864969 | node_1346762_687_15273028_226 | 0.033 | unb_TAPWIRE_OH | 8104102 | no | no |  |  | no |  |  | 0 | 0 | 0 | 0
oh_line_TAP_OH_906073 |  | AN | node_8104102_200864970 | node_1346092_679_15272854_759 | 0.033 | unb_TAPWIRE_OH | 8104102 | no | no |  |  | no |  |  | 0 | 0 | 0 | 0
oh_line_TAP_OH_906074 |  | AN | node_8104102_200864973 | node_1346255_432_15272434_543 | 0.033 | unb_TAPWIRE_OH | 8104102 | no | no |  |  | no |  |  | 0 | 0 | 0 | 0
oh_line_TAP_OH_906076 |  | AN | node_8104102_200864979 | node_1346308_08_15271778_207 | 0.033 | unb_TAPWIRE_OH | 8104102 | no | no |  |  | no |  |  | 0 | 0 | 0 | 0
oh_line_TAP_OH_906077 |  | AN | node_8104102_200864982 | node_1346353_009_15271362_842 | 0.033 | unb_TAPWIRE_OH | 8104102 | no | no |  |  | no |  |  | 0 | 0 | 0 | 0
oh_line_TAP_OH_906078 |  | AN | node_8104102_200864986 | node_1346341_29_15270832_552 | 0.033 | unb_TAPWIRE_OH | 8104102 | no | no |  |  | no |  |  | 0 | 0 | 0 | 0
oh_line_TAP_OH_906079 |  | AN | node_8104102_200864991 | node_1346473_08_15270019_089 | 0.033 | unb_TAPWIRE_OH | 8104102 | no | no |  |  | no |  |  | 0 | 0 | 0 | 0
oh_line_TAP_OH_906080 |  | AN | node_8104102_200864995 | node_1346502_627_15269518_413 | 0.033 | unb_TAPWIRE_OH | 8104102 | no | no |  |  | no |  |  | 0 | 0 | 0 | 0
oh_line_TAP_OH_906081 |  | AN | node_8104102_200865001 | node_1346554_091_15268257_57 | 0.033 | unb_TAPWIRE_OH | 8104102 | no | no |  |  | no |  |  | 0 | 0 | 0 | 0
oh_line_TAP_OH_906082 |  | AN | node_8104102_200865004 | node_1346569_17_15267840_881 | 0.033 | unb_TAPWIRE_OH | 8104102 | no | no |  |  | no |  |  | 0 | 0 | 0 | 0
oh_line_TAP_OH_906083 |  | AN | node_8104102_200865007 | node_1346638_176_15267046_454 | 0.033 | unb_TAPWIRE_OH | 8104102 | no | no |  |  | no |  |  | 0 | 0 | 0 | 0
oh_line_TAP_OH_906084 |  | AN | node_8104102_200865011 | node_1347674_541_15266964_458 | 0.033 | unb_TAPWIRE_OH | 8104102 | no | no |  |  | no |  |  | 0 | 0 | 0 | 0
oh_line_TAP_OH_906085 |  | AN | node_8104102_200865013 | node_1346182_564_15266564_98 | 0.033 | unb_TAPWIRE_OH | 8104102 | no | no |  |  | no |  |  | 0 | 0 | 0 | 0
oh_line_TAP_OH_906086 |  | AN | node_8104102_200865015 | node_1346786_031_15266330_567 | 0.033 | unb_TAPWIRE_OH | 8104102 | no | no |  |  | no |  |  | 0 | 0 | 0 | 0
oh_line_TAP_OH_906087 |  | AN | node_8104102_200865019 | node_1346870_345_15265853_845 | 0.033 | unb_TAPWIRE_OH | 8104102 | no | no |  |  | no |  |  | 0 | 0 | 0 | 0
oh_line_TAP_OH_906088 |  | AN | node_8104102_200865022 | node_1346886_725_15265489_298 | 0.033 | unb_TAPWIRE_OH | 8104102 | no | no |  |  | no |  |  | 0 | 0 | 0 | 0
oh_line_TAP_OH_906089 |  | AN | node_8104102_200865026 | node_1347002_595_15264909_314 | 0.033 | unb_TAPWIRE_OH | 8104102 | no | no |  |  | no |  |  | 0 | 0 | 0 | 0
oh_line_TAP_OH_906090 |  | AN | node_8104102_200865030 | node_1347084_598_15264214_744 | 0.033 | unb_TAPWIRE_OH | 8104102 | no | no |  |  | no |  |  | 0 | 0 | 0 | 0
oh_line_TAP_OH_906196 |  | ABCN | node_8104102_200865398 | node_1344966_607_15283462_359 | 0.033 | unb_TAPWIRE_OH | 8104102 | no | no |  |  | no |  |  | 0 | 0 | 0 | 0
oh_line_TAP_OH_906197 |  | ABCN | node_8104102_200865402 | node_1344702_572_15283039_096 | 0.033 | unb_TAPWIRE_OH | 8104102 | no | no |  |  | no |  |  | 0 | 0 | 0 | 0
oh_line_TAP_OH_906198 |  | ABCN | node_8104102_200865410 | node_1344031_03_15282428_444 | 0.033 | unb_TAPWIRE_OH | 8104102 | no | no |  |  | no |  |  | 0 | 0 | 0 | 0
oh_line_TAP_OH_906199 |  | ABCN | node_8104102_200865414 | node_1343584_295_15282119_18 | 0.033 | unb_TAPWIRE_OH | 8104102 | no | no |  |  | no |  |  | 0 | 0 | 0 | 0
oh_line_TAP_OH_906200 |  | ABCN | node_8104102_200865416 | node_1343395_542_15282032_213 | 0.033 | unb_TAPWIRE_OH | 8104102 | no | no |  |  | no |  |  | 0 | 0 | 0 | 0
oh_line_TAP_OH_906202 |  | ABCN | node_8104102_200865425 | node_1342477_689_15281668_609 | 0.033 | unb_TAPWIRE_OH | 8104102 | no | no |  |  | no |  |  | 0 | 0 | 0 | 0
oh_line_TAP_OH_906203 |  | ABCN | node_8104102_200865430 | node_1342015_793_15281647_463 | 0.033 | unb_TAPWIRE_OH | 8104102 | no | no |  |  | no |  |  | 0 | 0 | 0 | 0
oh_line_TAP_OH_906204 |  | ABCN | node_8104102_200865435 | node_1341221_719_15281526_611 | 0.033 | unb_TAPWIRE_OH | 8104102 | no | no |  |  | no |  |  | 0 | 0 | 0 | 0
oh_line_TAP_OH_906205 |  | ABCN | node_8104102_200865438 | node_1340810_612_15281495_132 | 0.033 | unb_TAPWIRE_OH | 8104102 | no | no |  |  | no |  |  | 0 | 0 | 0 | 0
oh_line_TAP_OH_906206 |  | ABCN | node_8104102_200865445 | node_1340232_474_15281390_563 | 0.033 | unb_TAPWIRE_OH | 8104102 | no | no |  |  | no |  |  | 0 | 0 | 0 | 0
oh_line_TAP_OH_906207 |  | ABCN | node_8104102_200865456 | node_1339605_429_15281295_196 | 0.033 | unb_TAPWIRE_OH | 8104102 | no | no |  |  | no |  |  | 0 | 0 | 0 | 0
oh_line_TAP_OH_906236 |  | ABCN | node_8104102_200865545 | node_1341736_682_15281057_232 | 0.033 | unb_TAPWIRE_OH | 8104102 | no | no |  |  | no |  |  | 0 | 0 | 0 | 0
oh_line_TAP_OH_906237 |  | AN | node_8104102_200865552 | node_1341786_867_15280271_581 | 0.033 | unb_TAPWIRE_OH | 8104102 | no | no |  |  | no |  |  | 0 | 0 | 0 | 0
oh_line_TAP_OH_906238 |  | AN | node_8104102_200865557 | node_1341364_981_15281415_637 | 0.033 | unb_TAPWIRE_OH | 8104102 | no | no |  |  | no |  |  | 0 | 0 | 0 | 0
oh_line_TAP_OH_906239 |  | AN | node_8104102_200865561 | node_1341408_711_15280816_656 | 0.033 | unb_TAPWIRE_OH | 8104102 | no | no |  |  | no |  |  | 0 | 0 | 0 | 0
oh_line_TAP_OH_906240 |  | AN | node_8104102_200865566 | node_1341464_844_15280068_877 | 0.033 | unb_TAPWIRE_OH | 8104102 | no | no |  |  | no |  |  | 0 | 0 | 0 | 0
oh_line_TAP_OH_906241 |  | AN | node_8104102_200865568 | node_1341545_187_15279781_725 | 0.033 | unb_TAPWIRE_OH | 8104102 | no | no |  |  | no |  |  | 0 | 0 | 0 | 0
oh_line_TAP_OH_906242 |  | AN | node_8104102_200865574 | node_1341625_084_15279155_423 | 0.033 | unb_TAPWIRE_OH | 8104102 | no | no |  |  | no |  |  | 0 | 0 | 0 | 0
oh_line_TAP_OH_906243 |  | AN | node_8104102_200865576 | node_1341829_952_15278902_465 | 0.033 | unb_TAPWIRE_OH | 8104102 | no | no |  |  | no |  |  | 0 | 0 | 0 | 0
oh_line_TAP_OH_906244 |  | ABCN | node_8104102_200865580 | node_1341749_401_15281941_334 | 0.033 | unb_TAPWIRE_OH | 8104102 | no | no |  |  | no |  |  | 0 | 0 | 0 | 0
oh_line_TAP_OH_906245 |  | AN | node_8104102_200865584 | node_1341031_227_15281235_473 | 0.033 | unb_TAPWIRE_OH | 8104102 | no | no |  |  | no |  |  | 0 | 0 | 0 | 0
oh_line_TAP_OH_906246 |  | AN | node_8104102_200865588 | node_1340936_653_15280952_348 | 0.033 | unb_TAPWIRE_OH | 8104102 | no | no |  |  | no |  |  | 0 | 0 | 0 | 0
oh_line_TAP_OH_906247 |  | AN | node_8104102_200865591 | node_1340948_293_15280435_558 | 0.033 | unb_TAPWIRE_OH | 8104102 | no | no |  |  | no |  |  | 0 | 0 | 0 | 0
oh_line_TAP_OH_906248 |  | AN | node_8104102_200865594 | node_1340962_11_15279964_599 | 0.033 | unb_TAPWIRE_OH | 8104102 | no | no |  |  | no |  |  | 0 | 0 | 0 | 0
oh_line_TAP_OH_906249 |  | AN | node_8104102_200865595 | node_1340993_713_15279675_728 | 0.033 | unb_TAPWIRE_OH | 8104102 | no | no |  |  | no |  |  | 0 | 0 | 0 | 0
oh_line_TAP_OH_906250 |  | AN | node_8104102_200865601 | node_1340626_706_15280315_228 | 0.033 | unb_TAPWIRE_OH | 8104102 | no | no |  |  | no |  |  | 0 | 0 | 0 | 0
oh_line_TAP_OH_906251 |  | AN | node_8104102_200865603 | node_1340760_324_15281191_106 | 0.033 | unb_TAPWIRE_OH | 8104102 | no | no |  |  | no |  |  | 0 | 0 | 0 | 0
oh_line_TAP_OH_906252 |  | AN | node_8104102_200865607 | node_1351508_345_15275024_412 | 0.033 | unb_TAPWIRE_OH | 8104102 | no | no |  |  | no |  |  | 0 | 0 | 0 | 0
oh_line_TAP_OH_906253 |  | AN | node_8104102_200865609 | node_1352013_237_15275151_23 | 0.033 | unb_TAPWIRE_OH | 8104102 | no | no |  |  | no |  |  | 0 | 0 | 0 | 0
oh_line_TAP_OH_906254 |  | AN | node_8104102_200865611 | node_1352052_369_15274846_588 | 0.033 | unb_TAPWIRE_OH | 8104102 | no | no |  |  | no |  |  | 0 | 0 | 0 | 0
oh_line_TAP_OH_906255 |  | AN | node_8104102_200865612 | node_1352257_466_15275024_147 | 0.033 | unb_TAPWIRE_OH | 8104102 | no | no |  |  | no |  |  | 0 | 0 | 0 | 0
oh_line_TAP_OH_906264 |  | AN | node_8104102_200865650 | node_1350471_283_15278520_175 | 0.033 | unb_TAPWIRE_OH | 8104102 | no | no |  |  | no |  |  | 0 | 0 | 0 | 0
oh_line_TAP_OH_906265 |  | AN | node_8104102_200865651 | node_1350257_316_15278517_765 | 0.033 | unb_TAPWIRE_OH | 8104102 | no | no |  |  | no |  |  | 0 | 0 | 0 | 0
oh_line_TAP_OH_906266 |  | AN | node_8104102_200865655 | node_1349886_248_15278192_444 | 0.033 | unb_TAPWIRE_OH | 8104102 | no | no |  |  | no |  |  | 0 | 0 | 0 | 0
oh_line_TAP_OH_906267 |  | AN | node_8104102_200865657 | node_1349627_651_15277788_665 | 0.033 | unb_TAPWIRE_OH | 8104102 | no | no |  |  | no |  |  | 0 | 0 | 0 | 0
oh_line_TAP_OH_906268 |  | AN | node_8104102_200865659 | node_1349139_646_15277687_373 | 0.033 | unb_TAPWIRE_OH | 8104102 | no | no |  |  | no |  |  | 0 | 0 | 0 | 0
oh_line_TAP_OH_906269 |  | AN | node_8104102_200865662 | node_1348656_172_15277563_422 | 0.033 | unb_TAPWIRE_OH | 8104102 | no | no |  |  | no |  |  | 0 | 0 | 0 | 0
oh_line_TAP_OH_906270 |  | AN | node_8104102_200865663 | node_1348335_5_15277606_39 | 0.033 | unb_TAPWIRE_OH | 8104102 | no | no |  |  | no |  |  | 0 | 0 | 0 | 0
oh_line_TAP_OH_906271 |  | AN | node_8104102_200865664 | node_1348115_338_15277420_302 | 0.033 | unb_TAPWIRE_OH | 8104102 | no | no |  |  | no |  |  | 0 | 0 | 0 | 0
oh_line_TAP_OH_906272 |  | AN | node_8104102_200865665 | node_1347845_153_15277357_784 | 0.033 | unb_TAPWIRE_OH | 8104102 | no | no |  |  | no |  |  | 0 | 0 | 0 | 0
oh_line_TAP_OH_906273 |  | AN | node_8104102_200865670 | node_1347460_175_15277702_178 | 0.033 | unb_TAPWIRE_OH | 8104102 | no | no |  |  | no |  |  | 0 | 0 | 0 | 0
oh_line_TAP_OH_906275 |  | AN | node_8104102_200865687 | node_1344278_77_15275866_895 | 0.033 | unb_TAPWIRE_OH | 8104102 | no | no |  |  | no |  |  | 0 | 0 | 0 | 0
oh_line_TAP_OH_906276 |  | AN | node_8104102_200865689 | node_1351377_889_15269839_224 | 0.033 | unb_TAPWIRE_OH | 8104102 | no | no |  |  | no |  |  | 0 | 0 | 0 | 0
oh_line_TAP_OH_906277 |  | AN | node_8104102_200865690 | node_1351649_483_15269977_383 | 0.033 | unb_TAPWIRE_OH | 8104102 | no | no |  |  | no |  |  | 0 | 0 | 0 | 0
oh_line_TAP_OH_906278 |  | AN | node_8104102_200865695 | node_1352088_485_15270479_256 | 0.033 | unb_TAPWIRE_OH | 8104102 | no | no |  |  | no |  |  | 0 | 0 | 0 | 0
oh_line_TAP_OH_906279 |  | AN | node_8104102_200865698 | node_1352336_282_15270668_59 | 0.033 | unb_TAPWIRE_OH | 8104102 | no | no |  |  | no |  |  | 0 | 0 | 0 | 0
oh_line_TAP_OH_906280 |  | AN | node_8104102_200865701 | node_1352792_767_15270729_756 | 0.033 | unb_TAPWIRE_OH | 8104102 | no | no |  |  | no |  |  | 0 | 0 | 0 | 0
oh_line_TAP_OH_906281 |  | AN | node_8104102_200865703 | node_1353257_932_15270609_93 | 0.033 | unb_TAPWIRE_OH | 8104102 | no | no |  |  | no |  |  | 0 | 0 | 0 | 0
oh_line_TAP_OH_906398 |  | AN | node_8104102_200866056 | node_1346330_785_15273600_079 | 0.033 | unb_TAPWIRE_OH | 8104102 | no | no |  |  | no |  |  | 0 | 0 | 0 | 0
oh_line_TAP_OH_906399 |  | AN | node_8104102_200866057 | node_1346537_73_15273598_061 | 0.033 | unb_TAPWIRE_OH | 8104102 | no | no |  |  | no |  |  | 0 | 0 | 0 | 0
oh_line_TAP_OH_906400 |  | AN | node_8104102_200866059 | node_1349025_247_15274082_184 | 0.033 | unb_TAPWIRE_OH | 8104102 | no | no |  |  | no |  |  | 0 | 0 | 0 | 0
oh_line_TAP_OH_906401 |  | AN | node_8104102_200866064 | node_1349817_729_15273781_14 | 0.033 | unb_TAPWIRE_OH | 8104102 | no | no |  |  | no |  |  | 0 | 0 | 0 | 0
oh_line_TAP_OH_906402 |  | AN | node_8104102_200866065 | node_1350069_198_15274411_204 | 0.033 | unb_TAPWIRE_OH | 8104102 | no | no |  |  | no |  |  | 0 | 0 | 0 | 0
oh_line_TAP_OH_906403 |  | AN | node_8104102_200866067 | node_1350543_163_15274476_043 | 0.033 | unb_TAPWIRE_OH | 8104102 | no | no |  |  | no |  |  | 0 | 0 | 0 | 0
oh_line_TAP_OH_906404 |  | AN | node_8104102_200866069 | node_1350665_154_15274563_325 | 0.033 | unb_TAPWIRE_OH | 8104102 | no | no |  |  | no |  |  | 0 | 0 | 0 | 0
oh_line_TAP_OH_906405 |  | AN | node_8104102_200866071 | node_1350950_47_15274553_627 | 0.033 | unb_TAPWIRE_OH | 8104102 | no | no |  |  | no |  |  | 0 | 0 | 0 | 0
oh_line_TAP_OH_906406 |  | AN | node_8104102_200866074 | node_1351480_884_15274509_161 | 0.033 | unb_TAPWIRE_OH | 8104102 | no | no |  |  | no |  |  | 0 | 0 | 0 | 0
oh_line_TAP_OH_906407 |  | AN | node_8104102_200866075 | node_1351326_61_15274838_001 | 0.033 | unb_TAPWIRE_OH | 8104102 | no | no |  |  | no |  |  | 0 | 0 | 0 | 0
oh_line_TAP_OH_906408 |  | AN | node_8104102_200866077 | node_1346732_971_15273619_865 | 0.033 | unb_TAPWIRE_OH | 8104102 | no | no |  |  | no |  |  | 0 | 0 | 0 | 0
oh_line_TAP_OH_906409 |  | AN | node_8104102_200866078 | node_1351288_657_15275194_718 | 0.033 | unb_TAPWIRE_OH | 8104102 | no | no |  |  | no |  |  | 0 | 0 | 0 | 0
oh_line_TAP_OH_906410 |  | AN | node_8104102_200866079 | node_1351222_694_15275442_256 | 0.033 | unb_TAPWIRE_OH | 8104102 | no | no |  |  | no |  |  | 0 | 0 | 0 | 0
oh_line_TAP_OH_906411 |  | AN | node_8104102_200866080 | node_1351388_231_15275576_966 | 0.033 | unb_TAPWIRE_OH | 8104102 | no | no |  |  | no |  |  | 0 | 0 | 0 | 0
oh_line_TAP_OH_906412 |  | AN | node_8104102_200866081 | node_1351437_023_15275828_559 | 0.033 | unb_TAPWIRE_OH | 8104102 | no | no |  |  | no |  |  | 0 | 0 | 0 | 0
oh_line_TAP_OH_906413 |  | AN | node_8104102_200866086 | node_1351606_506_15276031_855 | 0.033 | unb_TAPWIRE_OH | 8104102 | no | no |  |  | no |  |  | 0 | 0 | 0 | 0
oh_line_TAP_OH_906414 |  | AN | node_8104102_200866089 | node_1351768_998_15276200_097 | 0.033 | unb_TAPWIRE_OH | 8104102 | no | no |  |  | no |  |  | 0 | 0 | 0 | 0
oh_line_TAP_OH_906415 |  | AN | node_8104102_200866090 | node_1352130_812_15276359_563 | 0.033 | unb_TAPWIRE_OH | 8104102 | no | no |  |  | no |  |  | 0 | 0 | 0 | 0
oh_line_TAP_OH_906416 |  | AN | node_8104102_200866091 | node_1346921_364_15273639_278 | 0.033 | unb_TAPWIRE_OH | 8104102 | no | no |  |  | no |  |  | 0 | 0 | 0 | 0
oh_line_TAP_OH_906417 |  | AN | node_8104102_200866092 | node_1347227_644_15273717_966 | 0.033 | unb_TAPWIRE_OH | 8104102 | no | no |  |  | no |  |  | 0 | 0 | 0 | 0
oh_line_TAP_OH_906418 |  | AN | node_8104102_200866093 | node_1347515_002_15273774_199 | 0.033 | unb_TAPWIRE_OH | 8104102 | no | no |  |  | no |  |  | 0 | 0 | 0 | 0
oh_line_TAP_OH_906419 |  | AN | node_8104102_200866095 | node_1347804_466_15273841_567 | 0.033 | unb_TAPWIRE_OH | 8104102 | no | no |  |  | no |  |  | 0 | 0 | 0 | 0
oh_line_TAP_OH_906420 |  | AN | node_8104102_200866098 | node_1348097_79_15273660_826 | 0.033 | unb_TAPWIRE_OH | 8104102 | no | no |  |  | no |  |  | 0 | 0 | 0 | 0
oh_line_TAP_OH_906439 |  | AN | node_8104102_200866172 | node_1340289_225_15265113_389 | 0.033 | unb_TAPWIRE_OH | 8104102 | no | no |  |  | no |  |  | 0 | 0 | 0 | 0
oh_line_TAP_OH_906466 |  | AN | node_8104102_200866235 | node_1363115_681_15261646_363 | 0.033 | unb_TAPWIRE_OH | 8104102 | no | no |  |  | no |  |  | 0 | 0 | 0 | 0
oh_line_TAP_OH_906467 |  | AN | node_8104102_200866236 | node_1362679_84_15261612_908 | 0.033 | unb_TAPWIRE_OH | 8104102 | no | no |  |  | no |  |  | 0 | 0 | 0 | 0
oh_line_TAP_OH_906468 |  | AN | node_8104102_200866237 | node_1362394_669_15261668_743 | 0.033 | unb_TAPWIRE_OH | 8104102 | no | no |  |  | no |  |  | 0 | 0 | 0 | 0
oh_line_TAP_OH_906469 |  | AN | node_8104102_200866238 | node_1362099_231_15261794_358 | 0.033 | unb_TAPWIRE_OH | 8104102 | no | no |  |  | no |  |  | 0 | 0 | 0 | 0
oh_line_TAP_OH_906470 |  | AN | node_8104102_200866241 | node_1361751_488_15262105_444 | 0.033 | unb_TAPWIRE_OH | 8104102 | no | no |  |  | no |  |  | 0 | 0 | 0 | 0
oh_line_TAP_OH_906476 |  | AN | node_8104102_200866264 | node_1346226_828_15263605_957 | 0.033 | unb_TAPWIRE_OH | 8104102 | no | no |  |  | no |  |  | 0 | 0 | 0 | 0
oh_line_TAP_OH_906477 |  | AN | node_8104102_200866266 | node_1346500_977_15264841_612 | 0.033 | unb_TAPWIRE_OH | 8104102 | no | no |  |  | no |  |  | 0 | 0 | 0 | 0
oh_line_TAP_OH_906478 |  | AN | node_8104102_200866268 | node_1346332_453_15264581_03 | 0.033 | unb_TAPWIRE_OH | 8104102 | no | no |  |  | no |  |  | 0 | 0 | 0 | 0
oh_line_TAP_OH_906574 |  | AN | node_8104102_200866554 | node_1347896_309_15270977_928 | 0.033 | unb_TAPWIRE_OH | 8104102 | no | no |  |  | no |  |  | 0 | 0 | 0 | 0
oh_line_TAP_OH_906575 |  | AN | node_8104102_200866572 | node_1351711_025_15263641_461 | 0.033 | unb_TAPWIRE_OH | 8104102 | no | no |  |  | no |  |  | 0 | 0 | 0 | 0
oh_line_TAP_OH_906576 |  | AN | node_8104102_200866577 | node_1352184_778_15262855_41 | 0.033 | unb_TAPWIRE_OH | 8104102 | no | no |  |  | no |  |  | 0 | 0 | 0 | 0
oh_line_TAP_OH_906577 |  | AN | node_8104102_200866580 | node_1352579_175_15262133_467 | 0.033 | unb_TAPWIRE_OH | 8104102 | no | no |  |  | no |  |  | 0 | 0 | 0 | 0
oh_line_TAP_OH_906578 |  | AN | node_8104102_200866582 | node_1352707_357_15261788_532 | 0.033 | unb_TAPWIRE_OH | 8104102 | no | no |  |  | no |  |  | 0 | 0 | 0 | 0
oh_line_TAP_OH_906579 |  | AN | node_8104102_200866586 | node_1352906_941_15260952_986 | 0.033 | unb_TAPWIRE_OH | 8104102 | no | no |  |  | no |  |  | 0 | 0 | 0 | 0
oh_line_TAP_OH_906580 |  | AN | node_8104102_200866591 | node_1348077_193_15263870_301 | 0.033 | unb_TAPWIRE_OH | 8104102 | no | no |  |  | no |  |  | 0 | 0 | 0 | 0
oh_line_TAP_OH_906750 |  | AN | node_8104102_200867172 | node_1353155_731_15262212_746 | 0.033 | unb_TAPWIRE_OH | 8104102 | no | no |  |  | no |  |  | 0 | 0 | 0 | 0
oh_line_TAP_OH_906751 |  | AN | node_8104102_200867174 | node_1356351_941_15262221_234 | 0.033 | unb_TAPWIRE_OH | 8104102 | no | no |  |  | no |  |  | 0 | 0 | 0 | 0
oh_line_TAP_OH_906752 |  | AN | node_8104102_200867176 | node_1356785_032_15262032_451 | 0.033 | unb_TAPWIRE_OH | 8104102 | no | no |  |  | no |  |  | 0 | 0 | 0 | 0
oh_line_TAP_OH_906753 |  | AN | node_8104102_200867178 | node_1357097_54_15261899_894 | 0.033 | unb_TAPWIRE_OH | 8104102 | no | no |  |  | no |  |  | 0 | 0 | 0 | 0
oh_line_TAP_OH_906754 |  | AN | node_8104102_200867179 | node_1357431_337_15261836_184 | 0.033 | unb_TAPWIRE_OH | 8104102 | no | no |  |  | no |  |  | 0 | 0 | 0 | 0
oh_line_TAP_OH_906755 |  | AN | node_8104102_200867181 | node_1357780_249_15261659_149 | 0.033 | unb_TAPWIRE_OH | 8104102 | no | no |  |  | no |  |  | 0 | 0 | 0 | 0
oh_line_TAP_OH_906756 |  | AN | node_8104102_200867183 | node_1358193_95_15261610_792 | 0.033 | unb_TAPWIRE_OH | 8104102 | no | no |  |  | no |  |  | 0 | 0 | 0 | 0
oh_line_TAP_OH_906757 |  | AN | node_8104102_200867184 | node_1358534_334_15261447_121 | 0.033 | unb_TAPWIRE_OH | 8104102 | no | no |  |  | no |  |  | 0 | 0 | 0 | 0
oh_line_TAP_OH_906758 |  | AN | node_8104102_200867186 | node_1359122_191_15261280_693 | 0.033 | unb_TAPWIRE_OH | 8104102 | no | no |  |  | no |  |  | 0 | 0 | 0 | 0
oh_line_TAP_OH_906759 |  | AN | node_8104102_200867189 | node_1359702_914_15261121_322 | 0.033 | unb_TAPWIRE_OH | 8104102 | no | no |  |  | no |  |  | 0 | 0 | 0 | 0
oh_line_TAP_OH_906760 |  | AN | node_8104102_200867191 | node_1360108_691_15261311_643 | 0.033 | unb_TAPWIRE_OH | 8104102 | no | no |  |  | no |  |  | 0 | 0 | 0 | 0
oh_line_TAP_OH_906761 |  | AN | node_8104102_200867193 | node_1360665_546_15261425_631 | 0.033 | unb_TAPWIRE_OH | 8104102 | no | no |  |  | no |  |  | 0 | 0 | 0 | 0
oh_line_TAP_OH_906762 |  | AN | node_8104102_200867196 | node_1360940_933_15261514_169 | 0.033 | unb_TAPWIRE_OH | 8104102 | no | no |  |  | no |  |  | 0 | 0 | 0 | 0
oh_line_TAP_OH_906763 |  | AN | node_8104102_200867197 | node_1361195_326_15261596_992 | 0.033 | unb_TAPWIRE_OH | 8104102 | no | no |  |  | no |  |  | 0 | 0 | 0 | 0
oh_line_TAP_OH_906764 |  | AN | node_8104102_200867200 | node_1360944_445_15262514_607 | 0.033 | unb_TAPWIRE_OH | 8104102 | no | no |  |  | no |  |  | 0 | 0 | 0 | 0
oh_line_TAP_OH_906765 |  | AN | node_8104102_200867201 | node_1361153_988_15262621_802 | 0.033 | unb_TAPWIRE_OH | 8104102 | no | no |  |  | no |  |  | 0 | 0 | 0 | 0
oh_line_TAP_OH_906766 |  | AN | node_8104102_200867202 | node_1360921_208_15262896_07 | 0.033 | unb_TAPWIRE_OH | 8104102 | no | no |  |  | no |  |  | 0 | 0 | 0 | 0
oh_line_TAP_OH_906767 |  | AN | node_8104102_200867205 | node_1361315_588_15263117_331 | 0.033 | unb_TAPWIRE_OH | 8104102 | no | no |  |  | no |  |  | 0 | 0 | 0 | 0
oh_line_TAP_OH_906768 |  | AN | node_8104102_200867207 | node_1360638_822_15263452_945 | 0.033 | unb_TAPWIRE_OH | 8104102 | no | no |  |  | no |  |  | 0 | 0 | 0 | 0
oh_line_TAP_OH_906769 |  | AN | node_8104102_200867208 | node_1360279_056_15263500_853 | 0.033 | unb_TAPWIRE_OH | 8104102 | no | no |  |  | no |  |  | 0 | 0 | 0 | 0
oh_line_TAP_OH_906770 |  | AN | node_8104102_200867209 | node_1353911_803_15262226_605 | 0.033 | unb_TAPWIRE_OH | 8104102 | no | no |  |  | no |  |  | 0 | 0 | 0 | 0
oh_line_TAP_OH_906771 |  | AN | node_8104102_200867213 | node_1360555_374_15263885_877 | 0.033 | unb_TAPWIRE_OH | 8104102 | no | no |  |  | no |  |  | 0 | 0 | 0 | 0
oh_line_TAP_OH_906772 |  | AN | node_8104102_200867214 | node_1360065_323_15263988_487 | 0.033 | unb_TAPWIRE_OH | 8104102 | no | no |  |  | no |  |  | 0 | 0 | 0 | 0
oh_line_TAP_OH_906773 |  | AN | node_8104102_200867215 | node_1359986_855_15263719_363 | 0.033 | unb_TAPWIRE_OH | 8104102 | no | no |  |  | no |  |  | 0 | 0 | 0 | 0
oh_line_TAP_OH_906774 |  | AN | node_8104102_200867218 | node_1359478_611_15264502_575 | 0.033 | unb_TAPWIRE_OH | 8104102 | no | no |  |  | no |  |  | 0 | 0 | 0 | 0
oh_line_TAP_OH_906775 |  | AN | node_8104102_200867219 | node_1359250_628_15264799_812 | 0.033 | unb_TAPWIRE_OH | 8104102 | no | no |  |  | no |  |  | 0 | 0 | 0 | 0
oh_line_TAP_OH_906776 |  | AN | node_8104102_200867226 | node_1354883_977_15262239_175 | 0.033 | unb_TAPWIRE_OH | 8104102 | no | no |  |  | no |  |  | 0 | 0 | 0 | 0
oh_line_TAP_OH_906777 |  | AN | node_8104102_200867233 | node_1355936_931_15262642_76 | 0.033 | unb_TAPWIRE_OH | 8104102 | no | no |  |  | no |  |  | 0 | 0 | 0 | 0
oh_line_TAP_OH_906778 |  | AN | node_8104102_200867234 | node_1356229_682_15262792_368 | 0.033 | unb_TAPWIRE_OH | 8104102 | no | no |  |  | no |  |  | 0 | 0 | 0 | 0
oh_line_TAP_OH_915715 |  | AN | node_8104102_200895494 | node_1327332_185_15278122_066 | 0.033 | unb_TAPWIRE_OH | 8104102 | no | no |  |  | no |  |  | 0 | 0 | 0 | 0
oh_line_TAP_OH_915716 |  | AN | node_8104102_200895497 | node_1327115_211_15277946_526 | 0.033 | unb_TAPWIRE_OH | 8104102 | no | no |  |  | no |  |  | 0 | 0 | 0 | 0
oh_line_TAP_OH_915717 |  | AN | node_8104102_200895499 | node_1327097_501_15277688_148 | 0.033 | unb_TAPWIRE_OH | 8104102 | no | no |  |  | no |  |  | 0 | 0 | 0 | 0
oh_line_TAP_OH_915718 |  | AN | node_8104102_200895501 | node_1326906_528_15277494_495 | 0.033 | unb_TAPWIRE_OH | 8104102 | no | no |  |  | no |  |  | 0 | 0 | 0 | 0
oh_line_TAP_OH_915719 |  | AN | node_8104102_200895504 | node_1326705_234_15277268_335 | 0.033 | unb_TAPWIRE_OH | 8104102 | no | no |  |  | no |  |  | 0 | 0 | 0 | 0
oh_line_TAP_OH_915720 |  | AN | node_8104102_200895505 | node_1326374_429_15277122_294 | 0.033 | unb_TAPWIRE_OH | 8104102 | no | no |  |  | no |  |  | 0 | 0 | 0 | 0
oh_line_TAP_OH_915721 |  | AN | node_8104102_200895506 | node_1326425_77_15276749_713 | 0.033 | unb_TAPWIRE_OH | 8104102 | no | no |  |  | no |  |  | 0 | 0 | 0 | 0
oh_line_TAP_OH_915722 |  | AN | node_8104102_200895509 | node_1325891_672_15277205_344 | 0.033 | unb_TAPWIRE_OH | 8104102 | no | no |  |  | no |  |  | 0 | 0 | 0 | 0
oh_line_TAP_OH_915723 |  | AN | node_8104102_200895511 | node_1325527_418_15277105_979 | 0.033 | unb_TAPWIRE_OH | 8104102 | no | no |  |  | no |  |  | 0 | 0 | 0 | 0
oh_line_TAP_OH_915724 |  | AN | node_8104102_200895513 | node_1325062_687_15276998_214 | 0.033 | unb_TAPWIRE_OH | 8104102 | no | no |  |  | no |  |  | 0 | 0 | 0 | 0
oh_line_TAP_OH_915726 |  | AN | node_8104102_200895518 | node_1324682_626_15277029_754 | 0.033 | unb_TAPWIRE_OH | 8104102 | no | no |  |  | no |  |  | 0 | 0 | 0 | 0
oh_line_TAP_OH_915727 |  | ABN | node_8104102_200895520 | node_1328200_508_15279201_604 | 0.033 | unb_TAPWIRE_OH | 8104102 | no | no |  |  | no |  |  | 0 | 0 | 0 | 0
oh_line_TAP_OH_915728 |  | AN | node_8104102_200895522 | node_1327948_426_15279170_519 | 0.033 | unb_TAPWIRE_OH | 8104102 | no | no |  |  | no |  |  | 0 | 0 | 0 | 0
oh_line_TAP_OH_915729 |  | AN | node_8104102_200895525 | node_1327674_379_15279153_966 | 0.033 | unb_TAPWIRE_OH | 8104102 | no | no |  |  | no |  |  | 0 | 0 | 0 | 0
oh_line_TAP_OH_915730 |  | ABN | node_8104102_200895528 | node_1327877_228_15278857_031 | 0.033 | unb_TAPWIRE_OH | 8104102 | no | no |  |  | no |  |  | 0 | 0 | 0 | 0
oh_line_TAP_OH_915731 |  | ABN | node_8104102_200895530 | node_1327764_536_15278581_994 | 0.033 | unb_TAPWIRE_OH | 8104102 | no | no |  |  | no |  |  | 0 | 0 | 0 | 0
oh_line_TAP_OH_915732 |  | AN | node_8104102_200895534 | node_1327277_757_15278702_353 | 0.033 | unb_TAPWIRE_OH | 8104102 | no | no |  |  | no |  |  | 0 | 0 | 0 | 0
oh_line_TAP_OH_915877 |  | AN | node_8104102_200895928 | node_1331807_893_15274119_589 | 0.033 | unb_TAPWIRE_OH | 8104102 | no | no |  |  | no |  |  | 0 | 0 | 0 | 0
oh_line_TAP_OH_915878 |  | AN | node_8104102_200895931 | node_1332341_169_15273377_587 | 0.033 | unb_TAPWIRE_OH | 8104102 | no | no |  |  | no |  |  | 0 | 0 | 0 | 0
oh_line_TAP_OH_915879 |  | AN | node_8104102_200895937 | node_1331335_244_15278010_389 | 0.033 | unb_TAPWIRE_OH | 8104102 | no | no |  |  | no |  |  | 0 | 0 | 0 | 0
oh_line_TAP_OH_915880 |  | AN | node_8104102_200895939 | node_1331300_773_15277655_411 | 0.033 | unb_TAPWIRE_OH | 8104102 | no | no |  |  | no |  |  | 0 | 0 | 0 | 0
oh_line_TAP_OH_915881 |  | AN | node_8104102_200895941 | node_1331270_814_15277343_248 | 0.033 | unb_TAPWIRE_OH | 8104102 | no | no |  |  | no |  |  | 0 | 0 | 0 | 0
oh_line_TAP_OH_915882 |  | AN | node_8104102_200895944 | node_1331240_924_15277041_788 | 0.033 | unb_TAPWIRE_OH | 8104102 | no | no |  |  | no |  |  | 0 | 0 | 0 | 0
oh_line_TAP_OH_915883 |  | AN | node_8104102_200895945 | node_1331224_669_15276843_507 | 0.033 | unb_TAPWIRE_OH | 8104102 | no | no |  |  | no |  |  | 0 | 0 | 0 | 0
oh_line_TAP_OH_915884 |  | AN | node_8104102_200895947 | node_1331210_358_15276659_402 | 0.033 | unb_TAPWIRE_OH | 8104102 | no | no |  |  | no |  |  | 0 | 0 | 0 | 0
oh_line_TAP_OH_915885 |  | AN | node_8104102_200895949 | node_1331195_543_15276506_914 | 0.033 | unb_TAPWIRE_OH | 8104102 | no | no |  |  | no |  |  | 0 | 0 | 0 | 0
oh_line_TAP_OH_915886 |  | AN | node_8104102_200895953 | node_1331502_45_15275707_114 | 0.033 | unb_TAPWIRE_OH | 8104102 | no | no |  |  | no |  |  | 0 | 0 | 0 | 0
oh_line_TAP_OH_916036 |  | AN | node_8104102_200896297 | node_1339315_65_15280879_533 | 0.033 | unb_TAPWIRE_OH | 8104102 | no | no |  |  | no |  |  | 0 | 0 | 0 | 0
oh_line_TAP_OH_916037 |  | AN | node_8104102_200896300 | node_1339359_952_15280437_505 | 0.033 | unb_TAPWIRE_OH | 8104102 | no | no |  |  | no |  |  | 0 | 0 | 0 | 0
oh_line_TAP_OH_916038 |  | AN | node_8104102_200896301 | node_1339395_833_15280114_353 | 0.033 | unb_TAPWIRE_OH | 8104102 | no | no |  |  | no |  |  | 0 | 0 | 0 | 0
oh_line_TAP_OH_916039 |  | AN | node_8104102_200896302 | node_1339489_562_15280059_366 | 0.033 | unb_TAPWIRE_OH | 8104102 | no | no |  |  | no |  |  | 0 | 0 | 0 | 0
oh_line_TAP_OH_916040 |  | AN | node_8104102_200896308 | node_1339407_746_15279877_122 | 0.033 | unb_TAPWIRE_OH | 8104102 | no | no |  |  | no |  |  | 0 | 0 | 0 | 0
oh_line_TAP_OH_916060 |  | ABN | node_8104102_200896344 | node_1329388_012_15279035_574 | 0.033 | unb_TAPWIRE_OH | 8104102 | no | no |  |  | no |  |  | 0 | 0 | 0 | 0
oh_line_TAP_OH_916075 |  | ABCN | node_8104102_200896397 | node_1335598_531_15279550_999 | 0.033 | unb_TAPWIRE_OH | 8104102 | no | no |  |  | no |  |  | 0 | 0 | 0 | 0
oh_line_TAP_OH_916076 |  | ABCN | node_8104102_200896399 | node_1335567_345_15279245_665 | 0.033 | unb_TAPWIRE_OH | 8104102 | no | no |  |  | no |  |  | 0 | 0 | 0 | 0
oh_line_TAP_OH_916077 |  | ABCN | node_8104102_200896400 | node_1335677_642_15279231_375 | 0.033 | unb_TAPWIRE_OH | 8104102 | no | no |  |  | no |  |  | 0 | 0 | 0 | 0
oh_line_TAP_OH_916079 |  | ABCN | node_8104102_200896405 | node_1335483_69_15278792_448 | 0.033 | unb_TAPWIRE_OH | 8104102 | no | no |  |  | no |  |  | 0 | 0 | 0 | 0
oh_line_TAP_OH_916080 |  | ABN | node_8104102_200896408 | node_1335532_634_15278221_833 | 0.033 | unb_TAPWIRE_OH | 8104102 | no | no |  |  | no |  |  | 0 | 0 | 0 | 0
oh_line_TAP_OH_916081 |  | ABN | node_8104102_200896411 | node_1335665_843_15277645_641 | 0.033 | unb_TAPWIRE_OH | 8104102 | no | no |  |  | no |  |  | 0 | 0 | 0 | 0
oh_line_TAP_OH_916082 |  | ABN | node_8104102_200896413 | node_1336003_709_15279093_462 | 0.033 | unb_TAPWIRE_OH | 8104102 | no | no |  |  | no |  |  | 0 | 0 | 0 | 0
oh_line_TAP_OH_916083 |  | ABN | node_8104102_200896417 | node_1336540_306_15279162_094 | 0.033 | unb_TAPWIRE_OH | 8104102 | no | no |  |  | no |  |  | 0 | 0 | 0 | 0
oh_line_TAP_OH_916084 |  | ABN | node_8104102_200896420 | node_1336754_655_15278878_091 | 0.033 | unb_TAPWIRE_OH | 8104102 | no | no |  |  | no |  |  | 0 | 0 | 0 | 0
oh_line_TAP_OH_916085 |  | AN | node_8104102_200896425 | node_1336835_313_15278262_867 | 0.033 | unb_TAPWIRE_OH | 8104102 | no | no |  |  | no |  |  | 0 | 0 | 0 | 0
oh_line_TAP_OH_916086 |  | ABN | node_8104102_200896427 | node_1335634_336_15277190_628 | 0.033 | unb_TAPWIRE_OH | 8104102 | no | no |  |  | no |  |  | 0 | 0 | 0 | 0
oh_line_TAP_OH_916087 |  | AN | node_8104102_200896430 | node_1335657_391_15276734_796 | 0.033 | unb_TAPWIRE_OH | 8104102 | no | no |  |  | no |  |  | 0 | 0 | 0 | 0
oh_line_TAP_OH_916088 |  | AN | node_8104102_200896436 | node_1335236_148_15278319_616 | 0.033 | unb_TAPWIRE_OH | 8104102 | no | no |  |  | no |  |  | 0 | 0 | 0 | 0
oh_line_TAP_OH_916132 |  | ABN | node_8104102_200896547 | node_1330985_89_15278152_409 | 0.033 | unb_TAPWIRE_OH | 8104102 | no | no |  |  | no |  |  | 0 | 0 | 0 | 0
oh_line_TAP_OH_916133 |  | ABN | node_8104102_200896549 | node_1330834_719_15277809_828 | 0.033 | unb_TAPWIRE_OH | 8104102 | no | no |  |  | no |  |  | 0 | 0 | 0 | 0
oh_line_TAP_OH_916135 |  | ABN | node_8104102_200896553 | node_1330841_243_15277167_78 | 0.033 | unb_TAPWIRE_OH | 8104102 | no | no |  |  | no |  |  | 0 | 0 | 0 | 0
oh_line_TAP_OH_916136 |  | ABN | node_8104102_200896556 | node_1330528_988_15277073_711 | 0.033 | unb_TAPWIRE_OH | 8104102 | no | no |  |  | no |  |  | 0 | 0 | 0 | 0
oh_line_TAP_OH_916137 |  | ABN | node_8104102_200896562 | node_1329052_698_15278791_207 | 0.033 | unb_TAPWIRE_OH | 8104102 | no | no |  |  | no |  |  | 0 | 0 | 0 | 0
oh_line_TAP_OH_916138 |  | ABN | node_8104102_200896566 | node_1328836_478_15278259_262 | 0.033 | unb_TAPWIRE_OH | 8104102 | no | no |  |  | no |  |  | 0 | 0 | 0 | 0
oh_line_TAP_OH_916139 |  | ABN | node_8104102_200896568 | node_1328719_422_15277974_057 | 0.033 | unb_TAPWIRE_OH | 8104102 | no | no |  |  | no |  |  | 0 | 0 | 0 | 0
oh_line_TAP_OH_916191 |  | ABCN | node_8104102_200896724 | node_1335775_925_15278947_011 | 0.033 | unb_TAPWIRE_OH | 8104102 | no | no |  |  | no |  |  | 0 | 0 | 0 | 0
oh_line_TAP_OH_916192 |  | ABCN | node_8104102_200896725 | node_1335884_62_15277491_327 | 0.033 | unb_TAPWIRE_OH | 8104102 | no | no |  |  | no |  |  | 0 | 0 | 0 | 0
oh_line_TAP_OH_916193 |  | ABCN | node_8104102_200896728 | node_1335920_542_15277012_77 | 0.033 | unb_TAPWIRE_OH | 8104102 | no | no |  |  | no |  |  | 0 | 0 | 0 | 0
oh_line_TAP_OH_916194 |  | ABN | node_8104102_200896731 | node_1335958_724_15276533_329 | 0.033 | unb_TAPWIRE_OH | 8104102 | no | no |  |  | no |  |  | 0 | 0 | 0 | 0
oh_line_TAP_OH_916195 |  | ABN | node_8104102_200896733 | node_1336112_562_15276230_174 | 0.033 | unb_TAPWIRE_OH | 8104102 | no | no |  |  | no |  |  | 0 | 0 | 0 | 0
oh_line_TAP_OH_916196 |  | ABCN | node_8104102_200896736 | node_1335799_058_15278619_749 | 0.033 | unb_TAPWIRE_OH | 8104102 | no | no |  |  | no |  |  | 0 | 0 | 0 | 0
oh_line_TAP_OH_916197 |  | ABCN | node_8104102_200896738 | node_1335823_382_15278300_864 | 0.033 | unb_TAPWIRE_OH | 8104102 | no | no |  |  | no |  |  | 0 | 0 | 0 | 0
oh_line_TAP_OH_916198 |  | ABCN | node_8104102_200896740 | node_1335847_141_15277970_28 | 0.033 | unb_TAPWIRE_OH | 8104102 | no | no |  |  | no |  |  | 0 | 0 | 0 | 0
oh_line_TAP_OH_916215 |  | ABN | node_8104102_200896801 | node_1334852_858_15276311_245 | 0.033 | unb_TAPWIRE_OH | 8104102 | no | no |  |  | no |  |  | 0 | 0 | 0 | 0
oh_line_TAP_OH_916216 |  | ABN | node_8104102_200896803 | node_1333573_703_15275367_38 | 0.033 | unb_TAPWIRE_OH | 8104102 | no | no |  |  | no |  |  | 0 | 0 | 0 | 0
oh_line_TAP_OH_916217 |  | ABN | node_8104102_200896807 | node_1334418_575_15275964_152 | 0.033 | unb_TAPWIRE_OH | 8104102 | no | no |  |  | no |  |  | 0 | 0 | 0 | 0
oh_line_TAP_OH_916218 |  | ABN | node_8104102_200896811 | node_1334048_035_15275440_258 | 0.033 | unb_TAPWIRE_OH | 8104102 | no | no |  |  | no |  |  | 0 | 0 | 0 | 0
oh_line_TAP_OH_916242 |  | AN | node_8104102_200896884 | node_1336162_505_15278776_005 | 0.033 | unb_TAPWIRE_OH | 8104102 | no | no |  |  | no |  |  | 0 | 0 | 0 | 0
oh_line_TAP_OH_916243 |  | AN | node_8104102_200896886 | node_1336445_424_15278810_365 | 0.033 | unb_TAPWIRE_OH | 8104102 | no | no |  |  | no |  |  | 0 | 0 | 0 | 0
oh_line_TAP_OH_916244 |  | AN | node_8104102_200896889 | node_1336289_436_15278538_439 | 0.033 | unb_TAPWIRE_OH | 8104102 | no | no |  |  | no |  |  | 0 | 0 | 0 | 0
oh_line_TAP_OH_916245 |  | AN | node_8104102_200896891 | node_1336679_122_15278467_895 | 0.033 | unb_TAPWIRE_OH | 8104102 | no | no |  |  | no |  |  | 0 | 0 | 0 | 0
oh_line_TAP_OH_916247 |  | AN | node_8104102_200896897 | node_1328600_591_15278956_629 | 0.033 | unb_TAPWIRE_OH | 8104102 | no | no |  |  | no |  |  | 0 | 0 | 0 | 0
oh_line_TAP_OH_916251 |  | AN | node_8104102_200896915 | node_1336883_048_15277671_133 | 0.033 | unb_TAPWIRE_OH | 8104102 | no | no |  |  | no |  |  | 0 | 0 | 0 | 0
oh_line_TAP_OH_916252 |  | AN | node_8104102_200896918 | node_1336130_46_15278162_237 | 0.033 | unb_TAPWIRE_OH | 8104102 | no | no |  |  | no |  |  | 0 | 0 | 0 | 0
oh_line_TAP_OH_916253 |  | AN | node_8104102_200896920 | node_1336272_966_15277919_26 | 0.033 | unb_TAPWIRE_OH | 8104102 | no | no |  |  | no |  |  | 0 | 0 | 0 | 0
oh_line_TAP_OH_916254 |  | AN | node_8104102_200896923 | node_1336405_198_15277589_186 | 0.033 | unb_TAPWIRE_OH | 8104102 | no | no |  |  | no |  |  | 0 | 0 | 0 | 0
oh_line_TAP_OH_916255 |  | AN | node_8104102_200896927 | node_1336247_401_15277252_188 | 0.033 | unb_TAPWIRE_OH | 8104102 | no | no |  |  | no |  |  | 0 | 0 | 0 | 0
oh_line_TAP_OH_916301 |  | ABN | node_8104102_200897065 | node_1328356_96_15278885_636 | 0.033 | unb_TAPWIRE_OH | 8104102 | no | no |  |  | no |  |  | 0 | 0 | 0 | 0
oh_line_TAP_OH_916302 |  | ABN | node_8104102_200897067 | node_1328629_117_15278700_298 | 0.033 | unb_TAPWIRE_OH | 8104102 | no | no |  |  | no |  |  | 0 | 0 | 0 | 0
oh_line_TAP_OH_916332 |  | AN | node_8104102_200897144 | node_1327907_693_15278332_416 | 0.033 | unb_TAPWIRE_OH | 8104102 | no | no |  |  | no |  |  | 0 | 0 | 0 | 0
oh_line_TAP_OH_916333 |  | ABN | node_8104102_200897146 | node_1328180_825_15278606_037 | 0.033 | unb_TAPWIRE_OH | 8104102 | no | no |  |  | no |  |  | 0 | 0 | 0 | 0
oh_line_TAP_OH_916334 |  | ABN | node_8104102_200897148 | node_1328457_075_15278431_202 | 0.033 | unb_TAPWIRE_OH | 8104102 | no | no |  |  | no |  |  | 0 | 0 | 0 | 0
oh_line_TAP_OH_916342 |  | AN | node_8104102_200897173 | node_1333669_445_15278932_359 | 0.033 | unb_TAPWIRE_OH | 8104102 | no | no |  |  | no |  |  | 0 | 0 | 0 | 0
oh_line_TAP_OH_916353 |  | AN | node_8104102_200897216 | node_1336579_534_15277985_311 | 0.033 | unb_TAPWIRE_OH | 8104102 | no | no |  |  | no |  |  | 0 | 0 | 0 | 0
oh_line_TAP_OH_916354 |  | AN | node_8104102_200897217 | node_1336545_701_15278174_344 | 0.033 | unb_TAPWIRE_OH | 8104102 | no | no |  |  | no |  |  | 0 | 0 | 0 | 0
oh_line_TAP_OH_916437 |  | AN | node_8104102_200897479 | node_1336304_893_15276708_133 | 0.033 | unb_TAPWIRE_OH | 8104102 | no | no |  |  | no |  |  | 0 | 0 | 0 | 0
oh_line_TAP_OH_916438 |  | AN | node_8104102_200897481 | node_1336454_587_15276426_977 | 0.033 | unb_TAPWIRE_OH | 8104102 | no | no |  |  | no |  |  | 0 | 0 | 0 | 0
oh_line_TAP_OH_916439 |  | AN | node_8104102_200897486 | node_1336600_032_15276982_619 | 0.033 | unb_TAPWIRE_OH | 8104102 | no | no |  |  | no |  |  | 0 | 0 | 0 | 0
oh_line_TAP_OH_916440 |  | AN | node_8104102_200897489 | node_1336977_718_15277150_33 | 0.033 | unb_TAPWIRE_OH | 8104102 | no | no |  |  | no |  |  | 0 | 0 | 0 | 0
oh_line_TAP_OH_916587 |  | AN | node_8104102_200897946 | node_1336660_98_15276776_455 | 0.033 | unb_TAPWIRE_OH | 8104102 | no | no |  |  | no |  |  | 0 | 0 | 0 | 0
oh_line_TAP_OH_916588 |  | AN | node_8104102_200897949 | node_1336762_924_15276444_288 | 0.033 | unb_TAPWIRE_OH | 8104102 | no | no |  |  | no |  |  | 0 | 0 | 0 | 0
oh_line_TAP_OH_916647 |  | AN | node_8104102_200898076 | node_1336132_338_15276034_915 | 0.033 | unb_TAPWIRE_OH | 8104102 | no | no |  |  | no |  |  | 0 | 0 | 0 | 0
oh_line_TAP_OH_916648 |  | AN | node_8104102_200898078 | node_1335793_421_15276016_806 | 0.033 | unb_TAPWIRE_OH | 8104102 | no | no |  |  | no |  |  | 0 | 0 | 0 | 0
oh_line_TAP_OH_916649 |  | AN | node_8104102_200898081 | node_1335352_11_15275965_772 | 0.033 | unb_TAPWIRE_OH | 8104102 | no | no |  |  | no |  |  | 0 | 0 | 0 | 0
oh_line_TAP_OH_916650 |  | AN | node_8104102_200898083 | node_1335362_537_15275742_334 | 0.033 | unb_TAPWIRE_OH | 8104102 | no | no |  |  | no |  |  | 0 | 0 | 0 | 0
oh_line_TAP_OH_916651 |  | AN | node_8104102_200898086 | node_1335498_376_15275307_571 | 0.033 | unb_TAPWIRE_OH | 8104102 | no | no |  |  | no |  |  | 0 | 0 | 0 | 0
oh_line_TAP_OH_916652 |  | AN | node_8104102_200898090 | node_1335726_486_15275084_061 | 0.033 | unb_TAPWIRE_OH | 8104102 | no | no |  |  | no |  |  | 0 | 0 | 0 | 0
oh_line_TAP_OH_916653 |  | AN | node_8104102_200898094 | node_1336842_732_15276232_438 | 0.033 | unb_TAPWIRE_OH | 8104102 | no | no |  |  | no |  |  | 0 | 0 | 0 | 0
oh_line_TAP_OH_916654 |  | AN | node_8104102_200898098 | node_1337337_116_15276383_375 | 0.033 | unb_TAPWIRE_OH | 8104102 | no | no |  |  | no |  |  | 0 | 0 | 0 | 0
oh_line_TAP_OH_916663 |  | AN | node_8104102_200898119 | node_1336501_728_15275972_473 | 0.033 | unb_TAPWIRE_OH | 8104102 | no | no |  |  | no |  |  | 0 | 0 | 0 | 0
oh_line_TAP_OH_916664 |  | AN | node_8104102_200898122 | node_1336783_2_15275542_502 | 0.033 | unb_TAPWIRE_OH | 8104102 | no | no |  |  | no |  |  | 0 | 0 | 0 | 0
oh_line_TAP_OH_916665 |  | AN | node_8104102_200898124 | node_1337024_198_15275149_392 | 0.033 | unb_TAPWIRE_OH | 8104102 | no | no |  |  | no |  |  | 0 | 0 | 0 | 0
oh_line_TAP_OH_916672 |  | ABN | node_8104102_200898144 | node_1330858_318_15276741_127 | 0.033 | unb_TAPWIRE_OH | 8104102 | no | no |  |  | no |  |  | 0 | 0 | 0 | 0
oh_line_TAP_OH_916673 |  | AN | node_8104102_200898150 | node_1337077_157_15275871_338 | 0.033 | unb_TAPWIRE_OH | 8104102 | no | no |  |  | no |  |  | 0 | 0 | 0 | 0
oh_line_TAP_OH_916677 |  | ABCN | node_8104102_200898166 | node_1328093_363_15281235_222 | 0.033 | unb_TAPWIRE_OH | 8104102 | no | no |  |  | no |  |  | 0 | 0 | 0 | 0
oh_line_TAP_OH_916692 |  | AN | node_8104102_200898222 | node_1328157_046_15280421_705 | 0.033 | unb_TAPWIRE_OH | 8104102 | no | no |  |  | no |  |  | 0 | 0 | 0 | 0
oh_line_TAP_OH_916723 |  | ABN | node_8104102_200898337 | node_1328634_881_15279251_675 | 0.033 | unb_TAPWIRE_OH | 8104102 | no | no |  |  | no |  |  | 0 | 0 | 0 | 0
oh_line_TAP_OH_916726 |  | ABCN | node_8104102_200898355 | node_1330694_445_15278474_433 | 0.033 | unb_TAPWIRE_OH | 8104102 | no | no |  |  | no |  |  | 0 | 0 | 0 | 0
oh_line_TAP_OH_916727 |  | ABCN | node_8104102_200898357 | node_1330812_098_15278351_737 | 0.033 | unb_TAPWIRE_OH | 8104102 | no | no |  |  | no |  |  | 0 | 0 | 0 | 0
oh_line_TAP_OH_916728 |  | ABCN | node_8104102_200898366 | node_1330168_238_15278695_037 | 0.033 | unb_TAPWIRE_OH | 8104102 | no | no |  |  | no |  |  | 0 | 0 | 0 | 0
oh_line_TAP_OH_916735 |  | ABCN | node_8104102_200898395 | node_1335042_558_15275765_615 | 0.033 | unb_TAPWIRE_OH | 8104102 | no | no |  |  | no |  |  | 0 | 0 | 0 | 0
oh_line_TAP_OH_916736 |  | ABCN | node_8104102_200898398 | node_1335090_408_15275215_729 | 0.033 | unb_TAPWIRE_OH | 8104102 | no | no |  |  | no |  |  | 0 | 0 | 0 | 0
oh_line_TAP_OH_916737 |  | ABCN | node_8104102_200898400 | node_1335431_448_15274856_466 | 0.033 | unb_TAPWIRE_OH | 8104102 | no | no |  |  | no |  |  | 0 | 0 | 0 | 0
oh_line_TAP_OH_916738 |  | ABCN | node_8104102_200898401 | node_1335644_491_15274719_5 | 0.033 | unb_TAPWIRE_OH | 8104102 | no | no |  |  | no |  |  | 0 | 0 | 0 | 0
oh_line_TAP_OH_916740 |  | AN | node_8104102_200898405 | node_1335673_09_15274365_598 | 0.033 | unb_TAPWIRE_OH | 8104102 | no | no |  |  | no |  |  | 0 | 0 | 0 | 0
oh_line_TAP_OH_916741 |  | AN | node_8104102_200898408 | node_1335735_831_15274046_831 | 0.033 | unb_TAPWIRE_OH | 8104102 | no | no |  |  | no |  |  | 0 | 0 | 0 | 0
oh_line_TAP_OH_916742 |  | AN | node_8104102_200898410 | node_1335744_438_15273847_71 | 0.033 | unb_TAPWIRE_OH | 8104102 | no | no |  |  | no |  |  | 0 | 0 | 0 | 0
oh_line_TAP_OH_916743 |  | ABCN | node_8104102_200898412 | node_1334782_828_15278744_644 | 0.033 | unb_TAPWIRE_OH | 8104102 | no | no |  |  | no |  |  | 0 | 0 | 0 | 0
oh_line_TAP_OH_916744 |  | AN | node_8104102_200898413 | node_1335909_361_15273669_245 | 0.033 | unb_TAPWIRE_OH | 8104102 | no | no |  |  | no |  |  | 0 | 0 | 0 | 0
oh_line_TAP_OH_916745 |  | AN | node_8104102_200898414 | node_1336202_047_15273512_367 | 0.033 | unb_TAPWIRE_OH | 8104102 | no | no |  |  | no |  |  | 0 | 0 | 0 | 0
oh_line_TAP_OH_916746 |  | ABCN | node_8104102_200898419 | node_1334826_254_15278194_041 | 0.033 | unb_TAPWIRE_OH | 8104102 | no | no |  |  | no |  |  | 0 | 0 | 0 | 0
oh_line_TAP_OH_916747 |  | AN | node_8104102_200898421 | node_1334664_273_15277974_756 | 0.033 | unb_TAPWIRE_OH | 8104102 | no | no |  |  | no |  |  | 0 | 0 | 0 | 0
oh_line_TAP_OH_916748 |  | ABCN | node_8104102_200898428 | node_1334896_841_15277393_117 | 0.033 | unb_TAPWIRE_OH | 8104102 | no | no |  |  | no |  |  | 0 | 0 | 0 | 0
oh_line_TAP_OH_916749 |  | ABCN | node_8104102_200898432 | node_1334961_459_15276696_017 | 0.033 | unb_TAPWIRE_OH | 8104102 | no | no |  |  | no |  |  | 0 | 0 | 0 | 0
oh_line_TAP_OH_916753 |  | AN | node_8104102_200898440 | node_1335865_237_15274779_351 | 0.033 | unb_TAPWIRE_OH | 8104102 | no | no |  |  | no |  |  | 0 | 0 | 0 | 0
oh_line_TAP_OH_916754 |  | AN | node_8104102_200898443 | node_1336188_147_15275490_799 | 0.033 | unb_TAPWIRE_OH | 8104102 | no | no |  |  | no |  |  | 0 | 0 | 0 | 0
oh_line_TAP_OH_916755 |  | AN | node_8104102_200898445 | node_1336385_489_15275191_858 | 0.033 | unb_TAPWIRE_OH | 8104102 | no | no |  |  | no |  |  | 0 | 0 | 0 | 0
oh_line_TAP_OH_916756 |  | AN | node_8104102_200898448 | node_1336408_906_15274838_635 | 0.033 | unb_TAPWIRE_OH | 8104102 | no | no |  |  | no |  |  | 0 | 0 | 0 | 0
oh_line_TAP_OH_916758 |  | AN | node_8104102_200898459 | node_1338518_946_15277591_484 | 0.033 | unb_TAPWIRE_OH | 8104102 | no | no |  |  | no |  |  | 0 | 0 | 0 | 0
oh_line_TAP_OH_916759 |  | AN | node_8104102_200898460 | node_1338500_658_15277830_761 | 0.033 | unb_TAPWIRE_OH | 8104102 | no | no |  |  | no |  |  | 0 | 0 | 0 | 0
oh_line_TAP_OH_916760 |  | AN | node_8104102_200898465 | node_1338426_034_15278636_828 | 0.033 | unb_TAPWIRE_OH | 8104102 | no | no |  |  | no |  |  | 0 | 0 | 0 | 0
oh_line_TAP_OH_916761 |  | AN | node_8104102_200898467 | node_1338405_282_15278872_164 | 0.033 | unb_TAPWIRE_OH | 8104102 | no | no |  |  | no |  |  | 0 | 0 | 0 | 0
oh_line_TAP_OH_916762 |  | AN | node_8104102_200898469 | node_1338382_585_15279107_072 | 0.033 | unb_TAPWIRE_OH | 8104102 | no | no |  |  | no |  |  | 0 | 0 | 0 | 0
oh_line_TAP_OH_916763 |  | AN | node_8104102_200898472 | node_1338361_203_15279346_203 | 0.033 | unb_TAPWIRE_OH | 8104102 | no | no |  |  | no |  |  | 0 | 0 | 0 | 0
oh_line_TAP_OH_916764 |  | AN | node_8104102_200898473 | node_1338459_166_15279494_124 | 0.033 | unb_TAPWIRE_OH | 8104102 | no | no |  |  | no |  |  | 0 | 0 | 0 | 0
oh_line_TAP_OH_916765 |  | AN | node_8104102_200898474 | node_1338427_653_15279675_494 | 0.033 | unb_TAPWIRE_OH | 8104102 | no | no |  |  | no |  |  | 0 | 0 | 0 | 0
oh_line_TAP_OH_916766 |  | AN | node_8104102_200898475 | node_1337660_439_15280368_877 | 0.033 | unb_TAPWIRE_OH | 8104102 | no | no |  |  | no |  |  | 0 | 0 | 0 | 0
oh_line_TAP_OH_916767 |  | ABCN | node_8104102_200898478 | node_1337311_838_15280477_497 | 0.033 | unb_TAPWIRE_OH | 8104102 | no | no |  |  | no |  |  | 0 | 0 | 0 | 0
oh_line_TAP_OH_916768 |  | ABCN | node_8104102_200898481 | node_1336831_344_15280157_348 | 0.033 | unb_TAPWIRE_OH | 8104102 | no | no |  |  | no |  |  | 0 | 0 | 0 | 0
oh_line_TAP_OH_916769 |  | ABCN | node_8104102_200898482 | node_1336615_428_15280013_113 | 0.033 | unb_TAPWIRE_OH | 8104102 | no | no |  |  | no |  |  | 0 | 0 | 0 | 0
oh_line_TAP_OH_916770 |  | ABCN | node_8104102_200898484 | node_1336371_1_15279879_499 | 0.033 | unb_TAPWIRE_OH | 8104102 | no | no |  |  | no |  |  | 0 | 0 | 0 | 0
oh_line_TAP_OH_916774 |  | ABCN | node_8104102_200898492 | node_1335041_392_15279253_342 | 0.033 | unb_TAPWIRE_OH | 8104102 | no | no |  |  | no |  |  | 0 | 0 | 0 | 0
oh_line_TAP_OH_916775 |  | ABCN | node_8104102_200898496 | node_1334382_15278949_735 | 0.033 | unb_TAPWIRE_OH | 8104102 | no | no |  |  | no |  |  | 0 | 0 | 0 | 0
oh_line_TAP_OH_916776 |  | ABCN | node_8104102_200898505 | node_1332860_265_15278555_962 | 0.033 | unb_TAPWIRE_OH | 8104102 | no | no |  |  | no |  |  | 0 | 0 | 0 | 0
oh_line_TAP_OH_916778 |  | ABCN | node_8104102_200898513 | node_1331423_611_15278517_315 | 0.033 | unb_TAPWIRE_OH | 8104102 | no | no |  |  | no |  |  | 0 | 0 | 0 | 0
oh_line_TAP_OH_916781 |  | ABCN | node_8104102_200898516 | node_1330908_713_15278829_996 | 0.033 | unb_TAPWIRE_OH | 8104102 | no | no |  |  | no |  |  | 0 | 0 | 0 | 0
oh_line_TAP_OH_916783 |  | ABCN | node_8104102_200898520 | node_1330336_709_15279092_639 | 0.033 | unb_TAPWIRE_OH | 8104102 | no | no |  |  | no |  |  | 0 | 0 | 0 | 0
oh_line_TAP_OH_916785 |  | ABCN | node_8104102_200898530 | node_1328714_77_15280340_873 | 0.033 | unb_TAPWIRE_OH | 8104102 | no | no |  |  | no |  |  | 0 | 0 | 0 | 0
oh_line_TAP_OH_916786 |  | AN | node_8104102_200898535 | node_1327822_657_15280660_562 | 0.033 | unb_TAPWIRE_OH | 8104102 | no | no |  |  | no |  |  | 0 | 0 | 0 | 0
oh_line_TAP_OH_916787 |  | AN | node_8104102_200898538 | node_1327331_007_15280768_5 | 0.033 | unb_TAPWIRE_OH | 8104102 | no | no |  |  | no |  |  | 0 | 0 | 0 | 0
oh_line_TAP_OH_916788 |  | AN | node_8104102_200898559 | node_1333119_132_15278875_969 | 0.033 | unb_TAPWIRE_OH | 8104102 | no | no |  |  | no |  |  | 0 | 0 | 0 | 0
oh_line_TAP_OH_916789 |  | AN | node_8104102_200898564 | node_1329825_622_15279536_713 | 0.033 | unb_TAPWIRE_OH | 8104102 | no | no |  |  | no |  |  | 0 | 0 | 0 | 0
oh_line_TAP_OH_916793 |  | AN | node_8104102_200898576 | node_1339134_013_15278270_734 | 0.033 | unb_TAPWIRE_OH | 8104102 | no | no |  |  | no |  |  | 0 | 0 | 0 | 0
oh_line_TAP_OH_916794 |  | AN | node_8104102_200898577 | node_1339077_717_15278613_647 | 0.033 | unb_TAPWIRE_OH | 8104102 | no | no |  |  | no |  |  | 0 | 0 | 0 | 0
oh_line_TAP_OH_916795 |  | AN | node_8104102_200898578 | node_1338792_465_15278529_993 | 0.033 | unb_TAPWIRE_OH | 8104102 | no | no |  |  | no |  |  | 0 | 0 | 0 | 0
oh_line_TAP_OH_916796 |  | AN | node_8104102_200898582 | node_1338909_305_15276468_66 | 0.033 | unb_TAPWIRE_OH | 8104102 | no | no |  |  | no |  |  | 0 | 0 | 0 | 0
oh_line_TAP_OH_916797 |  | AN | node_8104102_200898583 | node_1339251_842_15276707_541 | 0.033 | unb_TAPWIRE_OH | 8104102 | no | no |  |  | no |  |  | 0 | 0 | 0 | 0
oh_line_TAP_OH_916798 |  | AN | node_8104102_200898586 | node_1339189_018_15276925_592 | 0.033 | unb_TAPWIRE_OH | 8104102 | no | no |  |  | no |  |  | 0 | 0 | 0 | 0
oh_line_TAP_OH_916799 |  | AN | node_8104102_200898587 | node_1339227_978_15277220_26 | 0.033 | unb_TAPWIRE_OH | 8104102 | no | no |  |  | no |  |  | 0 | 0 | 0 | 0
oh_line_TAP_OH_916800 |  | AN | node_8104102_200898589 | node_1339150_899_15277393_22 | 0.033 | unb_TAPWIRE_OH | 8104102 | no | no |  |  | no |  |  | 0 | 0 | 0 | 0
oh_line_TAP_OH_916801 |  | AN | node_8104102_200898591 | node_1339666_14_15277443_627 | 0.033 | unb_TAPWIRE_OH | 8104102 | no | no |  |  | no |  |  | 0 | 0 | 0 | 0
oh_line_TAP_OH_916802 |  | AN | node_8104102_200898592 | node_1339072_474_15277599_285 | 0.033 | unb_TAPWIRE_OH | 8104102 | no | no |  |  | no |  |  | 0 | 0 | 0 | 0
oh_line_TAP_OH_916803 |  | AN | node_8104102_200898595 | node_1339098_738_15278108_394 | 0.033 | unb_TAPWIRE_OH | 8104102 | no | no |  |  | no |  |  | 0 | 0 | 0 | 0
oh_line_TAP_OH_916804 |  | AN | node_8104102_200898598 | node_1335790_161_15275514_167 | 0.033 | unb_TAPWIRE_OH | 8104102 | no | no |  |  | no |  |  | 0 | 0 | 0 | 0
oh_line_TAP_OH_916805 |  | AN | node_8104102_200898601 | node_1336136_149_15275084_88 | 0.033 | unb_TAPWIRE_OH | 8104102 | no | no |  |  | no |  |  | 0 | 0 | 0 | 0
oh_line_TAP_OH_916827 |  | AN | node_8104102_200898643 | node_1339033_262_15279608_835 | 0.033 | unb_TAPWIRE_OH | 8104102 | no | no |  |  | no |  |  | 0 | 0 | 0 | 0
oh_line_TAP_OH_916828 |  | AN | node_8104102_200898644 | node_1339068_95_15279319_505 | 0.033 | unb_TAPWIRE_OH | 8104102 | no | no |  |  | no |  |  | 0 | 0 | 0 | 0
oh_line_TAP_OH_916829 |  | AN | node_8104102_200898645 | node_1339108_247_15279068_78 | 0.033 | unb_TAPWIRE_OH | 8104102 | no | no |  |  | no |  |  | 0 | 0 | 0 | 0
oh_line_TAP_OH_916830 |  | AN | node_8104102_200898646 | node_1339137_091_15278874_126 | 0.033 | unb_TAPWIRE_OH | 8104102 | no | no |  |  | no |  |  | 0 | 0 | 0 | 0
oh_line_TAP_OH_916831 |  | AN | node_8104102_200898647 | node_1339205_315_15278646_152 | 0.033 | unb_TAPWIRE_OH | 8104102 | no | no |  |  | no |  |  | 0 | 0 | 0 | 0
oh_line_TAP_OH_916836 |  | ABN | node_8104102_200898668 | node_1333872_631_15275810_458 | 0.033 | unb_TAPWIRE_OH | 8104102 | no | no |  |  | no |  |  | 0 | 0 | 0 | 0
oh_line_TAP_OH_916837 |  | ABN | node_8104102_200898671 | node_1333421_726_15275739_101 | 0.033 | unb_TAPWIRE_OH | 8104102 | no | no |  |  | no |  |  | 0 | 0 | 0 | 0
oh_line_TAP_OH_916871 |  | AN | node_8104102_200898766 | node_1339234_44_15279850_898 | 0.033 | unb_TAPWIRE_OH | 8104102 | no | no |  |  | no |  |  | 0 | 0 | 0 | 0
oh_line_TAP_OH_916872 |  | AN | node_8104102_200898768 | node_1339290_533_15279490_934 | 0.033 | unb_TAPWIRE_OH | 8104102 | no | no |  |  | no |  |  | 0 | 0 | 0 | 0
oh_line_TAP_OH_916873 |  | AN | node_8104102_200898771 | node_1339372_368_15278972_685 | 0.033 | unb_TAPWIRE_OH | 8104102 | no | no |  |  | no |  |  | 0 | 0 | 0 | 0
oh_line_TAP_OH_916874 |  | ABN | node_8104102_200898774 | node_1334775_149_15275371_265 | 0.033 | unb_TAPWIRE_OH | 8104102 | no | no |  |  | no |  |  | 0 | 0 | 0 | 0
oh_line_TAP_OH_916875 |  | ABN | node_8104102_200898777 | node_1334367_031_15275253_753 | 0.033 | unb_TAPWIRE_OH | 8104102 | no | no |  |  | no |  |  | 0 | 0 | 0 | 0
oh_line_TAP_OH_916876 |  | ABN | node_8104102_200898780 | node_1334645_495_15275670_662 | 0.033 | unb_TAPWIRE_OH | 8104102 | no | no |  |  | no |  |  | 0 | 0 | 0 | 0
oh_line_TAP_OH_916898 |  | AN | node_8104102_200898841 | node_1337101_299_15274518_095 | 0.033 | unb_TAPWIRE_OH | 8104102 | no | no |  |  | no |  |  | 0 | 0 | 0 | 0
oh_line_TAP_OH_916899 |  | AN | node_8104102_200898843 | node_1337320_128_15276005_748 | 0.033 | unb_TAPWIRE_OH | 8104102 | no | no |  |  | no |  |  | 0 | 0 | 0 | 0
oh_line_TAP_OH_916900 |  | AN | node_8104102_200898846 | node_1337369_815_15275460_799 | 0.033 | unb_TAPWIRE_OH | 8104102 | no | no |  |  | no |  |  | 0 | 0 | 0 | 0
oh_line_TAP_OH_916901 |  | AN | node_8104102_200898849 | node_1337201_507_15274884_187 | 0.033 | unb_TAPWIRE_OH | 8104102 | no | no |  |  | no |  |  | 0 | 0 | 0 | 0
oh_line_TAP_OH_916912 |  | ABCN | node_8104102_200898880 | node_1339440_08_15281191_663 | 0.033 | unb_TAPWIRE_OH | 8104102 | no | no |  |  | no |  |  | 0 | 0 | 0 | 0
oh_line_TAP_OH_916913 |  | ABCN | node_8104102_200898883 | node_1339142_373_15281219_236 | 0.033 | unb_TAPWIRE_OH | 8104102 | no | no |  |  | no |  |  | 0 | 0 | 0 | 0
oh_line_TAP_OH_916914 |  | AN | node_8104102_200898890 | node_1339018_955_15280912_95 | 0.033 | unb_TAPWIRE_OH | 8104102 | no | no |  |  | no |  |  | 0 | 0 | 0 | 0
oh_line_TAP_OH_916916 |  | ABCN | node_8104102_200898896 | node_1337989_24_15280896_488 | 0.033 | unb_TAPWIRE_OH | 8104102 | no | no |  |  | no |  |  | 0 | 0 | 0 | 0
oh_line_TAP_OH_916917 |  | AN | node_8104102_200898899 | node_1337875_184_15280510_75 | 0.033 | unb_TAPWIRE_OH | 8104102 | no | no |  |  | no |  |  | 0 | 0 | 0 | 0
oh_line_TAP_OH_916954 |  | ABCN | node_8104102_200899006 | node_1332503_576_15278523_029 | 0.033 | unb_TAPWIRE_OH | 8104102 | no | no |  |  | no |  |  | 0 | 0 | 0 | 0
oh_line_TAP_OH_917047 |  | AN | node_8104102_200899221 | node_1338264_232_15280535_839 | 0.033 | unb_TAPWIRE_OH | 8104102 | no | no |  |  | no |  |  | 0 | 0 | 0 | 0
oh_line_TAP_OH_917048 |  | AN | node_8104102_200899224 | node_1338410_771_15280190_587 | 0.033 | unb_TAPWIRE_OH | 8104102 | no | no |  |  | no |  |  | 0 | 0 | 0 | 0
oh_line_TAP_OH_917049 |  | AN | node_8104102_200899227 | node_1338418_896_15279946_857 | 0.033 | unb_TAPWIRE_OH | 8104102 | no | no |  |  | no |  |  | 0 | 0 | 0 | 0
oh_line_TAP_OH_917050 |  | AN | node_8104102_200899232 | node_1331992_493_15275094_194 | 0.033 | unb_TAPWIRE_OH | 8104102 | no | no |  |  | no |  |  | 0 | 0 | 0 | 0
oh_line_TAP_OH_917104 |  | AN | node_8104102_200899376 | node_1328282_899_15280362_857 | 0.033 | unb_TAPWIRE_OH | 8104102 | no | no |  |  | no |  |  | 0 | 0 | 0 | 0
oh_line_TAP_OH_921152 |  | AN | node_8104102_200952730 | node_1351448_604_15263773_394 | 0.033 | unb_TAPWIRE_OH | 8104102 | no | no |  |  | no |  |  | 0 | 0 | 0 | 0
oh_line_TAP_OH_921716 |  | AN | node_8104102_200958294 | node_1339004_418_15279867_533 | 0.033 | unb_TAPWIRE_OH | 8104102 | no | no |  |  | no |  |  | 0 | 0 | 0 | 0
oh_line_TAP_OH_923142 |  | ABN | node_8104102_200965168 | node_1327996_649_15279769_527 | 0.033 | unb_TAPWIRE_OH | 8104102 | no | no |  |  | no |  |  | 0 | 0 | 0 | 0
oh_line_TAP_OH_924105 |  | AN | node_8104102_200969731 | node_1344967_807_15259647_996 | 0.033 | unb_TAPWIRE_OH | 8104102 | no | no |  |  | no |  |  | 0 | 0 | 0 | 0
oh_line_TAP_OH_924345 |  | AN | node_8104102_200970910 | node_1348372_349_15271792_683 | 0.033 | unb_TAPWIRE_OH | 8104102 | no | no |  |  | no |  |  | 0 | 0 | 0 | 0
oh_line_TAP_OH_925359 |  | AN | node_8104102_200977389 | node_1347408_041_15264112_209 | 0.033 | unb_TAPWIRE_OH | 8104102 | no | no |  |  | no |  |  | 0 | 0 | 0 | 0
oh_line_TAP_OH_925365 |  | AN | node_8104102_200977435 | node_1348537_411_15264148_869 | 0.033 | unb_TAPWIRE_OH | 8104102 | no | no |  |  | no |  |  | 0 | 0 | 0 | 0
oh_line_TAP_OH_925366 |  | AN | node_8104102_200977436 | node_1348819_803_15264256_309 | 0.033 | unb_TAPWIRE_OH | 8104102 | no | no |  |  | no |  |  | 0 | 0 | 0 | 0
oh_line_TAP_OH_925373 |  | AN | node_8104102_200977469 | node_1349406_805_15264225_338 | 0.033 | unb_TAPWIRE_OH | 8104102 | no | no |  |  | no |  |  | 0 | 0 | 0 | 0
oh_line_TAP_OH_925374 |  | AN | node_8104102_200977472 | node_1350230_575_15264331_506 | 0.033 | unb_TAPWIRE_OH | 8104102 | no | no |  |  | no |  |  | 0 | 0 | 0 | 0
oh_line_TAP_OH_926293 |  | AN | node_8104102_200981877 | node_1343322_311_15266810_032 | 0.033 | unb_TAPWIRE_OH | 8104102 | no | no |  |  | no |  |  | 0 | 0 | 0 | 0
oh_line_TAP_OH_927228 |  | AN | node_8104102_200987291 | node_1353419_186_15265137_864 | 0.033 | unb_TAPWIRE_OH | 8104102 | no | no |  |  | no |  |  | 0 | 0 | 0 | 0
oh_line_TAP_OH_928558 |  | AN | node_8104102_201010031 | node_1344064_695_15276427_792 | 0.033 | unb_TAPWIRE_OH | 8104102 | no | no |  |  | no |  |  | 0 | 0 | 0 | 0
oh_line_TAP_OH_928741 |  | AN | node_8104102_201010858 | node_1358461_171_15261342_992 | 0.033 | unb_TAPWIRE_OH | 8104102 | no | no |  |  | no |  |  | 0 | 0 | 0 | 0
oh_line_TAP_OH_931501 |  | ABCN | node_8104102_201023434 | node_1331461_719_15278298_226 | 0.033 | unb_TAPWIRE_OH | 8104102 | no | no |  |  | no |  |  | 0 | 0 | 0 | 0
oh_line_TAP_OH_931732 |  | AN | node_8104102_201024683 | node_1359793_469_15264418_608 | 0.033 | unb_TAPWIRE_OH | 8104102 | no | no |  |  | no |  |  | 0 | 0 | 0 | 0
oh_line_TAP_OH_932273 |  | AN | node_8104102_201027508 | node_1345470_566_15257534_699 | 0.033 | unb_TAPWIRE_OH | 8104102 | no | no |  |  | no |  |  | 0 | 0 | 0 | 0
oh_line_TAP_OH_932277 |  | AN | node_8104102_201027518 | node_1326575_071_15278204_253 | 0.033 | unb_TAPWIRE_OH | 8104102 | no | no |  |  | no |  |  | 0 | 0 | 0 | 0
oh_line_TAP_OH_932289 |  | AN | node_8104102_201027584 | node_1345538_852_15282300_522 | 0.033 | unb_TAPWIRE_OH | 8104102 | no | no |  |  | no |  |  | 0 | 0 | 0 | 0
oh_line_TAP_OH_932296 |  | AN | node_8104102_201027782 | node_1347281_826_15265634_663 | 0.033 | unb_TAPWIRE_OH | 8104102 | no | no |  |  | no |  |  | 0 | 0 | 0 | 0
oh_line_TAP_OH_932299 |  | AN | node_8104102_201027793 | node_1338822_288_15278269_679 | 0.033 | unb_TAPWIRE_OH | 8104102 | no | no |  |  | no |  |  | 0 | 0 | 0 | 0
oh_line_TAP_OH_932301 |  | ABCN | node_8104102_201027797 | node_1335134_373_15279348_792 | 0.033 | unb_TAPWIRE_OH | 8104102 | no | no |  |  | no |  |  | 0 | 0 | 0 | 0
oh_line_TAP_OH_932302 |  | AN | node_8104102_201027798 | node_1338237_021_15278039_597 | 0.033 | unb_TAPWIRE_OH | 8104102 | no | no |  |  | no |  |  | 0 | 0 | 0 | 0
oh_line_TAP_OH_934647 |  | ABCN | node_8104102_201044318 | node_1330021_428_15279432_101 | 0.033 | unb_TAPWIRE_OH | 8104102 | no | no |  |  | no |  |  | 0 | 0 | 0 | 0
oh_line_TAP_OH_935371 |  | ABCN | node_8104102_201049097 | node_1344174_942_15279976_241 | 0.033 | unb_TAPWIRE_OH | 8104102 | no | no |  |  | no |  |  | 0 | 0 | 0 | 0
oh_line_TAP_OH_935533 |  | AN | node_8104102_201050719 | node_1346611_522_15261525_494 | 0.033 | unb_TAPWIRE_OH | 8104102 | no | no |  |  | no |  |  | 0 | 0 | 0 | 0
oh_line_TAP_OH_937142 |  | AN | node_8104102_201063144 | node_1329893_826_15279547_379 | 0.033 | unb_TAPWIRE_OH | 8104102 | no | no |  |  | no |  |  | 0 | 0 | 0 | 0
oh_line_TAP_OH_1510032 |  | AN | node_8104102_200896433 | node_1335199_056_15278953_787 | 0.033 | unb_TAPWIRE_OH | 8104102 | no | no |  |  | no |  |  | 0 | 0 | 0 | 0
oh_line_TAP_OH_1687252 |  | AN | node_8104102_200895922 | node_1331867_325_15278283_751 | 0.033 | unb_TAPWIRE_OH | 8104102 | no | no |  |  | no |  |  | 0 | 0 | 0 | 0
oh_line_TAP_OH_1815258 |  | AN | node_8104102_200865658 | node_1349326_43_15277864_326 | 0.033 | unb_TAPWIRE_OH | 8104102 | no | no |  |  | no |  |  | 0 | 0 | 0 | 0
oh_line_TAP_OH_2218155 |  | ABCN | node_8104102_200898391 | node_1334401_725_15277580_306 | 0.033 | unb_TAPWIRE_OH | 8104102 | no | no |  |  | no |  |  | 0 | 0 | 0 | 0
oh_line_TAP_OH_2218156 |  | ABCN | node_8104102_200898391 | node_1334405_034_15277554_086 | 0.033 | unb_TAPWIRE_OH | 8104102 | no | no |  |  | no |  |  | 0 | 0 | 0 | 0
oh_line_TAP_OH_2218157 |  | ABCN | node_8104102_200898391 | node_1334403_593_15277606_834 | 0.033 | unb_TAPWIRE_OH | 8104102 | no | no |  |  | no |  |  | 0 | 0 | 0 | 0
oh_line_TAP_OH_2218158 |  | ABCN | node_8104102_200864712 | node_1345038_122_15285565_883 | 0.033 | unb_TAPWIRE_OH | 8104102 | no | no |  |  | no |  |  | 0 | 0 | 0 | 0
oh_line_TAP_OH_2218159 |  | ABCN | node_8104102_200864712 | node_1345054_382_15285550_792 | 0.033 | unb_TAPWIRE_OH | 8104102 | no | no |  |  | no |  |  | 0 | 0 | 0 | 0
oh_line_TAP_OH_2218160 |  | ABCN | node_8104102_200864712 | node_1345025_358_15285586_138 | 0.033 | unb_TAPWIRE_OH | 8104102 | no | no |  |  | no |  |  | 0 | 0 | 0 | 0
oh_line_TAP_OH_2218165 |  | ABCN | node_8104102_200864852 | node_1345664_756_15283929_794 | 0.033 | unb_TAPWIRE_OH | 8104102 | no | no |  |  | no |  |  | 0 | 0 | 0 | 0
oh_line_TAP_OH_2218166 |  | ABCN | node_8104102_200864852 | node_1345649_236_15283910_512 | 0.033 | unb_TAPWIRE_OH | 8104102 | no | no |  |  | no |  |  | 0 | 0 | 0 | 0
oh_line_TAP_OH_2218167 |  | ABCN | node_8104102_200898568 | node_1328995_266_15279449_578 | 0.033 | unb_TAPWIRE_OH | 8104102 | no | no |  |  | no |  |  | 0 | 0 | 0 | 0
oh_line_TAP_OH_2218168 |  | ABCN | node_8104102_200898568 | node_1329014_211_15279457_708 | 0.033 | unb_TAPWIRE_OH | 8104102 | no | no |  |  | no |  |  | 0 | 0 | 0 | 0
oh_line_TAP_OH_2218169 |  | ABCN | node_8104102_200898568 | node_1328975_437_15279448_286 | 0.033 | unb_TAPWIRE_OH | 8104102 | no | no |  |  | no |  |  | 0 | 0 | 0 | 0
oh_line_TAP_OH_2218173 |  | ABCN | node_8104102_200898519 | node_1330549_514_15279059_25 | 0.033 | unb_TAPWIRE_OH | 8104102 | no | no |  |  | no |  |  | 0 | 0 | 0 | 0
oh_line_TAP_OH_2218174 |  | ABCN | node_8104102_200898519 | node_1330531_481_15279070_175 | 0.033 | unb_TAPWIRE_OH | 8104102 | no | no |  |  | no |  |  | 0 | 0 | 0 | 0
oh_line_TAP_OH_2218175 |  | ABCN | node_8104102_200898519 | node_1330564_788_15279042_412 | 0.033 | unb_TAPWIRE_OH | 8104102 | no | no |  |  | no |  |  | 0 | 0 | 0 | 0
oh_line_TAP_OH_2218176 |  | ABCN | node_8104102_200898489 | node_1335307_264_15279576_352 | 0.033 | unb_TAPWIRE_OH | 8104102 | no | no |  |  | no |  |  | 0 | 0 | 0 | 0
oh_line_TAP_OH_2218177 |  | ABCN | node_8104102_200898489 | node_1335289_538_15279564_195 | 0.033 | unb_TAPWIRE_OH | 8104102 | no | no |  |  | no |  |  | 0 | 0 | 0 | 0
oh_line_TAP_OH_2218188 |  | ABN | node_8104102_200898332 | node_1328282_529_15279663_226 | 0.033 | unb_TAPWIRE_OH | 8104102 | no | no |  |  | no |  |  | 0 | 0 | 0 | 0
oh_line_TAP_OH_2218189 |  | ABN | node_8104102_200898332 | node_1328266_99_15279679_623 | 0.033 | unb_TAPWIRE_OH | 8104102 | no | no |  |  | no |  |  | 0 | 0 | 0 | 0
oh_line_TAP_OH_2218193 |  | ABCN | node_8104102_200863004 | node_1343998_479_15282978_256 | 0.033 | unb_TAPWIRE_OH | 8104102 | no | no |  |  | no |  |  | 0 | 0 | 0 | 0
oh_line_TAP_OH_2218194 |  | ABCN | node_8104102_200863004 | node_1343984_476_15282959_249 | 0.033 | unb_TAPWIRE_OH | 8104102 | no | no |  |  | no |  |  | 0 | 0 | 0 | 0
oh_line_TAP_OH_2218195 |  | ABCN | node_8104102_200863004 | node_1344015_644_15282991_789 | 0.033 | unb_TAPWIRE_OH | 8104102 | no | no |  |  | no |  |  | 0 | 0 | 0 | 0
oh_line_TAP_OH_2262120 |  | ABCN | node_8104102_200898521 | node_1330056_025_15279133_642 | 0.033 | unb_TAPWIRE_OH | 8104102 | no | no |  |  | no |  |  | 0 | 0 | 0 | 0
oh_line_TAP_OH_2262121 |  | ABCN | node_8104102_200898521 | node_1330066_09_15279137_408 | 0.033 | unb_TAPWIRE_OH | 8104102 | no | no |  |  | no |  |  | 0 | 0 | 0 | 0
oh_line_TAP_OH_2262122 |  | ABCN | node_8104102_200898521 | node_1330044_716_15279133_359 | 0.033 | unb_TAPWIRE_OH | 8104102 | no | no |  |  | no |  |  | 0 | 0 | 0 | 0
oh_line_TAP_OH_2262123 |  | ABCN | node_8104102_201027512 | node_1342192_123_15281232_946 | 0.033 | unb_TAPWIRE_OH | 8104102 | no | no |  |  | no |  |  | 0 | 0 | 0 | 0
oh_line_TAP_OH_2262124 |  | ABCN | node_8104102_201027512 | node_1342172_601_15281237_517 | 0.033 | unb_TAPWIRE_OH | 8104102 | no | no |  |  | no |  |  | 0 | 0 | 0 | 0
oh_line_TAP_OH_2262125 |  | ABCN | node_8104102_201027512 | node_1342210_059_15281221_74 | 0.033 | unb_TAPWIRE_OH | 8104102 | no | no |  |  | no |  |  | 0 | 0 | 0 | 0
oh_line_TAP_OH_2262129 |  | ABCN | node_8104102_200898515 | node_1331110_086_15278800_414 | 0.033 | unb_TAPWIRE_OH | 8104102 | no | no |  |  | no |  |  | 0 | 0 | 0 | 0
oh_line_TAP_OH_2262130 |  | ABCN | node_8104102_200898515 | node_1331092_041_15278811_304 | 0.033 | unb_TAPWIRE_OH | 8104102 | no | no |  |  | no |  |  | 0 | 0 | 0 | 0
oh_line_TAP_OH_2262131 |  | ABCN | node_8104102_200898515 | node_1331125_378_15278783_605 | 0.033 | unb_TAPWIRE_OH | 8104102 | no | no |  |  | no |  |  | 0 | 0 | 0 | 0
oh_line_TAP_OH_2262132 |  | AN | node_8104102_200864862 | node_1343582_151_15281829_628 | 0.033 | unb_TAPWIRE_OH | 8104102 | no | no |  |  | no |  |  | 0 | 0 | 0 | 0
oh_line_TAP_OH_2262133 |  | AN | node_8104102_200864862 | node_1343591_002_15281805_887 | 0.033 | unb_TAPWIRE_OH | 8104102 | no | no |  |  | no |  |  | 0 | 0 | 0 | 0
oh_line_TAP_OH_2262134 |  | AN | node_8104102_200864862 | node_1343578_198_15281855_682 | 0.033 | unb_TAPWIRE_OH | 8104102 | no | no |  |  | no |  |  | 0 | 0 | 0 | 0
oh_line_TAP_OH_2262135 |  | ABCN | node_8104102_200865422 | node_1342749_519_15281871_521 | 0.033 | unb_TAPWIRE_OH | 8104102 | no | no |  |  | no |  |  | 0 | 0 | 0 | 0
oh_line_TAP_OH_2262136 |  | ABCN | node_8104102_200865422 | node_1342733_489_15281855_662 | 0.033 | unb_TAPWIRE_OH | 8104102 | no | no |  |  | no |  |  | 0 | 0 | 0 | 0
oh_line_TAP_OH_2262137 |  | ABCN | node_8104102_200865422 | node_1342768_029_15281881_303 | 0.033 | unb_TAPWIRE_OH | 8104102 | no | no |  |  | no |  |  | 0 | 0 | 0 | 0
oh_line_TAP_OH_2262138 |  | ABCN | node_8104102_200898894 | node_1338302_496_15281114_107 | 0.033 | unb_TAPWIRE_OH | 8104102 | no | no |  |  | no |  |  | 0 | 0 | 0 | 0
oh_line_TAP_OH_2262139 |  | ABCN | node_8104102_200898894 | node_1338285_772_15281099_602 | 0.033 | unb_TAPWIRE_OH | 8104102 | no | no |  |  | no |  |  | 0 | 0 | 0 | 0
oh_line_TAP_OH_2262140 |  | ABCN | node_8104102_200898894 | node_1338321_415_15281122_339 | 0.033 | unb_TAPWIRE_OH | 8104102 | no | no |  |  | no |  |  | 0 | 0 | 0 | 0
oh_line_TAP_OH_2262141 |  | ABN | node_8104102_200897177 | node_1333324_017_15278660_781 | 0.033 | unb_TAPWIRE_OH | 8104102 | no | no |  |  | no |  |  | 0 | 0 | 0 | 0
oh_line_TAP_OH_2262142 |  | ABN | node_8104102_200897177 | node_1333341_826_15278672_719 | 0.033 | unb_TAPWIRE_OH | 8104102 | no | no |  |  | no |  |  | 0 | 0 | 0 | 0
oh_line_TAP_OH_2262145 |  | ABCN | node_8104102_201027505 | node_1329599_851_15279535_682 | 0.033 | unb_TAPWIRE_OH | 8104102 | no | no |  |  | no |  |  | 0 | 0 | 0 | 0
oh_line_TAP_OH_2262146 |  | ABCN | node_8104102_201027505 | node_1329596_826_15279561_966 | 0.033 | unb_TAPWIRE_OH | 8104102 | no | no |  |  | no |  |  | 0 | 0 | 0 | 0
oh_line_TAP_OH_2262147 |  | ABCN | node_8104102_201027505 | node_1329597_696_15279509_189 | 0.033 | unb_TAPWIRE_OH | 8104102 | no | no |  |  | no |  |  | 0 | 0 | 0 | 0
oh_line_TAP_OH_2262148 |  | ABCN | node_8104102_200898485 | node_1336158_291_15279842_617 | 0.033 | unb_TAPWIRE_OH | 8104102 | no | no |  |  | no |  |  | 0 | 0 | 0 | 0
oh_line_TAP_OH_2262149 |  | ABCN | node_8104102_200898485 | node_1336142_459_15279826_396 | 0.033 | unb_TAPWIRE_OH | 8104102 | no | no |  |  | no |  |  | 0 | 0 | 0 | 0
oh_line_TAP_OH_2262150 |  | ABCN | node_8104102_200898485 | node_1336176_68_15279852_82 | 0.033 | unb_TAPWIRE_OH | 8104102 | no | no |  |  | no |  |  | 0 | 0 | 0 | 0
oh_line_TAP_OH_2262151 |  | ABCN | node_8104102_200896894 | node_1336299_969_15279556_599 | 0.033 | unb_TAPWIRE_OH | 8104102 | no | no |  |  | no |  |  | 0 | 0 | 0 | 0
oh_line_TAP_OH_2262152 |  | ABCN | node_8104102_200896894 | node_1336314_576_15279574_777 | 0.033 | unb_TAPWIRE_OH | 8104102 | no | no |  |  | no |  |  | 0 | 0 | 0 | 0
oh_line_TAP_OH_2262153 |  | ABCN | node_8104102_200898514 | node_1331274_594_15278724_303 | 0.033 | unb_TAPWIRE_OH | 8104102 | no | no |  |  | no |  |  | 0 | 0 | 0 | 0
oh_line_TAP_OH_2262154 |  | ABCN | node_8104102_200898514 | node_1331256_404_15278734_755 | 0.033 | unb_TAPWIRE_OH | 8104102 | no | no |  |  | no |  |  | 0 | 0 | 0 | 0
oh_line_TAP_OH_2262155 |  | ABCN | node_8104102_200898514 | node_1331290_112_15278707_869 | 0.033 | unb_TAPWIRE_OH | 8104102 | no | no |  |  | no |  |  | 0 | 0 | 0 | 0
oh_line_TAP_OH_2262156 |  | ABCN | node_8104102_200898402 | node_1335737_456_15274598_352 | 0.033 | unb_TAPWIRE_OH | 8104102 | no | no |  |  | no |  |  | 0 | 0 | 0 | 0
oh_line_TAP_OH_2262157 |  | ABCN | node_8104102_200898402 | node_1335730_98_15274623_454 | 0.033 | unb_TAPWIRE_OH | 8104102 | no | no |  |  | no |  |  | 0 | 0 | 0 | 0
oh_line_TAP_OH_2262158 |  | ABCN | node_8104102_200898402 | node_1335738_856_15274571_806 | 0.033 | unb_TAPWIRE_OH | 8104102 | no | no |  |  | no |  |  | 0 | 0 | 0 | 0
oh_line_TAP_OH_2262159 |  | ABCN | node_8104102_200898487 | node_1335780_193_15279709_884 | 0.033 | unb_TAPWIRE_OH | 8104102 | no | no |  |  | no |  |  | 0 | 0 | 0 | 0
oh_line_TAP_OH_2262160 |  | ABCN | node_8104102_200898487 | node_1335763_381_15279695_56 | 0.033 | unb_TAPWIRE_OH | 8104102 | no | no |  |  | no |  |  | 0 | 0 | 0 | 0
oh_line_TAP_OH_2262161 |  | ABCN | node_8104102_200865542 | node_1341667_212_15281420_571 | 0.033 | unb_TAPWIRE_OH | 8104102 | no | no |  |  | no |  |  | 0 | 0 | 0 | 0
oh_line_TAP_OH_2262162 |  | ABCN | node_8104102_200865542 | node_1341668_49_15281394_012 | 0.033 | unb_TAPWIRE_OH | 8104102 | no | no |  |  | no |  |  | 0 | 0 | 0 | 0
oh_line_TAP_OH_2262163 |  | ABCN | node_8104102_200865542 | node_1341671_103_15281446_721 | 0.033 | unb_TAPWIRE_OH | 8104102 | no | no |  |  | no |  |  | 0 | 0 | 0 | 0
oh_line_TAP_OH_2262164 |  | ABCN | node_8104102_200896402 | node_1336169_907_15279407_835 | 0.033 | unb_TAPWIRE_OH | 8104102 | no | no |  |  | no |  |  | 0 | 0 | 0 | 0
oh_line_TAP_OH_2262165 |  | ABCN | node_8104102_200896402 | node_1336163_53_15279432_983 | 0.033 | unb_TAPWIRE_OH | 8104102 | no | no |  |  | no |  |  | 0 | 0 | 0 | 0
oh_line_TAP_OH_2262166 |  | ABCN | node_8104102_200896402 | node_1336171_204_15279381_279 | 0.033 | unb_TAPWIRE_OH | 8104102 | no | no |  |  | no |  |  | 0 | 0 | 0 | 0
oh_line_TAP_OH_2459738 |  | AN | node_8104102_310049794 | node_1350989_207_15274225_675 | 0.033 | unb_TAPWIRE_OH | 8104102 | no | no |  |  | no |  |  | 0 | 0 | 0 | 0
oh_line_TAP_OH_2499750 |  | AN | node_8104102_310052700 | node_1353601_099_15258692_339 | 0.033 | unb_TAPWIRE_OH | 8104102 | no | no |  |  | no |  |  | 0 | 0 | 0 | 0
oh_line_TAP_OH_2572558 |  | AN | node_8104102_200895514 | node_1325177_412_15276709_767 | 0.033 | unb_TAPWIRE_OH | 8104102 | no | no |  |  | no |  |  | 0 | 0 | 0 | 0
oh_line_TAP_OH_3034084 |  | ABCN | node_8104102_311894084 | node_1333141_803_15278517_875 | 0.033 | unb_TAPWIRE_OH | 8104102 | no | no |  |  | no |  |  | 0 | 0 | 0 | 0
oh_line_TAP_OH_3322502 |  | AN | node_8104102_311927600 | node_1359714_971_15257792_879 | 0.033 | unb_TAPWIRE_OH | 8104102 | no | no |  |  | no |  |  | 0 | 0 | 0 | 0
oh_line_TAP_OH_4015511 |  | AN | node_8104102_312024011 | node_1359534_413_15261017_616 | 0.033 | unb_TAPWIRE_OH | 8104102 | no | no |  |  | no |  |  | 0 | 0 | 0 | 0
oh_line_TAP_OH_4060317 |  | AN | node_8104102_200896348 | node_1327916_402_15280900_122 | 0.033 | unb_TAPWIRE_OH | 8104102 | no | no |  |  | no |  |  | 0 | 0 | 0 | 0
oh_line_TAP_OH_4186321 |  | AN | node_8104102_200865029 | node_1347024_96_15264372_186 | 0.033 | unb_TAPWIRE_OH | 8104102 | no | no |  |  | no |  |  | 0 | 0 | 0 | 0
oh_line_TAP_OH_5317999 |  | AN | node_8104102_200864978 | node_1343613_947_15281266_803 | 0.033 | unb_TAPWIRE_OH | 8104102 | no | no |  |  | no |  |  | 0 | 0 | 0 | 0
oh_line_TAP_OH_5655240 |  | AN | node_8104102_200977390 | node_1347623_973_15264114_38 | 0.033 | unb_TAPWIRE_OH | 8104102 | no | no |  |  | no |  |  | 0 | 0 | 0 | 0

## overhead_line_conductor
data_type | static
owner_type | feeder
owner | 8104102
object | overhead_line_conductor
name | groupid | geometric_mean_radius | resistance | diameter | rating_summer_continuous | rating_summer_emergency | rating_winter_continuous | rating_winter_emergency | dcircuit | selected | comments
oh_cond_1/0_AAAC |  | 0.012 | 0.876 | 0.398 | 235 | 235 | 310 | 310 |  | no
oh_cond_1/0_ACSR |  | 0.012 | 0.888 | 0.398 | 265 | 265 | 330 | 330 |  | no
oh_cond_2/0_CU |  | 0.013 | 0.44 | 0.414 | 295 | 295 | 425 | 425 |  | no
oh_cond_2_ACSR |  | 0.01 | 1.41 | 0.325 | 195 | 195 | 245 | 245 |  | no
oh_cond_2_CU |  | 0.009 | 0.873 | 0.292 | 190 | 190 | 270 | 270 |  | no
oh_cond_3_#7_CWD_30% |  | 0.005 | 3.07 | 0.311 | 125 | 125 | 195 | 195 |  | no
oh_cond_3_#104_CWD |  | 0.003 | 5.945 | 0.224 | 90 | 90 | 130 | 130 |  | no
oh_cond_4/0_AAAC |  | 0.017 | 0.439 | 0.563 | 365 | 365 | 480 | 480 |  | no
oh_cond_4/0_ACSR |  | 0.017 | 0.445 | 0.563 | 410 | 410 | 515 | 515 |  | no
oh_cond_4/0_AL |  | 0.016 | 0.442 | 0.522 | 365 | 365 | 480 | 480 |  | no
oh_cond_4A_CWD |  | 0.006 | 1.395 | 0.29 | 150 | 150 | 220 | 220 |  | no
oh_cond_4_ACSR |  | 0.008 | 2.24 | 0.25 | 145 | 145 | 185 | 185 |  | no
oh_cond_4_CU |  | 0.007 | 1.388 | 0.232 | 140 | 140 | 200 | 200 |  | no
oh_cond_6_CU |  | 0.006 | 2.18 | 0.184 | 110 | 110 | 150 | 150 |  | no
oh_cond_8_CU |  | 0.004 | 3.47 | 0.146 | 70 | 70 | 110 | 110 |  | no
oh_cond_336_5_ACSR |  | 0.024 | 0.278 | 0.684 | 555 | 555 | 705 | 705 |  | no
oh_cond_477_ACSR |  | 0.028 | 0.196 | 0.849 | 695 | 695 | 880 | 880 |  | no
oh_cond_477_MCM_AL |  | 0.025 | 0.198 | 0.792 | 605 | 605 | 810 | 810 |  | no
oh_cond_WP-4/0-CU |  | 0.015 | 0.273 | 0.81 | 340 | 340 | 390 | 390 |  | no

## recloser
data_type | static
owner_type | feeder
owner | 8104102
object | recloser
name | groupid | phases | fr | to | phase_A_state | phase_B_state | phase_C_state | operating_mode | retry_time | max_number_of_tries | status | dcircuit | selected | monitored | monitored_fields | class_monitored_fields | played | played_fields | comments
recloser_220623408 |  | ABCN | node_intto1_8104102_201040972 | node_8104102_201040972 | CLOSED | CLOSED | CLOSED | INDIVIDUAL |  |  |  | 8104102 | no | no |  |  | no
recloser_220638920 |  | ABCN | node_intto1_220638920 | node_220638920 | CLOSED | CLOSED | CLOSED | INDIVIDUAL |  |  |  | 8104102 | no | no |  |  | no
recloser_220638921 |  | AN | node_intto1_8104102_200861829 | node_8104102_200861829 | CLOSED | CLOSED | CLOSED | INDIVIDUAL |  |  |  | 8104102 | no | no |  |  | no
recloser_311913229 |  | ABCN | node_intto1_311913229 | node_311913229 | CLOSED | CLOSED | CLOSED | INDIVIDUAL |  |  |  | 8104102 | no | no |  |  | no
recloser_312000101 |  | ABCN | node_intto1_312000101 | node_312000101 | CLOSED | CLOSED | CLOSED | INDIVIDUAL |  |  |  | 8104102 | no | no |  |  | no

## regulator
data_type | static
owner_type | feeder
owner | 8104102
object | regulator
name | groupid | phases | fr | to | configuration | sense_node | dcircuit | selected | monitored | monitored_fields | class_monitored_fields | played | played_fields | comments
regulator_220370667 |  | AD | node_intto1_8104102_200861284 | node_8104102_200861284 | config_regulator_220370667 |  | 8104102 | no | no |  |  | no
regulator_310022863 |  | ABN | node_intto1_8104102_200864949 | node_8104102_200864949 | config_regulator_310022863 |  | 8104102 | no | no |  |  | no
regulator_310022892 |  | ABCN | node_intto1_8104102_310022897 | node_8104102_310022897 | config_regulator_310022892 |  | 8104102 | no | no |  |  | no
regulator_311913230 |  | ABCN | node_intto1_311913230 | node_311913230 | config_regulator_311913230 |  | 8104102 | no | no |  |  | no

## regulator_configuration
data_type | static
owner_type | feeder
owner | 8104102
object | regulator_configuration
name | groupid | connect_type | band_center | band_width | time_delay | dwell_time | raise_taps | lower_taps | current_transducer_ratio | power_transducer_ratio | compensator_r_setting_A | compensator_x_setting_A | compensator_r_setting_B | compensator_x_setting_B | compensator_r_setting_C | compensator_x_setting_C | CT_phase | PT_phase | regulation | control_level | Control | Type | tap_pos_A | tap_pos_B | tap_pos_C | dcircuit | selected | comments
config_regulator_220370667 |  | WYE_WYE | 123 | 3 |  |  | 16 | 16 | 100 | 40 | 0 | 0 | 0 | 0 | 0 | 0 | A | A | 0.1 | INDIVIDUAL | OUTPUT_VOLTAGE | A | 0 | 0 | 0 |  | no
config_regulator_310022863 |  | WYE_WYE | 123 | 3 |  |  | 16 | 16 | 250 | 60 | 0 | 0 | 0 | 0 | 0 | 0 | AB | AB | 0.1 | INDIVIDUAL | OUTPUT_VOLTAGE | A | 0 | 0 | 0 |  | no
config_regulator_310022892 |  | WYE_WYE | 123 | 3 |  |  | 16 | 16 | 250 | 60 | 0 | 0 | 0 | 0 | 0 | 0 | A | A | 0.1 | INDIVIDUAL | OUTPUT_VOLTAGE | A | 0 | 0 | 0 |  | no
config_regulator_311913230 |  | WYE_WYE | 123 | 3 |  |  | 16 | 16 | 500 | 60 | 0 | 0 | 0 | 0 | 0 | 0 | A | A | 0.1 | INDIVIDUAL | OUTPUT_VOLTAGE | A | 0 | 0 | 0 |  | no

## switch
data_type | static
owner_type | feeder
owner | 8104102
object | switch
name | groupid | phases | fr | to | phase_A_state | phase_B_state | phase_C_state | operating_mode | status | dcircuit | selected | monitored | monitored_fields | class_monitored_fields | played | played_fields | comments
switch_220415706 |  | ABCN | node_intto1_8104102_200896728 | node_8104102_200896728 | CLOSED | CLOSED | CLOSED | INDIVIDUAL |  | 8104102 | no | no |  |  | no
switch_220415817 |  | ABCN | node_intto1_8104102_200898894 | node_8104102_200898894 | CLOSED | CLOSED | CLOSED | INDIVIDUAL |  | 8104102 | no | no |  |  | no
switch_220415835 |  | ABCN | node_intto1_8104102_200898166 | node_8104102_200898166 | CLOSED | CLOSED | CLOSED | INDIVIDUAL |  | 8104102 | no | no |  |  | no
switch_220416012 |  | AN | node_intto1_220416012 | node_220416012 | CLOSED | CLOSED | CLOSED | INDIVIDUAL |  | 8104102 | no | no |  |  | no
switch_220416121 |  | AN | node_intto1_8104102_201027786 | node_8104102_201027786 | CLOSED | CLOSED | CLOSED | INDIVIDUAL |  | 8104102 | no | no |  |  | no
switch_220416175 |  | ABCN | node_intto1_8104102_200865580 | node_8104102_200865580 | CLOSED | CLOSED | CLOSED | INDIVIDUAL |  | 8104102 | no | no |  |  | no
switch_220416194 |  | ABCN | node_intto1_8104102_200950626 | node_8104102_200950626 | CLOSED | CLOSED | CLOSED | INDIVIDUAL |  | 8104102 | no | no |  |  | no
switch_220416348 |  | ABN | node_intto1_8104102_200864947 | node_8104102_200864947 | CLOSED | CLOSED | CLOSED | INDIVIDUAL |  | 8104102 | no | no |  |  | no
switch_220416350 |  | ABN | node_intto1_8104102_200864944 | node_8104102_200864944 | CLOSED | CLOSED | CLOSED | INDIVIDUAL |  | 8104102 | no | no |  |  | no
switch_220416358 |  | ABCN | node_intto1_8104102_200864918 | node_8104102_200864918 | CLOSED | CLOSED | CLOSED | INDIVIDUAL |  | 8104102 | no | no |  |  | no
switch_220416722 |  | ABCN | node_intto1_8104102_200864334 | node_8104102_200864334 | CLOSED | CLOSED | CLOSED | INDIVIDUAL |  | 8104102 | no | no |  |  | no
switch_220416732 |  | ABCN | node_intto1_8104102_200863001 | node_8104102_200863001 | CLOSED | CLOSED | CLOSED | INDIVIDUAL |  | 8104102 | no | no |  |  | no
switch_220416867 |  | AD | node_intto1_8104102_200861294 | node_8104102_200861294 | CLOSED | CLOSED | CLOSED | INDIVIDUAL |  | 8104102 | no | no |  |  | no
switch_220416874 |  | AD | node_intto1_8104102_200861240 | node_8104102_200861240 | CLOSED | CLOSED | CLOSED | INDIVIDUAL |  | 8104102 | no | no |  |  | no
switch_220623409 |  | ABCN | node_intto1_8104102_200864450 | node_8104102_200864450 | CLOSED | CLOSED | CLOSED | INDIVIDUAL |  | 8104102 | no | no |  |  | no
switch_310022842 |  | ABCN | node_intto1_310022842 | node_310022842 | CLOSED | CLOSED | CLOSED | INDIVIDUAL |  | 8104102 | no | no |  |  | no
switch_310022849 |  | ABCN | node_intto1_310022849 | node_310022849 | CLOSED | CLOSED | CLOSED | INDIVIDUAL |  | 8104102 | no | no |  |  | no
switch_310064421 |  | ABCN | node_intto1_8104102_200864711 | node_8104102_200864711 | CLOSED | CLOSED | CLOSED | INDIVIDUAL |  | 8104102 | no | no |  |  | no
switch_311913225 |  | ABCN | node_intto1_311913225 | node_311913225 | CLOSED | CLOSED | CLOSED | INDIVIDUAL |  | 8104102 | no | no |  |  | no
switch_312000094 |  | ABCN | node_intto1_312000094 | node_312000094 | CLOSED | CLOSED | CLOSED | INDIVIDUAL |  | 8104102 | no | no |  |  | no
switch_312003486 |  | ABCN | node_intto1_8104102_200864892 | node_8104102_200864892 | CLOSED | CLOSED | CLOSED | INDIVIDUAL |  | 8104102 | no | no |  |  | no
switch_312003491 |  | ABCN | node_intto1_312003491 | node_312003491 | CLOSED | CLOSED | CLOSED | INDIVIDUAL |  | 8104102 | no | no |  |  | no
switch_312007901 |  | ABCN | node_intto1_8104102_200863008 | node_8104102_200863008 | CLOSED | CLOSED | CLOSED | INDIVIDUAL |  | 8104102 | no | no |  |  | no
switch_312029311 |  | ABCN | node_intto1_8104102_200865398 | node_8104102_200865398 | CLOSED | CLOSED | CLOSED | INDIVIDUAL |  | 8104102 | no | no |  |  | no
switch_312029315 |  | ABCN | node_intto1_8104102_200865433 | node_8104102_200865433 | CLOSED | CLOSED | CLOSED | INDIVIDUAL |  | 8104102 | no | no |  |  | no

## transformer
data_type | static
owner_type | feeder
owner | 8104102
object | transformer
name | groupid | phases | fr | to | configuration | climate | aging_constant | use_thermal_model | aging_granularity | dcircuit | selected | monitored | monitored_fields | class_monitored_fields | played | played_fields | comments
transformer_220464946 |  | AN | node_220464946 | node_intto1_220464946 | config_transformer_220464946 |  | 0 |  | 0 | 8104102 | no | no |  |  | no
transformer_220465293 |  | AN | node_220465293 | node_intto1_220465293 | config_transformer_220465293 |  | 0 |  | 0 | 8104102 | no | no |  |  | no

## transformer_configuration
data_type | static
owner_type | feeder
owner | 8104102
object | transformer_configuration
name | groupid | connect_type | install_type | coolant_type | cooling_type | primary_voltage | secondary_voltage | power_rating | powerA_rating | powerB_rating | powerC_rating | impedance | shunt_impedance | core_coil_weight | tank_fittings_weight | oil_volume | rated_winding_time_constant | rated_winding_hot_spot_rise | rated_top_oil_rise | no_load_loss | full_load_loss | reactance_resistance_ratio | installed_insulation_life | dcircuit | selected | comments
config_transformer_220464946 |  | DELTA_GWYE |  |  |  | 4800 | 12470 | 167 | 0 | 0 | 0 | 0.004+0.04j | 0 | 0 | 0 | 0 | 0 | 0 | 0 | 0 | 0 | 10 | 0 |  | no
config_transformer_220465293 |  | DELTA_GWYE |  |  |  | 4800 | 12470 | 500 | 0 | 0 | 0 | 0.005+0.047j | 0 | 0 | 0 | 0 | 0 | 0 | 0 | 0 | 0 | 10 | 0 |  | no

## underground_line
data_type | static
owner_type | feeder
owner | 8104102
object | underground_line
name | groupid | phases | fr | to | length | configuration | dcircuit | selected | monitored | monitored_fields | class_monitored_fields | played | played_fields | comments
und_line_8104102_200894033 |  | AN | node_8104102_200895502 | node_intto1_8104102_200894033 | 506.12 | und_1P_2ALURD_2AL(N) | 8104102 | no | no |  |  | no
und_line_8104102_200894103 |  | AN | node_8104102_311876350 | node_intto1_8104102_200894103 | 156.43 | und_1P_2ALURD_2AL(N) | 8104102 | no | no |  |  | no
und_line_8104102_200894106 |  | AN | node_8104102_200894144 | node_8104102_200894106 | 259.401 | und_1P_2ALURD_2AL(N) | 8104102 | no | no |  |  | no
und_line_8104102_200894114 |  | AN | node_8104102_201027678 | node_8104102_200894114 | 204.871 | und_1P_2ALURD_2AL(N) | 8104102 | no | no |  |  | no
und_line_8104102_200894117 |  | AN | node_8104102_200894114 | node_8104102_200894117 | 291.259 | und_1P_2ALURD_2AL(N) | 8104102 | no | no |  |  | no
und_line_8104102_200894120 |  | AN | node_8104102_200894114 | node_8104102_200894120 | 207.565 | und_1P_2ALURD_2AL(N) | 8104102 | no | no |  |  | no
und_line_8104102_200894121 |  | AN | node_8104102_200894120 | node_8104102_200894121 | 305.759 | und_1P_2ALURD_2AL(N) | 8104102 | no | no |  |  | no
und_line_8104102_200894126 |  | AN | node_8104102_200894121 | node_8104102_200894126 | 314.634 | und_1P_2ALURD_2AL(N) | 8104102 | no | no |  |  | no
und_line_8104102_200894132 |  | AN | node_8104102_201027661 | node_8104102_200894132 | 216.893 | und_1P_2ALURD_2AL(N) | 8104102 | no | no |  |  | no
und_line_8104102_200894135 |  | AN | node_8104102_201027760 | node_8104102_200894135 | 190.509 | und_1P_2ALURD_2AL(N) | 8104102 | no | no |  |  | no
und_line_8104102_200894136 |  | AN | node_8104102_200894135 | node_8104102_200894136 | 275.248 | und_1P_4CUURD_4CU(N) | 8104102 | no | no |  |  | no
und_line_8104102_200894137 |  | AN | node_8104102_200894136 | node_8104102_200894137 | 284.718 | und_1P_4CUURD_4CU(N) | 8104102 | no | no |  |  | no
und_line_8104102_200894140 |  | AN | node_8104102_200894137 | node_8104102_200894140 | 327.137 | und_1P_2ALURD_2AL(N) | 8104102 | no | no |  |  | no
und_line_8104102_200894141 |  | AN | node_8104102_200894140 | node_8104102_200894141 | 192.755 | und_1P_2ALURD_2AL(N) | 8104102 | no | no |  |  | no
und_line_8104102_200894144 |  | AN | node_8104102_200894140 | node_8104102_200894144 | 261.049 | und_1P_2ALURD_2AL(N) | 8104102 | no | no |  |  | no
und_line_8104102_200894154 |  | AN | node_8104102_201027708 | node_8104102_200894154 | 225.184 | und_1P_4CUURD_4CU(N) | 8104102 | no | no |  |  | no
und_line_8104102_200894155 |  | AN | node_8104102_200894154 | node_8104102_200894155 | 369.026 | und_1P_4CUURD_4CU(N) | 8104102 | no | no |  |  | no
und_line_8104102_200894157 |  | AN | node_8104102_200894155 | node_8104102_200894157 | 348.9 | und_1P_4CUURD_4CU(N) | 8104102 | no | no |  |  | no
und_line_8104102_200894162 |  | AN | node_8104102_200894157 | node_8104102_200894162 | 290.257 | und_1P_4CUURD_4CU(N) | 8104102 | no | no |  |  | no
und_line_8104102_200894172 |  | AN | node_8104102_201027768 | node_8104102_200894172 | 236.018 | und_1P_2ALURD_2AL(N) | 8104102 | no | no |  |  | no
und_line_8104102_200894176 |  | AN | node_8104102_201027768 | node_8104102_200894176 | 373.461 | und_1P_2ALURD_2AL(N) | 8104102 | no | no |  |  | no
und_line_8104102_200894180 |  | AN | node_8104102_201027768 | node_8104102_200894180 | 37.722 | und_1P_2ALURD_2AL(N) | 8104102 | no | no |  |  | no
und_line_8104102_200894182 |  | AN | node_8104102_200894180 | node_8104102_200894182 | 394.12 | und_1P_2ALURD_2AL(N) | 8104102 | no | no |  |  | no
und_line_8104102_200894186 |  | AN | node_8104102_200894182 | node_8104102_200894186 | 165.617 | und_1P_2ALURD_2AL(N) | 8104102 | no | no |  |  | no
und_line_8104102_200894207 |  | AN | node_8104102_200898367 | node_intto1_8104102_200894207 | 285.199 | und_1P_1/0ALURD_1/0AL(N) | 8104102 | no | no |  |  | no
und_line_8104102_200894210 |  | AN | node_8104102_200894227 | node_8104102_200894210 | 406.518 | und_1P_1/0ALURD_1/0AL(N) | 8104102 | no | no |  |  | no
und_line_8104102_200894214 |  | AN | node_8104102_200894207 | node_8104102_200894214 | 205.817 | und_1P_1/0ALURD_1/0AL(N) | 8104102 | no | no |  |  | no
und_line_8104102_200894217 |  | AN | node_8104102_200894214 | node_8104102_200894217 | 129.877 | und_1P_1/0ALURD_1/0AL(N) | 8104102 | no | no |  |  | no
und_line_8104102_200894219 |  | AN | node_8104102_200894217 | node_8104102_200894219 | 129.443 | und_1P_1/0ALURD_1/0AL(N) | 8104102 | no | no |  |  | no
und_line_8104102_200894221 |  | AN | node_8104102_200894219 | node_8104102_200894221 | 142.91 | und_1P_1/0ALURD_1/0AL(N) | 8104102 | no | no |  |  | no
und_line_8104102_200894223 |  | AN | node_8104102_200894221 | node_8104102_200894223 | 126.448 | und_1P_1/0ALURD_1/0AL(N) | 8104102 | no | no |  |  | no
und_line_8104102_200894227 |  | AN | node_8104102_200894223 | node_8104102_200894227 | 439.19 | und_1P_1/0ALURD_1/0AL(N) | 8104102 | no | no |  |  | no
und_line_8104102_200894231 |  | AN | node_8104102_200894227 | node_8104102_200894231 | 245.128 | und_1P_1/0ALURD_1/0AL(N) | 8104102 | no | no |  |  | no
und_line_8104102_200894232 |  | AN | node_8104102_200894227 | node_8104102_200894232 | 280.486 | und_1P_1/0ALURD_1/0AL(N) | 8104102 | no | no |  |  | no
und_line_8104102_200894335 |  | AN | node_8104102_200898363 | node_intto1_8104102_200894335 | 260.819 | und_1P_1/0ALURD_1/0AL(N) | 8104102 | no | no |  |  | no
und_line_8104102_200894338 |  | AN | node_8104102_201027673 | node_8104102_200894338 | 239.383 | und_1P_1/0ALURD_1/0AL(N) | 8104102 | no | no |  |  | no
und_line_8104102_200894343 |  | AN | node_8104102_200894338 | node_8104102_200894343 | 372.136 | und_1P_1/0ALURD_1/0AL(N) | 8104102 | no | no |  |  | no
und_line_8104102_200894347 |  | AN | node_8104102_201027673 | node_8104102_200894347 | 344.993 | und_1P_1/0ALURD_1/0AL(N) | 8104102 | no | no |  |  | no
und_line_8104102_200894350 |  | AN | node_8104102_200894347 | node_8104102_200894350 | 224.726 | und_1P_1/0ALURD_1/0AL(N) | 8104102 | no | no |  |  | no
und_line_8104102_200894353 |  | AN | node_8104102_200894350 | node_8104102_200894353 | 390.813 | und_1P_1/0ALURD_1/0AL(N) | 8104102 | no | no |  |  | no
und_line_8104102_200894377 |  | ABCN | node_8104102_201027605 | node_8104102_200894377 | 118.488 | und_3P_1/0ALURD_1/0AL(N) | 8104102 | no | no |  |  | no
und_line_8104102_200894382 |  | AN | node_8104102_200894421 | node_8104102_200894382 | 432.879 | und_1P_1/0ALURD_1/0AL(N) | 8104102 | no | no |  |  | no
und_line_8104102_200894386 |  | AN | node_8104102_200894382 | node_8104102_200894386 | 357.485 | und_1P_1/0ALURD_1/0AL(N) | 8104102 | no | no |  |  | no
und_line_8104102_200894391 |  | AN | node_8104102_200894386 | node_8104102_200894391 | 342.969 | und_1P_1/0ALURD_1/0AL(N) | 8104102 | no | no |  |  | no
und_line_8104102_200894393 |  | ABCN | node_8104102_200894377 | node_8104102_200894393 | 271.407 | und_3P_1/0ALURD_1/0AL(N) | 8104102 | no | no |  |  | no
und_line_8104102_200894394 |  | AN | node_8104102_200894393 | node_8104102_200894394 | 167.949 | und_1P_1/0ALURD_1/0AL(N) | 8104102 | no | no |  |  | no
und_line_8104102_200894399 |  | AN | node_8104102_200894394 | node_8104102_200894399 | 268.976 | und_1P_1/0ALURD_1/0AL(N) | 8104102 | no | no |  |  | no
und_line_8104102_200894403 |  | ABCN | node_8104102_200894393 | node_8104102_200894403 | 342.595 | und_3P_1/0ALURD_1/0AL(N) | 8104102 | no | no |  |  | no
und_line_8104102_200894409 |  | ABN | node_8104102_200894403 | node_8104102_200894409 | 401.371 | und_2P_1/0ALURD_1/0AL(N) | 8104102 | no | no |  |  | no
und_line_8104102_200894414 |  | ABN | node_8104102_200894409 | node_8104102_200894414 | 374.356 | und_2P_1/0ALURD_1/0AL(N) | 8104102 | no | no |  |  | no
und_line_8104102_200894419 |  | AN | node_8104102_200894414 | node_8104102_200894419 | 268.837 | und_1P_1/0ALURD_1/0AL(N) | 8104102 | no | no |  |  | no
und_line_8104102_200894421 |  | AN | node_8104102_200894419 | node_8104102_200894421 | 247.216 | und_1P_1/0ALURD_1/0AL(N) | 8104102 | no | no |  |  | no
und_line_8104102_200894448 |  | AN | node_8104102_200894403 | node_8104102_200894448 | 302.489 | und_1P_2ALURD_2AL(N) | 8104102 | no | no |  |  | no
und_line_8104102_200894453 |  | AN | node_8104102_200894448 | node_8104102_200894453 | 496.449 | und_1P_2ALURD_2AL(N) | 8104102 | no | no |  |  | no
und_line_8104102_200894459 |  | AN | node_8104102_200894453 | node_8104102_200894459 | 444.486 | und_1P_2ALURD_2AL(N) | 8104102 | no | no |  |  | no
und_line_8104102_200894463 |  | AN | node_8104102_200894459 | node_8104102_200894463 | 272.54 | und_1P_2ALURD_2AL(N) | 8104102 | no | no |  |  | no
und_line_8104102_200894487 |  | AN | node_8104102_200894403 | node_8104102_200894487 | 435.138 | und_1P_1/0ALURD_1/0AL(N) | 8104102 | no | no |  |  | no
und_line_8104102_200894491 |  | AN | node_8104102_200894487 | node_8104102_200894491 | 422.563 | und_1P_1/0ALURD_1/0AL(N) | 8104102 | no | no |  |  | no
und_line_8104102_200894495 |  | AN | node_8104102_200894491 | node_8104102_200894495 | 316.609 | und_1P_1/0ALURD_1/0AL(N) | 8104102 | no | no |  |  | no
und_line_8104102_200894509 |  | AN | node_8104102_200894382 | node_8104102_200894509 | 273.008 | und_1P_2ALURD_2AL(N) | 8104102 | no | no |  |  | no
und_line_8104102_200894515 |  | AN | node_8104102_200894522 | node_8104102_200894515 | 759.094 | und_1P_1/0ALURD_1/0AL(N) | 8104102 | no | no |  |  | no
und_line_8104102_200894522 |  | AN | node_8104102_200894210 | node_8104102_200894522 | 247.533 | und_1P_1/0ALURD_1/0AL(N) | 8104102 | no | no |  |  | no
und_line_8104102_200898407-1 |  | AN | node_8104102_200898406 | node_intto1_220627749 | 5.227 | und_1P_2ALURD_2AL(N) | 8104102 | no | no |  |  | no
und_line_8104102_200898407-2 |  | AN | node_220627749 | node_intto1_220416012 | 98.949 | und_1P_2ALURD_2AL(N) | 8104102 | no | no |  |  | no
und_line_8104102_200898407-3 |  | AN | node_220416012 | node_8104102_200898407 | 5.227 | und_1P_2ALURD_2AL(N) | 8104102 | no | no |  |  | no
und_line_8104102_200914905 |  | ABCN | node_8104102_200914903 | node_8104102_200914905 | 515.067 | und_3P_1/0ALURD_1/0AL(N) | 8104102 | no | no |  |  | no
und_line_8104102_200948254 |  | AN | node_8104102_200894132 | node_8104102_200948254 | 400.357 | und_1P_2ALURD_2AL(N) | 8104102 | no | no |  |  | no
und_line_8104102_200953530 |  | AN | node_8104102_200953532 | node_8104102_200953530 | 654.937 | und_1P_2ALURD_2AL(N) | 8104102 | no | no |  |  | no
und_line_8104102_200953532 |  | AN | node_8104102_200973150 | node_8104102_200953532 | 309.154 | und_1P_2ALURD_2AL(N) | 8104102 | no | no |  |  | no
und_line_8104102_200964763 |  | ABN | node_8104102_200965168 | node_8104102_200964763 | 105.351 | und_2P_2ALURD_2AL(N) | 8104102 | no | no |  |  | no
und_line_8104102_200972796 |  | AN | node_8104102_200940872 | node_8104102_200972796 | 531.231 | und_1P_DELTACUST | 8104102 | no | no |  |  | no
und_line_8104102_200973150 |  | AN | node_8104102_201042286 | node_8104102_200973150 | 535.787 | und_1P_2ALURD_2AL(N) | 8104102 | no | no |  |  | no
und_line_8104102_200973154 |  | AN | node_8104102_200953532 | node_8104102_200973154 | 261.33 | und_1P_2ALURD_2AL(N) | 8104102 | no | no |  |  | no
und_line_8104102_200973320 |  | AN | node_8104102_200862621 | node_8104102_200973320 | 430.1 | und_1P_WYECUST | 8104102 | no | no |  |  | no
und_line_8104102_200983592 |  | AN | node_8104102_200980874 | node_intto1_8104102_200983592 | 228.621 | und_1P_DELTACUST | 8104102 | no | no |  |  | no
und_line_8104102_201004022 |  | AN | node_8104102_200987293 | node_intto1_8104102_201004022 | 436.865 | und_1P_DELTACUST | 8104102 | no | no |  |  | no
und_line_8104102_201009930 |  | AN | node_8104102_200861300 | node_intto1_8104102_201009930 | 321.876 | und_1P_DELTACUST | 8104102 | no | no |  |  | no
und_line_8104102_201027516 |  | AN | node_8104102_200866100 | node_8104102_201027516 | 456.331 | und_1P_2ALURD_2AL(N) | 8104102 | no | no |  |  | no
und_line_8104102_201027517 |  | AN | node_8104102_200862051 | node_intto1_8104102_201027517 | 271.338 | und_1P_WYECUST | 8104102 | no | no |  |  | no
und_line_8104102_201027519 |  | AN | node_8104102_200895933 | node_intto1_8104102_201027519 | 187.166 | und_1P_WYECUST | 8104102 | no | no |  |  | no
und_line_8104102_201027523 |  | AN | node_8104102_200866067 | node_intto1_8104102_201027523 | 635.518 | und_1P_WYECUST | 8104102 | no | no |  |  | no
und_line_8104102_201027525 |  | AN | node_8104102_200867177 | node_intto1_8104102_201027525 | 734.687 | und_1P_DELTACUST | 8104102 | no | no |  |  | no
und_line_8104102_201027526 |  | AN | node_8104102_200861261 | node_intto1_8104102_201027526 | 415.758 | und_1P_DELTACUST | 8104102 | no | no |  |  | no
und_line_8104102_201027527 |  | AN | node_8104102_200862752 | node_intto1_8104102_201027527 | 410.762 | und_1P_WYECUST | 8104102 | no | no |  |  | no
und_line_8104102_201027530 |  | AN | node_8104102_201028066 | node_8104102_201027530 | 318.826 | und_1P_2ALURD_2AL(N) | 8104102 | no | no |  |  | no
und_line_8104102_201027605 |  | ABCN | node_8104102_201027710 | node_8104102_201027605 | 199.293 | und_3P_1/0ALURD_1/0AL(N) | 8104102 | no | no |  |  | no
und_line_8104102_201027661 |  | AN | node_8104102_200894126 | node_8104102_201027661 | 187.32 | und_1P_2ALURD_2AL(N) | 8104102 | no | no |  |  | no
und_line_8104102_201027673 |  | AN | node_8104102_200894335 | node_8104102_201027673 | 122.726 | und_1P_1/0ALURD_1/0AL(N) | 8104102 | no | no |  |  | no
und_line_8104102_201027678 |  | AN | node_8104102_311879937 | node_8104102_201027678 | 68.464 | und_1P_2ALURD_2AL(N) | 8104102 | no | no |  |  | no
und_line_8104102_201027708 |  | AN | node_8104102_200898842 | node_intto1_8104102_201027708 | 42.759 | und_1P_4CUURD_4CU(N) | 8104102 | no | no |  |  | no
und_line_8104102_201027710 |  | ABCN | node_8104102_201027745 | node_8104102_201027710 | 95.473 | und_3P_1/0ALURD_1/0AL(N) | 8104102 | no | no |  |  | no
und_line_8104102_201027745 |  | ABCN | node_8104102_200899008 | node_intto1_8104102_201027745 | 62.024 | und_3P_1/0ALURD_1/0AL(N) | 8104102 | no | no |  |  | no
und_line_8104102_201027758 |  | AN | node_8104102_201027661 | node_8104102_201027758 | 74.653 | und_1P_2ALURD_2AL(N) | 8104102 | no | no |  |  | no
und_line_8104102_201027760 |  | AN | node_8104102_200894103 | node_8104102_201027760 | 127.634 | und_1P_2ALURD_2AL(N) | 8104102 | no | no |  |  | no
und_line_8104102_201027768 |  | AN | node_8104102_201027760 | node_8104102_201027768 | 517.507 | und_1P_2ALURD_2AL(N) | 8104102 | no | no |  |  | no
und_line_8104102_201027783 |  | ABCN | node_8104102_200898365 | node_intto1_8104102_201027783 | 54.476 | und_3P_WYECUST | 8104102 | no | no |  |  | no
und_line_8104102_201027784 |  | AN | node_8104102_200864893 | node_intto1_8104102_201027784 | 258.438 | und_1P_2ALURD_2AL(N) | 8104102 | no | no |  |  | no
und_line_8104102_201027786 |  | AN | node_8104102_200894141 | node_intto1_8104102_201027786 | 295.984 | und_1P_2ALURD_2AL(N) | 8104102 | no | no |  |  | no
und_line_8104102_201027791 |  | AN | node_8104102_200861254 | node_intto1_8104102_201027791 | 77.214 | und_1P_DELTACUST | 8104102 | no | no |  |  | no
und_line_8104102_201027794 |  | AN | node_8104102_200861289 | node_intto1_8104102_201027794 | 326.405 | und_1P_DELTACUST | 8104102 | no | no |  |  | no
und_line_8104102_201027795 |  | AN | node_8104102_200863405 | node_intto1_8104102_201027795 | 433.745 | und_1P_WYECUST | 8104102 | no | no |  |  | no
und_line_8104102_201028066 |  | AN | node_8104102_200865014 | node_intto1_8104102_201028066 | 1808.69 | und_1P_2ALURD_2AL(N) | 8104102 | no | no |  |  | no
und_line_8104102_201042284 |  | AN | node_8104102_200948254 | node_8104102_201042284 | 465.973 | und_1P_2ALURD_2AL(N) | 8104102 | no | no |  |  | no
und_line_8104102_201042286 |  | AN | node_8104102_201042284 | node_8104102_201042286 | 242.994 | und_1P_2ALURD_2AL(N) | 8104102 | no | no |  |  | no
und_line_8104102_201045633 |  | AN | node_8104102_200895513 | node_8104102_201045633 | 772.758 | und_1P_2ALURD_2AL(N) | 8104102 | no | no |  |  | no
und_line_8104102_310003924 |  | ABCN | node_8104102_201044317 | node_intto1_8104102_310003924 | 203.045 | und_3P_2ALURD_2AL(N) | 8104102 | no | no |  |  | no
und_line_8104102_311879937 |  | AN | node_8104102_200894106 | node_8104102_311879937 | 349.194 | und_1P_2ALURD_2AL(N) | 8104102 | no | no |  |  | no
und_line_8104102_311891583 |  | AN | node_8104102_311891582 | node_intto1_8104102_311891583 | 373.403 | und_1P_DELTACUST | 8104102 | no | no |  |  | no
und_line_8104102_311929008 |  | AN | node_8104102_311929007 | node_intto1_8104102_311929008 | 335.136 | und_1P_DELTACUST | 8104102 | no | no |  |  | no
und_line_8104102_311934813 |  | AN | node_8104102_200866092 | node_intto1_8104102_311934813 | 246.894 | und_1P_WYECUST | 8104102 | no | no |  |  | no
und_line_8104102_312009209 |  | AN | node_8104102_312009208 | node_intto1_8104102_312009209 | 167.508 | und_1P_WYECUST | 8104102 | no | no |  |  | no
und_line_8104102_312062020 |  | ABCN | node_8104102_200865436 | node_8104102_312062020 | 53.944 | und_3P_WYECUST | 8104102 | no | no |  |  | no
und_line_TAP_UG_59755 |  | AN | node_8104102_200894033 | node_1326867_334_15276783_571 | 0.033 | und_TAPWIRE_UG | 8104102 | no | no |  |  | no
und_line_TAP_UG_59764 |  | AN | node_8104102_200894103 | node_1337407_328_15274959_035 | 0.033 | und_TAPWIRE_UG | 8104102 | no | no |  |  | no
und_line_TAP_UG_59765 |  | AN | node_8104102_200894106 | node_1337510_451_15273271_045 | 0.033 | und_TAPWIRE_UG | 8104102 | no | no |  |  | no
und_line_TAP_UG_59766 |  | AN | node_8104102_311879937 | node_1337555_485_15272927_893 | 0.033 | und_TAPWIRE_UG | 8104102 | no | no |  |  | no
und_line_TAP_UG_59767 |  | AN | node_8104102_200894114 | node_1337584_072_15272613_481 | 0.033 | und_TAPWIRE_UG | 8104102 | no | no |  |  | no
und_line_TAP_UG_59768 |  | AN | node_8104102_200894117 | node_1337298_628_15272719_677 | 0.033 | und_TAPWIRE_UG | 8104102 | no | no |  |  | no
und_line_TAP_UG_59769 |  | AN | node_8104102_200894120 | node_1337792_518_15272640_973 | 0.033 | und_TAPWIRE_UG | 8104102 | no | no |  |  | no
und_line_TAP_UG_59770 |  | AN | node_8104102_200894121 | node_1338097_236_15272658_69 | 0.033 | und_TAPWIRE_UG | 8104102 | no | no |  |  | no
und_line_TAP_UG_59771 |  | AN | node_8104102_200894126 | node_1338009_547_15272993_703 | 0.033 | und_TAPWIRE_UG | 8104102 | no | no |  |  | no
und_line_TAP_UG_59772 |  | AN | node_8104102_200894132 | node_1338150_597_15273220_41 | 0.033 | und_TAPWIRE_UG | 8104102 | no | no |  |  | no
und_line_TAP_UG_59773 |  | AN | node_8104102_200894135 | node_1337426_245_15274685_915 | 0.033 | und_TAPWIRE_UG | 8104102 | no | no |  |  | no
und_line_TAP_UG_59774 |  | AN | node_8104102_200894136 | node_1337397_992_15274414_728 | 0.033 | und_TAPWIRE_UG | 8104102 | no | no |  |  | no
und_line_TAP_UG_59775 |  | AN | node_8104102_200894137 | node_1337415_225_15274126_807 | 0.033 | und_TAPWIRE_UG | 8104102 | no | no |  |  | no
und_line_TAP_UG_59776 |  | AN | node_8104102_200894140 | node_1337445_872_15273804_449 | 0.033 | und_TAPWIRE_UG | 8104102 | no | no |  |  | no
und_line_TAP_UG_59777 |  | AN | node_8104102_200894144 | node_1337476_571_15273539_008 | 0.033 | und_TAPWIRE_UG | 8104102 | no | no |  |  | no
und_line_TAP_UG_59778 |  | AN | node_8104102_200894154 | node_1337151_466_15274058_07 | 0.033 | und_TAPWIRE_UG | 8104102 | no | no |  |  | no
und_line_TAP_UG_59779 |  | AN | node_8104102_200894155 | node_1337131_795_15273702_283 | 0.033 | und_TAPWIRE_UG | 8104102 | no | no |  |  | no
und_line_TAP_UG_59780 |  | AN | node_8104102_200894157 | node_1337243_322_15273340_503 | 0.033 | und_TAPWIRE_UG | 8104102 | no | no |  |  | no
und_line_TAP_UG_59781 |  | AN | node_8104102_200894162 | node_1337179_115_15273053_453 | 0.033 | und_TAPWIRE_UG | 8104102 | no | no |  |  | no
und_line_TAP_UG_59782 |  | AN | node_8104102_200894172 | node_1337758_515_15274805_174 | 0.033 | und_TAPWIRE_UG | 8104102 | no | no |  |  | no
und_line_TAP_UG_59783 |  | AN | node_8104102_200894176 | node_1337729_873_15275198_817 | 0.033 | und_TAPWIRE_UG | 8104102 | no | no |  |  | no
und_line_TAP_UG_59784 |  | AN | node_8104102_200894180 | node_1338001_835_15274973_531 | 0.033 | und_TAPWIRE_UG | 8104102 | no | no |  |  | no
und_line_TAP_UG_59785 |  | AN | node_8104102_200894182 | node_1338417_626_15274962_957 | 0.033 | und_TAPWIRE_UG | 8104102 | no | no |  |  | no
und_line_TAP_UG_59786 |  | AN | node_8104102_200894186 | node_1338347_632_15274793_792 | 0.033 | und_TAPWIRE_UG | 8104102 | no | no |  |  | no
und_line_TAP_UG_59791 |  | AN | node_8104102_200894207 | node_1330067_153_15278395_506 | 0.033 | und_TAPWIRE_UG | 8104102 | no | no |  |  | no
und_line_TAP_UG_59792 |  | AN | node_8104102_200894210 | node_1329955_068_15276841_735 | 0.033 | und_TAPWIRE_UG | 8104102 | no | no |  |  | no
und_line_TAP_UG_59793 |  | AN | node_8104102_200894214 | node_1329993_988_15278196_924 | 0.033 | und_TAPWIRE_UG | 8104102 | no | no |  |  | no
und_line_TAP_UG_59794 |  | AN | node_8104102_200894217 | node_1329972_331_15278065_974 | 0.033 | und_TAPWIRE_UG | 8104102 | no | no |  |  | no
und_line_TAP_UG_59795 |  | AN | node_8104102_200894219 | node_1329919_196_15277949_473 | 0.033 | und_TAPWIRE_UG | 8104102 | no | no |  |  | no
und_line_TAP_UG_59796 |  | AN | node_8104102_200894221 | node_1329863_207_15277827_895 | 0.033 | und_TAPWIRE_UG | 8104102 | no | no |  |  | no
und_line_TAP_UG_59797 |  | AN | node_8104102_200894223 | node_1329812_766_15277698_53 | 0.033 | und_TAPWIRE_UG | 8104102 | no | no |  |  | no
und_line_TAP_UG_59798 |  | AN | node_8104102_200894227 | node_1329852_393_15277266_108 | 0.033 | und_TAPWIRE_UG | 8104102 | no | no |  |  | no
und_line_TAP_UG_59799 |  | AN | node_8104102_200894231 | node_1330153_356_15277329_24 | 0.033 | und_TAPWIRE_UG | 8104102 | no | no |  |  | no
und_line_TAP_UG_59800 |  | AN | node_8104102_200894232 | node_1329641_938_15277055_665 | 0.033 | und_TAPWIRE_UG | 8104102 | no | no |  |  | no
und_line_TAP_UG_59822 |  | AN | node_8104102_200894335 | node_1329660_524_15278594_745 | 0.033 | und_TAPWIRE_UG | 8104102 | no | no |  |  | no
und_line_TAP_UG_59823 |  | AN | node_8104102_200894338 | node_1329835_292_15278395_019 | 0.033 | und_TAPWIRE_UG | 8104102 | no | no |  |  | no
und_line_TAP_UG_59824 |  | AN | node_8104102_200894343 | node_1329672_581_15278013_282 | 0.033 | und_TAPWIRE_UG | 8104102 | no | no |  |  | no
und_line_TAP_UG_59825 |  | AN | node_8104102_200894347 | node_1329485_262_15278180_94 | 0.033 | und_TAPWIRE_UG | 8104102 | no | no |  |  | no
und_line_TAP_UG_59826 |  | AN | node_8104102_200894350 | node_1329269_233_15278287_696 | 0.033 | und_TAPWIRE_UG | 8104102 | no | no |  |  | no
und_line_TAP_UG_59827 |  | AN | node_8104102_200894353 | node_1329452_905_15278686_523 | 0.033 | und_TAPWIRE_UG | 8104102 | no | no |  |  | no
und_line_TAP_UG_59829 |  | ABCN | node_8104102_200894377 | node_1332102_314_15278100_67 | 0.033 | und_TAPWIRE_UG | 8104102 | no | no |  |  | no
und_line_TAP_UG_59830 |  | AN | node_8104102_200894382 | node_1331982_609_15275778_994 | 0.033 | und_TAPWIRE_UG | 8104102 | no | no |  |  | no
und_line_TAP_UG_59831 |  | AN | node_8104102_200894386 | node_1332295_326_15275529_583 | 0.033 | und_TAPWIRE_UG | 8104102 | no | no |  |  | no
und_line_TAP_UG_59832 |  | AN | node_8104102_200894391 | node_1332617_403_15275744_235 | 0.033 | und_TAPWIRE_UG | 8104102 | no | no |  |  | no
und_line_TAP_UG_59833 |  | ABCN | node_8104102_200894393 | node_1332230_063_15277846_527 | 0.033 | und_TAPWIRE_UG | 8104102 | no | no |  |  | no
und_line_TAP_UG_59834 |  | AN | node_8104102_200894394 | node_1332037_764_15277850_229 | 0.033 | und_TAPWIRE_UG | 8104102 | no | no |  |  | no
und_line_TAP_UG_59835 |  | AN | node_8104102_200894399 | node_1331770_453_15277810_023 | 0.033 | und_TAPWIRE_UG | 8104102 | no | no |  |  | no
und_line_TAP_UG_59836 |  | ABCN | node_8104102_200894403 | node_1332186_575_15277510_624 | 0.033 | und_TAPWIRE_UG | 8104102 | no | no |  |  | no
und_line_TAP_UG_59837 |  | ABN | node_8104102_200894409 | node_1332081_709_15277103_768 | 0.033 | und_TAPWIRE_UG | 8104102 | no | no |  |  | no
und_line_TAP_UG_59838 |  | ABN | node_8104102_200894414 | node_1332052_426_15276736_474 | 0.033 | und_TAPWIRE_UG | 8104102 | no | no |  |  | no
und_line_TAP_UG_59839 |  | AN | node_8104102_200894419 | node_1331959_333_15276472_649 | 0.033 | und_TAPWIRE_UG | 8104102 | no | no |  |  | no
und_line_TAP_UG_59840 |  | AN | node_8104102_200894421 | node_1332015_093_15276217_331 | 0.033 | und_TAPWIRE_UG | 8104102 | no | no |  |  | no
und_line_TAP_UG_59843 |  | AN | node_8104102_200894448 | node_1331824_423_15277445_997 | 0.033 | und_TAPWIRE_UG | 8104102 | no | no |  |  | no
und_line_TAP_UG_59844 |  | AN | node_8104102_200894453 | node_1331780_548_15276959_034 | 0.033 | und_TAPWIRE_UG | 8104102 | no | no |  |  | no
und_line_TAP_UG_59845 |  | AN | node_8104102_200894459 | node_1331677_707_15276532_014 | 0.033 | und_TAPWIRE_UG | 8104102 | no | no |  |  | no
und_line_TAP_UG_59846 |  | AN | node_8104102_200894463 | node_1331483_675_15276325_229 | 0.033 | und_TAPWIRE_UG | 8104102 | no | no |  |  | no
und_line_TAP_UG_59850 |  | AN | node_8104102_200894487 | node_1332363_23_15277109_192 | 0.033 | und_TAPWIRE_UG | 8104102 | no | no |  |  | no
und_line_TAP_UG_59851 |  | AN | node_8104102_200894491 | node_1332321_18_15276689_443 | 0.033 | und_TAPWIRE_UG | 8104102 | no | no |  |  | no
und_line_TAP_UG_59852 |  | AN | node_8104102_200894495 | node_1332255_205_15276343_27 | 0.033 | und_TAPWIRE_UG | 8104102 | no | no |  |  | no
und_line_TAP_UG_59855 |  | AN | node_8104102_200894509 | node_1332225_853_15275992_091 | 0.033 | und_TAPWIRE_UG | 8104102 | no | no |  |  | no
und_line_TAP_UG_59856 |  | AN | node_8104102_200894515 | node_1329390_981_15276633_131 | 0.033 | und_TAPWIRE_UG | 8104102 | no | no |  |  | no
und_line_TAP_UG_59857 |  | AN | node_8104102_200894522 | node_1330159_13_15276628_624 | 0.033 | und_TAPWIRE_UG | 8104102 | no | no |  |  | no
und_line_TAP_UG_59990 |  | AN | node_8104102_200953530 | node_1339729_591_15272987_307 | 0.033 | und_TAPWIRE_UG | 8104102 | no | no |  |  | no
und_line_TAP_UG_61393 |  | AN | node_8104102_200972796 | node_1350873_295_15263749_938 | 0.033 | und_TAPWIRE_UG | 8104102 | no | no |  |  | no
und_line_TAP_UG_61635 |  | AN | node_8104102_200973150 | node_1339137_502_15273625_419 | 0.033 | und_TAPWIRE_UG | 8104102 | no | no |  |  | no
und_line_TAP_UG_61639 |  | AN | node_8104102_200973154 | node_1339651_444_15273819_635 | 0.033 | und_TAPWIRE_UG | 8104102 | no | no |  |  | no
und_line_TAP_UG_61788 |  | AN | node_8104102_200973320 | node_1342483_651_15266055_108 | 0.033 | und_TAPWIRE_UG | 8104102 | no | no |  |  | no
und_line_TAP_UG_62885 |  | AN | node_8104102_200983592 | node_1359102_908_15263795_556 | 0.033 | und_TAPWIRE_UG | 8104102 | no | no |  |  | no
und_line_TAP_UG_63347 |  | AN | node_8104102_201004022 | node_1353400_658_15265926_889 | 0.033 | und_TAPWIRE_UG | 8104102 | no | no |  |  | no
und_line_TAP_UG_63994 |  | AN | node_8104102_201009930 | node_1354316_506_15263590_727 | 0.033 | und_TAPWIRE_UG | 8104102 | no | no |  |  | no
und_line_TAP_UG_65379 |  | AN | node_8104102_201027516 | node_1348310_725_15274532_476 | 0.033 | und_TAPWIRE_UG | 8104102 | no | no |  |  | no
und_line_TAP_UG_65380 |  | AN | node_8104102_201027517 | node_1343637_062_15277615_408 | 0.033 | und_TAPWIRE_UG | 8104102 | no | no |  |  | no
und_line_TAP_UG_65381 |  | AN | node_8104102_201027519 | node_1332278_233_15272746_78 | 0.033 | und_TAPWIRE_UG | 8104102 | no | no |  |  | no
und_line_TAP_UG_65385 |  | AN | node_8104102_201027523 | node_1350448_675_15275165_084 | 0.033 | und_TAPWIRE_UG | 8104102 | no | no |  |  | no
und_line_TAP_UG_65386 |  | AN | node_8104102_201027525 | node_1356887_637_15262971_481 | 0.033 | und_TAPWIRE_UG | 8104102 | no | no |  |  | no
und_line_TAP_UG_65387 |  | AN | node_8104102_201027526 | node_1354622_27_15260912_952 | 0.033 | und_TAPWIRE_UG | 8104102 | no | no |  |  | no
und_line_TAP_UG_65388 |  | AN | node_8104102_201027527 | node_1349506_139_15260087_828 | 0.033 | und_TAPWIRE_UG | 8104102 | no | no |  |  | no
und_line_TAP_UG_65391 |  | AN | node_8104102_201027530 | node_1348750_45_15266474_898 | 0.033 | und_TAPWIRE_UG | 8104102 | no | no |  |  | no
und_line_TAP_UG_65399 |  | AN | node_8104102_201027758 | node_1337849_769_15273212_53 | 0.033 | und_TAPWIRE_UG | 8104102 | no | no |  |  | no
und_line_TAP_UG_65400 |  | ABCN | node_8104102_201027783 | node_1329962_673_15278811_209 | 0.033 | und_TAPWIRE_UG | 8104102 | no | no |  |  | no
und_line_TAP_UG_65401 |  | AN | node_8104102_201027784 | node_1344514_307_15280350_916 | 0.033 | und_TAPWIRE_UG | 8104102 | no | no |  |  | no
und_line_TAP_UG_65402 |  | AN | node_8104102_201027786 | node_1337966_327_15273631_476 | 0.033 | und_TAPWIRE_UG | 8104102 | no | no |  |  | no
und_line_TAP_UG_65403 |  | AN | node_8104102_201027791 | node_1359608_811_15257612_608 | 0.033 | und_TAPWIRE_UG | 8104102 | no | no |  |  | no
und_line_TAP_UG_65405 |  | AN | node_8104102_201027794 | node_1352168_662_15267526_027 | 0.033 | und_TAPWIRE_UG | 8104102 | no | no |  |  | no
und_line_TAP_UG_65406 |  | AN | node_8104102_201027795 | node_1344567_774_15270048_036 | 0.033 | und_TAPWIRE_UG | 8104102 | no | no |  |  | no
und_line_TAP_UG_65415 |  | AN | node_8104102_201028066 | node_1348573_624_15266791_581 | 0.033 | und_TAPWIRE_UG | 8104102 | no | no |  |  | no
und_line_TAP_UG_771025 |  | ABCN | node_8104102_310003924 | node_1329777_804_15279159_93 | 0.033 | und_TAPWIRE_UG | 8104102 | no | no |  |  | no
und_line_TAP_UG_771026 |  | AN | node_8104102_201042284 | node_1338600_122_15273029_245 | 0.033 | und_TAPWIRE_UG | 8104102 | no | no |  |  | no
und_line_TAP_UG_771027 |  | AN | node_8104102_201042286 | node_1338821_867_15273235_728 | 0.033 | und_TAPWIRE_UG | 8104102 | no | no |  |  | no
und_line_TAP_UG_1126693 |  | AN | node_8104102_201045633 | node_1325117_498_15276236_948 | 0.033 | und_TAPWIRE_UG | 8104102 | no | no |  |  | no
und_line_TAP_UG_1350620 |  | AN | node_8104102_311891583 | node_1360300_871_15263133_352 | 0.033 | und_TAPWIRE_UG | 8104102 | no | no |  |  | no
und_line_TAP_UG_1572702 |  | AN | node_8104102_311929008 | node_1351170_906_15264712_889 | 0.033 | und_TAPWIRE_UG | 8104102 | no | no |  |  | no
und_line_TAP_UG_1628351 |  | AN | node_8104102_311934813 | node_1347199_044_15273454_954 | 0.033 | und_TAPWIRE_UG | 8104102 | no | no |  |  | no
und_line_TAP_UG_1905640 |  | AN | node_8104102_312009209 | node_1341490_405_15265617_427 | 0.033 | und_TAPWIRE_UG | 8104102 | no | no |  |  | no
und_line_TAP_UG_2250952 |  | ABCN | node_8104102_312062020 | node_1340997_798_15281674_45 | 0.033 | und_TAPWIRE_UG | 8104102 | no | no |  |  | no

## underground_line_conductor
data_type | static
owner_type | feeder
owner | 8104102
object | underground_line_conductor
name | groupid | outer_diameter | conductor_gmr | conductor_diameter | conductor_resistance | neutral_gmr | neutral_diameter | neutral_resistance | neutral_strands | insulation_relative_permitivitty | shield_gmr | shield_resistance | rating_summer_continuous | rating_summer_emergency | rating_winter_continuous | rating_winter_emergency | dcircuit | selected | comments
und_cond_1P_1/0ALURD_1/0AL(N) | [12 empty] | 160 | 160 | 180 | 180 |  | no
und_cond_1P_2ALURD_2AL(N) | [12 empty] | 125 | 125 | 140 | 140 |  | no
und_cond_1P_4CUURD_4CU(N) | [12 empty] | 109 | 109 | 114 | 114 |  | no
und_cond_1P_DELTACUST | [12 empty] | 685 | 685 | 685 | 685 |  | no
und_cond_1P_WYECUST | [12 empty] | 685 | 685 | 685 | 685 |  | no
und_cond_2P_1/0ALURD_1/0AL(N) | [12 empty] | 160 | 160 | 180 | 180 |  | no
und_cond_2P_2ALURD_2AL(N) | [12 empty] | 125 | 125 | 140 | 140 |  | no
und_cond_3P_1/0ALURD_1/0AL(N) | [12 empty] | 160 | 160 | 180 | 180 |  | no
und_cond_3P_2ALURD_2AL(N) | [12 empty] | 125 | 125 | 140 | 140 |  | no
und_cond_3P_WYECUST | [12 empty] | 685 | 685 | 685 | 685 |  | no
und_cond_TAPWIRE_UG | [12 empty] | 99999999 | 99999999 | 99999999 | 99999999 |  | no