## capacitor
data_type | static
owner_type | feeder
owner | 8101705
object | capacitor
name | groupid | parent | phases | nominal_voltage | pt_phase | phases_connected | switchA | switchB | switchC | control | voltage_set_high | voltage_set_low | VAr_set_high | VAr_set_low | current_set_high | current_set_low | capacitor_A | capacitor_B | capacitor_C | cap_nominal_voltage | time_delay | dwell_time | lockout_time | remote_sense | remote_sense_B | control_level | dcircuit | selected | monitored | monitored_fields | class_monitored_fields | played | played_fields | comments
cap_220368911 |  | node_1386699_333_15349683_279 | AN | 0 |  | AN | CLOSED |  |  | MANUAL | [6 empty] | 50000 |  |  | 4800 | [6 empty] | 8101705 | no | no |  |  | no
cap_220368936 |  | node_1396885_046_15311689_12 | ABCN | 0 |  | ABCN | CLOSED | CLOSED | CLOSED | MANUAL | [6 empty] | 100000 | 100000 | 100000 | 4800 | [6 empty] | 8101705 | no | no |  |  | no
cap_220369132 |  | node_1372580_24_15327652_737 | ABCN | 0 |  | ABCN | CLOSED | CLOSED | CLOSED | MANUAL | [6 empty] | 50000 | 50000 | 50000 | 4800 | [6 empty] | 8101705 | no | no |  |  | no
cap_220369155 |  | node_1379888_126_15327104_537 | AN | 0 |  | AN | CLOSED |  |  | MANUAL | [6 empty] | 50000 |  |  | 4800 | [6 empty] | 8101705 | no | no |  |  | no
cap_220536757 |  | node_1377818_184_15336307_412 | ABCN | 0 |  | ABCN | CLOSED | CLOSED | CLOSED | MANUAL | [6 empty] | 50000 | 50000 | 50000 | 4800 | [6 empty] | 8101705 | no | no |  |  | no
cap_220614318 |  | node_1377810_081_15336307_093 | ABCN | 0 |  | ABCN | CLOSED | CLOSED | CLOSED | MANUAL | [6 empty] | 50000 | 50000 | 50000 | 4800 | [6 empty] | 8101705 | no | no |  |  | no
cap_312143091 |  | node_1392070_562_15352894_367 | ABCN | 0 |  | ABCN | CLOSED | CLOSED | CLOSED | MANUAL | [6 empty] | 150000 | 150000 | 150000 | 19920 | [6 empty] | 8101705 | no | no |  |  | no

## feeder
data_type | static
owner_type | feeder
owner | 8101705
object | feeder
name | transmission_bus | ARC | ADR | slack_bus | nom_voltages | num_nodes | num_ohlines | num_uglines | num_transformers | num_generators | num_pvs | num_storages | num_loads | miles | mw | mvar | losses_mw | losses_mvar | comments | use_feeder_load_shape | load_shape_scale | use_feeder_pv_shape | pv_shape_scale | description | restore_time | griddisconnect_scenario_probability | gridconnect_scenario_probability | use_energy_not_served | VOLL | discount_rate | yearly_load_growth_percent | planning_horizon | enable_traditional_project_deferral | lifetime_of_investment_years | start_year | base_year | year_the_investment_is_committed | revenue_requirement_scaling_factor | discount_rate | inflation_rate_for_investment | traditional_project_invested_capital | periodicity_of_investment_in_years | priority | maximum_total_investment_cost | DER_portfolio_NPV | DER_portfolio_BC_ratio | total_system_energy_avoided_cost_NPV | total_system_capacity_avoided_cost_NPV | total_system_ancillary_services_avoided_cost_NPV | total_system_CO2_avoided_cost_NPV | total_system_loss_of_load_avoided_cost_NPV | total_system_distribution_capacity_avoided_cost_NPV | total_system_investment_and_operational_cost_NPV | feeder_solar_pv_operating_cost_USdollarperkWh | feeder_energy_storage_operating_cost_USdollarperkWh | feeder_distributed_generator_operating_cost_USdollarperkWh | feeder_distributed_generator_CO2_cost_USdollarperkWh | feeder_demand_response_operating_cost_USdollarperkWh | feeder_solar_pv_investment_cost_USdollarperkW | feeder_energy_storage_investment_cost_USdollarperkW | feeder_distributed_generator_investment_cost_USdollarperkW | feeder_demand_response_investment_cost_USdollarperkW
8101705 |  | ts_slack | none | node_SOURCE_8101705 | 0.0,19918.584,2771.281,385.57,7199.558 | 3012 | 2665 | 122 | 25 | 0 | 0 | 0 | 947 | 70.948 | 13.235 | 5.638 | 0 | 0 |  | 0 | 0 | 1 | 0 |  | 0 | 0 | 0 | 0 | 0 | 0 | 0 | 0 | 0 | 0 | 0 | 0 | 0 | 0 | 0 | 0 | 0 | 0 | 0 | 999999999 | 0 | 0 | 0 | 0 | 0 | 0 | 0 | 0 | 0 | 0 | 0 | 0 | 0 | 0 | 0 | 0 | 0 | 0

## fuse
data_type | static
owner_type | feeder
owner | 8101705
object | fuse
name | groupid | phases | fr | to | phase_A_status | phase_B_status | phase_C_status | repair_dist_type | current_limit | mean_replacement_time | status | dcircuit | selected | monitored | monitored_fields | class_monitored_fields | played | played_fields | comments
fuse_220382473 |  | AD | node_intto1_8101705_200817314 | node_8101705_200817314 | GOOD | GOOD | GOOD |  | 25 |  |  | 8101705 | no | no |  |  | no
fuse_220382474 |  | AN | node_intto1_220382474 | node_220382474 | GOOD | GOOD | GOOD |  | 8 |  |  | 8101705 | no | no |  |  | no
fuse_220382475 |  | AD | node_intto1_8101705_200817301 | node_8101705_200817301 | GOOD | GOOD | GOOD |  | 25 |  |  | 8101705 | no | no |  |  | no
fuse_220382479 |  | AN | node_intto1_8101705_200816860 | node_8101705_200816860 | GOOD | GOOD | GOOD |  | 25 |  |  | 8101705 | no | no |  |  | no
fuse_220382485 |  | AD | node_intto1_8101705_200816968 | node_8101705_200816968 | GOOD | GOOD | GOOD |  | 40 |  |  | 8101705 | no | no |  |  | no
fuse_220382494 |  | AN | node_intto1_8101705_200817676 | node_8101705_200817676 | GOOD | GOOD | GOOD |  | 25 |  |  | 8101705 | no | no |  |  | no
fuse_220382502 |  | AD | node_intto1_220382502 | node_220382502 | GOOD | GOOD | GOOD |  | 25 |  |  | 8101705 | no | no |  |  | no
fuse_220382505 |  | ABCN | node_intto1_8101705_200948220 | node_8101705_200948220 | GOOD | GOOD | GOOD |  | 15 |  |  | 8101705 | no | no |  |  | no
fuse_220382506 |  | AD | node_intto1_8101705_200816863 | node_8101705_200816863 | GOOD | GOOD | GOOD |  | 25 |  |  | 8101705 | no | no |  |  | no
fuse_220382529 |  | AN | node_intto1_220382529 | node_220382529 | GOOD | GOOD | GOOD |  | 40 |  |  | 8101705 | no | no |  |  | no
fuse_220382530 |  | AD | node_intto1_220382530 | node_220382530 | GOOD | GOOD | GOOD |  | 8 |  |  | 8101705 | no | no |  |  | no
fuse_220382531 |  | AN | node_intto1_220382531 | node_220382531 | GOOD | GOOD | GOOD |  | 8 |  |  | 8101705 | no | no |  |  | no
fuse_220382532 |  | AN | node_intto1_8101705_200949107 | node_8101705_200949107 | GOOD | GOOD | GOOD |  | 40 |  |  | 8101705 | no | no |  |  | no
fuse_220382537 |  | AD | node_intto1_8101705_200816556 | node_8101705_200816556 | GOOD | GOOD | GOOD |  | 25 |  |  | 8101705 | no | no |  |  | no
fuse_220382538 |  | AD | node_intto1_8101705_200817560 | node_8101705_200817560 | GOOD | GOOD | GOOD |  | 50 |  |  | 8101705 | no | no |  |  | no
fuse_220382545 |  | ABCN | node_intto1_8101705_200824292 | node_8101705_200824292 | GOOD | GOOD | GOOD |  | 100 |  |  | 8101705 | no | no |  |  | no
fuse_220382559 |  | AD | node_intto1_220382559 | node_220382559 | GOOD | GOOD | GOOD |  | 30 |  |  | 8101705 | no | no |  |  | no
fuse_220382563 |  | AN | node_intto1_220382563 | node_220382563 | GOOD | GOOD | GOOD |  | 85 |  |  | 8101705 | no | no |  |  | no
fuse_220382564 |  | AD | node_intto1_8101705_200824520 | node_8101705_200824520 | GOOD | GOOD | GOOD |  | 25 |  |  | 8101705 | no | no |  |  | no
fuse_220382568 |  | AN | node_intto1_8101705_200824490 | node_8101705_200824490 | GOOD | GOOD | GOOD |  | 40 |  |  | 8101705 | no | no |  |  | no
fuse_220382569 |  | ABCN | node_intto1_8101705_200824299 | node_8101705_200824299 | GOOD | GOOD | GOOD |  | 100 |  |  | 8101705 | no | no |  |  | no
fuse_220382572 |  | AN | node_intto1_8101705_200824378 | node_8101705_200824378 | GOOD | GOOD | GOOD |  | 25 |  |  | 8101705 | no | no |  |  | no
fuse_220382574 |  | AN | node_intto1_8101705_200824373 | node_8101705_200824373 | GOOD | GOOD | GOOD |  | 40 |  |  | 8101705 | no | no |  |  | no
fuse_220382580 |  | AN | node_intto1_8101705_200823439 | node_8101705_200823439 | GOOD | GOOD | GOOD |  | 30 |  |  | 8101705 | no | no |  |  | no
fuse_220382584 |  | AD | node_intto1_8101705_200823655 | node_8101705_200823655 | GOOD | GOOD | GOOD |  | 30 |  |  | 8101705 | no | no |  |  | no
fuse_220382585 |  | AD | node_intto1_8101705_200823650 | node_8101705_200823650 | GOOD | GOOD | GOOD |  | 60 |  |  | 8101705 | no | no |  |  | no
fuse_220382587 |  | AN | node_intto1_220382587 | node_220382587 | GOOD | GOOD | GOOD |  | 12 |  |  | 8101705 | no | no |  |  | no
fuse_220382589 |  | AD | node_intto1_8101705_200823474 | node_8101705_200823474 | GOOD | GOOD | GOOD |  | 40 |  |  | 8101705 | no | no |  |  | no
fuse_220382590 |  | AD | node_intto1_8101705_200824549 | node_8101705_200824549 | GOOD | GOOD | GOOD |  | 25 |  |  | 8101705 | no | no |  |  | no
fuse_220382612 |  | AN | node_intto1_8101705_200824578 | node_8101705_200824578 | GOOD | GOOD | GOOD |  | 40 |  |  | 8101705 | no | no |  |  | no
fuse_220382613 |  | AD | node_intto1_8101705_200824013 | node_8101705_200824013 | GOOD | GOOD | GOOD |  | 75 |  |  | 8101705 | no | no |  |  | no
fuse_220382630 |  | AN | node_intto1_8101705_200824534 | node_8101705_200824534 | GOOD | GOOD | GOOD |  | 8 |  |  | 8101705 | no | no |  |  | no
fuse_220382669 |  | AD | node_intto1_8101705_200824906 | node_8101705_200824906 | GOOD | GOOD | GOOD |  | 100 |  |  | 8101705 | no | no |  |  | no
fuse_220382673 |  | AD | node_intto1_8101705_200824978 | node_8101705_200824978 | GOOD | GOOD | GOOD |  | 75 |  |  | 8101705 | no | no |  |  | no
fuse_220382674 |  | AD | node_intto1_8101705_200824950 | node_8101705_200824950 | GOOD | GOOD | GOOD |  | 40 |  |  | 8101705 | no | no |  |  | no
fuse_220382678 |  | AN | node_intto1_8101705_200824895 | node_8101705_200824895 | GOOD | GOOD | GOOD |  | 40 |  |  | 8101705 | no | no |  |  | no
fuse_220382679 |  | ABCN | node_intto1_220382679 | node_220382679 | GOOD | GOOD | GOOD |  | 12 |  |  | 8101705 | no | no |  |  | no
fuse_220382683 |  | AN | node_intto1_8101705_200823250 | node_8101705_200823250 | GOOD | GOOD | GOOD |  | 40 |  |  | 8101705 | no | no |  |  | no
fuse_220382684 |  | AD | node_intto1_8101705_200824418 | node_8101705_200824418 | GOOD | GOOD | GOOD |  | 40 |  |  | 8101705 | no | no |  |  | no
fuse_220382685 |  | ABCD | node_intto1_8101705_200821608 | node_8101705_200821608 | GOOD | GOOD | GOOD |  | 65 |  |  | 8101705 | no | no |  |  | no
fuse_220382700 |  | AN | node_intto1_220382700 | node_220382700 | GOOD | GOOD | GOOD |  | 50 |  |  | 8101705 | no | no |  |  | no
fuse_220382704 |  | AN | node_intto1_220382704 | node_220382704 | GOOD | GOOD | GOOD |  | 50 |  |  | 8101705 | no | no |  |  | no
fuse_220382706 |  | AN | node_intto1_8101705_200821908 | node_8101705_200821908 | GOOD | GOOD | GOOD |  | 40 |  |  | 8101705 | no | no |  |  | no
fuse_220382707 |  | AN | node_intto1_8101705_201018775 | node_8101705_201018775 | GOOD | GOOD | GOOD |  | 40 |  |  | 8101705 | no | no |  |  | no
fuse_220382708 |  | AN | node_intto1_8101705_200821890 | node_8101705_200821890 | GOOD | GOOD | GOOD |  | 40 |  |  | 8101705 | no | no |  |  | no
fuse_220382710 |  | AN | node_intto1_8101705_200821754 | node_8101705_200821754 | GOOD | GOOD | GOOD |  | 40 |  |  | 8101705 | no | no |  |  | no
fuse_220382712 |  | AN | node_intto1_8101705_200823177 | node_8101705_200823177 | GOOD | GOOD | GOOD |  | 40 |  |  | 8101705 | no | no |  |  | no
fuse_220382713 |  | AD | node_intto1_8101705_200821822 | node_8101705_200821822 | GOOD | GOOD | GOOD |  | 75 |  |  | 8101705 | no | no |  |  | no
fuse_220382714 |  | AN | node_intto1_8101705_200821820 | node_8101705_200821820 | GOOD | GOOD | GOOD |  | 20 |  |  | 8101705 | no | no |  |  | no
fuse_220382715 |  | ABCN | node_intto1_8101705_200823257 | node_8101705_200823257 | GOOD | GOOD | GOOD |  | 40 |  |  | 8101705 | no | no |  |  | no
fuse_220382716 |  | ABCN | node_intto1_8101705_200823206 | node_8101705_200823206 | GOOD | GOOD | GOOD |  | 65 |  |  | 8101705 | no | no |  |  | no
fuse_220382717 |  | AN | node_intto1_8101705_200824562 | node_8101705_200824562 | GOOD | GOOD | GOOD |  | 40 |  |  | 8101705 | no | no |  |  | no
fuse_220382719 |  | ABCN | node_intto1_8101705_200950719 | node_8101705_200950719 | GOOD | GOOD | GOOD |  | 100 |  |  | 8101705 | no | no |  |  | no
fuse_220382720 |  | ABCN | node_intto1_220382720 | node_220382720 | GOOD | GOOD | GOOD |  | 10 |  |  | 8101705 | no | no |  |  | no
fuse_220382721 |  | ABCN | node_intto1_8101705_200820659 | node_8101705_200820659 | GOOD | GOOD | GOOD |  | 100 |  |  | 8101705 | no | no |  |  | no
fuse_220382722 |  | ABCN | node_intto1_220382722 | node_220382722 | GOOD | GOOD | GOOD |  | 100 |  |  | 8101705 | no | no |  |  | no
fuse_220382723 |  | ABCN | node_intto1_220382723 | node_220382723 | GOOD | GOOD | GOOD |  | 40 |  |  | 8101705 | no | no |  |  | no
fuse_220382724 |  | ABCN | node_intto1_220382724 | node_220382724 | GOOD | GOOD | GOOD |  | 40 |  |  | 8101705 | no | no |  |  | no
fuse_220382725 |  | ABCN | node_intto1_8101705_200820649 | node_8101705_200820649 | GOOD | GOOD | GOOD |  | 100 |  |  | 8101705 | no | no |  |  | no
fuse_220382727 |  | ABCN | node_intto1_8101705_200820646 | node_8101705_200820646 | GOOD | GOOD | GOOD |  | 100 |  |  | 8101705 | no | no |  |  | no
fuse_220382728 |  | ABCN | node_intto1_8101705_311878802 | node_8101705_311878802 | GOOD | GOOD | GOOD |  | 10 |  |  | 8101705 | no | no |  |  | no
fuse_220382735 |  | ABCN | node_intto1_220382735 | node_220382735 | GOOD | GOOD | GOOD |  | 100 |  |  | 8101705 | no | no |  |  | no
fuse_220382740 |  | ABCN | node_intto1_8101705_200820544 | node_8101705_200820544 | GOOD | GOOD | GOOD |  | 8 |  |  | 8101705 | no | no |  |  | no
fuse_220382742 |  | ABCN | node_intto1_8101705_200821256 | node_8101705_200821256 | GOOD | GOOD | GOOD |  | 2 |  |  | 8101705 | no | no |  |  | no
fuse_220382743 |  | ABCN | node_intto1_220382743 | node_220382743 | GOOD | GOOD | GOOD |  | 50 |  |  | 8101705 | no | no |  |  | no
fuse_220382744 |  | ABCN | node_intto1_220382744 | node_220382744 | GOOD | GOOD | GOOD |  | 25 |  |  | 8101705 | no | no |  |  | no
fuse_220382746 |  | ABCN | node_intto1_220382746 | node_220382746 | GOOD | GOOD | GOOD |  | 50 |  |  | 8101705 | no | no |  |  | no
fuse_220382747 |  | ABCN | node_intto1_220382747 | node_220382747 | GOOD | GOOD | GOOD |  | 20 |  |  | 8101705 | no | no |  |  | no
fuse_220382748 |  | ABCN | node_intto1_8101705_201004618 | node_8101705_201004618 | GOOD | GOOD | GOOD |  | 50 |  |  | 8101705 | no | no |  |  | no
fuse_220382749 |  | ABCD | node_intto1_8101705_200821229 | node_8101705_200821229 | GOOD | GOOD | GOOD |  | 100 |  |  | 8101705 | no | no |  |  | no
fuse_220382751 |  | ABCN | node_intto1_8101705_200820887 | node_8101705_200820887 | GOOD | GOOD | GOOD |  | 75 |  |  | 8101705 | no | no |  |  | no
fuse_220382770 |  | AN | node_intto1_220382770 | node_220382770 | GOOD | GOOD | GOOD |  | 12 |  |  | 8101705 | no | no |  |  | no
fuse_220382771 |  | AD | node_intto1_8101705_200823207 | node_8101705_200823207 | GOOD | GOOD | GOOD |  | 65 |  |  | 8101705 | no | no |  |  | no
fuse_220382772 |  | AN | node_intto1_220382772 | node_220382772 | GOOD | GOOD | GOOD |  | 20 |  |  | 8101705 | no | no |  |  | no
fuse_220382773 |  | AD | node_intto1_8101705_200823194 | node_8101705_200823194 | GOOD | GOOD | GOOD |  | 30 |  |  | 8101705 | no | no |  |  | no
fuse_220382774 |  | AN | node_intto1_220382774 | node_220382774 | GOOD | GOOD | GOOD |  | 8 |  |  | 8101705 | no | no |  |  | no
fuse_220382775 |  | AN | node_intto1_8101705_200823518 | node_8101705_200823518 | GOOD | GOOD | GOOD |  | 40 |  |  | 8101705 | no | no |  |  | no
fuse_220382776 |  | AN | node_intto1_8101705_200914642 | node_8101705_200914642 | GOOD | GOOD | GOOD |  | 40 |  |  | 8101705 | no | no |  |  | no
fuse_220382778 |  | AN | node_intto1_220382778 | node_220382778 | GOOD | GOOD | GOOD |  | 50 |  |  | 8101705 | no | no |  |  | no
fuse_220382787 |  | AN | node_intto1_8101705_200823112 | node_8101705_200823112 | GOOD | GOOD | GOOD |  | 40 |  |  | 8101705 | no | no |  |  | no
fuse_220382788 |  | AN | node_intto1_8101705_200821999 | node_8101705_200821999 | GOOD | GOOD | GOOD |  | 40 |  |  | 8101705 | no | no |  |  | no
fuse_220382789 |  | ABN | node_intto1_220382789 | node_220382789 | GOOD | GOOD | GOOD |  | 8 |  |  | 8101705 | no | no |  |  | no
fuse_220382790 |  | AD | node_intto1_8101705_200822096 | node_8101705_200822096 | GOOD | GOOD | GOOD |  | 50 |  |  | 8101705 | no | no |  |  | no
fuse_220382791 |  | AN | node_intto1_220382791 | node_220382791 | GOOD | GOOD | GOOD |  | 12 |  |  | 8101705 | no | no |  |  | no
fuse_220382792 |  | ABN | node_intto1_8101705_200822086 | node_8101705_200822086 | GOOD | GOOD | GOOD |  | 40 |  |  | 8101705 | no | no |  |  | no
fuse_220382793 |  | ABN | node_intto1_8101705_200822064 | node_8101705_200822064 | GOOD | GOOD | GOOD |  | 40 |  |  | 8101705 | no | no |  |  | no
fuse_220382794 |  | ABN | node_intto1_8101705_200822065 | node_8101705_200822065 | GOOD | GOOD | GOOD |  | 40 |  |  | 8101705 | no | no |  |  | no
fuse_220382796 |  | ABCN | node_intto1_220382796 | node_220382796 | GOOD | GOOD | GOOD |  | 100 |  |  | 8101705 | no | no |  |  | no
fuse_220382797 |  | AN | node_intto1_8101705_200823998 | node_8101705_200823998 | GOOD | GOOD | GOOD |  | 40 |  |  | 8101705 | no | no |  |  | no
fuse_220382798 |  | AN | node_intto1_8101705_200821983 | node_8101705_200821983 | GOOD | GOOD | GOOD |  | 40 |  |  | 8101705 | no | no |  |  | no
fuse_220382799 |  | AN | node_intto1_8101705_200821960 | node_8101705_200821960 | GOOD | GOOD | GOOD |  | 40 |  |  | 8101705 | no | no |  |  | no
fuse_220382800 |  | AN | node_intto1_8101705_200821953 | node_8101705_200821953 | GOOD | GOOD | GOOD |  | 40 |  |  | 8101705 | no | no |  |  | no
fuse_220382801 |  | ABN | node_intto1_8101705_200824205 | node_8101705_200824205 | GOOD | GOOD | GOOD |  | 40 |  |  | 8101705 | no | no |  |  | no
fuse_220382802 |  | AN | node_intto1_220382802 | node_220382802 | GOOD | GOOD | GOOD |  | 50 |  |  | 8101705 | no | no |  |  | no
fuse_220382803 |  | AN | node_intto1_8101705_200822057 | node_8101705_200822057 | GOOD | GOOD | GOOD |  | 40 |  |  | 8101705 | no | no |  |  | no
fuse_220382812 |  | AD | node_intto1_8101705_200822045 | node_8101705_200822045 | GOOD | GOOD | GOOD |  | 30 |  |  | 8101705 | no | no |  |  | no
fuse_220387960 |  | AD | node_intto1_8101705_200843543 | node_8101705_200843543 | GOOD | GOOD | GOOD |  | 50 |  |  | 8101705 | no | no |  |  | no
fuse_220387964 |  | AN | node_intto1_220387964 | node_220387964 | GOOD | GOOD | GOOD |  | 20 |  |  | 8101705 | no | no |  |  | no
fuse_220387965 |  | ABCN | node_intto1_8101705_200843605 | node_8101705_200843605 | GOOD | GOOD | GOOD |  | 40 |  |  | 8101705 | no | no |  |  | no
fuse_220387968 |  | AD | node_intto1_8101705_200843730 | node_8101705_200843730 | GOOD | GOOD | GOOD |  | 40 |  |  | 8101705 | no | no |  |  | no
fuse_220387969 |  | AN | node_intto1_8101705_200843737 | node_8101705_200843737 | GOOD | GOOD | GOOD |  | 40 |  |  | 8101705 | no | no |  |  | no
fuse_220388040 |  | AD | node_intto1_8101705_200841458 | node_8101705_200841458 | GOOD | GOOD | GOOD |  | 30 |  |  | 8101705 | no | no |  |  | no
fuse_220388066 |  | AD | node_intto1_8101705_200843590 | node_8101705_200843590 | GOOD | GOOD | GOOD |  | 75 |  |  | 8101705 | no | no |  |  | no
fuse_220388119 |  | ABCN | node_intto1_8101705_200843496 | node_8101705_200843496 | GOOD | GOOD | GOOD |  | 30 |  |  | 8101705 | no | no |  |  | no
fuse_220388584 |  | ABCD | node_intto1_8101705_200974939 | node_8101705_200974939 | GOOD | GOOD | GOOD |  | 40 |  |  | 8101705 | no | no |  |  | no
fuse_220388592 |  | AD | node_intto1_8101705_200841428 | node_8101705_200841428 | GOOD | GOOD | GOOD |  | 40 |  |  | 8101705 | no | no |  |  | no
fuse_220388638 |  | ABCD | node_intto1_8101705_200841508 | node_8101705_200841508 | GOOD | GOOD | GOOD |  | 65 |  |  | 8101705 | no | no |  |  | no
fuse_220388654 |  | ABCD | node_intto1_8101705_200841568 | node_8101705_200841568 | GOOD | GOOD | GOOD |  | 100 |  |  | 8101705 | no | no |  |  | no
fuse_220388656 |  | ABCD | node_intto1_8101705_200841540 | node_8101705_200841540 | GOOD | GOOD | GOOD |  | 50 |  |  | 8101705 | no | no |  |  | no
fuse_220388658 |  | ABCD | node_intto1_8101705_200841548 | node_8101705_200841548 | GOOD | GOOD | GOOD |  | 100 |  |  | 8101705 | no | no |  |  | no
fuse_220388660 |  | ABCD | node_intto1_8101705_200841550 | node_8101705_200841550 | GOOD | GOOD | GOOD |  | 60 |  |  | 8101705 | no | no |  |  | no
fuse_220388661 |  | ABCD | node_intto1_8101705_311856254 | node_8101705_311856254 | GOOD | GOOD | GOOD |  | 20 |  |  | 8101705 | no | no |  |  | no
fuse_220388662 |  | ABCN | node_intto1_8101705_200841530 | node_8101705_200841530 | GOOD | GOOD | GOOD |  | 50 |  |  | 8101705 | no | no |  |  | no
fuse_220388692 |  | ABCD | node_intto1_8101705_200840998 | node_8101705_200840998 | GOOD | GOOD | GOOD |  | 40 |  |  | 8101705 | no | no |  |  | no
fuse_220388755 |  | AD | node_intto1_8101705_200840992 | node_8101705_200840992 | GOOD | GOOD | GOOD |  | 40 |  |  | 8101705 | no | no |  |  | no
fuse_220535397 |  | ABCD | node_intto1_8101705_200974984 | node_8101705_200974984 | GOOD | GOOD | GOOD |  | 65 |  |  | 8101705 | no | no |  |  | no
fuse_220536746 |  | AD | node_intto1_8101705_200843618 | node_8101705_200843618 | GOOD | GOOD | GOOD |  | 40 |  |  | 8101705 | no | no |  |  | no
fuse_220539888 |  | AN | node_intto1_8101705_200981752 | node_8101705_200981752 | GOOD | GOOD | GOOD |  | 30 |  |  | 8101705 | no | no |  |  | no
fuse_220544159 |  | AN | node_intto1_8101705_200979028 | node_8101705_200979028 | GOOD | GOOD | GOOD |  | 25 |  |  | 8101705 | no | no |  |  | no
fuse_220573434 |  | AD | node_intto1_8101705_200817252 | node_8101705_200817252 | GOOD | GOOD | GOOD |  | 30 |  |  | 8101705 | no | no |  |  | no
fuse_220575417 |  | AN | node_intto1_8101705_201009913 | node_8101705_201009913 | GOOD | GOOD | GOOD |  | 25 |  |  | 8101705 | no | no |  |  | no
fuse_220623211 |  | AD | node_intto1_8101705_201040453 | node_8101705_201040453 | GOOD | GOOD | GOOD |  | 40 |  |  | 8101705 | no | no |  |  | no
fuse_220623932 |  | AD | node_intto1_8101705_200823528 | node_8101705_200823528 | GOOD | GOOD | GOOD |  | 65 |  |  | 8101705 | no | no |  |  | no
fuse_220623933 |  | AD | node_intto1_8101705_200824939 | node_8101705_200824939 | GOOD | GOOD | GOOD |  | 65 |  |  | 8101705 | no | no |  |  | no
fuse_220637573 |  | ABCN | node_intto1_8101705_201055818 | node_8101705_201055818 | GOOD | GOOD | GOOD |  | 140 |  |  | 8101705 | no | no |  |  | no
fuse_220646703 |  | AN | node_intto1_220646703 | node_220646703 | GOOD | GOOD | GOOD |  | 40 |  |  | 8101705 | no | no |  |  | no
fuse_310021948 |  | ABCN | node_intto1_8101705_200821266 | node_8101705_200821266 | GOOD | GOOD | GOOD |  | 8 |  |  | 8101705 | no | no |  |  | no
fuse_310023157 |  | ABCN | node_intto1_8101705_200821254 | node_8101705_200821254 | GOOD | GOOD | GOOD |  | 2 |  |  | 8101705 | no | no |  |  | no
fuse_310033407 |  | ABCD | node_intto1_8101705_200821201 | node_8101705_200821201 | GOOD | GOOD | GOOD |  | 100 |  |  | 8101705 | no | no |  |  | no
fuse_311902142 |  | AN | node_intto1_8101705_201058531 | node_8101705_201058531 | GOOD | GOOD | GOOD |  | 10 |  |  | 8101705 | no | no |  |  | no
fuse_311908002 |  | ABCN | node_intto1_8101705_200821244 | node_8101705_200821244 | GOOD | GOOD | GOOD |  | 100 |  |  | 8101705 | no | no |  |  | no
fuse_311908005 |  | ABCN | node_intto1_8101705_200821251 | node_8101705_200821251 | GOOD | GOOD | GOOD |  | 100 |  |  | 8101705 | no | no |  |  | no
fuse_311908010 |  | ABCN | node_intto1_311908010 | node_311908010 | GOOD | GOOD | GOOD |  | 100 |  |  | 8101705 | no | no |  |  | no
fuse_311909229 |  | AD | node_intto1_8101705_200823662 | node_8101705_200823662 | GOOD | GOOD | GOOD |  | 30 |  |  | 8101705 | no | no |  |  | no
fuse_311914558 |  | ABCN | node_intto1_8101705_200822029 | node_8101705_200822029 | GOOD | GOOD | GOOD |  | 40 |  |  | 8101705 | no | no |  |  | no
fuse_311918785 |  | AN | node_intto1_8101705_311918784 | node_8101705_311918784 | GOOD | GOOD | GOOD |  | 2 |  |  | 8101705 | no | no |  |  | no
fuse_311982739 |  | AN | node_intto1_8101705_311982730 | node_8101705_311982730 | GOOD | GOOD | GOOD |  | 15 |  |  | 8101705 | no | no |  |  | no
fuse_312011934 |  | AN | node_intto1_312011934 | node_312011934 | GOOD | GOOD | GOOD |  | 40 |  |  | 8101705 | no | no |  |  | no
fuse_312033090 |  | ABCN | node_intto1_8101705_312033089 | node_8101705_312033089 | GOOD | GOOD | GOOD |  | 7 |  |  | 8101705 | no | no |  |  | no
fuse_312058783 |  | AD | node_intto1_8101705_200816878 | node_8101705_200816878 | GOOD | GOOD | GOOD |  | 25 |  |  | 8101705 | no | no |  |  | no
fuse_312107693 |  | AD | node_intto1_8101705_200816963 | node_8101705_200816963 | GOOD | GOOD | GOOD |  | 65 |  |  | 8101705 | no | no |  |  | no
fuse_312107704 |  | AD | node_intto1_8101705_311901967 | node_8101705_311901967 | GOOD | GOOD | GOOD |  | 40 |  |  | 8101705 | no | no |  |  | no
fuse_312111315 |  | ABCN | node_intto1_8101705_200816792 | node_8101705_200816792 | GOOD | GOOD | GOOD |  | 40 |  |  | 8101705 | no | no |  |  | no

## line_configuration
data_type | static
owner_type | feeder
owner | 8101705
object | line_configuration
name | groupid | conductor_A | conductor_B | conductor_C | conductor_N | spacing | z11 | z12 | z13 | z21 | z22 | z23 | z31 | z32 | z33 | c11 | c12 | c13 | c21 | c22 | c23 | c31 | c32 | c33 | dcircuit | selected | comments
bal_1P_1/0AA |  | oh_cond_1/0_AAAC | oh_cond_1/0_AAAC | oh_cond_1/0_AAAC |  |  | 0.972+1.499j | 0.095+0.781j | 0.095+0.781j | 0.095+0.781j | 0.972+1.499j | 0.095+0.781j | 0.095+0.781j | 0.095+0.781j | 0.972+1.499j | 12.796 | -3.172 | -3.172 | -3.172 | 12.796 | -3.172 | -3.172 | -3.172 | 12.796 |  | no
bal_1P_1/0AA_1/0AA(N) |  | oh_cond_1/0_AAAC | oh_cond_1/0_AAAC | oh_cond_1/0_AAAC | oh_cond_1/0_AAAC |  | 1.078+1.186j | 0.201+0.467j | 0.201+0.467j | 0.201+0.467j | 1.078+1.186j | 0.201+0.467j | 0.201+0.467j | 0.201+0.467j | 1.078+1.186j | 13.243 | -2.726 | -2.726 | -2.726 | 13.243 | -2.726 | -2.726 | -2.726 | 13.243 |  | no
bal_1P_1/0AA_1/0AC(N) |  | oh_cond_1/0_AAAC | oh_cond_1/0_AAAC | oh_cond_1/0_AAAC | oh_cond_1/0_ACSR |  | 1.08+1.187j | 0.203+0.469j | 0.203+0.469j | 0.203+0.469j | 1.08+1.187j | 0.203+0.469j | 0.203+0.469j | 0.203+0.469j | 1.08+1.187j | 13.243 | -2.726 | -2.726 | -2.726 | 13.243 | -2.726 | -2.726 | -2.726 | 13.243 |  | no
bal_1P_1/0AA_2CU(N) |  | oh_cond_1/0_AAAC | oh_cond_1/0_AAAC | oh_cond_1/0_AAAC | oh_cond_2_CU |  | 1.072+1.19j | 0.196+0.471j | 0.196+0.471j | 0.196+0.471j | 1.072+1.19j | 0.196+0.471j | 0.196+0.471j | 0.196+0.471j | 1.072+1.19j | 13.223 | -2.745 | -2.745 | -2.745 | 13.223 | -2.745 | -2.745 | -2.745 | 13.223 |  | no
bal_1P_1/0AA_4/0AL(N) |  | oh_cond_1/0_AAAC | oh_cond_1/0_AAAC | oh_cond_1/0_AAAC | oh_cond_4/0_AL |  | 1.011+1.123j | 0.134+0.404j | 0.134+0.404j | 0.134+0.404j | 1.011+1.123j | 0.134+0.404j | 0.134+0.404j | 0.134+0.404j | 1.011+1.123j | 13.261 | -2.707 | -2.707 | -2.707 | 13.261 | -2.707 | -2.707 | -2.707 | 13.261 |  | no
bal_1P_1/0AC |  | oh_cond_1/0_ACSR | oh_cond_1/0_ACSR | oh_cond_1/0_ACSR |  |  | 0.983+1.218j | 0.095+0.781j | 0.095+0.781j | 0.095+0.781j | 0.983+1.218j | 0.095+0.781j | 0.095+0.781j | 0.095+0.781j | 0.983+1.218j | 12.796 | -3.172 | -3.172 | -3.172 | 12.796 | -3.172 | -3.172 | -3.172 | 12.796 |  | no
bal_1P_1/0AC_1/0AA(N) |  | oh_cond_1/0_ACSR | oh_cond_1/0_ACSR | oh_cond_1/0_ACSR | oh_cond_1/0_AAAC |  | 1.089+1.184j | 0.201+0.467j | 0.201+0.467j | 0.201+0.467j | 1.089+1.184j | 0.201+0.467j | 0.201+0.467j | 0.201+0.467j | 1.089+1.184j | 13.243 | -2.726 | -2.726 | -2.726 | 13.243 | -2.726 | -2.726 | -2.726 | 13.243 |  | no
bal_1P_1/0AC_1/0AC(N) |  | oh_cond_1/0_ACSR | oh_cond_1/0_ACSR | oh_cond_1/0_ACSR | oh_cond_1/0_ACSR |  | 1.091+1.185j | 0.203+0.469j | 0.203+0.469j | 0.203+0.469j | 1.091+1.185j | 0.203+0.469j | 0.203+0.469j | 0.203+0.469j | 1.091+1.185j | 13.243 | -2.726 | -2.726 | -2.726 | 13.243 | -2.726 | -2.726 | -2.726 | 13.243 |  | no
bal_1P_1/0AC_4/0AL(N) |  | oh_cond_1/0_ACSR | oh_cond_1/0_ACSR | oh_cond_1/0_ACSR | oh_cond_4/0_AL |  | 1.022+1.12j | 0.134+0.404j | 0.134+0.404j | 0.134+0.404j | 1.022+1.12j | 0.134+0.404j | 0.134+0.404j | 0.134+0.404j | 1.022+1.12j | 13.261 | -2.707 | -2.707 | -2.707 | 13.261 | -2.707 | -2.707 | -2.707 | 13.261 |  | no
bal_1P_2AC |  | oh_cond_2_ACSR | oh_cond_2_ACSR | oh_cond_2_ACSR |  |  | 1.505+1.527j | 0.095+0.781j | 0.095+0.781j | 0.095+0.781j | 1.505+1.527j | 0.095+0.781j | 0.095+0.781j | 0.095+0.781j | 1.505+1.527j | 12.393 | -3.017 | -3.017 | -3.017 | 12.393 | -3.017 | -3.017 | -3.017 | 12.393 |  | no
bal_1P_2AC_1/0AA(N) |  | oh_cond_2_ACSR | oh_cond_2_ACSR | oh_cond_2_ACSR | oh_cond_1/0_AAAC |  | 1.611+1.214j | 0.201+0.467j | 0.201+0.467j | 0.201+0.467j | 1.611+1.214j | 0.201+0.467j | 0.201+0.467j | 0.201+0.467j | 1.611+1.214j | 12.826 | -2.585 | -2.585 | -2.585 | 12.826 | -2.585 | -2.585 | -2.585 | 12.826 |  | no
bal_1P_2AC_2AC(N) |  | oh_cond_2_ACSR | oh_cond_2_ACSR | oh_cond_2_ACSR | oh_cond_2_ACSR |  | 1.645+1.289j | 0.235+0.543j | 0.235+0.543j | 0.235+0.543j | 1.645+1.289j | 0.235+0.543j | 0.235+0.543j | 0.235+0.543j | 1.645+1.289j | 12.813 | -2.597 | -2.597 | -2.597 | 12.813 | -2.597 | -2.597 | -2.597 | 12.813 |  | no
bal_1P_2CU |  | oh_cond_2_CU | oh_cond_2_CU | oh_cond_2_CU |  |  | 0.968+1.536j | 0.095+0.781j | 0.095+0.781j | 0.095+0.781j | 0.968+1.536j | 0.095+0.781j | 0.095+0.781j | 0.095+0.781j | 0.968+1.536j | 12.191 | -2.94 | -2.94 | -2.94 | 12.191 | -2.94 | -2.94 | -2.94 | 12.191 |  | no
bal_1P_4/0AA |  | oh_cond_4/0_AAAC | oh_cond_4/0_AAAC | oh_cond_4/0_AAAC |  |  | 0.534+1.457j | 0.095+0.781j | 0.095+0.781j | 0.095+0.781j | 0.534+1.457j | 0.095+0.781j | 0.095+0.781j | 0.095+0.781j | 0.534+1.457j | 13.554 | -3.469 | -3.469 | -3.469 | 13.554 | -3.469 | -3.469 | -3.469 | 13.554 |  | no
bal_1P_4/0AA_4/0AA(N) |  | oh_cond_4/0_AAAC | oh_cond_4/0_AAAC | oh_cond_4/0_AAAC | oh_cond_4/0_AAAC |  | 0.573+1.078j | 0.134+0.402j | 0.134+0.402j | 0.134+0.402j | 0.573+1.078j | 0.134+0.402j | 0.134+0.402j | 0.134+0.402j | 0.573+1.078j | 14.052 | -2.971 | -2.971 | -2.971 | 14.052 | -2.971 | -2.971 | -2.971 | 14.052 |  | no
bal_1P_4/0AC |  | oh_cond_4/0_ACSR | oh_cond_4/0_ACSR | oh_cond_4/0_ACSR |  |  | 0.54+1.457j | 0.095+0.781j | 0.095+0.781j | 0.095+0.781j | 0.54+1.457j | 0.095+0.781j | 0.095+0.781j | 0.095+0.781j | 0.54+1.457j | 13.554 | -3.469 | -3.469 | -3.469 | 13.554 | -3.469 | -3.469 | -3.469 | 13.554 |  | no
bal_1P_4/0AC_1/0AA(N) |  | oh_cond_4/0_ACSR | oh_cond_4/0_ACSR | oh_cond_4/0_ACSR | oh_cond_1/0_AAAC |  | 0.646+1.144j | 0.201+0.467j | 0.201+0.467j | 0.201+0.467j | 0.646+1.144j | 0.201+0.467j | 0.201+0.467j | 0.201+0.467j | 0.646+1.144j | 14.027 | -2.996 | -2.996 | -2.996 | 14.027 | -2.996 | -2.996 | -2.996 | 14.027 |  | no
bal_1P_4ACW |  | oh_cond_4A_CWD | oh_cond_4A_CWD | oh_cond_4A_CWD |  |  | 1.49+1.583j | 0.095+0.781j | 0.095+0.781j | 0.095+0.781j | 1.49+1.583j | 0.095+0.781j | 0.095+0.781j | 0.095+0.781j | 1.49+1.583j | 12.178 | -2.935 | -2.935 | -2.935 | 12.178 | -2.935 | -2.935 | -2.935 | 12.178 |  | no
bal_1P_4CU |  | oh_cond_4_CU | oh_cond_4_CU | oh_cond_4_CU |  |  | 1.483+1.565j | 0.095+0.781j | 0.095+0.781j | 0.095+0.781j | 1.483+1.565j | 0.095+0.781j | 0.095+0.781j | 0.095+0.781j | 1.483+1.565j | 11.78 | -2.785 | -2.785 | -2.785 | 11.78 | -2.785 | -2.785 | -2.785 | 11.78 |  | no
bal_1P_4CU_4CU(N) |  | oh_cond_4_CU | oh_cond_4_CU | oh_cond_4_CU | oh_cond_4_CU |  | 1.617+1.325j | 0.229+0.541j | 0.229+0.541j | 0.229+0.541j | 1.617+1.325j | 0.229+0.541j | 0.229+0.541j | 0.229+0.541j | 1.617+1.325j | 12.16 | -2.404 | -2.404 | -2.404 | 12.16 | -2.404 | -2.404 | -2.404 | 12.16 |  | no
bal_1P_4DCW |  | oh_cond_4D_CWD | oh_cond_4D_CWD | oh_cond_4D_CWD |  |  | 1.494+1.591j | 0.095+0.781j | 0.095+0.781j | 0.095+0.781j | 1.494+1.591j | 0.095+0.781j | 0.095+0.781j | 0.095+0.781j | 1.494+1.591j | 12.526 | -3.068 | -3.068 | -3.068 | 12.526 | -3.068 | -3.068 | -3.068 | 12.526 |  | no
bal_1P_6CU |  | oh_cond_6_CU | oh_cond_6_CU | oh_cond_6_CU |  |  | 2.275+1.583j | 0.095+0.781j | 0.095+0.781j | 0.095+0.781j | 2.275+1.583j | 0.095+0.781j | 0.095+0.781j | 0.095+0.781j | 2.275+1.583j | 11.393 | -2.641 | -2.641 | -2.641 | 11.393 | -2.641 | -2.641 | -2.641 | 11.393 |  | no
bal_1P_8DCW |  | oh_cond_8D_CWD | oh_cond_8D_CWD | oh_cond_8D_CWD |  |  | 3.605+1.647j | 0.095+0.781j | 0.095+0.781j | 0.095+0.781j | 3.605+1.647j | 0.095+0.781j | 0.095+0.781j | 0.095+0.781j | 3.605+1.647j | 11.681 | -2.748 | -2.748 | -2.748 | 11.681 | -2.748 | -2.748 | -2.748 | 11.681 |  | no
bal_1P_477AL_1/0AA(N) |  | oh_cond_477_MCM_AL | oh_cond_477_MCM_AL | oh_cond_477_MCM_AL | oh_cond_1/0_AAAC |  | 0.399+1.097j | 0.201+0.467j | 0.201+0.467j | 0.201+0.467j | 0.399+1.097j | 0.201+0.467j | 0.201+0.467j | 0.201+0.467j | 0.399+1.097j | 14.9 | -3.306 | -3.306 | -3.306 | 14.9 | -3.306 | -3.306 | -3.306 | 14.9 |  | no
bal_1P_477AL_4/0AC(N) |  | oh_cond_477_ACSR | oh_cond_477_ACSR | oh_cond_477_ACSR | oh_cond_4/0_ACSR |  | 0.332+1.017j | 0.136+0.403j | 0.136+0.403j | 0.136+0.403j | 0.332+1.017j | 0.136+0.403j | 0.136+0.403j | 0.136+0.403j | 0.332+1.017j | 15.118 | -3.347 | -3.347 | -3.347 | 15.118 | -3.347 | -3.347 | -3.347 | 15.118 |  | no
bal_1P_DELTACUST |  | oh_cond_2/0_CU | oh_cond_2/0_CU | oh_cond_2/0_CU | oh_cond_3_#7_CWD_30% |  | 0.66+1.378j | 0.22+0.666j | 0.22+0.666j | 0.22+0.666j | 0.66+1.378j | 0.22+0.666j | 0.22+0.666j | 0.22+0.666j | 0.66+1.378j | 13.24 | -2.712 | -2.712 | -2.712 | 13.24 | -2.712 | -2.712 | -2.712 | 13.24 |  | no
bal_1P_WYECUST |  | oh_cond_2/0_CU | oh_cond_2/0_CU | oh_cond_2/0_CU | oh_cond_3_#7_CWD_30% |  | 0.66+1.378j | 0.22+0.666j | 0.22+0.666j | 0.22+0.666j | 0.66+1.378j | 0.22+0.666j | 0.22+0.666j | 0.22+0.666j | 0.66+1.378j | 13.24 | -2.712 | -2.712 | -2.712 | 13.24 | -2.712 | -2.712 | -2.712 | 13.24 |  | no
bal_2P_1/0AA_1/0AA(N) |  | oh_cond_1/0_AAAC | oh_cond_1/0_AAAC | oh_cond_1/0_AAAC | oh_cond_1/0_AAAC |  | 1.078+1.186j | 0.201+0.467j | 0.201+0.467j | 0.201+0.467j | 1.078+1.186j | 0.201+0.467j | 0.201+0.467j | 0.201+0.467j | 1.078+1.186j | 13.243 | -2.726 | -2.726 | -2.726 | 13.243 | -2.726 | -2.726 | -2.726 | 13.243 |  | no
bal_2P_1/0AA_2AC(N) |  | oh_cond_1/0_AAAC | oh_cond_1/0_AAAC | oh_cond_1/0_AAAC | oh_cond_2_ACSR |  | 1.111+1.261j | 0.235+0.543j | 0.235+0.543j | 0.235+0.543j | 1.111+1.261j | 0.235+0.543j | 0.235+0.543j | 0.235+0.543j | 1.111+1.261j | 13.23 | -2.739 | -2.739 | -2.739 | 13.23 | -2.739 | -2.739 | -2.739 | 13.23 |  | no
bal_2P_1/0AA_4/0AC(N) |  | oh_cond_1/0_AAAC | oh_cond_1/0_AAAC | oh_cond_1/0_AAAC | oh_cond_4/0_ACSR |  | 1.012+1.121j | 0.136+0.403j | 0.136+0.403j | 0.136+0.403j | 1.012+1.121j | 0.136+0.403j | 0.136+0.403j | 0.136+0.403j | 1.012+1.121j | 13.267 | -2.702 | -2.702 | -2.702 | 13.267 | -2.702 | -2.702 | -2.702 | 13.267 |  | no
bal_2P_1/0AA_4/0AL(N) |  | oh_cond_1/0_AAAC | oh_cond_1/0_AAAC | oh_cond_1/0_AAAC | oh_cond_4/0_AL |  | 1.011+1.123j | 0.134+0.404j | 0.134+0.404j | 0.134+0.404j | 1.011+1.123j | 0.134+0.404j | 0.134+0.404j | 0.134+0.404j | 1.011+1.123j | 13.261 | -2.707 | -2.707 | -2.707 | 13.261 | -2.707 | -2.707 | -2.707 | 13.261 |  | no
bal_3P_1/0AA |  | oh_cond_1/0_AAAC | oh_cond_1/0_AAAC | oh_cond_1/0_AAAC |  |  | 0.972+1.499j | 0.095+0.781j | 0.095+0.781j | 0.095+0.781j | 0.972+1.499j | 0.095+0.781j | 0.095+0.781j | 0.095+0.781j | 0.972+1.499j | 12.796 | -3.172 | -3.172 | -3.172 | 12.796 | -3.172 | -3.172 | -3.172 | 12.796 |  | no
bal_3P_1/0AA_1/0AA(N) |  | oh_cond_1/0_AAAC | oh_cond_1/0_AAAC | oh_cond_1/0_AAAC | oh_cond_1/0_AAAC |  | 1.078+1.186j | 0.201+0.467j | 0.201+0.467j | 0.201+0.467j | 1.078+1.186j | 0.201+0.467j | 0.201+0.467j | 0.201+0.467j | 1.078+1.186j | 13.243 | -2.726 | -2.726 | -2.726 | 13.243 | -2.726 | -2.726 | -2.726 | 13.243 |  | no
bal_3P_1/0AA_1/0AC(N) |  | oh_cond_1/0_AAAC | oh_cond_1/0_AAAC | oh_cond_1/0_AAAC | oh_cond_1/0_ACSR |  | 1.08+1.187j | 0.203+0.469j | 0.203+0.469j | 0.203+0.469j | 1.08+1.187j | 0.203+0.469j | 0.203+0.469j | 0.203+0.469j | 1.08+1.187j | 13.243 | -2.726 | -2.726 | -2.726 | 13.243 | -2.726 | -2.726 | -2.726 | 13.243 |  | no
bal_3P_1/0AA_2AC(N) |  | oh_cond_1/0_AAAC | oh_cond_1/0_AAAC | oh_cond_1/0_AAAC | oh_cond_2_ACSR |  | 1.111+1.261j | 0.235+0.543j | 0.235+0.543j | 0.235+0.543j | 1.111+1.261j | 0.235+0.543j | 0.235+0.543j | 0.235+0.543j | 1.111+1.261j | 13.23 | -2.739 | -2.739 | -2.739 | 13.23 | -2.739 | -2.739 | -2.739 | 13.23 |  | no
bal_3P_1/0AC |  | oh_cond_1/0_ACSR | oh_cond_1/0_ACSR | oh_cond_1/0_ACSR |  |  | 0.983+1.497j | 0.095+0.781j | 0.095+0.781j | 0.095+0.781j | 0.983+1.497j | 0.095+0.781j | 0.095+0.781j | 0.095+0.781j | 0.983+1.497j | 12.796 | -3.172 | -3.172 | -3.172 | 12.796 | -3.172 | -3.172 | -3.172 | 12.796 |  | no
bal_3P_1/0AC_1/0AC(N) |  | oh_cond_1/0_ACSR | oh_cond_1/0_ACSR | oh_cond_1/0_ACSR | oh_cond_1/0_ACSR |  | 1.091+1.185j | 0.203+0.469j | 0.203+0.469j | 0.203+0.469j | 1.091+1.185j | 0.203+0.469j | 0.203+0.469j | 0.203+0.469j | 1.091+1.185j | 13.243 | -2.726 | -2.726 | -2.726 | 13.243 | -2.726 | -2.726 | -2.726 | 13.243 |  | no
bal_3P_1/0AL_1/0AL(N) |  | oh_cond_1/0_AL | oh_cond_1/0_AL | oh_cond_1/0_AL | oh_cond_1/0_AL |  | 1.086+1.198j | 0.201+0.47j | 0.201+0.47j | 0.201+0.47j | 1.086+1.198j | 0.201+0.47j | 0.201+0.47j | 0.201+0.47j | 1.086+1.198j | 13.073 | -2.675 | -2.675 | -2.675 | 13.073 | -2.675 | -2.675 | -2.675 | 13.073 |  | no
bal_3P_2AC |  | oh_cond_2_ACSR | oh_cond_2_ACSR | oh_cond_2_ACSR |  |  | 1.505+1.527j | 0.095+0.781j | 0.095+0.781j | 0.095+0.781j | 1.505+1.527j | 0.095+0.781j | 0.095+0.781j | 0.095+0.781j | 1.505+1.527j | 12.393 | -3.017 | -3.017 | -3.017 | 12.393 | -3.017 | -3.017 | -3.017 | 12.393 |  | no
bal_3P_4/0AA |  | oh_cond_4/0_AAAC | oh_cond_4/0_AAAC | oh_cond_4/0_AAAC |  |  | 0.534+1.457j | 0.095+0.781j | 0.095+0.781j | 0.095+0.781j | 0.534+1.457j | 0.095+0.781j | 0.095+0.781j | 0.095+0.781j | 0.534+1.457j | 13.554 | -3.469 | -3.469 | -3.469 | 13.554 | -3.469 | -3.469 | -3.469 | 13.554 |  | no
bal_3P_4/0AA_1/0AA(N) |  | oh_cond_4/0_AAAC | oh_cond_4/0_AAAC | oh_cond_4/0_AAAC | oh_cond_1/0_AAAC |  | 0.64+1.144j | 0.201+0.467j | 0.201+0.467j | 0.201+0.467j | 0.64+1.144j | 0.201+0.467j | 0.201+0.467j | 0.201+0.467j | 0.64+1.144j | 14.027 | -2.996 | -2.996 | -2.996 | 14.027 | -2.996 | -2.996 | -2.996 | 14.027 |  | no
bal_3P_4/0AA_1/0AC(N) |  | oh_cond_4/0_AAAC | oh_cond_4/0_AAAC | oh_cond_4/0_AAAC | oh_cond_1/0_ACSR |  | 0.642+1.145j | 0.203+0.469j | 0.203+0.469j | 0.203+0.469j | 0.642+1.145j | 0.203+0.469j | 0.203+0.469j | 0.203+0.469j | 0.642+1.145j | 14.027 | -2.996 | -2.996 | -2.996 | 14.027 | -2.996 | -2.996 | -2.996 | 14.027 |  | no
bal_3P_4/0AA_4/0AC(N) |  | oh_cond_4/0_AAAC | oh_cond_4/0_AAAC | oh_cond_4/0_AAAC | oh_cond_4/0_ACSR |  | 0.575+1.079j | 0.136+0.403j | 0.136+0.403j | 0.136+0.403j | 0.575+1.079j | 0.136+0.403j | 0.136+0.403j | 0.136+0.403j | 0.575+1.079j | 14.052 | -2.971 | -2.971 | -2.971 | 14.052 | -2.971 | -2.971 | -2.971 | 14.052 |  | no
bal_3P_4/0AA_4/0AL(N) |  | oh_cond_4/0_AAAC | oh_cond_4/0_AAAC | oh_cond_4/0_AAAC | oh_cond_4/0_AL |  | 0.573+1.081j | 0.134+0.404j | 0.134+0.404j | 0.134+0.404j | 0.573+1.081j | 0.134+0.404j | 0.134+0.404j | 0.134+0.404j | 0.573+1.081j | 14.046 | -2.976 | -2.976 | -2.976 | 14.046 | -2.976 | -2.976 | -2.976 | 14.046 |  | no
bal_3P_4/0AC |  | oh_cond_4/0_ACSR | oh_cond_4/0_ACSR | oh_cond_4/0_ACSR |  |  | 0.54+1.457j | 0.095+0.781j | 0.095+0.781j | 0.095+0.781j | 0.54+1.457j | 0.095+0.781j | 0.095+0.781j | 0.095+0.781j | 0.54+1.457j | 13.554 | -3.469 | -3.469 | -3.469 | 13.554 | -3.469 | -3.469 | -3.469 | 13.554 |  | no
bal_3P_4/0AC_1/0AA(N) |  | oh_cond_4/0_ACSR | oh_cond_4/0_ACSR | oh_cond_4/0_ACSR | oh_cond_1/0_AAAC |  | 0.646+1.144j | 0.201+0.467j | 0.201+0.467j | 0.201+0.467j | 0.646+1.144j | 0.201+0.467j | 0.201+0.467j | 0.201+0.467j | 0.646+1.144j | 14.027 | -2.996 | -2.996 | -2.996 | 14.027 | -2.996 | -2.996 | -2.996 | 14.027 |  | no
bal_3P_4/0AC_1/0AC(N) |  | oh_cond_4/0_ACSR | oh_cond_4/0_ACSR | oh_cond_4/0_ACSR | oh_cond_1/0_ACSR |  | 0.648+1.145j | 0.203+0.469j | 0.203+0.469j | 0.203+0.469j | 0.648+1.145j | 0.203+0.469j | 0.203+0.469j | 0.203+0.469j | 0.648+1.145j | 14.027 | -2.996 | -2.996 | -2.996 | 14.027 | -2.996 | -2.996 | -2.996 | 14.027 |  | no
bal_3P_4/0AC_4/0AA(N) |  | oh_cond_4/0_ACSR | oh_cond_4/0_ACSR | oh_cond_4/0_ACSR | oh_cond_4/0_AAAC |  | 0.579+1.078j | 0.134+0.402j | 0.134+0.402j | 0.134+0.402j | 0.579+1.078j | 0.134+0.402j | 0.134+0.402j | 0.134+0.402j | 0.579+1.078j | 14.052 | -2.971 | -2.971 | -2.971 | 14.052 | -2.971 | -2.971 | -2.971 | 14.052 |  | no
bal_3P_4/0AC_4/0AC(N) |  | oh_cond_4/0_ACSR | oh_cond_4/0_ACSR | oh_cond_4/0_ACSR | oh_cond_4/0_ACSR |  | 0.581+1.079j | 0.136+0.403j | 0.136+0.403j | 0.136+0.403j | 0.581+1.079j | 0.136+0.403j | 0.136+0.403j | 0.136+0.403j | 0.581+1.079j | 14.052 | -2.971 | -2.971 | -2.971 | 14.052 | -2.971 | -2.971 | -2.971 | 14.052 |  | no
bal_3P_4/0AC_4/0AL(N) |  | oh_cond_4/0_ACSR | oh_cond_4/0_ACSR | oh_cond_4/0_ACSR | oh_cond_4/0_AL |  | 0.579+1.081j | 0.134+0.404j | 0.134+0.404j | 0.134+0.404j | 0.579+1.081j | 0.134+0.404j | 0.134+0.404j | 0.134+0.404j | 0.579+1.081j | 14.046 | -2.976 | -2.976 | -2.976 | 14.046 | -2.976 | -2.976 | -2.976 | 14.046 |  | no
bal_3P_4/0AL_1/0AA(N) |  | oh_cond_4/0_AL | oh_cond_4/0_AL | oh_cond_4/0_AL | oh_cond_1/0_AAAC |  | 0.643+1.153j | 0.201+0.467j | 0.201+0.467j | 0.201+0.467j | 0.643+1.153j | 0.201+0.467j | 0.201+0.467j | 0.201+0.467j | 0.643+1.153j | 13.848 | -2.934 | -2.934 | -2.934 | 13.848 | -2.934 | -2.934 | -2.934 | 13.848 |  | no
bal_3P_4/0AL_4/0AA(N) |  | oh_cond_4/0_AL | oh_cond_4/0_AL | oh_cond_4/0_AL | oh_cond_4/0_AAAC |  | 0.576+1.087j | 0.134+0.402j | 0.134+0.402j | 0.134+0.402j | 0.576+1.087j | 0.134+0.402j | 0.134+0.402j | 0.134+0.402j | 0.576+1.087j | 13.873 | -2.909 | -2.909 | -2.909 | 13.873 | -2.909 | -2.909 | -2.909 | 13.873 |  | no
bal_3P_4CU |  | oh_cond_4_CU | oh_cond_4_CU | oh_cond_4_CU |  |  | 1.483+1.565j | 0.095+0.781j | 0.095+0.781j | 0.095+0.781j | 1.483+1.565j | 0.095+0.781j | 0.095+0.781j | 0.095+0.781j | 1.483+1.565j | 11.78 | -2.785 | -2.785 | -2.785 | 11.78 | -2.785 | -2.785 | -2.785 | 11.78 |  | no
bal_3P_477AL |  | oh_cond_477_MCM_AL | oh_cond_477_MCM_AL | oh_cond_477_MCM_AL |  |  | 0.293+1.41j | 0.095+0.775j | 0.095+0.775j | 0.095+0.775j | 0.293+1.41j | 0.095+0.775j | 0.095+0.775j | 0.095+0.775j | 0.293+1.41j | 14.305 | -3.735 | -3.735 | -3.735 | 14.305 | -3.735 | -3.735 | -3.735 | 14.305 |  | no
bal_3P_477AL_1/0AA(N) |  | oh_cond_477_MCM_AL | oh_cond_477_MCM_AL | oh_cond_477_MCM_AL | oh_cond_1/0_AAAC |  | 0.399+1.097j | 0.201+0.467j | 0.201+0.467j | 0.201+0.467j | 0.399+1.097j | 0.201+0.467j | 0.201+0.467j | 0.201+0.467j | 0.399+1.097j | 14.9 | -3.306 | -3.306 | -3.306 | 14.9 | -3.306 | -3.306 | -3.306 | 14.9 |  | no
bal_3P_477AL_4/0AA(N) |  | oh_cond_477_MCM_AL | oh_cond_477_MCM_AL | oh_cond_477_MCM_AL | oh_cond_4/0_AAAC |  | 0.332+1.031j | 0.134+0.402j | 0.134+0.402j | 0.134+0.402j | 0.332+1.031j | 0.134+0.402j | 0.134+0.402j | 0.134+0.402j | 0.332+1.031j | 14.927 | -3.279 | -3.279 | -3.279 | 14.927 | -3.279 | -3.279 | -3.279 | 14.927 |  | no
bal_3P_477AL_4/0AC(N) |  | oh_cond_477_MCM_AL | oh_cond_477_MCM_AL | oh_cond_477_MCM_AL | oh_cond_4/0_ACSR |  | 0.334+1.032j | 0.136+0.403j | 0.136+0.403j | 0.136+0.403j | 0.334+1.032j | 0.136+0.403j | 0.136+0.403j | 0.136+0.403j | 0.334+1.032j | 14.927 | -3.279 | -3.279 | -3.279 | 14.927 | -3.279 | -3.279 | -3.279 | 14.927 |  | no
bal_3P_477AL_4/0AL(N) |  | oh_cond_477_MCM_AL | oh_cond_477_MCM_AL | oh_cond_477_MCM_AL | oh_cond_4/0_AL |  | 0.332+1.034j | 0.134+0.404j | 0.134+0.404j | 0.134+0.404j | 0.332+1.034j | 0.134+0.404j | 0.134+0.404j | 0.134+0.404j | 0.332+1.034j | 14.921 | -3.285 | -3.285 | -3.285 | 14.921 | -3.285 | -3.285 | -3.285 | 14.921 |  | no
bal_3P_DELTACUST |  | oh_cond_2/0_CU | oh_cond_2/0_CU | oh_cond_2/0_CU | oh_cond_3_#7_CWD_30% |  | 0.66+1.378j | 0.22+0.666j | 0.22+0.666j | 0.22+0.666j | 0.66+1.378j | 0.22+0.666j | 0.22+0.666j | 0.22+0.666j | 0.66+1.378j | 13.24 | -2.712 | -2.712 | -2.712 | 13.24 | -2.712 | -2.712 | -2.712 | 13.24 |  | no
bal_3P_WYECUST |  | oh_cond_2/0_CU | oh_cond_2/0_CU | oh_cond_2/0_CU | oh_cond_3_#7_CWD_30% |  | 0.66+1.378j | 0.22+0.666j | 0.22+0.666j | 0.22+0.666j | 0.66+1.378j | 0.22+0.666j | 0.22+0.666j | 0.22+0.666j | 0.66+1.378j | 13.24 | -2.712 | -2.712 | -2.712 | 13.24 | -2.712 | -2.712 | -2.712 | 13.24 |  | no
unb_3P_2-1/0AC_1/0AA |  | oh_cond_1/0_ACSR | oh_cond_1/0_ACSR | oh_cond_1/0_AAAC |  |  | 0.983+1.497j | 0.095+0.781j | 0.095+0.781j | 0.095+0.781j | 0.983+1.497j | 0.095+0.781j | 0.095+0.781j | 0.095+0.781j | 0.972+1.499j | 12.809 | -3.176 | -3.176 | -3.176 | 12.809 | -3.176 | -3.176 | -3.176 | 12.809 |  | no
unb_3P_2-2AC_1/0AA |  | oh_cond_2_ACSR | oh_cond_2_ACSR | oh_cond_1/0_AAAC |  |  | 1.505+1.527j | 0.095+0.781j | 0.095+0.781j | 0.095+0.781j | 1.505+1.527j | 0.095+0.781j | 0.095+0.781j | 0.095+0.781j | 0.972+1.499j | 12.427 | -3.072 | -3.072 | -3.072 | 12.427 | -3.072 | -3.072 | -3.072 | 12.764 |  | no
unb_3P_2-2AC_1/0AA_1/0AA(N) |  | oh_cond_2_ACSR | oh_cond_2_ACSR | oh_cond_1/0_AAAC | oh_cond_1/0_AAAC |  | 1.611+1.214j | 0.201+0.467j | 0.201+0.467j | 0.201+0.467j | 1.611+1.214j | 0.201+0.467j | 0.201+0.467j | 0.201+0.467j | 1.078+1.186j | 12.849 | -2.64 | -2.64 | -2.64 | 12.849 | -2.64 | -2.64 | -2.64 | 13.217 |  | no
unb_TAPWIRE_OH |  | oh_cond_WP-4/0-CU | oh_cond_WP-4/0-CU | oh_cond_WP-4/0-CU | oh_cond_WP-4/0-CU |  | 0.365+1.097j | 0.093+0.433j | 0.094+0.34j | 0.093+0.433j | 0.368+1.078j | 0.095+0.401j | 0.094+0.34j | 0.095+0.401j | 0.368+1.077j | 14.911 | -4.341 | -1.953 | -4.341 | 15.781 | -3.724 | -1.953 | -3.724 | 14.818 |  | no
und_1P_2ALURD |  | und_cond_1P_2ALURD | und_cond_1P_2ALURD | und_cond_1P_2ALURD |  |  | 2.379+0.823j | 0.0+0.0j | 0.0+0.0j | 0.0+0.0j | 2.379+0.823j | 0.0+0.0j | 0.0+0.0j | 0.0+0.0j | 2.379+0.823j | 401.497 | 0 | 0 | 0 | 401.497 | 0 | 0 | 0 | 401.497 |  | no
und_1P_2ALURD_2AL(N) |  | und_cond_1P_2ALURD_2AL(N) | und_cond_1P_2ALURD_2AL(N) | und_cond_1P_2ALURD_2AL(N) |  |  | 2.379+0.823j | 0.0+0.0j | 0.0+0.0j | 0.0+0.0j | 2.379+0.823j | 0.0+0.0j | 0.0+0.0j | 0.0+0.0j | 2.379+0.823j | 401.497 | 0 | 0 | 0 | 401.497 | 0 | 0 | 0 | 401.497 |  | no
und_1P_4CUURD_4CU(N) |  | und_cond_1P_4CUURD_4CU(N) | und_cond_1P_4CUURD_4CU(N) | und_cond_1P_4CUURD_4CU(N) |  |  | 2.337+0.852j | 0.0+0.0j | 0.0+0.0j | 0.0+0.0j | 2.337+0.852j | 0.0+0.0j | 0.0+0.0j | 0.0+0.0j | 2.337+0.852j | 318.933 | 0 | 0 | 0 | 318.933 | 0 | 0 | 0 | 318.933 |  | no
und_1P_DELTACUST |  | und_cond_1P_DELTACUST | und_cond_1P_DELTACUST | und_cond_1P_DELTACUST |  |  | 0.179+0.233j | 0.061-0.024j | 0.061-0.024j | 0.061-0.024j | 0.179+0.233j | 0.061-0.024j | 0.061-0.024j | 0.061-0.024j | 0.179+0.233j | 324.124 | 0 | 0 | 0 | 324.124 | 0 | 0 | 0 | 324.124 |  | no
und_1P_WYECUST |  | und_cond_1P_WYECUST | und_cond_1P_WYECUST | und_cond_1P_WYECUST |  |  | 0.179+0.233j | 0.061-0.024j | 0.061-0.024j | 0.061-0.024j | 0.179+0.233j | 0.061-0.024j | 0.061-0.024j | 0.061-0.024j | 0.179+0.233j | 324.124 | 0 | 0 | 0 | 324.124 | 0 | 0 | 0 | 324.124 |  | no
und_3P_1/0ALURD_1/0AL(N) |  | und_cond_3P_1/0ALURD_1/0AL(N) | und_cond_3P_1/0ALURD_1/0AL(N) | und_cond_3P_1/0ALURD_1/0AL(N) |  |  | 1.489+0.467j | 0.385+0.07j | 0.385+0.07j | 0.385+0.07j | 1.489+0.467j | 0.385+0.07j | 0.385+0.07j | 0.385+0.07j | 1.489+0.467j | 530.19 | 0 | 0 | 0 | 530.19 | 0 | 0 | 0 | 530.19 |  | no
und_3P_2ALURD |  | und_cond_3P_2ALURD | und_cond_3P_2ALURD | und_cond_3P_2ALURD |  |  | 2.125+0.49j | 0.384+0.067j | 0.384+0.067j | 0.384+0.067j | 2.125+0.49j | 0.384+0.067j | 0.384+0.067j | 0.384+0.067j | 2.125+0.49j | 401.498 | 0 | 0 | 0 | 401.498 | 0 | 0 | 0 | 401.498 |  | no
und_3P_DELTACUST |  | und_cond_3P_DELTACUST | und_cond_3P_DELTACUST | und_cond_3P_DELTACUST |  |  | 0.179+0.233j | 0.061-0.024j | 0.061-0.024j | 0.061-0.024j | 0.179+0.233j | 0.061-0.024j | 0.061-0.024j | 0.061-0.024j | 0.179+0.233j | 324.124 | 0 | 0 | 0 | 324.124 | 0 | 0 | 0 | 324.124 |  | no
und_3P_WYECUST |  | und_cond_3P_WYECUST | und_cond_3P_WYECUST | und_cond_3P_WYECUST |  |  | 0.179+0.233j | 0.061-0.024j | 0.061-0.024j | 0.061-0.024j | 0.179+0.233j | 0.061-0.024j | 0.061-0.024j | 0.061-0.024j | 0.179+0.233j | 324.124 | 0 | 0 | 0 | 324.124 | 0 | 0 | 0 | 324.124 |  | no
und_TAPWIRE_UG |  | und_cond_TAPWIRE_UG | und_cond_TAPWIRE_UG | und_cond_TAPWIRE_UG |  |  | 0.001+0.001j | 0.0+0.0j | 0.0+0.0j | 0.0+0.0j | 0.001+0.001j | 0.0+0.0j | 0.0+0.0j | 0.0+0.0j | 0.001+0.001j | 0 | 0 | 0 | 0 | 0 | 0 | 0 | 0 | 0 |  | no

## load
data_type | static
owner_type | feeder
owner | 8101705
object | load
name | groupid | parent | bustype | phases | nominal_voltage | load_class | constant_power_A | constant_power_B | constant_power_C | constant_current_A | constant_current_B | constant_current_C | constant_impedance_A | constant_impedance_B | constant_impedance_C | base_power_A | base_power_B | base_power_C | power_pf_A | power_pf_B | power_pf_C | current_pf_A | current_pf_B | current_pf_C | impedance_pf_A | impedance_pf_B | impedance_pf_C | power_fraction_A | power_fraction_B | power_fraction_C | current_fraction_A | current_fraction_B | current_fraction_C | impedance_fraction_A | impedance_fraction_B | impedance_fraction_C | dcircuit | selected | monitored | monitored_fields | class_monitored_fields | played | played_fields | base_kw_A | base_kw_B | base_kw_C | kw_A | kw_B | kw_C | comments | critical_load | dem_resp_lb | dem_resp_ub | dem_resp_shortage_cost | dem_resp_surplus_cost | num_customers
load_220333126 |  | node_1391539_518_15342835_102 |  | AN | 0 | Residential | 4147.2+1766.7j | 0 | 0 | 0 | 0 | 0 | [24 empty] | 8101705 | no | no |  |  | no |  | 0 | 0 | 0 | 0 | 0 | 0 |  | 1 | 1 | 1 | 0 | 0 | 0
load_220333128 |  | node_1391085_036_15343550_026 |  | AN | 0 | Residential | 6012+2561.101j | 0 | 0 | 0 | 0 | 0 | [24 empty] | 8101705 | no | no |  |  | no |  | 0 | 0 | 0 | 0 | 0 | 0 |  | 1 | 1 | 1 | 0 | 0 | 0
load_220333129 |  | node_1390968_676_15343926_441 |  | AN | 0 | Residential | 3240+1380.234j | 0 | 0 | 0 | 0 | 0 | [24 empty] | 8101705 | no | no |  |  | no |  | 0 | 0 | 0 | 0 | 0 | 0 |  | 1 | 1 | 1 | 0 | 0 | 0
load_220333130 |  | node_1390911_887_15344103_753 |  | AN | 0 | NonResidential | 6000+2555.989j | 0 | 0 | 0 | 0 | 0 | [24 empty] | 8101705 | no | no |  |  | no |  | 0 | 0 | 0 | 0 | 0 | 0 |  | 1 | 1 | 1 | 0 | 0 | 0
load_220333131 |  | node_1390728_617_15344690_973 |  | AN | 0 | Residential | 1123.2+478.481j | 0 | 0 | 0 | 0 | 0 | [24 empty] | 8101705 | no | no |  |  | no |  | 0 | 0 | 0 | 0 | 0 | 0 |  | 1 | 1 | 1 | 0 | 0 | 0
load_220333132 |  | node_1390590_361_15345001_108 |  | AN | 0 | Residential | 3643.2+1551.997j | 0 | 0 | 0 | 0 | 0 | [24 empty] | 8101705 | no | no |  |  | no |  | 0 | 0 | 0 | 0 | 0 | 0 |  | 1 | 1 | 1 | 0 | 0 | 0
load_220333133 |  | node_1390412_856_15345264_149 |  | AN | 0 | Residential | 11340+4830.82j | 0 | 0 | 0 | 0 | 0 | [24 empty] | 8101705 | no | no |  |  | no |  | 0 | 0 | 0 | 0 | 0 | 0 |  | 1 | 1 | 1 | 0 | 0 | 0
load_220333134 |  | node_1390257_162_15345843_49 |  | AN | 0 | Residential | 34056+14507.795j | 0 | 0 | 0 | 0 | 0 | [24 empty] | 8101705 | no | no |  |  | no |  | 0 | 0 | 0 | 0 | 0 | 0 |  | 1 | 1 | 1 | 0 | 0 | 0
load_220333135 |  | node_1389425_77_15346565_61 |  | AN | 0 | Residential | 4644+1978.336j | 0 | 0 | 0 | 0 | 0 | [24 empty] | 8101705 | no | no |  |  | no |  | 0 | 0 | 0 | 0 | 0 | 0 |  | 1 | 1 | 1 | 0 | 0 | 0
load_220333136 |  | node_1389048_881_15346863_592 |  | AN | 0 | Residential | 50.4+21.47j | 0 | 0 | 0 | 0 | 0 | [24 empty] | 8101705 | no | no |  |  | no |  | 0 | 0 | 0 | 0 | 0 | 0 |  | 1 | 1 | 1 | 0 | 0 | 0
load_220333137 |  | node_1388960_9_15347341_22 |  | AN | 0 | Residential | 1224+521.422j | 0 | 0 | 0 | 0 | 0 | [24 empty] | 8101705 | no | no |  |  | no |  | 0 | 0 | 0 | 0 | 0 | 0 |  | 1 | 1 | 1 | 0 | 0 | 0
load_220333138 |  | node_1387373_401_15348437_208 |  | AN | 0 | Residential | 16740+7131.21j | 0 | 0 | 0 | 0 | 0 | [24 empty] | 8101705 | no | no |  |  | no |  | 0 | 0 | 0 | 0 | 0 | 0 |  | 1 | 1 | 1 | 0 | 0 | 0
load_220333139 |  | node_1387316_903_15348805_943 |  | AN | 0 | Residential | 36302.4+15464.758j | 0 | 0 | 0 | 0 | 0 | [24 empty] | 8101705 | no | no |  |  | no |  | 0 | 0 | 0 | 0 | 0 | 0 |  | 1 | 1 | 1 | 0 | 0 | 0
load_220333140 |  | node_1387032_125_15349200_53 |  | AN | 0 | Residential | 0 | 0 | 0 | 0 | 0 | 0 | [24 empty] | 8101705 | no | no |  |  | no |  | 0 | 0 | 0 | 0 | 0 | 0 |  | 1 | 1 | 1 | 0 | 0 | 0
load_220333142 |  | node_1386183_745_15351208_749 |  | AN | 0 | Residential | 29311.2+12486.519j | 0 | 0 | 0 | 0 | 0 | [24 empty] | 8101705 | no | no |  |  | no |  | 0 | 0 | 0 | 0 | 0 | 0 |  | 1 | 1 | 1 | 0 | 0 | 0
load_220333143 |  | node_1385960_936_15351650_855 |  | AN | 0 | Residential | 13154.4+5603.751j | 0 | 0 | 0 | 0 | 0 | [24 empty] | 8101705 | no | no |  |  | no |  | 0 | 0 | 0 | 0 | 0 | 0 |  | 1 | 1 | 1 | 0 | 0 | 0
load_220333144 |  | node_1385844_777_15351879_743 |  | AN | 0 | Residential | 5126.4+2183.837j | 0 | 0 | 0 | 0 | 0 | [24 empty] | 8101705 | no | no |  |  | no |  | 0 | 0 | 0 | 0 | 0 | 0 |  | 1 | 1 | 1 | 0 | 0 | 0
load_220333145 |  | node_1385836_232_15352154_482 |  | AN | 0 | Residential | 316.8+134.956j | 0 | 0 | 0 | 0 | 0 | [24 empty] | 8101705 | no | no |  |  | no |  | 0 | 0 | 0 | 0 | 0 | 0 |  | 1 | 1 | 1 | 0 | 0 | 0
load_220333146 |  | node_1386206_095_15352535_125 |  | AN | 0 | Residential | 27223.2+11597.035j | 0 | 0 | 0 | 0 | 0 | [24 empty] | 8101705 | no | no |  |  | no |  | 0 | 0 | 0 | 0 | 0 | 0 |  | 1 | 1 | 1 | 0 | 0 | 0
load_220333147 |  | node_1385478_553_15352776_181 |  | AN | 0 | Residential | 19980+8511.444j | 0 | 0 | 0 | 0 | 0 | [24 empty] | 8101705 | no | no |  |  | no |  | 0 | 0 | 0 | 0 | 0 | 0 |  | 1 | 1 | 1 | 0 | 0 | 0
load_220333148 |  | node_1385374_426_15353197_296 |  | AN | 0 | NonResidential | 10864.8+4628.385j | 0 | 0 | 0 | 0 | 0 | [24 empty] | 8101705 | no | no |  |  | no |  | 0 | 0 | 0 | 0 | 0 | 0 |  | 1 | 1 | 1 | 0 | 0 | 0
load_220333149 |  | node_1385335_092_15353392_209 |  | AN | 0 | Residential | 10382.4+4422.884j | 0 | 0 | 0 | 0 | 0 | [24 empty] | 8101705 | no | no |  |  | no |  | 0 | 0 | 0 | 0 | 0 | 0 |  | 1 | 1 | 1 | 0 | 0 | 0
load_220333150 |  | node_1385236_264_15353806_297 |  | AN | 0 | Residential | 34308+14615.147j | 0 | 0 | 0 | 0 | 0 | [24 empty] | 8101705 | no | no |  |  | no |  | 0 | 0 | 0 | 0 | 0 | 0 |  | 1 | 1 | 1 | 0 | 0 | 0
load_220333151 |  | node_1385104_87_15354138_397 |  | AN | 0 | Residential | 345.6+147.225j | 0 | 0 | 0 | 0 | 0 | [24 empty] | 8101705 | no | no |  |  | no |  | 0 | 0 | 0 | 0 | 0 | 0 |  | 1 | 1 | 1 | 0 | 0 | 0
load_220333152 |  | node_1384976_177_15354320_602 |  | AN | 0 | NonResidential | 3729.6+1588.803j | 0 | 0 | 0 | 0 | 0 | [24 empty] | 8101705 | no | no |  |  | no |  | 0 | 0 | 0 | 0 | 0 | 0 |  | 1 | 1 | 1 | 0 | 0 | 0
load_220333173 |  | node_1397767_336_15343073_509 |  | AN | 0 | Residential | 12117.6+5162.076j | 0 | 0 | 0 | 0 | 0 | [24 empty] | 8101705 | no | no |  |  | no |  | 0 | 0 | 0 | 0 | 0 | 0 |  | 1 | 1 | 1 | 0 | 0 | 0
load_220333174 |  | node_1397152_631_15343111_154 |  | AN | 0 | Residential | 8560.8+3646.886j | 0 | 0 | 0 | 0 | 0 | [24 empty] | 8101705 | no | no |  |  | no |  | 0 | 0 | 0 | 0 | 0 | 0 |  | 1 | 1 | 1 | 0 | 0 | 0
load_220333175 |  | node_1397802_607_15343274_341 |  | AN | 0 | Residential | 20260.8+8631.065j | 0 | 0 | 0 | 0 | 0 | [24 empty] | 8101705 | no | no |  |  | no |  | 0 | 0 | 0 | 0 | 0 | 0 |  | 1 | 1 | 1 | 0 | 0 | 0
load_220333176 |  | node_1398090_226_15344055_785 |  | AN | 0 | Residential | 6040.8+2573.37j | 0 | 0 | 0 | 0 | 0 | [24 empty] | 8101705 | no | no |  |  | no |  | 0 | 0 | 0 | 0 | 0 | 0 |  | 1 | 1 | 1 | 0 | 0 | 0
load_220333179 |  | node_1385023_74_15346792_497 |  | AN | 0 | Residential | 8164.8+3478.19j | 0 | 0 | 0 | 0 | 0 | [24 empty] | 8101705 | no | no |  |  | no |  | 0 | 0 | 0 | 0 | 0 | 0 |  | 1 | 1 | 1 | 0 | 0 | 0
load_220333181 |  | node_1384172_383_15347622_106 |  | AN | 0 | Residential | 16977.6+7232.427j | 0 | 0 | 0 | 0 | 0 | [24 empty] | 8101705 | no | no |  |  | no |  | 0 | 0 | 0 | 0 | 0 | 0 |  | 1 | 1 | 1 | 0 | 0 | 0
load_220333183 |  | node_1381710_157_15347957_244 |  | AN | 0 | Residential | 32695.2+13928.097j | 0 | 0 | 0 | 0 | 0 | [24 empty] | 8101705 | no | no |  |  | no |  | 0 | 0 | 0 | 0 | 0 | 0 |  | 1 | 1 | 1 | 0 | 0 | 0
load_220333184 |  | node_1381202_986_15347548_194 |  | AN | 0 | Residential | 13924.8+5931.94j | 0 | 0 | 0 | 0 | 0 | [24 empty] | 8101705 | no | no |  |  | no |  | 0 | 0 | 0 | 0 | 0 | 0 |  | 1 | 1 | 1 | 0 | 0 | 0
load_220333185 |  | node_1381010_073_15347333_838 |  | AN | 0 | Residential | 17064+7269.234j | 0 | 0 | 0 | 0 | 0 | [24 empty] | 8101705 | no | no |  |  | no |  | 0 | 0 | 0 | 0 | 0 | 0 |  | 1 | 1 | 1 | 0 | 0 | 0
load_220333187 |  | node_1380802_842_15346986_936 |  | AN | 0 | Residential | 9511.2+4051.754j | 0 | 0 | 0 | 0 | 0 | [24 empty] | 8101705 | no | no |  |  | no |  | 0 | 0 | 0 | 0 | 0 | 0 |  | 1 | 1 | 1 | 0 | 0 | 0
load_220333188 |  | node_1380482_07_15346990_612 |  | AN | 0 | Residential | 10706.4+4560.907j | 0 | 0 | 0 | 0 | 0 | [24 empty] | 8101705 | no | no |  |  | no |  | 0 | 0 | 0 | 0 | 0 | 0 |  | 1 | 1 | 1 | 0 | 0 | 0
load_220333191 |  | node_1379896_313_15346911_194 |  | AN | 0 | NonResidential | 0 | 0 | 0 | 0 | 0 | 0 | [24 empty] | 8101705 | no | no |  |  | no |  | 0 | 0 | 0 | 0 | 0 | 0 |  | 1 | 1 | 1 | 0 | 0 | 0
load_220333192 |  | node_1378233_252_15346971_967 |  | AN | 0 | Other | 0 | 0 | 0 | 0 | 0 | 0 | [24 empty] | 8101705 | no | no |  |  | no |  | 0 | 0 | 0 | 0 | 0 | 0 |  | 1 | 1 | 1 | 0 | 0 | 0
load_220333197 |  | node_1393287_789_15343963_539 |  | AN | 0 | Residential | 10159.2+4327.801j | 0 | 0 | 0 | 0 | 0 | [24 empty] | 8101705 | no | no |  |  | no |  | 0 | 0 | 0 | 0 | 0 | 0 |  | 1 | 1 | 1 | 0 | 0 | 0
load_220333199 |  | node_1393513_121_15344393_663 |  | AN | 0 | Residential | 748.8+318.987j | 0 | 0 | 0 | 0 | 0 | [24 empty] | 8101705 | no | no |  |  | no |  | 0 | 0 | 0 | 0 | 0 | 0 |  | 1 | 1 | 1 | 0 | 0 | 0
load_220333201 |  | node_1393243_18_15345030_217 |  | AN | 0 | Residential | 1533.6+653.311j | 0 | 0 | 0 | 0 | 0 | [24 empty] | 8101705 | no | no |  |  | no |  | 0 | 0 | 0 | 0 | 0 | 0 |  | 1 | 1 | 1 | 0 | 0 | 0
load_220333202 |  | node_1393152_958_15345418_096 |  | AN | 0 | Residential | 44366.4+18900.007j | 0 | 0 | 0 | 0 | 0 | [24 empty] | 8101705 | no | no |  |  | no |  | 0 | 0 | 0 | 0 | 0 | 0 |  | 1 | 1 | 1 | 0 | 0 | 0
load_220333203 |  | node_1393026_536_15345698_881 |  | AN | 0 | Residential | 18777.6+7999.224j | 0 | 0 | 0 | 0 | 0 | [24 empty] | 8101705 | no | no |  |  | no |  | 0 | 0 | 0 | 0 | 0 | 0 |  | 1 | 1 | 1 | 0 | 0 | 0
load_220333204 |  | node_1392938_971_15345919_256 |  | AN | 0 | Residential | 8928+3803.312j | 0 | 0 | 0 | 0 | 0 | [24 empty] | 8101705 | no | no |  |  | no |  | 0 | 0 | 0 | 0 | 0 | 0 |  | 1 | 1 | 1 | 0 | 0 | 0
load_220333205 |  | node_1392735_853_15346397_873 |  | AN | 0 | Residential | 10612.8+4521.034j | 0 | 0 | 0 | 0 | 0 | [24 empty] | 8101705 | no | no |  |  | no |  | 0 | 0 | 0 | 0 | 0 | 0 |  | 1 | 1 | 1 | 0 | 0 | 0
load_220333206 |  | node_1392622_25_15346670_994 |  | AN | 0 | Residential | 6933.6+2953.701j | 0 | 0 | 0 | 0 | 0 | [24 empty] | 8101705 | no | no |  |  | no |  | 0 | 0 | 0 | 0 | 0 | 0 |  | 1 | 1 | 1 | 0 | 0 | 0
load_220333207 |  | node_1392416_165_15347158_607 |  | AN | 0 | NonResidential | 1000+425.998j | 0 | 0 | 0 | 0 | 0 | [24 empty] | 8101705 | no | no |  |  | no |  | 0 | 0 | 0 | 0 | 0 | 0 |  | 1 | 1 | 1 | 0 | 0 | 0
load_220333208 |  | node_1392266_678_15347524_602 |  | AN | 0 | Residential | 4665.6+1987.537j | 0 | 0 | 0 | 0 | 0 | [24 empty] | 8101705 | no | no |  |  | no |  | 0 | 0 | 0 | 0 | 0 | 0 |  | 1 | 1 | 1 | 0 | 0 | 0
load_220333209 |  | node_1392050_583_15347929_85 |  | AN | 0 | Residential | 8431.2+3591.676j | 0 | 0 | 0 | 0 | 0 | [24 empty] | 8101705 | no | no |  |  | no |  | 0 | 0 | 0 | 0 | 0 | 0 |  | 1 | 1 | 1 | 0 | 0 | 0
load_220333210 |  | node_1392047_039_15348499_84 |  | AN | 0 | Residential | 13968+5950.343j | 0 | 0 | 0 | 0 | 0 | [24 empty] | 8101705 | no | no |  |  | no |  | 0 | 0 | 0 | 0 | 0 | 0 |  | 1 | 1 | 1 | 0 | 0 | 0
load_220333211 |  | node_1392172_715_15348942_358 |  | AN | 0 | Residential | 12484.8+5318.503j | 0 | 0 | 0 | 0 | 0 | [24 empty] | 8101705 | no | no |  |  | no |  | 0 | 0 | 0 | 0 | 0 | 0 |  | 1 | 1 | 1 | 0 | 0 | 0
load_220333217 |  | node_1392363_211_15351793_073 |  | AN | 0 | Residential | 3844.8+1637.878j | 0 | 0 | 0 | 0 | 0 | [24 empty] | 8101705 | no | no |  |  | no |  | 0 | 0 | 0 | 0 | 0 | 0 |  | 1 | 1 | 1 | 0 | 0 | 0
load_220333218 |  | node_1392355_032_15352226_912 |  | AN | 0 | NonResidential | 2289.6+975.366j | 0 | 0 | 0 | 0 | 0 | [24 empty] | 8101705 | no | no |  |  | no |  | 0 | 0 | 0 | 0 | 0 | 0 |  | 1 | 1 | 1 | 0 | 0 | 0
load_220333219 |  | node_1392240_907_15352521_313 |  | AN | 0 | Residential | 27014.4+11508.086j | 0 | 0 | 0 | 0 | 0 | [24 empty] | 8101705 | no | no |  |  | no |  | 0 | 0 | 0 | 0 | 0 | 0 |  | 1 | 1 | 1 | 0 | 0 | 0
load_220333220 |  | node_220333220-L |  | AN | 0 | NonResidential | 7000+2981.988j | 0 | 0 | 0 | 0 | 0 | [24 empty] | 8101705 | no | no |  |  | no |  | 0 | 0 | 0 | 0 | 0 | 0 |  | 1 | 1 | 1 | 0 | 0 | 0
load_220333222 |  | node_1392082_666_15353211_409 |  | AN | 0 | NonResidential | 2559.6+1090.385j | 0 | 0 | 0 | 0 | 0 | [24 empty] | 8101705 | no | no |  |  | no |  | 0 | 0 | 0 | 0 | 0 | 0 |  | 1 | 1 | 1 | 0 | 0 | 0
load_220333248 |  | node_1385581_984_15353800_229 |  | AN | 0 | Residential | 295.2+125.755j | 0 | 0 | 0 | 0 | 0 | [24 empty] | 8101705 | no | no |  |  | no |  | 0 | 0 | 0 | 0 | 0 | 0 |  | 1 | 1 | 1 | 0 | 0 | 0
load_220333249 |  | node_1385980_328_15353816_434 |  | AN | 0 | Residential | 10296+4386.078j | 0 | 0 | 0 | 0 | 0 | [24 empty] | 8101705 | no | no |  |  | no |  | 0 | 0 | 0 | 0 | 0 | 0 |  | 1 | 1 | 1 | 0 | 0 | 0
load_220333250 |  | node_1386334_123_15353864_425 |  | AN | 0 | Residential | 1677.6+714.655j | 0 | 0 | 0 | 0 | 0 | [24 empty] | 8101705 | no | no |  |  | no |  | 0 | 0 | 0 | 0 | 0 | 0 |  | 1 | 1 | 1 | 0 | 0 | 0
load_220333251 |  | node_1386930_336_15353911_736 |  | AN | 0 | Residential | 5536.8+2358.667j | 0 | 0 | 0 | 0 | 0 | [24 empty] | 8101705 | no | no |  |  | no |  | 0 | 0 | 0 | 0 | 0 | 0 |  | 1 | 1 | 1 | 0 | 0 | 0
load_220333252 |  | node_1387616_661_15354005_237 |  | AN | 0 | Residential | 15480+6594.452j | 0 | 0 | 0 | 0 | 0 | [24 empty] | 8101705 | no | no |  |  | no |  | 0 | 0 | 0 | 0 | 0 | 0 |  | 1 | 1 | 1 | 0 | 0 | 0
load_220333253 |  | node_1387826_321_15354024_737 |  | AN | 0 | Residential | 15854.4+6753.946j | 0 | 0 | 0 | 0 | 0 | [24 empty] | 8101705 | no | no |  |  | no |  | 0 | 0 | 0 | 0 | 0 | 0 |  | 1 | 1 | 1 | 0 | 0 | 0
load_220333255 |  | node_1388475_434_15353937_706 |  | AN | 0 | Residential | 0 | 0 | 0 | 0 | 0 | 0 | [24 empty] | 8101705 | no | no |  |  | no |  | 0 | 0 | 0 | 0 | 0 | 0 |  | 1 | 1 | 1 | 0 | 0 | 0
load_220333257 |  | node_1389179_963_15354358_26 |  | AN | 0 | Residential | 18590.4+7919.477j | 0 | 0 | 0 | 0 | 0 | [24 empty] | 8101705 | no | no |  |  | no |  | 0 | 0 | 0 | 0 | 0 | 0 |  | 1 | 1 | 1 | 0 | 0 | 0
load_220333258 |  | node_1389470_626_15353626_521 |  | AN | 0 | NonResidential | 79.2+33.739j | 0 | 0 | 0 | 0 | 0 | [24 empty] | 8101705 | no | no |  |  | no |  | 0 | 0 | 0 | 0 | 0 | 0 |  | 1 | 1 | 1 | 0 | 0 | 0
load_220333259 |  | node_1389915_503_15354046_559 |  | AN | 0 | Residential | 5680.8+2420.011j | 0 | 0 | 0 | 0 | 0 | [24 empty] | 8101705 | no | no |  |  | no |  | 0 | 0 | 0 | 0 | 0 | 0 |  | 1 | 1 | 1 | 0 | 0 | 0
load_220333294 |  | node_1392881_039_15347387_543 |  | AN | 0 | NonResidential | 2685.6+1144.061j | 0 | 0 | 0 | 0 | 0 | [24 empty] | 8101705 | no | no |  |  | no |  | 0 | 0 | 0 | 0 | 0 | 0 |  | 1 | 1 | 1 | 0 | 0 | 0
load_220333295 |  | node_1392626_764_15347524_245 |  | AN | 0 | Other | 0 | 0 | 0 | 0 | 0 | 0 | [24 empty] | 8101705 | no | no |  |  | no |  | 0 | 0 | 0 | 0 | 0 | 0 |  | 1 | 1 | 1 | 0 | 0 | 0
load_220333296 |  | node_1393127_992_15347560_804 |  | AN | 0 | Residential | 36172.8+15409.548j | 0 | 0 | 0 | 0 | 0 | [24 empty] | 8101705 | no | no |  |  | no |  | 0 | 0 | 0 | 0 | 0 | 0 |  | 1 | 1 | 1 | 0 | 0 | 0
load_220333297 |  | node_1392809_602_15347699_676 |  | AN | 0 | NonResidential | 4269.6+1818.842j | 0 | 0 | 0 | 0 | 0 | [24 empty] | 8101705 | no | no |  |  | no |  | 0 | 0 | 0 | 0 | 0 | 0 |  | 1 | 1 | 1 | 0 | 0 | 0
load_220333299 |  | node_1393162_017_15346960_13 |  | AN | 0 | Residential | 7164+3051.851j | 0 | 0 | 0 | 0 | 0 | [24 empty] | 8101705 | no | no |  |  | no |  | 0 | 0 | 0 | 0 | 0 | 0 |  | 1 | 1 | 1 | 0 | 0 | 0
load_220333301 |  | node_1396973_703_15347557_654 |  | AN | 0 | Residential | 9014.4+3840.118j | 0 | 0 | 0 | 0 | 0 | [24 empty] | 8101705 | no | no |  |  | no |  | 0 | 0 | 0 | 0 | 0 | 0 |  | 1 | 1 | 1 | 0 | 0 | 0
load_220333302 |  | node_1397144_056_15348034_298 |  | AN | 0 | Residential | 0 | 0 | 0 | 0 | 0 | 0 | [24 empty] | 8101705 | no | no |  |  | no |  | 0 | 0 | 0 | 0 | 0 | 0 |  | 1 | 1 | 1 | 0 | 0 | 0
load_220333303 |  | node_1393637_478_15347384_692 |  | AN | 0 | Residential | 5860.8+2496.69j | 0 | 0 | 0 | 0 | 0 | [24 empty] | 8101705 | no | no |  |  | no |  | 0 | 0 | 0 | 0 | 0 | 0 |  | 1 | 1 | 1 | 0 | 0 | 0
load_220333304 |  | node_1393928_206_15347466_111 |  | AN | 0 | Residential | 18036+7683.304j | 0 | 0 | 0 | 0 | 0 | [24 empty] | 8101705 | no | no |  |  | no |  | 0 | 0 | 0 | 0 | 0 | 0 |  | 1 | 1 | 1 | 0 | 0 | 0
load_220333305 |  | node_1394508_846_15347629_404 |  | AN | 0 | Residential | 21852+9308.913j | 0 | 0 | 0 | 0 | 0 | [24 empty] | 8101705 | no | no |  |  | no |  | 0 | 0 | 0 | 0 | 0 | 0 |  | 1 | 1 | 1 | 0 | 0 | 0
load_220333306 |  | node_1394775_85_15347567_589 |  | AN | 0 | Other | 0 | 0 | 0 | 0 | 0 | 0 | [24 empty] | 8101705 | no | no |  |  | no |  | 0 | 0 | 0 | 0 | 0 | 0 |  | 1 | 1 | 1 | 0 | 0 | 0
load_220333307 |  | node_1395248_692_15347573_844 |  | AN | 0 | Residential | 3571.2+1521.325j | 0 | 0 | 0 | 0 | 0 | [24 empty] | 8101705 | no | no |  |  | no |  | 0 | 0 | 0 | 0 | 0 | 0 |  | 1 | 1 | 1 | 0 | 0 | 0
load_220333308 |  | node_1395478_713_15347648_142 |  | AN | 0 | NonResidential | 3000+1277.995j | 0 | 0 | 0 | 0 | 0 | [24 empty] | 8101705 | no | no |  |  | no |  | 0 | 0 | 0 | 0 | 0 | 0 |  | 1 | 1 | 1 | 0 | 0 | 0
load_220333309 |  | node_1395758_532_15348247_732 |  | AN | 0 | Residential | 6969.6+2969.037j | 0 | 0 | 0 | 0 | 0 | [24 empty] | 8101705 | no | no |  |  | no |  | 0 | 0 | 0 | 0 | 0 | 0 |  | 1 | 1 | 1 | 0 | 0 | 0
load_220333311 |  | node_1395914_618_15347601_428 |  | AN | 0 | Other | 0 | 0 | 0 | 0 | 0 | 0 | [24 empty] | 8101705 | no | no |  |  | no |  | 0 | 0 | 0 | 0 | 0 | 0 |  | 1 | 1 | 1 | 0 | 0 | 0
load_220333313 |  | node_1396178_211_15347874_468 |  | AN | 0 | Residential | 22860+9738.319j | 0 | 0 | 0 | 0 | 0 | [24 empty] | 8101705 | no | no |  |  | no |  | 0 | 0 | 0 | 0 | 0 | 0 |  | 1 | 1 | 1 | 0 | 0 | 0
load_220333314 |  | node_1396108_418_15348177_276 |  | AN | 0 | Residential | 1857.6+791.334j | 0 | 0 | 0 | 0 | 0 | [24 empty] | 8101705 | no | no |  |  | no |  | 0 | 0 | 0 | 0 | 0 | 0 |  | 1 | 1 | 1 | 0 | 0 | 0
load_220333315 |  | node_1396355_49_15347669_306 |  | AN | 0 | NonResidential | 2916+1242.211j | 0 | 0 | 0 | 0 | 0 | [24 empty] | 8101705 | no | no |  |  | no |  | 0 | 0 | 0 | 0 | 0 | 0 |  | 1 | 1 | 1 | 0 | 0 | 0
load_220333427 |  | node_1396352_327_15347351_709 |  | AN | 0 | Residential | 3362.4+1432.376j | 0 | 0 | 0 | 0 | 0 | [24 empty] | 8101705 | no | no |  |  | no |  | 0 | 0 | 0 | 0 | 0 | 0 |  | 1 | 1 | 1 | 0 | 0 | 0
load_220333428 |  | node_1396385_316_15347200_352 |  | AN | 0 | Residential | 11757.6+5008.717j | 0 | 0 | 0 | 0 | 0 | [24 empty] | 8101705 | no | no |  |  | no |  | 0 | 0 | 0 | 0 | 0 | 0 |  | 1 | 1 | 1 | 0 | 0 | 0
load_220333429 |  | node_1397610_805_15344901_739 |  | AN | 0 | Residential | 1368+582.766j | 0 | 0 | 0 | 0 | 0 | [24 empty] | 8101705 | no | no |  |  | no |  | 0 | 0 | 0 | 0 | 0 | 0 |  | 1 | 1 | 1 | 0 | 0 | 0
load_220333430 |  | node_1397679_676_15344386_062 |  | AN | 0 | Residential | 5781.6+2462.951j | 0 | 0 | 0 | 0 | 0 | [24 empty] | 8101705 | no | no |  |  | no |  | 0 | 0 | 0 | 0 | 0 | 0 |  | 1 | 1 | 1 | 0 | 0 | 0
load_220333431 |  | node_1396596_784_15347058_259 |  | AN | 0 | Residential | 10936.8+4659.057j | 0 | 0 | 0 | 0 | 0 | [24 empty] | 8101705 | no | no |  |  | no |  | 0 | 0 | 0 | 0 | 0 | 0 |  | 1 | 1 | 1 | 0 | 0 | 0
load_220333432 |  | node_1396768_084_15346782_197 |  | AN | 0 | Residential | 7862.4+3349.368j | 0 | 0 | 0 | 0 | 0 | [24 empty] | 8101705 | no | no |  |  | no |  | 0 | 0 | 0 | 0 | 0 | 0 |  | 1 | 1 | 1 | 0 | 0 | 0
load_220333434 |  | node_1397488_732_15345671_355 |  | AN | 0 | Residential | 0 | 0 | 0 | 0 | 0 | 0 | [24 empty] | 8101705 | no | no |  |  | no |  | 0 | 0 | 0 | 0 | 0 | 0 |  | 1 | 1 | 1 | 0 | 0 | 0
load_220333435 |  | node_1397269_779_15345469_894 |  | AN | 0 | Residential | 7084.8+3018.112j | 0 | 0 | 0 | 0 | 0 | [24 empty] | 8101705 | no | no |  |  | no |  | 0 | 0 | 0 | 0 | 0 | 0 |  | 1 | 1 | 1 | 0 | 0 | 0
load_220333436 |  | node_1397421_78_15345037_501 |  | AN | 0 | Residential | 1922.4+818.939j | 0 | 0 | 0 | 0 | 0 | [24 empty] | 8101705 | no | no |  |  | no |  | 0 | 0 | 0 | 0 | 0 | 0 |  | 1 | 1 | 1 | 0 | 0 | 0
load_220333437 |  | node_1382155_625_15342218_371 |  | AN | 0 | Other | 0 | 0 | 0 | 0 | 0 | 0 | [24 empty] | 8101705 | no | no |  |  | no |  | 0 | 0 | 0 | 0 | 0 | 0 |  | 1 | 1 | 1 | 0 | 0 | 0
load_220333438 |  | node_1382063_358_15342411_025 |  | AN | 0 | Residential | 29728.8+12664.416j | 0 | 0 | 0 | 0 | 0 | [24 empty] | 8101705 | no | no |  |  | no |  | 0 | 0 | 0 | 0 | 0 | 0 |  | 1 | 1 | 1 | 0 | 0 | 0
load_220333439 |  | node_1381955_679_15342956_813 |  | AN | 0 | Residential | 144+61.344j | 0 | 0 | 0 | 0 | 0 | [24 empty] | 8101705 | no | no |  |  | no |  | 0 | 0 | 0 | 0 | 0 | 0 |  | 1 | 1 | 1 | 0 | 0 | 0
load_220333440 |  | node_1381949_255_15343182_365 |  | AN | 0 | Residential | 6508.8+2772.737j | 0 | 0 | 0 | 0 | 0 | [24 empty] | 8101705 | no | no |  |  | no |  | 0 | 0 | 0 | 0 | 0 | 0 |  | 1 | 1 | 1 | 0 | 0 | 0
load_220333442 |  | node_1381740_685_15344278_474 |  | AN | 0 | Residential | 26647.2+11351.66j | 0 | 0 | 0 | 0 | 0 | [24 empty] | 8101705 | no | no |  |  | no |  | 0 | 0 | 0 | 0 | 0 | 0 |  | 1 | 1 | 1 | 0 | 0 | 0
load_220333450 |  | node_1383556_517_15348357_696 |  | AN | 0 | Residential | 25567.2+10891.582j | 0 | 0 | 0 | 0 | 0 | [24 empty] | 8101705 | no | no |  |  | no |  | 0 | 0 | 0 | 0 | 0 | 0 |  | 1 | 1 | 1 | 0 | 0 | 0
load_220333451 |  | node_1383954_11_15351319_78 |  | AN | 0 | Residential | 6422.4+2735.931j | 0 | 0 | 0 | 0 | 0 | [24 empty] | 8101705 | no | no |  |  | no |  | 0 | 0 | 0 | 0 | 0 | 0 |  | 1 | 1 | 1 | 0 | 0 | 0
load_220333452 |  | node_1383973_112_15351587_433 |  | AN | 0 | Residential | 5090.4+2168.501j | 0 | 0 | 0 | 0 | 0 | [24 empty] | 8101705 | no | no |  |  | no |  | 0 | 0 | 0 | 0 | 0 | 0 |  | 1 | 1 | 1 | 0 | 0 | 0
load_220333453 |  | node_1383971_334_15349425_57 |  | AN | 0 | Residential | 19980+8511.444j | 0 | 0 | 0 | 0 | 0 | [24 empty] | 8101705 | no | no |  |  | no |  | 0 | 0 | 0 | 0 | 0 | 0 |  | 1 | 1 | 1 | 0 | 0 | 0
load_220333454 |  | node_1384010_711_15350059_186 |  | AN | 0 | Residential | 13046.4+5557.743j | 0 | 0 | 0 | 0 | 0 | [24 empty] | 8101705 | no | no |  |  | no |  | 0 | 0 | 0 | 0 | 0 | 0 |  | 1 | 1 | 1 | 0 | 0 | 0
load_220333455 |  | node_1384118_521_15350814_7 |  | AN | 0 | Residential | 38836.8+16544.408j | 0 | 0 | 0 | 0 | 0 | [24 empty] | 8101705 | no | no |  |  | no |  | 0 | 0 | 0 | 0 | 0 | 0 |  | 1 | 1 | 1 | 0 | 0 | 0
load_220333457 |  | node_1381942_914_15348444_01 |  | AN | 0 | Residential | 0 | 0 | 0 | 0 | 0 | 0 | [24 empty] | 8101705 | no | no |  |  | no |  | 0 | 0 | 0 | 0 | 0 | 0 |  | 1 | 1 | 1 | 0 | 0 | 0
load_220333458 |  | node_1380448_319_15349047_307 |  | AN | 0 | Residential | 5947.2+2533.497j | 0 | 0 | 0 | 0 | 0 | [24 empty] | 8101705 | no | no |  |  | no |  | 0 | 0 | 0 | 0 | 0 | 0 |  | 1 | 1 | 1 | 0 | 0 | 0
load_220333459 |  | node_1380221_068_15349309_247 |  | AN | 0 | Other | 0 | 0 | 0 | 0 | 0 | 0 | [24 empty] | 8101705 | no | no |  |  | no |  | 0 | 0 | 0 | 0 | 0 | 0 |  | 1 | 1 | 1 | 0 | 0 | 0
load_220333460 |  | node_1379791_293_15349200_152 |  | AN | 0 | Residential | 5601.6+2386.272j | 0 | 0 | 0 | 0 | 0 | [24 empty] | 8101705 | no | no |  |  | no |  | 0 | 0 | 0 | 0 | 0 | 0 |  | 1 | 1 | 1 | 0 | 0 | 0
load_220333461 |  | node_1379569_753_15349287_325 |  | AN | 0 | Residential | 6660+2837.148j | 0 | 0 | 0 | 0 | 0 | [24 empty] | 8101705 | no | no |  |  | no |  | 0 | 0 | 0 | 0 | 0 | 0 |  | 1 | 1 | 1 | 0 | 0 | 0
load_220333462 |  | node_1379254_408_15348727_455 |  | AN | 0 | Other | 0 | 0 | 0 | 0 | 0 | 0 | [24 empty] | 8101705 | no | no |  |  | no |  | 0 | 0 | 0 | 0 | 0 | 0 |  | 1 | 1 | 1 | 0 | 0 | 0
load_220333463 |  | node_1378718_56_15349349_696 |  | AN | 0 | Residential | 2865.6+1220.74j | 0 | 0 | 0 | 0 | 0 | [24 empty] | 8101705 | no | no |  |  | no |  | 0 | 0 | 0 | 0 | 0 | 0 |  | 1 | 1 | 1 | 0 | 0 | 0
load_220333520 |  | node_1380971_012_15347115_713 |  | AN | 0 | Other | 0 | 0 | 0 | 0 | 0 | 0 | [24 empty] | 8101705 | no | no |  |  | no |  | 0 | 0 | 0 | 0 | 0 | 0 |  | 1 | 1 | 1 | 0 | 0 | 0
load_220333521 |  | node_1381488_422_15344999_854 |  | AN | 0 | Residential | 9741.6+4149.904j | 0 | 0 | 0 | 0 | 0 | [24 empty] | 8101705 | no | no |  |  | no |  | 0 | 0 | 0 | 0 | 0 | 0 |  | 1 | 1 | 1 | 0 | 0 | 0
load_220333522 |  | node_1381455_06_15346822_179 |  | AN | 0 | Residential | 12333.6+5254.092j | 0 | 0 | 0 | 0 | 0 | [24 empty] | 8101705 | no | no |  |  | no |  | 0 | 0 | 0 | 0 | 0 | 0 |  | 1 | 1 | 1 | 0 | 0 | 0
load_220333524 |  | node_1381304_554_15346308_764 |  | AN | 0 | Residential | 2700+1150.195j | 0 | 0 | 0 | 0 | 0 | [24 empty] | 8101705 | no | no |  |  | no |  | 0 | 0 | 0 | 0 | 0 | 0 |  | 1 | 1 | 1 | 0 | 0 | 0
load_220333525 |  | node_1381438_405_15346277_047 |  | AN | 0 | Residential | 8841.6+3766.506j | 0 | 0 | 0 | 0 | 0 | [24 empty] | 8101705 | no | no |  |  | no |  | 0 | 0 | 0 | 0 | 0 | 0 |  | 1 | 1 | 1 | 0 | 0 | 0
load_220333526 |  | node_1381377_358_15346047_277 |  | AN | 0 | Residential | 7783.2+3315.629j | 0 | 0 | 0 | 0 | 0 | [24 empty] | 8101705 | no | no |  |  | no |  | 0 | 0 | 0 | 0 | 0 | 0 |  | 1 | 1 | 1 | 0 | 0 | 0
load_220333527 |  | node_1381403_77_15345531_237 |  | AN | 0 | Residential | 36100.8+15378.876j | 0 | 0 | 0 | 0 | 0 | [24 empty] | 8101705 | no | no |  |  | no |  | 0 | 0 | 0 | 0 | 0 | 0 |  | 1 | 1 | 1 | 0 | 0 | 0
load_220333564 |  | node_1391379_164_15345930_299 |  | AN | 0 | Other | 0 | 0 | 0 | 0 | 0 | 0 | [24 empty] | 8101705 | no | no |  |  | no |  | 0 | 0 | 0 | 0 | 0 | 0 |  | 1 | 1 | 1 | 0 | 0 | 0
load_220333565 |  | node_1391251_124_15346303_472 |  | AN | 0 | Residential | 100.8+42.941j | 0 | 0 | 0 | 0 | 0 | [24 empty] | 8101705 | no | no |  |  | no |  | 0 | 0 | 0 | 0 | 0 | 0 |  | 1 | 1 | 1 | 0 | 0 | 0
load_220333566 |  | node_1391637_148_15346483_819 |  | AN | 0 | Residential | 547.2+233.106j | 0 | 0 | 0 | 0 | 0 | [24 empty] | 8101705 | no | no |  |  | no |  | 0 | 0 | 0 | 0 | 0 | 0 |  | 1 | 1 | 1 | 0 | 0 | 0
load_220333567 |  | node_1391704_646_15346781_019 |  | AN | 0 | NonResidential | 885.6+377.264j | 0 | 0 | 0 | 0 | 0 | [24 empty] | 8101705 | no | no |  |  | no |  | 0 | 0 | 0 | 0 | 0 | 0 |  | 1 | 1 | 1 | 0 | 0 | 0
load_220333580 |  | node_1398959_036_15343564_597 |  | AN | 0 | Residential | 7358.4+3134.665j | 0 | 0 | 0 | 0 | 0 | [24 empty] | 8101705 | no | no |  |  | no |  | 0 | 0 | 0 | 0 | 0 | 0 |  | 1 | 1 | 1 | 0 | 0 | 0
load_220333608 |  | node_1390610_822_15343582_722 |  | AN | 0 | Residential | 12297.6+5238.756j | 0 | 0 | 0 | 0 | 0 | [24 empty] | 8101705 | no | no |  |  | no |  | 0 | 0 | 0 | 0 | 0 | 0 |  | 1 | 1 | 1 | 0 | 0 | 0
load_220333609 |  | node_1390121_758_15343225_98 |  | AN | 0 | Residential | 3837.6+1634.811j | 0 | 0 | 0 | 0 | 0 | [24 empty] | 8101705 | no | no |  |  | no |  | 0 | 0 | 0 | 0 | 0 | 0 |  | 1 | 1 | 1 | 0 | 0 | 0
load_220333610 |  | node_1389900_493_15343515_535 |  | AN | 0 | Residential | 31140+13265.584j | 0 | 0 | 0 | 0 | 0 | [24 empty] | 8101705 | no | no |  |  | no |  | 0 | 0 | 0 | 0 | 0 | 0 |  | 1 | 1 | 1 | 0 | 0 | 0
load_220334652 |  | node_1398334_695_15314757_122 |  | ABCN | 0 | NonResidential | 23666.667+10081.958j | 23666.667+10081.958j | 23666.667+10081.958j | 0 | 0 | 0 | [24 empty] | 8101705 | no | no |  |  | no |  | 0 | 0 | 0 | 0 | 0 | 0 |  | 1 | 1 | 1 | 0 | 0 | 0
load_220334667 |  | node_1395087_068_15325677_65 |  | AN | 0 | Residential | 57780+24614.177j | 0 | 0 | 0 | 0 | 0 | [24 empty] | 8101705 | no | no |  |  | no |  | 0 | 0 | 0 | 0 | 0 | 0 |  | 1 | 1 | 1 | 0 | 0 | 0
load_220334668 |  | node_1395131_193_15325792_328 |  | AN | 0 | Residential | 65930.4+28086.233j | 0 | 0 | 0 | 0 | 0 | [24 empty] | 8101705 | no | no |  |  | no |  | 0 | 0 | 0 | 0 | 0 | 0 |  | 1 | 1 | 1 | 0 | 0 | 0
load_220334669 |  | node_1395266_624_15325758_676 |  | AN | 0 | NonResidential | 18000+7667.968j | 0 | 0 | 0 | 0 | 0 | [24 empty] | 8101705 | no | no |  |  | no |  | 0 | 0 | 0 | 0 | 0 | 0 |  | 1 | 1 | 1 | 0 | 0 | 0
load_220334671 |  | node_1395021_334_15325544_593 |  | AN | 0 | NonResidential | 2000+851.996j | 0 | 0 | 0 | 0 | 0 | [24 empty] | 8101705 | no | no |  |  | no |  | 0 | 0 | 0 | 0 | 0 | 0 |  | 1 | 1 | 1 | 0 | 0 | 0
load_220334672 |  | node_1395248_865_15325506_803 |  | AN | 0 | Residential | 66895.2+28497.236j | 0 | 0 | 0 | 0 | 0 | [24 empty] | 8101705 | no | no |  |  | no |  | 0 | 0 | 0 | 0 | 0 | 0 |  | 1 | 1 | 1 | 0 | 0 | 0
load_220334676 |  | node_1395274_64_15326031_744 |  | AN | 0 | Residential | 68954.4+29374.451j | 0 | 0 | 0 | 0 | 0 | [24 empty] | 8101705 | no | no |  |  | no |  | 0 | 0 | 0 | 0 | 0 | 0 |  | 1 | 1 | 1 | 0 | 0 | 0
load_220334679 |  | node_1397521_74_15312910_894 |  | ABCN | 0 | NonResidential | 4333.333+1845.992j | 4333.333+1845.992j | 4333.333+1845.992j | 0 | 0 | 0 | [24 empty] | 8101705 | no | no |  |  | no |  | 0 | 0 | 0 | 0 | 0 | 0 |  | 1 | 1 | 1 | 0 | 0 | 0
load_220334682 |  | node_1397719_502_15313773_897 |  | ABCN | 0 | NonResidential | 36333.333+15477.935j | 36333.333+15477.935j | 36333.333+15477.935j | 0 | 0 | 0 | [24 empty] | 8101705 | no | no |  |  | no |  | 0 | 0 | 0 | 0 | 0 | 0 |  | 1 | 1 | 1 | 0 | 0 | 0
load_220334684 |  | node_1398387_146_15313800_697 |  | ABCN | 0 | NonResidential | 49333.333+21015.912j | 49333.333+21015.912j | 49333.333+21015.912j | 0 | 0 | 0 | [24 empty] | 8101705 | no | no |  |  | no |  | 0 | 0 | 0 | 0 | 0 | 0 |  | 1 | 1 | 1 | 0 | 0 | 0
load_220334685 |  | node_1398462_222_15313608_122 |  | ABCN | 0 | NonResidential | 9333.333+3975.983j | 9333.333+3975.983j | 9333.333+3975.983j | 0 | 0 | 0 | [24 empty] | 8101705 | no | no |  |  | no |  | 0 | 0 | 0 | 0 | 0 | 0 |  | 1 | 1 | 1 | 0 | 0 | 0
load_220334686 |  | node_1398299_56_15313242_393 |  | ABCN | 0 | NonResidential | 26000+11075.954j | 26000+11075.954j | 26000+11075.954j | 0 | 0 | 0 | [24 empty] | 8101705 | no | no |  |  | no |  | 0 | 0 | 0 | 0 | 0 | 0 |  | 1 | 1 | 1 | 0 | 0 | 0
load_220334687 |  | node_1398155_336_15312934_829 |  | ABCN | 0 | NonResidential | 8333.333+3549.985j | 8333.333+3549.985j | 8333.333+3549.985j | 0 | 0 | 0 | [24 empty] | 8101705 | no | no |  |  | no |  | 0 | 0 | 0 | 0 | 0 | 0 |  | 1 | 1 | 1 | 0 | 0 | 0
load_220334688 |  | node_1397944_802_15312776_773 |  | ABCN | 0 | NonResidential | 22666.667+9655.96j | 22666.667+9655.96j | 22666.667+9655.96j | 0 | 0 | 0 | [24 empty] | 8101705 | no | no |  |  | no |  | 0 | 0 | 0 | 0 | 0 | 0 |  | 1 | 1 | 1 | 0 | 0 | 0
load_220334690 |  | node_1397181_807_15313501_462 |  | ABCN | 0 | NonResidential | 28333.333+12069.949j | 28333.333+12069.949j | 28333.333+12069.949j | 0 | 0 | 0 | [24 empty] | 8101705 | no | no |  |  | no |  | 0 | 0 | 0 | 0 | 0 | 0 |  | 1 | 1 | 1 | 0 | 0 | 0
load_220334757 |  | node_1396334_184_15310723_53 |  | ABCN | 0 | NonResidential | 6000+2555.989j | 6000+2555.989j | 6000+2555.989j | 0 | 0 | 0 | [24 empty] | 8101705 | no | no |  |  | no |  | 0 | 0 | 0 | 0 | 0 | 0 |  | 1 | 1 | 1 | 0 | 0 | 0
load_220334758 |  | node_1396129_056_15310936_141 |  | ABCN | 0 | NonResidential | 32000+13631.943j | 32000+13631.943j | 32000+13631.943j | 0 | 0 | 0 | [24 empty] | 8101705 | no | no |  |  | no |  | 0 | 0 | 0 | 0 | 0 | 0 |  | 1 | 1 | 1 | 0 | 0 | 0
load_220334776 |  | node_1396377_249_15310410_669 |  | AN | 0 | NonResidential | 8000+3407.986j | 0 | 0 | 0 | 0 | 0 | [24 empty] | 8101705 | no | no |  |  | no |  | 0 | 0 | 0 | 0 | 0 | 0 |  | 1 | 1 | 1 | 0 | 0 | 0
load_220334777 |  | node_1396380_856_15310672_579 |  | AN | 0 | Residential | 2570.4+1094.986j | 0 | 0 | 0 | 0 | 0 | [24 empty] | 8101705 | no | no |  |  | no |  | 0 | 0 | 0 | 0 | 0 | 0 |  | 1 | 1 | 1 | 0 | 0 | 0
load_220334778 |  | node_1396377_176_15310646_383 |  | AN | 0 | NonResidential | 6000+2555.989j | 0 | 0 | 0 | 0 | 0 | [24 empty] | 8101705 | no | no |  |  | no |  | 0 | 0 | 0 | 0 | 0 | 0 |  | 1 | 1 | 1 | 0 | 0 | 0
load_220334779 |  | node_1396647_024_15310984_929 |  | AN | 0 | NonResidential | 24+10.224j | 0 | 0 | 0 | 0 | 0 | [24 empty] | 8101705 | no | no |  |  | no |  | 0 | 0 | 0 | 0 | 0 | 0 |  | 1 | 1 | 1 | 0 | 0 | 0
load_220334780 |  | node_1396663_57_15310970_416 |  | BN | 0 | NonResidential | 0 | 24+10.224j | 0 | 0 | 0 | 0 | [24 empty] | 8101705 | no | no |  |  | no |  | 0 | 0 | 0 | 0 | 0 | 0 |  | 1 | 1 | 1 | 0 | 0 | 0
load_220334781 |  | node_1396633_865_15311004_725 |  | CN | 0 | NonResidential | 0 | 0 | 24+10.224j | 0 | 0 | 0 | [24 empty] | 8101705 | no | no |  |  | no |  | 0 | 0 | 0 | 0 | 0 | 0 |  | 1 | 1 | 1 | 0 | 0 | 0
load_220334785 |  | node_1396759_668_15311206_495 |  | AN | 0 | NonResidential | 15500+6602.972j | 0 | 0 | 0 | 0 | 0 | [24 empty] | 8101705 | no | no |  |  | no |  | 0 | 0 | 0 | 0 | 0 | 0 |  | 1 | 1 | 1 | 0 | 0 | 0
load_220334788 |  | node_1396727_304_15311502_486 |  | AN | 0 | Residential | 3823.2+1628.676j | 0 | 0 | 0 | 0 | 0 | [24 empty] | 8101705 | no | no |  |  | no |  | 0 | 0 | 0 | 0 | 0 | 0 |  | 1 | 1 | 1 | 0 | 0 | 0
load_220334789 |  | node_1396723_429_15311476_34 |  | AN | 0 | Residential | 3823.2+1628.676j | 0 | 0 | 0 | 0 | 0 | [24 empty] | 8101705 | no | no |  |  | no |  | 0 | 0 | 0 | 0 | 0 | 0 |  | 1 | 1 | 1 | 0 | 0 | 0
load_220334790 |  | node_1396913_437_15311445_179 |  | AN | 0 | NonResidential | 13000+5537.977j | 0 | 0 | 0 | 0 | 0 | [24 empty] | 8101705 | no | no |  |  | no |  | 0 | 0 | 0 | 0 | 0 | 0 |  | 1 | 1 | 1 | 0 | 0 | 0
load_220334792 |  | node_1396981_853_15311545_461 |  | AN | 0 | NonResidential | 32666.667+13915.942j | 0 | 0 | 0 | 0 | 0 | [24 empty] | 8101705 | no | no |  |  | no |  | 0 | 0 | 0 | 0 | 0 | 0 |  | 1 | 1 | 1 | 0 | 0 | 0
load_220334793 |  | node_1396995_913_15311496_277 |  | BN | 0 | NonResidential | 0 | 32666.667+13915.942j | 0 | 0 | 0 | 0 | [24 empty] | 8101705 | no | no |  |  | no |  | 0 | 0 | 0 | 0 | 0 | 0 |  | 1 | 1 | 1 | 0 | 0 | 0
load_220334794 |  | node_1396774_389_15311617_752 |  | AN | 0 | NonResidential | 5333.333+2271.99j | 0 | 0 | 0 | 0 | 0 | [24 empty] | 8101705 | no | no |  |  | no |  | 0 | 0 | 0 | 0 | 0 | 0 |  | 1 | 1 | 1 | 0 | 0 | 0
load_220334795 |  | node_1396771_144_15311591_457 |  | BN | 0 | NonResidential | 0 | 5333.333+2271.99j | 0 | 0 | 0 | 0 | [24 empty] | 8101705 | no | no |  |  | no |  | 0 | 0 | 0 | 0 | 0 | 0 |  | 1 | 1 | 1 | 0 | 0 | 0
load_220334796 |  | node_1396782_582_15311642_067 |  | CN | 0 | NonResidential | 0 | 0 | 5333.333+2271.99j | 0 | 0 | 0 | [24 empty] | 8101705 | no | no |  |  | no |  | 0 | 0 | 0 | 0 | 0 | 0 |  | 1 | 1 | 1 | 0 | 0 | 0
load_220334797 |  | node_1396864_801_15311812_67 |  | AN | 0 | NonResidential | 7333.333+3123.987j | 0 | 0 | 0 | 0 | 0 | [24 empty] | 8101705 | no | no |  |  | no |  | 0 | 0 | 0 | 0 | 0 | 0 |  | 1 | 1 | 1 | 0 | 0 | 0
load_220334799 |  | node_1396874_418_15311854_003 |  | BN | 0 | NonResidential | 0 | 7333.333+3123.987j | 0 | 0 | 0 | 0 | [24 empty] | 8101705 | no | no |  |  | no |  | 0 | 0 | 0 | 0 | 0 | 0 |  | 1 | 1 | 1 | 0 | 0 | 0
load_220334802 |  | node_1397289_632_15312798_264 |  | AN | 0 | NonResidential | 8000+3407.986j | 0 | 0 | 0 | 0 | 0 | [24 empty] | 8101705 | no | no |  |  | no |  | 0 | 0 | 0 | 0 | 0 | 0 |  | 1 | 1 | 1 | 0 | 0 | 0
load_220334806 |  | node_1397303_575_15313078_218 |  | AN | 0 | NonResidential | 21500+9158.962j | 0 | 0 | 0 | 0 | 0 | [24 empty] | 8101705 | no | no |  |  | no |  | 0 | 0 | 0 | 0 | 0 | 0 |  | 1 | 1 | 1 | 0 | 0 | 0
load_220334807 |  | node_1397303_596_15313051_59 |  | AN | 0 | NonResidential | 21500+9158.962j | 0 | 0 | 0 | 0 | 0 | [24 empty] | 8101705 | no | no |  |  | no |  | 0 | 0 | 0 | 0 | 0 | 0 |  | 1 | 1 | 1 | 0 | 0 | 0
load_220334808 |  | node_1397431_976_15313184_79 |  | AN | 0 | NonResidential | 1339.2+570.497j | 0 | 0 | 0 | 0 | 0 | [24 empty] | 8101705 | no | no |  |  | no |  | 0 | 0 | 0 | 0 | 0 | 0 |  | 1 | 1 | 1 | 0 | 0 | 0
load_220334809 |  | node_1397332_034_15313273_347 |  | AN | 0 | NonResidential | 93.6+39.873j | 0 | 0 | 0 | 0 | 0 | [24 empty] | 8101705 | no | no |  |  | no |  | 0 | 0 | 0 | 0 | 0 | 0 |  | 1 | 1 | 1 | 0 | 0 | 0
load_220334810 |  | node_1397331_438_15313246_726 |  | BN | 0 | NonResidential | 0 | 93.6+39.873j | 0 | 0 | 0 | 0 | [24 empty] | 8101705 | no | no |  |  | no |  | 0 | 0 | 0 | 0 | 0 | 0 |  | 1 | 1 | 1 | 0 | 0 | 0
load_220334811 |  | node_1397337_737_15313298_896 |  | CN | 0 | NonResidential | 0 | 0 | 93.6+39.873j | 0 | 0 | 0 | [24 empty] | 8101705 | no | no |  |  | no |  | 0 | 0 | 0 | 0 | 0 | 0 |  | 1 | 1 | 1 | 0 | 0 | 0
load_220334812 |  | node_1397655_97_15313603_456 |  | AN | 0 | NonResidential | 4000+1703.993j | 0 | 0 | 0 | 0 | 0 | [24 empty] | 8101705 | no | no |  |  | no |  | 0 | 0 | 0 | 0 | 0 | 0 |  | 1 | 1 | 1 | 0 | 0 | 0
load_220334813 |  | node_1397647_516_15313627_466 |  | BN | 0 | NonResidential | 0 | 4000+1703.993j | 0 | 0 | 0 | 0 | [24 empty] | 8101705 | no | no |  |  | no |  | 0 | 0 | 0 | 0 | 0 | 0 |  | 1 | 1 | 1 | 0 | 0 | 0
load_220334814 |  | node_1397659_499_15313577_284 |  | CN | 0 | NonResidential | 0 | 0 | 4000+1703.993j | 0 | 0 | 0 | [24 empty] | 8101705 | no | no |  |  | no |  | 0 | 0 | 0 | 0 | 0 | 0 |  | 1 | 1 | 1 | 0 | 0 | 0
load_220334815 |  | node_1397555_239_15313837_534 |  | AN | 0 | NonResidential | 41333.333+17607.926j | 0 | 0 | 0 | 0 | 0 | [24 empty] | 8101705 | no | no |  |  | no |  | 0 | 0 | 0 | 0 | 0 | 0 |  | 1 | 1 | 1 | 0 | 0 | 0
load_220334816 |  | node_1397565_149_15313827_122 |  | BN | 0 | NonResidential | 0 | 41333.333+17607.926j | 0 | 0 | 0 | 0 | [24 empty] | 8101705 | no | no |  |  | no |  | 0 | 0 | 0 | 0 | 0 | 0 |  | 1 | 1 | 1 | 0 | 0 | 0
load_220334817 |  | node_1397543_56_15313847_442 |  | CN | 0 | NonResidential | 0 | 0 | 41333.333+17607.926j | 0 | 0 | 0 | [24 empty] | 8101705 | no | no |  |  | no |  | 0 | 0 | 0 | 0 | 0 | 0 |  | 1 | 1 | 1 | 0 | 0 | 0
load_220334818 |  | node_1397657_667_15313671_932 |  | AN | 0 | NonResidential | 21500+9158.962j | 0 | 0 | 0 | 0 | 0 | [24 empty] | 8101705 | no | no |  |  | no |  | 0 | 0 | 0 | 0 | 0 | 0 |  | 1 | 1 | 1 | 0 | 0 | 0
load_220334819 |  | node_1397675_8_15313682_82 |  | AN | 0 | NonResidential | 21500+9158.962j | 0 | 0 | 0 | 0 | 0 | [24 empty] | 8101705 | no | no |  |  | no |  | 0 | 0 | 0 | 0 | 0 | 0 |  | 1 | 1 | 1 | 0 | 0 | 0
load_220334821 |  | node_1397627_64_15313959_942 |  | AN | 0 | NonResidential | 17666.667+7525.969j | 0 | 0 | 0 | 0 | 0 | [24 empty] | 8101705 | no | no |  |  | no |  | 0 | 0 | 0 | 0 | 0 | 0 |  | 1 | 1 | 1 | 0 | 0 | 0
load_220334822 |  | node_1397621_46_15313907_748 |  | BN | 0 | NonResidential | 0 | 17666.667+7525.969j | 0 | 0 | 0 | 0 | [24 empty] | 8101705 | no | no |  |  | no |  | 0 | 0 | 0 | 0 | 0 | 0 |  | 1 | 1 | 1 | 0 | 0 | 0
load_220334823 |  | node_1397692_488_15313971_278 |  | AN | 0 | NonResidential | 5666.667+2413.99j | 0 | 0 | 0 | 0 | 0 | [24 empty] | 8101705 | no | no |  |  | no |  | 0 | 0 | 0 | 0 | 0 | 0 |  | 1 | 1 | 1 | 0 | 0 | 0
load_220334824 |  | node_1397711_62_15313978_364 |  | BN | 0 | NonResidential | 0 | 5666.667+2413.99j | 0 | 0 | 0 | 0 | [24 empty] | 8101705 | no | no |  |  | no |  | 0 | 0 | 0 | 0 | 0 | 0 |  | 1 | 1 | 1 | 0 | 0 | 0
load_220334825 |  | node_1397672_675_15313971_076 |  | CN | 0 | NonResidential | 0 | 0 | 5666.667+2413.99j | 0 | 0 | 0 | [24 empty] | 8101705 | no | no |  |  | no |  | 0 | 0 | 0 | 0 | 0 | 0 |  | 1 | 1 | 1 | 0 | 0 | 0
load_220334830 |  | node_1398019_05_15314949_475 |  | AN | 0 | NonResidential | 5868+2499.758j | 0 | 0 | 0 | 0 | 0 | [24 empty] | 8101705 | no | no |  |  | no |  | 0 | 0 | 0 | 0 | 0 | 0 |  | 1 | 1 | 1 | 0 | 0 | 0
load_220334833 |  | node_1398320_492_15315397_547 |  | AN | 0 | NonResidential | 7905.6+3367.771j | 0 | 0 | 0 | 0 | 0 | [24 empty] | 8101705 | no | no |  |  | no |  | 0 | 0 | 0 | 0 | 0 | 0 |  | 1 | 1 | 1 | 0 | 0 | 0
load_220334836 |  | node_1398539_725_15315601_862 |  | AN | 0 | NonResidential | 12000+5111.979j | 0 | 0 | 0 | 0 | 0 | [24 empty] | 8101705 | no | no |  |  | no |  | 0 | 0 | 0 | 0 | 0 | 0 |  | 1 | 1 | 1 | 0 | 0 | 0
load_220334837 |  | node_1398377_353_15315717_226 |  | AN | 0 | NonResidential | 12000+5111.979j | 0 | 0 | 0 | 0 | 0 | [24 empty] | 8101705 | no | no |  |  | no |  | 0 | 0 | 0 | 0 | 0 | 0 |  | 1 | 1 | 1 | 0 | 0 | 0
load_220334838 |  | node_1398376_254_15315690_63 |  | BN | 0 | NonResidential | 0 | 12000+5111.979j | 0 | 0 | 0 | 0 | [24 empty] | 8101705 | no | no |  |  | no |  | 0 | 0 | 0 | 0 | 0 | 0 |  | 1 | 1 | 1 | 0 | 0 | 0
load_220334839 |  | node_1398383_533_15315742_576 |  | CN | 0 | NonResidential | 0 | 0 | 12000+5111.979j | 0 | 0 | 0 | [24 empty] | 8101705 | no | no |  |  | no |  | 0 | 0 | 0 | 0 | 0 | 0 |  | 1 | 1 | 1 | 0 | 0 | 0
load_220334841 |  | node_1398503_948_15315829_334 |  | AN | 0 | NonResidential | 32000+13631.943j | 0 | 0 | 0 | 0 | 0 | [24 empty] | 8101705 | no | no |  |  | no |  | 0 | 0 | 0 | 0 | 0 | 0 |  | 1 | 1 | 1 | 0 | 0 | 0
load_220334842 |  | node_1398643_655_15315647_66 |  | AN | 0 | NonResidential | 16666.667+7099.97j | 0 | 0 | 0 | 0 | 0 | [24 empty] | 8101705 | no | no |  |  | no |  | 0 | 0 | 0 | 0 | 0 | 0 |  | 1 | 1 | 1 | 0 | 0 | 0
load_220334843 |  | node_1398656_339_15315668_222 |  | BN | 0 | NonResidential | 0 | 16666.667+7099.97j | 0 | 0 | 0 | 0 | [24 empty] | 8101705 | no | no |  |  | no |  | 0 | 0 | 0 | 0 | 0 | 0 |  | 1 | 1 | 1 | 0 | 0 | 0
load_220334844 |  | node_1398627_463_15315632_179 |  | CN | 0 | NonResidential | 0 | 0 | 16666.667+7099.97j | 0 | 0 | 0 | [24 empty] | 8101705 | no | no |  |  | no |  | 0 | 0 | 0 | 0 | 0 | 0 |  | 1 | 1 | 1 | 0 | 0 | 0
load_220334845 |  | node_1398933_98_15316086_41 |  | AN | 0 | Residential | 4744.8+2021.276j | 0 | 0 | 0 | 0 | 0 | [24 empty] | 8101705 | no | no |  |  | no |  | 0 | 0 | 0 | 0 | 0 | 0 |  | 1 | 1 | 1 | 0 | 0 | 0
load_220334846 |  | node_1398940_547_15316111_587 |  | AN | 0 | Residential | 4744.8+2021.276j | 0 | 0 | 0 | 0 | 0 | [24 empty] | 8101705 | no | no |  |  | no |  | 0 | 0 | 0 | 0 | 0 | 0 |  | 1 | 1 | 1 | 0 | 0 | 0
load_220334847 |  | node_1399067_849_15316381_909 |  | AN | 0 | NonResidential | 10000+4259.982j | 0 | 0 | 0 | 0 | 0 | [24 empty] | 8101705 | no | no |  |  | no |  | 0 | 0 | 0 | 0 | 0 | 0 |  | 1 | 1 | 1 | 0 | 0 | 0
load_220334848 |  | node_1399089_478_15316399_395 |  | AN | 0 | NonResidential | 10000+4259.982j | 0 | 0 | 0 | 0 | 0 | [24 empty] | 8101705 | no | no |  |  | no |  | 0 | 0 | 0 | 0 | 0 | 0 |  | 1 | 1 | 1 | 0 | 0 | 0
load_220334849 |  | node_1399250_439_15316554_538 |  | AN | 0 | NonResidential | 7500+3194.987j | 0 | 0 | 0 | 0 | 0 | [24 empty] | 8101705 | no | no |  |  | no |  | 0 | 0 | 0 | 0 | 0 | 0 |  | 1 | 1 | 1 | 0 | 0 | 0
load_220334851 |  | node_1399258_988_15316578_631 |  | AN | 0 | NonResidential | 7500+3194.987j | 0 | 0 | 0 | 0 | 0 | [24 empty] | 8101705 | no | no |  |  | no |  | 0 | 0 | 0 | 0 | 0 | 0 |  | 1 | 1 | 1 | 0 | 0 | 0
load_220334852 |  | node_1399274_749_15316795_599 |  | AN | 0 | Other | 0 | 0 | 0 | 0 | 0 | 0 | [24 empty] | 8101705 | no | no |  |  | no |  | 0 | 0 | 0 | 0 | 0 | 0 |  | 1 | 1 | 1 | 0 | 0 | 0
load_220334853 |  | node_1399423_713_15316818_202 |  | AN | 0 | NonResidential | 26000+11075.954j | 0 | 0 | 0 | 0 | 0 | [24 empty] | 8101705 | no | no |  |  | no |  | 0 | 0 | 0 | 0 | 0 | 0 |  | 1 | 1 | 1 | 0 | 0 | 0
load_220334854 |  | node_1399412_636_15316796_032 |  | BN | 0 | NonResidential | 0 | 26000+11075.954j | 0 | 0 | 0 | 0 | [24 empty] | 8101705 | no | no |  |  | no |  | 0 | 0 | 0 | 0 | 0 | 0 |  | 1 | 1 | 1 | 0 | 0 | 0
load_220334855 |  | node_1399430_16_15316843_433 |  | CN | 0 | NonResidential | 0 | 0 | 26000+11075.954j | 0 | 0 | 0 | [24 empty] | 8101705 | no | no |  |  | no |  | 0 | 0 | 0 | 0 | 0 | 0 |  | 1 | 1 | 1 | 0 | 0 | 0
load_220334856 |  | node_1399451_567_15317154_397 |  | AN | 0 | NonResidential | 9500+4046.983j | 0 | 0 | 0 | 0 | 0 | [24 empty] | 8101705 | no | no |  |  | no |  | 0 | 0 | 0 | 0 | 0 | 0 |  | 1 | 1 | 1 | 0 | 0 | 0
load_220334857 |  | node_1399445_123_15317129_163 |  | AN | 0 | NonResidential | 9500+4046.983j | 0 | 0 | 0 | 0 | 0 | [24 empty] | 8101705 | no | no |  |  | no |  | 0 | 0 | 0 | 0 | 0 | 0 |  | 1 | 1 | 1 | 0 | 0 | 0
load_220334858 |  | node_1399644_693_15317151_518 |  | AN | 0 | NonResidential | 8666.667+3691.985j | 0 | 0 | 0 | 0 | 0 | [24 empty] | 8101705 | no | no |  |  | no |  | 0 | 0 | 0 | 0 | 0 | 0 |  | 1 | 1 | 1 | 0 | 0 | 0
load_220334859 |  | node_1399650_989_15317176_817 |  | BN | 0 | NonResidential | 0 | 8666.667+3691.985j | 0 | 0 | 0 | 0 | [24 empty] | 8101705 | no | no |  |  | no |  | 0 | 0 | 0 | 0 | 0 | 0 |  | 1 | 1 | 1 | 0 | 0 | 0
load_220334860 |  | node_1399633_749_15317129_23 |  | CN | 0 | NonResidential | 0 | 0 | 8666.667+3691.985j | 0 | 0 | 0 | [24 empty] | 8101705 | no | no |  |  | no |  | 0 | 0 | 0 | 0 | 0 | 0 |  | 1 | 1 | 1 | 0 | 0 | 0
load_220334861 |  | node_1399724_823_15317277_467 |  | AN | 0 | Residential | 7826.4+3334.032j | 0 | 0 | 0 | 0 | 0 | [24 empty] | 8101705 | no | no |  |  | no |  | 0 | 0 | 0 | 0 | 0 | 0 |  | 1 | 1 | 1 | 0 | 0 | 0
load_220334862 |  | node_1399731_229_15317302_718 |  | AN | 0 | Residential | 7826.4+3334.032j | 0 | 0 | 0 | 0 | 0 | [24 empty] | 8101705 | no | no |  |  | no |  | 0 | 0 | 0 | 0 | 0 | 0 |  | 1 | 1 | 1 | 0 | 0 | 0
load_220334863 |  | node_1399853_836_15317555_355 |  | AN | 0 | NonResidential | 10159.2+4327.801j | 0 | 0 | 0 | 0 | 0 | [24 empty] | 8101705 | no | no |  |  | no |  | 0 | 0 | 0 | 0 | 0 | 0 |  | 1 | 1 | 1 | 0 | 0 | 0
load_220334864 |  | node_1399836_809_15317779_802 |  | AN | 0 | Residential | 3967.2+1690.02j | 0 | 0 | 0 | 0 | 0 | [24 empty] | 8101705 | no | no |  |  | no |  | 0 | 0 | 0 | 0 | 0 | 0 |  | 1 | 1 | 1 | 0 | 0 | 0
load_220334865 |  | node_1400108_252_15317890_428 |  | AN | 0 | NonResidential | 14666.667+6247.974j | 0 | 0 | 0 | 0 | 0 | [24 empty] | 8101705 | no | no |  |  | no |  | 0 | 0 | 0 | 0 | 0 | 0 |  | 1 | 1 | 1 | 0 | 0 | 0
load_220334866 |  | node_1400117_629_15317913_962 |  | BN | 0 | NonResidential | 0 | 14666.667+6247.974j | 0 | 0 | 0 | 0 | [24 empty] | 8101705 | no | no |  |  | no |  | 0 | 0 | 0 | 0 | 0 | 0 |  | 1 | 1 | 1 | 0 | 0 | 0
load_220334867 |  | node_1400094_679_15317870_919 |  | CN | 0 | NonResidential | 0 | 0 | 14666.667+6247.974j | 0 | 0 | 0 | [24 empty] | 8101705 | no | no |  |  | no |  | 0 | 0 | 0 | 0 | 0 | 0 |  | 1 | 1 | 1 | 0 | 0 | 0
load_220334939 |  | node_1396112_196_15309867_914 |  | AN | 0 | NonResidential | 42666.667+18175.924j | 0 | 0 | 0 | 0 | 0 | [24 empty] | 8101705 | no | no |  |  | no |  | 0 | 0 | 0 | 0 | 0 | 0 |  | 1 | 1 | 1 | 0 | 0 | 0
load_220334940 |  | node_1396112_77_15309894_535 |  | BN | 0 | NonResidential | 0 | 42666.667+18175.924j | 0 | 0 | 0 | 0 | [24 empty] | 8101705 | no | no |  |  | no |  | 0 | 0 | 0 | 0 | 0 | 0 |  | 1 | 1 | 1 | 0 | 0 | 0
load_220334941 |  | node_1396106_515_15309842_356 |  | CN | 0 | NonResidential | 0 | 0 | 42666.667+18175.924j | 0 | 0 | 0 | [24 empty] | 8101705 | no | no |  |  | no |  | 0 | 0 | 0 | 0 | 0 | 0 |  | 1 | 1 | 1 | 0 | 0 | 0
load_220334942 |  | node_1395963_375_15310016_152 |  | AN | 0 | NonResidential | 1500+638.997j | 0 | 0 | 0 | 0 | 0 | [24 empty] | 8101705 | no | no |  |  | no |  | 0 | 0 | 0 | 0 | 0 | 0 |  | 1 | 1 | 1 | 0 | 0 | 0
load_220334943 |  | node_1395956_545_15309991_098 |  | AN | 0 | NonResidential | 1500+638.997j | 0 | 0 | 0 | 0 | 0 | [24 empty] | 8101705 | no | no |  |  | no |  | 0 | 0 | 0 | 0 | 0 | 0 |  | 1 | 1 | 1 | 0 | 0 | 0
load_220334944 |  | node_1395938_265_15310104_105 |  | AN | 0 | NonResidential | 10333.333+4401.981j | 0 | 0 | 0 | 0 | 0 | [24 empty] | 8101705 | no | no |  |  | no |  | 0 | 0 | 0 | 0 | 0 | 0 |  | 1 | 1 | 1 | 0 | 0 | 0
load_220334945 |  | node_1395936_549_15310077_563 |  | BN | 0 | NonResidential | 0 | 10333.333+4401.981j | 0 | 0 | 0 | 0 | [24 empty] | 8101705 | no | no |  |  | no |  | 0 | 0 | 0 | 0 | 0 | 0 |  | 1 | 1 | 1 | 0 | 0 | 0
load_220334946 |  | node_1395945_031_15310129_19 |  | CN | 0 | NonResidential | 0 | 0 | 10333.333+4401.981j | 0 | 0 | 0 | [24 empty] | 8101705 | no | no |  |  | no |  | 0 | 0 | 0 | 0 | 0 | 0 |  | 1 | 1 | 1 | 0 | 0 | 0
load_220334977 |  | node_1396260_357_15309952_801 |  | AN | 0 | NonResidential | 7000+2981.988j | 0 | 0 | 0 | 0 | 0 | [24 empty] | 8101705 | no | no |  |  | no |  | 0 | 0 | 0 | 0 | 0 | 0 |  | 1 | 1 | 1 | 0 | 0 | 0
load_220334978 |  | node_1396280_081_15309955_547 |  | BN | 0 | NonResidential | 0 | 7000+2981.988j | 0 | 0 | 0 | 0 | [24 empty] | 8101705 | no | no |  |  | no |  | 0 | 0 | 0 | 0 | 0 | 0 |  | 1 | 1 | 1 | 0 | 0 | 0
load_220334979 |  | node_1396240_808_15309957_003 |  | CN | 0 | NonResidential | 0 | 0 | 7000+2981.988j | 0 | 0 | 0 | [24 empty] | 8101705 | no | no |  |  | no |  | 0 | 0 | 0 | 0 | 0 | 0 |  | 1 | 1 | 1 | 0 | 0 | 0
load_220334980 |  | node_1396378_947_15310089_813 |  | AN | 0 | Residential | 17424+7422.593j | 0 | 0 | 0 | 0 | 0 | [24 empty] | 8101705 | no | no |  |  | no |  | 0 | 0 | 0 | 0 | 0 | 0 |  | 1 | 1 | 1 | 0 | 0 | 0
load_220334981 |  | node_1396676_219_15310046_115 |  | AN | 0 | Residential | 40334.4+17182.382j | 0 | 0 | 0 | 0 | 0 | [24 empty] | 8101705 | no | no |  |  | no |  | 0 | 0 | 0 | 0 | 0 | 0 |  | 1 | 1 | 1 | 0 | 0 | 0
load_220334982 |  | node_1396341_579_15310196_801 |  | AN | 0 | NonResidential | 2000+851.996j | 0 | 0 | 0 | 0 | 0 | [24 empty] | 8101705 | no | no |  |  | no |  | 0 | 0 | 0 | 0 | 0 | 0 |  | 1 | 1 | 1 | 0 | 0 | 0
load_220334983 |  | node_1396361_153_15310192_809 |  | AN | 0 | NonResidential | 2000+851.996j | 0 | 0 | 0 | 0 | 0 | [24 empty] | 8101705 | no | no |  |  | no |  | 0 | 0 | 0 | 0 | 0 | 0 |  | 1 | 1 | 1 | 0 | 0 | 0
load_220334987 |  | node_1396181_006_15310587_784 |  | AN | 0 | Residential | 64785.6+27598.55j | 0 | 0 | 0 | 0 | 0 | [24 empty] | 8101705 | no | no |  |  | no |  | 0 | 0 | 0 | 0 | 0 | 0 |  | 1 | 1 | 1 | 0 | 0 | 0
load_220334988 |  | node_1395984_054_15310504_495 |  | AN | 0 | Residential | 86443.2+36824.649j | 0 | 0 | 0 | 0 | 0 | [24 empty] | 8101705 | no | no |  |  | no |  | 0 | 0 | 0 | 0 | 0 | 0 |  | 1 | 1 | 1 | 0 | 0 | 0
load_220335008 |  | node_1398231_593_15315419_594 |  | AN | 0 | NonResidential | 8344.8+3554.87j | 0 | 0 | 0 | 0 | 0 | [24 empty] | 8101705 | no | no |  |  | no |  | 0 | 0 | 0 | 0 | 0 | 0 |  | 1 | 1 | 1 | 0 | 0 | 0
load_220335009 |  | node_1392660_361_15336521_286 |  | AN | 0 | Residential | 6436.8+2742.065j | 0 | 0 | 0 | 0 | 0 | [24 empty] | 8101705 | no | no |  |  | no |  | 0 | 0 | 0 | 0 | 0 | 0 |  | 1 | 1 | 1 | 0 | 0 | 0
load_220335010 |  | node_1397436_386_15316648_723 |  | AN | 0 | NonResidential | 4089.6+1742.162j | 0 | 0 | 0 | 0 | 0 | [24 empty] | 8101705 | no | no |  |  | no |  | 0 | 0 | 0 | 0 | 0 | 0 |  | 1 | 1 | 1 | 0 | 0 | 0
load_220335011 |  | node_1397096_013_15316801_578 |  | AN | 0 | Residential | 2304+981.5j | 0 | 0 | 0 | 0 | 0 | [24 empty] | 8101705 | no | no |  |  | no |  | 0 | 0 | 0 | 0 | 0 | 0 |  | 1 | 1 | 1 | 0 | 0 | 0
load_220335012 |  | node_1397217_565_15317092_002 |  | AN | 0 | Residential | 25326+10788.831j | 0 | 0 | 0 | 0 | 0 | [24 empty] | 8101705 | no | no |  |  | no |  | 0 | 0 | 0 | 0 | 0 | 0 |  | 1 | 1 | 1 | 0 | 0 | 0
load_220335013 |  | node_1397205_018_15317112_503 |  | AN | 0 | Residential | 25326+10788.831j | 0 | 0 | 0 | 0 | 0 | [24 empty] | 8101705 | no | no |  |  | no |  | 0 | 0 | 0 | 0 | 0 | 0 |  | 1 | 1 | 1 | 0 | 0 | 0
load_220335014 |  | node_1392516_31_15336750_004 |  | AN | 0 | Other | 0 | 0 | 0 | 0 | 0 | 0 | [24 empty] | 8101705 | no | no |  |  | no |  | 0 | 0 | 0 | 0 | 0 | 0 |  | 1 | 1 | 1 | 0 | 0 | 0
load_220335014-L-1 |  | node_1392516_31_15336750_004 |  | AN | 0 | Other | 0 | 0 | 0 | 0 | 0 | 0 | [24 empty] | 8101705 | no | no |  |  | no |  | 0 | 0 | 0 | 0 | 0 | 0 |  | 1 | 1 | 1 | 0 | 0 | 0
load_220335015 |  | node_1392282_14_15337329_878 |  | AN | 0 | Other | 0 | 0 | 0 | 0 | 0 | 0 | [24 empty] | 8101705 | no | no |  |  | no |  | 0 | 0 | 0 | 0 | 0 | 0 |  | 1 | 1 | 1 | 0 | 0 | 0
load_220335016 |  | node_1392182_522_15337451_424 |  | AN | 0 | Residential | 38628+16455.459j | 0 | 0 | 0 | 0 | 0 | [24 empty] | 8101705 | no | no |  |  | no |  | 0 | 0 | 0 | 0 | 0 | 0 |  | 1 | 1 | 1 | 0 | 0 | 0
load_220335017 |  | node_1396904_531_15317461_733 |  | AN | 0 | Residential | 92916+39582.05j | 0 | 0 | 0 | 0 | 0 | [24 empty] | 8101705 | no | no |  |  | no |  | 0 | 0 | 0 | 0 | 0 | 0 |  | 1 | 1 | 1 | 0 | 0 | 0
load_220335018 |  | node_1392127_161_15337705_974 |  | AN | 0 | NonResidential | 2023.2+861.88j | 0 | 0 | 0 | 0 | 0 | [24 empty] | 8101705 | no | no |  |  | no |  | 0 | 0 | 0 | 0 | 0 | 0 |  | 1 | 1 | 1 | 0 | 0 | 0
load_220335020 |  | node_1392128_513_15338763_179 |  | AN | 0 | Residential | 22323.6+9509.814j | 0 | 0 | 0 | 0 | 0 | [24 empty] | 8101705 | no | no |  |  | no |  | 0 | 0 | 0 | 0 | 0 | 0 |  | 1 | 1 | 1 | 0 | 0 | 0
load_220335021 |  | node_1392123_462_15338788_881 |  | AN | 0 | Residential | 22323.6+9509.814j | 0 | 0 | 0 | 0 | 0 | [24 empty] | 8101705 | no | no |  |  | no |  | 0 | 0 | 0 | 0 | 0 | 0 |  | 1 | 1 | 1 | 0 | 0 | 0
load_220335022 |  | node_1391892_03_15339231_43 |  | AN | 0 | Residential | 130838.4+55736.925j | 0 | 0 | 0 | 0 | 0 | [24 empty] | 8101705 | no | no |  |  | no |  | 0 | 0 | 0 | 0 | 0 | 0 |  | 1 | 1 | 1 | 0 | 0 | 0
load_220335023 |  | node_1391647_918_15339942_207 |  | AN | 0 | Residential | 81669.6+34791.104j | 0 | 0 | 0 | 0 | 0 | [24 empty] | 8101705 | no | no |  |  | no |  | 0 | 0 | 0 | 0 | 0 | 0 |  | 1 | 1 | 1 | 0 | 0 | 0
load_220335025 |  | node_1391450_127_15340787_654 |  | AN | 0 | Residential | 105465.6+44928.157j | 0 | 0 | 0 | 0 | 0 | [24 empty] | 8101705 | no | no |  |  | no |  | 0 | 0 | 0 | 0 | 0 | 0 |  | 1 | 1 | 1 | 0 | 0 | 0
load_220335026 |  | node_1391342_508_15341531_214 |  | AN | 0 | Residential | 24372+10382.429j | 0 | 0 | 0 | 0 | 0 | [24 empty] | 8101705 | no | no |  |  | no |  | 0 | 0 | 0 | 0 | 0 | 0 |  | 1 | 1 | 1 | 0 | 0 | 0
load_220335027 |  | node_1391268_965_15341945_732 |  | AN | 0 | NonResidential | 5709.6+2432.279j | 0 | 0 | 0 | 0 | 0 | [24 empty] | 8101705 | no | no |  |  | no |  | 0 | 0 | 0 | 0 | 0 | 0 |  | 1 | 1 | 1 | 0 | 0 | 0
load_220335028 |  | node_1391265_481_15342287_315 |  | AN | 0 | Residential | 5904+2515.093j | 0 | 0 | 0 | 0 | 0 | [24 empty] | 8101705 | no | no |  |  | no |  | 0 | 0 | 0 | 0 | 0 | 0 |  | 1 | 1 | 1 | 0 | 0 | 0
load_220335029 |  | node_1391252_897_15342519_934 |  | AN | 0 | Residential | 16401.6+6987.052j | 0 | 0 | 0 | 0 | 0 | [24 empty] | 8101705 | no | no |  |  | no |  | 0 | 0 | 0 | 0 | 0 | 0 |  | 1 | 1 | 1 | 0 | 0 | 0
load_220335030 |  | node_1396630_986_15317931_718 |  | AN | 0 | Residential | 8647.2+3683.692j | 0 | 0 | 0 | 0 | 0 | [24 empty] | 8101705 | no | no |  |  | no |  | 0 | 0 | 0 | 0 | 0 | 0 |  | 1 | 1 | 1 | 0 | 0 | 0
load_220335031 |  | node_1398148_2_15315619_629 |  | AN | 0 | NonResidential | 7000+2981.988j | 0 | 0 | 0 | 0 | 0 | [24 empty] | 8101705 | no | no |  |  | no |  | 0 | 0 | 0 | 0 | 0 | 0 |  | 1 | 1 | 1 | 0 | 0 | 0
load_220335032 |  | node_1398147_32_15315646_223 |  | AN | 0 | NonResidential | 7000+2981.988j | 0 | 0 | 0 | 0 | 0 | [24 empty] | 8101705 | no | no |  |  | no |  | 0 | 0 | 0 | 0 | 0 | 0 |  | 1 | 1 | 1 | 0 | 0 | 0
load_220335033 |  | node_1396561_671_15318389_089 |  | AN | 0 | Residential | 22140+9431.601j | 0 | 0 | 0 | 0 | 0 | [24 empty] | 8101705 | no | no |  |  | no |  | 0 | 0 | 0 | 0 | 0 | 0 |  | 1 | 1 | 1 | 0 | 0 | 0
load_220335034 |  | node_1396479_19_15318668_484 |  | AN | 0 | NonResidential | 144+61.344j | 0 | 0 | 0 | 0 | 0 | [24 empty] | 8101705 | no | no |  |  | no |  | 0 | 0 | 0 | 0 | 0 | 0 |  | 1 | 1 | 1 | 0 | 0 | 0
load_220335035 |  | node_1396246_798_15319174_78 |  | AN | 0 | Residential | 22824+9722.983j | 0 | 0 | 0 | 0 | 0 | [24 empty] | 8101705 | no | no |  |  | no |  | 0 | 0 | 0 | 0 | 0 | 0 |  | 1 | 1 | 1 | 0 | 0 | 0
load_220335036 |  | node_1395908_684_15319272_549 |  | AN | 0 | Residential | 18280.8+7787.588j | 0 | 0 | 0 | 0 | 0 | [24 empty] | 8101705 | no | no |  |  | no |  | 0 | 0 | 0 | 0 | 0 | 0 |  | 1 | 1 | 1 | 0 | 0 | 0
load_220335037 |  | node_1395488_802_15319822_996 |  | AN | 0 | Residential | 24832.8+10578.729j | 0 | 0 | 0 | 0 | 0 | [24 empty] | 8101705 | no | no |  |  | no |  | 0 | 0 | 0 | 0 | 0 | 0 |  | 1 | 1 | 1 | 0 | 0 | 0
load_220335038 |  | node_1395380_444_15320212_908 |  | AN | 0 | Residential | 19159.2+8161.785j | 0 | 0 | 0 | 0 | 0 | [24 empty] | 8101705 | no | no |  |  | no |  | 0 | 0 | 0 | 0 | 0 | 0 |  | 1 | 1 | 1 | 0 | 0 | 0
load_220335039 |  | node_1395168_1_15320695_806 |  | AN | 0 | Residential | 9727.2+4143.77j | 0 | 0 | 0 | 0 | 0 | [24 empty] | 8101705 | no | no |  |  | no |  | 0 | 0 | 0 | 0 | 0 | 0 |  | 1 | 1 | 1 | 0 | 0 | 0
load_220335040 |  | node_1395029_333_15320867_961 |  | AN | 0 | NonResidential | 633.6+269.912j | 0 | 0 | 0 | 0 | 0 | [24 empty] | 8101705 | no | no |  |  | no |  | 0 | 0 | 0 | 0 | 0 | 0 |  | 1 | 1 | 1 | 0 | 0 | 0
load_220335041 |  | node_1397887_126_15315775_047 |  | AN | 0 | NonResidential | 3666.667+1561.994j | 0 | 0 | 0 | 0 | 0 | [24 empty] | 8101705 | no | no |  |  | no |  | 0 | 0 | 0 | 0 | 0 | 0 |  | 1 | 1 | 1 | 0 | 0 | 0
load_220335042 |  | node_1397897_507_15315752_456 |  | BN | 0 | NonResidential | 0 | 3666.667+1561.994j | 0 | 0 | 0 | 0 | [24 empty] | 8101705 | no | no |  |  | no |  | 0 | 0 | 0 | 0 | 0 | 0 |  | 1 | 1 | 1 | 0 | 0 | 0
load_220335043 |  | node_1397881_467_15315800_518 |  | CN | 0 | NonResidential | 0 | 0 | 3666.667+1561.994j | 0 | 0 | 0 | [24 empty] | 8101705 | no | no |  |  | no |  | 0 | 0 | 0 | 0 | 0 | 0 |  | 1 | 1 | 1 | 0 | 0 | 0
load_220335045 |  | node_1394794_327_15321500_039 |  | AN | 0 | Residential | 71316+30380.489j | 0 | 0 | 0 | 0 | 0 | [24 empty] | 8101705 | no | no |  |  | no |  | 0 | 0 | 0 | 0 | 0 | 0 |  | 1 | 1 | 1 | 0 | 0 | 0
load_220335046 |  | node_1394559_951_15321876_662 |  | AN | 0 | Residential | 9345.6+3981.209j | 0 | 0 | 0 | 0 | 0 | [24 empty] | 8101705 | no | no |  |  | no |  | 0 | 0 | 0 | 0 | 0 | 0 |  | 1 | 1 | 1 | 0 | 0 | 0
load_220335047 |  | node_1394963_77_15322160_746 |  | AN | 0 | Residential | 4024.8+1714.558j | 0 | 0 | 0 | 0 | 0 | [24 empty] | 8101705 | no | no |  |  | no |  | 0 | 0 | 0 | 0 | 0 | 0 |  | 1 | 1 | 1 | 0 | 0 | 0
load_220335048 |  | node_1394635_906_15322315_375 |  | AN | 0 | NonResidential | 3859.2+1644.012j | 0 | 0 | 0 | 0 | 0 | [24 empty] | 8101705 | no | no |  |  | no |  | 0 | 0 | 0 | 0 | 0 | 0 |  | 1 | 1 | 1 | 0 | 0 | 0
load_220335049 |  | node_1394729_988_15322503_496 |  | AN | 0 | Residential | 4543.2+1935.395j | 0 | 0 | 0 | 0 | 0 | [24 empty] | 8101705 | no | no |  |  | no |  | 0 | 0 | 0 | 0 | 0 | 0 |  | 1 | 1 | 1 | 0 | 0 | 0
load_220335050 |  | node_1394731_27_15322530_078 |  | AN | 0 | Residential | 4543.2+1935.395j | 0 | 0 | 0 | 0 | 0 | [24 empty] | 8101705 | no | no |  |  | no |  | 0 | 0 | 0 | 0 | 0 | 0 |  | 1 | 1 | 1 | 0 | 0 | 0
load_220335051 |  | node_1394411_802_15322585_991 |  | AN | 0 | Residential | 11995.2+5109.934j | 0 | 0 | 0 | 0 | 0 | [24 empty] | 8101705 | no | no |  |  | no |  | 0 | 0 | 0 | 0 | 0 | 0 |  | 1 | 1 | 1 | 0 | 0 | 0
load_220335054 |  | node_1394774_713_15323422_617 |  | AN | 0 | Residential | 52034.4+22166.562j | 0 | 0 | 0 | 0 | 0 | [24 empty] | 8101705 | no | no |  |  | no |  | 0 | 0 | 0 | 0 | 0 | 0 |  | 1 | 1 | 1 | 0 | 0 | 0
load_220335055 |  | node_1395468_956_15323637_226 |  | AN | 0 | Residential | 9943.2+4235.785j | 0 | 0 | 0 | 0 | 0 | [24 empty] | 8101705 | no | no |  |  | no |  | 0 | 0 | 0 | 0 | 0 | 0 |  | 1 | 1 | 1 | 0 | 0 | 0
load_220335056 |  | node_1394367_334_15323678_529 |  | AN | 0 | Residential | 2116.8+901.753j | 0 | 0 | 0 | 0 | 0 | [24 empty] | 8101705 | no | no |  |  | no |  | 0 | 0 | 0 | 0 | 0 | 0 |  | 1 | 1 | 1 | 0 | 0 | 0
load_220335057 |  | node_1394738_522_15323854_287 |  | AN | 0 | Residential | 55072.8+23460.915j | 0 | 0 | 0 | 0 | 0 | [24 empty] | 8101705 | no | no |  |  | no |  | 0 | 0 | 0 | 0 | 0 | 0 |  | 1 | 1 | 1 | 0 | 0 | 0
load_220335058 |  | node_1394858_723_15324268_101 |  | AN | 0 | Residential | 21945.6+9348.786j | 0 | 0 | 0 | 0 | 0 | [24 empty] | 8101705 | no | no |  |  | no |  | 0 | 0 | 0 | 0 | 0 | 0 |  | 1 | 1 | 1 | 0 | 0 | 0
load_220335059 |  | node_1394952_888_15324605_216 |  | AN | 0 | Residential | 22795.2+9710.715j | 0 | 0 | 0 | 0 | 0 | [24 empty] | 8101705 | no | no |  |  | no |  | 0 | 0 | 0 | 0 | 0 | 0 |  | 1 | 1 | 1 | 0 | 0 | 0
load_220335060 |  | node_1397791_112_15316005_408 |  | AN | 0 | NonResidential | 0 | 0 | 0 | 0 | 0 | 0 | [24 empty] | 8101705 | no | no |  |  | no |  | 0 | 0 | 0 | 0 | 0 | 0 |  | 1 | 1 | 1 | 0 | 0 | 0
load_220335061 |  | node_1395000_029_15325086_356 |  | AN | 0 | Residential | 69984+29813.059j | 0 | 0 | 0 | 0 | 0 | [24 empty] | 8101705 | no | no |  |  | no |  | 0 | 0 | 0 | 0 | 0 | 0 |  | 1 | 1 | 1 | 0 | 0 | 0
load_220335063 |  | node_1394971_789_15325479_247 |  | AN | 0 | Residential | 17892+7621.96j | 0 | 0 | 0 | 0 | 0 | [24 empty] | 8101705 | no | no |  |  | no |  | 0 | 0 | 0 | 0 | 0 | 0 |  | 1 | 1 | 1 | 0 | 0 | 0
load_220335065 |  | node_1395104_547_15326147_801 |  | AN | 0 | Residential | 76017.6+32383.362j | 0 | 0 | 0 | 0 | 0 | [24 empty] | 8101705 | no | no |  |  | no |  | 0 | 0 | 0 | 0 | 0 | 0 |  | 1 | 1 | 1 | 0 | 0 | 0
load_220335067 |  | node_1395355_872_15327009_96 |  | AN | 0 | Residential | 4780.8+2036.612j | 0 | 0 | 0 | 0 | 0 | [24 empty] | 8101705 | no | no |  |  | no |  | 0 | 0 | 0 | 0 | 0 | 0 |  | 1 | 1 | 1 | 0 | 0 | 0
load_220335068 |  | node_1394969_883_15327311_862 |  | AN | 0 | Residential | 21369.6+9103.411j | 0 | 0 | 0 | 0 | 0 | [24 empty] | 8101705 | no | no |  |  | no |  | 0 | 0 | 0 | 0 | 0 | 0 |  | 1 | 1 | 1 | 0 | 0 | 0
load_220335069 |  | node_1395426_762_15327778_06 |  | AN | 0 | Residential | 2059.2+877.216j | 0 | 0 | 0 | 0 | 0 | [24 empty] | 8101705 | no | no |  |  | no |  | 0 | 0 | 0 | 0 | 0 | 0 |  | 1 | 1 | 1 | 0 | 0 | 0
load_220335070 |  | node_1395145_644_15327888_562 |  | AN | 0 | Residential | 19850.4+8456.235j | 0 | 0 | 0 | 0 | 0 | [24 empty] | 8101705 | no | no |  |  | no |  | 0 | 0 | 0 | 0 | 0 | 0 |  | 1 | 1 | 1 | 0 | 0 | 0
load_220335071 |  | node_1395407_529_15328124_892 |  | AN | 0 | Residential | 7999.2+3407.645j | 0 | 0 | 0 | 0 | 0 | [24 empty] | 8101705 | no | no |  |  | no |  | 0 | 0 | 0 | 0 | 0 | 0 |  | 1 | 1 | 1 | 0 | 0 | 0
load_220335072 |  | node_1394988_465_15328310_263 |  | AN | 0 | Residential | 4831.2+2058.083j | 0 | 0 | 0 | 0 | 0 | [24 empty] | 8101705 | no | no |  |  | no |  | 0 | 0 | 0 | 0 | 0 | 0 |  | 1 | 1 | 1 | 0 | 0 | 0
load_220335073 |  | node_1395139_273_15328453_764 |  | AN | 0 | Other | 0 | 0 | 0 | 0 | 0 | 0 | [24 empty] | 8101705 | no | no |  |  | no |  | 0 | 0 | 0 | 0 | 0 | 0 |  | 1 | 1 | 1 | 0 | 0 | 0
load_220335074 |  | node_1394990_777_15329489_479 |  | AN | 0 | Residential | 44820+19093.24j | 0 | 0 | 0 | 0 | 0 | [24 empty] | 8101705 | no | no |  |  | no |  | 0 | 0 | 0 | 0 | 0 | 0 |  | 1 | 1 | 1 | 0 | 0 | 0
load_220335075 |  | node_1394966_121_15329889_153 |  | AN | 0 | NonResidential | 0 | 0 | 0 | 0 | 0 | 0 | [24 empty] | 8101705 | no | no |  |  | no |  | 0 | 0 | 0 | 0 | 0 | 0 |  | 1 | 1 | 1 | 0 | 0 | 0
load_220335076 |  | node_1394938_95_15330086_697 |  | AN | 0 | Residential | 13723.2+5846.059j | 0 | 0 | 0 | 0 | 0 | [24 empty] | 8101705 | no | no |  |  | no |  | 0 | 0 | 0 | 0 | 0 | 0 |  | 1 | 1 | 1 | 0 | 0 | 0
load_220335080 |  | node_1394801_58_15330621_677 |  | AN | 0 | Residential | 33775.2+14388.175j | 0 | 0 | 0 | 0 | 0 | [24 empty] | 8101705 | no | no |  |  | no |  | 0 | 0 | 0 | 0 | 0 | 0 |  | 1 | 1 | 1 | 0 | 0 | 0
load_220335081 |  | node_1394607_552_15330412_583 |  | AN | 0 | NonResidential | 309.6+131.889j | 0 | 0 | 0 | 0 | 0 | [24 empty] | 8101705 | no | no |  |  | no |  | 0 | 0 | 0 | 0 | 0 | 0 |  | 1 | 1 | 1 | 0 | 0 | 0
load_220335082 |  | node_1394428_721_15330196_635 |  | AN | 0 | Residential | 21686.4+9238.368j | 0 | 0 | 0 | 0 | 0 | [24 empty] | 8101705 | no | no |  |  | no |  | 0 | 0 | 0 | 0 | 0 | 0 |  | 1 | 1 | 1 | 0 | 0 | 0
load_220335083 |  | node_1394284_281_15331890_686 |  | AN | 0 | Residential | 27144+11563.296j | 0 | 0 | 0 | 0 | 0 | [24 empty] | 8101705 | no | no |  |  | no |  | 0 | 0 | 0 | 0 | 0 | 0 |  | 1 | 1 | 1 | 0 | 0 | 0
load_220335084 |  | node_1394214_595_15332443_951 |  | AN | 0 | Residential | 9388.8+3999.612j | 0 | 0 | 0 | 0 | 0 | [24 empty] | 8101705 | no | no |  |  | no |  | 0 | 0 | 0 | 0 | 0 | 0 |  | 1 | 1 | 1 | 0 | 0 | 0
load_220335085 |  | node_1394061_545_15332405_242 |  | AN | 0 | Residential | 35496+15121.233j | 0 | 0 | 0 | 0 | 0 | [24 empty] | 8101705 | no | no |  |  | no |  | 0 | 0 | 0 | 0 | 0 | 0 |  | 1 | 1 | 1 | 0 | 0 | 0
load_220335086 |  | node_1394186_188_15332592_162 |  | AN | 0 | Residential | 13867.2+5907.402j | 0 | 0 | 0 | 0 | 0 | [24 empty] | 8101705 | no | no |  |  | no |  | 0 | 0 | 0 | 0 | 0 | 0 |  | 1 | 1 | 1 | 0 | 0 | 0
load_220335087 |  | node_1394134_393_15332830_719 |  | AN | 0 | Residential | 6523.2+2778.872j | 0 | 0 | 0 | 0 | 0 | [24 empty] | 8101705 | no | no |  |  | no |  | 0 | 0 | 0 | 0 | 0 | 0 |  | 1 | 1 | 1 | 0 | 0 | 0
load_220335088 |  | node_1394048_692_15333196_809 |  | AN | 0 | Residential | 21067.2+8974.59j | 0 | 0 | 0 | 0 | 0 | [24 empty] | 8101705 | no | no |  |  | no |  | 0 | 0 | 0 | 0 | 0 | 0 |  | 1 | 1 | 1 | 0 | 0 | 0
load_220335089 |  | node_1393785_431_15333934_11 |  | AN | 0 | Residential | 5450.4+2321.861j | 0 | 0 | 0 | 0 | 0 | [24 empty] | 8101705 | no | no |  |  | no |  | 0 | 0 | 0 | 0 | 0 | 0 |  | 1 | 1 | 1 | 0 | 0 | 0
load_220335090 |  | node_1393714_381_15334197_28 |  | AN | 0 | NonResidential | 3621.6+1542.795j | 0 | 0 | 0 | 0 | 0 | [24 empty] | 8101705 | no | no |  |  | no |  | 0 | 0 | 0 | 0 | 0 | 0 |  | 1 | 1 | 1 | 0 | 0 | 0
load_220335091 |  | node_1393634_087_15334444_756 |  | AN | 0 | Residential | 705.6+300.584j | 0 | 0 | 0 | 0 | 0 | [24 empty] | 8101705 | no | no |  |  | no |  | 0 | 0 | 0 | 0 | 0 | 0 |  | 1 | 1 | 1 | 0 | 0 | 0
load_220335092 |  | node_1393594_105_15334607_283 |  | AN | 0 | Residential | 9115.2+3883.059j | 0 | 0 | 0 | 0 | 0 | [24 empty] | 8101705 | no | no |  |  | no |  | 0 | 0 | 0 | 0 | 0 | 0 |  | 1 | 1 | 1 | 0 | 0 | 0
load_220335093 |  | node_1393430_07_15335132_967 |  | AN | 0 | Residential | 8431.2+3591.676j | 0 | 0 | 0 | 0 | 0 | [24 empty] | 8101705 | no | no |  |  | no |  | 0 | 0 | 0 | 0 | 0 | 0 |  | 1 | 1 | 1 | 0 | 0 | 0
load_220335095 |  | node_1399059_955_15317083_889 |  | AN | 0 | Residential | 43221.6+18412.324j | 0 | 0 | 0 | 0 | 0 | [24 empty] | 8101705 | no | no |  |  | no |  | 0 | 0 | 0 | 0 | 0 | 0 |  | 1 | 1 | 1 | 0 | 0 | 0
load_220335096 |  | node_1399355_722_15317582_646 |  | AN | 0 | Residential | 27518.4+11722.789j | 0 | 0 | 0 | 0 | 0 | [24 empty] | 8101705 | no | no |  |  | no |  | 0 | 0 | 0 | 0 | 0 | 0 |  | 1 | 1 | 1 | 0 | 0 | 0
load_220335097 |  | node_1399630_441_15317996_718 |  | AN | 0 | Residential | 26820+11425.272j | 0 | 0 | 0 | 0 | 0 | [24 empty] | 8101705 | no | no |  |  | no |  | 0 | 0 | 0 | 0 | 0 | 0 |  | 1 | 1 | 1 | 0 | 0 | 0
load_220335098 |  | node_1398457_287_15316188_662 |  | AN | 0 | NonResidential | 0 | 0 | 0 | 0 | 0 | 0 | [24 empty] | 8101705 | no | no |  |  | no |  | 0 | 0 | 0 | 0 | 0 | 0 |  | 1 | 1 | 1 | 0 | 0 | 0
load_220335099 |  | node_1398509_818_15315549_966 |  | AN | 0 | NonResidential | 0 | 0 | 0 | 0 | 0 | 0 | [24 empty] | 8101705 | no | no |  |  | no |  | 0 | 0 | 0 | 0 | 0 | 0 |  | 1 | 1 | 1 | 0 | 0 | 0
load_220335100 |  | node_1398526_11_15315534_952 |  | BN | 0 | NonResidential | 0 | 0 | 0 | 0 | 0 | 0 | [24 empty] | 8101705 | no | no |  |  | no |  | 0 | 0 | 0 | 0 | 0 | 0 |  | 1 | 1 | 1 | 0 | 0 | 0
load_220335102 |  | node_1399290_682_15315163_34 |  | AN | 0 | Residential | 20397.6+8689.341j | 0 | 0 | 0 | 0 | 0 | [24 empty] | 8101705 | no | no |  |  | no |  | 0 | 0 | 0 | 0 | 0 | 0 |  | 1 | 1 | 1 | 0 | 0 | 0
load_220335103 |  | node_1399036_928_15316087_108 |  | AN | 0 | Residential | 16876.8+7189.487j | 0 | 0 | 0 | 0 | 0 | [24 empty] | 8101705 | no | no |  |  | no |  | 0 | 0 | 0 | 0 | 0 | 0 |  | 1 | 1 | 1 | 0 | 0 | 0
load_220335104 |  | node_1399121_681_15315962_266 |  | AN | 0 | NonResidential | 5500+2342.99j | 0 | 0 | 0 | 0 | 0 | [24 empty] | 8101705 | no | no |  |  | no |  | 0 | 0 | 0 | 0 | 0 | 0 |  | 1 | 1 | 1 | 0 | 0 | 0
load_220335105 |  | node_1399138_15_15315947_603 |  | BN | 0 | Residential | 0 | 12006+5114.535j | 0 | 0 | 0 | 0 | [24 empty] | 8101705 | no | no |  |  | no |  | 0 | 0 | 0 | 0 | 0 | 0 |  | 1 | 1 | 1 | 0 | 0 | 0
load_220335106 |  | node_1399270_82_15315681_781 |  | AN | 0 | Residential | 39081.6+16648.692j | 0 | 0 | 0 | 0 | 0 | [24 empty] | 8101705 | no | no |  |  | no |  | 0 | 0 | 0 | 0 | 0 | 0 |  | 1 | 1 | 1 | 0 | 0 | 0
load_220335107 |  | node_1399699_406_15315684_65 |  | AN | 0 | Residential | 54064.8+23031.508j | 0 | 0 | 0 | 0 | 0 | [24 empty] | 8101705 | no | no |  |  | no |  | 0 | 0 | 0 | 0 | 0 | 0 |  | 1 | 1 | 1 | 0 | 0 | 0
load_220335108 |  | node_1399454_267_15316399_825 |  | AN | 0 | Residential | 16380+6977.851j | 0 | 0 | 0 | 0 | 0 | [24 empty] | 8101705 | no | no |  |  | no |  | 0 | 0 | 0 | 0 | 0 | 0 |  | 1 | 1 | 1 | 0 | 0 | 0
load_220335109 |  | node_1398805_773_15316631_455 |  | AN | 0 | NonResidential | 2815.2+1199.27j | 0 | 0 | 0 | 0 | 0 | [24 empty] | 8101705 | no | no |  |  | no |  | 0 | 0 | 0 | 0 | 0 | 0 |  | 1 | 1 | 1 | 0 | 0 | 0
load_220335114 |  | node_1399937_856_15316677_098 |  | AN | 0 | Residential | 68738.4+29282.436j | 0 | 0 | 0 | 0 | 0 | [24 empty] | 8101705 | no | no |  |  | no |  | 0 | 0 | 0 | 0 | 0 | 0 |  | 1 | 1 | 1 | 0 | 0 | 0
load_220335115 |  | node_1400479_681_15316856_027 |  | AN | 0 | Residential | 41983.2+17884.768j | 0 | 0 | 0 | 0 | 0 | [24 empty] | 8101705 | no | no |  |  | no |  | 0 | 0 | 0 | 0 | 0 | 0 |  | 1 | 1 | 1 | 0 | 0 | 0
load_220335220 |  | node_1399969_669_15317176_213 |  | AN | 0 | NonResidential | 2462.4+1048.978j | 0 | 0 | 0 | 0 | 0 | [24 empty] | 8101705 | no | no |  |  | no |  | 0 | 0 | 0 | 0 | 0 | 0 |  | 1 | 1 | 1 | 0 | 0 | 0
load_220335359 |  | node_1397575_011_15339281_702 |  | AN | 0 | Residential | 0 | 0 | 0 | 0 | 0 | 0 | [24 empty] | 8101705 | no | no |  |  | no |  | 0 | 0 | 0 | 0 | 0 | 0 |  | 1 | 1 | 1 | 0 | 0 | 0
load_220335360 |  | node_1397849_977_15340681_218 |  | AN | 0 | Residential | 7041.6+2999.709j | 0 | 0 | 0 | 0 | 0 | [24 empty] | 8101705 | no | no |  |  | no |  | 0 | 0 | 0 | 0 | 0 | 0 |  | 1 | 1 | 1 | 0 | 0 | 0
load_220335361 |  | node_1397884_71_15341126_421 |  | AN | 0 | Residential | 8546.4+3640.751j | 0 | 0 | 0 | 0 | 0 | [24 empty] | 8101705 | no | no |  |  | no |  | 0 | 0 | 0 | 0 | 0 | 0 |  | 1 | 1 | 1 | 0 | 0 | 0
load_220335362 |  | node_1397936_272_15341250_308 |  | AN | 0 | Residential | 31154.4+13271.719j | 0 | 0 | 0 | 0 | 0 | [24 empty] | 8101705 | no | no |  |  | no |  | 0 | 0 | 0 | 0 | 0 | 0 |  | 1 | 1 | 1 | 0 | 0 | 0
load_220335436 |  | node_1393690_935_15319668_432 |  | AN | 0 | Residential | 5371.2+2288.122j | 0 | 0 | 0 | 0 | 0 | [24 empty] | 8101705 | no | no |  |  | no |  | 0 | 0 | 0 | 0 | 0 | 0 |  | 1 | 1 | 1 | 0 | 0 | 0
load_220335437 |  | node_1393451_641_15319678_736 |  | AN | 0 | Residential | 6249.6+2662.318j | 0 | 0 | 0 | 0 | 0 | [24 empty] | 8101705 | no | no |  |  | no |  | 0 | 0 | 0 | 0 | 0 | 0 |  | 1 | 1 | 1 | 0 | 0 | 0
load_220335438 |  | node_1393195_691_15319677_28 |  | AN | 0 | Residential | 12895.2+5493.332j | 0 | 0 | 0 | 0 | 0 | [24 empty] | 8101705 | no | no |  |  | no |  | 0 | 0 | 0 | 0 | 0 | 0 |  | 1 | 1 | 1 | 0 | 0 | 0
load_220335439 |  | node_1392946_455_15319720_651 |  | AN | 0 | Residential | 22982.4+9790.461j | 0 | 0 | 0 | 0 | 0 | [24 empty] | 8101705 | no | no |  |  | no |  | 0 | 0 | 0 | 0 | 0 | 0 |  | 1 | 1 | 1 | 0 | 0 | 0
load_220335440 |  | node_1392579_654_15319775_728 |  | AN | 0 | Residential | 19936.8+8493.041j | 0 | 0 | 0 | 0 | 0 | [24 empty] | 8101705 | no | no |  |  | no |  | 0 | 0 | 0 | 0 | 0 | 0 |  | 1 | 1 | 1 | 0 | 0 | 0
load_220335441 |  | node_1392341_024_15319813_412 |  | AN | 0 | Residential | 11260.8+4797.081j | 0 | 0 | 0 | 0 | 0 | [24 empty] | 8101705 | no | no |  |  | no |  | 0 | 0 | 0 | 0 | 0 | 0 |  | 1 | 1 | 1 | 0 | 0 | 0
load_220335442 |  | node_1392106_858_15319847_652 |  | AN | 0 | Residential | 12319.2+5247.957j | 0 | 0 | 0 | 0 | 0 | [24 empty] | 8101705 | no | no |  |  | no |  | 0 | 0 | 0 | 0 | 0 | 0 |  | 1 | 1 | 1 | 0 | 0 | 0
load_220335444 |  | node_1395043_931_15320105_113 |  | AN | 0 | Residential | 13636.8+5809.252j | 0 | 0 | 0 | 0 | 0 | [24 empty] | 8101705 | no | no |  |  | no |  | 0 | 0 | 0 | 0 | 0 | 0 |  | 1 | 1 | 1 | 0 | 0 | 0
load_220335445 |  | node_1394571_376_15320042_024 |  | AN | 0 | Residential | 12614.4+5373.712j | 0 | 0 | 0 | 0 | 0 | [24 empty] | 8101705 | no | no |  |  | no |  | 0 | 0 | 0 | 0 | 0 | 0 |  | 1 | 1 | 1 | 0 | 0 | 0
load_220335446 |  | node_1394261_774_15320110_055 |  | AN | 0 | Residential | 5342.4+2275.853j | 0 | 0 | 0 | 0 | 0 | [24 empty] | 8101705 | no | no |  |  | no |  | 0 | 0 | 0 | 0 | 0 | 0 |  | 1 | 1 | 1 | 0 | 0 | 0
load_220335447 |  | node_1394154_253_15319725_425 |  | AN | 0 | Residential | 3549.6+1512.123j | 0 | 0 | 0 | 0 | 0 | [24 empty] | 8101705 | no | no |  |  | no |  | 0 | 0 | 0 | 0 | 0 | 0 |  | 1 | 1 | 1 | 0 | 0 | 0
load_220335448 |  | node_1393952_096_15319570_917 |  | AN | 0 | Residential | 19065.6+8121.912j | 0 | 0 | 0 | 0 | 0 | [24 empty] | 8101705 | no | no |  |  | no |  | 0 | 0 | 0 | 0 | 0 | 0 |  | 1 | 1 | 1 | 0 | 0 | 0
load_220335449 |  | node_1385911_276_15331079_019 |  | AN | 0 | Other | 0 | 0 | 0 | 0 | 0 | 0 | [24 empty] | 8101705 | no | no |  |  | no |  | 0 | 0 | 0 | 0 | 0 | 0 |  | 1 | 1 | 1 | 0 | 0 | 0
load_220335450 |  | node_1385986_344_15331365_751 |  | AN | 0 | Other | 0 | 0 | 0 | 0 | 0 | 0 | [24 empty] | 8101705 | no | no |  |  | no |  | 0 | 0 | 0 | 0 | 0 | 0 |  | 1 | 1 | 1 | 0 | 0 | 0
load_220335451 |  | node_1385888_63_15331638_333 |  | AN | 0 | Other | 0 | 0 | 0 | 0 | 0 | 0 | [24 empty] | 8101705 | no | no |  |  | no |  | 0 | 0 | 0 | 0 | 0 | 0 |  | 1 | 1 | 1 | 0 | 0 | 0
load_220335452 |  | node_1385691_624_15331961_722 |  | AN | 0 | Other | 0 | 0 | 0 | 0 | 0 | 0 | [24 empty] | 8101705 | no | no |  |  | no |  | 0 | 0 | 0 | 0 | 0 | 0 |  | 1 | 1 | 1 | 0 | 0 | 0
load_220335453 |  | node_1394350_329_15321999_835 |  | AN | 0 | Residential | 33206.4+14145.867j | 0 | 0 | 0 | 0 | 0 | [24 empty] | 8101705 | no | no |  |  | no |  | 0 | 0 | 0 | 0 | 0 | 0 |  | 1 | 1 | 1 | 0 | 0 | 0
load_220335455 |  | node_1391618_658_15322868_01 |  | AN | 0 | Residential | 52660.8+22433.407j | 0 | 0 | 0 | 0 | 0 | [24 empty] | 8101705 | no | no |  |  | no |  | 0 | 0 | 0 | 0 | 0 | 0 |  | 1 | 1 | 1 | 0 | 0 | 0
load_220335457 |  | node_1391089_39_15323285_459 |  | AN | 0 | Residential | 47865.6+20390.66j | 0 | 0 | 0 | 0 | 0 | [24 empty] | 8101705 | no | no |  |  | no |  | 0 | 0 | 0 | 0 | 0 | 0 |  | 1 | 1 | 1 | 0 | 0 | 0
load_220335458 |  | node_1390907_303_15323512_422 |  | AN | 0 | Residential | 19152+8158.718j | 0 | 0 | 0 | 0 | 0 | [24 empty] | 8101705 | no | no |  |  | no |  | 0 | 0 | 0 | 0 | 0 | 0 |  | 1 | 1 | 1 | 0 | 0 | 0
load_220335459 |  | node_1390499_016_15324146_219 |  | AN | 0 | Residential | 54352.8+23154.196j | 0 | 0 | 0 | 0 | 0 | [24 empty] | 8101705 | no | no |  |  | no |  | 0 | 0 | 0 | 0 | 0 | 0 |  | 1 | 1 | 1 | 0 | 0 | 0
load_220335460 |  | node_1390229_955_15324578_121 |  | AN | 0 | Residential | 1159.2+493.817j | 0 | 0 | 0 | 0 | 0 | [24 empty] | 8101705 | no | no |  |  | no |  | 0 | 0 | 0 | 0 | 0 | 0 |  | 1 | 1 | 1 | 0 | 0 | 0
load_220335462 |  | node_1389830_904_15325078_894 |  | AN | 0 | Residential | 28684.8+12219.674j | 0 | 0 | 0 | 0 | 0 | [24 empty] | 8101705 | no | no |  |  | no |  | 0 | 0 | 0 | 0 | 0 | 0 |  | 1 | 1 | 1 | 0 | 0 | 0
load_220335463 |  | node_1389681_435_15325269_533 |  | AN | 0 | Residential | 34293.6+14609.012j | 0 | 0 | 0 | 0 | 0 | [24 empty] | 8101705 | no | no |  |  | no |  | 0 | 0 | 0 | 0 | 0 | 0 |  | 1 | 1 | 1 | 0 | 0 | 0
load_220335464 |  | node_1389497_037_15325507_306 |  | AN | 0 | Residential | 19137.6+8152.583j | 0 | 0 | 0 | 0 | 0 | [24 empty] | 8101705 | no | no |  |  | no |  | 0 | 0 | 0 | 0 | 0 | 0 |  | 1 | 1 | 1 | 0 | 0 | 0
load_220335465 |  | node_1389251_358_15325643_535 |  | AN | 0 | Residential | 27705.6+11802.536j | 0 | 0 | 0 | 0 | 0 | [24 empty] | 8101705 | no | no |  |  | no |  | 0 | 0 | 0 | 0 | 0 | 0 |  | 1 | 1 | 1 | 0 | 0 | 0
load_220335466 |  | node_1389102_793_15325810_266 |  | AN | 0 | Residential | 7228.8+3079.456j | 0 | 0 | 0 | 0 | 0 | [24 empty] | 8101705 | no | no |  |  | no |  | 0 | 0 | 0 | 0 | 0 | 0 |  | 1 | 1 | 1 | 0 | 0 | 0
load_220335467 |  | node_1388951_755_15326021_478 |  | AN | 0 | Residential | 9187.2+3913.731j | 0 | 0 | 0 | 0 | 0 | [24 empty] | 8101705 | no | no |  |  | no |  | 0 | 0 | 0 | 0 | 0 | 0 |  | 1 | 1 | 1 | 0 | 0 | 0
load_220335468 |  | node_1388687_895_15325883_415 |  | AN | 0 | Residential | 7804.8+3324.831j | 0 | 0 | 0 | 0 | 0 | [24 empty] | 8101705 | no | no |  |  | no |  | 0 | 0 | 0 | 0 | 0 | 0 |  | 1 | 1 | 1 | 0 | 0 | 0
load_220335469 |  | node_1388839_728_15326314_768 |  | AN | 0 | Residential | 11419.2+4864.559j | 0 | 0 | 0 | 0 | 0 | [24 empty] | 8101705 | no | no |  |  | no |  | 0 | 0 | 0 | 0 | 0 | 0 |  | 1 | 1 | 1 | 0 | 0 | 0
load_220335470 |  | node_1388720_832_15326505_213 |  | AN | 0 | Residential | 3938.4+1677.751j | 0 | 0 | 0 | 0 | 0 | [24 empty] | 8101705 | no | no |  |  | no |  | 0 | 0 | 0 | 0 | 0 | 0 |  | 1 | 1 | 1 | 0 | 0 | 0
load_220335471 |  | node_1388438_348_15326861_221 |  | AN | 0 | Residential | 40046.4+17059.695j | 0 | 0 | 0 | 0 | 0 | [24 empty] | 8101705 | no | no |  |  | no |  | 0 | 0 | 0 | 0 | 0 | 0 |  | 1 | 1 | 1 | 0 | 0 | 0
load_220335472 |  | node_1387351_373_15326776_702 |  | AN | 0 | NonResidential | 8654.4+3686.759j | 0 | 0 | 0 | 0 | 0 | [24 empty] | 8101705 | no | no |  |  | no |  | 0 | 0 | 0 | 0 | 0 | 0 |  | 1 | 1 | 1 | 0 | 0 | 0
load_220335473 |  | node_1388301_763_15326954_041 |  | AN | 0 | Residential | 8395.2+3576.34j | 0 | 0 | 0 | 0 | 0 | [24 empty] | 8101705 | no | no |  |  | no |  | 0 | 0 | 0 | 0 | 0 | 0 |  | 1 | 1 | 1 | 0 | 0 | 0
load_220335474 |  | node_1388189_3_15327119_27 |  | AN | 0 | Residential | 12621.6+5376.779j | 0 | 0 | 0 | 0 | 0 | [24 empty] | 8101705 | no | no |  |  | no |  | 0 | 0 | 0 | 0 | 0 | 0 |  | 1 | 1 | 1 | 0 | 0 | 0
load_220335475 |  | node_1388079_73_15327358_619 |  | AN | 0 | Residential | 11736+4999.515j | 0 | 0 | 0 | 0 | 0 | [24 empty] | 8101705 | no | no |  |  | no |  | 0 | 0 | 0 | 0 | 0 | 0 |  | 1 | 1 | 1 | 0 | 0 | 0
load_220335476 |  | node_1387875_348_15327514_179 |  | AN | 0 | Residential | 11959.2+5094.598j | 0 | 0 | 0 | 0 | 0 | [24 empty] | 8101705 | no | no |  |  | no |  | 0 | 0 | 0 | 0 | 0 | 0 |  | 1 | 1 | 1 | 0 | 0 | 0
load_220335477 |  | node_1387717_224_15327764_253 |  | AN | 0 | Residential | 5666.4+2413.876j | 0 | 0 | 0 | 0 | 0 | [24 empty] | 8101705 | no | no |  |  | no |  | 0 | 0 | 0 | 0 | 0 | 0 |  | 1 | 1 | 1 | 0 | 0 | 0
load_220335479 |  | node_1386973_342_15328923_599 |  | AN | 0 | Residential | 4780.8+2036.612j | 0 | 0 | 0 | 0 | 0 | [24 empty] | 8101705 | no | no |  |  | no |  | 0 | 0 | 0 | 0 | 0 | 0 |  | 1 | 1 | 1 | 0 | 0 | 0
load_220335480 |  | node_1386700_81_15328974_665 |  | AN | 0 | Residential | 4334.4+1846.447j | 0 | 0 | 0 | 0 | 0 | [24 empty] | 8101705 | no | no |  |  | no |  | 0 | 0 | 0 | 0 | 0 | 0 |  | 1 | 1 | 1 | 0 | 0 | 0
load_220335481 |  | node_1386488_928_15329474_801 |  | AN | 0 | Residential | 5731.2+2441.481j | 0 | 0 | 0 | 0 | 0 | [24 empty] | 8101705 | no | no |  |  | no |  | 0 | 0 | 0 | 0 | 0 | 0 |  | 1 | 1 | 1 | 0 | 0 | 0
load_220335482 |  | node_1393746_752_15322052_267 |  | AN | 0 | Residential | 13953.6+5944.209j | 0 | 0 | 0 | 0 | 0 | [24 empty] | 8101705 | no | no |  |  | no |  | 0 | 0 | 0 | 0 | 0 | 0 |  | 1 | 1 | 1 | 0 | 0 | 0
load_220335483 |  | node_1386262_549_15329842_223 |  | AN | 0 | Residential | 30621.6+13044.747j | 0 | 0 | 0 | 0 | 0 | [24 empty] | 8101705 | no | no |  |  | no |  | 0 | 0 | 0 | 0 | 0 | 0 |  | 1 | 1 | 1 | 0 | 0 | 0
load_220335484 |  | node_1385604_615_15330895_606 |  | AN | 0 | NonResidential | 439.2+187.098j | 0 | 0 | 0 | 0 | 0 | [24 empty] | 8101705 | no | no |  |  | no |  | 0 | 0 | 0 | 0 | 0 | 0 |  | 1 | 1 | 1 | 0 | 0 | 0
load_220335485 |  | node_1385171_372_15330436_439 |  | AN | 0 | Residential | 11383.2+4849.223j | 0 | 0 | 0 | 0 | 0 | [24 empty] | 8101705 | no | no |  |  | no |  | 0 | 0 | 0 | 0 | 0 | 0 |  | 1 | 1 | 1 | 0 | 0 | 0
load_220335486 |  | node_1384832_595_15330528_528 |  | AN | 0 | Residential | 11952+5091.531j | 0 | 0 | 0 | 0 | 0 | [24 empty] | 8101705 | no | no |  |  | no |  | 0 | 0 | 0 | 0 | 0 | 0 |  | 1 | 1 | 1 | 0 | 0 | 0
load_220335487 |  | node_1383914_661_15330274_859 |  | AN | 0 | Residential | 3254.4+1386.369j | 0 | 0 | 0 | 0 | 0 | [24 empty] | 8101705 | no | no |  |  | no |  | 0 | 0 | 0 | 0 | 0 | 0 |  | 1 | 1 | 1 | 0 | 0 | 0
load_220335489 |  | node_1392993_375_15322548_238 |  | AN | 0 | Residential | 23054.4+9821.133j | 0 | 0 | 0 | 0 | 0 | [24 empty] | 8101705 | no | no |  |  | no |  | 0 | 0 | 0 | 0 | 0 | 0 |  | 1 | 1 | 1 | 0 | 0 | 0
load_220335490 |  | node_1392709_587_15322597_239 |  | AN | 0 | Residential | 7401.6+3153.068j | 0 | 0 | 0 | 0 | 0 | [24 empty] | 8101705 | no | no |  |  | no |  | 0 | 0 | 0 | 0 | 0 | 0 |  | 1 | 1 | 1 | 0 | 0 | 0
load_220335491 |  | node_1392423_833_15322638_568 |  | AN | 0 | Residential | 31996.8+13630.58j | 0 | 0 | 0 | 0 | 0 | [24 empty] | 8101705 | no | no |  |  | no |  | 0 | 0 | 0 | 0 | 0 | 0 |  | 1 | 1 | 1 | 0 | 0 | 0
load_220335492 |  | node_1392205_554_15322619_274 |  | AN | 0 | Residential | 15861.6+6757.013j | 0 | 0 | 0 | 0 | 0 | [24 empty] | 8101705 | no | no |  |  | no |  | 0 | 0 | 0 | 0 | 0 | 0 |  | 1 | 1 | 1 | 0 | 0 | 0
load_220335493 |  | node_1392055_993_15322272_207 |  | AN | 0 | Residential | 597.6+254.577j | 0 | 0 | 0 | 0 | 0 | [24 empty] | 8101705 | no | no |  |  | no |  | 0 | 0 | 0 | 0 | 0 | 0 |  | 1 | 1 | 1 | 0 | 0 | 0
load_220335494 |  | node_1395743_076_15321083_262 |  | AN | 0 | Residential | 4622.4+1969.134j | 0 | 0 | 0 | 0 | 0 | [24 empty] | 8101705 | no | no |  |  | no |  | 0 | 0 | 0 | 0 | 0 | 0 |  | 1 | 1 | 1 | 0 | 0 | 0
load_220335495 |  | node_1395309_728_15321414_072 |  | AN | 0 | Residential | 27122.4+11554.094j | 0 | 0 | 0 | 0 | 0 | [24 empty] | 8101705 | no | no |  |  | no |  | 0 | 0 | 0 | 0 | 0 | 0 |  | 1 | 1 | 1 | 0 | 0 | 0
load_220335496 |  | node_1395465_992_15321803_033 |  | AN | 0 | Residential | 5911.2+2518.161j | 0 | 0 | 0 | 0 | 0 | [24 empty] | 8101705 | no | no |  |  | no |  | 0 | 0 | 0 | 0 | 0 | 0 |  | 1 | 1 | 1 | 0 | 0 | 0
load_220335497 |  | node_1395456_345_15322033_011 |  | AN | 0 | Residential | 3434.4+1463.048j | 0 | 0 | 0 | 0 | 0 | [24 empty] | 8101705 | no | no |  |  | no |  | 0 | 0 | 0 | 0 | 0 | 0 |  | 1 | 1 | 1 | 0 | 0 | 0
load_220335498 |  | node_1395816_181_15321415_735 |  | AN | 0 | Residential | 16747.2+7134.277j | 0 | 0 | 0 | 0 | 0 | [24 empty] | 8101705 | no | no |  |  | no |  | 0 | 0 | 0 | 0 | 0 | 0 |  | 1 | 1 | 1 | 0 | 0 | 0
load_220335500 |  | node_1392191_511_15336452_877 |  | AN | 0 | Residential | 4773.6+2033.545j | 0 | 0 | 0 | 0 | 0 | [24 empty] | 8101705 | no | no |  |  | no |  | 0 | 0 | 0 | 0 | 0 | 0 |  | 1 | 1 | 1 | 0 | 0 | 0
load_220335501 |  | node_1391381_287_15336419_783 |  | AN | 0 | Residential | 4068+1732.961j | 0 | 0 | 0 | 0 | 0 | [24 empty] | 8101705 | no | no |  |  | no |  | 0 | 0 | 0 | 0 | 0 | 0 |  | 1 | 1 | 1 | 0 | 0 | 0
load_220335502 |  | node_1391123_77_15336427_173 |  | AN | 0 | Other | 0 | 0 | 0 | 0 | 0 | 0 | [24 empty] | 8101705 | no | no |  |  | no |  | 0 | 0 | 0 | 0 | 0 | 0 |  | 1 | 1 | 1 | 0 | 0 | 0
load_220335503 |  | node_1390963_334_15336648_848 |  | AN | 0 | Residential | 0 | 0 | 0 | 0 | 0 | 0 | [24 empty] | 8101705 | no | no |  |  | no |  | 0 | 0 | 0 | 0 | 0 | 0 |  | 1 | 1 | 1 | 0 | 0 | 0
load_220335504 |  | node_1390483_403_15335976_119 |  | AN | 0 | Residential | 20916+8910.179j | 0 | 0 | 0 | 0 | 0 | [24 empty] | 8101705 | no | no |  |  | no |  | 0 | 0 | 0 | 0 | 0 | 0 |  | 1 | 1 | 1 | 0 | 0 | 0
load_220335505 |  | node_1391961_659_15339402_327 |  | AN | 0 | NonResidential | 14000+5963.975j | 0 | 0 | 0 | 0 | 0 | [24 empty] | 8101705 | no | no |  |  | no |  | 0 | 0 | 0 | 0 | 0 | 0 |  | 1 | 1 | 1 | 0 | 0 | 0
load_220335506 |  | node_1394049_173_15339498_239 |  | AN | 0 | Residential | 9626.4+4100.829j | 0 | 0 | 0 | 0 | 0 | [24 empty] | 8101705 | no | no |  |  | no |  | 0 | 0 | 0 | 0 | 0 | 0 |  | 1 | 1 | 1 | 0 | 0 | 0
load_220335507 |  | node_1394727_966_15339534_16 |  | AN | 0 | Residential | 4341.6+1849.514j | 0 | 0 | 0 | 0 | 0 | [24 empty] | 8101705 | no | no |  |  | no |  | 0 | 0 | 0 | 0 | 0 | 0 |  | 1 | 1 | 1 | 0 | 0 | 0
load_220335508 |  | node_1394908_287_15339537_064 |  | AN | 0 | Residential | 5104.8+2174.636j | 0 | 0 | 0 | 0 | 0 | [24 empty] | 8101705 | no | no |  |  | no |  | 0 | 0 | 0 | 0 | 0 | 0 |  | 1 | 1 | 1 | 0 | 0 | 0
load_220335509 |  | node_1395447_402_15339570_058 |  | AN | 0 | Residential | 10569.6+4502.631j | 0 | 0 | 0 | 0 | 0 | [24 empty] | 8101705 | no | no |  |  | no |  | 0 | 0 | 0 | 0 | 0 | 0 |  | 1 | 1 | 1 | 0 | 0 | 0
load_220335510 |  | node_1392123_776_15339416_11 |  | AN | 0 | Residential | 58168.8+24779.805j | 0 | 0 | 0 | 0 | 0 | [24 empty] | 8101705 | no | no |  |  | no |  | 0 | 0 | 0 | 0 | 0 | 0 |  | 1 | 1 | 1 | 0 | 0 | 0
load_220335511 |  | node_1392828_715_15339418_92 |  | AN | 0 | Residential | 16300.8+6944.112j | 0 | 0 | 0 | 0 | 0 | [24 empty] | 8101705 | no | no |  |  | no |  | 0 | 0 | 0 | 0 | 0 | 0 |  | 1 | 1 | 1 | 0 | 0 | 0
load_220335513 |  | node_1393778_111_15339482_231 |  | AN | 0 | Residential | 19144.8+8155.651j | 0 | 0 | 0 | 0 | 0 | [24 empty] | 8101705 | no | no |  |  | no |  | 0 | 0 | 0 | 0 | 0 | 0 |  | 1 | 1 | 1 | 0 | 0 | 0
load_220335514 |  | node_1389667_442_15342124_573 |  | AN | 0 | Residential | 49773.6+21203.465j | 0 | 0 | 0 | 0 | 0 | [24 empty] | 8101705 | no | no |  |  | no |  | 0 | 0 | 0 | 0 | 0 | 0 |  | 1 | 1 | 1 | 0 | 0 | 0
load_220335515 |  | node_1391160_383_15340180_253 |  | AN | 0 | Residential | 21268.8+9060.471j | 0 | 0 | 0 | 0 | 0 | [24 empty] | 8101705 | no | no |  |  | no |  | 0 | 0 | 0 | 0 | 0 | 0 |  | 1 | 1 | 1 | 0 | 0 | 0
load_220335516 |  | node_1390927_027_15340450_65 |  | AN | 0 | Residential | 7236+3082.523j | 0 | 0 | 0 | 0 | 0 | [24 empty] | 8101705 | no | no |  |  | no |  | 0 | 0 | 0 | 0 | 0 | 0 |  | 1 | 1 | 1 | 0 | 0 | 0
load_220335517 |  | node_1390723_04_15340647_667 |  | AN | 0 | Residential | 17510.4+7459.399j | 0 | 0 | 0 | 0 | 0 | [24 empty] | 8101705 | no | no |  |  | no |  | 0 | 0 | 0 | 0 | 0 | 0 |  | 1 | 1 | 1 | 0 | 0 | 0
load_220335518 |  | node_1390525_574_15340844_054 |  | AN | 0 | Residential | 9799.2+4174.442j | 0 | 0 | 0 | 0 | 0 | [24 empty] | 8101705 | no | no |  |  | no |  | 0 | 0 | 0 | 0 | 0 | 0 |  | 1 | 1 | 1 | 0 | 0 | 0
load_220335519 |  | node_1390394_484_15341013_115 |  | AN | 0 | Residential | 5356.8+2281.987j | 0 | 0 | 0 | 0 | 0 | [24 empty] | 8101705 | no | no |  |  | no |  | 0 | 0 | 0 | 0 | 0 | 0 |  | 1 | 1 | 1 | 0 | 0 | 0
load_220335520 |  | node_1390153_922_15341213_091 |  | AN | 0 | Residential | 18144+7729.312j | 0 | 0 | 0 | 0 | 0 | [24 empty] | 8101705 | no | no |  |  | no |  | 0 | 0 | 0 | 0 | 0 | 0 |  | 1 | 1 | 1 | 0 | 0 | 0
load_220335521 |  | node_1389901_891_15341385_944 |  | AN | 0 | Residential | 21520.8+9167.822j | 0 | 0 | 0 | 0 | 0 | [24 empty] | 8101705 | no | no |  |  | no |  | 0 | 0 | 0 | 0 | 0 | 0 |  | 1 | 1 | 1 | 0 | 0 | 0
load_220335523 |  | node_1389756_436_15341650_872 |  | AN | 0 | Residential | 7293.6+3107.061j | 0 | 0 | 0 | 0 | 0 | [24 empty] | 8101705 | no | no |  |  | no |  | 0 | 0 | 0 | 0 | 0 | 0 |  | 1 | 1 | 1 | 0 | 0 | 0
load_220335524 |  | node_1391625_097_15340401_46 |  | AN | 0 | Residential | 7192.8+3064.12j | 0 | 0 | 0 | 0 | 0 | [24 empty] | 8101705 | no | no |  |  | no |  | 0 | 0 | 0 | 0 | 0 | 0 |  | 1 | 1 | 1 | 0 | 0 | 0
load_220335525 |  | node_1393330_515_15342739_408 |  | AN | 0 | Residential | 3016.8+1285.151j | 0 | 0 | 0 | 0 | 0 | [24 empty] | 8101705 | no | no |  |  | no |  | 0 | 0 | 0 | 0 | 0 | 0 |  | 1 | 1 | 1 | 0 | 0 | 0
load_220335527 |  | node_1392945_162_15342624_819 |  | AN | 0 | Residential | 10180.8+4337.003j | 0 | 0 | 0 | 0 | 0 | [24 empty] | 8101705 | no | no |  |  | no |  | 0 | 0 | 0 | 0 | 0 | 0 |  | 1 | 1 | 1 | 0 | 0 | 0
load_220335588 |  | node_1385789_301_15316892_077 |  | AN | 0 | Residential | 6192+2637.781j | 0 | 0 | 0 | 0 | 0 | [24 empty] | 8101705 | no | no |  |  | no |  | 0 | 0 | 0 | 0 | 0 | 0 |  | 1 | 1 | 1 | 0 | 0 | 0
load_220335589 |  | node_1385638_356_15317064_112 |  | AN | 0 | Residential | 2923.2+1245.278j | 0 | 0 | 0 | 0 | 0 | [24 empty] | 8101705 | no | no |  |  | no |  | 0 | 0 | 0 | 0 | 0 | 0 |  | 1 | 1 | 1 | 0 | 0 | 0
load_220335590 |  | node_1385518_993_15317387_506 |  | AN | 0 | Residential | 2656.8+1131.792j | 0 | 0 | 0 | 0 | 0 | [24 empty] | 8101705 | no | no |  |  | no |  | 0 | 0 | 0 | 0 | 0 | 0 |  | 1 | 1 | 1 | 0 | 0 | 0
load_220335591 |  | node_1385392_875_15317694_211 |  | AN | 0 | Residential | 4874.4+2076.486j | 0 | 0 | 0 | 0 | 0 | [24 empty] | 8101705 | no | no |  |  | no |  | 0 | 0 | 0 | 0 | 0 | 0 |  | 1 | 1 | 1 | 0 | 0 | 0
load_220335592 |  | node_1385435_348_15318089_164 |  | AN | 0 | Residential | 22672.8+9658.572j | 0 | 0 | 0 | 0 | 0 | [24 empty] | 8101705 | no | no |  |  | no |  | 0 | 0 | 0 | 0 | 0 | 0 |  | 1 | 1 | 1 | 0 | 0 | 0
load_220335593 |  | node_1385351_278_15318329_649 |  | AN | 0 | Residential | 30909.6+13167.434j | 0 | 0 | 0 | 0 | 0 | [24 empty] | 8101705 | no | no |  |  | no |  | 0 | 0 | 0 | 0 | 0 | 0 |  | 1 | 1 | 1 | 0 | 0 | 0
load_220335594 |  | node_1385327_222_15318729_487 |  | AN | 0 | Residential | 4651.2+1981.403j | 0 | 0 | 0 | 0 | 0 | [24 empty] | 8101705 | no | no |  |  | no |  | 0 | 0 | 0 | 0 | 0 | 0 |  | 1 | 1 | 1 | 0 | 0 | 0
load_220335596 |  | node_1385235_072_15320123_366 |  | AN | 0 | Residential | 5911.2+2518.161j | 0 | 0 | 0 | 0 | 0 | [24 empty] | 8101705 | no | no |  |  | no |  | 0 | 0 | 0 | 0 | 0 | 0 |  | 1 | 1 | 1 | 0 | 0 | 0
load_220335597 |  | node_1385131_299_15320675_921 |  | AN | 0 | Residential | 6631.2+2824.879j | 0 | 0 | 0 | 0 | 0 | [24 empty] | 8101705 | no | no |  |  | no |  | 0 | 0 | 0 | 0 | 0 | 0 |  | 1 | 1 | 1 | 0 | 0 | 0
load_220335598 |  | node_1384911_341_15321342_259 |  | AN | 0 | Residential | 3326.4+1417.04j | 0 | 0 | 0 | 0 | 0 | [24 empty] | 8101705 | no | no |  |  | no |  | 0 | 0 | 0 | 0 | 0 | 0 |  | 1 | 1 | 1 | 0 | 0 | 0
load_220335599 |  | node_1384817_684_15321647_271 |  | AN | 0 | NonResidential | 2181.6+929.358j | 0 | 0 | 0 | 0 | 0 | [24 empty] | 8101705 | no | no |  |  | no |  | 0 | 0 | 0 | 0 | 0 | 0 |  | 1 | 1 | 1 | 0 | 0 | 0
load_220335600 |  | node_1384312_676_15323509_855 |  | AN | 0 | Residential | 24350.4+10373.227j | 0 | 0 | 0 | 0 | 0 | [24 empty] | 8101705 | no | no |  |  | no |  | 0 | 0 | 0 | 0 | 0 | 0 |  | 1 | 1 | 1 | 0 | 0 | 0
load_220335601 |  | node_1384240_047_15324093_658 |  | AN | 0 | Residential | 1080+460.078j | 0 | 0 | 0 | 0 | 0 | [24 empty] | 8101705 | no | no |  |  | no |  | 0 | 0 | 0 | 0 | 0 | 0 |  | 1 | 1 | 1 | 0 | 0 | 0
load_220335602 |  | node_1384135_005_15324378_345 |  | AN | 0 | Residential | 5076+2162.367j | 0 | 0 | 0 | 0 | 0 | [24 empty] | 8101705 | no | no |  |  | no |  | 0 | 0 | 0 | 0 | 0 | 0 |  | 1 | 1 | 1 | 0 | 0 | 0
load_220335603 |  | node_1383978_891_15324621_293 |  | AN | 0 | Residential | 6400.8+2726.729j | 0 | 0 | 0 | 0 | 0 | [24 empty] | 8101705 | no | no |  |  | no |  | 0 | 0 | 0 | 0 | 0 | 0 |  | 1 | 1 | 1 | 0 | 0 | 0
load_220335604 |  | node_1383915_629_15325175_544 |  | AN | 0 | Residential | 2995.2+1275.95j | 0 | 0 | 0 | 0 | 0 | [24 empty] | 8101705 | no | no |  |  | no |  | 0 | 0 | 0 | 0 | 0 | 0 |  | 1 | 1 | 1 | 0 | 0 | 0
load_220335605 |  | node_1383906_792_15325416_735 |  | AN | 0 | Residential | 39398.4+16783.648j | 0 | 0 | 0 | 0 | 0 | [24 empty] | 8101705 | no | no |  |  | no |  | 0 | 0 | 0 | 0 | 0 | 0 |  | 1 | 1 | 1 | 0 | 0 | 0
load_220335606 |  | node_1383902_194_15325596_91 |  | AN | 0 | Residential | 9374.4+3993.478j | 0 | 0 | 0 | 0 | 0 | [24 empty] | 8101705 | no | no |  |  | no |  | 0 | 0 | 0 | 0 | 0 | 0 |  | 1 | 1 | 1 | 0 | 0 | 0
load_220335607 |  | node_1383592_953_15325631_425 |  | AN | 0 | Residential | 8337.6+3551.803j | 0 | 0 | 0 | 0 | 0 | [24 empty] | 8101705 | no | no |  |  | no |  | 0 | 0 | 0 | 0 | 0 | 0 |  | 1 | 1 | 1 | 0 | 0 | 0
load_220335608 |  | node_1383877_712_15325976_81 |  | AN | 0 | Residential | 7761.6+3306.428j | 0 | 0 | 0 | 0 | 0 | [24 empty] | 8101705 | no | no |  |  | no |  | 0 | 0 | 0 | 0 | 0 | 0 |  | 1 | 1 | 1 | 0 | 0 | 0
load_220335609 |  | node_1383640_436_15326160_601 |  | AN | 0 | Residential | 17388+7407.257j | 0 | 0 | 0 | 0 | 0 | [24 empty] | 8101705 | no | no |  |  | no |  | 0 | 0 | 0 | 0 | 0 | 0 |  | 1 | 1 | 1 | 0 | 0 | 0
load_220335610 |  | node_1384607_496_15326567_223 |  | AN | 0 | NonResidential | 662.4+282.181j | 0 | 0 | 0 | 0 | 0 | [24 empty] | 8101705 | no | no |  |  | no |  | 0 | 0 | 0 | 0 | 0 | 0 |  | 1 | 1 | 1 | 0 | 0 | 0
load_220335611 |  | node_1383785_953_15327613_945 |  | AN | 0 | Residential | 8956.8+3815.581j | 0 | 0 | 0 | 0 | 0 | [24 empty] | 8101705 | no | no |  |  | no |  | 0 | 0 | 0 | 0 | 0 | 0 |  | 1 | 1 | 1 | 0 | 0 | 0
load_220335612 |  | node_1383901_517_15327885_099 |  | AN | 0 | Residential | 3873.6+1650.147j | 0 | 0 | 0 | 0 | 0 | [24 empty] | 8101705 | no | no |  |  | no |  | 0 | 0 | 0 | 0 | 0 | 0 |  | 1 | 1 | 1 | 0 | 0 | 0
load_220335613 |  | node_1383884_701_15328152_263 |  | AN | 0 | Residential | 3952.8+1683.886j | 0 | 0 | 0 | 0 | 0 | [24 empty] | 8101705 | no | no |  |  | no |  | 0 | 0 | 0 | 0 | 0 | 0 |  | 1 | 1 | 1 | 0 | 0 | 0
load_220335614 |  | node_1383858_392_15328750_783 |  | AN | 0 | Residential | 33170.4+14130.531j | 0 | 0 | 0 | 0 | 0 | [24 empty] | 8101705 | no | no |  |  | no |  | 0 | 0 | 0 | 0 | 0 | 0 |  | 1 | 1 | 1 | 0 | 0 | 0
load_220335617 |  | node_1383732_897_15329193_914 |  | AN | 0 | Residential | 4903.2+2088.754j | 0 | 0 | 0 | 0 | 0 | [24 empty] | 8101705 | no | no |  |  | no |  | 0 | 0 | 0 | 0 | 0 | 0 |  | 1 | 1 | 1 | 0 | 0 | 0
load_220335618 |  | node_1383555_494_15329746_45 |  | AN | 0 | NonResidential | 3340.8+1423.175j | 0 | 0 | 0 | 0 | 0 | [24 empty] | 8101705 | no | no |  |  | no |  | 0 | 0 | 0 | 0 | 0 | 0 |  | 1 | 1 | 1 | 0 | 0 | 0
load_220335621 |  | node_1384567_826_15336778_057 |  | AN | 0 | Residential | 19771.2+8422.496j | 0 | 0 | 0 | 0 | 0 | [24 empty] | 8101705 | no | no |  |  | no |  | 0 | 0 | 0 | 0 | 0 | 0 |  | 1 | 1 | 1 | 0 | 0 | 0
load_220335622 |  | node_1380919_826_15336095_149 |  | AN | 0 | Residential | 4478.4+1907.79j | 0 | 0 | 0 | 0 | 0 | [24 empty] | 8101705 | no | no |  |  | no |  | 0 | 0 | 0 | 0 | 0 | 0 |  | 1 | 1 | 1 | 0 | 0 | 0
load_220335623 |  | node_1380550_244_15336049_674 |  | AN | 0 | Residential | 1756.8+748.394j | 0 | 0 | 0 | 0 | 0 | [24 empty] | 8101705 | no | no |  |  | no |  | 0 | 0 | 0 | 0 | 0 | 0 |  | 1 | 1 | 1 | 0 | 0 | 0
load_220335624 |  | node_1384234_098_15336692_59 |  | AN | 0 | NonResidential | 7.2+3.067j | 0 | 0 | 0 | 0 | 0 | [24 empty] | 8101705 | no | no |  |  | no |  | 0 | 0 | 0 | 0 | 0 | 0 |  | 1 | 1 | 1 | 0 | 0 | 0
load_220335625 |  | node_1383910_402_15336474_252 |  | AN | 0 | Residential | 5594.4+2383.204j | 0 | 0 | 0 | 0 | 0 | [24 empty] | 8101705 | no | no |  |  | no |  | 0 | 0 | 0 | 0 | 0 | 0 |  | 1 | 1 | 1 | 0 | 0 | 0
load_220335626 |  | node_1383626_586_15336285_227 |  | AN | 0 | Residential | 6084+2591.773j | 0 | 0 | 0 | 0 | 0 | [24 empty] | 8101705 | no | no |  |  | no |  | 0 | 0 | 0 | 0 | 0 | 0 |  | 1 | 1 | 1 | 0 | 0 | 0
load_220335627 |  | node_1383298_885_15336032_989 |  | AN | 0 | Residential | 6343.2+2702.192j | 0 | 0 | 0 | 0 | 0 | [24 empty] | 8101705 | no | no |  |  | no |  | 0 | 0 | 0 | 0 | 0 | 0 |  | 1 | 1 | 1 | 0 | 0 | 0
load_220335628 |  | node_1383232_524_15336471_325 |  | AN | 0 | Residential | 2649.6+1128.725j | 0 | 0 | 0 | 0 | 0 | [24 empty] | 8101705 | no | no |  |  | no |  | 0 | 0 | 0 | 0 | 0 | 0 |  | 1 | 1 | 1 | 0 | 0 | 0
load_220335629 |  | node_1383105_596_15336097_399 |  | AN | 0 | Residential | 10310.4+4392.212j | 0 | 0 | 0 | 0 | 0 | [24 empty] | 8101705 | no | no |  |  | no |  | 0 | 0 | 0 | 0 | 0 | 0 |  | 1 | 1 | 1 | 0 | 0 | 0
load_220335630 |  | node_1382586_251_15336076_237 |  | AN | 0 | Residential | 12895.2+5493.332j | 0 | 0 | 0 | 0 | 0 | [24 empty] | 8101705 | no | no |  |  | no |  | 0 | 0 | 0 | 0 | 0 | 0 |  | 1 | 1 | 1 | 0 | 0 | 0
load_220335631 |  | node_1382618_309_15335710_244 |  | AN | 0 | Residential | 30592.8+13032.478j | 0 | 0 | 0 | 0 | 0 | [24 empty] | 8101705 | no | no |  |  | no |  | 0 | 0 | 0 | 0 | 0 | 0 |  | 1 | 1 | 1 | 0 | 0 | 0
load_220335664 |  | node_1401128_205_15339672_63 |  | AN | 0 | Residential | 20383.2+8683.207j | 0 | 0 | 0 | 0 | 0 | [24 empty] | 8101705 | no | no |  |  | no |  | 0 | 0 | 0 | 0 | 0 | 0 |  | 1 | 1 | 1 | 0 | 0 | 0
load_220335665 |  | node_1401864_849_15339500_988 |  | AN | 0 | Residential | 3729.6+1588.803j | 0 | 0 | 0 | 0 | 0 | [24 empty] | 8101705 | no | no |  |  | no |  | 0 | 0 | 0 | 0 | 0 | 0 |  | 1 | 1 | 1 | 0 | 0 | 0
load_220335666 |  | node_1402175_005_15339493_311 |  | AN | 0 | NonResidential | 11000+4685.98j | 0 | 0 | 0 | 0 | 0 | [24 empty] | 8101705 | no | no |  |  | no |  | 0 | 0 | 0 | 0 | 0 | 0 |  | 1 | 1 | 1 | 0 | 0 | 0
load_220335667 |  | node_1402660_142_15339774_923 |  | AN | 0 | Residential | 15854.4+6753.946j | 0 | 0 | 0 | 0 | 0 | [24 empty] | 8101705 | no | no |  |  | no |  | 0 | 0 | 0 | 0 | 0 | 0 |  | 1 | 1 | 1 | 0 | 0 | 0
load_220335668 |  | node_1402603_099_15339289_362 |  | AN | 0 | Residential | 24991.2+10646.207j | 0 | 0 | 0 | 0 | 0 | [24 empty] | 8101705 | no | no |  |  | no |  | 0 | 0 | 0 | 0 | 0 | 0 |  | 1 | 1 | 1 | 0 | 0 | 0
load_220335669 |  | node_1403148_422_15339156_936 |  | AN | 0 | Residential | 3852+1640.945j | 0 | 0 | 0 | 0 | 0 | [24 empty] | 8101705 | no | no |  |  | no |  | 0 | 0 | 0 | 0 | 0 | 0 |  | 1 | 1 | 1 | 0 | 0 | 0
load_220335670 |  | node_1402896_768_15338904_151 |  | AN | 0 | Residential | 3938.4+1677.751j | 0 | 0 | 0 | 0 | 0 | [24 empty] | 8101705 | no | no |  |  | no |  | 0 | 0 | 0 | 0 | 0 | 0 |  | 1 | 1 | 1 | 0 | 0 | 0
load_220335671 |  | node_1403355_049_15339212_179 |  | AN | 0 | Residential | 9007.2+3837.051j | 0 | 0 | 0 | 0 | 0 | [24 empty] | 8101705 | no | no |  |  | no |  | 0 | 0 | 0 | 0 | 0 | 0 |  | 1 | 1 | 1 | 0 | 0 | 0
load_220335672 |  | node_1403838_475_15338837_732 |  | AN | 0 | Residential | 12808.8+5456.526j | 0 | 0 | 0 | 0 | 0 | [24 empty] | 8101705 | no | no |  |  | no |  | 0 | 0 | 0 | 0 | 0 | 0 |  | 1 | 1 | 1 | 0 | 0 | 0
load_220335673 |  | node_1398691_505_15339811_64 |  | AN | 0 | Residential | 17409.6+7416.459j | 0 | 0 | 0 | 0 | 0 | [24 empty] | 8101705 | no | no |  |  | no |  | 0 | 0 | 0 | 0 | 0 | 0 |  | 1 | 1 | 1 | 0 | 0 | 0
load_220335675 |  | node_1399336_378_15339854_125 |  | AN | 0 | Residential | 0 | 0 | 0 | 0 | 0 | 0 | [24 empty] | 8101705 | no | no |  |  | no |  | 0 | 0 | 0 | 0 | 0 | 0 |  | 1 | 1 | 1 | 0 | 0 | 0
load_220335676 |  | node_1399363_597_15339556_01 |  | AN | 0 | Residential | 23227.2+9894.746j | 0 | 0 | 0 | 0 | 0 | [24 empty] | 8101705 | no | no |  |  | no |  | 0 | 0 | 0 | 0 | 0 | 0 |  | 1 | 1 | 1 | 0 | 0 | 0
load_220335679 |  | node_1382955_946_15340250_55 |  | AN | 0 | Residential | 4341.6+1849.514j | 0 | 0 | 0 | 0 | 0 | [24 empty] | 8101705 | no | no |  |  | no |  | 0 | 0 | 0 | 0 | 0 | 0 |  | 1 | 1 | 1 | 0 | 0 | 0
load_220335680 |  | node_1383220_572_15340048_229 |  | AN | 0 | Residential | 13168.8+5609.885j | 0 | 0 | 0 | 0 | 0 | [24 empty] | 8101705 | no | no |  |  | no |  | 0 | 0 | 0 | 0 | 0 | 0 |  | 1 | 1 | 1 | 0 | 0 | 0
load_220335681 |  | node_1382656_027_15340361_772 |  | AN | 0 | Residential | 20923.2+8913.246j | 0 | 0 | 0 | 0 | 0 | [24 empty] | 8101705 | no | no |  |  | no |  | 0 | 0 | 0 | 0 | 0 | 0 |  | 1 | 1 | 1 | 0 | 0 | 0
load_220335682 |  | node_1382613_366_15340803_023 |  | AN | 0 | Residential | 13881.6+5913.537j | 0 | 0 | 0 | 0 | 0 | [24 empty] | 8101705 | no | no |  |  | no |  | 0 | 0 | 0 | 0 | 0 | 0 |  | 1 | 1 | 1 | 0 | 0 | 0
load_220335683 |  | node_1382526_81_15341156_173 |  | AN | 0 | Residential | 21103.2+8989.926j | 0 | 0 | 0 | 0 | 0 | [24 empty] | 8101705 | no | no |  |  | no |  | 0 | 0 | 0 | 0 | 0 | 0 |  | 1 | 1 | 1 | 0 | 0 | 0
load_220335684 |  | node_1382282_014_15341710_366 |  | AN | 0 | Residential | 6703.2+2855.551j | 0 | 0 | 0 | 0 | 0 | [24 empty] | 8101705 | no | no |  |  | no |  | 0 | 0 | 0 | 0 | 0 | 0 |  | 1 | 1 | 1 | 0 | 0 | 0
load_220335685 |  | node_1382708_051_15341857_028 |  | AN | 0 | Residential | 11347.2+4833.887j | 0 | 0 | 0 | 0 | 0 | [24 empty] | 8101705 | no | no |  |  | no |  | 0 | 0 | 0 | 0 | 0 | 0 |  | 1 | 1 | 1 | 0 | 0 | 0
load_220335686 |  | node_1384544_806_15337998_894 |  | AN | 0 | NonResidential | 2800.8+1193.136j | 0 | 0 | 0 | 0 | 0 | [24 empty] | 8101705 | no | no |  |  | no |  | 0 | 0 | 0 | 0 | 0 | 0 |  | 1 | 1 | 1 | 0 | 0 | 0
load_220335687 |  | node_1384161_117_15338079_183 |  | AN | 0 | Residential | 5536.8+2358.667j | 0 | 0 | 0 | 0 | 0 | [24 empty] | 8101705 | no | no |  |  | no |  | 0 | 0 | 0 | 0 | 0 | 0 |  | 1 | 1 | 1 | 0 | 0 | 0
load_220335688 |  | node_1383428_909_15337830_014 |  | AN | 0 | Residential | 14457.6+6158.912j | 0 | 0 | 0 | 0 | 0 | [24 empty] | 8101705 | no | no |  |  | no |  | 0 | 0 | 0 | 0 | 0 | 0 |  | 1 | 1 | 1 | 0 | 0 | 0
load_220335690 |  | node_1382850_036_15337666_515 |  | AN | 0 | Residential | 5306.4+2260.517j | 0 | 0 | 0 | 0 | 0 | [24 empty] | 8101705 | no | no |  |  | no |  | 0 | 0 | 0 | 0 | 0 | 0 |  | 1 | 1 | 1 | 0 | 0 | 0
load_220335691 |  | node_1383761_812_15338497_223 |  | AN | 0 | Residential | 13730.4+5849.126j | 0 | 0 | 0 | 0 | 0 | [24 empty] | 8101705 | no | no |  |  | no |  | 0 | 0 | 0 | 0 | 0 | 0 |  | 1 | 1 | 1 | 0 | 0 | 0
load_220335692 |  | node_1383172_511_15339672_991 |  | AN | 0 | Residential | 3470.4+1478.384j | 0 | 0 | 0 | 0 | 0 | [24 empty] | 8101705 | no | no |  |  | no |  | 0 | 0 | 0 | 0 | 0 | 0 |  | 1 | 1 | 1 | 0 | 0 | 0
load_220335742 |  | node_1380921_149_15338232_222 |  | AN | 0 | NonResidential | 7.2+3.067j | 0 | 0 | 0 | 0 | 0 | [24 empty] | 8101705 | no | no |  |  | no |  | 0 | 0 | 0 | 0 | 0 | 0 |  | 1 | 1 | 1 | 0 | 0 | 0
load_220335743 |  | node_1381077_571_15338237_085 |  | AN | 0 | Residential | 13456.8+5732.573j | 0 | 0 | 0 | 0 | 0 | [24 empty] | 8101705 | no | no |  |  | no |  | 0 | 0 | 0 | 0 | 0 | 0 |  | 1 | 1 | 1 | 0 | 0 | 0
load_220335744 |  | node_1381583_031_15338203_622 |  | AN | 0 | Residential | 1965.6+837.342j | 0 | 0 | 0 | 0 | 0 | [24 empty] | 8101705 | no | no |  |  | no |  | 0 | 0 | 0 | 0 | 0 | 0 |  | 1 | 1 | 1 | 0 | 0 | 0
load_220335745 |  | node_1381877_927_15338187_225 |  | AN | 0 | Residential | 3031.2+1291.286j | 0 | 0 | 0 | 0 | 0 | [24 empty] | 8101705 | no | no |  |  | no |  | 0 | 0 | 0 | 0 | 0 | 0 |  | 1 | 1 | 1 | 0 | 0 | 0
load_220335746 |  | node_1382217_349_15338278_106 |  | AN | 0 | Residential | 9604.8+4091.628j | 0 | 0 | 0 | 0 | 0 | [24 empty] | 8101705 | no | no |  |  | no |  | 0 | 0 | 0 | 0 | 0 | 0 |  | 1 | 1 | 1 | 0 | 0 | 0
load_220335747 |  | node_1382436_363_15338227_307 |  | AN | 0 | Residential | 7164+3051.851j | 0 | 0 | 0 | 0 | 0 | [24 empty] | 8101705 | no | no |  |  | no |  | 0 | 0 | 0 | 0 | 0 | 0 |  | 1 | 1 | 1 | 0 | 0 | 0
load_220335748 |  | node_1380325_931_15338198_654 |  | AN | 0 | Residential | 13903.2+5922.738j | 0 | 0 | 0 | 0 | 0 | [24 empty] | 8101705 | no | no |  |  | no |  | 0 | 0 | 0 | 0 | 0 | 0 |  | 1 | 1 | 1 | 0 | 0 | 0
load_220335801 |  | node_1394463_117_15332027_595 |  | AN | 0 | Residential | 9604.8+4091.628j | 0 | 0 | 0 | 0 | 0 | [24 empty] | 8101705 | no | no |  |  | no |  | 0 | 0 | 0 | 0 | 0 | 0 |  | 1 | 1 | 1 | 0 | 0 | 0
load_220335802 |  | node_1394816_783_15332037_573 |  | AN | 0 | Residential | 6199.2+2640.848j | 0 | 0 | 0 | 0 | 0 | [24 empty] | 8101705 | no | no |  |  | no |  | 0 | 0 | 0 | 0 | 0 | 0 |  | 1 | 1 | 1 | 0 | 0 | 0
load_220335803 |  | node_1395049_059_15332048_968 |  | AN | 0 | Residential | 18900+8051.366j | 0 | 0 | 0 | 0 | 0 | [24 empty] | 8101705 | no | no |  |  | no |  | 0 | 0 | 0 | 0 | 0 | 0 |  | 1 | 1 | 1 | 0 | 0 | 0
load_220335804 |  | node_1395354_546_15332075_552 |  | AN | 0 | Residential | 5594.4+2383.204j | 0 | 0 | 0 | 0 | 0 | [24 empty] | 8101705 | no | no |  |  | no |  | 0 | 0 | 0 | 0 | 0 | 0 |  | 1 | 1 | 1 | 0 | 0 | 0
load_220335807 |  | node_1395658_645_15310319_435 |  | AN | 0 | Residential | 48355.2+20599.229j | 0 | 0 | 0 | 0 | 0 | [24 empty] | 8101705 | no | no |  |  | no |  | 0 | 0 | 0 | 0 | 0 | 0 |  | 1 | 1 | 1 | 0 | 0 | 0
load_220335808 |  | node_1395259_419_15310342_816 |  | AN | 0 | Residential | 9345.6+3981.209j | 0 | 0 | 0 | 0 | 0 | [24 empty] | 8101705 | no | no |  |  | no |  | 0 | 0 | 0 | 0 | 0 | 0 |  | 1 | 1 | 1 | 0 | 0 | 0
load_220335809 |  | node_1394943_06_15310283_993 |  | AN | 0 | Residential | 3981.6+1696.154j | 0 | 0 | 0 | 0 | 0 | [24 empty] | 8101705 | no | no |  |  | no |  | 0 | 0 | 0 | 0 | 0 | 0 |  | 1 | 1 | 1 | 0 | 0 | 0
load_220335810 |  | node_1394729_989_15310390_686 |  | AN | 0 | Residential | 6868.8+2926.097j | 0 | 0 | 0 | 0 | 0 | [24 empty] | 8101705 | no | no |  |  | no |  | 0 | 0 | 0 | 0 | 0 | 0 |  | 1 | 1 | 1 | 0 | 0 | 0
load_220335892 |  | node_1395422_908_15326421_977 |  | AN | 0 | NonResidential | 31000+13205.945j | 0 | 0 | 0 | 0 | 0 | [24 empty] | 8101705 | no | no |  |  | no |  | 0 | 0 | 0 | 0 | 0 | 0 |  | 1 | 1 | 1 | 0 | 0 | 0
load_220335893 |  | node_1395566_949_15326346_979 |  | AN | 0 | NonResidential | 0 | 0 | 0 | 0 | 0 | 0 | [24 empty] | 8101705 | no | no |  |  | no |  | 0 | 0 | 0 | 0 | 0 | 0 |  | 1 | 1 | 1 | 0 | 0 | 0
load_220335894 |  | node_1395586_693_15326349_202 |  | BN | 0 | NonResidential | 0 | 0 | 0 | 0 | 0 | 0 | [24 empty] | 8101705 | no | no |  |  | no |  | 0 | 0 | 0 | 0 | 0 | 0 |  | 1 | 1 | 1 | 0 | 0 | 0
load_220335895 |  | node_1395773_693_15326664_154 |  | AN | 0 | NonResidential | 6000+2555.989j | 0 | 0 | 0 | 0 | 0 | [24 empty] | 8101705 | no | no |  |  | no |  | 0 | 0 | 0 | 0 | 0 | 0 |  | 1 | 1 | 1 | 0 | 0 | 0
load_220335936 |  | node_1398304_812_15315025_681 |  | AN | 0 | NonResidential | 3000+1277.995j | 0 | 0 | 0 | 0 | 0 | [24 empty] | 8101705 | no | no |  |  | no |  | 0 | 0 | 0 | 0 | 0 | 0 |  | 1 | 1 | 1 | 0 | 0 | 0
load_220335937 |  | node_1398314_709_15315002_698 |  | BN | 0 | NonResidential | 0 | 3000+1277.995j | 0 | 0 | 0 | 0 | [24 empty] | 8101705 | no | no |  |  | no |  | 0 | 0 | 0 | 0 | 0 | 0 |  | 1 | 1 | 1 | 0 | 0 | 0
load_220335938 |  | node_1398299_695_15315051_362 |  | CN | 0 | NonResidential | 0 | 0 | 3000+1277.995j | 0 | 0 | 0 | [24 empty] | 8101705 | no | no |  |  | no |  | 0 | 0 | 0 | 0 | 0 | 0 |  | 1 | 1 | 1 | 0 | 0 | 0
load_220335939 |  | node_1398727_037_15314484_324 |  | AN | 0 | NonResidential | 12500+5324.978j | 0 | 0 | 0 | 0 | 0 | [24 empty] | 8101705 | no | no |  |  | no |  | 0 | 0 | 0 | 0 | 0 | 0 |  | 1 | 1 | 1 | 0 | 0 | 0
load_220335940 |  | node_1398740_68_15314503_748 |  | AN | 0 | NonResidential | 12500+5324.978j | 0 | 0 | 0 | 0 | 0 | [24 empty] | 8101705 | no | no |  |  | no |  | 0 | 0 | 0 | 0 | 0 | 0 |  | 1 | 1 | 1 | 0 | 0 | 0
load_220335970 |  | node_1396102_61_15318863_485 |  | AN | 0 | Residential | 17575.2+7487.004j | 0 | 0 | 0 | 0 | 0 | [24 empty] | 8101705 | no | no |  |  | no |  | 0 | 0 | 0 | 0 | 0 | 0 |  | 1 | 1 | 1 | 0 | 0 | 0
load_220335971 |  | node_1395641_79_15318829_054 |  | AN | 0 | NonResidential | 403.2+171.762j | 0 | 0 | 0 | 0 | 0 | [24 empty] | 8101705 | no | no |  |  | no |  | 0 | 0 | 0 | 0 | 0 | 0 |  | 1 | 1 | 1 | 0 | 0 | 0
load_220335972 |  | node_1395484_86_15318661_663 |  | AN | 0 | Residential | 24213.6+10314.95j | 0 | 0 | 0 | 0 | 0 | [24 empty] | 8101705 | no | no |  |  | no |  | 0 | 0 | 0 | 0 | 0 | 0 |  | 1 | 1 | 1 | 0 | 0 | 0
load_220335974 |  | node_1393330_575_15339786_716 |  | AN | 0 | Residential | 3542.4+1509.056j | 0 | 0 | 0 | 0 | 0 | [24 empty] | 8101705 | no | no |  |  | no |  | 0 | 0 | 0 | 0 | 0 | 0 |  | 1 | 1 | 1 | 0 | 0 | 0
load_220335975 |  | node_1393205_134_15341855_865 |  | AN | 0 | NonResidential | 14000+5963.975j | 0 | 0 | 0 | 0 | 0 | [24 empty] | 8101705 | no | no |  |  | no |  | 0 | 0 | 0 | 0 | 0 | 0 |  | 1 | 1 | 1 | 0 | 0 | 0
load_220335977 |  | node_1393266_692_15339993_361 |  | AN | 0 | Residential | 16005.6+6818.357j | 0 | 0 | 0 | 0 | 0 | [24 empty] | 8101705 | no | no |  |  | no |  | 0 | 0 | 0 | 0 | 0 | 0 |  | 1 | 1 | 1 | 0 | 0 | 0
load_220335979 |  | node_1393520_713_15341265_78 |  | AN | 0 | Residential | 4579.2+1950.731j | 0 | 0 | 0 | 0 | 0 | [24 empty] | 8101705 | no | no |  |  | no |  | 0 | 0 | 0 | 0 | 0 | 0 |  | 1 | 1 | 1 | 0 | 0 | 0
load_220335995 |  | node_1387574_262_15338771_95 |  | AN | 0 | Residential | 3715.2+1582.669j | 0 | 0 | 0 | 0 | 0 | [24 empty] | 8101705 | no | no |  |  | no |  | 0 | 0 | 0 | 0 | 0 | 0 |  | 1 | 1 | 1 | 0 | 0 | 0
load_220335996 |  | node_1387551_334_15339218_805 |  | AN | 0 | NonResidential | 2988+1272.883j | 0 | 0 | 0 | 0 | 0 | [24 empty] | 8101705 | no | no |  |  | no |  | 0 | 0 | 0 | 0 | 0 | 0 |  | 1 | 1 | 1 | 0 | 0 | 0
load_220335997 |  | node_1388520_863_15339110_333 |  | AN | 0 | Residential | 892.8+380.331j | 0 | 0 | 0 | 0 | 0 | [24 empty] | 8101705 | no | no |  |  | no |  | 0 | 0 | 0 | 0 | 0 | 0 |  | 1 | 1 | 1 | 0 | 0 | 0
load_220335998 |  | node_1386102_994_15338154_238 |  | AN | 0 | Residential | 6912+2944.5j | 0 | 0 | 0 | 0 | 0 | [24 empty] | 8101705 | no | no |  |  | no |  | 0 | 0 | 0 | 0 | 0 | 0 |  | 1 | 1 | 1 | 0 | 0 | 0
load_220336000 |  | node_1386631_388_15338940_57 |  | AN | 0 | Other | 0 | 0 | 0 | 0 | 0 | 0 | [24 empty] | 8101705 | no | no |  |  | no |  | 0 | 0 | 0 | 0 | 0 | 0 |  | 1 | 1 | 1 | 0 | 0 | 0
load_220336001 |  | node_1387019_463_15338526_021 |  | AN | 0 | Residential | 5680.8+2420.011j | 0 | 0 | 0 | 0 | 0 | [24 empty] | 8101705 | no | no |  |  | no |  | 0 | 0 | 0 | 0 | 0 | 0 |  | 1 | 1 | 1 | 0 | 0 | 0
load_220336002 |  | node_1387040_883_15338944_817 |  | AN | 0 | Residential | 7207.2+3070.254j | 0 | 0 | 0 | 0 | 0 | [24 empty] | 8101705 | no | no |  |  | no |  | 0 | 0 | 0 | 0 | 0 | 0 |  | 1 | 1 | 1 | 0 | 0 | 0
load_220336023 |  | node_1395046_603_15326603_29 |  | AN | 0 | Residential | 8258.4+3518.064j | 0 | 0 | 0 | 0 | 0 | [24 empty] | 8101705 | no | no |  |  | no |  | 0 | 0 | 0 | 0 | 0 | 0 |  | 1 | 1 | 1 | 0 | 0 | 0
load_220336024 |  | node_1394722_65_15326615_109 |  | AN | 0 | Residential | 10461.6+4456.623j | 0 | 0 | 0 | 0 | 0 | [24 empty] | 8101705 | no | no |  |  | no |  | 0 | 0 | 0 | 0 | 0 | 0 |  | 1 | 1 | 1 | 0 | 0 | 0
load_220336025 |  | node_1394743_592_15326336_981 |  | AN | 0 | Residential | 4780.8+2036.612j | 0 | 0 | 0 | 0 | 0 | [24 empty] | 8101705 | no | no |  |  | no |  | 0 | 0 | 0 | 0 | 0 | 0 |  | 1 | 1 | 1 | 0 | 0 | 0
load_220336041 |  | node_1395965_217_15318638_968 |  | AN | 0 | Residential | 3139.2+1337.294j | 0 | 0 | 0 | 0 | 0 | [24 empty] | 8101705 | no | no |  |  | no |  | 0 | 0 | 0 | 0 | 0 | 0 |  | 1 | 1 | 1 | 0 | 0 | 0
load_220336042 |  | node_1395737_03_15318439_942 |  | AN | 0 | Residential | 30679.2+13069.284j | 0 | 0 | 0 | 0 | 0 | [24 empty] | 8101705 | no | no |  |  | no |  | 0 | 0 | 0 | 0 | 0 | 0 |  | 1 | 1 | 1 | 0 | 0 | 0
load_220336044 |  | node_1395302_256_15318532_5 |  | AN | 0 | Residential | 11894.4+5066.993j | 0 | 0 | 0 | 0 | 0 | [24 empty] | 8101705 | no | no |  |  | no |  | 0 | 0 | 0 | 0 | 0 | 0 |  | 1 | 1 | 1 | 0 | 0 | 0
load_220336045 |  | node_1395139_731_15318609_841 |  | AN | 0 | Residential | 28620+12192.069j | 0 | 0 | 0 | 0 | 0 | [24 empty] | 8101705 | no | no |  |  | no |  | 0 | 0 | 0 | 0 | 0 | 0 |  | 1 | 1 | 1 | 0 | 0 | 0
load_220336046 |  | node_1395180_526_15318383_778 |  | AN | 0 | NonResidential | 1000+425.998j | 0 | 0 | 0 | 0 | 0 | [24 empty] | 8101705 | no | no |  |  | no |  | 0 | 0 | 0 | 0 | 0 | 0 |  | 1 | 1 | 1 | 0 | 0 | 0
load_220336047 |  | node_1394972_966_15318255_872 |  | AN | 0 | Residential | 22176+9446.936j | 0 | 0 | 0 | 0 | 0 | [24 empty] | 8101705 | no | no |  |  | no |  | 0 | 0 | 0 | 0 | 0 | 0 |  | 1 | 1 | 1 | 0 | 0 | 0
load_220336048 |  | node_1395128_615_15317951_327 |  | AN | 0 | Residential | 23378.4+9959.157j | 0 | 0 | 0 | 0 | 0 | [24 empty] | 8101705 | no | no |  |  | no |  | 0 | 0 | 0 | 0 | 0 | 0 |  | 1 | 1 | 1 | 0 | 0 | 0
load_220336049 |  | node_1390436_311_15323677_731 |  | AN | 0 | Residential | 12960+5520.937j | 0 | 0 | 0 | 0 | 0 | [24 empty] | 8101705 | no | no |  |  | no |  | 0 | 0 | 0 | 0 | 0 | 0 |  | 1 | 1 | 1 | 0 | 0 | 0
load_220336051 |  | node_1390026_294_15323525_636 |  | AN | 0 | Residential | 4399.2+1874.051j | 0 | 0 | 0 | 0 | 0 | [24 empty] | 8101705 | no | no |  |  | no |  | 0 | 0 | 0 | 0 | 0 | 0 |  | 1 | 1 | 1 | 0 | 0 | 0
load_220336052 |  | node_1389860_15323465_933 |  | AN | 0 | Residential | 7048.8+3002.776j | 0 | 0 | 0 | 0 | 0 | [24 empty] | 8101705 | no | no |  |  | no |  | 0 | 0 | 0 | 0 | 0 | 0 |  | 1 | 1 | 1 | 0 | 0 | 0
load_220336053 |  | node_1389436_032_15323481_456 |  | AN | 0 | Residential | 16704+7115.874j | 0 | 0 | 0 | 0 | 0 | [24 empty] | 8101705 | no | no |  |  | no |  | 0 | 0 | 0 | 0 | 0 | 0 |  | 1 | 1 | 1 | 0 | 0 | 0
load_220336054 |  | node_1389172_102_15323491_37 |  | AN | 0 | Residential | 12348+5260.226j | 0 | 0 | 0 | 0 | 0 | [24 empty] | 8101705 | no | no |  |  | no |  | 0 | 0 | 0 | 0 | 0 | 0 |  | 1 | 1 | 1 | 0 | 0 | 0
load_220336055 |  | node_1389292_434_15323924_523 |  | AN | 0 | Residential | 6501.6+2769.67j | 0 | 0 | 0 | 0 | 0 | [24 empty] | 8101705 | no | no |  |  | no |  | 0 | 0 | 0 | 0 | 0 | 0 |  | 1 | 1 | 1 | 0 | 0 | 0
load_220336056 |  | node_1388661_105_15323444_971 |  | AN | 0 | Residential | 11124+4738.804j | 0 | 0 | 0 | 0 | 0 | [24 empty] | 8101705 | no | no |  |  | no |  | 0 | 0 | 0 | 0 | 0 | 0 |  | 1 | 1 | 1 | 0 | 0 | 0
load_220336057 |  | node_1387569_189_15322442_346 |  | AN | 0 | Residential | 32716.8+13937.298j | 0 | 0 | 0 | 0 | 0 | [24 empty] | 8101705 | no | no |  |  | no |  | 0 | 0 | 0 | 0 | 0 | 0 |  | 1 | 1 | 1 | 0 | 0 | 0
load_220336058 |  | node_1387936_725_15322056_47 |  | AN | 0 | Residential | 3038.4+1294.353j | 0 | 0 | 0 | 0 | 0 | [24 empty] | 8101705 | no | no |  |  | no |  | 0 | 0 | 0 | 0 | 0 | 0 |  | 1 | 1 | 1 | 0 | 0 | 0
load_220336059 |  | node_1386718_228_15323399_677 |  | AN | 0 | Residential | 3772.8+1607.206j | 0 | 0 | 0 | 0 | 0 | [24 empty] | 8101705 | no | no |  |  | no |  | 0 | 0 | 0 | 0 | 0 | 0 |  | 1 | 1 | 1 | 0 | 0 | 0
load_220336060 |  | node_1387118_973_15323481_649 |  | AN | 0 | Residential | 4982.4+2122.494j | 0 | 0 | 0 | 0 | 0 | [24 empty] | 8101705 | no | no |  |  | no |  | 0 | 0 | 0 | 0 | 0 | 0 |  | 1 | 1 | 1 | 0 | 0 | 0
load_220336061 |  | node_1387295_209_15323248_175 |  | AN | 0 | Residential | 9640.8+4106.964j | 0 | 0 | 0 | 0 | 0 | [24 empty] | 8101705 | no | no |  |  | no |  | 0 | 0 | 0 | 0 | 0 | 0 |  | 1 | 1 | 1 | 0 | 0 | 0
load_220336061-L-1 |  | node_1387295_209_15323248_175 |  | AN | 0 | Residential | 0 | 0 | 0 | 0 | 0 | 0 | [24 empty] | 8101705 | no | no |  |  | no |  | 0 | 0 | 0 | 0 | 0 | 0 |  | 1 | 1 | 1 | 0 | 0 | 0
load_220336062 |  | node_1387337_247_15322975_293 |  | AN | 0 | Residential | 3412.8+1453.847j | 0 | 0 | 0 | 0 | 0 | [24 empty] | 8101705 | no | no |  |  | no |  | 0 | 0 | 0 | 0 | 0 | 0 |  | 1 | 1 | 1 | 0 | 0 | 0
load_220336063 |  | node_1392348_508_15337209_392 |  | AN | 0 | Residential | 2894.4+1233.009j | 0 | 0 | 0 | 0 | 0 | [24 empty] | 8101705 | no | no |  |  | no |  | 0 | 0 | 0 | 0 | 0 | 0 |  | 1 | 1 | 1 | 0 | 0 | 0
load_220336064 |  | node_1392863_783_15337263_696 |  | AN | 0 | NonResidential | 302.4+128.822j | 0 | 0 | 0 | 0 | 0 | [24 empty] | 8101705 | no | no |  |  | no |  | 0 | 0 | 0 | 0 | 0 | 0 |  | 1 | 1 | 1 | 0 | 0 | 0
load_220336067 |  | node_1398466_656_15342956_534 |  | AN | 0 | Residential | 22017.6+9379.458j | 0 | 0 | 0 | 0 | 0 | [24 empty] | 8101705 | no | no |  |  | no |  | 0 | 0 | 0 | 0 | 0 | 0 |  | 1 | 1 | 1 | 0 | 0 | 0
load_220336068 |  | node_1387141_169_15329417_778 |  | AN | 0 | Residential | 5155.2+2196.106j | 0 | 0 | 0 | 0 | 0 | [24 empty] | 8101705 | no | no |  |  | no |  | 0 | 0 | 0 | 0 | 0 | 0 |  | 1 | 1 | 1 | 0 | 0 | 0
load_220336069 |  | node_1387099_999_15329701_822 |  | AN | 0 | Residential | 151.2+64.411j | 0 | 0 | 0 | 0 | 0 | [24 empty] | 8101705 | no | no |  |  | no |  | 0 | 0 | 0 | 0 | 0 | 0 |  | 1 | 1 | 1 | 0 | 0 | 0
load_220336070 |  | node_1387050_108_15329943_119 |  | AN | 0 | Residential | 20606.4+8778.29j | 0 | 0 | 0 | 0 | 0 | [24 empty] | 8101705 | no | no |  |  | no |  | 0 | 0 | 0 | 0 | 0 | 0 |  | 1 | 1 | 1 | 0 | 0 | 0
load_220336071 |  | node_1387186_705_15330118_039 |  | AN | 0 | Residential | 26316+11210.569j | 0 | 0 | 0 | 0 | 0 | [24 empty] | 8101705 | no | no |  |  | no |  | 0 | 0 | 0 | 0 | 0 | 0 |  | 1 | 1 | 1 | 0 | 0 | 0
load_220336080 |  | node_1397308_468_15339701_986 |  | AN | 0 | NonResidential | 1159.2+493.817j | 0 | 0 | 0 | 0 | 0 | [24 empty] | 8101705 | no | no |  |  | no |  | 0 | 0 | 0 | 0 | 0 | 0 |  | 1 | 1 | 1 | 0 | 0 | 0
load_220336081 |  | node_1396742_932_15340130_181 |  | AN | 0 | Residential | 24724.8+10532.721j | 0 | 0 | 0 | 0 | 0 | [24 empty] | 8101705 | no | no |  |  | no |  | 0 | 0 | 0 | 0 | 0 | 0 |  | 1 | 1 | 1 | 0 | 0 | 0
load_220336082 |  | node_1396698_626_15339584_156 |  | AN | 0 | Residential | 3009.6+1282.084j | 0 | 0 | 0 | 0 | 0 | [24 empty] | 8101705 | no | no |  |  | no |  | 0 | 0 | 0 | 0 | 0 | 0 |  | 1 | 1 | 1 | 0 | 0 | 0
load_220336116 |  | node_1398247_703_15342409_981 |  | AN | 0 | Residential | 7473.6+3183.74j | 0 | 0 | 0 | 0 | 0 | [24 empty] | 8101705 | no | no |  |  | no |  | 0 | 0 | 0 | 0 | 0 | 0 |  | 1 | 1 | 1 | 0 | 0 | 0
load_220336117 |  | node_1397895_177_15341912_197 |  | AN | 0 | Residential | 1915.2+815.872j | 0 | 0 | 0 | 0 | 0 | [24 empty] | 8101705 | no | no |  |  | no |  | 0 | 0 | 0 | 0 | 0 | 0 |  | 1 | 1 | 1 | 0 | 0 | 0
load_220336118 |  | node_1398621_702_15342015_002 |  | AN | 0 | Residential | 7596+3235.882j | 0 | 0 | 0 | 0 | 0 | [24 empty] | 8101705 | no | no |  |  | no |  | 0 | 0 | 0 | 0 | 0 | 0 |  | 1 | 1 | 1 | 0 | 0 | 0
load_220336167 |  | node_1380041_759_15326511_893 |  | AN | 0 | Residential | 44006.4+18746.648j | 0 | 0 | 0 | 0 | 0 | [24 empty] | 8101705 | no | no |  |  | no |  | 0 | 0 | 0 | 0 | 0 | 0 |  | 1 | 1 | 1 | 0 | 0 | 0
load_220336168 |  | node_1380159_639_15326678_952 |  | AN | 0 | Other | 0 | 0 | 0 | 0 | 0 | 0 | [24 empty] | 8101705 | no | no |  |  | no |  | 0 | 0 | 0 | 0 | 0 | 0 |  | 1 | 1 | 1 | 0 | 0 | 0
load_220336174 |  | node_1379742_306_15329846_479 |  | AN | 0 | Residential | 69624+29659.7j | 0 | 0 | 0 | 0 | 0 | [24 empty] | 8101705 | no | no |  |  | no |  | 0 | 0 | 0 | 0 | 0 | 0 |  | 1 | 1 | 1 | 0 | 0 | 0
load_220336176 |  | node_1380126_206_15329869_272 |  | AN | 0 | Residential | 7480.8+3186.807j | 0 | 0 | 0 | 0 | 0 | [24 empty] | 8101705 | no | no |  |  | no |  | 0 | 0 | 0 | 0 | 0 | 0 |  | 1 | 1 | 1 | 0 | 0 | 0
load_220336177 |  | node_1380544_759_15329883_757 |  | AN | 0 | Residential | 7689.6+3275.756j | 0 | 0 | 0 | 0 | 0 | [24 empty] | 8101705 | no | no |  |  | no |  | 0 | 0 | 0 | 0 | 0 | 0 |  | 1 | 1 | 1 | 0 | 0 | 0
load_220336178 |  | node_1380932_126_15329903_496 |  | AN | 0 | Residential | 4240.8+1806.573j | 0 | 0 | 0 | 0 | 0 | [24 empty] | 8101705 | no | no |  |  | no |  | 0 | 0 | 0 | 0 | 0 | 0 |  | 1 | 1 | 1 | 0 | 0 | 0
load_220336179 |  | node_1381142_204_15329854_695 |  | AN | 0 | Residential | 7560+3220.547j | 0 | 0 | 0 | 0 | 0 | [24 empty] | 8101705 | no | no |  |  | no |  | 0 | 0 | 0 | 0 | 0 | 0 |  | 1 | 1 | 1 | 0 | 0 | 0
load_220336182 |  | node_1381629_567_15329934_721 |  | AN | 0 | Residential | 21816+9293.577j | 0 | 0 | 0 | 0 | 0 | [24 empty] | 8101705 | no | no |  |  | no |  | 0 | 0 | 0 | 0 | 0 | 0 |  | 1 | 1 | 1 | 0 | 0 | 0
load_220336183 |  | node_1382060_603_15329951_558 |  | AN | 0 | Residential | 19814.4+8440.899j | 0 | 0 | 0 | 0 | 0 | [24 empty] | 8101705 | no | no |  |  | no |  | 0 | 0 | 0 | 0 | 0 | 0 |  | 1 | 1 | 1 | 0 | 0 | 0
load_220336184 |  | node_1383683_028_15330437_769 |  | AN | 0 | Residential | 22658.4+9652.438j | 0 | 0 | 0 | 0 | 0 | [24 empty] | 8101705 | no | no |  |  | no |  | 0 | 0 | 0 | 0 | 0 | 0 |  | 1 | 1 | 1 | 0 | 0 | 0
load_220336188 |  | node_1383144_626_15331998_425 |  | AN | 0 | Residential | 53892+22957.896j | 0 | 0 | 0 | 0 | 0 | [24 empty] | 8101705 | no | no |  |  | no |  | 0 | 0 | 0 | 0 | 0 | 0 |  | 1 | 1 | 1 | 0 | 0 | 0
load_220336200 |  | node_1384937_986_15337415_975 |  | AN | 0 | Residential | 3002.4+1279.017j | 0 | 0 | 0 | 0 | 0 | [24 empty] | 8101705 | no | no |  |  | no |  | 0 | 0 | 0 | 0 | 0 | 0 |  | 1 | 1 | 1 | 0 | 0 | 0
load_220336202 |  | node_1385371_553_15337901_206 |  | AN | 0 | Residential | 6768+2883.156j | 0 | 0 | 0 | 0 | 0 | [24 empty] | 8101705 | no | no |  |  | no |  | 0 | 0 | 0 | 0 | 0 | 0 |  | 1 | 1 | 1 | 0 | 0 | 0
load_220336203 |  | node_1386056_046_15337888_581 |  | AN | 0 | Residential | 2160+920.156j | 0 | 0 | 0 | 0 | 0 | [24 empty] | 8101705 | no | no |  |  | no |  | 0 | 0 | 0 | 0 | 0 | 0 |  | 1 | 1 | 1 | 0 | 0 | 0
load_220336204 |  | node_1386407_049_15337793_584 |  | AN | 0 | Residential | 20440.8+8707.744j | 0 | 0 | 0 | 0 | 0 | [24 empty] | 8101705 | no | no |  |  | no |  | 0 | 0 | 0 | 0 | 0 | 0 |  | 1 | 1 | 1 | 0 | 0 | 0
load_220336205 |  | node_1386759_475_15337321_161 |  | AN | 0 | Residential | 15062.4+6416.556j | 0 | 0 | 0 | 0 | 0 | [24 empty] | 8101705 | no | no |  |  | no |  | 0 | 0 | 0 | 0 | 0 | 0 |  | 1 | 1 | 1 | 0 | 0 | 0
load_220336206 |  | node_1387166_087_15337454_78 |  | AN | 0 | Other | 0 | 0 | 0 | 0 | 0 | 0 | [24 empty] | 8101705 | no | no |  |  | no |  | 0 | 0 | 0 | 0 | 0 | 0 |  | 1 | 1 | 1 | 0 | 0 | 0
load_220336207 |  | node_1387637_213_15337290_904 |  | AN | 0 | Residential | 5515.2+2349.465j | 0 | 0 | 0 | 0 | 0 | [24 empty] | 8101705 | no | no |  |  | no |  | 0 | 0 | 0 | 0 | 0 | 0 |  | 1 | 1 | 1 | 0 | 0 | 0
load_220336208 |  | node_1387736_553_15336885_572 |  | AN | 0 | Residential | 10317.6+4395.279j | 0 | 0 | 0 | 0 | 0 | [24 empty] | 8101705 | no | no |  |  | no |  | 0 | 0 | 0 | 0 | 0 | 0 |  | 1 | 1 | 1 | 0 | 0 | 0
load_220336209 |  | node_1389097_034_15336857_184 |  | AN | 0 | Residential | 16992+7238.562j | 0 | 0 | 0 | 0 | 0 | [24 empty] | 8101705 | no | no |  |  | no |  | 0 | 0 | 0 | 0 | 0 | 0 |  | 1 | 1 | 1 | 0 | 0 | 0
load_220336210 |  | node_1389348_532_15336739_613 |  | AN | 0 | Residential | 32918.4+14023.18j | 0 | 0 | 0 | 0 | 0 | [24 empty] | 8101705 | no | no |  |  | no |  | 0 | 0 | 0 | 0 | 0 | 0 |  | 1 | 1 | 1 | 0 | 0 | 0
load_220336211 |  | node_1389640_728_15336670_385 |  | AN | 0 | Residential | 14040+5981.015j | 0 | 0 | 0 | 0 | 0 | [24 empty] | 8101705 | no | no |  |  | no |  | 0 | 0 | 0 | 0 | 0 | 0 |  | 1 | 1 | 1 | 0 | 0 | 0
load_220336212 |  | node_1387032_908_15332040_305 |  | AN | 0 | Residential | 8560.8+3646.886j | 0 | 0 | 0 | 0 | 0 | [24 empty] | 8101705 | no | no |  |  | no |  | 0 | 0 | 0 | 0 | 0 | 0 |  | 1 | 1 | 1 | 0 | 0 | 0
load_220336213 |  | node_1387004_023_15331759_587 |  | AN | 0 | Residential | 13485.6+5744.842j | 0 | 0 | 0 | 0 | 0 | [24 empty] | 8101705 | no | no |  |  | no |  | 0 | 0 | 0 | 0 | 0 | 0 |  | 1 | 1 | 1 | 0 | 0 | 0
load_220336214 |  | node_1386802_425_15331684_935 |  | AN | 0 | Residential | 2498.4+1064.314j | 0 | 0 | 0 | 0 | 0 | [24 empty] | 8101705 | no | no |  |  | no |  | 0 | 0 | 0 | 0 | 0 | 0 |  | 1 | 1 | 1 | 0 | 0 | 0
load_220336215 |  | node_1387022_439_15331230_294 |  | AN | 0 | Residential | 1684.8+717.722j | 0 | 0 | 0 | 0 | 0 | [24 empty] | 8101705 | no | no |  |  | no |  | 0 | 0 | 0 | 0 | 0 | 0 |  | 1 | 1 | 1 | 0 | 0 | 0
load_220336216 |  | node_1387513_609_15331257_155 |  | AN | 0 | Residential | 6098.4+2597.908j | 0 | 0 | 0 | 0 | 0 | [24 empty] | 8101705 | no | no |  |  | no |  | 0 | 0 | 0 | 0 | 0 | 0 |  | 1 | 1 | 1 | 0 | 0 | 0
load_220336217 |  | node_1387034_891_15330985_392 |  | AN | 0 | Residential | 16920+7207.89j | 0 | 0 | 0 | 0 | 0 | [24 empty] | 8101705 | no | no |  |  | no |  | 0 | 0 | 0 | 0 | 0 | 0 |  | 1 | 1 | 1 | 0 | 0 | 0
load_220336220 |  | node_1384946_388_15333393_886 |  | AN | 0 | Residential | 11160+4754.14j | 0 | 0 | 0 | 0 | 0 | [24 empty] | 8101705 | no | no |  |  | no |  | 0 | 0 | 0 | 0 | 0 | 0 |  | 1 | 1 | 1 | 0 | 0 | 0
load_220336221 |  | node_1385488_282_15333486_583 |  | AN | 0 | Residential | 4363.2+1858.715j | 0 | 0 | 0 | 0 | 0 | [24 empty] | 8101705 | no | no |  |  | no |  | 0 | 0 | 0 | 0 | 0 | 0 |  | 1 | 1 | 1 | 0 | 0 | 0
load_220336223 |  | node_1386076_602_15333505_87 |  | AN | 0 | Residential | 2383.2+1015.239j | 0 | 0 | 0 | 0 | 0 | [24 empty] | 8101705 | no | no |  |  | no |  | 0 | 0 | 0 | 0 | 0 | 0 |  | 1 | 1 | 1 | 0 | 0 | 0
load_220336224 |  | node_1386682_708_15333534_536 |  | AN | 0 | Residential | 11412+4861.492j | 0 | 0 | 0 | 0 | 0 | [24 empty] | 8101705 | no | no |  |  | no |  | 0 | 0 | 0 | 0 | 0 | 0 |  | 1 | 1 | 1 | 0 | 0 | 0
load_220336225 |  | node_1387120_411_15333771_551 |  | AN | 0 | NonResidential | 0 | 0 | 0 | 0 | 0 | 0 | [24 empty] | 8101705 | no | no |  |  | no |  | 0 | 0 | 0 | 0 | 0 | 0 |  | 1 | 1 | 1 | 0 | 0 | 0
load_220336226 |  | node_1387041_764_15332949_498 |  | AN | 0 | Residential | 16221.6+6910.373j | 0 | 0 | 0 | 0 | 0 | [24 empty] | 8101705 | no | no |  |  | no |  | 0 | 0 | 0 | 0 | 0 | 0 |  | 1 | 1 | 1 | 0 | 0 | 0
load_220341979 |  | node_1377007_478_15336304_423 |  | AN | 0 | Residential | 5162.4+2199.173j | 0 | 0 | 0 | 0 | 0 | [24 empty] | 8101705 | no | no |  |  | no |  | 0 | 0 | 0 | 0 | 0 | 0 |  | 1 | 1 | 1 | 0 | 0 | 0
load_220341980 |  | node_1376656_03_15336293_633 |  | AN | 0 | Residential | 13284+5658.96j | 0 | 0 | 0 | 0 | 0 | [24 empty] | 8101705 | no | no |  |  | no |  | 0 | 0 | 0 | 0 | 0 | 0 |  | 1 | 1 | 1 | 0 | 0 | 0
load_220341981 |  | node_1376296_945_15336281_296 |  | AN | 0 | Residential | 17827.2+7594.355j | 0 | 0 | 0 | 0 | 0 | [24 empty] | 8101705 | no | no |  |  | no |  | 0 | 0 | 0 | 0 | 0 | 0 |  | 1 | 1 | 1 | 0 | 0 | 0
load_220342081 |  | node_1378259_682_15329815_579 |  | AN | 0 | Residential | 13953.6+5944.209j | 0 | 0 | 0 | 0 | 0 | [24 empty] | 8101705 | no | no |  |  | no |  | 0 | 0 | 0 | 0 | 0 | 0 |  | 1 | 1 | 1 | 0 | 0 | 0
load_220342082 |  | node_1373847_591_15328144_973 |  | AN | 0 | Other | 0 | 0 | 0 | 0 | 0 | 0 | [24 empty] | 8101705 | no | no |  |  | no |  | 0 | 0 | 0 | 0 | 0 | 0 |  | 1 | 1 | 1 | 0 | 0 | 0
load_220342083 |  | node_1373840_865_15328119_865 |  | AN | 0 | Other | 0 | 0 | 0 | 0 | 0 | 0 | [24 empty] | 8101705 | no | no |  |  | no |  | 0 | 0 | 0 | 0 | 0 | 0 |  | 1 | 1 | 1 | 0 | 0 | 0
load_220342084 |  | node_1373551_273_15329232_726 |  | AN | 0 | NonResidential | 309.6+131.889j | 0 | 0 | 0 | 0 | 0 | [24 empty] | 8101705 | no | no |  |  | no |  | 0 | 0 | 0 | 0 | 0 | 0 |  | 1 | 1 | 1 | 0 | 0 | 0
load_220342085 |  | node_1373760_604_15329388_773 |  | AN | 0 | NonResidential | 0 | 0 | 0 | 0 | 0 | 0 | [24 empty] | 8101705 | no | no |  |  | no |  | 0 | 0 | 0 | 0 | 0 | 0 |  | 1 | 1 | 1 | 0 | 0 | 0
load_220342086 |  | node_1373749_147_15329410_384 |  | BN | 0 | NonResidential | 0 | 0 | 0 | 0 | 0 | 0 | [24 empty] | 8101705 | no | no |  |  | no |  | 0 | 0 | 0 | 0 | 0 | 0 |  | 1 | 1 | 1 | 0 | 0 | 0
load_220342087 |  | node_1373767_492_15329363_873 |  | CN | 0 | NonResidential | 0 | 0 | 0 | 0 | 0 | 0 | [24 empty] | 8101705 | no | no |  |  | no |  | 0 | 0 | 0 | 0 | 0 | 0 |  | 1 | 1 | 1 | 0 | 0 | 0
load_220342158 |  | node_1378730_103_15337914_478 |  | AN | 0 | Residential | 7632+3251.218j | 0 | 0 | 0 | 0 | 0 | [24 empty] | 8101705 | no | no |  |  | no |  | 0 | 0 | 0 | 0 | 0 | 0 |  | 1 | 1 | 1 | 0 | 0 | 0
load_220342159 |  | node_1378725_872_15338189_203 |  | AN | 0 | NonResidential | 1584+674.781j | 0 | 0 | 0 | 0 | 0 | [24 empty] | 8101705 | no | no |  |  | no |  | 0 | 0 | 0 | 0 | 0 | 0 |  | 1 | 1 | 1 | 0 | 0 | 0
load_220342160 |  | node_1378215_85_15338312_687 |  | AN | 0 | NonResidential | 2664+1134.859j | 0 | 0 | 0 | 0 | 0 | [24 empty] | 8101705 | no | no |  |  | no |  | 0 | 0 | 0 | 0 | 0 | 0 |  | 1 | 1 | 1 | 0 | 0 | 0
load_220342161 |  | node_1377774_917_15338438_198 |  | AN | 0 | Residential | 33321.6+14194.942j | 0 | 0 | 0 | 0 | 0 | [24 empty] | 8101705 | no | no |  |  | no |  | 0 | 0 | 0 | 0 | 0 | 0 |  | 1 | 1 | 1 | 0 | 0 | 0
load_220342162 |  | node_1377379_288_15338559_847 |  | AN | 0 | Residential | 11635.2+4956.574j | 0 | 0 | 0 | 0 | 0 | [24 empty] | 8101705 | no | no |  |  | no |  | 0 | 0 | 0 | 0 | 0 | 0 |  | 1 | 1 | 1 | 0 | 0 | 0
load_220342163 |  | node_1379203_415_15338151_62 |  | AN | 0 | Residential | 6652.8+2834.081j | 0 | 0 | 0 | 0 | 0 | [24 empty] | 8101705 | no | no |  |  | no |  | 0 | 0 | 0 | 0 | 0 | 0 |  | 1 | 1 | 1 | 0 | 0 | 0
load_220342173 |  | node_1382247_044_15317959_155 |  | AN | 0 | Residential | 24876+10597.132j | 0 | 0 | 0 | 0 | 0 | [24 empty] | 8101705 | no | no |  |  | no |  | 0 | 0 | 0 | 0 | 0 | 0 |  | 1 | 1 | 1 | 0 | 0 | 0
load_220342174 |  | node_1382123_012_15318103_552 |  | AN | 0 | Residential | 7228.8+3079.456j | 0 | 0 | 0 | 0 | 0 | [24 empty] | 8101705 | no | no |  |  | no |  | 0 | 0 | 0 | 0 | 0 | 0 |  | 1 | 1 | 1 | 0 | 0 | 0
load_220342175 |  | node_1381926_997_15318089_208 |  | AN | 0 | Residential | 32824.8+13983.306j | 0 | 0 | 0 | 0 | 0 | [24 empty] | 8101705 | no | no |  |  | no |  | 0 | 0 | 0 | 0 | 0 | 0 |  | 1 | 1 | 1 | 0 | 0 | 0
load_220342176 |  | node_1381614_566_15318079_636 |  | AN | 0 | Residential | 31701.6+13504.825j | 0 | 0 | 0 | 0 | 0 | [24 empty] | 8101705 | no | no |  |  | no |  | 0 | 0 | 0 | 0 | 0 | 0 |  | 1 | 1 | 1 | 0 | 0 | 0
load_220342177 |  | node_1381560_855_15317843_106 |  | AN | 0 | Residential | 24408+10397.764j | 0 | 0 | 0 | 0 | 0 | [24 empty] | 8101705 | no | no |  |  | no |  | 0 | 0 | 0 | 0 | 0 | 0 |  | 1 | 1 | 1 | 0 | 0 | 0
load_220342178 |  | node_1381255_84_15318053_257 |  | AN | 0 | Residential | 7869.6+3352.436j | 0 | 0 | 0 | 0 | 0 | [24 empty] | 8101705 | no | no |  |  | no |  | 0 | 0 | 0 | 0 | 0 | 0 |  | 1 | 1 | 1 | 0 | 0 | 0
load_220342179 |  | node_1380751_159_15318100_457 |  | AN | 0 | Residential | 8676+3695.961j | 0 | 0 | 0 | 0 | 0 | [24 empty] | 8101705 | no | no |  |  | no |  | 0 | 0 | 0 | 0 | 0 | 0 |  | 1 | 1 | 1 | 0 | 0 | 0
load_220342190 |  | node_1382132_006_15319494_523 |  | AN | 0 | Residential | 6055.2+2579.504j | 0 | 0 | 0 | 0 | 0 | [24 empty] | 8101705 | no | no |  |  | no |  | 0 | 0 | 0 | 0 | 0 | 0 |  | 1 | 1 | 1 | 0 | 0 | 0
load_220342191 |  | node_1380015_9_15320411_602 |  | AN | 0 | Residential | 28065.6+11955.896j | 0 | 0 | 0 | 0 | 0 | [24 empty] | 8101705 | no | no |  |  | no |  | 0 | 0 | 0 | 0 | 0 | 0 |  | 1 | 1 | 1 | 0 | 0 | 0
load_220342192 |  | node_1381667_503_15319587_089 |  | AN | 0 | Residential | 1850.4+788.267j | 0 | 0 | 0 | 0 | 0 | [24 empty] | 8101705 | no | no |  |  | no |  | 0 | 0 | 0 | 0 | 0 | 0 |  | 1 | 1 | 1 | 0 | 0 | 0
load_220342193 |  | node_1381542_664_15319700_111 |  | AN | 0 | Residential | 29260.8+12465.049j | 0 | 0 | 0 | 0 | 0 | [24 empty] | 8101705 | no | no |  |  | no |  | 0 | 0 | 0 | 0 | 0 | 0 |  | 1 | 1 | 1 | 0 | 0 | 0
load_220342194 |  | node_1381141_72_15319766_673 |  | AN | 0 | Residential | 22183.2+9450.004j | 0 | 0 | 0 | 0 | 0 | [24 empty] | 8101705 | no | no |  |  | no |  | 0 | 0 | 0 | 0 | 0 | 0 |  | 1 | 1 | 1 | 0 | 0 | 0
load_220342195 |  | node_1380807_377_15319878_217 |  | AN | 0 | NonResidential | 7.2+3.067j | 0 | 0 | 0 | 0 | 0 | [24 empty] | 8101705 | no | no |  |  | no |  | 0 | 0 | 0 | 0 | 0 | 0 |  | 1 | 1 | 1 | 0 | 0 | 0
load_220342196 |  | node_1380496_12_15319971_859 |  | AN | 0 | Residential | 15249.6+6496.302j | 0 | 0 | 0 | 0 | 0 | [24 empty] | 8101705 | no | no |  |  | no |  | 0 | 0 | 0 | 0 | 0 | 0 |  | 1 | 1 | 1 | 0 | 0 | 0
load_220342197 |  | node_1380309_125_15320069_789 |  | AN | 0 | Residential | 37548+15995.381j | 0 | 0 | 0 | 0 | 0 | [24 empty] | 8101705 | no | no |  |  | no |  | 0 | 0 | 0 | 0 | 0 | 0 |  | 1 | 1 | 1 | 0 | 0 | 0
load_220342198 |  | node_1379189_62_15335286_492 |  | AN | 0 | NonResidential | 1000+425.998j | 0 | 0 | 0 | 0 | 0 | [24 empty] | 8101705 | no | no |  |  | no |  | 0 | 0 | 0 | 0 | 0 | 0 |  | 1 | 1 | 1 | 0 | 0 | 0
load_220342203 |  | node_1371385_932_15328857_525 |  | AN | 0 | Residential | 11059.2+4711.199j | 0 | 0 | 0 | 0 | 0 | [24 empty] | 8101705 | no | no |  |  | no |  | 0 | 0 | 0 | 0 | 0 | 0 |  | 1 | 1 | 1 | 0 | 0 | 0
load_220342204 |  | node_1373302_402_15327183_246 |  | AN | 0 | NonResidential | 4000+1703.993j | 0 | 0 | 0 | 0 | 0 | [24 empty] | 8101705 | no | no |  |  | no |  | 0 | 0 | 0 | 0 | 0 | 0 |  | 1 | 1 | 1 | 0 | 0 | 0
load_220342205 |  | node_1373156_7_15326788_049 |  | AN | 0 | NonResidential | 3666.667+1561.994j | 0 | 0 | 0 | 0 | 0 | [24 empty] | 8101705 | no | no |  |  | no |  | 0 | 0 | 0 | 0 | 0 | 0 |  | 1 | 1 | 1 | 0 | 0 | 0
load_220342206 |  | node_1373176_464_15326786_562 |  | BN | 0 | NonResidential | 0 | 3666.667+1561.994j | 0 | 0 | 0 | 0 | [24 empty] | 8101705 | no | no |  |  | no |  | 0 | 0 | 0 | 0 | 0 | 0 |  | 1 | 1 | 1 | 0 | 0 | 0
load_220342207 |  | node_1373195_877_15326792_007 |  | CN | 0 | NonResidential | 0 | 0 | 3666.667+1561.994j | 0 | 0 | 0 | [24 empty] | 8101705 | no | no |  |  | no |  | 0 | 0 | 0 | 0 | 0 | 0 |  | 1 | 1 | 1 | 0 | 0 | 0
load_220342208 |  | node_1373543_581_15327086_405 |  | AN | 0 | Residential | 11548.8+4919.768j | 0 | 0 | 0 | 0 | 0 | [24 empty] | 8101705 | no | no |  |  | no |  | 0 | 0 | 0 | 0 | 0 | 0 |  | 1 | 1 | 1 | 0 | 0 | 0
load_220342209 |  | node_1373667_487_15327227_425 |  | AN | 0 | NonResidential | 32000+13631.943j | 0 | 0 | 0 | 0 | 0 | [24 empty] | 8101705 | no | no |  |  | no |  | 0 | 0 | 0 | 0 | 0 | 0 |  | 1 | 1 | 1 | 0 | 0 | 0
load_220342210 |  | node_1373650_889_15327241_794 |  | BN | 0 | NonResidential | 0 | 32000+13631.943j | 0 | 0 | 0 | 0 | [24 empty] | 8101705 | no | no |  |  | no |  | 0 | 0 | 0 | 0 | 0 | 0 |  | 1 | 1 | 1 | 0 | 0 | 0
load_220342211 |  | node_1373680_723_15327207_743 |  | CN | 0 | NonResidential | 0 | 0 | 32000+13631.943j | 0 | 0 | 0 | [24 empty] | 8101705 | no | no |  |  | no |  | 0 | 0 | 0 | 0 | 0 | 0 |  | 1 | 1 | 1 | 0 | 0 | 0
load_220342212 |  | node_1373794_348_15326864_389 |  | AN | 0 | Residential | 6012+2561.101j | 0 | 0 | 0 | 0 | 0 | [24 empty] | 8101705 | no | no |  |  | no |  | 0 | 0 | 0 | 0 | 0 | 0 |  | 1 | 1 | 1 | 0 | 0 | 0
load_220342213 |  | node_1374060_836_15326709_515 |  | AN | 0 | Residential | 15703.2+6689.535j | 0 | 0 | 0 | 0 | 0 | [24 empty] | 8101705 | no | no |  |  | no |  | 0 | 0 | 0 | 0 | 0 | 0 |  | 1 | 1 | 1 | 0 | 0 | 0
load_220342214 |  | node_1374415_985_15326418_007 |  | AN | 0 | Residential | 5853.6+2493.623j | 0 | 0 | 0 | 0 | 0 | [24 empty] | 8101705 | no | no |  |  | no |  | 0 | 0 | 0 | 0 | 0 | 0 |  | 1 | 1 | 1 | 0 | 0 | 0
load_220342215 |  | node_1374662_409_15326168_485 |  | AN | 0 | Other | 0 | 0 | 0 | 0 | 0 | 0 | [24 empty] | 8101705 | no | no |  |  | no |  | 0 | 0 | 0 | 0 | 0 | 0 |  | 1 | 1 | 1 | 0 | 0 | 0
load_220342217 |  | node_1375258_494_15325390_46 |  | AN | 0 | Other | 0 | 0 | 0 | 0 | 0 | 0 | [24 empty] | 8101705 | no | no |  |  | no |  | 0 | 0 | 0 | 0 | 0 | 0 |  | 1 | 1 | 1 | 0 | 0 | 0
load_220342218 |  | node_1371913_688_15328742_865 |  | AN | 0 | NonResidential | 6429.6+2738.998j | 0 | 0 | 0 | 0 | 0 | [24 empty] | 8101705 | no | no |  |  | no |  | 0 | 0 | 0 | 0 | 0 | 0 |  | 1 | 1 | 1 | 0 | 0 | 0
load_220342219 |  | node_1372000_015_15328344_543 |  | AN | 0 | Residential | 93.6+39.873j | 0 | 0 | 0 | 0 | 0 | [24 empty] | 8101705 | no | no |  |  | no |  | 0 | 0 | 0 | 0 | 0 | 0 |  | 1 | 1 | 1 | 0 | 0 | 0
load_220342220 |  | node_1372082_644_15328051_181 |  | AN | 0 | Residential | 14515.2+6183.449j | 0 | 0 | 0 | 0 | 0 | [24 empty] | 8101705 | no | no |  |  | no |  | 0 | 0 | 0 | 0 | 0 | 0 |  | 1 | 1 | 1 | 0 | 0 | 0
load_220342221 |  | node_1372182_037_15327704_69 |  | AN | 0 | NonResidential | 2000+851.996j | 0 | 0 | 0 | 0 | 0 | [24 empty] | 8101705 | no | no |  |  | no |  | 0 | 0 | 0 | 0 | 0 | 0 |  | 1 | 1 | 1 | 0 | 0 | 0
load_220342222 |  | node_1372673_671_15327428_537 |  | AN | 0 | NonResidential | 28000+11927.95j | 0 | 0 | 0 | 0 | 0 | [24 empty] | 8101705 | no | no |  |  | no |  | 0 | 0 | 0 | 0 | 0 | 0 |  | 1 | 1 | 1 | 0 | 0 | 0
load_220342223 |  | node_1372691_119_15327441_293 |  | AN | 0 | NonResidential | 28000+11927.95j | 0 | 0 | 0 | 0 | 0 | [24 empty] | 8101705 | no | no |  |  | no |  | 0 | 0 | 0 | 0 | 0 | 0 |  | 1 | 1 | 1 | 0 | 0 | 0
load_220342224 |  | node_1372873_873_15327402_669 |  | AN | 0 | NonResidential | 7666.667+3265.986j | 0 | 0 | 0 | 0 | 0 | [24 empty] | 8101705 | no | no |  |  | no |  | 0 | 0 | 0 | 0 | 0 | 0 |  | 1 | 1 | 1 | 0 | 0 | 0
load_220342225 |  | node_1372846_703_15327417_958 |  | BN | 0 | NonResidential | 0 | 7666.667+3265.986j | 0 | 0 | 0 | 0 | [24 empty] | 8101705 | no | no |  |  | no |  | 0 | 0 | 0 | 0 | 0 | 0 |  | 1 | 1 | 1 | 0 | 0 | 0
load_220342226 |  | node_1372893_691_15327384_775 |  | CN | 0 | NonResidential | 0 | 0 | 7666.667+3265.986j | 0 | 0 | 0 | [24 empty] | 8101705 | no | no |  |  | no |  | 0 | 0 | 0 | 0 | 0 | 0 |  | 1 | 1 | 1 | 0 | 0 | 0
load_220342264 |  | node_1378483_537_15321449_173 |  | AN | 0 | Residential | 34250.4+14590.609j | 0 | 0 | 0 | 0 | 0 | [24 empty] | 8101705 | no | no |  |  | no |  | 0 | 0 | 0 | 0 | 0 | 0 |  | 1 | 1 | 1 | 0 | 0 | 0
load_220342265 |  | node_1378066_834_15321906_431 |  | AN | 0 | Residential | 31500+13418.944j | 0 | 0 | 0 | 0 | 0 | [24 empty] | 8101705 | no | no |  |  | no |  | 0 | 0 | 0 | 0 | 0 | 0 |  | 1 | 1 | 1 | 0 | 0 | 0
load_220342266 |  | node_1377905_899_15322114_347 |  | AN | 0 | Residential | 12621.6+5376.779j | 0 | 0 | 0 | 0 | 0 | [24 empty] | 8101705 | no | no |  |  | no |  | 0 | 0 | 0 | 0 | 0 | 0 |  | 1 | 1 | 1 | 0 | 0 | 0
load_220342267 |  | node_1377673_677_15322570_431 |  | AN | 0 | Residential | 10980+4677.46j | 0 | 0 | 0 | 0 | 0 | [24 empty] | 8101705 | no | no |  |  | no |  | 0 | 0 | 0 | 0 | 0 | 0 |  | 1 | 1 | 1 | 0 | 0 | 0
load_220342268 |  | node_1377575_726_15322678_115 |  | AN | 0 | Residential | 784.8+334.323j | 0 | 0 | 0 | 0 | 0 | [24 empty] | 8101705 | no | no |  |  | no |  | 0 | 0 | 0 | 0 | 0 | 0 |  | 1 | 1 | 1 | 0 | 0 | 0
load_220342269 |  | node_1376848_088_15322728_283 |  | AN | 0 | Residential | 2908.8+1239.144j | 0 | 0 | 0 | 0 | 0 | [24 empty] | 8101705 | no | no |  |  | no |  | 0 | 0 | 0 | 0 | 0 | 0 |  | 1 | 1 | 1 | 0 | 0 | 0
load_220342287 |  | node_1371693_683_15329421_962 |  | AN | 0 | NonResidential | 7000+2981.988j | 0 | 0 | 0 | 0 | 0 | [24 empty] | 8101705 | no | no |  |  | no |  | 0 | 0 | 0 | 0 | 0 | 0 |  | 1 | 1 | 1 | 0 | 0 | 0
load_220342288 |  | node_1371535_929_15329989_801 |  | AN | 0 | Residential | 29160+12422.108j | 0 | 0 | 0 | 0 | 0 | [24 empty] | 8101705 | no | no |  |  | no |  | 0 | 0 | 0 | 0 | 0 | 0 |  | 1 | 1 | 1 | 0 | 0 | 0
load_220342289 |  | node_1371380_182_15330555_234 |  | AN | 0 | NonResidential | 15408+6563.781j | 0 | 0 | 0 | 0 | 0 | [24 empty] | 8101705 | no | no |  |  | no |  | 0 | 0 | 0 | 0 | 0 | 0 |  | 1 | 1 | 1 | 0 | 0 | 0
load_220342290 |  | node_1371373_948_15330779_873 |  | AN | 0 | Residential | 5551.2+2364.801j | 0 | 0 | 0 | 0 | 0 | [24 empty] | 8101705 | no | no |  |  | no |  | 0 | 0 | 0 | 0 | 0 | 0 |  | 1 | 1 | 1 | 0 | 0 | 0
load_220342322 |  | node_1379136_582_15332308_61 |  | AN | 0 | Residential | 1785.6+760.662j | 0 | 0 | 0 | 0 | 0 | [24 empty] | 8101705 | no | no |  |  | no |  | 0 | 0 | 0 | 0 | 0 | 0 |  | 1 | 1 | 1 | 0 | 0 | 0
load_220342323 |  | node_1379106_782_15332498_874 |  | AN | 0 | Residential | 8258.4+3518.064j | 0 | 0 | 0 | 0 | 0 | [24 empty] | 8101705 | no | no |  |  | no |  | 0 | 0 | 0 | 0 | 0 | 0 |  | 1 | 1 | 1 | 0 | 0 | 0
load_220342392 |  | node_1374814_408_15324917_069 |  | AN | 0 | Residential | 12103.2+5155.942j | 0 | 0 | 0 | 0 | 0 | [24 empty] | 8101705 | no | no |  |  | no |  | 0 | 0 | 0 | 0 | 0 | 0 |  | 1 | 1 | 1 | 0 | 0 | 0
load_220342393 |  | node_1375364_037_15324786_244 |  | AN | 0 | Residential | 21232.8+9045.135j | 0 | 0 | 0 | 0 | 0 | [24 empty] | 8101705 | no | no |  |  | no |  | 0 | 0 | 0 | 0 | 0 | 0 |  | 1 | 1 | 1 | 0 | 0 | 0
load_220342394 |  | node_1375530_205_15324475_984 |  | AN | 0 | Residential | 33616.8+14320.697j | 0 | 0 | 0 | 0 | 0 | [24 empty] | 8101705 | no | no |  |  | no |  | 0 | 0 | 0 | 0 | 0 | 0 |  | 1 | 1 | 1 | 0 | 0 | 0
load_220342418 |  | node_1377696_614_15334230_904 |  | AN | 0 | Residential | 5565.6+2370.936j | 0 | 0 | 0 | 0 | 0 | [24 empty] | 8101705 | no | no |  |  | no |  | 0 | 0 | 0 | 0 | 0 | 0 |  | 1 | 1 | 1 | 0 | 0 | 0
load_220342964 |  | node_1380303_881_15324777_191 |  | AN | 0 | Residential | 4478.4+1907.79j | 0 | 0 | 0 | 0 | 0 | [24 empty] | 8101705 | no | no |  |  | no |  | 0 | 0 | 0 | 0 | 0 | 0 |  | 1 | 1 | 1 | 0 | 0 | 0
load_220342973 |  | node_1382485_799_15318311_691 |  | AN | 0 | Residential | 4240.8+1806.573j | 0 | 0 | 0 | 0 | 0 | [24 empty] | 8101705 | no | no |  |  | no |  | 0 | 0 | 0 | 0 | 0 | 0 |  | 1 | 1 | 1 | 0 | 0 | 0
load_220342974 |  | node_1382395_367_15318753_741 |  | AN | 0 | Residential | 20095.2+8560.519j | 0 | 0 | 0 | 0 | 0 | [24 empty] | 8101705 | no | no |  |  | no |  | 0 | 0 | 0 | 0 | 0 | 0 |  | 1 | 1 | 1 | 0 | 0 | 0
load_220342975 |  | node_1382381_253_15319119_99 |  | AN | 0 | Residential | 6739.2+2870.887j | 0 | 0 | 0 | 0 | 0 | [24 empty] | 8101705 | no | no |  |  | no |  | 0 | 0 | 0 | 0 | 0 | 0 |  | 1 | 1 | 1 | 0 | 0 | 0
load_220342976 |  | node_1381773_941_15318877_814 |  | AN | 0 | Residential | 14.4+6.134j | 0 | 0 | 0 | 0 | 0 | [24 empty] | 8101705 | no | no |  |  | no |  | 0 | 0 | 0 | 0 | 0 | 0 |  | 1 | 1 | 1 | 0 | 0 | 0
load_220342977 |  | node_1382162_689_15319748_064 |  | AN | 0 | Residential | 30787.2+13115.292j | 0 | 0 | 0 | 0 | 0 | [24 empty] | 8101705 | no | no |  |  | no |  | 0 | 0 | 0 | 0 | 0 | 0 |  | 1 | 1 | 1 | 0 | 0 | 0
load_220342978 |  | node_1382142_98_15320275_07 |  | AN | 0 | Residential | 18338.4+7812.126j | 0 | 0 | 0 | 0 | 0 | [24 empty] | 8101705 | no | no |  |  | no |  | 0 | 0 | 0 | 0 | 0 | 0 |  | 1 | 1 | 1 | 0 | 0 | 0
load_220342979 |  | node_1382111_237_15320517_201 |  | AN | 0 | Residential | 19641.6+8367.287j | 0 | 0 | 0 | 0 | 0 | [24 empty] | 8101705 | no | no |  |  | no |  | 0 | 0 | 0 | 0 | 0 | 0 |  | 1 | 1 | 1 | 0 | 0 | 0
load_220342980 |  | node_1382076_927_15320766_63 |  | AN | 0 | Residential | 11872.8+5057.792j | 0 | 0 | 0 | 0 | 0 | [24 empty] | 8101705 | no | no |  |  | no |  | 0 | 0 | 0 | 0 | 0 | 0 |  | 1 | 1 | 1 | 0 | 0 | 0
load_220342981 |  | node_1381944_8_15321217_042 |  | AN | 0 | Residential | 5594.4+2383.204j | 0 | 0 | 0 | 0 | 0 | [24 empty] | 8101705 | no | no |  |  | no |  | 0 | 0 | 0 | 0 | 0 | 0 |  | 1 | 1 | 1 | 0 | 0 | 0
load_220342982 |  | node_1381869_261_15321645_581 |  | AN | 0 | Residential | 7610.4+3242.017j | 0 | 0 | 0 | 0 | 0 | [24 empty] | 8101705 | no | no |  |  | no |  | 0 | 0 | 0 | 0 | 0 | 0 |  | 1 | 1 | 1 | 0 | 0 | 0
load_220342983 |  | node_1381757_289_15322104_674 |  | AN | 0 | Residential | 15343.2+6536.176j | 0 | 0 | 0 | 0 | 0 | [24 empty] | 8101705 | no | no |  |  | no |  | 0 | 0 | 0 | 0 | 0 | 0 |  | 1 | 1 | 1 | 0 | 0 | 0
load_220342984 |  | node_1381293_19_15322086_841 |  | AN | 0 | Residential | 5709.6+2432.279j | 0 | 0 | 0 | 0 | 0 | [24 empty] | 8101705 | no | no |  |  | no |  | 0 | 0 | 0 | 0 | 0 | 0 |  | 1 | 1 | 1 | 0 | 0 | 0
load_220342985 |  | node_1381624_221_15322359_286 |  | AN | 0 | Residential | 32680.8+13921.963j | 0 | 0 | 0 | 0 | 0 | [24 empty] | 8101705 | no | no |  |  | no |  | 0 | 0 | 0 | 0 | 0 | 0 |  | 1 | 1 | 1 | 0 | 0 | 0
load_220342986 |  | node_1381530_616_15322833_626 |  | AN | 0 | Residential | 24199.2+10308.816j | 0 | 0 | 0 | 0 | 0 | [24 empty] | 8101705 | no | no |  |  | no |  | 0 | 0 | 0 | 0 | 0 | 0 |  | 1 | 1 | 1 | 0 | 0 | 0
load_220342987 |  | node_1381399_859_15323005_542 |  | AN | 0 | Residential | 2980.8+1269.815j | 0 | 0 | 0 | 0 | 0 | [24 empty] | 8101705 | no | no |  |  | no |  | 0 | 0 | 0 | 0 | 0 | 0 |  | 1 | 1 | 1 | 0 | 0 | 0
load_220342988 |  | node_1381163_667_15323534_81 |  | AN | 0 | Residential | 57434.4+24466.952j | 0 | 0 | 0 | 0 | 0 | [24 empty] | 8101705 | no | no |  |  | no |  | 0 | 0 | 0 | 0 | 0 | 0 |  | 1 | 1 | 1 | 0 | 0 | 0
load_220342989 |  | node_1381415_709_15323679_717 |  | AN | 0 | NonResidential | 64.8+27.605j | 0 | 0 | 0 | 0 | 0 | [24 empty] | 8101705 | no | no |  |  | no |  | 0 | 0 | 0 | 0 | 0 | 0 |  | 1 | 1 | 1 | 0 | 0 | 0
load_220342990 |  | node_1380401_009_15325233_283 |  | AN | 0 | NonResidential | 0 | 0 | 0 | 0 | 0 | 0 | [24 empty] | 8101705 | no | no |  |  | no |  | 0 | 0 | 0 | 0 | 0 | 0 |  | 1 | 1 | 1 | 0 | 0 | 0
load_220342991 |  | node_1380243_85_15325430_091 |  | AN | 0 | Residential | 5248.8+2235.979j | 0 | 0 | 0 | 0 | 0 | [24 empty] | 8101705 | no | no |  |  | no |  | 0 | 0 | 0 | 0 | 0 | 0 |  | 1 | 1 | 1 | 0 | 0 | 0
load_220342992 |  | node_1380229_792_15325637_089 |  | AN | 0 | Residential | 26100+11118.553j | 0 | 0 | 0 | 0 | 0 | [24 empty] | 8101705 | no | no |  |  | no |  | 0 | 0 | 0 | 0 | 0 | 0 |  | 1 | 1 | 1 | 0 | 0 | 0
load_220342993 |  | node_1380137_429_15325746_397 |  | AN | 0 | Residential | 12981.6+5530.138j | 0 | 0 | 0 | 0 | 0 | [24 empty] | 8101705 | no | no |  |  | no |  | 0 | 0 | 0 | 0 | 0 | 0 |  | 1 | 1 | 1 | 0 | 0 | 0
load_220342994 |  | node_1380056_926_15326285_465 |  | AN | 0 | Residential | 49723.2+21181.995j | 0 | 0 | 0 | 0 | 0 | [24 empty] | 8101705 | no | no |  |  | no |  | 0 | 0 | 0 | 0 | 0 | 0 |  | 1 | 1 | 1 | 0 | 0 | 0
load_220342995 |  | node_1379825_339_15327303_617 |  | AN | 0 | Residential | 27662.4+11784.133j | 0 | 0 | 0 | 0 | 0 | [24 empty] | 8101705 | no | no |  |  | no |  | 0 | 0 | 0 | 0 | 0 | 0 |  | 1 | 1 | 1 | 0 | 0 | 0
load_220342996 |  | node_1379721_912_15327958_808 |  | AN | 0 | Residential | 36259.2+15446.355j | 0 | 0 | 0 | 0 | 0 | [24 empty] | 8101705 | no | no |  |  | no |  | 0 | 0 | 0 | 0 | 0 | 0 |  | 1 | 1 | 1 | 0 | 0 | 0
load_220342998 |  | node_1379708_226_15328563_368 |  | AN | 0 | Residential | 37152+15826.686j | 0 | 0 | 0 | 0 | 0 | [24 empty] | 8101705 | no | no |  |  | no |  | 0 | 0 | 0 | 0 | 0 | 0 |  | 1 | 1 | 1 | 0 | 0 | 0
load_220342999 |  | node_1379567_236_15328864_589 |  | AN | 0 | Residential | 15638.4+6661.931j | 0 | 0 | 0 | 0 | 0 | [24 empty] | 8101705 | no | no |  |  | no |  | 0 | 0 | 0 | 0 | 0 | 0 |  | 1 | 1 | 1 | 0 | 0 | 0
load_220343000 |  | node_1379557_935_15329117_545 |  | AN | 0 | Residential | 39556.8+16851.126j | 0 | 0 | 0 | 0 | 0 | [24 empty] | 8101705 | no | no |  |  | no |  | 0 | 0 | 0 | 0 | 0 | 0 |  | 1 | 1 | 1 | 0 | 0 | 0
load_220343001 |  | node_1379545_301_15329591_315 |  | AN | 0 | Residential | 8748+3726.632j | 0 | 0 | 0 | 0 | 0 | [24 empty] | 8101705 | no | no |  |  | no |  | 0 | 0 | 0 | 0 | 0 | 0 |  | 1 | 1 | 1 | 0 | 0 | 0
load_220343003 |  | node_1379188_446_15330994_478 |  | AN | 0 | Residential | 12924+5505.601j | 0 | 0 | 0 | 0 | 0 | [24 empty] | 8101705 | no | no |  |  | no |  | 0 | 0 | 0 | 0 | 0 | 0 |  | 1 | 1 | 1 | 0 | 0 | 0
load_220343004 |  | node_1379228_596_15331424_018 |  | AN | 0 | Residential | 6933.6+2953.701j | 0 | 0 | 0 | 0 | 0 | [24 empty] | 8101705 | no | no |  |  | no |  | 0 | 0 | 0 | 0 | 0 | 0 |  | 1 | 1 | 1 | 0 | 0 | 0
load_220343005 |  | node_1379139_005_15331662_943 |  | AN | 0 | Residential | 3232.8+1377.167j | 0 | 0 | 0 | 0 | 0 | [24 empty] | 8101705 | no | no |  |  | no |  | 0 | 0 | 0 | 0 | 0 | 0 |  | 1 | 1 | 1 | 0 | 0 | 0
load_220343006 |  | node_1379100_731_15332096_129 |  | AN | 0 | Residential | 6645.6+2831.014j | 0 | 0 | 0 | 0 | 0 | [24 empty] | 8101705 | no | no |  |  | no |  | 0 | 0 | 0 | 0 | 0 | 0 |  | 1 | 1 | 1 | 0 | 0 | 0
load_220343008 |  | node_1378860_571_15332540_297 |  | AN | 0 | Residential | 4802.4+2045.814j | 0 | 0 | 0 | 0 | 0 | [24 empty] | 8101705 | no | no |  |  | no |  | 0 | 0 | 0 | 0 | 0 | 0 |  | 1 | 1 | 1 | 0 | 0 | 0
load_220343009 |  | node_1378710_187_15332673_318 |  | AN | 0 | Residential | 1641.6+699.319j | 0 | 0 | 0 | 0 | 0 | [24 empty] | 8101705 | no | no |  |  | no |  | 0 | 0 | 0 | 0 | 0 | 0 |  | 1 | 1 | 1 | 0 | 0 | 0
load_220343010 |  | node_1378525_237_15332759_42 |  | AN | 0 | Residential | 10670.4+4545.571j | 0 | 0 | 0 | 0 | 0 | [24 empty] | 8101705 | no | no |  |  | no |  | 0 | 0 | 0 | 0 | 0 | 0 |  | 1 | 1 | 1 | 0 | 0 | 0
load_220343011 |  | node_1378560_068_15332945_339 |  | AN | 0 | Residential | 5155.2+2196.106j | 0 | 0 | 0 | 0 | 0 | [24 empty] | 8101705 | no | no |  |  | no |  | 0 | 0 | 0 | 0 | 0 | 0 |  | 1 | 1 | 1 | 0 | 0 | 0
load_220343012 |  | node_1378743_581_15332738_547 |  | AN | 0 | Residential | 4226.4+1800.439j | 0 | 0 | 0 | 0 | 0 | [24 empty] | 8101705 | no | no |  |  | no |  | 0 | 0 | 0 | 0 | 0 | 0 |  | 1 | 1 | 1 | 0 | 0 | 0
load_220343014 |  | node_1378064_675_15333176_726 |  | AN | 0 | Residential | 8798.4+3748.103j | 0 | 0 | 0 | 0 | 0 | [24 empty] | 8101705 | no | no |  |  | no |  | 0 | 0 | 0 | 0 | 0 | 0 |  | 1 | 1 | 1 | 0 | 0 | 0
load_220343015 |  | node_1377539_681_15333445_709 |  | AN | 0 | Residential | 2772+1180.867j | 0 | 0 | 0 | 0 | 0 | [24 empty] | 8101705 | no | no |  |  | no |  | 0 | 0 | 0 | 0 | 0 | 0 |  | 1 | 1 | 1 | 0 | 0 | 0
load_220343035 |  | node_1378999_625_15322421_756 |  | AN | 0 | Residential | 13744.8+5855.26j | 0 | 0 | 0 | 0 | 0 | [24 empty] | 8101705 | no | no |  |  | no |  | 0 | 0 | 0 | 0 | 0 | 0 |  | 1 | 1 | 1 | 0 | 0 | 0
load_220343036 |  | node_1378547_867_15322701_079 |  | AN | 0 | Residential | 3528+1502.922j | 0 | 0 | 0 | 0 | 0 | [24 empty] | 8101705 | no | no |  |  | no |  | 0 | 0 | 0 | 0 | 0 | 0 |  | 1 | 1 | 1 | 0 | 0 | 0
load_220343038 |  | node_1378176_991_15323167_754 |  | AN | 0 | Residential | 11858.4+5051.657j | 0 | 0 | 0 | 0 | 0 | [24 empty] | 8101705 | no | no |  |  | no |  | 0 | 0 | 0 | 0 | 0 | 0 |  | 1 | 1 | 1 | 0 | 0 | 0
load_220343039 |  | node_1377800_803_15323302_815 |  | AN | 0 | Residential | 13384.8+5701.901j | 0 | 0 | 0 | 0 | 0 | [24 empty] | 8101705 | no | no |  |  | no |  | 0 | 0 | 0 | 0 | 0 | 0 |  | 1 | 1 | 1 | 0 | 0 | 0
load_220343040 |  | node_1377719_297_15323429_805 |  | AN | 0 | Residential | 16668+7100.538j | 0 | 0 | 0 | 0 | 0 | [24 empty] | 8101705 | no | no |  |  | no |  | 0 | 0 | 0 | 0 | 0 | 0 |  | 1 | 1 | 1 | 0 | 0 | 0
load_220343041 |  | node_1377680_207_15323591_652 |  | AN | 0 | Residential | 11656.8+4965.776j | 0 | 0 | 0 | 0 | 0 | [24 empty] | 8101705 | no | no |  |  | no |  | 0 | 0 | 0 | 0 | 0 | 0 |  | 1 | 1 | 1 | 0 | 0 | 0
load_220343042 |  | node_1377474_227_15323740_374 |  | AN | 0 | Residential | 7005.6+2984.373j | 0 | 0 | 0 | 0 | 0 | [24 empty] | 8101705 | no | no |  |  | no |  | 0 | 0 | 0 | 0 | 0 | 0 |  | 1 | 1 | 1 | 0 | 0 | 0
load_220343043 |  | node_1377394_722_15323933_486 |  | AN | 0 | Residential | 2224.8+947.761j | 0 | 0 | 0 | 0 | 0 | [24 empty] | 8101705 | no | no |  |  | no |  | 0 | 0 | 0 | 0 | 0 | 0 |  | 1 | 1 | 1 | 0 | 0 | 0
load_220343044 |  | node_1377278_375_15324065_075 |  | AN | 0 | Residential | 3700.8+1576.534j | 0 | 0 | 0 | 0 | 0 | [24 empty] | 8101705 | no | no |  |  | no |  | 0 | 0 | 0 | 0 | 0 | 0 |  | 1 | 1 | 1 | 0 | 0 | 0
load_220343045 |  | node_1377161_116_15324231_407 |  | AN | 0 | Residential | 6408+2729.797j | 0 | 0 | 0 | 0 | 0 | [24 empty] | 8101705 | no | no |  |  | no |  | 0 | 0 | 0 | 0 | 0 | 0 |  | 1 | 1 | 1 | 0 | 0 | 0
load_220343049 |  | node_1375965_081_15325061_879 |  | AN | 0 | Residential | 2008.8+855.745j | 0 | 0 | 0 | 0 | 0 | [24 empty] | 8101705 | no | no |  |  | no |  | 0 | 0 | 0 | 0 | 0 | 0 |  | 1 | 1 | 1 | 0 | 0 | 0
load_220343050 |  | node_1375760_837_15325046_99 |  | AN | 0 | NonResidential | 5000+2129.991j | 0 | 0 | 0 | 0 | 0 | [24 empty] | 8101705 | no | no |  |  | no |  | 0 | 0 | 0 | 0 | 0 | 0 |  | 1 | 1 | 1 | 0 | 0 | 0
load_220343051 |  | node_1375732_088_15325082_693 |  | BN | 0 | NonResidential | 0 | 5000+2129.991j | 0 | 0 | 0 | 0 | [24 empty] | 8101705 | no | no |  |  | no |  | 0 | 0 | 0 | 0 | 0 | 0 |  | 1 | 1 | 1 | 0 | 0 | 0
load_220343052 |  | node_1375744_702_15325062_281 |  | CN | 0 | NonResidential | 0 | 0 | 5000+2129.991j | 0 | 0 | 0 | [24 empty] | 8101705 | no | no |  |  | no |  | 0 | 0 | 0 | 0 | 0 | 0 |  | 1 | 1 | 1 | 0 | 0 | 0
load_220343053 |  | node_1381041_406_15321634_526 |  | AN | 0 | Residential | 4039.2+1720.692j | 0 | 0 | 0 | 0 | 0 | [24 empty] | 8101705 | no | no |  |  | no |  | 0 | 0 | 0 | 0 | 0 | 0 |  | 1 | 1 | 1 | 0 | 0 | 0
load_220343055 |  | node_1380485_132_15321571_604 |  | AN | 0 | NonResidential | 4276.8+1821.909j | 0 | 0 | 0 | 0 | 0 | [24 empty] | 8101705 | no | no |  |  | no |  | 0 | 0 | 0 | 0 | 0 | 0 |  | 1 | 1 | 1 | 0 | 0 | 0
load_220343056 |  | node_1380532_295_15322416_726 |  | AN | 0 | Residential | 8308.8+3539.534j | 0 | 0 | 0 | 0 | 0 | [24 empty] | 8101705 | no | no |  |  | no |  | 0 | 0 | 0 | 0 | 0 | 0 |  | 1 | 1 | 1 | 0 | 0 | 0
load_220343057 |  | node_1380426_784_15322755_199 |  | AN | 0 | Residential | 5421.6+2309.592j | 0 | 0 | 0 | 0 | 0 | [24 empty] | 8101705 | no | no |  |  | no |  | 0 | 0 | 0 | 0 | 0 | 0 |  | 1 | 1 | 1 | 0 | 0 | 0
load_220343058 |  | node_1379863_757_15321917_221 |  | AN | 0 | Residential | 2224.8+947.761j | 0 | 0 | 0 | 0 | 0 | [24 empty] | 8101705 | no | no |  |  | no |  | 0 | 0 | 0 | 0 | 0 | 0 |  | 1 | 1 | 1 | 0 | 0 | 0
load_220343059 |  | node_1377045_533_15324772_911 |  | AN | 0 | Residential | 40176+17114.904j | 0 | 0 | 0 | 0 | 0 | [24 empty] | 8101705 | no | no |  |  | no |  | 0 | 0 | 0 | 0 | 0 | 0 |  | 1 | 1 | 1 | 0 | 0 | 0
load_220343060 |  | node_1377105_494_15325051_487 |  | AN | 0 | Residential | 5414.4+2306.525j | 0 | 0 | 0 | 0 | 0 | [24 empty] | 8101705 | no | no |  |  | no |  | 0 | 0 | 0 | 0 | 0 | 0 |  | 1 | 1 | 1 | 0 | 0 | 0
load_220343061 |  | node_1377336_772_15325375_719 |  | AN | 0 | Residential | 13420.8+5717.237j | 0 | 0 | 0 | 0 | 0 | [24 empty] | 8101705 | no | no |  |  | no |  | 0 | 0 | 0 | 0 | 0 | 0 |  | 1 | 1 | 1 | 0 | 0 | 0
load_220343062 |  | node_1375291_623_15326165_1 |  | AN | 0 | NonResidential | 0 | 0 | 0 | 0 | 0 | 0 | [24 empty] | 8101705 | no | no |  |  | no |  | 0 | 0 | 0 | 0 | 0 | 0 |  | 1 | 1 | 1 | 0 | 0 | 0
load_220343063 |  | node_1375090_857_15326185_899 |  | AN | 0 | Residential | 4132.8+1760.565j | 0 | 0 | 0 | 0 | 0 | [24 empty] | 8101705 | no | no |  |  | no |  | 0 | 0 | 0 | 0 | 0 | 0 |  | 1 | 1 | 1 | 0 | 0 | 0
load_220343064 |  | node_1379283_281_15329397_025 |  | AN | 0 | Residential | 6868.8+2926.097j | 0 | 0 | 0 | 0 | 0 | [24 empty] | 8101705 | no | no |  |  | no |  | 0 | 0 | 0 | 0 | 0 | 0 |  | 1 | 1 | 1 | 0 | 0 | 0
load_220343065 |  | node_1379073_049_15329507_459 |  | AN | 0 | Residential | 11016+4692.796j | 0 | 0 | 0 | 0 | 0 | [24 empty] | 8101705 | no | no |  |  | no |  | 0 | 0 | 0 | 0 | 0 | 0 |  | 1 | 1 | 1 | 0 | 0 | 0
load_220343066 |  | node_1378777_319_15329819_615 |  | AN | 0 | Residential | 28346.4+12075.516j | 0 | 0 | 0 | 0 | 0 | [24 empty] | 8101705 | no | no |  |  | no |  | 0 | 0 | 0 | 0 | 0 | 0 |  | 1 | 1 | 1 | 0 | 0 | 0
load_220343067 |  | node_1378515_035_15330117_224 |  | AN | 0 | Residential | 6098.4+2597.908j | 0 | 0 | 0 | 0 | 0 | [24 empty] | 8101705 | no | no |  |  | no |  | 0 | 0 | 0 | 0 | 0 | 0 |  | 1 | 1 | 1 | 0 | 0 | 0
load_220427693 |  | node_1378028_215_15346896_827 |  | AN | 0 | NonResidential | 3333.333+1419.994j | 0 | 0 | 0 | 0 | 0 | [24 empty] | 8101705 | no | no |  |  | no |  | 0 | 0 | 0 | 0 | 0 | 0 |  | 1 | 1 | 1 | 0 | 0 | 0
load_220427895 |  | node_1378023_814_15346870_825 |  | BN | 0 | NonResidential | 0 | 3333.333+1419.994j | 0 | 0 | 0 | 0 | [24 empty] | 8101705 | no | no |  |  | no |  | 0 | 0 | 0 | 0 | 0 | 0 |  | 1 | 1 | 1 | 0 | 0 | 0
load_220427896 |  | node_1378024_555_15346844_223 |  | CN | 0 | NonResidential | 0 | 0 | 3333.333+1419.994j | 0 | 0 | 0 | [24 empty] | 8101705 | no | no |  |  | no |  | 0 | 0 | 0 | 0 | 0 | 0 |  | 1 | 1 | 1 | 0 | 0 | 0
load_220428215 |  | node_1392759_376_15335673_95 |  | AN | 0 | Residential | 3780+1610.273j | 0 | 0 | 0 | 0 | 0 | [24 empty] | 8101705 | no | no |  |  | no |  | 0 | 0 | 0 | 0 | 0 | 0 |  | 1 | 1 | 1 | 0 | 0 | 0
load_220431702 |  | node_1373219_642_15327666_935 |  | AN | 0 | NonResidential | 424.8+180.964j | 0 | 0 | 0 | 0 | 0 | [24 empty] | 8101705 | no | no |  |  | no |  | 0 | 0 | 0 | 0 | 0 | 0 |  | 1 | 1 | 1 | 0 | 0 | 0
load_220431703 |  | node_1373212_611_15327687_149 |  | BN | 0 | NonResidential | 0 | 424.8+180.964j | 0 | 0 | 0 | 0 | [24 empty] | 8101705 | no | no |  |  | no |  | 0 | 0 | 0 | 0 | 0 | 0 |  | 1 | 1 | 1 | 0 | 0 | 0
load_220432130 |  | node_1394291_332_15322298_12 |  | AN | 0 | Residential | 4161.6+1772.834j | 0 | 0 | 0 | 0 | 0 | [24 empty] | 8101705 | no | no |  |  | no |  | 0 | 0 | 0 | 0 | 0 | 0 |  | 1 | 1 | 1 | 0 | 0 | 0
load_220432294 |  | node_1380886_1_15317882_486 |  | AN | 0 | Residential | 15300+6517.773j | 0 | 0 | 0 | 0 | 0 | [24 empty] | 8101705 | no | no |  |  | no |  | 0 | 0 | 0 | 0 | 0 | 0 |  | 1 | 1 | 1 | 0 | 0 | 0
load_220432716 |  | node_1379648_712_15337470_54 |  | AN | 0 | Residential | 8071.2+3438.317j | 0 | 0 | 0 | 0 | 0 | [24 empty] | 8101705 | no | no |  |  | no |  | 0 | 0 | 0 | 0 | 0 | 0 |  | 1 | 1 | 1 | 0 | 0 | 0
load_220434612 |  | node_1380094_955_15346985_005 |  | AN | 0 | Residential | 561.6+239.241j | 0 | 0 | 0 | 0 | 0 | [24 empty] | 8101705 | no | no |  |  | no |  | 0 | 0 | 0 | 0 | 0 | 0 |  | 1 | 1 | 1 | 0 | 0 | 0
load_220434631 |  | node_1380302_389_15346916_235 |  | AN | 0 | Residential | 2548.8+1085.784j | 0 | 0 | 0 | 0 | 0 | [24 empty] | 8101705 | no | no |  |  | no |  | 0 | 0 | 0 | 0 | 0 | 0 |  | 1 | 1 | 1 | 0 | 0 | 0
load_220435140 |  | node_1373222_729_15327644_985 |  | CN | 0 | NonResidential | 0 | 0 | 424.8+180.964j | 0 | 0 | 0 | [24 empty] | 8101705 | no | no |  |  | no |  | 0 | 0 | 0 | 0 | 0 | 0 |  | 1 | 1 | 1 | 0 | 0 | 0
load_220435681 |  | node_1378284_19_15322840_644 |  | AN | 0 | Residential | 9979.2+4251.121j | 0 | 0 | 0 | 0 | 0 | [24 empty] | 8101705 | no | no |  |  | no |  | 0 | 0 | 0 | 0 | 0 | 0 |  | 1 | 1 | 1 | 0 | 0 | 0
load_220439009 |  | node_1397635_26_15314575_727 |  | AN | 0 | NonResidential | 29333.333+12495.948j | 0 | 0 | 0 | 0 | 0 | [24 empty] | 8101705 | no | no |  |  | no |  | 0 | 0 | 0 | 0 | 0 | 0 |  | 1 | 1 | 1 | 0 | 0 | 0
load_220440596 |  | node_1384321_424_15330439_721 |  | AN | 0 | Residential | 9072+3864.656j | 0 | 0 | 0 | 0 | 0 | [24 empty] | 8101705 | no | no |  |  | no |  | 0 | 0 | 0 | 0 | 0 | 0 |  | 1 | 1 | 1 | 0 | 0 | 0
load_220440772 |  | node_1393346_226_15322273_486 |  | AN | 0 | Residential | 12333.6+5254.092j | 0 | 0 | 0 | 0 | 0 | [24 empty] | 8101705 | no | no |  |  | no |  | 0 | 0 | 0 | 0 | 0 | 0 |  | 1 | 1 | 1 | 0 | 0 | 0
load_220440807 |  | node_1397617_284_15314564_376 |  | BN | 0 | NonResidential | 0 | 29333.333+12495.948j | 0 | 0 | 0 | 0 | [24 empty] | 8101705 | no | no |  |  | no |  | 0 | 0 | 0 | 0 | 0 | 0 |  | 1 | 1 | 1 | 0 | 0 | 0
load_220441413 |  | node_1397602_078_15314547_177 |  | CN | 0 | NonResidential | 0 | 0 | 29333.333+12495.948j | 0 | 0 | 0 | [24 empty] | 8101705 | no | no |  |  | no |  | 0 | 0 | 0 | 0 | 0 | 0 |  | 1 | 1 | 1 | 0 | 0 | 0
load_220448585 |  | node_1381388_683_15347675_244 |  | AN | 0 | Residential | 9792+4171.375j | 0 | 0 | 0 | 0 | 0 | [24 empty] | 8101705 | no | no |  |  | no |  | 0 | 0 | 0 | 0 | 0 | 0 |  | 1 | 1 | 1 | 0 | 0 | 0
load_220448586 |  | node_1388961_522_15343052_635 |  | AN | 0 | Residential | 21513.6+9164.755j | 0 | 0 | 0 | 0 | 0 | [24 empty] | 8101705 | no | no |  |  | no |  | 0 | 0 | 0 | 0 | 0 | 0 |  | 1 | 1 | 1 | 0 | 0 | 0
load_220448587 |  | node_1389243_344_15342748_056 |  | AN | 0 | Residential | 15912+6778.484j | 0 | 0 | 0 | 0 | 0 | [24 empty] | 8101705 | no | no |  |  | no |  | 0 | 0 | 0 | 0 | 0 | 0 |  | 1 | 1 | 1 | 0 | 0 | 0
load_220448588 |  | node_1384655_291_15347179_195 |  | AN | 0 | Residential | 18756+7990.023j | 0 | 0 | 0 | 0 | 0 | [24 empty] | 8101705 | no | no |  |  | no |  | 0 | 0 | 0 | 0 | 0 | 0 |  | 1 | 1 | 1 | 0 | 0 | 0
load_220448589 |  | node_1388637_741_15343370_002 |  | AN | 0 | Residential | 12967.2+5524.004j | 0 | 0 | 0 | 0 | 0 | [24 empty] | 8101705 | no | no |  |  | no |  | 0 | 0 | 0 | 0 | 0 | 0 |  | 1 | 1 | 1 | 0 | 0 | 0
load_220448590 |  | node_1384008_561_15347779_106 |  | AN | 0 | Residential | 3211.2+1367.965j | 0 | 0 | 0 | 0 | 0 | [24 empty] | 8101705 | no | no |  |  | no |  | 0 | 0 | 0 | 0 | 0 | 0 |  | 1 | 1 | 1 | 0 | 0 | 0
load_220448591 |  | node_1383870_419_15347923_966 |  | AN | 0 | Residential | 7228.8+3079.456j | 0 | 0 | 0 | 0 | 0 | [24 empty] | 8101705 | no | no |  |  | no |  | 0 | 0 | 0 | 0 | 0 | 0 |  | 1 | 1 | 1 | 0 | 0 | 0
load_220448592 |  | node_1387800_65_15344188_159 |  | AN | 0 | Residential | 14774.4+6293.868j | 0 | 0 | 0 | 0 | 0 | [24 empty] | 8101705 | no | no |  |  | no |  | 0 | 0 | 0 | 0 | 0 | 0 |  | 1 | 1 | 1 | 0 | 0 | 0
load_220448593 |  | node_1384385_274_15347422_935 |  | AN | 0 | Residential | 47743.2+20338.518j | 0 | 0 | 0 | 0 | 0 | [24 empty] | 8101705 | no | no |  |  | no |  | 0 | 0 | 0 | 0 | 0 | 0 |  | 1 | 1 | 1 | 0 | 0 | 0
load_220448594 |  | node_1383683_421_15348088_613 |  | AN | 0 | Residential | 12960+5520.937j | 0 | 0 | 0 | 0 | 0 | [24 empty] | 8101705 | no | no |  |  | no |  | 0 | 0 | 0 | 0 | 0 | 0 |  | 1 | 1 | 1 | 0 | 0 | 0
load_220448595 |  | node_1387723_288_15344245_747 |  | AN | 0 | Residential | 6249.6+2662.318j | 0 | 0 | 0 | 0 | 0 | [24 empty] | 8101705 | no | no |  |  | no |  | 0 | 0 | 0 | 0 | 0 | 0 |  | 1 | 1 | 1 | 0 | 0 | 0
load_220448596 |  | node_1386974_034_15344956_431 |  | AN | 0 | Residential | 9806.4+4177.509j | 0 | 0 | 0 | 0 | 0 | [24 empty] | 8101705 | no | no |  |  | no |  | 0 | 0 | 0 | 0 | 0 | 0 |  | 1 | 1 | 1 | 0 | 0 | 0
load_220448597 |  | node_1386797_429_15344963_094 |  | AN | 0 | Residential | 6508.8+2772.737j | 0 | 0 | 0 | 0 | 0 | [24 empty] | 8101705 | no | no |  |  | no |  | 0 | 0 | 0 | 0 | 0 | 0 |  | 1 | 1 | 1 | 0 | 0 | 0
load_220448598 |  | node_1382363_583_15348271_818 |  | AN | 0 | Residential | 6278.4+2674.587j | 0 | 0 | 0 | 0 | 0 | [24 empty] | 8101705 | no | no |  |  | no |  | 0 | 0 | 0 | 0 | 0 | 0 |  | 1 | 1 | 1 | 0 | 0 | 0
load_220448599 |  | node_1385346_707_15346656_77 |  | AN | 0 | Residential | 30326.4+12918.992j | 0 | 0 | 0 | 0 | 0 | [24 empty] | 8101705 | no | no |  |  | no |  | 0 | 0 | 0 | 0 | 0 | 0 |  | 1 | 1 | 1 | 0 | 0 | 0
load_220450392 |  | node_1388408_993_15343597_645 |  | AN | 0 | Residential | 32961.6+14041.583j | 0 | 0 | 0 | 0 | 0 | [24 empty] | 8101705 | no | no |  |  | no |  | 0 | 0 | 0 | 0 | 0 | 0 |  | 1 | 1 | 1 | 0 | 0 | 0
load_220450393 |  | node_1383272_877_15348293_089 |  | AN | 0 | Residential | 41284.8+17587.251j | 0 | 0 | 0 | 0 | 0 | [24 empty] | 8101705 | no | no |  |  | no |  | 0 | 0 | 0 | 0 | 0 | 0 |  | 1 | 1 | 1 | 0 | 0 | 0
load_220450394 |  | node_1382777_574_15348280_591 |  | AN | 0 | Residential | 10965.6+4671.326j | 0 | 0 | 0 | 0 | 0 | [24 empty] | 8101705 | no | no |  |  | no |  | 0 | 0 | 0 | 0 | 0 | 0 |  | 1 | 1 | 1 | 0 | 0 | 0
load_220450395 |  | node_1382108_093_15348130_994 |  | AN | 0 | Residential | 18633.6+7937.88j | 0 | 0 | 0 | 0 | 0 | [24 empty] | 8101705 | no | no |  |  | no |  | 0 | 0 | 0 | 0 | 0 | 0 |  | 1 | 1 | 1 | 0 | 0 | 0
load_220450396 |  | node_1389499_723_15342379_076 |  | AN | 0 | Residential | 2570.4+1094.986j | 0 | 0 | 0 | 0 | 0 | [24 empty] | 8101705 | no | no |  |  | no |  | 0 | 0 | 0 | 0 | 0 | 0 |  | 1 | 1 | 1 | 0 | 0 | 0
load_220456973 |  | node_1396745_467_15311224_944 |  | CN | 0 | NonResidential | 0 | 0 | 15500+6602.972j | 0 | 0 | 0 | [24 empty] | 8101705 | no | no |  |  | no |  | 0 | 0 | 0 | 0 | 0 | 0 |  | 1 | 1 | 1 | 0 | 0 | 0
load_220461857 |  | node_1385081_777_15337846_989 |  | AN | 0 | Residential | 1180.8+503.019j | 0 | 0 | 0 | 0 | 0 | [24 empty] | 8101705 | no | no |  |  | no |  | 0 | 0 | 0 | 0 | 0 | 0 |  | 1 | 1 | 1 | 0 | 0 | 0
load_220467430 |  | node_1376612_636_15329681_047 |  | AN | 0 | NonResidential | 1000+425.998j | 0 | 0 | 0 | 0 | 0 | [24 empty] | 8101705 | no | no |  |  | no |  | 0 | 0 | 0 | 0 | 0 | 0 |  | 1 | 1 | 1 | 0 | 0 | 0
load_220469045 |  | node_1398775_57_15315440_949 |  | AN | 0 | Residential | 43387.2+18482.87j | 0 | 0 | 0 | 0 | 0 | [24 empty] | 8101705 | no | no |  |  | no |  | 0 | 0 | 0 | 0 | 0 | 0 |  | 1 | 1 | 1 | 0 | 0 | 0
load_220472582 |  | node_1392147_775_15338195_902 |  | AN | 0 | Residential | 4790.4+2040.702j | 0 | 0 | 0 | 0 | 0 | [24 empty] | 8101705 | no | no |  |  | no |  | 0 | 0 | 0 | 0 | 0 | 0 |  | 1 | 1 | 1 | 0 | 0 | 0
load_220472584 |  | node_1392029_828_15338336_852 |  | AN | 0 | Other | 0 | 0 | 0 | 0 | 0 | 0 | [24 empty] | 8101705 | no | no |  |  | no |  | 0 | 0 | 0 | 0 | 0 | 0 |  | 1 | 1 | 1 | 0 | 0 | 0
load_220472587 |  | node_1392143_039_15338221_715 |  | BN | 0 | Residential | 0 | 4790.4+2040.702j | 0 | 0 | 0 | 0 | [24 empty] | 8101705 | no | no |  |  | no |  | 0 | 0 | 0 | 0 | 0 | 0 |  | 1 | 1 | 1 | 0 | 0 | 0
load_220472592 |  | node_1392147_376_15338169_276 |  | CN | 0 | Residential | 0 | 0 | 4790.4+2040.702j | 0 | 0 | 0 | [24 empty] | 8101705 | no | no |  |  | no |  | 0 | 0 | 0 | 0 | 0 | 0 |  | 1 | 1 | 1 | 0 | 0 | 0
load_220487999 |  | node_1395061_422_15325455_095 |  | AN | 0 | NonResidential | 17000+7241.97j | 0 | 0 | 0 | 0 | 0 | [24 empty] | 8101705 | no | no |  |  | no |  | 0 | 0 | 0 | 0 | 0 | 0 |  | 1 | 1 | 1 | 0 | 0 | 0
load_220503363 |  | node_1400200_803_15316444_884 |  | AN | 0 | NonResidential | 1353.6+576.631j | 0 | 0 | 0 | 0 | 0 | [24 empty] | 8101705 | no | no |  |  | no |  | 0 | 0 | 0 | 0 | 0 | 0 |  | 1 | 1 | 1 | 0 | 0 | 0
load_220513326 |  | node_1379011_753_15332404_629 |  | AN | 0 | Residential | 38952+16593.483j | 0 | 0 | 0 | 0 | 0 | [24 empty] | 8101705 | no | no |  |  | no |  | 0 | 0 | 0 | 0 | 0 | 0 |  | 1 | 1 | 1 | 0 | 0 | 0
load_220513415 |  | node_1400103_551_15339782_721 |  | AN | 0 | Residential | 3859.2+1644.012j | 0 | 0 | 0 | 0 | 0 | [24 empty] | 8101705 | no | no |  |  | no |  | 0 | 0 | 0 | 0 | 0 | 0 |  | 1 | 1 | 1 | 0 | 0 | 0
load_220517822 |  | node_1375133_579_15336199_208 |  | AN | 0 | NonResidential | 0 | 0 | 0 | 0 | 0 | 0 | [24 empty] | 8101705 | no | no |  |  | no |  | 0 | 0 | 0 | 0 | 0 | 0 |  | 1 | 1 | 1 | 0 | 0 | 0
load_220517833 |  | node_1376020_556_15336267_1 |  | AN | 0 | Residential | 14364+6119.038j | 0 | 0 | 0 | 0 | 0 | [24 empty] | 8101705 | no | no |  |  | no |  | 0 | 0 | 0 | 0 | 0 | 0 |  | 1 | 1 | 1 | 0 | 0 | 0
load_220521280 |  | node_1399022_421_15339836_113 |  | AN | 0 | Residential | 9777.6+4165.24j | 0 | 0 | 0 | 0 | 0 | [24 empty] | 8101705 | no | no |  |  | no |  | 0 | 0 | 0 | 0 | 0 | 0 |  | 1 | 1 | 1 | 0 | 0 | 0
load_220521627 |  | node_1398265_372_15339794_072 |  | AN | 0 | Residential | 14796+6303.07j | 0 | 0 | 0 | 0 | 0 | [24 empty] | 8101705 | no | no |  |  | no |  | 0 | 0 | 0 | 0 | 0 | 0 |  | 1 | 1 | 1 | 0 | 0 | 0
load_220521632 |  | node_1394005_716_15347492_931 |  | AN | 0 | Residential | 3182.4+1355.697j | 0 | 0 | 0 | 0 | 0 | [24 empty] | 8101705 | no | no |  |  | no |  | 0 | 0 | 0 | 0 | 0 | 0 |  | 1 | 1 | 1 | 0 | 0 | 0
load_220529717 |  | node_1372092_649_15327526_361 |  | ABCN | 0 | NonResidential | 2000+851.996j | 2000+851.996j | 2000+851.996j | 0 | 0 | 0 | [24 empty] | 8101705 | no | no |  |  | no |  | 0 | 0 | 0 | 0 | 0 | 0 |  | 1 | 1 | 1 | 0 | 0 | 0
load_220529864 |  | node_1398297_088_15314405_843 |  | ABCN | 0 | NonResidential | 109333.333+46575.805j | 109333.333+46575.805j | 109333.333+46575.805j | 0 | 0 | 0 | [24 empty] | 8101705 | no | no |  |  | no |  | 0 | 0 | 0 | 0 | 0 | 0 |  | 1 | 1 | 1 | 0 | 0 | 0
load_220529954 |  | node_1385529_798_15347286_235 |  | AN | 0 | Residential | 8006.4+3410.712j | 0 | 0 | 0 | 0 | 0 | [24 empty] | 8101705 | no | no |  |  | no |  | 0 | 0 | 0 | 0 | 0 | 0 |  | 1 | 1 | 1 | 0 | 0 | 0
load_220530684 |  | node_1383350_719_15328239_614 |  | AN | 0 | Residential | 8416.8+3585.542j | 0 | 0 | 0 | 0 | 0 | [24 empty] | 8101705 | no | no |  |  | no |  | 0 | 0 | 0 | 0 | 0 | 0 |  | 1 | 1 | 1 | 0 | 0 | 0
load_220530860 |  | node_1386873_032_15353358_641 |  | AN | 0 | Residential | 5738.4+2444.548j | 0 | 0 | 0 | 0 | 0 | [24 empty] | 8101705 | no | no |  |  | no |  | 0 | 0 | 0 | 0 | 0 | 0 |  | 1 | 1 | 1 | 0 | 0 | 0
load_220530863 |  | node_1389914_525_15344097_344 |  | AN | 0 | NonResidential | 12326.4+5251.024j | 0 | 0 | 0 | 0 | 0 | [24 empty] | 8101705 | no | no |  |  | no |  | 0 | 0 | 0 | 0 | 0 | 0 |  | 1 | 1 | 1 | 0 | 0 | 0
load_220530889 |  | node_1385142_5_15347186_855 |  | AN | 0 | Residential | 2268+966.164j | 0 | 0 | 0 | 0 | 0 | [24 empty] | 8101705 | no | no |  |  | no |  | 0 | 0 | 0 | 0 | 0 | 0 |  | 1 | 1 | 1 | 0 | 0 | 0
load_220530893 |  | node_1376679_625_15323086_837 |  | ABCN | 0 | NonResidential | 15666.667+6673.972j | 15666.667+6673.972j | 15666.667+6673.972j | 0 | 0 | 0 | [24 empty] | 8101705 | no | no |  |  | no |  | 0 | 0 | 0 | 0 | 0 | 0 |  | 1 | 1 | 1 | 0 | 0 | 0
load_220531201 |  | node_1399157_594_15314953_88 |  | ABCN | 0 | NonResidential | 62666.667+26695.888j | 62666.667+26695.888j | 62666.667+26695.888j | 0 | 0 | 0 | [24 empty] | 8101705 | no | no |  |  | no |  | 0 | 0 | 0 | 0 | 0 | 0 |  | 1 | 1 | 1 | 0 | 0 | 0
load_220531500 |  | node_1383389_375_15318205_075 |  | ABCN | 0 | NonResidential | 0 | 0 | 0 | 0 | 0 | 0 | [24 empty] | 8101705 | no | no |  |  | no |  | 0 | 0 | 0 | 0 | 0 | 0 |  | 1 | 1 | 1 | 0 | 0 | 0
load_220531788 |  | node_1387713_362_15333511_135 |  | AN | 0 | Residential | 4888.8+2082.62j | 0 | 0 | 0 | 0 | 0 | [24 empty] | 8101705 | no | no |  |  | no |  | 0 | 0 | 0 | 0 | 0 | 0 |  | 1 | 1 | 1 | 0 | 0 | 0
load_220532446 |  | node_1393480_711_15340313_013 |  | AN | 0 | Residential | 20167.2+8591.191j | 0 | 0 | 0 | 0 | 0 | [24 empty] | 8101705 | no | no |  |  | no |  | 0 | 0 | 0 | 0 | 0 | 0 |  | 1 | 1 | 1 | 0 | 0 | 0
load_220534874 |  | node_1396698_003_15310522_717 |  | AN | 0 | NonResidential | 2000+851.996j | 0 | 0 | 0 | 0 | 0 | [24 empty] | 8101705 | no | no |  |  | no |  | 0 | 0 | 0 | 0 | 0 | 0 |  | 1 | 1 | 1 | 0 | 0 | 0
load_220534882 |  | node_1396679_415_15310531_791 |  | BN | 0 | NonResidential | 0 | 2000+851.996j | 0 | 0 | 0 | 0 | [24 empty] | 8101705 | no | no |  |  | no |  | 0 | 0 | 0 | 0 | 0 | 0 |  | 1 | 1 | 1 | 0 | 0 | 0
load_220534883 |  | node_1396714_179_15310507_474 |  | CN | 0 | NonResidential | 0 | 0 | 2000+851.996j | 0 | 0 | 0 | [24 empty] | 8101705 | no | no |  |  | no |  | 0 | 0 | 0 | 0 | 0 | 0 |  | 1 | 1 | 1 | 0 | 0 | 0
load_220535055 |  | node_1397546_103_15339491_712 |  | AN | 0 | Residential | 11253.6+4794.014j | 0 | 0 | 0 | 0 | 0 | [24 empty] | 8101705 | no | no |  |  | no |  | 0 | 0 | 0 | 0 | 0 | 0 |  | 1 | 1 | 1 | 0 | 0 | 0
load_220535391 |  | node_1379539_048_15330215_221 |  | AN | 0 | Other | 0 | 0 | 0 | 0 | 0 | 0 | [24 empty] | 8101705 | no | no |  |  | no |  | 0 | 0 | 0 | 0 | 0 | 0 |  | 1 | 1 | 1 | 0 | 0 | 0
load_220535592 |  | node_1396060_928_15347654_333 |  | AN | 0 | Residential | 2383.2+1015.239j | 0 | 0 | 0 | 0 | 0 | [24 empty] | 8101705 | no | no |  |  | no |  | 0 | 0 | 0 | 0 | 0 | 0 |  | 1 | 1 | 1 | 0 | 0 | 0
load_220536014 |  | node_1375417_091_15336313_393 |  | AN | 0 | NonResidential | 11666.667+4969.979j | 0 | 0 | 0 | 0 | 0 | [24 empty] | 8101705 | no | no |  |  | no |  | 0 | 0 | 0 | 0 | 0 | 0 |  | 1 | 1 | 1 | 0 | 0 | 0
load_220536032 |  | node_1375397_526_15336309_165 |  | BN | 0 | NonResidential | 0 | 11666.667+4969.979j | 0 | 0 | 0 | 0 | [24 empty] | 8101705 | no | no |  |  | no |  | 0 | 0 | 0 | 0 | 0 | 0 |  | 1 | 1 | 1 | 0 | 0 | 0
load_220536033 |  | node_1375436_768_15336310_673 |  | CN | 0 | NonResidential | 0 | 0 | 11666.667+4969.979j | 0 | 0 | 0 | [24 empty] | 8101705 | no | no |  |  | no |  | 0 | 0 | 0 | 0 | 0 | 0 |  | 1 | 1 | 1 | 0 | 0 | 0
load_220536743 |  | node_1379116_092_15333036_391 |  | AN | 0 | Residential | 9230.4+3932.134j | 0 | 0 | 0 | 0 | 0 | [24 empty] | 8101705 | no | no |  |  | no |  | 0 | 0 | 0 | 0 | 0 | 0 |  | 1 | 1 | 1 | 0 | 0 | 0
load_220537006 |  | node_1390207_844_15341693_633 |  | AN | 0 | Residential | 5860.8+2496.69j | 0 | 0 | 0 | 0 | 0 | [24 empty] | 8101705 | no | no |  |  | no |  | 0 | 0 | 0 | 0 | 0 | 0 |  | 1 | 1 | 1 | 0 | 0 | 0
load_220537403 |  | node_1399729_111_15316813_976 |  | AN | 0 | Residential | 67176+28616.856j | 0 | 0 | 0 | 0 | 0 | [24 empty] | 8101705 | no | no |  |  | no |  | 0 | 0 | 0 | 0 | 0 | 0 |  | 1 | 1 | 1 | 0 | 0 | 0
load_220538330 |  | node_1403331_188_15338939_194 |  | AN | 0 | Residential | 17431.2+7425.66j | 0 | 0 | 0 | 0 | 0 | [24 empty] | 8101705 | no | no |  |  | no |  | 0 | 0 | 0 | 0 | 0 | 0 |  | 1 | 1 | 1 | 0 | 0 | 0
load_220540463 |  | node_1394799_941_15323083_427 |  | AN | 0 | NonResidential | 1202.4+512.22j | 0 | 0 | 0 | 0 | 0 | [24 empty] | 8101705 | no | no |  |  | no |  | 0 | 0 | 0 | 0 | 0 | 0 |  | 1 | 1 | 1 | 0 | 0 | 0
load_220540670 |  | node_1388031_661_15348059_458 |  | AN | 0 | Residential | 2865.6+1220.74j | 0 | 0 | 0 | 0 | 0 | [24 empty] | 8101705 | no | no |  |  | no |  | 0 | 0 | 0 | 0 | 0 | 0 |  | 1 | 1 | 1 | 0 | 0 | 0
load_220541656 |  | node_1385790_995_15316606_166 |  | AN | 0 | Residential | 7048.8+3002.776j | 0 | 0 | 0 | 0 | 0 | [24 empty] | 8101705 | no | no |  |  | no |  | 0 | 0 | 0 | 0 | 0 | 0 |  | 1 | 1 | 1 | 0 | 0 | 0
load_220545733 |  | node_1388925_507_15354780_631 |  | AN | 0 | NonResidential | 27216+11593.967j | 0 | 0 | 0 | 0 | 0 | [24 empty] | 8101705 | no | no |  |  | no |  | 0 | 0 | 0 | 0 | 0 | 0 |  | 1 | 1 | 1 | 0 | 0 | 0
load_220546508 |  | node_1378757_36_15322488_675 |  | AN | 0 | Other | 0 | 0 | 0 | 0 | 0 | 0 | [24 empty] | 8101705 | no | no |  |  | no |  | 0 | 0 | 0 | 0 | 0 | 0 |  | 1 | 1 | 1 | 0 | 0 | 0
load_220547761 |  | node_1396615_954_15311263_056 |  | AN | 0 | NonResidential | 25666.667+10933.954j | 0 | 0 | 0 | 0 | 0 | [24 empty] | 8101705 | no | no |  |  | no |  | 0 | 0 | 0 | 0 | 0 | 0 |  | 1 | 1 | 1 | 0 | 0 | 0
load_220547762 |  | node_1396612_288_15311236_858 |  | BN | 0 | NonResidential | 0 | 25666.667+10933.954j | 0 | 0 | 0 | 0 | [24 empty] | 8101705 | no | no |  |  | no |  | 0 | 0 | 0 | 0 | 0 | 0 |  | 1 | 1 | 1 | 0 | 0 | 0
load_220547765 |  | node_1396624_536_15311287_13 |  | CN | 0 | NonResidential | 0 | 0 | 25666.667+10933.954j | 0 | 0 | 0 | [24 empty] | 8101705 | no | no |  |  | no |  | 0 | 0 | 0 | 0 | 0 | 0 |  | 1 | 1 | 1 | 0 | 0 | 0
load_220547789 |  | node_1396564_28_15311028_871 |  | AN | 0 | Other | 0 | 0 | 0 | 0 | 0 | 0 | [24 empty] | 8101705 | no | no |  |  | no |  | 0 | 0 | 0 | 0 | 0 | 0 |  | 1 | 1 | 1 | 0 | 0 | 0
load_220549240 |  | node_1380482_164_15327039_082 |  | AN | 0 | Residential | 7675.2+3269.622j | 0 | 0 | 0 | 0 | 0 | [24 empty] | 8101705 | no | no |  |  | no |  | 0 | 0 | 0 | 0 | 0 | 0 |  | 1 | 1 | 1 | 0 | 0 | 0
load_220550848 |  | node_1381061_319_15330360_902 |  | AN | 0 | Residential | 4406.4+1877.119j | 0 | 0 | 0 | 0 | 0 | [24 empty] | 8101705 | no | no |  |  | no |  | 0 | 0 | 0 | 0 | 0 | 0 |  | 1 | 1 | 1 | 0 | 0 | 0
load_220551067 |  | node_1391593_369_15343317_616 |  | AN | 0 | Residential | 19029.6+8106.576j | 0 | 0 | 0 | 0 | 0 | [24 empty] | 8101705 | no | no |  |  | no |  | 0 | 0 | 0 | 0 | 0 | 0 |  | 1 | 1 | 1 | 0 | 0 | 0
load_220551136 |  | node_1396991_298_15311522_133 |  | CN | 0 | NonResidential | 0 | 0 | 32666.667+13915.942j | 0 | 0 | 0 | [24 empty] | 8101705 | no | no |  |  | no |  | 0 | 0 | 0 | 0 | 0 | 0 |  | 1 | 1 | 1 | 0 | 0 | 0
load_220551138 |  | node_1380901_745_15330889_511 |  | AN | 0 | Residential | 38145.6+16249.958j | 0 | 0 | 0 | 0 | 0 | [24 empty] | 8101705 | no | no |  |  | no |  | 0 | 0 | 0 | 0 | 0 | 0 |  | 1 | 1 | 1 | 0 | 0 | 0
load_220551358 |  | node_1395272_462_15325824_198 |  | AN | 0 | NonResidential | 20000+8519.964j | 0 | 0 | 0 | 0 | 0 | [24 empty] | 8101705 | no | no |  |  | no |  | 0 | 0 | 0 | 0 | 0 | 0 |  | 1 | 1 | 1 | 0 | 0 | 0
load_220552029 |  | node_1381395_109_15329925_282 |  | AN | 0 | Residential | 18655.2+7947.082j | 0 | 0 | 0 | 0 | 0 | [24 empty] | 8101705 | no | no |  |  | no |  | 0 | 0 | 0 | 0 | 0 | 0 |  | 1 | 1 | 1 | 0 | 0 | 0
load_220557567 |  | node_1393255_197_15344568_268 |  | AN | 0 | NonResidential | 4341.6+1849.514j | 0 | 0 | 0 | 0 | 0 | [24 empty] | 8101705 | no | no |  |  | no |  | 0 | 0 | 0 | 0 | 0 | 0 |  | 1 | 1 | 1 | 0 | 0 | 0
load_220558167 |  | node_1379271_885_15333862_91 |  | AN | 0 | Residential | 6048+2576.437j | 0 | 0 | 0 | 0 | 0 | [24 empty] | 8101705 | no | no |  |  | no |  | 0 | 0 | 0 | 0 | 0 | 0 |  | 1 | 1 | 1 | 0 | 0 | 0
load_220563198 |  | node_1376880_318_15338662_703 |  | AN | 0 | Residential | 5335.2+2272.786j | 0 | 0 | 0 | 0 | 0 | [24 empty] | 8101705 | no | no |  |  | no |  | 0 | 0 | 0 | 0 | 0 | 0 |  | 1 | 1 | 1 | 0 | 0 | 0
load_220563246 |  | node_1378738_89_15336378_731 |  | AN | 0 | Other | 0 | 0 | 0 | 0 | 0 | 0 | [24 empty] | 8101705 | no | no |  |  | no |  | 0 | 0 | 0 | 0 | 0 | 0 |  | 1 | 1 | 1 | 0 | 0 | 0
load_220565320 |  | node_1397586_771_15313252_364 |  | ABCN | 0 | NonResidential | 24666.667+10507.956j | 24666.667+10507.956j | 24666.667+10507.956j | 0 | 0 | 0 | [24 empty] | 8101705 | no | no |  |  | no |  | 0 | 0 | 0 | 0 | 0 | 0 |  | 1 | 1 | 1 | 0 | 0 | 0
load_220566698 |  | node_1397416_987_15312781_164 |  | ABCN | 0 | NonResidential | 8000+3407.986j | 8000+3407.986j | 8000+3407.986j | 0 | 0 | 0 | [24 empty] | 8101705 | no | no |  |  | no |  | 0 | 0 | 0 | 0 | 0 | 0 |  | 1 | 1 | 1 | 0 | 0 | 0
load_220572428 |  | node_1391013_454_15343047_183 |  | AN | 0 | Residential | 7963.2+3392.309j | 0 | 0 | 0 | 0 | 0 | [24 empty] | 8101705 | no | no |  |  | no |  | 0 | 0 | 0 | 0 | 0 | 0 |  | 1 | 1 | 1 | 0 | 0 | 0
load_220573407 |  | node_1386109_182_15351508_33 |  | AN | 0 | Other | 0 | 0 | 0 | 0 | 0 | 0 | [24 empty] | 8101705 | no | no |  |  | no |  | 0 | 0 | 0 | 0 | 0 | 0 |  | 1 | 1 | 1 | 0 | 0 | 0
load_220575396 |  | node_1398345_397_15340111_947 |  | AN | 0 | Other | 0 | 0 | 0 | 0 | 0 | 0 | [24 empty] | 8101705 | no | no |  |  | no |  | 0 | 0 | 0 | 0 | 0 | 0 |  | 1 | 1 | 1 | 0 | 0 | 0
load_220581488 |  | node_1392172_701_15340798_953 |  | AN | 0 | NonResidential | 19333.333+8235.965j | 0 | 0 | 0 | 0 | 0 | [24 empty] | 8101705 | no | no |  |  | no |  | 0 | 0 | 0 | 0 | 0 | 0 |  | 1 | 1 | 1 | 0 | 0 | 0
load_220581489 |  | node_1392163_125_15340775_567 |  | BN | 0 | NonResidential | 0 | 19333.333+8235.965j | 0 | 0 | 0 | 0 | [24 empty] | 8101705 | no | no |  |  | no |  | 0 | 0 | 0 | 0 | 0 | 0 |  | 1 | 1 | 1 | 0 | 0 | 0
load_220581490 |  | node_1392149_392_15340756_273 |  | CN | 0 | NonResidential | 0 | 0 | 19333.333+8235.965j | 0 | 0 | 0 | [24 empty] | 8101705 | no | no |  |  | no |  | 0 | 0 | 0 | 0 | 0 | 0 |  | 1 | 1 | 1 | 0 | 0 | 0
load_220581491 |  | node_1392040_149_15340723_863 |  | AN | 0 | Residential | 12708+5413.585j | 0 | 0 | 0 | 0 | 0 | [24 empty] | 8101705 | no | no |  |  | no |  | 0 | 0 | 0 | 0 | 0 | 0 |  | 1 | 1 | 1 | 0 | 0 | 0
load_220582457 |  | node_1385765_926_15333495_884 |  | AN | 0 | Residential | 21945.6+9348.786j | 0 | 0 | 0 | 0 | 0 | [24 empty] | 8101705 | no | no |  |  | no |  | 0 | 0 | 0 | 0 | 0 | 0 |  | 1 | 1 | 1 | 0 | 0 | 0
load_220596857 |  | node_1397731_184_15316296_815 |  | AN | 0 | Other | 0 | 0 | 0 | 0 | 0 | 0 | [24 empty] | 8101705 | no | no |  |  | no |  | 0 | 0 | 0 | 0 | 0 | 0 |  | 1 | 1 | 1 | 0 | 0 | 0
load_220596858 |  | node_1397720_391_15316319_053 |  | BN | 0 | Other | 0 | 0 | 0 | 0 | 0 | 0 | [24 empty] | 8101705 | no | no |  |  | no |  | 0 | 0 | 0 | 0 | 0 | 0 |  | 1 | 1 | 1 | 0 | 0 | 0
load_220596859 |  | node_1397737_309_15316271_544 |  | CN | 0 | Other | 0 | 0 | 0 | 0 | 0 | 0 | [24 empty] | 8101705 | no | no |  |  | no |  | 0 | 0 | 0 | 0 | 0 | 0 |  | 1 | 1 | 1 | 0 | 0 | 0
load_220597109 |  | node_1395944_37_15326394_614 |  | AN | 0 | Other | 0 | 0 | 0 | 0 | 0 | 0 | [24 empty] | 8101705 | no | no |  |  | no |  | 0 | 0 | 0 | 0 | 0 | 0 |  | 1 | 1 | 1 | 0 | 0 | 0
load_220597933 |  | node_1398528_992_15315624_154 |  | AN | 0 | NonResidential | 12000+5111.979j | 0 | 0 | 0 | 0 | 0 | [24 empty] | 8101705 | no | no |  |  | no |  | 0 | 0 | 0 | 0 | 0 | 0 |  | 1 | 1 | 1 | 0 | 0 | 0
load_220598007 |  | node_1392018_254_15353414_024 |  | AN | 0 | Other | 0 | 0 | 0 | 0 | 0 | 0 | [24 empty] | 8101705 | no | no |  |  | no |  | 0 | 0 | 0 | 0 | 0 | 0 |  | 1 | 1 | 1 | 0 | 0 | 0
load_220604033 |  | node_1388284_791_15354140_466 |  | AN | 0 | Residential | 6847.2+2916.895j | 0 | 0 | 0 | 0 | 0 | [24 empty] | 8101705 | no | no |  |  | no |  | 0 | 0 | 0 | 0 | 0 | 0 |  | 1 | 1 | 1 | 0 | 0 | 0
load_220607202 |  | node_1382345_288_15336070_457 |  | AN | 0 | Residential | 1843.2+785.2j | 0 | 0 | 0 | 0 | 0 | [24 empty] | 8101705 | no | no |  |  | no |  | 0 | 0 | 0 | 0 | 0 | 0 |  | 1 | 1 | 1 | 0 | 0 | 0
load_220607203 |  | node_1394903_997_15321237_129 |  | AN | 0 | Residential | 5601.6+2386.272j | 0 | 0 | 0 | 0 | 0 | [24 empty] | 8101705 | no | no |  |  | no |  | 0 | 0 | 0 | 0 | 0 | 0 |  | 1 | 1 | 1 | 0 | 0 | 0
load_220607319 |  | node_1395481_424_15318547_363 |  | AN | 0 | Residential | 28692+12222.741j | 0 | 0 | 0 | 0 | 0 | [24 empty] | 8101705 | no | no |  |  | no |  | 0 | 0 | 0 | 0 | 0 | 0 |  | 1 | 1 | 1 | 0 | 0 | 0
load_220612065 |  | node_1397622_386_15312504_502 |  | AN | 0 | Residential | 8431.2+3591.676j | 0 | 0 | 0 | 0 | 0 | [24 empty] | 8101705 | no | no |  |  | no |  | 0 | 0 | 0 | 0 | 0 | 0 |  | 1 | 1 | 1 | 0 | 0 | 0
load_220612343 |  | node_1379090_367_15338548_544 |  | AN | 0 | Residential | 3283.2+1398.637j | 0 | 0 | 0 | 0 | 0 | [24 empty] | 8101705 | no | no |  |  | no |  | 0 | 0 | 0 | 0 | 0 | 0 |  | 1 | 1 | 1 | 0 | 0 | 0
load_220612913 |  | node_1378226_713_15336352_933 |  | AN | 0 | Residential | 6184.8+2634.714j | 0 | 0 | 0 | 0 | 0 | [24 empty] | 8101705 | no | no |  |  | no |  | 0 | 0 | 0 | 0 | 0 | 0 |  | 1 | 1 | 1 | 0 | 0 | 0
load_220616366 |  | node_1380958_939_15321216_642 |  | AN | 0 | Residential | 13032+5551.609j | 0 | 0 | 0 | 0 | 0 | [24 empty] | 8101705 | no | no |  |  | no |  | 0 | 0 | 0 | 0 | 0 | 0 |  | 1 | 1 | 1 | 0 | 0 | 0
load_220617441 |  | node_1397627_104_15313933_32 |  | CN | 0 | NonResidential | 0 | 0 | 17666.667+7525.969j | 0 | 0 | 0 | [24 empty] | 8101705 | no | no |  |  | no |  | 0 | 0 | 0 | 0 | 0 | 0 |  | 1 | 1 | 1 | 0 | 0 | 0
load_220622699 |  | node_1386629_422_15338424_877 |  | AN | 0 | Residential | 31140+13265.584j | 0 | 0 | 0 | 0 | 0 | [24 empty] | 8101705 | no | no |  |  | no |  | 0 | 0 | 0 | 0 | 0 | 0 |  | 1 | 1 | 1 | 0 | 0 | 0
load_220623930 |  | node_1384745_591_15335890_866 |  | AN | 0 | Residential | 21124.8+8999.127j | 0 | 0 | 0 | 0 | 0 | [24 empty] | 8101705 | no | no |  |  | no |  | 0 | 0 | 0 | 0 | 0 | 0 |  | 1 | 1 | 1 | 0 | 0 | 0
load_220623931 |  | node_1383533_399_15330818_042 |  | AN | 0 | Residential | 31082.4+13241.047j | 0 | 0 | 0 | 0 | 0 | [24 empty] | 8101705 | no | no |  |  | no |  | 0 | 0 | 0 | 0 | 0 | 0 |  | 1 | 1 | 1 | 0 | 0 | 0
load_220623936 |  | node_1384733_821_15336194_566 |  | AN | 0 | Residential | 5824.8+2481.354j | 0 | 0 | 0 | 0 | 0 | [24 empty] | 8101705 | no | no |  |  | no |  | 0 | 0 | 0 | 0 | 0 | 0 |  | 1 | 1 | 1 | 0 | 0 | 0
load_220623937 |  | node_1384691_576_15335295_302 |  | AN | 0 | Residential | 24595.2+10477.511j | 0 | 0 | 0 | 0 | 0 | [24 empty] | 8101705 | no | no |  |  | no |  | 0 | 0 | 0 | 0 | 0 | 0 |  | 1 | 1 | 1 | 0 | 0 | 0
load_220623950 |  | node_1384657_592_15334749_881 |  | AN | 0 | Other | 0 | 0 | 0 | 0 | 0 | 0 | [24 empty] | 8101705 | no | no |  |  | no |  | 0 | 0 | 0 | 0 | 0 | 0 |  | 1 | 1 | 1 | 0 | 0 | 0
load_220623951 |  | node_1384002_23_15333400_957 |  | AN | 0 | NonResidential | 3564+1518.258j | 0 | 0 | 0 | 0 | 0 | [24 empty] | 8101705 | no | no |  |  | no |  | 0 | 0 | 0 | 0 | 0 | 0 |  | 1 | 1 | 1 | 0 | 0 | 0
load_220623952 |  | node_1384605_209_15334349_691 |  | AN | 0 | Residential | 9079.2+3867.723j | 0 | 0 | 0 | 0 | 0 | [24 empty] | 8101705 | no | no |  |  | no |  | 0 | 0 | 0 | 0 | 0 | 0 |  | 1 | 1 | 1 | 0 | 0 | 0
load_220623953 |  | node_1383612_905_15332320_588 |  | AN | 0 | Residential | 6940.8+2956.768j | 0 | 0 | 0 | 0 | 0 | [24 empty] | 8101705 | no | no |  |  | no |  | 0 | 0 | 0 | 0 | 0 | 0 |  | 1 | 1 | 1 | 0 | 0 | 0
load_220623954 |  | node_1384260_013_15333656_971 |  | AN | 0 | Residential | 9561.6+4073.225j | 0 | 0 | 0 | 0 | 0 | [24 empty] | 8101705 | no | no |  |  | no |  | 0 | 0 | 0 | 0 | 0 | 0 |  | 1 | 1 | 1 | 0 | 0 | 0
load_220623955 |  | node_1384573_001_15334609_422 |  | AN | 0 | Residential | 6559.2+2794.207j | 0 | 0 | 0 | 0 | 0 | [24 empty] | 8101705 | no | no |  |  | no |  | 0 | 0 | 0 | 0 | 0 | 0 |  | 1 | 1 | 1 | 0 | 0 | 0
load_220623956 |  | node_1383292_957_15331336_963 |  | AN | 0 | Residential | 3772.8+1607.206j | 0 | 0 | 0 | 0 | 0 | [24 empty] | 8101705 | no | no |  |  | no |  | 0 | 0 | 0 | 0 | 0 | 0 |  | 1 | 1 | 1 | 0 | 0 | 0
load_220623958 |  | node_1383424_82_15331947_17 |  | AN | 0 | Residential | 3333.6+1420.108j | 0 | 0 | 0 | 0 | 0 | [24 empty] | 8101705 | no | no |  |  | no |  | 0 | 0 | 0 | 0 | 0 | 0 |  | 1 | 1 | 1 | 0 | 0 | 0
load_220623959 |  | node_1384682_102_15334959_952 |  | AN | 0 | NonResidential | 2786.4+1187.001j | 0 | 0 | 0 | 0 | 0 | [24 empty] | 8101705 | no | no |  |  | no |  | 0 | 0 | 0 | 0 | 0 | 0 |  | 1 | 1 | 1 | 0 | 0 | 0
load_220623960 |  | node_1384466_783_15333911_143 |  | AN | 0 | Residential | 3520.8+1499.855j | 0 | 0 | 0 | 0 | 0 | [24 empty] | 8101705 | no | no |  |  | no |  | 0 | 0 | 0 | 0 | 0 | 0 |  | 1 | 1 | 1 | 0 | 0 | 0
load_220625399 |  | node_1396868_825_15311838_777 |  | CN | 0 | NonResidential | 0 | 0 | 7333.333+3123.987j | 0 | 0 | 0 | [24 empty] | 8101705 | no | no |  |  | no |  | 0 | 0 | 0 | 0 | 0 | 0 |  | 1 | 1 | 1 | 0 | 0 | 0
load_220637546 |  | node_1377857_408_15329801_576 |  | AN | 0 | NonResidential | 31000+13205.945j | 0 | 0 | 0 | 0 | 0 | [24 empty] | 8101705 | no | no |  |  | no |  | 0 | 0 | 0 | 0 | 0 | 0 |  | 1 | 1 | 1 | 0 | 0 | 0
load_220638994 |  | node_1397965_251_15314976_111 |  | AN | 0 | Residential | 14212.8+6054.627j | 0 | 0 | 0 | 0 | 0 | [24 empty] | 8101705 | no | no |  |  | no |  | 0 | 0 | 0 | 0 | 0 | 0 |  | 1 | 1 | 1 | 0 | 0 | 0
load_220646690 |  | node_1395652_825_15343052_834 |  | AN | 0 | Residential | 3492+1487.586j | 0 | 0 | 0 | 0 | 0 | [24 empty] | 8101705 | no | no |  |  | no |  | 0 | 0 | 0 | 0 | 0 | 0 |  | 1 | 1 | 1 | 0 | 0 | 0
load_220646801 |  | node_1397947_209_15314986_961 |  | AN | 0 | NonResidential | 16000+6815.971j | 0 | 0 | 0 | 0 | 0 | [24 empty] | 8101705 | no | no |  |  | no |  | 0 | 0 | 0 | 0 | 0 | 0 |  | 1 | 1 | 1 | 0 | 0 | 0
load_220646982 |  | node_1393166_56_15342223_429 |  | AN | 0 | NonResidential | 3355.2+1429.309j | 0 | 0 | 0 | 0 | 0 | [24 empty] | 8101705 | no | no |  |  | no |  | 0 | 0 | 0 | 0 | 0 | 0 |  | 1 | 1 | 1 | 0 | 0 | 0
load_220648031 |  | node_1399532_325_15316982_55 |  | AN | 0 | NonResidential | 9666.667+4117.983j | 0 | 0 | 0 | 0 | 0 | [24 empty] | 8101705 | no | no |  |  | no |  | 0 | 0 | 0 | 0 | 0 | 0 |  | 1 | 1 | 1 | 0 | 0 | 0
load_220648032 |  | node_1399538_828_15317007_756 |  | BN | 0 | NonResidential | 0 | 9666.667+4117.983j | 0 | 0 | 0 | 0 | [24 empty] | 8101705 | no | no |  |  | no |  | 0 | 0 | 0 | 0 | 0 | 0 |  | 1 | 1 | 1 | 0 | 0 | 0
load_220648033 |  | node_1399521_2_15316960_424 |  | CN | 0 | NonResidential | 0 | 0 | 9666.667+4117.983j | 0 | 0 | 0 | [24 empty] | 8101705 | no | no |  |  | no |  | 0 | 0 | 0 | 0 | 0 | 0 |  | 1 | 1 | 1 | 0 | 0 | 0
load_220648287 |  | node_1397427_671_15313524_005 |  | AN | 0 | Other | 0 | 0 | 0 | 0 | 0 | 0 | [24 empty] | 8101705 | no | no |  |  | no |  | 0 | 0 | 0 | 0 | 0 | 0 |  | 1 | 1 | 1 | 0 | 0 | 0
load_220648439 |  | node_1397899_748_15341666_39 |  | AN | 0 | Residential | 7092+3021.179j | 0 | 0 | 0 | 0 | 0 | [24 empty] | 8101705 | no | no |  |  | no |  | 0 | 0 | 0 | 0 | 0 | 0 |  | 1 | 1 | 1 | 0 | 0 | 0
load_220649699 |  | node_1381918_307_15343901_769 |  | AN | 0 | Residential | 6753.6+2877.022j | 0 | 0 | 0 | 0 | 0 | [24 empty] | 8101705 | no | no |  |  | no |  | 0 | 0 | 0 | 0 | 0 | 0 |  | 1 | 1 | 1 | 0 | 0 | 0
load_220650099 |  | node_1391506_165_15345253_646 |  | AN | 0 | Residential | 5875.2+2502.825j | 0 | 0 | 0 | 0 | 0 | [24 empty] | 8101705 | no | no |  |  | no |  | 0 | 0 | 0 | 0 | 0 | 0 |  | 1 | 1 | 1 | 0 | 0 | 0
load_220655104 |  | node_1394765_873_15322637_793 |  | AN | 0 | Other | 0 | 0 | 0 | 0 | 0 | 0 | [24 empty] | 8101705 | no | no |  |  | no |  | 0 | 0 | 0 | 0 | 0 | 0 |  | 1 | 1 | 1 | 0 | 0 | 0
load_220655105 |  | node_1394767_303_15322664_364 |  | BN | 0 | Other | 0 | 0 | 0 | 0 | 0 | 0 | [24 empty] | 8101705 | no | no |  |  | no |  | 0 | 0 | 0 | 0 | 0 | 0 |  | 1 | 1 | 1 | 0 | 0 | 0
load_220655106 |  | node_1394759_38_15322612_582 |  | CN | 0 | Other | 0 | 0 | 0 | 0 | 0 | 0 | [24 empty] | 8101705 | no | no |  |  | no |  | 0 | 0 | 0 | 0 | 0 | 0 |  | 1 | 1 | 1 | 0 | 0 | 0
load_220655117 |  | node_1378224_419_15333125_187 |  | AN | 0 | Residential | 4024.8+1714.558j | 0 | 0 | 0 | 0 | 0 | [24 empty] | 8101705 | no | no |  |  | no |  | 0 | 0 | 0 | 0 | 0 | 0 |  | 1 | 1 | 1 | 0 | 0 | 0
load_220657990 |  | node_1379941_77_15329854_262 |  | AN | 0 | Residential | 5911.2+2518.161j | 0 | 0 | 0 | 0 | 0 | [24 empty] | 8101705 | no | no |  |  | no |  | 0 | 0 | 0 | 0 | 0 | 0 |  | 1 | 1 | 1 | 0 | 0 | 0
load_310004606 |  | node_1397328_865_15312540_647 |  | AN | 0 | NonResidential | 28000+11927.95j | 0 | 0 | 0 | 0 | 0 | [24 empty] | 8101705 | no | no |  |  | no |  | 0 | 0 | 0 | 0 | 0 | 0 |  | 1 | 1 | 1 | 0 | 0 | 0
load_310005490 |  | node_1386716_974_15349506_461 |  | AN | 0 | Residential | 8200.8+3493.526j | 0 | 0 | 0 | 0 | 0 | [24 empty] | 8101705 | no | no |  |  | no |  | 0 | 0 | 0 | 0 | 0 | 0 |  | 1 | 1 | 1 | 0 | 0 | 0
load_310010559 |  | node_1382102_436_15336064_742 |  | AN | 0 | Other | 0 | 0 | 0 | 0 | 0 | 0 | [24 empty] | 8101705 | no | no |  |  | no |  | 0 | 0 | 0 | 0 | 0 | 0 |  | 1 | 1 | 1 | 0 | 0 | 0
load_310011288 |  | node_1393270_927_15343427_934 |  | AN | 0 | Residential | 25912.8+11038.807j | 0 | 0 | 0 | 0 | 0 | [24 empty] | 8101705 | no | no |  |  | no |  | 0 | 0 | 0 | 0 | 0 | 0 |  | 1 | 1 | 1 | 0 | 0 | 0
load_310011305 |  | node_1393340_157_15344235_562 |  | AN | 0 | Residential | 4039.2+1720.692j | 0 | 0 | 0 | 0 | 0 | [24 empty] | 8101705 | no | no |  |  | no |  | 0 | 0 | 0 | 0 | 0 | 0 |  | 1 | 1 | 1 | 0 | 0 | 0
load_310011318 |  | node_1392450_971_15349491_654 |  | AN | 0 | Residential | 10540.8+4490.362j | 0 | 0 | 0 | 0 | 0 | [24 empty] | 8101705 | no | no |  |  | no |  | 0 | 0 | 0 | 0 | 0 | 0 |  | 1 | 1 | 1 | 0 | 0 | 0
load_310011323 |  | node_1392435_338_15350034_251 |  | AN | 0 | Other | 0 | 0 | 0 | 0 | 0 | 0 | [24 empty] | 8101705 | no | no |  |  | no |  | 0 | 0 | 0 | 0 | 0 | 0 |  | 1 | 1 | 1 | 0 | 0 | 0
load_310011332 |  | node_1392501_815_15350634_674 |  | AN | 0 | NonResidential | 0 | 0 | 0 | 0 | 0 | 0 | [24 empty] | 8101705 | no | no |  |  | no |  | 0 | 0 | 0 | 0 | 0 | 0 |  | 1 | 1 | 1 | 0 | 0 | 0
load_310011333 |  | node_1392503_949_15350767_215 |  | AN | 0 | Residential | 13809.6+5882.865j | 0 | 0 | 0 | 0 | 0 | [24 empty] | 8101705 | no | no |  |  | no |  | 0 | 0 | 0 | 0 | 0 | 0 |  | 1 | 1 | 1 | 0 | 0 | 0
load_310015213 |  | node_1381842_206_15336013_176 |  | AN | 0 | NonResidential | 7.2+3.067j | 0 | 0 | 0 | 0 | 0 | [24 empty] | 8101705 | no | no |  |  | no |  | 0 | 0 | 0 | 0 | 0 | 0 |  | 1 | 1 | 1 | 0 | 0 | 0
load_310017082 |  | node_1399971_481_15318266_231 |  | AN | 0 | Residential | 17265.6+7355.115j | 0 | 0 | 0 | 0 | 0 | [24 empty] | 8101705 | no | no |  |  | no |  | 0 | 0 | 0 | 0 | 0 | 0 |  | 1 | 1 | 1 | 0 | 0 | 0
load_310017163 |  | node_1377117_778_15323375_938 |  | AN | 0 | NonResidential | 11000+4685.98j | 0 | 0 | 0 | 0 | 0 | [24 empty] | 8101705 | no | no |  |  | no |  | 0 | 0 | 0 | 0 | 0 | 0 |  | 1 | 1 | 1 | 0 | 0 | 0
load_310020342 |  | node_1385587_356_15323764_579 |  | AN | 0 | Residential | 9504+4048.687j | 0 | 0 | 0 | 0 | 0 | [24 empty] | 8101705 | no | no |  |  | no |  | 0 | 0 | 0 | 0 | 0 | 0 |  | 1 | 1 | 1 | 0 | 0 | 0
load_310031630 |  | node_1397169_602_15345981_946 |  | AN | 0 | Residential | 6220.8+2650.05j | 0 | 0 | 0 | 0 | 0 | [24 empty] | 8101705 | no | no |  |  | no |  | 0 | 0 | 0 | 0 | 0 | 0 |  | 1 | 1 | 1 | 0 | 0 | 0
load_310038167 |  | node_1385314_007_15318941_068 |  | AN | 0 | Residential | 5076+2162.367j | 0 | 0 | 0 | 0 | 0 | [24 empty] | 8101705 | no | no |  |  | no |  | 0 | 0 | 0 | 0 | 0 | 0 |  | 1 | 1 | 1 | 0 | 0 | 0
load_310043646 |  | node_1391260_211_15323139_344 |  | AN | 0 | Residential | 28893.6+12308.622j | 0 | 0 | 0 | 0 | 0 | [24 empty] | 8101705 | no | no |  |  | no |  | 0 | 0 | 0 | 0 | 0 | 0 |  | 1 | 1 | 1 | 0 | 0 | 0
load_310050332 |  | node_1394890_019_15330455_843 |  | AN | 0 | NonResidential | 5666.667+2413.99j | 0 | 0 | 0 | 0 | 0 | [24 empty] | 8101705 | no | no |  |  | no |  | 0 | 0 | 0 | 0 | 0 | 0 |  | 1 | 1 | 1 | 0 | 0 | 0
load_310050337 |  | node_1394892_406_15330437_786 |  | BN | 0 | NonResidential | 0 | 5666.667+2413.99j | 0 | 0 | 0 | 0 | [24 empty] | 8101705 | no | no |  |  | no |  | 0 | 0 | 0 | 0 | 0 | 0 |  | 1 | 1 | 1 | 0 | 0 | 0
load_310050338 |  | node_1394891_706_15330420_456 |  | CN | 0 | NonResidential | 0 | 0 | 5666.667+2413.99j | 0 | 0 | 0 | [24 empty] | 8101705 | no | no |  |  | no |  | 0 | 0 | 0 | 0 | 0 | 0 |  | 1 | 1 | 1 | 0 | 0 | 0
load_310057018 |  | node_1394918_169_15330170_576 |  | AN | 0 | Residential | 5148+2193.039j | 0 | 0 | 0 | 0 | 0 | [24 empty] | 8101705 | no | no |  |  | no |  | 0 | 0 | 0 | 0 | 0 | 0 |  | 1 | 1 | 1 | 0 | 0 | 0
load_310059470 |  | node_1391021_147_15319836_122 |  | AN | 0 | Residential | 16912.8+7204.823j | 0 | 0 | 0 | 0 | 0 | [24 empty] | 8101705 | no | no |  |  | no |  | 0 | 0 | 0 | 0 | 0 | 0 |  | 1 | 1 | 1 | 0 | 0 | 0
load_310059954 |  | node_1384635_048_15333439_468 |  | AN | 0 | NonResidential | 21.6+9.202j | 0 | 0 | 0 | 0 | 0 | [24 empty] | 8101705 | no | no |  |  | no |  | 0 | 0 | 0 | 0 | 0 | 0 |  | 1 | 1 | 1 | 0 | 0 | 0
load_310060964 |  | node_1393163_596_15343082_448 |  | AN | 0 | NonResidential | 2000+851.996j | 0 | 0 | 0 | 0 | 0 | [24 empty] | 8101705 | no | no |  |  | no |  | 0 | 0 | 0 | 0 | 0 | 0 |  | 1 | 1 | 1 | 0 | 0 | 0
load_310060971 |  | node_1392430_203_15351375_257 |  | AN | 0 | Residential | 3787.2+1613.34j | 0 | 0 | 0 | 0 | 0 | [24 empty] | 8101705 | no | no |  |  | no |  | 0 | 0 | 0 | 0 | 0 | 0 |  | 1 | 1 | 1 | 0 | 0 | 0
load_310061360 |  | node_1386338_513_15346030_025 |  | AN | 0 | Residential | 5090.4+2168.501j | 0 | 0 | 0 | 0 | 0 | [24 empty] | 8101705 | no | no |  |  | no |  | 0 | 0 | 0 | 0 | 0 | 0 |  | 1 | 1 | 1 | 0 | 0 | 0
load_310065043 |  | node_1387087_396_15330599_077 |  | AN | 0 | Residential | 6811.2+2901.559j | 0 | 0 | 0 | 0 | 0 | [24 empty] | 8101705 | no | no |  |  | no |  | 0 | 0 | 0 | 0 | 0 | 0 |  | 1 | 1 | 1 | 0 | 0 | 0
load_310065240 |  | node_1383116_629_15337801_098 |  | AN | 0 | Residential | 50.4+21.47j | 0 | 0 | 0 | 0 | 0 | [24 empty] | 8101705 | no | no |  |  | no |  | 0 | 0 | 0 | 0 | 0 | 0 |  | 1 | 1 | 1 | 0 | 0 | 0
load_311901962 |  | node_1393238_746_15335703_035 |  | AN | 0 | Residential | 22737.6+9686.177j | 0 | 0 | 0 | 0 | 0 | [24 empty] | 8101705 | no | no |  |  | no |  | 0 | 0 | 0 | 0 | 0 | 0 |  | 1 | 1 | 1 | 0 | 0 | 0
load_311902153 |  | node_1395914_907_15341810_369 |  | AN | 0 | Residential | 23774.4+10127.852j | 0 | 0 | 0 | 0 | 0 | [24 empty] | 8101705 | no | no |  |  | no |  | 0 | 0 | 0 | 0 | 0 | 0 |  | 1 | 1 | 1 | 0 | 0 | 0
load_311903913 |  | node_1400239_914_15318241_61 |  | AN | 0 | NonResidential | 32000+13631.943j | 0 | 0 | 0 | 0 | 0 | [24 empty] | 8101705 | no | no |  |  | no |  | 0 | 0 | 0 | 0 | 0 | 0 |  | 1 | 1 | 1 | 0 | 0 | 0
load_311910118 |  | node_1382555_176_15340560_694 |  | AN | 0 | Other | 0 | 0 | 0 | 0 | 0 | 0 | [24 empty] | 8101705 | no | no |  |  | no |  | 0 | 0 | 0 | 0 | 0 | 0 |  | 1 | 1 | 1 | 0 | 0 | 0
load_311918788 |  | node_1383987_134_15328997_684 |  | AN | 0 | Other | 0 | 0 | 0 | 0 | 0 | 0 | [24 empty] | 8101705 | no | no |  |  | no |  | 0 | 0 | 0 | 0 | 0 | 0 |  | 1 | 1 | 1 | 0 | 0 | 0
load_311926365 |  | node_1391929_923_15322702_367 |  | AN | 0 | Residential | 3470.4+1478.384j | 0 | 0 | 0 | 0 | 0 | [24 empty] | 8101705 | no | no |  |  | no |  | 0 | 0 | 0 | 0 | 0 | 0 |  | 1 | 1 | 1 | 0 | 0 | 0
load_311926573 |  | node_1375032_284_15325647_918 |  | AN | 0 | NonResidential | 1000+425.998j | 0 | 0 | 0 | 0 | 0 | [24 empty] | 8101705 | no | no |  |  | no |  | 0 | 0 | 0 | 0 | 0 | 0 |  | 1 | 1 | 1 | 0 | 0 | 0
load_311926574 |  | node_1375049_45_15325626_915 |  | BN | 0 | NonResidential | 0 | 1000+425.998j | 0 | 0 | 0 | 0 | [24 empty] | 8101705 | no | no |  |  | no |  | 0 | 0 | 0 | 0 | 0 | 0 |  | 1 | 1 | 1 | 0 | 0 | 0
load_311926575 |  | node_1375071_822_15325610_186 |  | CN | 0 | NonResidential | 0 | 0 | 1000+425.998j | 0 | 0 | 0 | [24 empty] | 8101705 | no | no |  |  | no |  | 0 | 0 | 0 | 0 | 0 | 0 |  | 1 | 1 | 1 | 0 | 0 | 0
load_311928367 |  | node_1379208_331_15334846_073 |  | AN | 0 | Residential | 5601.6+2386.272j | 0 | 0 | 0 | 0 | 0 | [24 empty] | 8101705 | no | no |  |  | no |  | 0 | 0 | 0 | 0 | 0 | 0 |  | 1 | 1 | 1 | 0 | 0 | 0
load_311931295 |  | node_1375891_983_15329510_261 |  | AN | 0 | Other | 0 | 0 | 0 | 0 | 0 | 0 | [24 empty] | 8101705 | no | no |  |  | no |  | 0 | 0 | 0 | 0 | 0 | 0 |  | 1 | 1 | 1 | 0 | 0 | 0
load_311931296 |  | node_1375908_166_15329516_144 |  | BN | 0 | Other | 0 | 0 | 0 | 0 | 0 | 0 | [24 empty] | 8101705 | no | no |  |  | no |  | 0 | 0 | 0 | 0 | 0 | 0 |  | 1 | 1 | 1 | 0 | 0 | 0
load_311931298 |  | node_1375924_278_15329515_96 |  | CN | 0 | Other | 0 | 0 | 0 | 0 | 0 | 0 | [24 empty] | 8101705 | no | no |  |  | no |  | 0 | 0 | 0 | 0 | 0 | 0 |  | 1 | 1 | 1 | 0 | 0 | 0
load_311931549 |  | node_1402013_982_15339454_286 |  | AN | 0 | Other | 0 | 0 | 0 | 0 | 0 | 0 | [24 empty] | 8101705 | no | no |  |  | no |  | 0 | 0 | 0 | 0 | 0 | 0 |  | 1 | 1 | 1 | 0 | 0 | 0
load_311931672 |  | node_1373194_862_15327316_486 |  | AN | 0 | Other | 0 | 0 | 0 | 0 | 0 | 0 | [24 empty] | 8101705 | no | no |  |  | no |  | 0 | 0 | 0 | 0 | 0 | 0 |  | 1 | 1 | 1 | 0 | 0 | 0
load_311931673 |  | node_1373202_524_15327310_156 |  | BN | 0 | Other | 0 | 0 | 0 | 0 | 0 | 0 | [24 empty] | 8101705 | no | no |  |  | no |  | 0 | 0 | 0 | 0 | 0 | 0 |  | 1 | 1 | 1 | 0 | 0 | 0
load_311931674 |  | node_1373213_686_15327305_346 |  | CN | 0 | Other | 0 | 0 | 0 | 0 | 0 | 0 | [24 empty] | 8101705 | no | no |  |  | no |  | 0 | 0 | 0 | 0 | 0 | 0 |  | 1 | 1 | 1 | 0 | 0 | 0
load_311982744 |  | node_1395539_285_15318261_619 |  | AN | 0 | Residential | 34336.8+14627.416j | 0 | 0 | 0 | 0 | 0 | [24 empty] | 8101705 | no | no |  |  | no |  | 0 | 0 | 0 | 0 | 0 | 0 |  | 1 | 1 | 1 | 0 | 0 | 0
load_311990246 |  | node_1387163_972_15338727_756 |  | AN | 0 | Other | 0 | 0 | 0 | 0 | 0 | 0 | [24 empty] | 8101705 | no | no |  |  | no |  | 0 | 0 | 0 | 0 | 0 | 0 |  | 1 | 1 | 1 | 0 | 0 | 0
load_311995249 |  | node_1397749_591_15342187_333 |  | AN | 0 | Other | 0 | 0 | 0 | 0 | 0 | 0 | [24 empty] | 8101705 | no | no |  |  | no |  | 0 | 0 | 0 | 0 | 0 | 0 |  | 1 | 1 | 1 | 0 | 0 | 0
load_312004824 |  | node_1396818_586_15311883_555 |  | ABCN | 0 | NonResidential | 8333.333+3549.985j | 8333.333+3549.985j | 8333.333+3549.985j | 0 | 0 | 0 | [24 empty] | 8101705 | no | no |  |  | no |  | 0 | 0 | 0 | 0 | 0 | 0 |  | 1 | 1 | 1 | 0 | 0 | 0
load_312004826 |  | node_1373484_959_15326977_588 |  | AN | 0 | NonResidential | 8666.667+3691.985j | 0 | 0 | 0 | 0 | 0 | [24 empty] | 8101705 | no | no |  |  | no |  | 0 | 0 | 0 | 0 | 0 | 0 |  | 1 | 1 | 1 | 0 | 0 | 0
load_312004827 |  | node_1373490_486_15326970_502 |  | BN | 0 | NonResidential | 0 | 8666.667+3691.985j | 0 | 0 | 0 | 0 | [24 empty] | 8101705 | no | no |  |  | no |  | 0 | 0 | 0 | 0 | 0 | 0 |  | 1 | 1 | 1 | 0 | 0 | 0
load_312004829 |  | node_1373498_919_15326963_902 |  | CN | 0 | NonResidential | 0 | 0 | 8666.667+3691.985j | 0 | 0 | 0 | [24 empty] | 8101705 | no | no |  |  | no |  | 0 | 0 | 0 | 0 | 0 | 0 |  | 1 | 1 | 1 | 0 | 0 | 0
load_312033093 |  | node_1397335_093_15313854_375 |  | ABCN | 0 | NonResidential | 99333.333+42315.823j | 99333.333+42315.823j | 99333.333+42315.823j | 0 | 0 | 0 | [24 empty] | 8101705 | no | no |  |  | no |  | 0 | 0 | 0 | 0 | 0 | 0 |  | 1 | 1 | 1 | 0 | 0 | 0
load_312071760 |  | node_1400798_37_15339935_968 |  | AN | 0 | Residential | 4248+1809.64j | 0 | 0 | 0 | 0 | 0 | [24 empty] | 8101705 | no | no |  |  | no |  | 0 | 0 | 0 | 0 | 0 | 0 |  | 1 | 1 | 1 | 0 | 0 | 0
load_312074473 |  | node_1377470_346_15322825_916 |  | AN | 0 | NonResidential | 7000+2981.988j | 0 | 0 | 0 | 0 | 0 | [24 empty] | 8101705 | no | no |  |  | no |  | 0 | 0 | 0 | 0 | 0 | 0 |  | 1 | 1 | 1 | 0 | 0 | 0
load_312083491 |  | node_1387354_071_15328668_871 |  | AN | 0 | Other | 0 | 0 | 0 | 0 | 0 | 0 | [24 empty] | 8101705 | no | no |  |  | no |  | 0 | 0 | 0 | 0 | 0 | 0 |  | 1 | 1 | 1 | 0 | 0 | 0
load_312084499 |  | node_1385590_56_15330269_374 |  | AN | 0 | Residential | 15919.2+6781.551j | 0 | 0 | 0 | 0 | 0 | [24 empty] | 8101705 | no | no |  |  | no |  | 0 | 0 | 0 | 0 | 0 | 0 |  | 1 | 1 | 1 | 0 | 0 | 0
load_312086681 |  | node_1375948_374_15326587_217 |  | AN | 0 | NonResidential | 0 | 0 | 0 | 0 | 0 | 0 | [24 empty] | 8101705 | no | no |  |  | no |  | 0 | 0 | 0 | 0 | 0 | 0 |  | 1 | 1 | 1 | 0 | 0 | 0
load_312091351 |  | node_1392209_41_15336865_859 |  | AN | 0 | Other | 0 | 0 | 0 | 0 | 0 | 0 | [24 empty] | 8101705 | no | no |  |  | no |  | 0 | 0 | 0 | 0 | 0 | 0 |  | 1 | 1 | 1 | 0 | 0 | 0
load_312091352 |  | node_1392211_847_15336852_83 |  | BN | 0 | Other | 0 | 0 | 0 | 0 | 0 | 0 | [24 empty] | 8101705 | no | no |  |  | no |  | 0 | 0 | 0 | 0 | 0 | 0 |  | 1 | 1 | 1 | 0 | 0 | 0
load_312107686 |  | node_1393229_344_15345189_261 |  | AN | 0 | Other | 0 | 0 | 0 | 0 | 0 | 0 | [24 empty] | 8101705 | no | no |  |  | no |  | 0 | 0 | 0 | 0 | 0 | 0 |  | 1 | 1 | 1 | 0 | 0 | 0
load_312107688 |  | node_1392860_223_15346105_829 |  | AN | 0 | Other | 0 | 0 | 0 | 0 | 0 | 0 | [24 empty] | 8101705 | no | no |  |  | no |  | 0 | 0 | 0 | 0 | 0 | 0 |  | 1 | 1 | 1 | 0 | 0 | 0
load_312126429 |  | node_1381606_81_15346621_87 |  | AN | 0 | Other | 0 | 0 | 0 | 0 | 0 | 0 | [24 empty] | 8101705 | no | no |  |  | no |  | 0 | 0 | 0 | 0 | 0 | 0 |  | 1 | 1 | 1 | 0 | 0 | 0
load_312137954 |  | node_1393321_384_15340821_049 |  | AN | 0 | Other | 0 | 0 | 0 | 0 | 0 | 0 | [24 empty] | 8101705 | no | no |  |  | no |  | 0 | 0 | 0 | 0 | 0 | 0 |  | 1 | 1 | 1 | 0 | 0 | 0
load_312138397 |  | node_1399300_6_15316721_423 |  | AN | 0 | Other | 0 | 0 | 0 | 0 | 0 | 0 | [24 empty] | 8101705 | no | no |  |  | no |  | 0 | 0 | 0 | 0 | 0 | 0 |  | 1 | 1 | 1 | 0 | 0 | 0
load_312138398 |  | node_1399302_358_15316704_5 |  | BN | 0 | Other | 0 | 0 | 0 | 0 | 0 | 0 | [24 empty] | 8101705 | no | no |  |  | no |  | 0 | 0 | 0 | 0 | 0 | 0 |  | 1 | 1 | 1 | 0 | 0 | 0
load_312138399 |  | node_1399302_823_15316687_158 |  | CN | 0 | Other | 0 | 0 | 0 | 0 | 0 | 0 | [24 empty] | 8101705 | no | no |  |  | no |  | 0 | 0 | 0 | 0 | 0 | 0 |  | 1 | 1 | 1 | 0 | 0 | 0
load_312140035 |  | node_1392075_196_15353231_583 |  | AN | 0 | NonResidential | 2559.6+1090.385j | 0 | 0 | 0 | 0 | 0 | [24 empty] | 8101705 | no | no |  |  | no |  | 0 | 0 | 0 | 0 | 0 | 0 |  | 1 | 1 | 1 | 0 | 0 | 0
load_312142309 |  | node_1393010_647_15342800_201 |  | AN | 0 | Other | 0 | 0 | 0 | 0 | 0 | 0 | [24 empty] | 8101705 | no | no |  |  | no |  | 0 | 0 | 0 | 0 | 0 | 0 |  | 1 | 1 | 1 | 0 | 0 | 0
load_312160098 |  | node_1396710_149_15311353_19 |  | AN | 0 | Other | 0 | 0 | 0 | 0 | 0 | 0 | [24 empty] | 8101705 | no | no |  |  | no |  | 0 | 0 | 0 | 0 | 0 | 0 |  | 1 | 1 | 1 | 0 | 0 | 0

## node
data_type | static
owner_type | feeder
owner | 8101705
object | node
name | groupid | parent | bustype | phases | nominal_voltage | dcircuit | selected | monitored | monitored_fields | class_monitored_fields | played | played_fields | subsystem | x | y | comments | dist_to_slack
node_428X6-220415660 |  |  | PQ | ABCN | 19918.584 | 8101705 | no | no |  |  | no |  |  | 1394712.278 | 15322738.704 |  | -1
node_428X32-220411199 |  |  | PQ | ABCN | 19918.584 | 8101705 | no | no |  |  | no |  |  | 1397742.687 | 15316128.173 |  | -1
node_428X37_NO-220415658 |  |  | PQ | ABCN | 19918.584 | 8101705 | no | no |  |  | no |  |  | 1397745.638 | 15316123.306 |  | -1
node_428X62-220654907 |  |  | PQ | ABCN | 19918.584 | 8101705 | no | no |  |  | no |  |  | 1394710.715 | 15322732.233 |  | -1
node_1371373_948_15330779_873 |  |  | PQ | AN | 2771.281 | 8101705 | no | no |  |  | no |  |  | 1371373.948 | 15330779.873 |  | -1
node_1371380_182_15330555_234 |  |  | PQ | AN | 2771.281 | 8101705 | no | no |  |  | no |  |  | 1371380.182 | 15330555.234 |  | -1
node_1371385_932_15328857_525 |  |  | PQ | ABCN | 2771.281 | 8101705 | no | no |  |  | no |  |  | 1371385.932 | 15328857.525 |  | -1
node_1371535_929_15329989_801 |  |  | PQ | AN | 2771.281 | 8101705 | no | no |  |  | no |  |  | 1371535.929 | 15329989.801 |  | -1
node_1371693_683_15329421_962 |  |  | PQ | AN | 2771.281 | 8101705 | no | no |  |  | no |  |  | 1371693.683 | 15329421.962 |  | -1
node_1371913_688_15328742_865 |  |  | PQ | ABCN | 2771.281 | 8101705 | no | no |  |  | no |  |  | 1371913.688 | 15328742.865 |  | -1
node_1372000_015_15328344_543 |  |  | PQ | ABCN | 2771.281 | 8101705 | no | no |  |  | no |  |  | 1372000.015 | 15328344.543 |  | -1
node_1372082_644_15328051_181 |  |  | PQ | ABCN | 2771.281 | 8101705 | no | no |  |  | no |  |  | 1372082.644 | 15328051.181 |  | -1
node_1372092_649_15327526_361 |  |  | PQ | ABCN | 2771.281 | 8101705 | no | no |  |  | no |  |  | 1372092.649 | 15327526.361 |  | -1
node_1372182_037_15327704_69 |  |  | PQ | AN | 2771.281 | 8101705 | no | no |  |  | no |  |  | 1372182.037 | 15327704.69 |  | -1
node_1372580_24_15327652_737 |  |  | PQ | ABCD | 2771.281 | 8101705 | no | no |  |  | no |  |  | 1372580.24 | 15327652.737 |  | -1
node_1372673_671_15327428_537 |  |  | PQ | ABCN | 2771.281 | 8101705 | no | no |  |  | no |  |  | 1372673.671 | 15327428.537 |  | -1
node_1372691_119_15327441_293 |  |  | PQ | ABCN | 2771.281 | 8101705 | no | no |  |  | no |  |  | 1372691.119 | 15327441.293 |  | -1
node_1372846_703_15327417_958 |  |  | PQ | ABCN | 2771.281 | 8101705 | no | no |  |  | no |  |  | 1372846.703 | 15327417.958 |  | -1
node_1372873_873_15327402_669 |  |  | PQ | ABCN | 2771.281 | 8101705 | no | no |  |  | no |  |  | 1372873.873 | 15327402.669 |  | -1
node_1372893_691_15327384_775 |  |  | PQ | ABCN | 2771.281 | 8101705 | no | no |  |  | no |  |  | 1372893.691 | 15327384.775 |  | -1
node_1373156_7_15326788_049 |  |  | PQ | ABCN | 2771.281 | 8101705 | no | no |  |  | no |  |  | 1373156.7 | 15326788.049 |  | -1
node_1373176_464_15326786_562 |  |  | PQ | ABCN | 2771.281 | 8101705 | no | no |  |  | no |  |  | 1373176.464 | 15326786.562 |  | -1
node_1373194_862_15327316_486 |  |  | PQ | ABCN | 2771.281 | 8101705 | no | no |  |  | no |  |  | 1373194.862 | 15327316.486 |  | -1
node_1373195_877_15326792_007 |  |  | PQ | ABCN | 2771.281 | 8101705 | no | no |  |  | no |  |  | 1373195.877 | 15326792.007 |  | -1
node_1373202_524_15327310_156 |  |  | PQ | ABCN | 2771.281 | 8101705 | no | no |  |  | no |  |  | 1373202.524 | 15327310.156 |  | -1
node_1373212_611_15327687_149 |  |  | PQ | ABCN | 2771.281 | 8101705 | no | no |  |  | no |  |  | 1373212.611 | 15327687.149 |  | -1
node_1373213_686_15327305_346 |  |  | PQ | ABCN | 2771.281 | 8101705 | no | no |  |  | no |  |  | 1373213.686 | 15327305.346 |  | -1
node_1373219_642_15327666_935 |  |  | PQ | ABCN | 2771.281 | 8101705 | no | no |  |  | no |  |  | 1373219.642 | 15327666.935 |  | -1
node_1373222_729_15327644_985 |  |  | PQ | ABCN | 2771.281 | 8101705 | no | no |  |  | no |  |  | 1373222.729 | 15327644.985 |  | -1
node_1373302_402_15327183_246 |  |  | PQ | ABCN | 2771.281 | 8101705 | no | no |  |  | no |  |  | 1373302.402 | 15327183.246 |  | -1
node_1373484_959_15326977_588 |  |  | PQ | ABCN | 2771.281 | 8101705 | no | no |  |  | no |  |  | 1373484.959 | 15326977.588 |  | -1
node_1373490_486_15326970_502 |  |  | PQ | ABCN | 2771.281 | 8101705 | no | no |  |  | no |  |  | 1373490.486 | 15326970.502 |  | -1
node_1373498_919_15326963_902 |  |  | PQ | ABCN | 2771.281 | 8101705 | no | no |  |  | no |  |  | 1373498.919 | 15326963.902 |  | -1
node_1373543_581_15327086_405 |  |  | PQ | ABCN | 2771.281 | 8101705 | no | no |  |  | no |  |  | 1373543.581 | 15327086.405 |  | -1
node_1373551_273_15329232_726 |  |  | PQ | ABCN | 2771.281 | 8101705 | no | no |  |  | no |  |  | 1373551.273 | 15329232.726 |  | -1
node_1373650_889_15327241_794 |  |  | PQ | ABCN | 2771.281 | 8101705 | no | no |  |  | no |  |  | 1373650.889 | 15327241.794 |  | -1
node_1373667_487_15327227_425 |  |  | PQ | ABCN | 2771.281 | 8101705 | no | no |  |  | no |  |  | 1373667.487 | 15327227.425 |  | -1
node_1373680_723_15327207_743 |  |  | PQ | ABCN | 2771.281 | 8101705 | no | no |  |  | no |  |  | 1373680.723 | 15327207.743 |  | -1
node_1373749_147_15329410_384 |  |  | PQ | ABCN | 2771.281 | 8101705 | no | no |  |  | no |  |  | 1373749.147 | 15329410.384 |  | -1
node_1373760_604_15329388_773 |  |  | PQ | ABCN | 2771.281 | 8101705 | no | no |  |  | no |  |  | 1373760.604 | 15329388.773 |  | -1
node_1373767_492_15329363_873 |  |  | PQ | ABCN | 2771.281 | 8101705 | no | no |  |  | no |  |  | 1373767.492 | 15329363.873 |  | -1
node_1373794_348_15326864_389 |  |  | PQ | ABCN | 2771.281 | 8101705 | no | no |  |  | no |  |  | 1373794.348 | 15326864.389 |  | -1
node_1373840_865_15328119_865 |  |  | PQ | ABCN | 2771.281 | 8101705 | no | no |  |  | no |  |  | 1373840.865 | 15328119.865 |  | -1
node_1373847_591_15328144_973 |  |  | PQ | ABCN | 2771.281 | 8101705 | no | no |  |  | no |  |  | 1373847.591 | 15328144.973 |  | -1
node_1374060_836_15326709_515 |  |  | PQ | ABCN | 2771.281 | 8101705 | no | no |  |  | no |  |  | 1374060.836 | 15326709.515 |  | -1
node_1374415_985_15326418_007 |  |  | PQ | ABCN | 2771.281 | 8101705 | no | no |  |  | no |  |  | 1374415.985 | 15326418.007 |  | -1
node_1374662_409_15326168_485 |  |  | PQ | ABCN | 2771.281 | 8101705 | no | no |  |  | no |  |  | 1374662.409 | 15326168.485 |  | -1
node_1374814_408_15324917_069 |  |  | PQ | AN | 2771.281 | 8101705 | no | no |  |  | no |  |  | 1374814.408 | 15324917.069 |  | -1
node_1375032_284_15325647_918 |  |  | PQ | ABCN | 2771.281 | 8101705 | no | no |  |  | no |  |  | 1375032.284 | 15325647.918 |  | -1
node_1375049_45_15325626_915 |  |  | PQ | ABCN | 2771.281 | 8101705 | no | no |  |  | no |  |  | 1375049.45 | 15325626.915 |  | -1
node_1375071_822_15325610_186 |  |  | PQ | ABCN | 2771.281 | 8101705 | no | no |  |  | no |  |  | 1375071.822 | 15325610.186 |  | -1
node_1375090_857_15326185_899 |  |  | PQ | ABCN | 2771.281 | 8101705 | no | no |  |  | no |  |  | 1375090.857 | 15326185.899 |  | -1
node_1375133_579_15336199_208 |  |  | PQ | ABCN | 2771.281 | 8101705 | no | no |  |  | no |  |  | 1375133.579 | 15336199.208 |  | -1
node_1375258_494_15325390_46 |  |  | PQ | ABCN | 2771.281 | 8101705 | no | no |  |  | no |  |  | 1375258.494 | 15325390.46 |  | -1
node_1375291_623_15326165_1 |  |  | PQ | AN | 2771.281 | 8101705 | no | no |  |  | no |  |  | 1375291.623 | 15326165.1 |  | -1
node_1375364_037_15324786_244 |  |  | PQ | AN | 2771.281 | 8101705 | no | no |  |  | no |  |  | 1375364.037 | 15324786.244 |  | -1
node_1375397_526_15336309_165 |  |  | PQ | ABCN | 2771.281 | 8101705 | no | no |  |  | no |  |  | 1375397.526 | 15336309.165 |  | -1
node_1375417_091_15336313_393 |  |  | PQ | ABCN | 2771.281 | 8101705 | no | no |  |  | no |  |  | 1375417.091 | 15336313.393 |  | -1
node_1375436_768_15336310_673 |  |  | PQ | ABCN | 2771.281 | 8101705 | no | no |  |  | no |  |  | 1375436.768 | 15336310.673 |  | -1
node_1375530_205_15324475_984 |  |  | PQ | AN | 2771.281 | 8101705 | no | no |  |  | no |  |  | 1375530.205 | 15324475.984 |  | -1
node_1375732_088_15325082_693 |  |  | PQ | ABCN | 2771.281 | 8101705 | no | no |  |  | no |  |  | 1375732.088 | 15325082.693 |  | -1
node_1375744_702_15325062_281 |  |  | PQ | ABCN | 2771.281 | 8101705 | no | no |  |  | no |  |  | 1375744.702 | 15325062.281 |  | -1
node_1375760_837_15325046_99 |  |  | PQ | ABCN | 2771.281 | 8101705 | no | no |  |  | no |  |  | 1375760.837 | 15325046.99 |  | -1
node_1375891_983_15329510_261 |  |  | PQ | ABCN | 2771.281 | 8101705 | no | no |  |  | no |  |  | 1375891.983 | 15329510.261 |  | -1
node_1375908_166_15329516_144 |  |  | PQ | ABCN | 2771.281 | 8101705 | no | no |  |  | no |  |  | 1375908.166 | 15329516.144 |  | -1
node_1375924_278_15329515_96 |  |  | PQ | ABCN | 2771.281 | 8101705 | no | no |  |  | no |  |  | 1375924.278 | 15329515.96 |  | -1
node_1375948_374_15326587_217 |  |  | PQ | AN | 2771.281 | 8101705 | no | no |  |  | no |  |  | 1375948.374 | 15326587.217 |  | -1
node_1375965_081_15325061_879 |  |  | PQ | ABCN | 2771.281 | 8101705 | no | no |  |  | no |  |  | 1375965.081 | 15325061.879 |  | -1
node_1376020_556_15336267_1 |  |  | PQ | ABCN | 2771.281 | 8101705 | no | no |  |  | no |  |  | 1376020.556 | 15336267.1 |  | -1
node_1376296_945_15336281_296 |  |  | PQ | ABCN | 2771.281 | 8101705 | no | no |  |  | no |  |  | 1376296.945 | 15336281.296 |  | -1
node_1376612_636_15329681_047 |  |  | PQ | ABCN | 2771.281 | 8101705 | no | no |  |  | no |  |  | 1376612.636 | 15329681.047 |  | -1
node_1376656_03_15336293_633 |  |  | PQ | ABCN | 2771.281 | 8101705 | no | no |  |  | no |  |  | 1376656.03 | 15336293.633 |  | -1
node_1376679_625_15323086_837 |  |  | PQ | ABCN | 2771.281 | 8101705 | no | no |  |  | no |  |  | 1376679.625 | 15323086.837 |  | -1
node_1376848_088_15322728_283 |  |  | PQ | AN | 2771.281 | 8101705 | no | no |  |  | no |  |  | 1376848.088 | 15322728.283 |  | -1
node_1376880_318_15338662_703 |  |  | PQ | AN | 2771.281 | 8101705 | no | no |  |  | no |  |  | 1376880.318 | 15338662.703 |  | -1
node_1377007_478_15336304_423 |  |  | PQ | ABCN | 2771.281 | 8101705 | no | no |  |  | no |  |  | 1377007.478 | 15336304.423 |  | -1
node_1377045_533_15324772_911 |  |  | PQ | AN | 2771.281 | 8101705 | no | no |  |  | no |  |  | 1377045.533 | 15324772.911 |  | -1
node_1377105_494_15325051_487 |  |  | PQ | AN | 2771.281 | 8101705 | no | no |  |  | no |  |  | 1377105.494 | 15325051.487 |  | -1
node_1377117_778_15323375_938 |  |  | PQ | ABCN | 2771.281 | 8101705 | no | no |  |  | no |  |  | 1377117.778 | 15323375.938 |  | -1
node_1377161_116_15324231_407 |  |  | PQ | AN | 2771.281 | 8101705 | no | no |  |  | no |  |  | 1377161.116 | 15324231.407 |  | -1
node_1377278_375_15324065_075 |  |  | PQ | AN | 2771.281 | 8101705 | no | no |  |  | no |  |  | 1377278.375 | 15324065.075 |  | -1
node_1377336_772_15325375_719 |  |  | PQ | AN | 2771.281 | 8101705 | no | no |  |  | no |  |  | 1377336.772 | 15325375.719 |  | -1
node_1377379_288_15338559_847 |  |  | PQ | AN | 2771.281 | 8101705 | no | no |  |  | no |  |  | 1377379.288 | 15338559.847 |  | -1
node_1377394_722_15323933_486 |  |  | PQ | AN | 2771.281 | 8101705 | no | no |  |  | no |  |  | 1377394.722 | 15323933.486 |  | -1
node_1377470_346_15322825_916 |  |  | PQ | ABCN | 2771.281 | 8101705 | no | no |  |  | no |  |  | 1377470.346 | 15322825.916 |  | -1
node_1377474_227_15323740_374 |  |  | PQ | AN | 2771.281 | 8101705 | no | no |  |  | no |  |  | 1377474.227 | 15323740.374 |  | -1
node_1377539_681_15333445_709 |  |  | PQ | AN | 2771.281 | 8101705 | no | no |  |  | no |  |  | 1377539.681 | 15333445.709 |  | -1
node_1377575_726_15322678_115 |  |  | PQ | ABCN | 2771.281 | 8101705 | no | no |  |  | no |  |  | 1377575.726 | 15322678.115 |  | -1
node_1377673_677_15322570_431 |  |  | PQ | ABCN | 2771.281 | 8101705 | no | no |  |  | no |  |  | 1377673.677 | 15322570.431 |  | -1
node_1377680_207_15323591_652 |  |  | PQ | AN | 2771.281 | 8101705 | no | no |  |  | no |  |  | 1377680.207 | 15323591.652 |  | -1
node_1377696_614_15334230_904 |  |  | PQ | AN | 2771.281 | 8101705 | no | no |  |  | no |  |  | 1377696.614 | 15334230.904 |  | -1
node_1377719_297_15323429_805 |  |  | PQ | AN | 2771.281 | 8101705 | no | no |  |  | no |  |  | 1377719.297 | 15323429.805 |  | -1
node_1377774_917_15338438_198 |  |  | PQ | AN | 2771.281 | 8101705 | no | no |  |  | no |  |  | 1377774.917 | 15338438.198 |  | -1
node_1377800_803_15323302_815 |  |  | PQ | AN | 2771.281 | 8101705 | no | no |  |  | no |  |  | 1377800.803 | 15323302.815 |  | -1
node_1377810_081_15336307_093 |  |  | PQ | ABCD | 2771.281 | 8101705 | no | no |  |  | no |  |  | 1377810.081 | 15336307.093 |  | -1
node_1377818_184_15336307_412 |  |  | PQ | ABCD | 2771.281 | 8101705 | no | no |  |  | no |  |  | 1377818.184 | 15336307.412 |  | -1
node_1377857_408_15329801_576 |  |  | PQ | ABCN | 2771.281 | 8101705 | no | no |  |  | no |  |  | 1377857.408 | 15329801.576 |  | -1
node_1377905_899_15322114_347 |  |  | PQ | ABCN | 2771.281 | 8101705 | no | no |  |  | no |  |  | 1377905.899 | 15322114.347 |  | -1
node_1378023_814_15346870_825 |  |  | PQ | ABCN | 19918.584 | 8101705 | no | no |  |  | no |  |  | 1378023.814 | 15346870.825 |  | -1
node_1378024_555_15346844_223 |  |  | PQ | ABCN | 19918.584 | 8101705 | no | no |  |  | no |  |  | 1378024.555 | 15346844.223 |  | -1
node_1378028_215_15346896_827 |  |  | PQ | ABCN | 19918.584 | 8101705 | no | no |  |  | no |  |  | 1378028.215 | 15346896.827 |  | -1
node_1378064_675_15333176_726 |  |  | PQ | AN | 2771.281 | 8101705 | no | no |  |  | no |  |  | 1378064.675 | 15333176.726 |  | -1
node_1378066_834_15321906_431 |  |  | PQ | ABCN | 2771.281 | 8101705 | no | no |  |  | no |  |  | 1378066.834 | 15321906.431 |  | -1
node_1378176_991_15323167_754 |  |  | PQ | AN | 2771.281 | 8101705 | no | no |  |  | no |  |  | 1378176.991 | 15323167.754 |  | -1
node_1378215_85_15338312_687 |  |  | PQ | AN | 2771.281 | 8101705 | no | no |  |  | no |  |  | 1378215.85 | 15338312.687 |  | -1
node_1378224_419_15333125_187 |  |  | PQ | AN | 2771.281 | 8101705 | no | no |  |  | no |  |  | 1378224.419 | 15333125.187 |  | -1
node_1378226_713_15336352_933 |  |  | PQ | ABCN | 2771.281 | 8101705 | no | no |  |  | no |  |  | 1378226.713 | 15336352.933 |  | -1
node_1378233_252_15346971_967 |  |  | PQ | ABCN | 19918.584 | 8101705 | no | no |  |  | no |  |  | 1378233.252 | 15346971.967 |  | -1
node_1378259_682_15329815_579 |  |  | PQ | ABCN | 19918.584 | 8101705 | no | no |  |  | no |  |  | 1378259.682 | 15329815.579 |  | -1
node_1378284_19_15322840_644 |  |  | PQ | AN | 2771.281 | 8101705 | no | no |  |  | no |  |  | 1378284.19 | 15322840.644 |  | -1
node_1378483_537_15321449_173 |  |  | PQ | ABCN | 2771.281 | 8101705 | no | no |  |  | no |  |  | 1378483.537 | 15321449.173 |  | -1
node_1378515_035_15330117_224 |  |  | PQ | AN | 19918.584 | 8101705 | no | no |  |  | no |  |  | 1378515.035 | 15330117.224 |  | -1
node_1378525_237_15332759_42 |  |  | PQ | AN | 2771.281 | 8101705 | no | no |  |  | no |  |  | 1378525.237 | 15332759.42 |  | -1
node_1378547_867_15322701_079 |  |  | PQ | AN | 2771.281 | 8101705 | no | no |  |  | no |  |  | 1378547.867 | 15322701.079 |  | -1
node_1378560_068_15332945_339 |  |  | PQ | AN | 2771.281 | 8101705 | no | no |  |  | no |  |  | 1378560.068 | 15332945.339 |  | -1
node_1378710_187_15332673_318 |  |  | PQ | AN | 2771.281 | 8101705 | no | no |  |  | no |  |  | 1378710.187 | 15332673.318 |  | -1
node_1378718_56_15349349_696 |  |  | PQ | AN | 2771.281 | 8101705 | no | no |  |  | no |  |  | 1378718.56 | 15349349.696 |  | -1
node_1378725_872_15338189_203 |  |  | PQ | AN | 2771.281 | 8101705 | no | no |  |  | no |  |  | 1378725.872 | 15338189.203 |  | -1
node_1378730_103_15337914_478 |  |  | PQ | AN | 2771.281 | 8101705 | no | no |  |  | no |  |  | 1378730.103 | 15337914.478 |  | -1
node_1378738_89_15336378_731 |  |  | PQ | ABCN | 2771.281 | 8101705 | no | no |  |  | no |  |  | 1378738.89 | 15336378.731 |  | -1
node_1378743_581_15332738_547 |  |  | PQ | AN | 2771.281 | 8101705 | no | no |  |  | no |  |  | 1378743.581 | 15332738.547 |  | -1
node_1378757_36_15322488_675 |  |  | PQ | AN | 2771.281 | 8101705 | no | no |  |  | no |  |  | 1378757.36 | 15322488.675 |  | -1
node_1378777_319_15329819_615 |  |  | PQ | ABCN | 19918.584 | 8101705 | no | no |  |  | no |  |  | 1378777.319 | 15329819.615 |  | -1
node_1378860_571_15332540_297 |  |  | PQ | AN | 2771.281 | 8101705 | no | no |  |  | no |  |  | 1378860.571 | 15332540.297 |  | -1
node_1378999_625_15322421_756 |  |  | PQ | AN | 2771.281 | 8101705 | no | no |  |  | no |  |  | 1378999.625 | 15322421.756 |  | -1
node_1379011_753_15332404_629 |  |  | PQ | AN | 2771.281 | 8101705 | no | no |  |  | no |  |  | 1379011.753 | 15332404.629 |  | -1
node_1379073_049_15329507_459 |  |  | PQ | ABCN | 19918.584 | 8101705 | no | no |  |  | no |  |  | 1379073.049 | 15329507.459 |  | -1
node_1379090_367_15338548_544 |  |  | PQ | AN | 2771.281 | 8101705 | no | no |  |  | no |  |  | 1379090.367 | 15338548.544 |  | -1
node_1379100_731_15332096_129 |  |  | PQ | ABCN | 2771.281 | 8101705 | no | no |  |  | no |  |  | 1379100.731 | 15332096.129 |  | -1
node_1379106_782_15332498_874 |  |  | PQ | ABCN | 2771.281 | 8101705 | no | no |  |  | no |  |  | 1379106.782 | 15332498.874 |  | -1
node_1379116_092_15333036_391 |  |  | PQ | ABCN | 2771.281 | 8101705 | no | no |  |  | no |  |  | 1379116.092 | 15333036.391 |  | -1
node_1379136_582_15332308_61 |  |  | PQ | ABCN | 2771.281 | 8101705 | no | no |  |  | no |  |  | 1379136.582 | 15332308.61 |  | -1
node_1379139_005_15331662_943 |  |  | PQ | ABCN | 2771.281 | 8101705 | no | no |  |  | no |  |  | 1379139.005 | 15331662.943 |  | -1
node_1379188_446_15330994_478 |  |  | PQ | ABCN | 2771.281 | 8101705 | no | no |  |  | no |  |  | 1379188.446 | 15330994.478 |  | -1
node_1379189_62_15335286_492 |  |  | PQ | ABCN | 2771.281 | 8101705 | no | no |  |  | no |  |  | 1379189.62 | 15335286.492 |  | -1
node_1379203_415_15338151_62 |  |  | PQ | AN | 2771.281 | 8101705 | no | no |  |  | no |  |  | 1379203.415 | 15338151.62 |  | -1
node_1379208_331_15334846_073 |  |  | PQ | ABCN | 2771.281 | 8101705 | no | no |  |  | no |  |  | 1379208.331 | 15334846.073 |  | -1
node_1379228_596_15331424_018 |  |  | PQ | ABCN | 2771.281 | 8101705 | no | no |  |  | no |  |  | 1379228.596 | 15331424.018 |  | -1
node_1379254_408_15348727_455 |  |  | PQ | AN | 2771.281 | 8101705 | no | no |  |  | no |  |  | 1379254.408 | 15348727.455 |  | -1
node_1379271_885_15333862_91 |  |  | PQ | ABCN | 2771.281 | 8101705 | no | no |  |  | no |  |  | 1379271.885 | 15333862.91 |  | -1
node_1379283_281_15329397_025 |  |  | PQ | ABCN | 19918.584 | 8101705 | no | no |  |  | no |  |  | 1379283.281 | 15329397.025 |  | -1
node_1379539_048_15330215_221 |  |  | PQ | ABCN | 19918.584 | 8101705 | no | no |  |  | no |  |  | 1379539.048 | 15330215.221 |  | -1
node_1379545_301_15329591_315 |  |  | PQ | ABCN | 19918.584 | 8101705 | no | no |  |  | no |  |  | 1379545.301 | 15329591.315 |  | -1
node_1379557_935_15329117_545 |  |  | PQ | AN | 19918.584 | 8101705 | no | no |  |  | no |  |  | 1379557.935 | 15329117.545 |  | -1
node_1379567_236_15328864_589 |  |  | PQ | AN | 19918.584 | 8101705 | no | no |  |  | no |  |  | 1379567.236 | 15328864.589 |  | -1
node_1379569_753_15349287_325 |  |  | PQ | AN | 2771.281 | 8101705 | no | no |  |  | no |  |  | 1379569.753 | 15349287.325 |  | -1
node_1379648_712_15337470_54 |  |  | PQ | AN | 2771.281 | 8101705 | no | no |  |  | no |  |  | 1379648.712 | 15337470.54 |  | -1
node_1379708_226_15328563_368 |  |  | PQ | AN | 19918.584 | 8101705 | no | no |  |  | no |  |  | 1379708.226 | 15328563.368 |  | -1
node_1379721_912_15327958_808 |  |  | PQ | AN | 2771.281 | 8101705 | no | no |  |  | no |  |  | 1379721.912 | 15327958.808 |  | -1
node_1379742_306_15329846_479 |  |  | PQ | ABCN | 19918.584 | 8101705 | no | no |  |  | no |  |  | 1379742.306 | 15329846.479 |  | -1
node_1379791_293_15349200_152 |  |  | PQ | AN | 2771.281 | 8101705 | no | no |  |  | no |  |  | 1379791.293 | 15349200.152 |  | -1
node_1379825_339_15327303_617 |  |  | PQ | AN | 2771.281 | 8101705 | no | no |  |  | no |  |  | 1379825.339 | 15327303.617 |  | -1
node_1379863_757_15321917_221 |  |  | PQ | AN | 2771.281 | 8101705 | no | no |  |  | no |  |  | 1379863.757 | 15321917.221 |  | -1
node_1379888_126_15327104_537 |  |  | PQ | AD | 2771.281 | 8101705 | no | no |  |  | no |  |  | 1379888.126 | 15327104.537 |  | -1
node_1379896_313_15346911_194 |  |  | PQ | ABCN | 19918.584 | 8101705 | no | no |  |  | no |  |  | 1379896.313 | 15346911.194 |  | -1
node_1379941_77_15329854_262 |  |  | PQ | ABCN | 19918.584 | 8101705 | no | no |  |  | no |  |  | 1379941.77 | 15329854.262 |  | -1
node_1380015_9_15320411_602 |  |  | PQ | ABCN | 2771.281 | 8101705 | no | no |  |  | no |  |  | 1380015.9 | 15320411.602 |  | -1
node_1380041_759_15326511_893 |  |  | PQ | AN | 2771.281 | 8101705 | no | no |  |  | no |  |  | 1380041.759 | 15326511.893 |  | -1
node_1380056_926_15326285_465 |  |  | PQ | AN | 2771.281 | 8101705 | no | no |  |  | no |  |  | 1380056.926 | 15326285.465 |  | -1
node_1380094_955_15346985_005 |  |  | PQ | ABCN | 19918.584 | 8101705 | no | no |  |  | no |  |  | 1380094.955 | 15346985.005 |  | -1
node_1380126_206_15329869_272 |  |  | PQ | ABCN | 19918.584 | 8101705 | no | no |  |  | no |  |  | 1380126.206 | 15329869.272 |  | -1
node_1380137_429_15325746_397 |  |  | PQ | AN | 2771.281 | 8101705 | no | no |  |  | no |  |  | 1380137.429 | 15325746.397 |  | -1
node_1380159_639_15326678_952 |  |  | PQ | AN | 2771.281 | 8101705 | no | no |  |  | no |  |  | 1380159.639 | 15326678.952 |  | -1
node_1380221_068_15349309_247 |  |  | PQ | AN | 2771.281 | 8101705 | no | no |  |  | no |  |  | 1380221.068 | 15349309.247 |  | -1
node_1380229_792_15325637_089 |  |  | PQ | AN | 2771.281 | 8101705 | no | no |  |  | no |  |  | 1380229.792 | 15325637.089 |  | -1
node_1380243_85_15325430_091 |  |  | PQ | AN | 2771.281 | 8101705 | no | no |  |  | no |  |  | 1380243.85 | 15325430.091 |  | -1
node_1380302_389_15346916_235 |  |  | PQ | ABCN | 19918.584 | 8101705 | no | no |  |  | no |  |  | 1380302.389 | 15346916.235 |  | -1
node_1380303_881_15324777_191 |  |  | PQ | AN | 2771.281 | 8101705 | no | no |  |  | no |  |  | 1380303.881 | 15324777.191 |  | -1
node_1380309_125_15320069_789 |  |  | PQ | ABCN | 2771.281 | 8101705 | no | no |  |  | no |  |  | 1380309.125 | 15320069.789 |  | -1
node_1380325_931_15338198_654 |  |  | PQ | AN | 2771.281 | 8101705 | no | no |  |  | no |  |  | 1380325.931 | 15338198.654 |  | -1
node_1380401_009_15325233_283 |  |  | PQ | AN | 2771.281 | 8101705 | no | no |  |  | no |  |  | 1380401.009 | 15325233.283 |  | -1
node_1380426_784_15322755_199 |  |  | PQ | AN | 2771.281 | 8101705 | no | no |  |  | no |  |  | 1380426.784 | 15322755.199 |  | -1
node_1380448_319_15349047_307 |  |  | PQ | AN | 2771.281 | 8101705 | no | no |  |  | no |  |  | 1380448.319 | 15349047.307 |  | -1
node_1380482_07_15346990_612 |  |  | PQ | ABCN | 19918.584 | 8101705 | no | no |  |  | no |  |  | 1380482.07 | 15346990.612 |  | -1
node_1380482_164_15327039_082 |  |  | PQ | AN | 2771.281 | 8101705 | no | no |  |  | no |  |  | 1380482.164 | 15327039.082 |  | -1
node_1380485_132_15321571_604 |  |  | PQ | AN | 2771.281 | 8101705 | no | no |  |  | no |  |  | 1380485.132 | 15321571.604 |  | -1
node_1380496_12_15319971_859 |  |  | PQ | ABCN | 2771.281 | 8101705 | no | no |  |  | no |  |  | 1380496.12 | 15319971.859 |  | -1
node_1380532_295_15322416_726 |  |  | PQ | AN | 2771.281 | 8101705 | no | no |  |  | no |  |  | 1380532.295 | 15322416.726 |  | -1
node_1380544_759_15329883_757 |  |  | PQ | ABCN | 19918.584 | 8101705 | no | no |  |  | no |  |  | 1380544.759 | 15329883.757 |  | -1
node_1380550_244_15336049_674 |  |  | PQ | AN | 2771.281 | 8101705 | no | no |  |  | no |  |  | 1380550.244 | 15336049.674 |  | -1
node_1380751_159_15318100_457 |  |  | PQ | AN | 2771.281 | 8101705 | no | no |  |  | no |  |  | 1380751.159 | 15318100.457 |  | -1
node_1380802_842_15346986_936 |  |  | PQ | ABCN | 19918.584 | 8101705 | no | no |  |  | no |  |  | 1380802.842 | 15346986.936 |  | -1
node_1380807_377_15319878_217 |  |  | PQ | ABCN | 2771.281 | 8101705 | no | no |  |  | no |  |  | 1380807.377 | 15319878.217 |  | -1
node_1380886_1_15317882_486 |  |  | PQ | AN | 2771.281 | 8101705 | no | no |  |  | no |  |  | 1380886.1 | 15317882.486 |  | -1
node_1380901_745_15330889_511 |  |  | PQ | AN | 19918.584 | 8101705 | no | no |  |  | no |  |  | 1380901.745 | 15330889.511 |  | -1
node_1380919_826_15336095_149 |  |  | PQ | AN | 2771.281 | 8101705 | no | no |  |  | no |  |  | 1380919.826 | 15336095.149 |  | -1
node_1380921_149_15338232_222 |  |  | PQ | AN | 2771.281 | 8101705 | no | no |  |  | no |  |  | 1380921.149 | 15338232.222 |  | -1
node_1380932_126_15329903_496 |  |  | PQ | ABCN | 19918.584 | 8101705 | no | no |  |  | no |  |  | 1380932.126 | 15329903.496 |  | -1
node_1380958_939_15321216_642 |  |  | PQ | AN | 2771.281 | 8101705 | no | no |  |  | no |  |  | 1380958.939 | 15321216.642 |  | -1
node_1380971_012_15347115_713 |  |  | PQ | AN | 19918.584 | 8101705 | no | no |  |  | no |  |  | 1380971.012 | 15347115.713 |  | -1
node_1381010_073_15347333_838 |  |  | PQ | ABCN | 19918.584 | 8101705 | no | no |  |  | no |  |  | 1381010.073 | 15347333.838 |  | -1
node_1381041_406_15321634_526 |  |  | PQ | AN | 2771.281 | 8101705 | no | no |  |  | no |  |  | 1381041.406 | 15321634.526 |  | -1
node_1381061_319_15330360_902 |  |  | PQ | AN | 19918.584 | 8101705 | no | no |  |  | no |  |  | 1381061.319 | 15330360.902 |  | -1
node_1381077_571_15338237_085 |  |  | PQ | AN | 2771.281 | 8101705 | no | no |  |  | no |  |  | 1381077.571 | 15338237.085 |  | -1
node_1381141_72_15319766_673 |  |  | PQ | ABCN | 2771.281 | 8101705 | no | no |  |  | no |  |  | 1381141.72 | 15319766.673 |  | -1
node_1381142_204_15329854_695 |  |  | PQ | ABCN | 19918.584 | 8101705 | no | no |  |  | no |  |  | 1381142.204 | 15329854.695 |  | -1
node_1381163_667_15323534_81 |  |  | PQ | AN | 2771.281 | 8101705 | no | no |  |  | no |  |  | 1381163.667 | 15323534.81 |  | -1
node_1381202_986_15347548_194 |  |  | PQ | ABCN | 19918.584 | 8101705 | no | no |  |  | no |  |  | 1381202.986 | 15347548.194 |  | -1
node_1381255_84_15318053_257 |  |  | PQ | AN | 2771.281 | 8101705 | no | no |  |  | no |  |  | 1381255.84 | 15318053.257 |  | -1
node_1381293_19_15322086_841 |  |  | PQ | AN | 2771.281 | 8101705 | no | no |  |  | no |  |  | 1381293.19 | 15322086.841 |  | -1
node_1381304_554_15346308_764 |  |  | PQ | AN | 19918.584 | 8101705 | no | no |  |  | no |  |  | 1381304.554 | 15346308.764 |  | -1
node_1381377_358_15346047_277 |  |  | PQ | AN | 19918.584 | 8101705 | no | no |  |  | no |  |  | 1381377.358 | 15346047.277 |  | -1
node_1381388_683_15347675_244 |  |  | PQ | ABCN | 19918.584 | 8101705 | no | no |  |  | no |  |  | 1381388.683 | 15347675.244 |  | -1
node_1381395_109_15329925_282 |  |  | PQ | ABCN | 19918.584 | 8101705 | no | no |  |  | no |  |  | 1381395.109 | 15329925.282 |  | -1
node_1381399_859_15323005_542 |  |  | PQ | AN | 2771.281 | 8101705 | no | no |  |  | no |  |  | 1381399.859 | 15323005.542 |  | -1
node_1381403_77_15345531_237 |  |  | PQ | AN | 19918.584 | 8101705 | no | no |  |  | no |  |  | 1381403.77 | 15345531.237 |  | -1
node_1381415_709_15323679_717 |  |  | PQ | AN | 2771.281 | 8101705 | no | no |  |  | no |  |  | 1381415.709 | 15323679.717 |  | -1
node_1381438_405_15346277_047 |  |  | PQ | AN | 19918.584 | 8101705 | no | no |  |  | no |  |  | 1381438.405 | 15346277.047 |  | -1
node_1381455_06_15346822_179 |  |  | PQ | AN | 19918.584 | 8101705 | no | no |  |  | no |  |  | 1381455.06 | 15346822.179 |  | -1
node_1381488_422_15344999_854 |  |  | PQ | AN | 19918.584 | 8101705 | no | no |  |  | no |  |  | 1381488.422 | 15344999.854 |  | -1
node_1381530_616_15322833_626 |  |  | PQ | AN | 2771.281 | 8101705 | no | no |  |  | no |  |  | 1381530.616 | 15322833.626 |  | -1
node_1381542_664_15319700_111 |  |  | PQ | ABCN | 2771.281 | 8101705 | no | no |  |  | no |  |  | 1381542.664 | 15319700.111 |  | -1
node_1381560_855_15317843_106 |  |  | PQ | AN | 2771.281 | 8101705 | no | no |  |  | no |  |  | 1381560.855 | 15317843.106 |  | -1
node_1381583_031_15338203_622 |  |  | PQ | AN | 2771.281 | 8101705 | no | no |  |  | no |  |  | 1381583.031 | 15338203.622 |  | -1
node_1381606_81_15346621_87 |  |  | PQ | AN | 19918.584 | 8101705 | no | no |  |  | no |  |  | 1381606.81 | 15346621.87 |  | -1
node_1381614_566_15318079_636 |  |  | PQ | AN | 2771.281 | 8101705 | no | no |  |  | no |  |  | 1381614.566 | 15318079.636 |  | -1
node_1381624_221_15322359_286 |  |  | PQ | AN | 2771.281 | 8101705 | no | no |  |  | no |  |  | 1381624.221 | 15322359.286 |  | -1
node_1381629_567_15329934_721 |  |  | PQ | ABCN | 19918.584 | 8101705 | no | no |  |  | no |  |  | 1381629.567 | 15329934.721 |  | -1
node_1381667_503_15319587_089 |  |  | PQ | ABCN | 2771.281 | 8101705 | no | no |  |  | no |  |  | 1381667.503 | 15319587.089 |  | -1
node_1381710_157_15347957_244 |  |  | PQ | ABCN | 19918.584 | 8101705 | no | no |  |  | no |  |  | 1381710.157 | 15347957.244 |  | -1
node_1381740_685_15344278_474 |  |  | PQ | AN | 2771.281 | 8101705 | no | no |  |  | no |  |  | 1381740.685 | 15344278.474 |  | -1
node_1381757_289_15322104_674 |  |  | PQ | AN | 2771.281 | 8101705 | no | no |  |  | no |  |  | 1381757.289 | 15322104.674 |  | -1
node_1381773_941_15318877_814 |  |  | PQ | AN | 2771.281 | 8101705 | no | no |  |  | no |  |  | 1381773.941 | 15318877.814 |  | -1
node_1381842_206_15336013_176 |  |  | PQ | AN | 2771.281 | 8101705 | no | no |  |  | no |  |  | 1381842.206 | 15336013.176 |  | -1
node_1381869_261_15321645_581 |  |  | PQ | AN | 2771.281 | 8101705 | no | no |  |  | no |  |  | 1381869.261 | 15321645.581 |  | -1
node_1381877_927_15338187_225 |  |  | PQ | AN | 2771.281 | 8101705 | no | no |  |  | no |  |  | 1381877.927 | 15338187.225 |  | -1
node_1381918_307_15343901_769 |  |  | PQ | AN | 2771.281 | 8101705 | no | no |  |  | no |  |  | 1381918.307 | 15343901.769 |  | -1
node_1381926_997_15318089_208 |  |  | PQ | AN | 2771.281 | 8101705 | no | no |  |  | no |  |  | 1381926.997 | 15318089.208 |  | -1
node_1381942_914_15348444_01 |  |  | PQ | AN | 2771.281 | 8101705 | no | no |  |  | no |  |  | 1381942.914 | 15348444.01 |  | -1
node_1381944_8_15321217_042 |  |  | PQ | AN | 2771.281 | 8101705 | no | no |  |  | no |  |  | 1381944.8 | 15321217.042 |  | -1
node_1381949_255_15343182_365 |  |  | PQ | AN | 2771.281 | 8101705 | no | no |  |  | no |  |  | 1381949.255 | 15343182.365 |  | -1
node_1381955_679_15342956_813 |  |  | PQ | AN | 2771.281 | 8101705 | no | no |  |  | no |  |  | 1381955.679 | 15342956.813 |  | -1
node_1382060_603_15329951_558 |  |  | PQ | ABCN | 19918.584 | 8101705 | no | no |  |  | no |  |  | 1382060.603 | 15329951.558 |  | -1
node_1382063_358_15342411_025 |  |  | PQ | AN | 2771.281 | 8101705 | no | no |  |  | no |  |  | 1382063.358 | 15342411.025 |  | -1
node_1382076_927_15320766_63 |  |  | PQ | AN | 2771.281 | 8101705 | no | no |  |  | no |  |  | 1382076.927 | 15320766.63 |  | -1
node_1382102_436_15336064_742 |  |  | PQ | AN | 2771.281 | 8101705 | no | no |  |  | no |  |  | 1382102.436 | 15336064.742 |  | -1
node_1382108_093_15348130_994 |  |  | PQ | ABCN | 19918.584 | 8101705 | no | no |  |  | no |  |  | 1382108.093 | 15348130.994 |  | -1
node_1382111_237_15320517_201 |  |  | PQ | AN | 2771.281 | 8101705 | no | no |  |  | no |  |  | 1382111.237 | 15320517.201 |  | -1
node_1382123_012_15318103_552 |  |  | PQ | AN | 2771.281 | 8101705 | no | no |  |  | no |  |  | 1382123.012 | 15318103.552 |  | -1
node_1382132_006_15319494_523 |  |  | PQ | ABCN | 2771.281 | 8101705 | no | no |  |  | no |  |  | 1382132.006 | 15319494.523 |  | -1
node_1382142_98_15320275_07 |  |  | PQ | AN | 2771.281 | 8101705 | no | no |  |  | no |  |  | 1382142.98 | 15320275.07 |  | -1
node_1382155_625_15342218_371 |  |  | PQ | AN | 2771.281 | 8101705 | no | no |  |  | no |  |  | 1382155.625 | 15342218.371 |  | -1
node_1382162_689_15319748_064 |  |  | PQ | AN | 2771.281 | 8101705 | no | no |  |  | no |  |  | 1382162.689 | 15319748.064 |  | -1
node_1382217_349_15338278_106 |  |  | PQ | AN | 2771.281 | 8101705 | no | no |  |  | no |  |  | 1382217.349 | 15338278.106 |  | -1
node_1382247_044_15317959_155 |  |  | PQ | AN | 2771.281 | 8101705 | no | no |  |  | no |  |  | 1382247.044 | 15317959.155 |  | -1
node_1382282_014_15341710_366 |  |  | PQ | AN | 2771.281 | 8101705 | no | no |  |  | no |  |  | 1382282.014 | 15341710.366 |  | -1
node_1382345_288_15336070_457 |  |  | PQ | AN | 2771.281 | 8101705 | no | no |  |  | no |  |  | 1382345.288 | 15336070.457 |  | -1
node_1382363_583_15348271_818 |  |  | PQ | ABCN | 19918.584 | 8101705 | no | no |  |  | no |  |  | 1382363.583 | 15348271.818 |  | -1
node_1382381_253_15319119_99 |  |  | PQ | ABCN | 2771.281 | 8101705 | no | no |  |  | no |  |  | 1382381.253 | 15319119.99 |  | -1
node_1382395_367_15318753_741 |  |  | PQ | ABCN | 2771.281 | 8101705 | no | no |  |  | no |  |  | 1382395.367 | 15318753.741 |  | -1
node_1382436_363_15338227_307 |  |  | PQ | AN | 2771.281 | 8101705 | no | no |  |  | no |  |  | 1382436.363 | 15338227.307 |  | -1
node_1382485_799_15318311_691 |  |  | PQ | ABCN | 2771.281 | 8101705 | no | no |  |  | no |  |  | 1382485.799 | 15318311.691 |  | -1
node_1382526_81_15341156_173 |  |  | PQ | AN | 2771.281 | 8101705 | no | no |  |  | no |  |  | 1382526.81 | 15341156.173 |  | -1
node_1382555_176_15340560_694 |  |  | PQ | AN | 2771.281 | 8101705 | no | no |  |  | no |  |  | 1382555.176 | 15340560.694 |  | -1
node_1382586_251_15336076_237 |  |  | PQ | AN | 2771.281 | 8101705 | no | no |  |  | no |  |  | 1382586.251 | 15336076.237 |  | -1
node_1382613_366_15340803_023 |  |  | PQ | AN | 2771.281 | 8101705 | no | no |  |  | no |  |  | 1382613.366 | 15340803.023 |  | -1
node_1382618_309_15335710_244 |  |  | PQ | AN | 2771.281 | 8101705 | no | no |  |  | no |  |  | 1382618.309 | 15335710.244 |  | -1
node_1382656_027_15340361_772 |  |  | PQ | AN | 2771.281 | 8101705 | no | no |  |  | no |  |  | 1382656.027 | 15340361.772 |  | -1
node_1382708_051_15341857_028 |  |  | PQ | AN | 2771.281 | 8101705 | no | no |  |  | no |  |  | 1382708.051 | 15341857.028 |  | -1
node_1382777_574_15348280_591 |  |  | PQ | ABCN | 19918.584 | 8101705 | no | no |  |  | no |  |  | 1382777.574 | 15348280.591 |  | -1
node_1382850_036_15337666_515 |  |  | PQ | AN | 2771.281 | 8101705 | no | no |  |  | no |  |  | 1382850.036 | 15337666.515 |  | -1
node_1382955_946_15340250_55 |  |  | PQ | AN | 2771.281 | 8101705 | no | no |  |  | no |  |  | 1382955.946 | 15340250.55 |  | -1
node_1383105_596_15336097_399 |  |  | PQ | AN | 2771.281 | 8101705 | no | no |  |  | no |  |  | 1383105.596 | 15336097.399 |  | -1
node_1383116_629_15337801_098 |  |  | PQ | AN | 2771.281 | 8101705 | no | no |  |  | no |  |  | 1383116.629 | 15337801.098 |  | -1
node_1383144_626_15331998_425 |  |  | PQ | AN | 2771.281 | 8101705 | no | no |  |  | no |  |  | 1383144.626 | 15331998.425 |  | -1
node_1383172_511_15339672_991 |  |  | PQ | AN | 2771.281 | 8101705 | no | no |  |  | no |  |  | 1383172.511 | 15339672.991 |  | -1
node_1383220_572_15340048_229 |  |  | PQ | AN | 2771.281 | 8101705 | no | no |  |  | no |  |  | 1383220.572 | 15340048.229 |  | -1
node_1383232_524_15336471_325 |  |  | PQ | AN | 2771.281 | 8101705 | no | no |  |  | no |  |  | 1383232.524 | 15336471.325 |  | -1
node_1383272_877_15348293_089 |  |  | PQ | ABCN | 19918.584 | 8101705 | no | no |  |  | no |  |  | 1383272.877 | 15348293.089 |  | -1
node_1383292_957_15331336_963 |  |  | PQ | AN | 2771.281 | 8101705 | no | no |  |  | no |  |  | 1383292.957 | 15331336.963 |  | -1
node_1383298_885_15336032_989 |  |  | PQ | AN | 2771.281 | 8101705 | no | no |  |  | no |  |  | 1383298.885 | 15336032.989 |  | -1
node_1383350_719_15328239_614 |  |  | PQ | AN | 2771.281 | 8101705 | no | no |  |  | no |  |  | 1383350.719 | 15328239.614 |  | -1
node_1383389_375_15318205_075 |  |  | PQ | ABCN | 2771.281 | 8101705 | no | no |  |  | no |  |  | 1383389.375 | 15318205.075 |  | -1
node_1383424_82_15331947_17 |  |  | PQ | AN | 2771.281 | 8101705 | no | no |  |  | no |  |  | 1383424.82 | 15331947.17 |  | -1
node_1383428_909_15337830_014 |  |  | PQ | AN | 2771.281 | 8101705 | no | no |  |  | no |  |  | 1383428.909 | 15337830.014 |  | -1
node_1383533_399_15330818_042 |  |  | PQ | AN | 2771.281 | 8101705 | no | no |  |  | no |  |  | 1383533.399 | 15330818.042 |  | -1
node_1383555_494_15329746_45 |  |  | PQ | AN | 19918.584 | 8101705 | no | no |  |  | no |  |  | 1383555.494 | 15329746.45 |  | -1
node_1383556_517_15348357_696 |  |  | PQ | AN | 2771.281 | 8101705 | no | no |  |  | no |  |  | 1383556.517 | 15348357.696 |  | -1
node_1383592_953_15325631_425 |  |  | PQ | AN | 2771.281 | 8101705 | no | no |  |  | no |  |  | 1383592.953 | 15325631.425 |  | -1
node_1383612_905_15332320_588 |  |  | PQ | AN | 2771.281 | 8101705 | no | no |  |  | no |  |  | 1383612.905 | 15332320.588 |  | -1
node_1383626_586_15336285_227 |  |  | PQ | AN | 2771.281 | 8101705 | no | no |  |  | no |  |  | 1383626.586 | 15336285.227 |  | -1
node_1383640_436_15326160_601 |  |  | PQ | AN | 2771.281 | 8101705 | no | no |  |  | no |  |  | 1383640.436 | 15326160.601 |  | -1
node_1383683_028_15330437_769 |  |  | PQ | AN | 2771.281 | 8101705 | no | no |  |  | no |  |  | 1383683.028 | 15330437.769 |  | -1
node_1383683_421_15348088_613 |  |  | PQ | ABCN | 19918.584 | 8101705 | no | no |  |  | no |  |  | 1383683.421 | 15348088.613 |  | -1
node_1383732_897_15329193_914 |  |  | PQ | AN | 19918.584 | 8101705 | no | no |  |  | no |  |  | 1383732.897 | 15329193.914 |  | -1
node_1383761_812_15338497_223 |  |  | PQ | AN | 2771.281 | 8101705 | no | no |  |  | no |  |  | 1383761.812 | 15338497.223 |  | -1
node_1383785_953_15327613_945 |  |  | PQ | AN | 2771.281 | 8101705 | no | no |  |  | no |  |  | 1383785.953 | 15327613.945 |  | -1
node_1383858_392_15328750_783 |  |  | PQ | AN | 2771.281 | 8101705 | no | no |  |  | no |  |  | 1383858.392 | 15328750.783 |  | -1
node_1383870_419_15347923_966 |  |  | PQ | ABCN | 19918.584 | 8101705 | no | no |  |  | no |  |  | 1383870.419 | 15347923.966 |  | -1
node_1383877_712_15325976_81 |  |  | PQ | AN | 2771.281 | 8101705 | no | no |  |  | no |  |  | 1383877.712 | 15325976.81 |  | -1
node_1383884_701_15328152_263 |  |  | PQ | AN | 2771.281 | 8101705 | no | no |  |  | no |  |  | 1383884.701 | 15328152.263 |  | -1
node_1383901_517_15327885_099 |  |  | PQ | AN | 2771.281 | 8101705 | no | no |  |  | no |  |  | 1383901.517 | 15327885.099 |  | -1
node_1383902_194_15325596_91 |  |  | PQ | AN | 2771.281 | 8101705 | no | no |  |  | no |  |  | 1383902.194 | 15325596.91 |  | -1
node_1383906_792_15325416_735 |  |  | PQ | AN | 2771.281 | 8101705 | no | no |  |  | no |  |  | 1383906.792 | 15325416.735 |  | -1
node_1383910_402_15336474_252 |  |  | PQ | AN | 2771.281 | 8101705 | no | no |  |  | no |  |  | 1383910.402 | 15336474.252 |  | -1
node_1383914_661_15330274_859 |  |  | PQ | ABCN | 19918.584 | 8101705 | no | no |  |  | no |  |  | 1383914.661 | 15330274.859 |  | -1
node_1383915_629_15325175_544 |  |  | PQ | AN | 2771.281 | 8101705 | no | no |  |  | no |  |  | 1383915.629 | 15325175.544 |  | -1
node_1383954_11_15351319_78 |  |  | PQ | AN | 2771.281 | 8101705 | no | no |  |  | no |  |  | 1383954.11 | 15351319.78 |  | -1
node_1383971_334_15349425_57 |  |  | PQ | AN | 2771.281 | 8101705 | no | no |  |  | no |  |  | 1383971.334 | 15349425.57 |  | -1
node_1383973_112_15351587_433 |  |  | PQ | AN | 2771.281 | 8101705 | no | no |  |  | no |  |  | 1383973.112 | 15351587.433 |  | -1
node_1383978_891_15324621_293 |  |  | PQ | AN | 2771.281 | 8101705 | no | no |  |  | no |  |  | 1383978.891 | 15324621.293 |  | -1
node_1383987_134_15328997_684 |  |  | PQ | AN | 2771.281 | 8101705 | no | no |  |  | no |  |  | 1383987.134 | 15328997.684 |  | -1
node_1384002_23_15333400_957 |  |  | PQ | AN | 2771.281 | 8101705 | no | no |  |  | no |  |  | 1384002.23 | 15333400.957 |  | -1
node_1384008_561_15347779_106 |  |  | PQ | ABCN | 19918.584 | 8101705 | no | no |  |  | no |  |  | 1384008.561 | 15347779.106 |  | -1
node_1384010_711_15350059_186 |  |  | PQ | AN | 2771.281 | 8101705 | no | no |  |  | no |  |  | 1384010.711 | 15350059.186 |  | -1
node_1384118_521_15350814_7 |  |  | PQ | AN | 2771.281 | 8101705 | no | no |  |  | no |  |  | 1384118.521 | 15350814.7 |  | -1
node_1384135_005_15324378_345 |  |  | PQ | AN | 2771.281 | 8101705 | no | no |  |  | no |  |  | 1384135.005 | 15324378.345 |  | -1
node_1384161_117_15338079_183 |  |  | PQ | AN | 2771.281 | 8101705 | no | no |  |  | no |  |  | 1384161.117 | 15338079.183 |  | -1
node_1384172_383_15347622_106 |  |  | PQ | ABCN | 19918.584 | 8101705 | no | no |  |  | no |  |  | 1384172.383 | 15347622.106 |  | -1
node_1384234_098_15336692_59 |  |  | PQ | AN | 2771.281 | 8101705 | no | no |  |  | no |  |  | 1384234.098 | 15336692.59 |  | -1
node_1384240_047_15324093_658 |  |  | PQ | AN | 2771.281 | 8101705 | no | no |  |  | no |  |  | 1384240.047 | 15324093.658 |  | -1
node_1384260_013_15333656_971 |  |  | PQ | AN | 2771.281 | 8101705 | no | no |  |  | no |  |  | 1384260.013 | 15333656.971 |  | -1
node_1384312_676_15323509_855 |  |  | PQ | AN | 2771.281 | 8101705 | no | no |  |  | no |  |  | 1384312.676 | 15323509.855 |  | -1
node_1384321_424_15330439_721 |  |  | PQ | ABCN | 19918.584 | 8101705 | no | no |  |  | no |  |  | 1384321.424 | 15330439.721 |  | -1
node_1384385_274_15347422_935 |  |  | PQ | ABCN | 19918.584 | 8101705 | no | no |  |  | no |  |  | 1384385.274 | 15347422.935 |  | -1
node_1384466_783_15333911_143 |  |  | PQ | AN | 2771.281 | 8101705 | no | no |  |  | no |  |  | 1384466.783 | 15333911.143 |  | -1
node_1384544_806_15337998_894 |  |  | PQ | AN | 2771.281 | 8101705 | no | no |  |  | no |  |  | 1384544.806 | 15337998.894 |  | -1
node_1384567_826_15336778_057 |  |  | PQ | AN | 2771.281 | 8101705 | no | no |  |  | no |  |  | 1384567.826 | 15336778.057 |  | -1
node_1384573_001_15334609_422 |  |  | PQ | AN | 2771.281 | 8101705 | no | no |  |  | no |  |  | 1384573.001 | 15334609.422 |  | -1
node_1384605_209_15334349_691 |  |  | PQ | AN | 2771.281 | 8101705 | no | no |  |  | no |  |  | 1384605.209 | 15334349.691 |  | -1
node_1384607_496_15326567_223 |  |  | PQ | AN | 2771.281 | 8101705 | no | no |  |  | no |  |  | 1384607.496 | 15326567.223 |  | -1
node_1384635_048_15333439_468 |  |  | PQ | AN | 2771.281 | 8101705 | no | no |  |  | no |  |  | 1384635.048 | 15333439.468 |  | -1
node_1384655_291_15347179_195 |  |  | PQ | ABCN | 19918.584 | 8101705 | no | no |  |  | no |  |  | 1384655.291 | 15347179.195 |  | -1
node_1384657_592_15334749_881 |  |  | PQ | AN | 2771.281 | 8101705 | no | no |  |  | no |  |  | 1384657.592 | 15334749.881 |  | -1
node_1384682_102_15334959_952 |  |  | PQ | AN | 2771.281 | 8101705 | no | no |  |  | no |  |  | 1384682.102 | 15334959.952 |  | -1
node_1384691_576_15335295_302 |  |  | PQ | AN | 2771.281 | 8101705 | no | no |  |  | no |  |  | 1384691.576 | 15335295.302 |  | -1
node_1384733_821_15336194_566 |  |  | PQ | AN | 2771.281 | 8101705 | no | no |  |  | no |  |  | 1384733.821 | 15336194.566 |  | -1
node_1384745_591_15335890_866 |  |  | PQ | AN | 2771.281 | 8101705 | no | no |  |  | no |  |  | 1384745.591 | 15335890.866 |  | -1
node_1384817_684_15321647_271 |  |  | PQ | AN | 2771.281 | 8101705 | no | no |  |  | no |  |  | 1384817.684 | 15321647.271 |  | -1
node_1384832_595_15330528_528 |  |  | PQ | ABCN | 19918.584 | 8101705 | no | no |  |  | no |  |  | 1384832.595 | 15330528.528 |  | -1
node_1384911_341_15321342_259 |  |  | PQ | AN | 2771.281 | 8101705 | no | no |  |  | no |  |  | 1384911.341 | 15321342.259 |  | -1
node_1384937_986_15337415_975 |  |  | PQ | AN | 2771.281 | 8101705 | no | no |  |  | no |  |  | 1384937.986 | 15337415.975 |  | -1
node_1384946_388_15333393_886 |  |  | PQ | AN | 2771.281 | 8101705 | no | no |  |  | no |  |  | 1384946.388 | 15333393.886 |  | -1
node_1384976_177_15354320_602 |  |  | PQ | AN | 19918.584 | 8101705 | no | no |  |  | no |  |  | 1384976.177 | 15354320.602 |  | -1
node_1385023_74_15346792_497 |  |  | PQ | ABCN | 19918.584 | 8101705 | no | no |  |  | no |  |  | 1385023.74 | 15346792.497 |  | -1
node_1385081_777_15337846_989 |  |  | PQ | AN | 2771.281 | 8101705 | no | no |  |  | no |  |  | 1385081.777 | 15337846.989 |  | -1
node_1385104_87_15354138_397 |  |  | PQ | AN | 19918.584 | 8101705 | no | no |  |  | no |  |  | 1385104.87 | 15354138.397 |  | -1
node_1385131_299_15320675_921 |  |  | PQ | AN | 2771.281 | 8101705 | no | no |  |  | no |  |  | 1385131.299 | 15320675.921 |  | -1
node_1385142_5_15347186_855 |  |  | PQ | AN | 19918.584 | 8101705 | no | no |  |  | no |  |  | 1385142.5 | 15347186.855 |  | -1
node_1385171_372_15330436_439 |  |  | PQ | ABCN | 19918.584 | 8101705 | no | no |  |  | no |  |  | 1385171.372 | 15330436.439 |  | -1
node_1385235_072_15320123_366 |  |  | PQ | AN | 2771.281 | 8101705 | no | no |  |  | no |  |  | 1385235.072 | 15320123.366 |  | -1
node_1385236_264_15353806_297 |  |  | PQ | AN | 19918.584 | 8101705 | no | no |  |  | no |  |  | 1385236.264 | 15353806.297 |  | -1
node_1385314_007_15318941_068 |  |  | PQ | AN | 2771.281 | 8101705 | no | no |  |  | no |  |  | 1385314.007 | 15318941.068 |  | -1
node_1385327_222_15318729_487 |  |  | PQ | AN | 2771.281 | 8101705 | no | no |  |  | no |  |  | 1385327.222 | 15318729.487 |  | -1
node_1385335_092_15353392_209 |  |  | PQ | AN | 19918.584 | 8101705 | no | no |  |  | no |  |  | 1385335.092 | 15353392.209 |  | -1
node_1385346_707_15346656_77 |  |  | PQ | ABCN | 19918.584 | 8101705 | no | no |  |  | no |  |  | 1385346.707 | 15346656.77 |  | -1
node_1385351_278_15318329_649 |  |  | PQ | AN | 2771.281 | 8101705 | no | no |  |  | no |  |  | 1385351.278 | 15318329.649 |  | -1
node_1385371_553_15337901_206 |  |  | PQ | AN | 2771.281 | 8101705 | no | no |  |  | no |  |  | 1385371.553 | 15337901.206 |  | -1
node_1385374_426_15353197_296 |  |  | PQ | AN | 19918.584 | 8101705 | no | no |  |  | no |  |  | 1385374.426 | 15353197.296 |  | -1
node_1385392_875_15317694_211 |  |  | PQ | AN | 2771.281 | 8101705 | no | no |  |  | no |  |  | 1385392.875 | 15317694.211 |  | -1
node_1385435_348_15318089_164 |  |  | PQ | AN | 2771.281 | 8101705 | no | no |  |  | no |  |  | 1385435.348 | 15318089.164 |  | -1
node_1385478_553_15352776_181 |  |  | PQ | AN | 19918.584 | 8101705 | no | no |  |  | no |  |  | 1385478.553 | 15352776.181 |  | -1
node_1385488_282_15333486_583 |  |  | PQ | AN | 2771.281 | 8101705 | no | no |  |  | no |  |  | 1385488.282 | 15333486.583 |  | -1
node_1385518_993_15317387_506 |  |  | PQ | AN | 2771.281 | 8101705 | no | no |  |  | no |  |  | 1385518.993 | 15317387.506 |  | -1
node_1385529_798_15347286_235 |  |  | PQ | AN | 19918.584 | 8101705 | no | no |  |  | no |  |  | 1385529.798 | 15347286.235 |  | -1
node_1385581_984_15353800_229 |  |  | PQ | AN | 19918.584 | 8101705 | no | no |  |  | no |  |  | 1385581.984 | 15353800.229 |  | -1
node_1385587_356_15323764_579 |  |  | PQ | AN | 2771.281 | 8101705 | no | no |  |  | no |  |  | 1385587.356 | 15323764.579 |  | -1
node_1385590_56_15330269_374 |  |  | PQ | ABCN | 19918.584 | 8101705 | no | no |  |  | no |  |  | 1385590.56 | 15330269.374 |  | -1
node_1385604_615_15330895_606 |  |  | PQ | AN | 19918.584 | 8101705 | no | no |  |  | no |  |  | 1385604.615 | 15330895.606 |  | -1
node_1385638_356_15317064_112 |  |  | PQ | AN | 2771.281 | 8101705 | no | no |  |  | no |  |  | 1385638.356 | 15317064.112 |  | -1
node_1385691_624_15331961_722 |  |  | PQ | AN | 19918.584 | 8101705 | no | no |  |  | no |  |  | 1385691.624 | 15331961.722 |  | -1
node_1385765_926_15333495_884 |  |  | PQ | AN | 2771.281 | 8101705 | no | no |  |  | no |  |  | 1385765.926 | 15333495.884 |  | -1
node_1385789_301_15316892_077 |  |  | PQ | AN | 2771.281 | 8101705 | no | no |  |  | no |  |  | 1385789.301 | 15316892.077 |  | -1
node_1385790_995_15316606_166 |  |  | PQ | AN | 2771.281 | 8101705 | no | no |  |  | no |  |  | 1385790.995 | 15316606.166 |  | -1
node_1385836_232_15352154_482 |  |  | PQ | AN | 19918.584 | 8101705 | no | no |  |  | no |  |  | 1385836.232 | 15352154.482 |  | -1
node_1385844_777_15351879_743 |  |  | PQ | AN | 19918.584 | 8101705 | no | no |  |  | no |  |  | 1385844.777 | 15351879.743 |  | -1
node_1385888_63_15331638_333 |  |  | PQ | AN | 19918.584 | 8101705 | no | no |  |  | no |  |  | 1385888.63 | 15331638.333 |  | -1
node_1385911_276_15331079_019 |  |  | PQ | AN | 19918.584 | 8101705 | no | no |  |  | no |  |  | 1385911.276 | 15331079.019 |  | -1
node_1385960_936_15351650_855 |  |  | PQ | AN | 19918.584 | 8101705 | no | no |  |  | no |  |  | 1385960.936 | 15351650.855 |  | -1
node_1385980_328_15353816_434 |  |  | PQ | AN | 19918.584 | 8101705 | no | no |  |  | no |  |  | 1385980.328 | 15353816.434 |  | -1
node_1385986_344_15331365_751 |  |  | PQ | AN | 19918.584 | 8101705 | no | no |  |  | no |  |  | 1385986.344 | 15331365.751 |  | -1
node_1386056_046_15337888_581 |  |  | PQ | AN | 2771.281 | 8101705 | no | no |  |  | no |  |  | 1386056.046 | 15337888.581 |  | -1
node_1386076_602_15333505_87 |  |  | PQ | AN | 2771.281 | 8101705 | no | no |  |  | no |  |  | 1386076.602 | 15333505.87 |  | -1
node_1386102_994_15338154_238 |  |  | PQ | AN | 2771.281 | 8101705 | no | no |  |  | no |  |  | 1386102.994 | 15338154.238 |  | -1
node_1386109_182_15351508_33 |  |  | PQ | AN | 19918.584 | 8101705 | no | no |  |  | no |  |  | 1386109.182 | 15351508.33 |  | -1
node_1386183_745_15351208_749 |  |  | PQ | AN | 19918.584 | 8101705 | no | no |  |  | no |  |  | 1386183.745 | 15351208.749 |  | -1
node_1386206_095_15352535_125 |  |  | PQ | AN | 19918.584 | 8101705 | no | no |  |  | no |  |  | 1386206.095 | 15352535.125 |  | -1
node_1386262_549_15329842_223 |  |  | PQ | ABCN | 19918.584 | 8101705 | no | no |  |  | no |  |  | 1386262.549 | 15329842.223 |  | -1
node_1386334_123_15353864_425 |  |  | PQ | AN | 19918.584 | 8101705 | no | no |  |  | no |  |  | 1386334.123 | 15353864.425 |  | -1
node_1386338_513_15346030_025 |  |  | PQ | AN | 19918.584 | 8101705 | no | no |  |  | no |  |  | 1386338.513 | 15346030.025 |  | -1
node_1386407_049_15337793_584 |  |  | PQ | AN | 2771.281 | 8101705 | no | no |  |  | no |  |  | 1386407.049 | 15337793.584 |  | -1
node_1386488_928_15329474_801 |  |  | PQ | ABCN | 19918.584 | 8101705 | no | no |  |  | no |  |  | 1386488.928 | 15329474.801 |  | -1
node_1386629_422_15338424_877 |  |  | PQ | AN | 2771.281 | 8101705 | no | no |  |  | no |  |  | 1386629.422 | 15338424.877 |  | -1
node_1386631_388_15338940_57 |  |  | PQ | AN | 2771.281 | 8101705 | no | no |  |  | no |  |  | 1386631.388 | 15338940.57 |  | -1
node_1386682_708_15333534_536 |  |  | PQ | AN | 2771.281 | 8101705 | no | no |  |  | no |  |  | 1386682.708 | 15333534.536 |  | -1
node_1386699_333_15349683_279 |  |  | PQ | AD | 19918.584 | 8101705 | no | no |  |  | no |  |  | 1386699.333 | 15349683.279 |  | -1
node_1386700_81_15328974_665 |  |  | PQ | AN | 19918.584 | 8101705 | no | no |  |  | no |  |  | 1386700.81 | 15328974.665 |  | -1
node_1386716_974_15349506_461 |  |  | PQ | AN | 19918.584 | 8101705 | no | no |  |  | no |  |  | 1386716.974 | 15349506.461 |  | -1
node_1386718_228_15323399_677 |  |  | PQ | AN | 2771.281 | 8101705 | no | no |  |  | no |  |  | 1386718.228 | 15323399.677 |  | -1
node_1386759_475_15337321_161 |  |  | PQ | AN | 2771.281 | 8101705 | no | no |  |  | no |  |  | 1386759.475 | 15337321.161 |  | -1
node_1386797_429_15344963_094 |  |  | PQ | ABCN | 19918.584 | 8101705 | no | no |  |  | no |  |  | 1386797.429 | 15344963.094 |  | -1
node_1386802_425_15331684_935 |  |  | PQ | AN | 2771.281 | 8101705 | no | no |  |  | no |  |  | 1386802.425 | 15331684.935 |  | -1
node_1386873_032_15353358_641 |  |  | PQ | AN | 19918.584 | 8101705 | no | no |  |  | no |  |  | 1386873.032 | 15353358.641 |  | -1
node_1386930_336_15353911_736 |  |  | PQ | AN | 19918.584 | 8101705 | no | no |  |  | no |  |  | 1386930.336 | 15353911.736 |  | -1
node_1386973_342_15328923_599 |  |  | PQ | ABCN | 19918.584 | 8101705 | no | no |  |  | no |  |  | 1386973.342 | 15328923.599 |  | -1
node_1386974_034_15344956_431 |  |  | PQ | ABCN | 19918.584 | 8101705 | no | no |  |  | no |  |  | 1386974.034 | 15344956.431 |  | -1
node_1387004_023_15331759_587 |  |  | PQ | AN | 2771.281 | 8101705 | no | no |  |  | no |  |  | 1387004.023 | 15331759.587 |  | -1
node_1387019_463_15338526_021 |  |  | PQ | AN | 2771.281 | 8101705 | no | no |  |  | no |  |  | 1387019.463 | 15338526.021 |  | -1
node_1387022_439_15331230_294 |  |  | PQ | AN | 2771.281 | 8101705 | no | no |  |  | no |  |  | 1387022.439 | 15331230.294 |  | -1
node_1387032_125_15349200_53 |  |  | PQ | AN | 19918.584 | 8101705 | no | no |  |  | no |  |  | 1387032.125 | 15349200.53 |  | -1
node_1387032_908_15332040_305 |  |  | PQ | AN | 2771.281 | 8101705 | no | no |  |  | no |  |  | 1387032.908 | 15332040.305 |  | -1
node_1387034_891_15330985_392 |  |  | PQ | AN | 2771.281 | 8101705 | no | no |  |  | no |  |  | 1387034.891 | 15330985.392 |  | -1
node_1387040_883_15338944_817 |  |  | PQ | AN | 2771.281 | 8101705 | no | no |  |  | no |  |  | 1387040.883 | 15338944.817 |  | -1
node_1387041_764_15332949_498 |  |  | PQ | AN | 2771.281 | 8101705 | no | no |  |  | no |  |  | 1387041.764 | 15332949.498 |  | -1
node_1387050_108_15329943_119 |  |  | PQ | AN | 19918.584 | 8101705 | no | no |  |  | no |  |  | 1387050.108 | 15329943.119 |  | -1
node_1387087_396_15330599_077 |  |  | PQ | AN | 2771.281 | 8101705 | no | no |  |  | no |  |  | 1387087.396 | 15330599.077 |  | -1
node_1387099_999_15329701_822 |  |  | PQ | AN | 19918.584 | 8101705 | no | no |  |  | no |  |  | 1387099.999 | 15329701.822 |  | -1
node_1387118_973_15323481_649 |  |  | PQ | AN | 2771.281 | 8101705 | no | no |  |  | no |  |  | 1387118.973 | 15323481.649 |  | -1
node_1387120_411_15333771_551 |  |  | PQ | AN | 2771.281 | 8101705 | no | no |  |  | no |  |  | 1387120.411 | 15333771.551 |  | -1
node_1387141_169_15329417_778 |  |  | PQ | AN | 19918.584 | 8101705 | no | no |  |  | no |  |  | 1387141.169 | 15329417.778 |  | -1
node_1387163_972_15338727_756 |  |  | PQ | AN | 2771.281 | 8101705 | no | no |  |  | no |  |  | 1387163.972 | 15338727.756 |  | -1
node_1387166_087_15337454_78 |  |  | PQ | AN | 2771.281 | 8101705 | no | no |  |  | no |  |  | 1387166.087 | 15337454.78 |  | -1
node_1387186_705_15330118_039 |  |  | PQ | AN | 19918.584 | 8101705 | no | no |  |  | no |  |  | 1387186.705 | 15330118.039 |  | -1
node_1387295_209_15323248_175 |  |  | PQ | AN | 2771.281 | 8101705 | no | no |  |  | no |  |  | 1387295.209 | 15323248.175 |  | -1
node_1387316_903_15348805_943 |  |  | PQ | AN | 19918.584 | 8101705 | no | no |  |  | no |  |  | 1387316.903 | 15348805.943 |  | -1
node_1387337_247_15322975_293 |  |  | PQ | AN | 2771.281 | 8101705 | no | no |  |  | no |  |  | 1387337.247 | 15322975.293 |  | -1
node_1387351_373_15326776_702 |  |  | PQ | AN | 19918.584 | 8101705 | no | no |  |  | no |  |  | 1387351.373 | 15326776.702 |  | -1
node_1387354_071_15328668_871 |  |  | PQ | ABCN | 19918.584 | 8101705 | no | no |  |  | no |  |  | 1387354.071 | 15328668.871 |  | -1
node_1387373_401_15348437_208 |  |  | PQ | AN | 19918.584 | 8101705 | no | no |  |  | no |  |  | 1387373.401 | 15348437.208 |  | -1
node_1387513_609_15331257_155 |  |  | PQ | AN | 2771.281 | 8101705 | no | no |  |  | no |  |  | 1387513.609 | 15331257.155 |  | -1
node_1387551_334_15339218_805 |  |  | PQ | AN | 2771.281 | 8101705 | no | no |  |  | no |  |  | 1387551.334 | 15339218.805 |  | -1
node_1387569_189_15322442_346 |  |  | PQ | AN | 2771.281 | 8101705 | no | no |  |  | no |  |  | 1387569.189 | 15322442.346 |  | -1
node_1387574_262_15338771_95 |  |  | PQ | AN | 2771.281 | 8101705 | no | no |  |  | no |  |  | 1387574.262 | 15338771.95 |  | -1
node_1387616_661_15354005_237 |  |  | PQ | AN | 19918.584 | 8101705 | no | no |  |  | no |  |  | 1387616.661 | 15354005.237 |  | -1
node_1387637_213_15337290_904 |  |  | PQ | AN | 2771.281 | 8101705 | no | no |  |  | no |  |  | 1387637.213 | 15337290.904 |  | -1
node_1387713_362_15333511_135 |  |  | PQ | AN | 2771.281 | 8101705 | no | no |  |  | no |  |  | 1387713.362 | 15333511.135 |  | -1
node_1387717_224_15327764_253 |  |  | PQ | ABCN | 19918.584 | 8101705 | no | no |  |  | no |  |  | 1387717.224 | 15327764.253 |  | -1
node_1387723_288_15344245_747 |  |  | PQ | ABCN | 19918.584 | 8101705 | no | no |  |  | no |  |  | 1387723.288 | 15344245.747 |  | -1
node_1387736_553_15336885_572 |  |  | PQ | AN | 2771.281 | 8101705 | no | no |  |  | no |  |  | 1387736.553 | 15336885.572 |  | -1
node_1387800_65_15344188_159 |  |  | PQ | ABCN | 19918.584 | 8101705 | no | no |  |  | no |  |  | 1387800.65 | 15344188.159 |  | -1
node_1387826_321_15354024_737 |  |  | PQ | AN | 19918.584 | 8101705 | no | no |  |  | no |  |  | 1387826.321 | 15354024.737 |  | -1
node_1387875_348_15327514_179 |  |  | PQ | ABCN | 19918.584 | 8101705 | no | no |  |  | no |  |  | 1387875.348 | 15327514.179 |  | -1
node_1387936_725_15322056_47 |  |  | PQ | AN | 2771.281 | 8101705 | no | no |  |  | no |  |  | 1387936.725 | 15322056.47 |  | -1
node_1388031_661_15348059_458 |  |  | PQ | AN | 19918.584 | 8101705 | no | no |  |  | no |  |  | 1388031.661 | 15348059.458 |  | -1
node_1388079_73_15327358_619 |  |  | PQ | ABCN | 19918.584 | 8101705 | no | no |  |  | no |  |  | 1388079.73 | 15327358.619 |  | -1
node_1388189_3_15327119_27 |  |  | PQ | ABCN | 19918.584 | 8101705 | no | no |  |  | no |  |  | 1388189.3 | 15327119.27 |  | -1
node_1388284_791_15354140_466 |  |  | PQ | AN | 19918.584 | 8101705 | no | no |  |  | no |  |  | 1388284.791 | 15354140.466 |  | -1
node_1388301_763_15326954_041 |  |  | PQ | ABCN | 19918.584 | 8101705 | no | no |  |  | no |  |  | 1388301.763 | 15326954.041 |  | -1
node_1388408_993_15343597_645 |  |  | PQ | ABCN | 19918.584 | 8101705 | no | no |  |  | no |  |  | 1388408.993 | 15343597.645 |  | -1
node_1388438_348_15326861_221 |  |  | PQ | AN | 19918.584 | 8101705 | no | no |  |  | no |  |  | 1388438.348 | 15326861.221 |  | -1
node_1388475_434_15353937_706 |  |  | PQ | AN | 19918.584 | 8101705 | no | no |  |  | no |  |  | 1388475.434 | 15353937.706 |  | -1
node_1388520_863_15339110_333 |  |  | PQ | AN | 2771.281 | 8101705 | no | no |  |  | no |  |  | 1388520.863 | 15339110.333 |  | -1
node_1388637_741_15343370_002 |  |  | PQ | ABCN | 19918.584 | 8101705 | no | no |  |  | no |  |  | 1388637.741 | 15343370.002 |  | -1
node_1388661_105_15323444_971 |  |  | PQ | AN | 2771.281 | 8101705 | no | no |  |  | no |  |  | 1388661.105 | 15323444.971 |  | -1
node_1388687_895_15325883_415 |  |  | PQ | AN | 19918.584 | 8101705 | no | no |  |  | no |  |  | 1388687.895 | 15325883.415 |  | -1
node_1388720_832_15326505_213 |  |  | PQ | ABCN | 19918.584 | 8101705 | no | no |  |  | no |  |  | 1388720.832 | 15326505.213 |  | -1
node_1388839_728_15326314_768 |  |  | PQ | ABCN | 19918.584 | 8101705 | no | no |  |  | no |  |  | 1388839.728 | 15326314.768 |  | -1
node_1388925_507_15354780_631 |  |  | PQ | AN | 19918.584 | 8101705 | no | no |  |  | no |  |  | 1388925.507 | 15354780.631 |  | -1
node_1388951_755_15326021_478 |  |  | PQ | ABCN | 19918.584 | 8101705 | no | no |  |  | no |  |  | 1388951.755 | 15326021.478 |  | -1
node_1388960_9_15347341_22 |  |  | PQ | AN | 19918.584 | 8101705 | no | no |  |  | no |  |  | 1388960.9 | 15347341.22 |  | -1
node_1388961_522_15343052_635 |  |  | PQ | ABCN | 19918.584 | 8101705 | no | no |  |  | no |  |  | 1388961.522 | 15343052.635 |  | -1
node_1389048_881_15346863_592 |  |  | PQ | AN | 19918.584 | 8101705 | no | no |  |  | no |  |  | 1389048.881 | 15346863.592 |  | -1
node_1389097_034_15336857_184 |  |  | PQ | AN | 2771.281 | 8101705 | no | no |  |  | no |  |  | 1389097.034 | 15336857.184 |  | -1
node_1389102_793_15325810_266 |  |  | PQ | ABCN | 19918.584 | 8101705 | no | no |  |  | no |  |  | 1389102.793 | 15325810.266 |  | -1
node_1389172_102_15323491_37 |  |  | PQ | AN | 2771.281 | 8101705 | no | no |  |  | no |  |  | 1389172.102 | 15323491.37 |  | -1
node_1389179_963_15354358_26 |  |  | PQ | AN | 19918.584 | 8101705 | no | no |  |  | no |  |  | 1389179.963 | 15354358.26 |  | -1
node_1389243_344_15342748_056 |  |  | PQ | ABCN | 19918.584 | 8101705 | no | no |  |  | no |  |  | 1389243.344 | 15342748.056 |  | -1
node_1389251_358_15325643_535 |  |  | PQ | ABCN | 19918.584 | 8101705 | no | no |  |  | no |  |  | 1389251.358 | 15325643.535 |  | -1
node_1389292_434_15323924_523 |  |  | PQ | AN | 2771.281 | 8101705 | no | no |  |  | no |  |  | 1389292.434 | 15323924.523 |  | -1
node_1389348_532_15336739_613 |  |  | PQ | AN | 2771.281 | 8101705 | no | no |  |  | no |  |  | 1389348.532 | 15336739.613 |  | -1
node_1389425_77_15346565_61 |  |  | PQ | AN | 19918.584 | 8101705 | no | no |  |  | no |  |  | 1389425.77 | 15346565.61 |  | -1
node_1389436_032_15323481_456 |  |  | PQ | AN | 2771.281 | 8101705 | no | no |  |  | no |  |  | 1389436.032 | 15323481.456 |  | -1
node_1389470_626_15353626_521 |  |  | PQ | AN | 19918.584 | 8101705 | no | no |  |  | no |  |  | 1389470.626 | 15353626.521 |  | -1
node_1389497_037_15325507_306 |  |  | PQ | ABCN | 19918.584 | 8101705 | no | no |  |  | no |  |  | 1389497.037 | 15325507.306 |  | -1
node_1389499_723_15342379_076 |  |  | PQ | ABCN | 19918.584 | 8101705 | no | no |  |  | no |  |  | 1389499.723 | 15342379.076 |  | -1
node_1389640_728_15336670_385 |  |  | PQ | AN | 2771.281 | 8101705 | no | no |  |  | no |  |  | 1389640.728 | 15336670.385 |  | -1
node_1389667_442_15342124_573 |  |  | PQ | ABCN | 19918.584 | 8101705 | no | no |  |  | no |  |  | 1389667.442 | 15342124.573 |  | -1
node_1389681_435_15325269_533 |  |  | PQ | ABCN | 19918.584 | 8101705 | no | no |  |  | no |  |  | 1389681.435 | 15325269.533 |  | -1
node_1389756_436_15341650_872 |  |  | PQ | AN | 19918.584 | 8101705 | no | no |  |  | no |  |  | 1389756.436 | 15341650.872 |  | -1
node_1389830_904_15325078_894 |  |  | PQ | ABCN | 19918.584 | 8101705 | no | no |  |  | no |  |  | 1389830.904 | 15325078.894 |  | -1
node_1389860_15323465_933 |  |  | PQ | AN | 2771.281 | 8101705 | no | no |  |  | no |  |  | 1389860 | 15323465.933 |  | -1
node_1389900_493_15343515_535 |  |  | PQ | AN | 19918.584 | 8101705 | no | no |  |  | no |  |  | 1389900.493 | 15343515.535 |  | -1
node_1389901_891_15341385_944 |  |  | PQ | AN | 19918.584 | 8101705 | no | no |  |  | no |  |  | 1389901.891 | 15341385.944 |  | -1
node_1389914_525_15344097_344 |  |  | PQ | AN | 19918.584 | 8101705 | no | no |  |  | no |  |  | 1389914.525 | 15344097.344 |  | -1
node_1389915_503_15354046_559 |  |  | PQ | AN | 19918.584 | 8101705 | no | no |  |  | no |  |  | 1389915.503 | 15354046.559 |  | -1
node_1390026_294_15323525_636 |  |  | PQ | AN | 2771.281 | 8101705 | no | no |  |  | no |  |  | 1390026.294 | 15323525.636 |  | -1
node_1390121_758_15343225_98 |  |  | PQ | AN | 19918.584 | 8101705 | no | no |  |  | no |  |  | 1390121.758 | 15343225.98 |  | -1
node_1390153_922_15341213_091 |  |  | PQ | ABCN | 19918.584 | 8101705 | no | no |  |  | no |  |  | 1390153.922 | 15341213.091 |  | -1
node_1390207_844_15341693_633 |  |  | PQ | AN | 19918.584 | 8101705 | no | no |  |  | no |  |  | 1390207.844 | 15341693.633 |  | -1
node_1390229_955_15324578_121 |  |  | PQ | ABCN | 19918.584 | 8101705 | no | no |  |  | no |  |  | 1390229.955 | 15324578.121 |  | -1
node_1390257_162_15345843_49 |  |  | PQ | AN | 19918.584 | 8101705 | no | no |  |  | no |  |  | 1390257.162 | 15345843.49 |  | -1
node_1390394_484_15341013_115 |  |  | PQ | ABCN | 19918.584 | 8101705 | no | no |  |  | no |  |  | 1390394.484 | 15341013.115 |  | -1
node_1390412_856_15345264_149 |  |  | PQ | AN | 19918.584 | 8101705 | no | no |  |  | no |  |  | 1390412.856 | 15345264.149 |  | -1
node_1390436_311_15323677_731 |  |  | PQ | AN | 2771.281 | 8101705 | no | no |  |  | no |  |  | 1390436.311 | 15323677.731 |  | -1
node_1390483_403_15335976_119 |  |  | PQ | AN | 2771.281 | 8101705 | no | no |  |  | no |  |  | 1390483.403 | 15335976.119 |  | -1
node_1390499_016_15324146_219 |  |  | PQ | ABCN | 19918.584 | 8101705 | no | no |  |  | no |  |  | 1390499.016 | 15324146.219 |  | -1
node_1390525_574_15340844_054 |  |  | PQ | ABCN | 19918.584 | 8101705 | no | no |  |  | no |  |  | 1390525.574 | 15340844.054 |  | -1
node_1390590_361_15345001_108 |  |  | PQ | AN | 19918.584 | 8101705 | no | no |  |  | no |  |  | 1390590.361 | 15345001.108 |  | -1
node_1390610_822_15343582_722 |  |  | PQ | AN | 19918.584 | 8101705 | no | no |  |  | no |  |  | 1390610.822 | 15343582.722 |  | -1
node_1390723_04_15340647_667 |  |  | PQ | ABCN | 19918.584 | 8101705 | no | no |  |  | no |  |  | 1390723.04 | 15340647.667 |  | -1
node_1390728_617_15344690_973 |  |  | PQ | AN | 19918.584 | 8101705 | no | no |  |  | no |  |  | 1390728.617 | 15344690.973 |  | -1
node_1390907_303_15323512_422 |  |  | PQ | ABCN | 19918.584 | 8101705 | no | no |  |  | no |  |  | 1390907.303 | 15323512.422 |  | -1
node_1390911_887_15344103_753 |  |  | PQ | AN | 19918.584 | 8101705 | no | no |  |  | no |  |  | 1390911.887 | 15344103.753 |  | -1
node_1390927_027_15340450_65 |  |  | PQ | ABCN | 19918.584 | 8101705 | no | no |  |  | no |  |  | 1390927.027 | 15340450.65 |  | -1
node_1390963_334_15336648_848 |  |  | PQ | AN | 2771.281 | 8101705 | no | no |  |  | no |  |  | 1390963.334 | 15336648.848 |  | -1
node_1390968_676_15343926_441 |  |  | PQ | AN | 19918.584 | 8101705 | no | no |  |  | no |  |  | 1390968.676 | 15343926.441 |  | -1
node_1391013_454_15343047_183 |  |  | PQ | AN | 19918.584 | 8101705 | no | no |  |  | no |  |  | 1391013.454 | 15343047.183 |  | -1
node_1391021_147_15319836_122 |  |  | PQ | AN | 2771.281 | 8101705 | no | no |  |  | no |  |  | 1391021.147 | 15319836.122 |  | -1
node_1391085_036_15343550_026 |  |  | PQ | AN | 19918.584 | 8101705 | no | no |  |  | no |  |  | 1391085.036 | 15343550.026 |  | -1
node_1391089_39_15323285_459 |  |  | PQ | ABCN | 19918.584 | 8101705 | no | no |  |  | no |  |  | 1391089.39 | 15323285.459 |  | -1
node_1391123_77_15336427_173 |  |  | PQ | AN | 2771.281 | 8101705 | no | no |  |  | no |  |  | 1391123.77 | 15336427.173 |  | -1
node_1391160_383_15340180_253 |  |  | PQ | ABCN | 19918.584 | 8101705 | no | no |  |  | no |  |  | 1391160.383 | 15340180.253 |  | -1
node_1391251_124_15346303_472 |  |  | PQ | AN | 19918.584 | 8101705 | no | no |  |  | no |  |  | 1391251.124 | 15346303.472 |  | -1
node_1391252_897_15342519_934 |  |  | PQ | AN | 19918.584 | 8101705 | no | no |  |  | no |  |  | 1391252.897 | 15342519.934 |  | -1
node_1391260_211_15323139_344 |  |  | PQ | ABCN | 19918.584 | 8101705 | no | no |  |  | no |  |  | 1391260.211 | 15323139.344 |  | -1
node_1391265_481_15342287_315 |  |  | PQ | AN | 19918.584 | 8101705 | no | no |  |  | no |  |  | 1391265.481 | 15342287.315 |  | -1
node_1391268_965_15341945_732 |  |  | PQ | AN | 19918.584 | 8101705 | no | no |  |  | no |  |  | 1391268.965 | 15341945.732 |  | -1
node_1391342_508_15341531_214 |  |  | PQ | AN | 19918.584 | 8101705 | no | no |  |  | no |  |  | 1391342.508 | 15341531.214 |  | -1
node_1391379_164_15345930_299 |  |  | PQ | AN | 19918.584 | 8101705 | no | no |  |  | no |  |  | 1391379.164 | 15345930.299 |  | -1
node_1391381_287_15336419_783 |  |  | PQ | AN | 2771.281 | 8101705 | no | no |  |  | no |  |  | 1391381.287 | 15336419.783 |  | -1
node_1391450_127_15340787_654 |  |  | PQ | AN | 19918.584 | 8101705 | no | no |  |  | no |  |  | 1391450.127 | 15340787.654 |  | -1
node_1391506_165_15345253_646 |  |  | PQ | AN | 19918.584 | 8101705 | no | no |  |  | no |  |  | 1391506.165 | 15345253.646 |  | -1
node_1391539_518_15342835_102 |  |  | PQ | AN | 19918.584 | 8101705 | no | no |  |  | no |  |  | 1391539.518 | 15342835.102 |  | -1
node_1391593_369_15343317_616 |  |  | PQ | AN | 19918.584 | 8101705 | no | no |  |  | no |  |  | 1391593.369 | 15343317.616 |  | -1
node_1391618_658_15322868_01 |  |  | PQ | ABCN | 19918.584 | 8101705 | no | no |  |  | no |  |  | 1391618.658 | 15322868.01 |  | -1
node_1391625_097_15340401_46 |  |  | PQ | ABCN | 19918.584 | 8101705 | no | no |  |  | no |  |  | 1391625.097 | 15340401.46 |  | -1
node_1391637_148_15346483_819 |  |  | PQ | AN | 19918.584 | 8101705 | no | no |  |  | no |  |  | 1391637.148 | 15346483.819 |  | -1
node_1391647_918_15339942_207 |  |  | PQ | ABCN | 19918.584 | 8101705 | no | no |  |  | no |  |  | 1391647.918 | 15339942.207 |  | -1
node_1391704_646_15346781_019 |  |  | PQ | AN | 19918.584 | 8101705 | no | no |  |  | no |  |  | 1391704.646 | 15346781.019 |  | -1
node_1391892_03_15339231_43 |  |  | PQ | ABCN | 19918.584 | 8101705 | no | no |  |  | no |  |  | 1391892.03 | 15339231.43 |  | -1
node_1391902_669_15353391_362 |  |  | PQ | ABCN | 0 | 8101705 | no | no |  |  | no |  |  | 1391902.669 | 15353391.362 |  | -1
node_1391911_103_15352593_647 |  |  | PQ | AN | 0 | 8101705 | no | no |  |  | no |  |  | 1391911.103 | 15352593.647 |  | -1
node_1391929_923_15322702_367 |  |  | PQ | ABCN | 19918.584 | 8101705 | no | no |  |  | no |  |  | 1391929.923 | 15322702.367 |  | -1
node_1391961_659_15339402_327 |  |  | PQ | ABCN | 19918.584 | 8101705 | no | no |  |  | no |  |  | 1391961.659 | 15339402.327 |  | -1
node_1392018_254_15353414_024 |  |  | PQ | AN | 0 | 8101705 | no | no |  |  | no |  |  | 1392018.254 | 15353414.024 |  | -1
node_1392029_828_15338336_852 |  |  | PQ | ABCN | 19918.584 | 8101705 | no | no |  |  | no |  |  | 1392029.828 | 15338336.852 |  | -1
node_1392040_149_15340723_863 |  |  | PQ | ABCN | 19918.584 | 8101705 | no | no |  |  | no |  |  | 1392040.149 | 15340723.863 |  | -1
node_1392047_039_15348499_84 |  |  | PQ | ABCN | 2771.281 | 8101705 | no | no |  |  | no |  |  | 1392047.039 | 15348499.84 |  | -1
node_1392050_583_15347929_85 |  |  | PQ | ABCN | 2771.281 | 8101705 | no | no |  |  | no |  |  | 1392050.583 | 15347929.85 |  | -1
node_1392055_993_15322272_207 |  |  | PQ | AN | 19918.584 | 8101705 | no | no |  |  | no |  |  | 1392055.993 | 15322272.207 |  | -1
node_1392070_562_15352894_367 |  |  | PQ | ABCN | 0 | 8101705 | no | no |  |  | no |  |  | 1392070.562 | 15352894.367 |  | -1
node_1392075_196_15353231_583 |  |  | PQ | AN | 0 | 8101705 | no | no |  |  | no |  |  | 1392075.196 | 15353231.583 |  | -1
node_1392082_666_15353211_409 |  |  | PQ | AN | 0 | 8101705 | no | no |  |  | no |  |  | 1392082.666 | 15353211.409 |  | -1
node_1392106_858_15319847_652 |  |  | PQ | AN | 2771.281 | 8101705 | no | no |  |  | no |  |  | 1392106.858 | 15319847.652 |  | -1
node_1392123_462_15338788_881 |  |  | PQ | ABCN | 19918.584 | 8101705 | no | no |  |  | no |  |  | 1392123.462 | 15338788.881 |  | -1
node_1392123_776_15339416_11 |  |  | PQ | ABCN | 19918.584 | 8101705 | no | no |  |  | no |  |  | 1392123.776 | 15339416.11 |  | -1
node_1392127_161_15337705_974 |  |  | PQ | ABCN | 19918.584 | 8101705 | no | no |  |  | no |  |  | 1392127.161 | 15337705.974 |  | -1
node_1392128_513_15338763_179 |  |  | PQ | ABCN | 19918.584 | 8101705 | no | no |  |  | no |  |  | 1392128.513 | 15338763.179 |  | -1
node_1392143_039_15338221_715 |  |  | PQ | ABCN | 19918.584 | 8101705 | no | no |  |  | no |  |  | 1392143.039 | 15338221.715 |  | -1
node_1392147_376_15338169_276 |  |  | PQ | ABCN | 19918.584 | 8101705 | no | no |  |  | no |  |  | 1392147.376 | 15338169.276 |  | -1
node_1392147_775_15338195_902 |  |  | PQ | ABCN | 19918.584 | 8101705 | no | no |  |  | no |  |  | 1392147.775 | 15338195.902 |  | -1
node_1392149_392_15340756_273 |  |  | PQ | ABCN | 19918.584 | 8101705 | no | no |  |  | no |  |  | 1392149.392 | 15340756.273 |  | -1
node_1392163_125_15340775_567 |  |  | PQ | ABCN | 19918.584 | 8101705 | no | no |  |  | no |  |  | 1392163.125 | 15340775.567 |  | -1
node_1392172_701_15340798_953 |  |  | PQ | ABCN | 19918.584 | 8101705 | no | no |  |  | no |  |  | 1392172.701 | 15340798.953 |  | -1
node_1392172_715_15348942_358 |  |  | PQ | ABCN | 2771.281 | 8101705 | no | no |  |  | no |  |  | 1392172.715 | 15348942.358 |  | -1
node_1392182_522_15337451_424 |  |  | PQ | ABCN | 19918.584 | 8101705 | no | no |  |  | no |  |  | 1392182.522 | 15337451.424 |  | -1
node_1392191_511_15336452_877 |  |  | PQ | AN | 2771.281 | 8101705 | no | no |  |  | no |  |  | 1392191.511 | 15336452.877 |  | -1
node_1392205_554_15322619_274 |  |  | PQ | ABCN | 19918.584 | 8101705 | no | no |  |  | no |  |  | 1392205.554 | 15322619.274 |  | -1
node_1392209_41_15336865_859 |  |  | PQ | ABCN | 19918.584 | 8101705 | no | no |  |  | no |  |  | 1392209.41 | 15336865.859 |  | -1
node_1392211_847_15336852_83 |  |  | PQ | ABCN | 19918.584 | 8101705 | no | no |  |  | no |  |  | 1392211.847 | 15336852.83 |  | -1
node_1392240_907_15352521_313 |  |  | PQ | ABCN | 2771.281 | 8101705 | no | no |  |  | no |  |  | 1392240.907 | 15352521.313 |  | -1
node_1392266_678_15347524_602 |  |  | PQ | ABCN | 2771.281 | 8101705 | no | no |  |  | no |  |  | 1392266.678 | 15347524.602 |  | -1
node_1392282_14_15337329_878 |  |  | PQ | ABCN | 19918.584 | 8101705 | no | no |  |  | no |  |  | 1392282.14 | 15337329.878 |  | -1
node_1392341_024_15319813_412 |  |  | PQ | AN | 2771.281 | 8101705 | no | no |  |  | no |  |  | 1392341.024 | 15319813.412 |  | -1
node_1392348_508_15337209_392 |  |  | PQ | AN | 19918.584 | 8101705 | no | no |  |  | no |  |  | 1392348.508 | 15337209.392 |  | -1
node_1392355_032_15352226_912 |  |  | PQ | ABCN | 2771.281 | 8101705 | no | no |  |  | no |  |  | 1392355.032 | 15352226.912 |  | -1
node_1392363_211_15351793_073 |  |  | PQ | ABCN | 2771.281 | 8101705 | no | no |  |  | no |  |  | 1392363.211 | 15351793.073 |  | -1
node_1392416_165_15347158_607 |  |  | PQ | ABCN | 2771.281 | 8101705 | no | no |  |  | no |  |  | 1392416.165 | 15347158.607 |  | -1
node_1392423_833_15322638_568 |  |  | PQ | ABCN | 19918.584 | 8101705 | no | no |  |  | no |  |  | 1392423.833 | 15322638.568 |  | -1
node_1392430_203_15351375_257 |  |  | PQ | ABCN | 2771.281 | 8101705 | no | no |  |  | no |  |  | 1392430.203 | 15351375.257 |  | -1
node_1392435_338_15350034_251 |  |  | PQ | ABCN | 2771.281 | 8101705 | no | no |  |  | no |  |  | 1392435.338 | 15350034.251 |  | -1
node_1392450_971_15349491_654 |  |  | PQ | ABCN | 2771.281 | 8101705 | no | no |  |  | no |  |  | 1392450.971 | 15349491.654 |  | -1
node_1392501_815_15350634_674 |  |  | PQ | ABCN | 2771.281 | 8101705 | no | no |  |  | no |  |  | 1392501.815 | 15350634.674 |  | -1
node_1392503_949_15350767_215 |  |  | PQ | ABCN | 2771.281 | 8101705 | no | no |  |  | no |  |  | 1392503.949 | 15350767.215 |  | -1
node_1392516_31_15336750_004 |  |  | PQ | ABCN | 19918.584 | 8101705 | no | no |  |  | no |  |  | 1392516.31 | 15336750.004 |  | -1
node_1392579_654_15319775_728 |  |  | PQ | AN | 2771.281 | 8101705 | no | no |  |  | no |  |  | 1392579.654 | 15319775.728 |  | -1
node_1392622_25_15346670_994 |  |  | PQ | ABCN | 2771.281 | 8101705 | no | no |  |  | no |  |  | 1392622.25 | 15346670.994 |  | -1
node_1392626_764_15347524_245 |  |  | PQ | AN | 385.57 | 8101705 | no | no |  |  | no |  |  | 1392626.764 | 15347524.245 |  | -1
node_1392660_361_15336521_286 |  |  | PQ | ABCN | 19918.584 | 8101705 | no | no |  |  | no |  |  | 1392660.361 | 15336521.286 |  | -1
node_1392709_587_15322597_239 |  |  | PQ | ABCN | 19918.584 | 8101705 | no | no |  |  | no |  |  | 1392709.587 | 15322597.239 |  | -1
node_1392735_853_15346397_873 |  |  | PQ | ABCN | 2771.281 | 8101705 | no | no |  |  | no |  |  | 1392735.853 | 15346397.873 |  | -1
node_1392759_376_15335673_95 |  |  | PQ | AN | 19918.584 | 8101705 | no | no |  |  | no |  |  | 1392759.376 | 15335673.95 |  | -1
node_1392809_602_15347699_676 |  |  | PQ | AN | 385.57 | 8101705 | no | no |  |  | no |  |  | 1392809.602 | 15347699.676 |  | -1
node_1392828_715_15339418_92 |  |  | PQ | ABCN | 19918.584 | 8101705 | no | no |  |  | no |  |  | 1392828.715 | 15339418.92 |  | -1
node_1392860_223_15346105_829 |  |  | PQ | ABCN | 2771.281 | 8101705 | no | no |  |  | no |  |  | 1392860.223 | 15346105.829 |  | -1
node_1392863_783_15337263_696 |  |  | PQ | AN | 19918.584 | 8101705 | no | no |  |  | no |  |  | 1392863.783 | 15337263.696 |  | -1
node_1392881_039_15347387_543 |  |  | PQ | AN | 385.57 | 8101705 | no | no |  |  | no |  |  | 1392881.039 | 15347387.543 |  | -1
node_1392938_971_15345919_256 |  |  | PQ | ABCN | 2771.281 | 8101705 | no | no |  |  | no |  |  | 1392938.971 | 15345919.256 |  | -1
node_1392945_162_15342624_819 |  |  | PQ | AN | 2771.281 | 8101705 | no | no |  |  | no |  |  | 1392945.162 | 15342624.819 |  | -1
node_1392946_455_15319720_651 |  |  | PQ | AN | 2771.281 | 8101705 | no | no |  |  | no |  |  | 1392946.455 | 15319720.651 |  | -1
node_1392993_375_15322548_238 |  |  | PQ | ABCN | 19918.584 | 8101705 | no | no |  |  | no |  |  | 1392993.375 | 15322548.238 |  | -1
node_1393010_647_15342800_201 |  |  | PQ | ABCN | 2771.281 | 8101705 | no | no |  |  | no |  |  | 1393010.647 | 15342800.201 |  | -1
node_1393026_536_15345698_881 |  |  | PQ | ABCN | 2771.281 | 8101705 | no | no |  |  | no |  |  | 1393026.536 | 15345698.881 |  | -1
node_1393127_992_15347560_804 |  |  | PQ | AN | 385.57 | 8101705 | no | no |  |  | no |  |  | 1393127.992 | 15347560.804 |  | -1
node_1393152_958_15345418_096 |  |  | PQ | ABCN | 2771.281 | 8101705 | no | no |  |  | no |  |  | 1393152.958 | 15345418.096 |  | -1
node_1393162_017_15346960_13 |  |  | PQ | AN | 385.57 | 8101705 | no | no |  |  | no |  |  | 1393162.017 | 15346960.13 |  | -1
node_1393163_596_15343082_448 |  |  | PQ | ABCN | 2771.281 | 8101705 | no | no |  |  | no |  |  | 1393163.596 | 15343082.448 |  | -1
node_1393166_56_15342223_429 |  |  | PQ | ABCN | 2771.281 | 8101705 | no | no |  |  | no |  |  | 1393166.56 | 15342223.429 |  | -1
node_1393195_691_15319677_28 |  |  | PQ | AN | 2771.281 | 8101705 | no | no |  |  | no |  |  | 1393195.691 | 15319677.28 |  | -1
node_1393205_134_15341855_865 |  |  | PQ | ABCN | 2771.281 | 8101705 | no | no |  |  | no |  |  | 1393205.134 | 15341855.865 |  | -1
node_1393229_344_15345189_261 |  |  | PQ | ABCN | 2771.281 | 8101705 | no | no |  |  | no |  |  | 1393229.344 | 15345189.261 |  | -1
node_1393238_746_15335703_035 |  |  | PQ | ABCN | 19918.584 | 8101705 | no | no |  |  | no |  |  | 1393238.746 | 15335703.035 |  | -1
node_1393243_18_15345030_217 |  |  | PQ | ABCN | 2771.281 | 8101705 | no | no |  |  | no |  |  | 1393243.18 | 15345030.217 |  | -1
node_1393255_197_15344568_268 |  |  | PQ | ABCN | 2771.281 | 8101705 | no | no |  |  | no |  |  | 1393255.197 | 15344568.268 |  | -1
node_1393266_692_15339993_361 |  |  | PQ | ABCN | 2771.281 | 8101705 | no | no |  |  | no |  |  | 1393266.692 | 15339993.361 |  | -1
node_1393270_927_15343427_934 |  |  | PQ | ABCN | 2771.281 | 8101705 | no | no |  |  | no |  |  | 1393270.927 | 15343427.934 |  | -1
node_1393287_789_15343963_539 |  |  | PQ | ABCN | 2771.281 | 8101705 | no | no |  |  | no |  |  | 1393287.789 | 15343963.539 |  | -1
node_1393321_384_15340821_049 |  |  | PQ | ABCN | 2771.281 | 8101705 | no | no |  |  | no |  |  | 1393321.384 | 15340821.049 |  | -1
node_1393330_515_15342739_408 |  |  | PQ | ABCN | 2771.281 | 8101705 | no | no |  |  | no |  |  | 1393330.515 | 15342739.408 |  | -1
node_1393330_575_15339786_716 |  |  | PQ | ABCN | 2771.281 | 8101705 | no | no |  |  | no |  |  | 1393330.575 | 15339786.716 |  | -1
node_1393340_157_15344235_562 |  |  | PQ | ABCN | 2771.281 | 8101705 | no | no |  |  | no |  |  | 1393340.157 | 15344235.562 |  | -1
node_1393346_226_15322273_486 |  |  | PQ | ABCN | 19918.584 | 8101705 | no | no |  |  | no |  |  | 1393346.226 | 15322273.486 |  | -1
node_1393430_07_15335132_967 |  |  | PQ | ABCN | 19918.584 | 8101705 | no | no |  |  | no |  |  | 1393430.07 | 15335132.967 |  | -1
node_1393451_641_15319678_736 |  |  | PQ | AN | 2771.281 | 8101705 | no | no |  |  | no |  |  | 1393451.641 | 15319678.736 |  | -1
node_1393480_711_15340313_013 |  |  | PQ | AN | 385.57 | 8101705 | no | no |  |  | no |  |  | 1393480.711 | 15340313.013 |  | -1
node_1393513_121_15344393_663 |  |  | PQ | AN | 2771.281 | 8101705 | no | no |  |  | no |  |  | 1393513.121 | 15344393.663 |  | -1
node_1393520_713_15341265_78 |  |  | PQ | AN | 2771.281 | 8101705 | no | no |  |  | no |  |  | 1393520.713 | 15341265.78 |  | -1
node_1393594_105_15334607_283 |  |  | PQ | ABCN | 19918.584 | 8101705 | no | no |  |  | no |  |  | 1393594.105 | 15334607.283 |  | -1
node_1393634_087_15334444_756 |  |  | PQ | ABCN | 19918.584 | 8101705 | no | no |  |  | no |  |  | 1393634.087 | 15334444.756 |  | -1
node_1393637_478_15347384_692 |  |  | PQ | AN | 385.57 | 8101705 | no | no |  |  | no |  |  | 1393637.478 | 15347384.692 |  | -1
node_1393690_935_15319668_432 |  |  | PQ | AN | 2771.281 | 8101705 | no | no |  |  | no |  |  | 1393690.935 | 15319668.432 |  | -1
node_1393714_381_15334197_28 |  |  | PQ | ABCN | 19918.584 | 8101705 | no | no |  |  | no |  |  | 1393714.381 | 15334197.28 |  | -1
node_1393746_752_15322052_267 |  |  | PQ | ABCN | 19918.584 | 8101705 | no | no |  |  | no |  |  | 1393746.752 | 15322052.267 |  | -1
node_1393778_111_15339482_231 |  |  | PQ | AN | 2771.281 | 8101705 | no | no |  |  | no |  |  | 1393778.111 | 15339482.231 |  | -1
node_1393785_431_15333934_11 |  |  | PQ | ABCN | 19918.584 | 8101705 | no | no |  |  | no |  |  | 1393785.431 | 15333934.11 |  | -1
node_1393928_206_15347466_111 |  |  | PQ | AN | 385.57 | 8101705 | no | no |  |  | no |  |  | 1393928.206 | 15347466.111 |  | -1
node_1393952_096_15319570_917 |  |  | PQ | AN | 2771.281 | 8101705 | no | no |  |  | no |  |  | 1393952.096 | 15319570.917 |  | -1
node_1394005_716_15347492_931 |  |  | PQ | AN | 385.57 | 8101705 | no | no |  |  | no |  |  | 1394005.716 | 15347492.931 |  | -1
node_1394048_692_15333196_809 |  |  | PQ | ABCN | 19918.584 | 8101705 | no | no |  |  | no |  |  | 1394048.692 | 15333196.809 |  | -1
node_1394049_173_15339498_239 |  |  | PQ | AN | 2771.281 | 8101705 | no | no |  |  | no |  |  | 1394049.173 | 15339498.239 |  | -1
node_1394061_545_15332405_242 |  |  | PQ | AN | 19918.584 | 8101705 | no | no |  |  | no |  |  | 1394061.545 | 15332405.242 |  | -1
node_1394134_393_15332830_719 |  |  | PQ | ABCN | 19918.584 | 8101705 | no | no |  |  | no |  |  | 1394134.393 | 15332830.719 |  | -1
node_1394154_253_15319725_425 |  |  | PQ | AN | 2771.281 | 8101705 | no | no |  |  | no |  |  | 1394154.253 | 15319725.425 |  | -1
node_1394186_188_15332592_162 |  |  | PQ | ABCN | 19918.584 | 8101705 | no | no |  |  | no |  |  | 1394186.188 | 15332592.162 |  | -1
node_1394214_595_15332443_951 |  |  | PQ | ABCN | 19918.584 | 8101705 | no | no |  |  | no |  |  | 1394214.595 | 15332443.951 |  | -1
node_1394261_774_15320110_055 |  |  | PQ | AN | 2771.281 | 8101705 | no | no |  |  | no |  |  | 1394261.774 | 15320110.055 |  | -1
node_1394284_281_15331890_686 |  |  | PQ | ABCN | 19918.584 | 8101705 | no | no |  |  | no |  |  | 1394284.281 | 15331890.686 |  | -1
node_1394291_332_15322298_12 |  |  | PQ | AN | 19918.584 | 8101705 | no | no |  |  | no |  |  | 1394291.332 | 15322298.12 |  | -1
node_1394350_329_15321999_835 |  |  | PQ | ABCN | 19918.584 | 8101705 | no | no |  |  | no |  |  | 1394350.329 | 15321999.835 |  | -1
node_1394367_334_15323678_529 |  |  | PQ | AN | 19918.584 | 8101705 | no | no |  |  | no |  |  | 1394367.334 | 15323678.529 |  | -1
node_1394411_802_15322585_991 |  |  | PQ | AN | 19918.584 | 8101705 | no | no |  |  | no |  |  | 1394411.802 | 15322585.991 |  | -1
node_1394428_721_15330196_635 |  |  | PQ | AN | 19918.584 | 8101705 | no | no |  |  | no |  |  | 1394428.721 | 15330196.635 |  | -1
node_1394463_117_15332027_595 |  |  | PQ | AN | 19918.584 | 8101705 | no | no |  |  | no |  |  | 1394463.117 | 15332027.595 |  | -1
node_1394508_846_15347629_404 |  |  | PQ | AN | 385.57 | 8101705 | no | no |  |  | no |  |  | 1394508.846 | 15347629.404 |  | -1
node_1394559_951_15321876_662 |  |  | PQ | ABCN | 19918.584 | 8101705 | no | no |  |  | no |  |  | 1394559.951 | 15321876.662 |  | -1
node_1394571_376_15320042_024 |  |  | PQ | AN | 2771.281 | 8101705 | no | no |  |  | no |  |  | 1394571.376 | 15320042.024 |  | -1
node_1394607_552_15330412_583 |  |  | PQ | AN | 19918.584 | 8101705 | no | no |  |  | no |  |  | 1394607.552 | 15330412.583 |  | -1
node_1394635_906_15322315_375 |  |  | PQ | ABCN | 19918.584 | 8101705 | no | no |  |  | no |  |  | 1394635.906 | 15322315.375 |  | -1
node_1394722_65_15326615_109 |  |  | PQ | AN | 19918.584 | 8101705 | no | no |  |  | no |  |  | 1394722.65 | 15326615.109 |  | -1
node_1394727_966_15339534_16 |  |  | PQ | AN | 2771.281 | 8101705 | no | no |  |  | no |  |  | 1394727.966 | 15339534.16 |  | -1
node_1394729_988_15322503_496 |  |  | PQ | ABCN | 19918.584 | 8101705 | no | no |  |  | no |  |  | 1394729.988 | 15322503.496 |  | -1
node_1394729_989_15310390_686 |  |  | PQ | AN | 2771.281 | 8101705 | no | no |  |  | no |  |  | 1394729.989 | 15310390.686 |  | -1
node_1394731_27_15322530_078 |  |  | PQ | ABCN | 19918.584 | 8101705 | no | no |  |  | no |  |  | 1394731.27 | 15322530.078 |  | -1
node_1394738_522_15323854_287 |  |  | PQ | ABCN | 19918.584 | 8101705 | no | no |  |  | no |  |  | 1394738.522 | 15323854.287 |  | -1
node_1394743_592_15326336_981 |  |  | PQ | AN | 19918.584 | 8101705 | no | no |  |  | no |  |  | 1394743.592 | 15326336.981 |  | -1
node_1394759_38_15322612_582 |  |  | PQ | ABCN | 19918.584 | 8101705 | no | no |  |  | no |  |  | 1394759.38 | 15322612.582 |  | -1
node_1394765_873_15322637_793 |  |  | PQ | ABCN | 19918.584 | 8101705 | no | no |  |  | no |  |  | 1394765.873 | 15322637.793 |  | -1
node_1394767_303_15322664_364 |  |  | PQ | ABCN | 19918.584 | 8101705 | no | no |  |  | no |  |  | 1394767.303 | 15322664.364 |  | -1
node_1394774_713_15323422_617 |  |  | PQ | ABCN | 19918.584 | 8101705 | no | no |  |  | no |  |  | 1394774.713 | 15323422.617 |  | -1
node_1394775_85_15347567_589 |  |  | PQ | AN | 385.57 | 8101705 | no | no |  |  | no |  |  | 1394775.85 | 15347567.589 |  | -1
node_1394794_327_15321500_039 |  |  | PQ | ABCN | 19918.584 | 8101705 | no | no |  |  | no |  |  | 1394794.327 | 15321500.039 |  | -1
node_1394799_941_15323083_427 |  |  | PQ | ABCN | 19918.584 | 8101705 | no | no |  |  | no |  |  | 1394799.941 | 15323083.427 |  | -1
node_1394801_58_15330621_677 |  |  | PQ | ABCN | 19918.584 | 8101705 | no | no |  |  | no |  |  | 1394801.58 | 15330621.677 |  | -1
node_1394816_783_15332037_573 |  |  | PQ | AN | 19918.584 | 8101705 | no | no |  |  | no |  |  | 1394816.783 | 15332037.573 |  | -1
node_1394858_723_15324268_101 |  |  | PQ | ABCN | 19918.584 | 8101705 | no | no |  |  | no |  |  | 1394858.723 | 15324268.101 |  | -1
node_1394890_019_15330455_843 |  |  | PQ | ABCN | 19918.584 | 8101705 | no | no |  |  | no |  |  | 1394890.019 | 15330455.843 |  | -1
node_1394891_706_15330420_456 |  |  | PQ | ABCN | 19918.584 | 8101705 | no | no |  |  | no |  |  | 1394891.706 | 15330420.456 |  | -1
node_1394892_406_15330437_786 |  |  | PQ | ABCN | 19918.584 | 8101705 | no | no |  |  | no |  |  | 1394892.406 | 15330437.786 |  | -1
node_1394903_997_15321237_129 |  |  | PQ | ABCN | 19918.584 | 8101705 | no | no |  |  | no |  |  | 1394903.997 | 15321237.129 |  | -1
node_1394908_287_15339537_064 |  |  | PQ | AN | 2771.281 | 8101705 | no | no |  |  | no |  |  | 1394908.287 | 15339537.064 |  | -1
node_1394918_169_15330170_576 |  |  | PQ | ABCN | 19918.584 | 8101705 | no | no |  |  | no |  |  | 1394918.169 | 15330170.576 |  | -1
node_1394938_95_15330086_697 |  |  | PQ | ABCN | 19918.584 | 8101705 | no | no |  |  | no |  |  | 1394938.95 | 15330086.697 |  | -1
node_1394943_06_15310283_993 |  |  | PQ | AN | 2771.281 | 8101705 | no | no |  |  | no |  |  | 1394943.06 | 15310283.993 |  | -1
node_1394952_888_15324605_216 |  |  | PQ | ABCN | 19918.584 | 8101705 | no | no |  |  | no |  |  | 1394952.888 | 15324605.216 |  | -1
node_1394963_77_15322160_746 |  |  | PQ | AN | 19918.584 | 8101705 | no | no |  |  | no |  |  | 1394963.77 | 15322160.746 |  | -1
node_1394966_121_15329889_153 |  |  | PQ | ABCN | 19918.584 | 8101705 | no | no |  |  | no |  |  | 1394966.121 | 15329889.153 |  | -1
node_1394969_883_15327311_862 |  |  | PQ | AN | 19918.584 | 8101705 | no | no |  |  | no |  |  | 1394969.883 | 15327311.862 |  | -1
node_1394971_789_15325479_247 |  |  | PQ | ABCN | 19918.584 | 8101705 | no | no |  |  | no |  |  | 1394971.789 | 15325479.247 |  | -1
node_1394972_966_15318255_872 |  |  | PQ | AN | 2771.281 | 8101705 | no | no |  |  | no |  |  | 1394972.966 | 15318255.872 |  | -1
node_1394988_465_15328310_263 |  |  | PQ | AN | 19918.584 | 8101705 | no | no |  |  | no |  |  | 1394988.465 | 15328310.263 |  | -1
node_1394990_777_15329489_479 |  |  | PQ | ABCN | 19918.584 | 8101705 | no | no |  |  | no |  |  | 1394990.777 | 15329489.479 |  | -1
node_1395000_029_15325086_356 |  |  | PQ | ABCN | 19918.584 | 8101705 | no | no |  |  | no |  |  | 1395000.029 | 15325086.356 |  | -1
node_1395021_334_15325544_593 |  |  | PQ | AN | 7199.558 | 8101705 | no | no |  |  | no |  |  | 1395021.334 | 15325544.593 |  | -1
node_1395029_333_15320867_961 |  |  | PQ | ABCN | 19918.584 | 8101705 | no | no |  |  | no |  |  | 1395029.333 | 15320867.961 |  | -1
node_1395043_931_15320105_113 |  |  | PQ | AN | 2771.281 | 8101705 | no | no |  |  | no |  |  | 1395043.931 | 15320105.113 |  | -1
node_1395046_603_15326603_29 |  |  | PQ | AN | 19918.584 | 8101705 | no | no |  |  | no |  |  | 1395046.603 | 15326603.29 |  | -1
node_1395049_059_15332048_968 |  |  | PQ | AN | 19918.584 | 8101705 | no | no |  |  | no |  |  | 1395049.059 | 15332048.968 |  | -1
node_1395061_422_15325455_095 |  |  | PQ | AN | 7199.558 | 8101705 | no | no |  |  | no |  |  | 1395061.422 | 15325455.095 |  | -1
node_1395087_068_15325677_65 |  |  | PQ | AN | 7199.558 | 8101705 | no | no |  |  | no |  |  | 1395087.068 | 15325677.65 |  | -1
node_1395104_547_15326147_801 |  |  | PQ | ABCN | 19918.584 | 8101705 | no | no |  |  | no |  |  | 1395104.547 | 15326147.801 |  | -1
node_1395128_615_15317951_327 |  |  | PQ | AN | 2771.281 | 8101705 | no | no |  |  | no |  |  | 1395128.615 | 15317951.327 |  | -1
node_1395131_193_15325792_328 |  |  | PQ | AN | 7199.558 | 8101705 | no | no |  |  | no |  |  | 1395131.193 | 15325792.328 |  | -1
node_1395139_273_15328453_764 |  |  | PQ | AN | 19918.584 | 8101705 | no | no |  |  | no |  |  | 1395139.273 | 15328453.764 |  | -1
node_1395139_731_15318609_841 |  |  | PQ | AN | 2771.281 | 8101705 | no | no |  |  | no |  |  | 1395139.731 | 15318609.841 |  | -1
node_1395145_644_15327888_562 |  |  | PQ | AN | 19918.584 | 8101705 | no | no |  |  | no |  |  | 1395145.644 | 15327888.562 |  | -1
node_1395168_1_15320695_806 |  |  | PQ | ABCN | 19918.584 | 8101705 | no | no |  |  | no |  |  | 1395168.1 | 15320695.806 |  | -1
node_1395180_526_15318383_778 |  |  | PQ | AN | 2771.281 | 8101705 | no | no |  |  | no |  |  | 1395180.526 | 15318383.778 |  | -1
node_1395248_692_15347573_844 |  |  | PQ | AN | 385.57 | 8101705 | no | no |  |  | no |  |  | 1395248.692 | 15347573.844 |  | -1
node_1395248_865_15325506_803 |  |  | PQ | AN | 7199.558 | 8101705 | no | no |  |  | no |  |  | 1395248.865 | 15325506.803 |  | -1
node_1395259_419_15310342_816 |  |  | PQ | AN | 2771.281 | 8101705 | no | no |  |  | no |  |  | 1395259.419 | 15310342.816 |  | -1
node_1395266_624_15325758_676 |  |  | PQ | AN | 7199.558 | 8101705 | no | no |  |  | no |  |  | 1395266.624 | 15325758.676 |  | -1
node_1395272_462_15325824_198 |  |  | PQ | AN | 7199.558 | 8101705 | no | no |  |  | no |  |  | 1395272.462 | 15325824.198 |  | -1
node_1395274_64_15326031_744 |  |  | PQ | AN | 7199.558 | 8101705 | no | no |  |  | no |  |  | 1395274.64 | 15326031.744 |  | -1
node_1395302_256_15318532_5 |  |  | PQ | AN | 2771.281 | 8101705 | no | no |  |  | no |  |  | 1395302.256 | 15318532.5 |  | -1
node_1395309_728_15321414_072 |  |  | PQ | AN | 19918.584 | 8101705 | no | no |  |  | no |  |  | 1395309.728 | 15321414.072 |  | -1
node_1395354_546_15332075_552 |  |  | PQ | AN | 19918.584 | 8101705 | no | no |  |  | no |  |  | 1395354.546 | 15332075.552 |  | -1
node_1395355_872_15327009_96 |  |  | PQ | ABCN | 19918.584 | 8101705 | no | no |  |  | no |  |  | 1395355.872 | 15327009.96 |  | -1
node_1395380_444_15320212_908 |  |  | PQ | ABCN | 19918.584 | 8101705 | no | no |  |  | no |  |  | 1395380.444 | 15320212.908 |  | -1
node_1395407_529_15328124_892 |  |  | PQ | ABCN | 19918.584 | 8101705 | no | no |  |  | no |  |  | 1395407.529 | 15328124.892 |  | -1
node_1395422_908_15326421_977 |  |  | PQ | ABN | 19918.584 | 8101705 | no | no |  |  | no |  |  | 1395422.908 | 15326421.977 |  | -1
node_1395426_762_15327778_06 |  |  | PQ | ABCN | 19918.584 | 8101705 | no | no |  |  | no |  |  | 1395426.762 | 15327778.06 |  | -1
node_1395447_402_15339570_058 |  |  | PQ | AN | 2771.281 | 8101705 | no | no |  |  | no |  |  | 1395447.402 | 15339570.058 |  | -1
node_1395456_345_15322033_011 |  |  | PQ | AN | 19918.584 | 8101705 | no | no |  |  | no |  |  | 1395456.345 | 15322033.011 |  | -1
node_1395465_992_15321803_033 |  |  | PQ | AN | 19918.584 | 8101705 | no | no |  |  | no |  |  | 1395465.992 | 15321803.033 |  | -1
node_1395468_956_15323637_226 |  |  | PQ | AN | 19918.584 | 8101705 | no | no |  |  | no |  |  | 1395468.956 | 15323637.226 |  | -1
node_1395478_713_15347648_142 |  |  | PQ | AN | 385.57 | 8101705 | no | no |  |  | no |  |  | 1395478.713 | 15347648.142 |  | -1
node_1395481_424_15318547_363 |  |  | PQ | AN | 2771.281 | 8101705 | no | no |  |  | no |  |  | 1395481.424 | 15318547.363 |  | -1
node_1395484_86_15318661_663 |  |  | PQ | AN | 19918.584 | 8101705 | no | no |  |  | no |  |  | 1395484.86 | 15318661.663 |  | -1
node_1395488_802_15319822_996 |  |  | PQ | ABCN | 19918.584 | 8101705 | no | no |  |  | no |  |  | 1395488.802 | 15319822.996 |  | -1
node_1395539_285_15318261_619 |  |  | PQ | AN | 2771.281 | 8101705 | no | no |  |  | no |  |  | 1395539.285 | 15318261.619 |  | -1
node_1395566_949_15326346_979 |  |  | PQ | ABN | 19918.584 | 8101705 | no | no |  |  | no |  |  | 1395566.949 | 15326346.979 |  | -1
node_1395586_693_15326349_202 |  |  | PQ | ABN | 19918.584 | 8101705 | no | no |  |  | no |  |  | 1395586.693 | 15326349.202 |  | -1
node_1395641_79_15318829_054 |  |  | PQ | AN | 19918.584 | 8101705 | no | no |  |  | no |  |  | 1395641.79 | 15318829.054 |  | -1
node_1395652_825_15343052_834 |  |  | PQ | AN | 385.57 | 8101705 | no | no |  |  | no |  |  | 1395652.825 | 15343052.834 |  | -1
node_1395658_645_15310319_435 |  |  | PQ | AN | 2771.281 | 8101705 | no | no |  |  | no |  |  | 1395658.645 | 15310319.435 |  | -1
node_1395737_03_15318439_942 |  |  | PQ | AN | 2771.281 | 8101705 | no | no |  |  | no |  |  | 1395737.03 | 15318439.942 |  | -1
node_1395743_076_15321083_262 |  |  | PQ | AN | 19918.584 | 8101705 | no | no |  |  | no |  |  | 1395743.076 | 15321083.262 |  | -1
node_1395758_532_15348247_732 |  |  | PQ | AN | 385.57 | 8101705 | no | no |  |  | no |  |  | 1395758.532 | 15348247.732 |  | -1
node_1395773_693_15326664_154 |  |  | PQ | AN | 19918.584 | 8101705 | no | no |  |  | no |  |  | 1395773.693 | 15326664.154 |  | -1
node_1395816_181_15321415_735 |  |  | PQ | AN | 19918.584 | 8101705 | no | no |  |  | no |  |  | 1395816.181 | 15321415.735 |  | -1
node_1395908_684_15319272_549 |  |  | PQ | ABCN | 19918.584 | 8101705 | no | no |  |  | no |  |  | 1395908.684 | 15319272.549 |  | -1
node_1395914_618_15347601_428 |  |  | PQ | AN | 385.57 | 8101705 | no | no |  |  | no |  |  | 1395914.618 | 15347601.428 |  | -1
node_1395914_907_15341810_369 |  |  | PQ | AN | 385.57 | 8101705 | no | no |  |  | no |  |  | 1395914.907 | 15341810.369 |  | -1
node_1395936_549_15310077_563 |  |  | PQ | ABCN | 2771.281 | 8101705 | no | no |  |  | no |  |  | 1395936.549 | 15310077.563 |  | -1
node_1395938_265_15310104_105 |  |  | PQ | ABCN | 2771.281 | 8101705 | no | no |  |  | no |  |  | 1395938.265 | 15310104.105 |  | -1
node_1395944_37_15326394_614 |  |  | PQ | AN | 19918.584 | 8101705 | no | no |  |  | no |  |  | 1395944.37 | 15326394.614 |  | -1
node_1395945_031_15310129_19 |  |  | PQ | ABCN | 2771.281 | 8101705 | no | no |  |  | no |  |  | 1395945.031 | 15310129.19 |  | -1
node_1395956_545_15309991_098 |  |  | PQ | ABCN | 2771.281 | 8101705 | no | no |  |  | no |  |  | 1395956.545 | 15309991.098 |  | -1
node_1395963_375_15310016_152 |  |  | PQ | ABCN | 2771.281 | 8101705 | no | no |  |  | no |  |  | 1395963.375 | 15310016.152 |  | -1
node_1395965_217_15318638_968 |  |  | PQ | AN | 2771.281 | 8101705 | no | no |  |  | no |  |  | 1395965.217 | 15318638.968 |  | -1
node_1395984_054_15310504_495 |  |  | PQ | ABCN | 2771.281 | 8101705 | no | no |  |  | no |  |  | 1395984.054 | 15310504.495 |  | -1
node_1396060_928_15347654_333 |  |  | PQ | AN | 385.57 | 8101705 | no | no |  |  | no |  |  | 1396060.928 | 15347654.333 |  | -1
node_1396102_61_15318863_485 |  |  | PQ | AN | 19918.584 | 8101705 | no | no |  |  | no |  |  | 1396102.61 | 15318863.485 |  | -1
node_1396106_515_15309842_356 |  |  | PQ | ABCN | 2771.281 | 8101705 | no | no |  |  | no |  |  | 1396106.515 | 15309842.356 |  | -1
node_1396108_418_15348177_276 |  |  | PQ | AN | 385.57 | 8101705 | no | no |  |  | no |  |  | 1396108.418 | 15348177.276 |  | -1
node_1396112_77_15309894_535 |  |  | PQ | ABCN | 2771.281 | 8101705 | no | no |  |  | no |  |  | 1396112.77 | 15309894.535 |  | -1
node_1396112_196_15309867_914 |  |  | PQ | ABCN | 2771.281 | 8101705 | no | no |  |  | no |  |  | 1396112.196 | 15309867.914 |  | -1
node_1396129_056_15310936_141 |  |  | PQ | ABCN | 2771.281 | 8101705 | no | no |  |  | no |  |  | 1396129.056 | 15310936.141 |  | -1
node_1396178_211_15347874_468 |  |  | PQ | AN | 385.57 | 8101705 | no | no |  |  | no |  |  | 1396178.211 | 15347874.468 |  | -1
node_1396181_006_15310587_784 |  |  | PQ | ABCN | 2771.281 | 8101705 | no | no |  |  | no |  |  | 1396181.006 | 15310587.784 |  | -1
node_1396240_808_15309957_003 |  |  | PQ | ABCN | 2771.281 | 8101705 | no | no |  |  | no |  |  | 1396240.808 | 15309957.003 |  | -1
node_1396246_798_15319174_78 |  |  | PQ | ABCN | 19918.584 | 8101705 | no | no |  |  | no |  |  | 1396246.798 | 15319174.78 |  | -1
node_1396260_357_15309952_801 |  |  | PQ | ABCN | 2771.281 | 8101705 | no | no |  |  | no |  |  | 1396260.357 | 15309952.801 |  | -1
node_1396280_081_15309955_547 |  |  | PQ | ABCN | 2771.281 | 8101705 | no | no |  |  | no |  |  | 1396280.081 | 15309955.547 |  | -1
node_1396334_184_15310723_53 |  |  | PQ | ABCN | 2771.281 | 8101705 | no | no |  |  | no |  |  | 1396334.184 | 15310723.53 |  | -1
node_1396341_579_15310196_801 |  |  | PQ | ABCN | 2771.281 | 8101705 | no | no |  |  | no |  |  | 1396341.579 | 15310196.801 |  | -1
node_1396352_327_15347351_709 |  |  | PQ | AN | 385.57 | 8101705 | no | no |  |  | no |  |  | 1396352.327 | 15347351.709 |  | -1
node_1396355_49_15347669_306 |  |  | PQ | AN | 385.57 | 8101705 | no | no |  |  | no |  |  | 1396355.49 | 15347669.306 |  | -1
node_1396361_153_15310192_809 |  |  | PQ | ABCN | 2771.281 | 8101705 | no | no |  |  | no |  |  | 1396361.153 | 15310192.809 |  | -1
node_1396377_176_15310646_383 |  |  | PQ | ABCN | 2771.281 | 8101705 | no | no |  |  | no |  |  | 1396377.176 | 15310646.383 |  | -1
node_1396377_249_15310410_669 |  |  | PQ | ABCN | 2771.281 | 8101705 | no | no |  |  | no |  |  | 1396377.249 | 15310410.669 |  | -1
node_1396378_947_15310089_813 |  |  | PQ | AN | 2771.281 | 8101705 | no | no |  |  | no |  |  | 1396378.947 | 15310089.813 |  | -1
node_1396380_856_15310672_579 |  |  | PQ | ABCN | 2771.281 | 8101705 | no | no |  |  | no |  |  | 1396380.856 | 15310672.579 |  | -1
node_1396385_316_15347200_352 |  |  | PQ | AN | 385.57 | 8101705 | no | no |  |  | no |  |  | 1396385.316 | 15347200.352 |  | -1
node_1396479_19_15318668_484 |  |  | PQ | ABCN | 19918.584 | 8101705 | no | no |  |  | no |  |  | 1396479.19 | 15318668.484 |  | -1
node_1396561_671_15318389_089 |  |  | PQ | ABCN | 19918.584 | 8101705 | no | no |  |  | no |  |  | 1396561.671 | 15318389.089 |  | -1
node_1396564_28_15311028_871 |  |  | PQ | ABCN | 2771.281 | 8101705 | no | no |  |  | no |  |  | 1396564.28 | 15311028.871 |  | -1
node_1396596_784_15347058_259 |  |  | PQ | AN | 385.57 | 8101705 | no | no |  |  | no |  |  | 1396596.784 | 15347058.259 |  | -1
node_1396612_288_15311236_858 |  |  | PQ | ABCN | 2771.281 | 8101705 | no | no |  |  | no |  |  | 1396612.288 | 15311236.858 |  | -1
node_1396615_954_15311263_056 |  |  | PQ | ABCN | 2771.281 | 8101705 | no | no |  |  | no |  |  | 1396615.954 | 15311263.056 |  | -1
node_1396624_536_15311287_13 |  |  | PQ | ABCN | 2771.281 | 8101705 | no | no |  |  | no |  |  | 1396624.536 | 15311287.13 |  | -1
node_1396630_986_15317931_718 |  |  | PQ | ABCN | 19918.584 | 8101705 | no | no |  |  | no |  |  | 1396630.986 | 15317931.718 |  | -1
node_1396633_865_15311004_725 |  |  | PQ | ABCN | 2771.281 | 8101705 | no | no |  |  | no |  |  | 1396633.865 | 15311004.725 |  | -1
node_1396647_024_15310984_929 |  |  | PQ | ABCN | 2771.281 | 8101705 | no | no |  |  | no |  |  | 1396647.024 | 15310984.929 |  | -1
node_1396663_57_15310970_416 |  |  | PQ | ABCN | 2771.281 | 8101705 | no | no |  |  | no |  |  | 1396663.57 | 15310970.416 |  | -1
node_1396676_219_15310046_115 |  |  | PQ | AN | 2771.281 | 8101705 | no | no |  |  | no |  |  | 1396676.219 | 15310046.115 |  | -1
node_1396679_415_15310531_791 |  |  | PQ | ABCN | 2771.281 | 8101705 | no | no |  |  | no |  |  | 1396679.415 | 15310531.791 |  | -1
node_1396698_003_15310522_717 |  |  | PQ | ABCN | 2771.281 | 8101705 | no | no |  |  | no |  |  | 1396698.003 | 15310522.717 |  | -1
node_1396698_626_15339584_156 |  |  | PQ | AN | 2771.281 | 8101705 | no | no |  |  | no |  |  | 1396698.626 | 15339584.156 |  | -1
node_1396710_149_15311353_19 |  |  | PQ | ABCN | 2771.281 | 8101705 | no | no |  |  | no |  |  | 1396710.149 | 15311353.19 |  | -1
node_1396714_179_15310507_474 |  |  | PQ | ABCN | 2771.281 | 8101705 | no | no |  |  | no |  |  | 1396714.179 | 15310507.474 |  | -1
node_1396723_429_15311476_34 |  |  | PQ | ABCN | 2771.281 | 8101705 | no | no |  |  | no |  |  | 1396723.429 | 15311476.34 |  | -1
node_1396727_304_15311502_486 |  |  | PQ | ABCN | 2771.281 | 8101705 | no | no |  |  | no |  |  | 1396727.304 | 15311502.486 |  | -1
node_1396742_932_15340130_181 |  |  | PQ | AN | 2771.281 | 8101705 | no | no |  |  | no |  |  | 1396742.932 | 15340130.181 |  | -1
node_1396745_467_15311224_944 |  |  | PQ | ABCN | 2771.281 | 8101705 | no | no |  |  | no |  |  | 1396745.467 | 15311224.944 |  | -1
node_1396759_668_15311206_495 |  |  | PQ | ABCN | 2771.281 | 8101705 | no | no |  |  | no |  |  | 1396759.668 | 15311206.495 |  | -1
node_1396768_084_15346782_197 |  |  | PQ | AN | 385.57 | 8101705 | no | no |  |  | no |  |  | 1396768.084 | 15346782.197 |  | -1
node_1396771_144_15311591_457 |  |  | PQ | ABCN | 2771.281 | 8101705 | no | no |  |  | no |  |  | 1396771.144 | 15311591.457 |  | -1
node_1396774_389_15311617_752 |  |  | PQ | ABCN | 2771.281 | 8101705 | no | no |  |  | no |  |  | 1396774.389 | 15311617.752 |  | -1
node_1396782_582_15311642_067 |  |  | PQ | ABCN | 2771.281 | 8101705 | no | no |  |  | no |  |  | 1396782.582 | 15311642.067 |  | -1
node_1396818_586_15311883_555 |  |  | PQ | ABCN | 2771.281 | 8101705 | no | no |  |  | no |  |  | 1396818.586 | 15311883.555 |  | -1
node_1396864_801_15311812_67 |  |  | PQ | ABCN | 2771.281 | 8101705 | no | no |  |  | no |  |  | 1396864.801 | 15311812.67 |  | -1
node_1396868_825_15311838_777 |  |  | PQ | ABCN | 2771.281 | 8101705 | no | no |  |  | no |  |  | 1396868.825 | 15311838.777 |  | -1
node_1396874_418_15311854_003 |  |  | PQ | ABCN | 2771.281 | 8101705 | no | no |  |  | no |  |  | 1396874.418 | 15311854.003 |  | -1
node_1396885_046_15311689_12 |  |  | PQ | ABCD | 2771.281 | 8101705 | no | no |  |  | no |  |  | 1396885.046 | 15311689.12 |  | -1
node_1396904_531_15317461_733 |  |  | PQ | ABCN | 19918.584 | 8101705 | no | no |  |  | no |  |  | 1396904.531 | 15317461.733 |  | -1
node_1396913_437_15311445_179 |  |  | PQ | ABCN | 2771.281 | 8101705 | no | no |  |  | no |  |  | 1396913.437 | 15311445.179 |  | -1
node_1396973_703_15347557_654 |  |  | PQ | AN | 385.57 | 8101705 | no | no |  |  | no |  |  | 1396973.703 | 15347557.654 |  | -1
node_1396981_853_15311545_461 |  |  | PQ | ABCN | 2771.281 | 8101705 | no | no |  |  | no |  |  | 1396981.853 | 15311545.461 |  | -1
node_1396991_298_15311522_133 |  |  | PQ | ABCN | 2771.281 | 8101705 | no | no |  |  | no |  |  | 1396991.298 | 15311522.133 |  | -1
node_1396995_913_15311496_277 |  |  | PQ | ABCN | 2771.281 | 8101705 | no | no |  |  | no |  |  | 1396995.913 | 15311496.277 |  | -1
node_1397096_013_15316801_578 |  |  | PQ | AN | 19918.584 | 8101705 | no | no |  |  | no |  |  | 1397096.013 | 15316801.578 |  | -1
node_1397144_056_15348034_298 |  |  | PQ | AN | 385.57 | 8101705 | no | no |  |  | no |  |  | 1397144.056 | 15348034.298 |  | -1
node_1397152_631_15343111_154 |  |  | PQ | AN | 2771.281 | 8101705 | no | no |  |  | no |  |  | 1397152.631 | 15343111.154 |  | -1
node_1397169_602_15345981_946 |  |  | PQ | AN | 385.57 | 8101705 | no | no |  |  | no |  |  | 1397169.602 | 15345981.946 |  | -1
node_1397181_807_15313501_462 |  |  | PQ | ABCN | 7199.558 | 8101705 | no | no |  |  | no |  |  | 1397181.807 | 15313501.462 |  | -1
node_1397205_018_15317112_503 |  |  | PQ | ABCN | 19918.584 | 8101705 | no | no |  |  | no |  |  | 1397205.018 | 15317112.503 |  | -1
node_1397217_565_15317092_002 |  |  | PQ | ABCN | 19918.584 | 8101705 | no | no |  |  | no |  |  | 1397217.565 | 15317092.002 |  | -1
node_1397269_779_15345469_894 |  |  | PQ | AN | 385.57 | 8101705 | no | no |  |  | no |  |  | 1397269.779 | 15345469.894 |  | -1
node_1397289_632_15312798_264 |  |  | PQ | ABCN | 2771.281 | 8101705 | no | no |  |  | no |  |  | 1397289.632 | 15312798.264 |  | -1
node_1397303_575_15313078_218 |  |  | PQ | ABCN | 19918.584 | 8101705 | no | no |  |  | no |  |  | 1397303.575 | 15313078.218 |  | -1
node_1397303_596_15313051_59 |  |  | PQ | ABCN | 19918.584 | 8101705 | no | no |  |  | no |  |  | 1397303.596 | 15313051.59 |  | -1
node_1397308_468_15339701_986 |  |  | PQ | AN | 2771.281 | 8101705 | no | no |  |  | no |  |  | 1397308.468 | 15339701.986 |  | -1
node_1397328_865_15312540_647 |  |  | PQ | AN | 2771.281 | 8101705 | no | no |  |  | no |  |  | 1397328.865 | 15312540.647 |  | -1
node_1397331_438_15313246_726 |  |  | PQ | ABCN | 19918.584 | 8101705 | no | no |  |  | no |  |  | 1397331.438 | 15313246.726 |  | -1
node_1397332_034_15313273_347 |  |  | PQ | ABCN | 19918.584 | 8101705 | no | no |  |  | no |  |  | 1397332.034 | 15313273.347 |  | -1
node_1397335_093_15313854_375 |  |  | PQ | ABCN | 19918.584 | 8101705 | no | no |  |  | no |  |  | 1397335.093 | 15313854.375 |  | -1
node_1397337_737_15313298_896 |  |  | PQ | ABCN | 19918.584 | 8101705 | no | no |  |  | no |  |  | 1397337.737 | 15313298.896 |  | -1
node_1397416_987_15312781_164 |  |  | PQ | ABCN | 2771.281 | 8101705 | no | no |  |  | no |  |  | 1397416.987 | 15312781.164 |  | -1
node_1397421_78_15345037_501 |  |  | PQ | AN | 385.57 | 8101705 | no | no |  |  | no |  |  | 1397421.78 | 15345037.501 |  | -1
node_1397427_671_15313524_005 |  |  | PQ | ABCN | 19918.584 | 8101705 | no | no |  |  | no |  |  | 1397427.671 | 15313524.005 |  | -1
node_1397431_976_15313184_79 |  |  | PQ | ABCN | 19918.584 | 8101705 | no | no |  |  | no |  |  | 1397431.976 | 15313184.79 |  | -1
node_1397436_386_15316648_723 |  |  | PQ | ABCN | 19918.584 | 8101705 | no | no |  |  | no |  |  | 1397436.386 | 15316648.723 |  | -1
node_1397488_732_15345671_355 |  |  | PQ | AN | 385.57 | 8101705 | no | no |  |  | no |  |  | 1397488.732 | 15345671.355 |  | -1
node_1397521_74_15312910_894 |  |  | PQ | ABCN | 7199.558 | 8101705 | no | no |  |  | no |  |  | 1397521.74 | 15312910.894 |  | -1
node_1397543_56_15313847_442 |  |  | PQ | ABCN | 19918.584 | 8101705 | no | no |  |  | no |  |  | 1397543.56 | 15313847.442 |  | -1
node_1397546_103_15339491_712 |  |  | PQ | AN | 2771.281 | 8101705 | no | no |  |  | no |  |  | 1397546.103 | 15339491.712 |  | -1
node_1397555_239_15313837_534 |  |  | PQ | ABCN | 19918.584 | 8101705 | no | no |  |  | no |  |  | 1397555.239 | 15313837.534 |  | -1
node_1397565_149_15313827_122 |  |  | PQ | ABCN | 19918.584 | 8101705 | no | no |  |  | no |  |  | 1397565.149 | 15313827.122 |  | -1
node_1397575_011_15339281_702 |  |  | PQ | AN | 2771.281 | 8101705 | no | no |  |  | no |  |  | 1397575.011 | 15339281.702 |  | -1
node_1397586_771_15313252_364 |  |  | PQ | ABCN | 7199.558 | 8101705 | no | no |  |  | no |  |  | 1397586.771 | 15313252.364 |  | -1
node_1397602_078_15314547_177 |  |  | PQ | ABCN | 19918.584 | 8101705 | no | no |  |  | no |  |  | 1397602.078 | 15314547.177 |  | -1
node_1397610_805_15344901_739 |  |  | PQ | AN | 385.57 | 8101705 | no | no |  |  | no |  |  | 1397610.805 | 15344901.739 |  | -1
node_1397617_284_15314564_376 |  |  | PQ | ABCN | 19918.584 | 8101705 | no | no |  |  | no |  |  | 1397617.284 | 15314564.376 |  | -1
node_1397621_46_15313907_748 |  |  | PQ | ABCN | 19918.584 | 8101705 | no | no |  |  | no |  |  | 1397621.46 | 15313907.748 |  | -1
node_1397622_386_15312504_502 |  |  | PQ | AN | 2771.281 | 8101705 | no | no |  |  | no |  |  | 1397622.386 | 15312504.502 |  | -1
node_1397627_64_15313959_942 |  |  | PQ | ABCN | 19918.584 | 8101705 | no | no |  |  | no |  |  | 1397627.64 | 15313959.942 |  | -1
node_1397627_104_15313933_32 |  |  | PQ | ABCN | 19918.584 | 8101705 | no | no |  |  | no |  |  | 1397627.104 | 15313933.32 |  | -1
node_1397635_26_15314575_727 |  |  | PQ | ABCN | 19918.584 | 8101705 | no | no |  |  | no |  |  | 1397635.26 | 15314575.727 |  | -1
node_1397647_516_15313627_466 |  |  | PQ | ABCN | 19918.584 | 8101705 | no | no |  |  | no |  |  | 1397647.516 | 15313627.466 |  | -1
node_1397655_97_15313603_456 |  |  | PQ | ABCN | 19918.584 | 8101705 | no | no |  |  | no |  |  | 1397655.97 | 15313603.456 |  | -1
node_1397657_667_15313671_932 |  |  | PQ | ABCN | 19918.584 | 8101705 | no | no |  |  | no |  |  | 1397657.667 | 15313671.932 |  | -1
node_1397659_499_15313577_284 |  |  | PQ | ABCN | 19918.584 | 8101705 | no | no |  |  | no |  |  | 1397659.499 | 15313577.284 |  | -1
node_1397672_675_15313971_076 |  |  | PQ | ABCN | 19918.584 | 8101705 | no | no |  |  | no |  |  | 1397672.675 | 15313971.076 |  | -1
node_1397675_8_15313682_82 |  |  | PQ | ABCN | 19918.584 | 8101705 | no | no |  |  | no |  |  | 1397675.8 | 15313682.82 |  | -1
node_1397679_676_15344386_062 |  |  | PQ | AN | 385.57 | 8101705 | no | no |  |  | no |  |  | 1397679.676 | 15344386.062 |  | -1
node_1397692_488_15313971_278 |  |  | PQ | ABCN | 19918.584 | 8101705 | no | no |  |  | no |  |  | 1397692.488 | 15313971.278 |  | -1
node_1397711_62_15313978_364 |  |  | PQ | ABCN | 19918.584 | 8101705 | no | no |  |  | no |  |  | 1397711.62 | 15313978.364 |  | -1
node_1397719_502_15313773_897 |  |  | PQ | ABCN | 7199.558 | 8101705 | no | no |  |  | no |  |  | 1397719.502 | 15313773.897 |  | -1
node_1397720_391_15316319_053 |  |  | PQ | ABCN | 19918.584 | 8101705 | no | no |  |  | no |  |  | 1397720.391 | 15316319.053 |  | -1
node_1397731_184_15316296_815 |  |  | PQ | ABCN | 19918.584 | 8101705 | no | no |  |  | no |  |  | 1397731.184 | 15316296.815 |  | -1
node_1397737_309_15316271_544 |  |  | PQ | ABCN | 19918.584 | 8101705 | no | no |  |  | no |  |  | 1397737.309 | 15316271.544 |  | -1
node_1397749_591_15342187_333 |  |  | PQ | AN | 2771.281 | 8101705 | no | no |  |  | no |  |  | 1397749.591 | 15342187.333 |  | -1
node_1397767_336_15343073_509 |  |  | PQ | AN | 2771.281 | 8101705 | no | no |  |  | no |  |  | 1397767.336 | 15343073.509 |  | -1
node_1397791_112_15316005_408 |  |  | PQ | ABCN | 19918.584 | 8101705 | no | no |  |  | no |  |  | 1397791.112 | 15316005.408 |  | -1
node_1397802_607_15343274_341 |  |  | PQ | AN | 2771.281 | 8101705 | no | no |  |  | no |  |  | 1397802.607 | 15343274.341 |  | -1
node_1397849_977_15340681_218 |  |  | PQ | AN | 2771.281 | 8101705 | no | no |  |  | no |  |  | 1397849.977 | 15340681.218 |  | -1
node_1397881_467_15315800_518 |  |  | PQ | ABCN | 19918.584 | 8101705 | no | no |  |  | no |  |  | 1397881.467 | 15315800.518 |  | -1
node_1397884_71_15341126_421 |  |  | PQ | AN | 2771.281 | 8101705 | no | no |  |  | no |  |  | 1397884.71 | 15341126.421 |  | -1
node_1397887_126_15315775_047 |  |  | PQ | ABCN | 19918.584 | 8101705 | no | no |  |  | no |  |  | 1397887.126 | 15315775.047 |  | -1
node_1397895_177_15341912_197 |  |  | PQ | AN | 2771.281 | 8101705 | no | no |  |  | no |  |  | 1397895.177 | 15341912.197 |  | -1
node_1397897_507_15315752_456 |  |  | PQ | ABCN | 19918.584 | 8101705 | no | no |  |  | no |  |  | 1397897.507 | 15315752.456 |  | -1
node_1397899_748_15341666_39 |  |  | PQ | AN | 2771.281 | 8101705 | no | no |  |  | no |  |  | 1397899.748 | 15341666.39 |  | -1
node_1397936_272_15341250_308 |  |  | PQ | AN | 2771.281 | 8101705 | no | no |  |  | no |  |  | 1397936.272 | 15341250.308 |  | -1
node_1397944_802_15312776_773 |  |  | PQ | ABCN | 7199.558 | 8101705 | no | no |  |  | no |  |  | 1397944.802 | 15312776.773 |  | -1
node_1397947_209_15314986_961 |  |  | PQ | ABCN | 19918.584 | 8101705 | no | no |  |  | no |  |  | 1397947.209 | 15314986.961 |  | -1
node_1397965_251_15314976_111 |  |  | PQ | ABCN | 19918.584 | 8101705 | no | no |  |  | no |  |  | 1397965.251 | 15314976.111 |  | -1
node_1398019_05_15314949_475 |  |  | PQ | ABCN | 19918.584 | 8101705 | no | no |  |  | no |  |  | 1398019.05 | 15314949.475 |  | -1
node_1398090_226_15344055_785 |  |  | PQ | AN | 2771.281 | 8101705 | no | no |  |  | no |  |  | 1398090.226 | 15344055.785 |  | -1
node_1398147_32_15315646_223 |  |  | PQ | ABCN | 19918.584 | 8101705 | no | no |  |  | no |  |  | 1398147.32 | 15315646.223 |  | -1
node_1398148_2_15315619_629 |  |  | PQ | ABCN | 19918.584 | 8101705 | no | no |  |  | no |  |  | 1398148.2 | 15315619.629 |  | -1
node_1398155_336_15312934_829 |  |  | PQ | ABCN | 7199.558 | 8101705 | no | no |  |  | no |  |  | 1398155.336 | 15312934.829 |  | -1
node_1398231_593_15315419_594 |  |  | PQ | ABCN | 19918.584 | 8101705 | no | no |  |  | no |  |  | 1398231.593 | 15315419.594 |  | -1
node_1398247_703_15342409_981 |  |  | PQ | AN | 2771.281 | 8101705 | no | no |  |  | no |  |  | 1398247.703 | 15342409.981 |  | -1
node_1398265_372_15339794_072 |  |  | PQ | AN | 2771.281 | 8101705 | no | no |  |  | no |  |  | 1398265.372 | 15339794.072 |  | -1
node_1398297_088_15314405_843 |  |  | PQ | ABCN | 19918.584 | 8101705 | no | no |  |  | no |  |  | 1398297.088 | 15314405.843 |  | -1
node_1398299_56_15313242_393 |  |  | PQ | ABCN | 7199.558 | 8101705 | no | no |  |  | no |  |  | 1398299.56 | 15313242.393 |  | -1
node_1398299_695_15315051_362 |  |  | PQ | ABCN | 19918.584 | 8101705 | no | no |  |  | no |  |  | 1398299.695 | 15315051.362 |  | -1
node_1398304_812_15315025_681 |  |  | PQ | ABCN | 19918.584 | 8101705 | no | no |  |  | no |  |  | 1398304.812 | 15315025.681 |  | -1
node_1398314_709_15315002_698 |  |  | PQ | ABCN | 19918.584 | 8101705 | no | no |  |  | no |  |  | 1398314.709 | 15315002.698 |  | -1
node_1398320_492_15315397_547 |  |  | PQ | ABCN | 19918.584 | 8101705 | no | no |  |  | no |  |  | 1398320.492 | 15315397.547 |  | -1
node_1398334_695_15314757_122 |  |  | PQ | ABCN | 19918.584 | 8101705 | no | no |  |  | no |  |  | 1398334.695 | 15314757.122 |  | -1
node_1398345_397_15340111_947 |  |  | PQ | AN | 2771.281 | 8101705 | no | no |  |  | no |  |  | 1398345.397 | 15340111.947 |  | -1
node_1398376_254_15315690_63 |  |  | PQ | ABCN | 19918.584 | 8101705 | no | no |  |  | no |  |  | 1398376.254 | 15315690.63 |  | -1
node_1398377_353_15315717_226 |  |  | PQ | ABCN | 19918.584 | 8101705 | no | no |  |  | no |  |  | 1398377.353 | 15315717.226 |  | -1
node_1398383_533_15315742_576 |  |  | PQ | ABCN | 19918.584 | 8101705 | no | no |  |  | no |  |  | 1398383.533 | 15315742.576 |  | -1
node_1398387_146_15313800_697 |  |  | PQ | ABCN | 7199.558 | 8101705 | no | no |  |  | no |  |  | 1398387.146 | 15313800.697 |  | -1
node_1398457_287_15316188_662 |  |  | PQ | AN | 19918.584 | 8101705 | no | no |  |  | no |  |  | 1398457.287 | 15316188.662 |  | -1
node_1398462_222_15313608_122 |  |  | PQ | ABCN | 7199.558 | 8101705 | no | no |  |  | no |  |  | 1398462.222 | 15313608.122 |  | -1
node_1398466_656_15342956_534 |  |  | PQ | AN | 2771.281 | 8101705 | no | no |  |  | no |  |  | 1398466.656 | 15342956.534 |  | -1
node_1398503_948_15315829_334 |  |  | PQ | ABCN | 19918.584 | 8101705 | no | no |  |  | no |  |  | 1398503.948 | 15315829.334 |  | -1
node_1398509_818_15315549_966 |  |  | PQ | ABN | 19918.584 | 8101705 | no | no |  |  | no |  |  | 1398509.818 | 15315549.966 |  | -1
node_1398526_11_15315534_952 |  |  | PQ | ABN | 19918.584 | 8101705 | no | no |  |  | no |  |  | 1398526.11 | 15315534.952 |  | -1
node_1398528_992_15315624_154 |  |  | PQ | ABCN | 19918.584 | 8101705 | no | no |  |  | no |  |  | 1398528.992 | 15315624.154 |  | -1
node_1398539_725_15315601_862 |  |  | PQ | ABCN | 19918.584 | 8101705 | no | no |  |  | no |  |  | 1398539.725 | 15315601.862 |  | -1
node_1398621_702_15342015_002 |  |  | PQ | AN | 2771.281 | 8101705 | no | no |  |  | no |  |  | 1398621.702 | 15342015.002 |  | -1
node_1398627_463_15315632_179 |  |  | PQ | ABCN | 19918.584 | 8101705 | no | no |  |  | no |  |  | 1398627.463 | 15315632.179 |  | -1
node_1398643_655_15315647_66 |  |  | PQ | ABCN | 19918.584 | 8101705 | no | no |  |  | no |  |  | 1398643.655 | 15315647.66 |  | -1
node_1398656_339_15315668_222 |  |  | PQ | ABCN | 19918.584 | 8101705 | no | no |  |  | no |  |  | 1398656.339 | 15315668.222 |  | -1
node_1398691_505_15339811_64 |  |  | PQ | AN | 2771.281 | 8101705 | no | no |  |  | no |  |  | 1398691.505 | 15339811.64 |  | -1
node_1398727_037_15314484_324 |  |  | PQ | ABCN | 19918.584 | 8101705 | no | no |  |  | no |  |  | 1398727.037 | 15314484.324 |  | -1
node_1398740_68_15314503_748 |  |  | PQ | ABCN | 19918.584 | 8101705 | no | no |  |  | no |  |  | 1398740.68 | 15314503.748 |  | -1
node_1398775_57_15315440_949 |  |  | PQ | AN | 19918.584 | 8101705 | no | no |  |  | no |  |  | 1398775.57 | 15315440.949 |  | -1
node_1398805_773_15316631_455 |  |  | PQ | ABN | 19918.584 | 8101705 | no | no |  |  | no |  |  | 1398805.773 | 15316631.455 |  | -1
node_1398933_98_15316086_41 |  |  | PQ | ABCN | 19918.584 | 8101705 | no | no |  |  | no |  |  | 1398933.98 | 15316086.41 |  | -1
node_1398940_547_15316111_587 |  |  | PQ | ABCN | 19918.584 | 8101705 | no | no |  |  | no |  |  | 1398940.547 | 15316111.587 |  | -1
node_1398959_036_15343564_597 |  |  | PQ | AN | 2771.281 | 8101705 | no | no |  |  | no |  |  | 1398959.036 | 15343564.597 |  | -1
node_1399022_421_15339836_113 |  |  | PQ | AN | 2771.281 | 8101705 | no | no |  |  | no |  |  | 1399022.421 | 15339836.113 |  | -1
node_1399036_928_15316087_108 |  |  | PQ | ABN | 19918.584 | 8101705 | no | no |  |  | no |  |  | 1399036.928 | 15316087.108 |  | -1
node_1399059_955_15317083_889 |  |  | PQ | AN | 2771.281 | 8101705 | no | no |  |  | no |  |  | 1399059.955 | 15317083.889 |  | -1
node_1399067_849_15316381_909 |  |  | PQ | ABCN | 19918.584 | 8101705 | no | no |  |  | no |  |  | 1399067.849 | 15316381.909 |  | -1
node_1399089_478_15316399_395 |  |  | PQ | ABCN | 19918.584 | 8101705 | no | no |  |  | no |  |  | 1399089.478 | 15316399.395 |  | -1
node_1399121_681_15315962_266 |  |  | PQ | ABN | 19918.584 | 8101705 | no | no |  |  | no |  |  | 1399121.681 | 15315962.266 |  | -1
node_1399138_15_15315947_603 |  |  | PQ | ABN | 19918.584 | 8101705 | no | no |  |  | no |  |  | 1399138.15 | 15315947.603 |  | -1
node_1399157_594_15314953_88 |  |  | PQ | ABCN | 19918.584 | 8101705 | no | no |  |  | no |  |  | 1399157.594 | 15314953.88 |  | -1
node_1399250_439_15316554_538 |  |  | PQ | ABCN | 19918.584 | 8101705 | no | no |  |  | no |  |  | 1399250.439 | 15316554.538 |  | -1
node_1399258_988_15316578_631 |  |  | PQ | ABCN | 19918.584 | 8101705 | no | no |  |  | no |  |  | 1399258.988 | 15316578.631 |  | -1
node_1399270_82_15315681_781 |  |  | PQ | AN | 19918.584 | 8101705 | no | no |  |  | no |  |  | 1399270.82 | 15315681.781 |  | -1
node_1399274_749_15316795_599 |  |  | PQ | ABCN | 19918.584 | 8101705 | no | no |  |  | no |  |  | 1399274.749 | 15316795.599 |  | -1
node_1399290_682_15315163_34 |  |  | PQ | AN | 19918.584 | 8101705 | no | no |  |  | no |  |  | 1399290.682 | 15315163.34 |  | -1
node_1399300_6_15316721_423 |  |  | PQ | ABCN | 19918.584 | 8101705 | no | no |  |  | no |  |  | 1399300.6 | 15316721.423 |  | -1
node_1399302_358_15316704_5 |  |  | PQ | ABCN | 19918.584 | 8101705 | no | no |  |  | no |  |  | 1399302.358 | 15316704.5 |  | -1
node_1399302_823_15316687_158 |  |  | PQ | ABCN | 19918.584 | 8101705 | no | no |  |  | no |  |  | 1399302.823 | 15316687.158 |  | -1
node_1399336_378_15339854_125 |  |  | PQ | AN | 2771.281 | 8101705 | no | no |  |  | no |  |  | 1399336.378 | 15339854.125 |  | -1
node_1399355_722_15317582_646 |  |  | PQ | AN | 2771.281 | 8101705 | no | no |  |  | no |  |  | 1399355.722 | 15317582.646 |  | -1
node_1399363_597_15339556_01 |  |  | PQ | AN | 2771.281 | 8101705 | no | no |  |  | no |  |  | 1399363.597 | 15339556.01 |  | -1
node_1399412_636_15316796_032 |  |  | PQ | ABCN | 19918.584 | 8101705 | no | no |  |  | no |  |  | 1399412.636 | 15316796.032 |  | -1
node_1399423_713_15316818_202 |  |  | PQ | ABCN | 19918.584 | 8101705 | no | no |  |  | no |  |  | 1399423.713 | 15316818.202 |  | -1
node_1399430_16_15316843_433 |  |  | PQ | ABCN | 19918.584 | 8101705 | no | no |  |  | no |  |  | 1399430.16 | 15316843.433 |  | -1
node_1399445_123_15317129_163 |  |  | PQ | ABCN | 19918.584 | 8101705 | no | no |  |  | no |  |  | 1399445.123 | 15317129.163 |  | -1
node_1399451_567_15317154_397 |  |  | PQ | ABCN | 19918.584 | 8101705 | no | no |  |  | no |  |  | 1399451.567 | 15317154.397 |  | -1
node_1399454_267_15316399_825 |  |  | PQ | AN | 19918.584 | 8101705 | no | no |  |  | no |  |  | 1399454.267 | 15316399.825 |  | -1
node_1399521_2_15316960_424 |  |  | PQ | ABCN | 19918.584 | 8101705 | no | no |  |  | no |  |  | 1399521.2 | 15316960.424 |  | -1
node_1399532_325_15316982_55 |  |  | PQ | ABCN | 19918.584 | 8101705 | no | no |  |  | no |  |  | 1399532.325 | 15316982.55 |  | -1
node_1399538_828_15317007_756 |  |  | PQ | ABCN | 19918.584 | 8101705 | no | no |  |  | no |  |  | 1399538.828 | 15317007.756 |  | -1
node_1399630_441_15317996_718 |  |  | PQ | AN | 2771.281 | 8101705 | no | no |  |  | no |  |  | 1399630.441 | 15317996.718 |  | -1
node_1399633_749_15317129_23 |  |  | PQ | ABCN | 19918.584 | 8101705 | no | no |  |  | no |  |  | 1399633.749 | 15317129.23 |  | -1
node_1399644_693_15317151_518 |  |  | PQ | ABCN | 19918.584 | 8101705 | no | no |  |  | no |  |  | 1399644.693 | 15317151.518 |  | -1
node_1399650_989_15317176_817 |  |  | PQ | ABCN | 19918.584 | 8101705 | no | no |  |  | no |  |  | 1399650.989 | 15317176.817 |  | -1
node_1399699_406_15315684_65 |  |  | PQ | AN | 19918.584 | 8101705 | no | no |  |  | no |  |  | 1399699.406 | 15315684.65 |  | -1
node_1399724_823_15317277_467 |  |  | PQ | ABCN | 19918.584 | 8101705 | no | no |  |  | no |  |  | 1399724.823 | 15317277.467 |  | -1
node_1399729_111_15316813_976 |  |  | PQ | AN | 2771.281 | 8101705 | no | no |  |  | no |  |  | 1399729.111 | 15316813.976 |  | -1
node_1399731_229_15317302_718 |  |  | PQ | ABCN | 19918.584 | 8101705 | no | no |  |  | no |  |  | 1399731.229 | 15317302.718 |  | -1
node_1399836_809_15317779_802 |  |  | PQ | ABCN | 19918.584 | 8101705 | no | no |  |  | no |  |  | 1399836.809 | 15317779.802 |  | -1
node_1399853_836_15317555_355 |  |  | PQ | ABCN | 19918.584 | 8101705 | no | no |  |  | no |  |  | 1399853.836 | 15317555.355 |  | -1
node_1399937_856_15316677_098 |  |  | PQ | AN | 2771.281 | 8101705 | no | no |  |  | no |  |  | 1399937.856 | 15316677.098 |  | -1
node_1399969_669_15317176_213 |  |  | PQ | AN | 2771.281 | 8101705 | no | no |  |  | no |  |  | 1399969.669 | 15317176.213 |  | -1
node_1399971_481_15318266_231 |  |  | PQ | ABN | 2771.281 | 8101705 | no | no |  |  | no |  |  | 1399971.481 | 15318266.231 |  | -1
node_1400094_679_15317870_919 |  |  | PQ | ABCN | 19918.584 | 8101705 | no | no |  |  | no |  |  | 1400094.679 | 15317870.919 |  | -1
node_1400103_551_15339782_721 |  |  | PQ | AN | 2771.281 | 8101705 | no | no |  |  | no |  |  | 1400103.551 | 15339782.721 |  | -1
node_1400108_252_15317890_428 |  |  | PQ | ABCN | 19918.584 | 8101705 | no | no |  |  | no |  |  | 1400108.252 | 15317890.428 |  | -1
node_1400117_629_15317913_962 |  |  | PQ | ABCN | 19918.584 | 8101705 | no | no |  |  | no |  |  | 1400117.629 | 15317913.962 |  | -1
node_1400200_803_15316444_884 |  |  | PQ | AN | 2771.281 | 8101705 | no | no |  |  | no |  |  | 1400200.803 | 15316444.884 |  | -1
node_1400239_914_15318241_61 |  |  | PQ | ABCN | 19918.584 | 8101705 | no | no |  |  | no |  |  | 1400239.914 | 15318241.61 |  | -1
node_1400479_681_15316856_027 |  |  | PQ | AN | 2771.281 | 8101705 | no | no |  |  | no |  |  | 1400479.681 | 15316856.027 |  | -1
node_1400798_37_15339935_968 |  |  | PQ | AN | 2771.281 | 8101705 | no | no |  |  | no |  |  | 1400798.37 | 15339935.968 |  | -1
node_1401128_205_15339672_63 |  |  | PQ | AN | 2771.281 | 8101705 | no | no |  |  | no |  |  | 1401128.205 | 15339672.63 |  | -1
node_1401864_849_15339500_988 |  |  | PQ | AN | 2771.281 | 8101705 | no | no |  |  | no |  |  | 1401864.849 | 15339500.988 |  | -1
node_1402013_982_15339454_286 |  |  | PQ | AN | 2771.281 | 8101705 | no | no |  |  | no |  |  | 1402013.982 | 15339454.286 |  | -1
node_1402175_005_15339493_311 |  |  | PQ | AN | 2771.281 | 8101705 | no | no |  |  | no |  |  | 1402175.005 | 15339493.311 |  | -1
node_1402603_099_15339289_362 |  |  | PQ | AN | 2771.281 | 8101705 | no | no |  |  | no |  |  | 1402603.099 | 15339289.362 |  | -1
node_1402660_142_15339774_923 |  |  | PQ | AN | 2771.281 | 8101705 | no | no |  |  | no |  |  | 1402660.142 | 15339774.923 |  | -1
node_1402896_768_15338904_151 |  |  | PQ | AN | 2771.281 | 8101705 | no | no |  |  | no |  |  | 1402896.768 | 15338904.151 |  | -1
node_1403148_422_15339156_936 |  |  | PQ | AN | 2771.281 | 8101705 | no | no |  |  | no |  |  | 1403148.422 | 15339156.936 |  | -1
node_1403331_188_15338939_194 |  |  | PQ | AN | 2771.281 | 8101705 | no | no |  |  | no |  |  | 1403331.188 | 15338939.194 |  | -1
node_1403355_049_15339212_179 |  |  | PQ | AN | 2771.281 | 8101705 | no | no |  |  | no |  |  | 1403355.049 | 15339212.179 |  | -1
node_1403838_475_15338837_732 |  |  | PQ | AN | 2771.281 | 8101705 | no | no |  |  | no |  |  | 1403838.475 | 15338837.732 |  | -1
node_8101705_200816508 |  |  | PQ | AD | 19918.584 | 8101705 | no | no |  |  | no |  |  | 1391399.049 | 15342562.321 |  | -1
node_8101705_200816509 |  |  | PQ | AN | 19918.584 | 8101705 | no | no |  |  | no |  |  | 1391504.195 | 15342854.486 |  | -1
node_8101705_200816513 |  |  | PQ | AD | 19918.584 | 8101705 | no | no |  |  | no |  |  | 1391138.965 | 15343251.42 |  | -1
node_8101705_200816514 |  |  | PQ | AN | 19918.584 | 8101705 | no | no |  |  | no |  |  | 1391053.347 | 15343545.855 |  | -1
node_8101705_200816515 |  |  | PQ | AD | 19918.584 | 8101705 | no | no |  |  | no |  |  | 1390994.524 | 15343742.558 |  | -1
node_8101705_200816516 |  |  | PQ | AN | 19918.584 | 8101705 | no | no |  |  | no |  |  | 1390937.027 | 15343921.139 |  | -1
node_8101705_200816517 |  |  | PQ | AN | 19918.584 | 8101705 | no | no |  |  | no |  |  | 1390871.441 | 15344097.162 |  | -1
node_8101705_200816518 |  |  | PQ | AD | 19918.584 | 8101705 | no | no |  |  | no |  |  | 1390764.91 | 15344469.189 |  | -1
node_8101705_200816519 |  |  | PQ | AN | 19918.584 | 8101705 | no | no |  |  | no |  |  | 1390690.464 | 15344686.016 |  | -1
node_8101705_200816520 |  |  | PQ | AN | 19918.584 | 8101705 | no | no |  |  | no |  |  | 1390553.459 | 15344989.933 |  | -1
node_8101705_200816521 |  |  | PQ | AN | 19918.584 | 8101705 | no | no |  |  | no |  |  | 1390445.194 | 15345268.157 |  | -1
node_8101705_200816522 |  |  | PQ | AD | 19918.584 | 8101705 | no | no |  |  | no |  |  | 1390377.342 | 15345511.626 |  | -1
node_8101705_200816523 |  |  | PQ | AD | 19918.584 | 8101705 | no | no |  |  | no |  |  | 1390291.071 | 15345701.185 |  | -1
node_8101705_200816524 |  |  | PQ | AN | 19918.584 | 8101705 | no | no |  |  | no |  |  | 1390233.449 | 15345821.906 |  | -1
node_8101705_200816526 |  |  | PQ | AD | 19918.584 | 8101705 | no | no |  |  | no |  |  | 1390091.484 | 15345820.464 |  | -1
node_8101705_200816527 |  |  | PQ | AD | 19918.584 | 8101705 | no | no |  |  | no |  |  | 1389806.648 | 15346116.822 |  | -1
node_8101705_200816528 |  |  | PQ | AD | 19918.584 | 8101705 | no | no |  |  | no |  |  | 1389474.773 | 15346460.587 |  | -1
node_8101705_200816529 |  |  | PQ | AN | 19918.584 | 8101705 | no | no |  |  | no |  |  | 1389400.716 | 15346535.907 |  | -1
node_8101705_200816530 |  |  | PQ | AN | 19918.584 | 8101705 | no | no |  |  | no |  |  | 1389077.22 | 15346875.097 |  | -1
node_8101705_200816531 |  |  | PQ | AN | 19918.584 | 8101705 | no | no |  |  | no |  |  | 1388940.673 | 15347315.632 |  | -1
node_8101705_200816533 |  |  | PQ | AD | 19918.584 | 8101705 | no | no |  |  | no |  |  | 1388577.676 | 15347528.863 |  | -1
node_8101705_200816534 |  |  | PQ | AD | 19918.584 | 8101705 | no | no |  |  | no |  |  | 1388240.989 | 15347747.903 |  | -1
node_8101705_200816535 |  |  | PQ | AN | 19918.584 | 8101705 | no | no |  |  | no |  |  | 1388006.384 | 15348034.666 |  | -1
node_8101705_200816536 |  |  | PQ | AD | 19918.584 | 8101705 | no | no |  |  | no |  |  | 1387713.063 | 15348199.13 |  | -1
node_8101705_200816537 |  |  | PQ | AN | 19918.584 | 8101705 | no | no |  |  | no |  |  | 1387400.415 | 15348452.727 |  | -1
node_8101705_200816538 |  |  | PQ | AN | 19918.584 | 8101705 | no | no |  |  | no |  |  | 1387287.811 | 15348791.735 |  | -1
node_8101705_200816539 |  |  | PQ | AD | 19918.584 | 8101705 | no | no |  |  | no |  |  | 1387123.465 | 15349020.171 |  | -1
node_8101705_200816540 |  |  | PQ | AN | 19918.584 | 8101705 | no | no |  |  | no |  |  | 1386999.847 | 15349184.726 |  | -1
node_8101705_200816541 |  |  | PQ | AD | 19918.584 | 8101705 | no | no |  |  | no |  |  | 1386876.38 | 15349357.691 |  | -1
node_8101705_200816544 |  |  | PQ | AD | 19918.584 | 8101705 | no | no |  |  | no |  |  | 1386698.099 | 15349686.491 |  | -1
node_8101705_200816545 |  |  | PQ | AD | 19918.584 | 8101705 | no | no |  |  | no |  |  | 1386482.968 | 15349976.8 |  | -1
node_8101705_200816546 |  |  | PQ | AD | 19918.584 | 8101705 | no | no |  |  | no |  |  | 1386450.14 | 15350155.998 |  | -1
node_8101705_200816547 |  |  | PQ | AD | 19918.584 | 8101705 | no | no |  |  | no |  |  | 1386328.297 | 15350359.457 |  | -1
node_8101705_200816548 |  |  | PQ | AD | 19918.584 | 8101705 | no | no |  |  | no |  |  | 1386332 | 15350635.532 |  | -1
node_8101705_200816549 |  |  | PQ | AD | 19918.584 | 8101705 | no | no |  |  | no |  |  | 1386220.935 | 15350884.521 |  | -1
node_8101705_200816550 |  |  | PQ | AN | 19918.584 | 8101705 | no | no |  |  | no |  |  | 1386211.511 | 15351210.651 |  | -1
node_8101705_200816553 |  |  | PQ | AN | 19918.584 | 8101705 | no | no |  |  | no |  |  | 1385988.565 | 15351665.679 |  | -1
node_8101705_200816555 |  |  | PQ | AN | 19918.584 | 8101705 | no | no |  |  | no |  |  | 1385883.247 | 15351876.034 |  | -1
node_8101705_200816556 |  |  | PQ | AN | 19918.584 | 8101705 | no | no |  |  | no |  |  | 1385796.536 | 15352176.461 |  | -1
node_8101705_200816558 |  |  | PQ | AD | 19918.584 | 8101705 | no | no |  |  | no |  |  | 1385602.895 | 15352484.029 |  | -1
node_8101705_200816559 |  |  | PQ | AD | 19918.584 | 8101705 | no | no |  |  | no |  |  | 1385858.759 | 15352538.893 |  | -1
node_8101705_200816560 |  |  | PQ | AN | 19918.584 | 8101705 | no | no |  |  | no |  |  | 1386161.395 | 15352527.17 |  | -1
node_8101705_200816561 |  |  | PQ | AN | 19918.584 | 8101705 | no | no |  |  | no |  |  | 1385424.147 | 15352770.371 |  | -1
node_8101705_200816564 |  |  | PQ | AN | 19918.584 | 8101705 | no | no |  |  | no |  |  | 1385336.358 | 15353194.013 |  | -1
node_8101705_200816565 |  |  | PQ | AN | 19918.584 | 8101705 | no | no |  |  | no |  |  | 1385303.345 | 15353380.456 |  | -1
node_8101705_200816566 |  |  | PQ | AD | 19918.584 | 8101705 | no | no |  |  | no |  |  | 1385244.462 | 15353626.523 |  | -1
node_8101705_200816567 |  |  | PQ | AN | 19918.584 | 8101705 | no | no |  |  | no |  |  | 1385216.362 | 15353777.801 |  | -1
node_8101705_200816568 |  |  | PQ | AN | 19918.584 | 8101705 | no | no |  |  | no |  |  | 1385072.579 | 15354122.804 |  | -1
node_8101705_200816570 |  |  | PQ | AN | 19918.584 | 8101705 | no | no |  |  | no |  |  | 1384944.706 | 15354303.406 |  | -1
node_8101705_200816571 |  |  | PQ | AD | 19918.584 | 8101705 | no | no |  |  | no |  |  | 1384817.934 | 15354551.956 |  | -1
node_8101705_200816631 |  |  | PQ | AD | 2771.281 | 8101705 | no | no |  |  | no |  |  | 1397738.898 | 15342787.356 |  | -1
node_8101705_200816632 |  |  | PQ | AN | 2771.281 | 8101705 | no | no |  |  | no |  |  | 1397734.979 | 15343066.776 |  | -1
node_8101705_200816633 |  |  | PQ | AD | 2771.281 | 8101705 | no | no |  |  | no |  |  | 1397457.983 | 15343070.719 |  | -1
node_8101705_200816634 |  |  | PQ | AN | 2771.281 | 8101705 | no | no |  |  | no |  |  | 1397186.153 | 15343113.714 |  | -1
node_8101705_200816635 |  |  | PQ | AN | 2771.281 | 8101705 | no | no |  |  | no |  |  | 1397764.622 | 15343282.639 |  | -1
node_8101705_200816636 |  |  | PQ | AD | 2771.281 | 8101705 | no | no |  |  | no |  |  | 1397749.315 | 15343492.969 |  | -1
node_8101705_200816637 |  |  | PQ | AD | 2771.281 | 8101705 | no | no |  |  | no |  |  | 1397742.889 | 15343879.216 |  | -1
node_8101705_200816638 |  |  | PQ | AN | 2771.281 | 8101705 | no | no |  |  | no |  |  | 1398067.953 | 15344062.975 |  | -1
node_8101705_200816640 |  |  | PQ | AN | 19918.584 | 8101705 | no | no |  |  | no |  |  | 1385506.037 | 15347266.227 |  | -1
node_8101705_200816641 |  |  | PQ | AN | 19918.584 | 8101705 | no | no |  |  | no |  |  | 1385105.301 | 15347182.358 |  | -1
node_8101705_200816693 |  |  | PQ | ABCN | 19918.584 | 8101705 | no | no |  |  | no |  |  | 1383265.267 | 15348264.284 |  | -1
node_8101705_200816730 |  |  | PQ | ABCN | 2771.281 | 8101705 | no | no |  |  | no |  |  | 1393024.884 | 15342776.209 |  | -1
node_8101705_200816731 |  |  | PQ | ABCN | 2771.281 | 8101705 | no | no |  |  | no |  |  | 1393093.455 | 15342989.251 |  | -1
node_8101705_200816732 |  |  | PQ | ABCN | 2771.281 | 8101705 | no | no |  |  | no |  |  | 1393128.857 | 15343099.209 |  | -1
node_8101705_200816733 |  |  | PQ | ABCN | 2771.281 | 8101705 | no | no |  |  | no |  |  | 1393180.592 | 15343236.895 |  | -1
node_8101705_200816734 |  |  | PQ | ABCN | 2771.281 | 8101705 | no | no |  |  | no |  |  | 1393238.228 | 15343431.374 |  | -1
node_8101705_200816735 |  |  | PQ | ABCN | 2771.281 | 8101705 | no | no |  |  | no |  |  | 1393279.897 | 15343586.456 |  | -1
node_8101705_200816736 |  |  | PQ | ABCN | 2771.281 | 8101705 | no | no |  |  | no |  |  | 1393299.47 | 15343751.539 |  | -1
node_8101705_200816738 |  |  | PQ | ABCN | 2771.281 | 8101705 | no | no |  |  | no |  |  | 1393320.301 | 15343943.351 |  | -1
node_8101705_200816739 |  |  | PQ | ABCN | 2771.281 | 8101705 | no | no |  |  | no |  |  | 1393305.423 | 15344254.727 |  | -1
node_8101705_200816741 |  |  | PQ | AN | 2771.281 | 8101705 | no | no |  |  | no |  |  | 1393480.975 | 15344369.766 |  | -1
node_8101705_200816742 |  |  | PQ | ABCN | 2771.281 | 8101705 | no | no |  |  | no |  |  | 1393300.739 | 15344384.486 |  | -1
node_8101705_200816745 |  |  | PQ | ABCN | 2771.281 | 8101705 | no | no |  |  | no |  |  | 1393288.235 | 15344541.589 |  | -1
node_8101705_200816747 |  |  | PQ | ABCN | 2771.281 | 8101705 | no | no |  |  | no |  |  | 1393262.673 | 15344713.186 |  | -1
node_8101705_200816749 |  |  | PQ | ABCN | 2771.281 | 8101705 | no | no |  |  | no |  |  | 1393248.867 | 15344814.271 |  | -1
node_8101705_200816750 |  |  | PQ | ABCN | 2771.281 | 8101705 | no | no |  |  | no |  |  | 1393209.915 | 15345022.037 |  | -1
node_8101705_200816751 |  |  | PQ | ABCN | 2771.281 | 8101705 | no | no |  |  | no |  |  | 1393116.593 | 15345402.617 |  | -1
node_8101705_200816752 |  |  | PQ | ABCN | 2771.281 | 8101705 | no | no |  |  | no |  |  | 1393205.915 | 15345181.927 |  | -1
node_8101705_200816753 |  |  | PQ | ABCN | 2771.281 | 8101705 | no | no |  |  | no |  |  | 1393058.159 | 15345531.837 |  | -1
node_8101705_200816755 |  |  | PQ | ABCN | 2771.281 | 8101705 | no | no |  |  | no |  |  | 1392998.587 | 15345685.022 |  | -1
node_8101705_200816756 |  |  | PQ | ABCN | 2771.281 | 8101705 | no | no |  |  | no |  |  | 1392903.385 | 15345893.165 |  | -1
node_8101705_200816757 |  |  | PQ | ABCN | 2771.281 | 8101705 | no | no |  |  | no |  |  | 1392828.265 | 15346080.859 |  | -1
node_8101705_200816758 |  |  | PQ | ABCN | 2771.281 | 8101705 | no | no |  |  | no |  |  | 1392702.619 | 15346389.668 |  | -1
node_8101705_200816760 |  |  | PQ | ABCN | 2771.281 | 8101705 | no | no |  |  | no |  |  | 1392674.813 | 15346454.09 |  | -1
node_8101705_200816761 |  |  | PQ | ABCN | 2771.281 | 8101705 | no | no |  |  | no |  |  | 1392584.293 | 15346649.822 |  | -1
node_8101705_200816762 |  |  | PQ | ABCN | 2771.281 | 8101705 | no | no |  |  | no |  |  | 1392457.701 | 15346966.161 |  | -1
node_8101705_200816763 |  |  | PQ | ABCN | 2771.281 | 8101705 | no | no |  |  | no |  |  | 1392381.842 | 15347152.552 |  | -1
node_8101705_200816765 |  |  | PQ | ABCN | 2771.281 | 8101705 | no | no |  |  | no |  |  | 1392235.036 | 15347513.257 |  | -1
node_8101705_200816766 |  |  | PQ | ABCN | 2771.281 | 8101705 | no | no |  |  | no |  |  | 1392068.394 | 15347906.71 |  | -1
node_8101705_200816768 |  |  | PQ | ABCN | 2771.281 | 8101705 | no | no |  |  | no |  |  | 1392065.539 | 15348197.982 |  | -1
node_8101705_200816769 |  |  | PQ | ABCN | 2771.281 | 8101705 | no | no |  |  | no |  |  | 1392088.691 | 15348500.063 |  | -1
node_8101705_200816770 |  |  | PQ | ABCN | 2771.281 | 8101705 | no | no |  |  | no |  |  | 1392143.792 | 15348732.467 |  | -1
node_8101705_200816771 |  |  | PQ | ABCN | 2771.281 | 8101705 | no | no |  |  | no |  |  | 1392202.009 | 15348957.09 |  | -1
node_8101705_200816773 |  |  | PQ | ABCN | 2771.281 | 8101705 | no | no |  |  | no |  |  | 1392316.571 | 15349199.223 |  | -1
node_8101705_200816774 |  |  | PQ | ABCN | 2771.281 | 8101705 | no | no |  |  | no |  |  | 1392419.142 | 15349501.209 |  | -1
node_8101705_200816775 |  |  | PQ | ABCN | 2771.281 | 8101705 | no | no |  |  | no |  |  | 1392450.246 | 15349787.034 |  | -1
node_8101705_200816776 |  |  | PQ | ABCN | 2771.281 | 8101705 | no | no |  |  | no |  |  | 1392462.722 | 15350035.445 |  | -1
node_8101705_200816777 |  |  | PQ | ABCN | 2771.281 | 8101705 | no | no |  |  | no |  |  | 1392472.759 | 15350456.42 |  | -1
node_8101705_200816778 |  |  | PQ | ABCN | 2771.281 | 8101705 | no | no |  |  | no |  |  | 1392469.415 | 15350627.549 |  | -1
node_8101705_200816780 |  |  | PQ | ABCN | 2771.281 | 8101705 | no | no |  |  | no |  |  | 1392467.052 | 15350776.82 |  | -1
node_8101705_200816782 |  |  | PQ | ABCN | 2771.281 | 8101705 | no | no |  |  | no |  |  | 1392461.189 | 15351074.713 |  | -1
node_8101705_200816783 |  |  | PQ | ABCN | 2771.281 | 8101705 | no | no |  |  | no |  |  | 1392453.966 | 15351382.485 |  | -1
node_8101705_200816784 |  |  | PQ | ABCN | 2771.281 | 8101705 | no | no |  |  | no |  |  | 1392390.677 | 15351799.392 |  | -1
node_8101705_200816785 |  |  | PQ | ABCN | 2771.281 | 8101705 | no | no |  |  | no |  |  | 1392315.482 | 15352232.989 |  | -1
node_8101705_200816788 |  |  | PQ | ABCN | 2771.281 | 8101705 | no | no |  |  | no |  |  | 1392267.322 | 15352534.355 |  | -1
node_8101705_200816789 |  |  | PQ | ABCN | 0 | 8101705 | no | no |  |  | no |  |  | 1392230.637 | 15352668.431 |  | -1
node_8101705_200816790 |  |  | PQ | AN | 0 | 8101705 | no | no |  |  | no |  |  | 1391934.959 | 15352595.106 |  | -1
node_8101705_200816792 |  |  | PQ | ABCN | 0 | 8101705 | no | no |  |  | no |  |  | 1391972.823 | 15353178.578 |  | -1
node_8101705_200816794 |  |  | PQ | AN | 0 | 8101705 | no | no |  |  | no |  |  | 1392049.386 | 15353202.732 |  | -1
node_8101705_200816860 |  |  | PQ | AN | 19918.584 | 8101705 | no | no |  |  | no |  |  | 1386891.177 | 15353392.464 |  | -1
node_8101705_200816861 |  |  | PQ | AN | 19918.584 | 8101705 | no | no |  |  | no |  |  | 1385573.747 | 15353827.758 |  | -1
node_8101705_200816862 |  |  | PQ | AD | 19918.584 | 8101705 | no | no |  |  | no |  |  | 1385807.799 | 15353848.242 |  | -1
node_8101705_200816863 |  |  | PQ | AN | 19918.584 | 8101705 | no | no |  |  | no |  |  | 1385969.122 | 15353854.64 |  | -1
node_8101705_200816864 |  |  | PQ | AN | 19918.584 | 8101705 | no | no |  |  | no |  |  | 1386324.064 | 15353897.752 |  | -1
node_8101705_200816865 |  |  | PQ | AD | 19918.584 | 8101705 | no | no |  |  | no |  |  | 1386618.091 | 15353893.27 |  | -1
node_8101705_200816866 |  |  | PQ | AN | 19918.584 | 8101705 | no | no |  |  | no |  |  | 1386888.743 | 15353886.402 |  | -1
node_8101705_200816867 |  |  | PQ | AD | 19918.584 | 8101705 | no | no |  |  | no |  |  | 1387086.656 | 15353810.626 |  | -1
node_8101705_200816869 |  |  | PQ | AD | 19918.584 | 8101705 | no | no |  |  | no |  |  | 1387308.385 | 15353905.548 |  | -1
node_8101705_200816870 |  |  | PQ | AN | 19918.584 | 8101705 | no | no |  |  | no |  |  | 1387156.508 | 15353803.121 |  | -1
node_8101705_200816871 |  |  | PQ | AN | 19918.584 | 8101705 | no | no |  |  | no |  |  | 1387594.469 | 15354042.148 |  | -1
node_8101705_200816873 |  |  | PQ | AN | 19918.584 | 8101705 | no | no |  |  | no |  |  | 1387816.491 | 15354060.158 |  | -1
node_8101705_200816874 |  |  | PQ | AD | 19918.584 | 8101705 | no | no |  |  | no |  |  | 1388015.585 | 15354084.23 |  | -1
node_8101705_200816875 |  |  | PQ | AN | 19918.584 | 8101705 | no | no |  |  | no |  |  | 1388275.074 | 15354109.215 |  | -1
node_8101705_200816876 |  |  | PQ | AN | 19918.584 | 8101705 | no | no |  |  | no |  |  | 1388490.408 | 15353965.898 |  | -1
node_8101705_200816877 |  |  | PQ | AD | 19918.584 | 8101705 | no | no |  |  | no |  |  | 1388676.94 | 15353843.766 |  | -1
node_8101705_200816878 |  |  | PQ | AD | 19918.584 | 8101705 | no | no |  |  | no |  |  | 1388832.898 | 15354120.033 |  | -1
node_8101705_200816879 |  |  | PQ | AD | 19918.584 | 8101705 | no | no |  |  | no |  |  | 1388923.974 | 15354433.218 |  | -1
node_8101705_200816880 |  |  | PQ | AN | 19918.584 | 8101705 | no | no |  |  | no |  |  | 1388923.914 | 15354748.085 |  | -1
node_8101705_200816881 |  |  | PQ | AN | 19918.584 | 8101705 | no | no |  |  | no |  |  | 1389147.252 | 15354368.282 |  | -1
node_8101705_200816882 |  |  | PQ | AD | 19918.584 | 8101705 | no | no |  |  | no |  |  | 1389129.813 | 15353742.065 |  | -1
node_8101705_200816883 |  |  | PQ | AN | 19918.584 | 8101705 | no | no |  |  | no |  |  | 1389463.728 | 15353661.573 |  | -1
node_8101705_200816884 |  |  | PQ | AD | 19918.584 | 8101705 | no | no |  |  | no |  |  | 1389686.897 | 15353722.811 |  | -1
node_8101705_200816885 |  |  | PQ | AN | 19918.584 | 8101705 | no | no |  |  | no |  |  | 1389894.444 | 15354023.317 |  | -1
node_8101705_200816961 |  |  | PQ | AN | 385.57 | 8101705 | no | no |  |  | no |  |  | 1392498.278 | 15347032.624 |  | -1
node_8101705_200816962 |  |  | PQ | AD | 385.57 | 8101705 | no | no |  |  | no |  |  | 1392679.337 | 15347185.831 |  | -1
node_8101705_200816963 |  |  | PQ | AN | 385.57 | 8101705 | no | no |  |  | no |  |  | 1392852.133 | 15347414.59 |  | -1
node_8101705_200816964 |  |  | PQ | AN | 385.57 | 8101705 | no | no |  |  | no |  |  | 1392643.105 | 15347518.052 |  | -1
node_8101705_200816965 |  |  | PQ | AN | 385.57 | 8101705 | no | no |  |  | no |  |  | 1393100.415 | 15347546.502 |  | -1
node_8101705_200816966 |  |  | PQ | AN | 385.57 | 8101705 | no | no |  |  | no |  |  | 1392830.839 | 15347684.51 |  | -1
node_8101705_200816968 |  |  | PQ | AD | 385.57 | 8101705 | no | no |  |  | no |  |  | 1393107.461 | 15347213.457 |  | -1
node_8101705_200816969 |  |  | PQ | AD | 385.57 | 8101705 | no | no |  |  | no |  |  | 1393176.904 | 15347242.969 |  | -1
node_8101705_200816970 |  |  | PQ | AN | 385.57 | 8101705 | no | no |  |  | no |  |  | 1393182.127 | 15346973.944 |  | -1
node_8101705_200816971 |  |  | PQ | AD | 385.57 | 8101705 | no | no |  |  | no |  |  | 1393404.139 | 15347321.209 |  | -1
node_8101705_200816972 |  |  | PQ | AD | 385.57 | 8101705 | no | no |  |  | no |  |  | 1396759.545 | 15347587.561 |  | -1
node_8101705_200816973 |  |  | PQ | AN | 385.57 | 8101705 | no | no |  |  | no |  |  | 1396970.074 | 15347588.581 |  | -1
node_8101705_200816975 |  |  | PQ | AD | 385.57 | 8101705 | no | no |  |  | no |  |  | 1397136.005 | 15347578.536 |  | -1
node_8101705_200816976 |  |  | PQ | AD | 385.57 | 8101705 | no | no |  |  | no |  |  | 1397113.865 | 15347668.923 |  | -1
node_8101705_200816977 |  |  | PQ | AN | 385.57 | 8101705 | no | no |  |  | no |  |  | 1397147.693 | 15347991.534 |  | -1
node_8101705_200816978 |  |  | PQ | AN | 385.57 | 8101705 | no | no |  |  | no |  |  | 1393628.92 | 15347407.953 |  | -1
node_8101705_200816980 |  |  | PQ | AN | 385.57 | 8101705 | no | no |  |  | no |  |  | 1393921.227 | 15347509.417 |  | -1
node_8101705_200816982 |  |  | PQ | AN | 385.57 | 8101705 | no | no |  |  | no |  |  | 1394087.009 | 15347569.845 |  | -1
node_8101705_200816983 |  |  | PQ | AD | 385.57 | 8101705 | no | no |  |  | no |  |  | 1394305.987 | 15347580.935 |  | -1
node_8101705_200816984 |  |  | PQ | AN | 385.57 | 8101705 | no | no |  |  | no |  |  | 1394514.333 | 15347596.536 |  | -1
node_8101705_200816986 |  |  | PQ | AN | 385.57 | 8101705 | no | no |  |  | no |  |  | 1394775.358 | 15347604.451 |  | -1
node_8101705_200816988 |  |  | PQ | AD | 385.57 | 8101705 | no | no |  |  | no |  |  | 1395023.173 | 15347607.609 |  | -1
node_8101705_200816989 |  |  | PQ | AN | 385.57 | 8101705 | no | no |  |  | no |  |  | 1395247.804 | 15347624.148 |  | -1
node_8101705_200816990 |  |  | PQ | AN | 385.57 | 8101705 | no | no |  |  | no |  |  | 1395483.29 | 15347612.689 |  | -1
node_8101705_200816992 |  |  | PQ | AD | 385.57 | 8101705 | no | no |  |  | no |  |  | 1395705.798 | 15347625.233 |  | -1
node_8101705_200816993 |  |  | PQ | AD | 385.57 | 8101705 | no | no |  |  | no |  |  | 1395745.522 | 15347657.683 |  | -1
node_8101705_200816994 |  |  | PQ | AD | 385.57 | 8101705 | no | no |  |  | no |  |  | 1395734.905 | 15347940.015 |  | -1
node_8101705_200816995 |  |  | PQ | AN | 385.57 | 8101705 | no | no |  |  | no |  |  | 1395756.344 | 15348220.525 |  | -1
node_8101705_200816997 |  |  | PQ | AN | 385.57 | 8101705 | no | no |  |  | no |  |  | 1395903.506 | 15347631.319 |  | -1
node_8101705_200816998 |  |  | PQ | AN | 385.57 | 8101705 | no | no |  |  | no |  |  | 1396065.772 | 15347636.217 |  | -1
node_8101705_200816999 |  |  | PQ | AD | 385.57 | 8101705 | no | no |  |  | no |  |  | 1396144.898 | 15347678.564 |  | -1
node_8101705_200817000 |  |  | PQ | AN | 385.57 | 8101705 | no | no |  |  | no |  |  | 1396140.09 | 15347877.062 |  | -1
node_8101705_200817001 |  |  | PQ | AN | 385.57 | 8101705 | no | no |  |  | no |  |  | 1396118.542 | 15348151.545 |  | -1
node_8101705_200817003 |  |  | PQ | AN | 385.57 | 8101705 | no | no |  |  | no |  |  | 1396347.963 | 15347649.324 |  | -1
node_8101705_200817005 |  |  | PQ | AD | 385.57 | 8101705 | no | no |  |  | no |  |  | 1396497.453 | 15347639.078 |  | -1
node_8101705_200817006 |  |  | PQ | AD | 385.57 | 8101705 | no | no |  |  | no |  |  | 1396628.477 | 15347629.427 |  | -1
node_8101705_200817250 |  |  | PQ | AN | 385.57 | 8101705 | no | no |  |  | no |  |  | 1396398.039 | 15347367.221 |  | -1
node_8101705_200817252 |  |  | PQ | AN | 385.57 | 8101705 | no | no |  |  | no |  |  | 1396410.411 | 15347204.667 |  | -1
node_8101705_200817253 |  |  | PQ | AN | 385.57 | 8101705 | no | no |  |  | no |  |  | 1397583.829 | 15344897.156 |  | -1
node_8101705_200817254 |  |  | PQ | AD | 385.57 | 8101705 | no | no |  |  | no |  |  | 1397576.993 | 15344658.851 |  | -1
node_8101705_200817255 |  |  | PQ | AN | 385.57 | 8101705 | no | no |  |  | no |  |  | 1397668.402 | 15344416.458 |  | -1
node_8101705_200817257 |  |  | PQ | AN | 385.57 | 8101705 | no | no |  |  | no |  |  | 1396579.166 | 15347023.408 |  | -1
node_8101705_200817258 |  |  | PQ | AN | 385.57 | 8101705 | no | no |  |  | no |  |  | 1396746.763 | 15346797.236 |  | -1
node_8101705_200817260 |  |  | PQ | AD | 385.57 | 8101705 | no | no |  |  | no |  |  | 1396884.898 | 15346357.221 |  | -1
node_8101705_200817261 |  |  | PQ | AN | 385.57 | 8101705 | no | no |  |  | no |  |  | 1397138.107 | 15345958.602 |  | -1
node_8101705_200817262 |  |  | PQ | AD | 385.57 | 8101705 | no | no |  |  | no |  |  | 1397239.913 | 15345648.299 |  | -1
node_8101705_200817263 |  |  | PQ | AN | 385.57 | 8101705 | no | no |  |  | no |  |  | 1397449.971 | 15345655.301 |  | -1
node_8101705_200817264 |  |  | PQ | AN | 385.57 | 8101705 | no | no |  |  | no |  |  | 1397300.17 | 15345479.892 |  | -1
node_8101705_200817265 |  |  | PQ | AD | 385.57 | 8101705 | no | no |  |  | no |  |  | 1397351.387 | 15345324.329 |  | -1
node_8101705_200817266 |  |  | PQ | AN | 385.57 | 8101705 | no | no |  |  | no |  |  | 1397445.933 | 15345059.737 |  | -1
node_8101705_200817268 |  |  | PQ | AD | 385.57 | 8101705 | no | no |  |  | no |  |  | 1397484.5 | 15345032.172 |  | -1
node_8101705_200817269 |  |  | PQ | AN | 2771.281 | 8101705 | no | no |  |  | no |  |  | 1382128.209 | 15342203.523 |  | -1
node_8101705_200817270 |  |  | PQ | AN | 2771.281 | 8101705 | no | no |  |  | no |  |  | 1382024.27 | 15342385.176 |  | -1
node_8101705_200817271 |  |  | PQ | AD | 2771.281 | 8101705 | no | no |  |  | no |  |  | 1381929.163 | 15342584.361 |  | -1
node_8101705_200817272 |  |  | PQ | AD | 2771.281 | 8101705 | no | no |  |  | no |  |  | 1381926.385 | 15342726.386 |  | -1
node_8101705_200817273 |  |  | PQ | AN | 2771.281 | 8101705 | no | no |  |  | no |  |  | 1381919.854 | 15342954.737 |  | -1
node_8101705_200817274 |  |  | PQ | AN | 2771.281 | 8101705 | no | no |  |  | no |  |  | 1381906.734 | 15343181.491 |  | -1
node_8101705_200817275 |  |  | PQ | AD | 2771.281 | 8101705 | no | no |  |  | no |  |  | 1381905.701 | 15343468.595 |  | -1
node_8101705_200817276 |  |  | PQ | AN | 2771.281 | 8101705 | no | no |  |  | no |  |  | 1381884.451 | 15343896.24 |  | -1
node_8101705_200817277 |  |  | PQ | AD | 2771.281 | 8101705 | no | no |  |  | no |  |  | 1381798.35 | 15344098.649 |  | -1
node_8101705_200817278 |  |  | PQ | AN | 2771.281 | 8101705 | no | no |  |  | no |  |  | 1381705.174 | 15344257.977 |  | -1
node_8101705_200817298 |  |  | PQ | AN | 2771.281 | 8101705 | no | no |  |  | no |  |  | 1383524.973 | 15348379.874 |  | -1
node_8101705_200817299 |  |  | PQ | AN | 2771.281 | 8101705 | no | no |  |  | no |  |  | 1383982.871 | 15351336.866 |  | -1
node_8101705_200817300 |  |  | PQ | AN | 2771.281 | 8101705 | no | no |  |  | no |  |  | 1383968.501 | 15351568.843 |  | -1
node_8101705_200817301 |  |  | PQ | AD | 2771.281 | 8101705 | no | no |  |  | no |  |  | 1383629.291 | 15348592.869 |  | -1
node_8101705_200817302 |  |  | PQ | AD | 2771.281 | 8101705 | no | no |  |  | no |  |  | 1383873.201 | 15348988.802 |  | -1
node_8101705_200817303 |  |  | PQ | AN | 2771.281 | 8101705 | no | no |  |  | no |  |  | 1383999.531 | 15349417.333 |  | -1
node_8101705_200817305 |  |  | PQ | AD | 2771.281 | 8101705 | no | no |  |  | no |  |  | 1384023.568 | 15349743.927 |  | -1
node_8101705_200817306 |  |  | PQ | AN | 2771.281 | 8101705 | no | no |  |  | no |  |  | 1384041.674 | 15350063.699 |  | -1
node_8101705_200817307 |  |  | PQ | AD | 2771.281 | 8101705 | no | no |  |  | no |  |  | 1384068.048 | 15350468.219 |  | -1
node_8101705_200817308 |  |  | PQ | AN | 2771.281 | 8101705 | no | no |  |  | no |  |  | 1384094.485 | 15350820.343 |  | -1
node_8101705_200817311 |  |  | PQ | AD | 2771.281 | 8101705 | no | no |  |  | no |  |  | 1384144.71 | 15351075.355 |  | -1
node_8101705_200817313 |  |  | PQ | AN | 2771.281 | 8101705 | no | no |  |  | no |  |  | 1381919.721 | 15348409.935 |  | -1
node_8101705_200817314 |  |  | PQ | AD | 2771.281 | 8101705 | no | no |  |  | no |  |  | 1381624.791 | 15348385.371 |  | -1
node_8101705_200817315 |  |  | PQ | AD | 2771.281 | 8101705 | no | no |  |  | no |  |  | 1381303.081 | 15348575.026 |  | -1
node_8101705_200817316 |  |  | PQ | AD | 2771.281 | 8101705 | no | no |  |  | no |  |  | 1380984.46 | 15348640.974 |  | -1
node_8101705_200817317 |  |  | PQ | AD | 2771.281 | 8101705 | no | no |  |  | no |  |  | 1380712.586 | 15348861.292 |  | -1
node_8101705_200817318 |  |  | PQ | AN | 2771.281 | 8101705 | no | no |  |  | no |  |  | 1380464.458 | 15349071.193 |  | -1
node_8101705_200817320 |  |  | PQ | AN | 2771.281 | 8101705 | no | no |  |  | no |  |  | 1380212.276 | 15349274.619 |  | -1
node_8101705_200817321 |  |  | PQ | AN | 2771.281 | 8101705 | no | no |  |  | no |  |  | 1379786.21 | 15349229.22 |  | -1
node_8101705_200817322 |  |  | PQ | AN | 2771.281 | 8101705 | no | no |  |  | no |  |  | 1379563.214 | 15349250.266 |  | -1
node_8101705_200817324 |  |  | PQ | AD | 2771.281 | 8101705 | no | no |  |  | no |  |  | 1379561.604 | 15349203.987 |  | -1
node_8101705_200817325 |  |  | PQ | AD | 2771.281 | 8101705 | no | no |  |  | no |  |  | 1379346.251 | 15348966.033 |  | -1
node_8101705_200817326 |  |  | PQ | AN | 2771.281 | 8101705 | no | no |  |  | no |  |  | 1379270.233 | 15348759.758 |  | -1
node_8101705_200817327 |  |  | PQ | AD | 2771.281 | 8101705 | no | no |  |  | no |  |  | 1379149.252 | 15349299.052 |  | -1
node_8101705_200817328 |  |  | PQ | AN | 2771.281 | 8101705 | no | no |  |  | no |  |  | 1378752.904 | 15349348.215 |  | -1
node_8101705_200817397 |  |  | PQ | ABCN | 19918.584 | 8101705 | no | no |  |  | no |  |  | 1378092.828 | 15346863.999 |  | -1
node_8101705_200817398 |  |  | PQ | ABCN | 19918.584 | 8101705 | no | no |  |  | no |  |  | 1378258.348 | 15346843.993 |  | -1
node_8101705_200817457 |  |  | PQ | AN | 19918.584 | 8101705 | no | no |  |  | no |  |  | 1380988.941 | 15347145.993 |  | -1
node_8101705_200817458 |  |  | PQ | AN | 19918.584 | 8101705 | no | no |  |  | no |  |  | 1381486.233 | 15345026.595 |  | -1
node_8101705_200817459 |  |  | PQ | AD | 19918.584 | 8101705 | no | no |  |  | no |  |  | 1381238.589 | 15346947.77 |  | -1
node_8101705_200817460 |  |  | PQ | AN | 19918.584 | 8101705 | no | no |  |  | no |  |  | 1381430.024 | 15346790.242 |  | -1
node_8101705_200817461 |  |  | PQ | AN | 19918.584 | 8101705 | no | no |  |  | no |  |  | 1381577.361 | 15346592.032 |  | -1
node_8101705_200817462 |  |  | PQ | AD | 19918.584 | 8101705 | no | no |  |  | no |  |  | 1381404.798 | 15346571.361 |  | -1
node_8101705_200817463 |  |  | PQ | AN | 19918.584 | 8101705 | no | no |  |  | no |  |  | 1381335.402 | 15346331.598 |  | -1
node_8101705_200817464 |  |  | PQ | AN | 19918.584 | 8101705 | no | no |  |  | no |  |  | 1381410.25 | 15346283.223 |  | -1
node_8101705_200817466 |  |  | PQ | AN | 19918.584 | 8101705 | no | no |  |  | no |  |  | 1381414.961 | 15346045.349 |  | -1
node_8101705_200817467 |  |  | PQ | AD | 19918.584 | 8101705 | no | no |  |  | no |  |  | 1381429.089 | 15345747.21 |  | -1
node_8101705_200817468 |  |  | PQ | AN | 19918.584 | 8101705 | no | no |  |  | no |  |  | 1381436.122 | 15345511.784 |  | -1
node_8101705_200817471 |  |  | PQ | AD | 19918.584 | 8101705 | no | no |  |  | no |  |  | 1381477.718 | 15345171.113 |  | -1
node_8101705_200817560 |  |  | PQ | AD | 19918.584 | 8101705 | no | no |  |  | no |  |  | 1390625.707 | 15345278.028 |  | -1
node_8101705_200817561 |  |  | PQ | AD | 19918.584 | 8101705 | no | no |  |  | no |  |  | 1390881.733 | 15345273.222 |  | -1
node_8101705_200817562 |  |  | PQ | AD | 19918.584 | 8101705 | no | no |  |  | no |  |  | 1391177.666 | 15345281.791 |  | -1
node_8101705_200817563 |  |  | PQ | AN | 19918.584 | 8101705 | no | no |  |  | no |  |  | 1391476.26 | 15345280.94 |  | -1
node_8101705_200817564 |  |  | PQ | AD | 19918.584 | 8101705 | no | no |  |  | no |  |  | 1391475.386 | 15345557.311 |  | -1
node_8101705_200817565 |  |  | PQ | AN | 19918.584 | 8101705 | no | no |  |  | no |  |  | 1391393.307 | 15345929.085 |  | -1
node_8101705_200817566 |  |  | PQ | AD | 19918.584 | 8101705 | no | no |  |  | no |  |  | 1391516.974 | 15346273.497 |  | -1
node_8101705_200817568 |  |  | PQ | AN | 19918.584 | 8101705 | no | no |  |  | no |  |  | 1391275.445 | 15346308.242 |  | -1
node_8101705_200817569 |  |  | PQ | AN | 19918.584 | 8101705 | no | no |  |  | no |  |  | 1391602.43 | 15346500.474 |  | -1
node_8101705_200817570 |  |  | PQ | AN | 19918.584 | 8101705 | no | no |  |  | no |  |  | 1391686.045 | 15346772.483 |  | -1
node_8101705_200817596 |  |  | PQ | AD | 2771.281 | 8101705 | no | no |  |  | no |  |  | 1398968.948 | 15343280.371 |  | -1
node_8101705_200817597 |  |  | PQ | AN | 2771.281 | 8101705 | no | no |  |  | no |  |  | 1398956.97 | 15343534.908 |  | -1
node_8101705_200817675 |  |  | PQ | AD | 2771.281 | 8101705 | no | no |  |  | no |  |  | 1397784.371 | 15343051.586 |  | -1
node_8101705_200817676 |  |  | PQ | AN | 19918.584 | 8101705 | no | no |  |  | no |  |  | 1389907.766 | 15344069.176 |  | -1
node_8101705_200817677 |  |  | PQ | AD | 19918.584 | 8101705 | no | no |  |  | no |  |  | 1390863.03 | 15343566.663 |  | -1
node_8101705_200817678 |  |  | PQ | AN | 19918.584 | 8101705 | no | no |  |  | no |  |  | 1390611.439 | 15343558.029 |  | -1
node_8101705_200817680 |  |  | PQ | AD | 19918.584 | 8101705 | no | no |  |  | no |  |  | 1390360.152 | 15343544.318 |  | -1
node_8101705_200817681 |  |  | PQ | AD | 19918.584 | 8101705 | no | no |  |  | no |  |  | 1390100.965 | 15343529.849 |  | -1
node_8101705_200817682 |  |  | PQ | AN | 19918.584 | 8101705 | no | no |  |  | no |  |  | 1390122.2 | 15343261.17 |  | -1
node_8101705_200817683 |  |  | PQ | AN | 19918.584 | 8101705 | no | no |  |  | no |  |  | 1389933.18 | 15343518.334 |  | -1
node_8101705_200820544 |  |  | PQ | ABCN | 19918.584 | 8101705 | no | no |  |  | no |  |  | 1398313.484 | 15314787.368 |  | -1
node_8101705_200820610 |  |  | PQ | AN | 7199.558 | 8101705 | no | no |  |  | no |  |  | 1395084.573 | 15325702.009 |  | -1
node_8101705_200820611 |  |  | PQ | AN | 7199.558 | 8101705 | no | no |  |  | no |  |  | 1395105.963 | 15325793.075 |  | -1
node_8101705_200820612 |  |  | PQ | AN | 7199.558 | 8101705 | no | no |  |  | no |  |  | 1395158.406 | 15325711.913 |  | -1
node_8101705_200820613 |  |  | PQ | AN | 7199.558 | 8101705 | no | no |  |  | no |  |  | 1395239.035 | 15325739.26 |  | -1
node_8101705_200820617 |  |  | PQ | AN | 7199.558 | 8101705 | no | no |  |  | no |  |  | 1395061.571 | 15325521.219 |  | -1
node_8101705_200820618 |  |  | PQ | AN | 7199.558 | 8101705 | no | no |  |  | no |  |  | 1395108.698 | 15325435.61 |  | -1
node_8101705_200820619 |  |  | PQ | AN | 7199.558 | 8101705 | no | no |  |  | no |  |  | 1395216.932 | 15325481.144 |  | -1
node_8101705_200820636 |  |  | PQ | AN | 7199.558 | 8101705 | no | no |  |  | no |  |  | 1395306.464 | 15326026.678 |  | -1
node_8101705_200820642 |  |  | PQ | ABCN | 7199.558 | 8101705 | no | no |  |  | no |  |  | 1397512.596 | 15312908.229 |  | -1
node_8101705_200820645 |  |  | PQ | ABCN | 7199.558 | 8101705 | no | no |  |  | no |  |  | 1397697 | 15313778.374 |  | -1
node_8101705_200820646 |  |  | PQ | ABCN | 7199.558 | 8101705 | no | no |  |  | no |  |  | 1397709.347 | 15313776.326 |  | -1
node_8101705_200820647 |  |  | PQ | ABCN | 7199.558 | 8101705 | no | no |  |  | no |  |  | 1398078.286 | 15313810.087 |  | -1
node_8101705_200820649 |  |  | PQ | ABCN | 7199.558 | 8101705 | no | no |  |  | no |  |  | 1398351.138 | 15313798.19 |  | -1
node_8101705_200820650 |  |  | PQ | ABCN | 7199.558 | 8101705 | no | no |  |  | no |  |  | 1398265.059 | 15313712.018 |  | -1
node_8101705_200820652 |  |  | PQ | ABCN | 7199.558 | 8101705 | no | no |  |  | no |  |  | 1398452.558 | 15313621.794 |  | -1
node_8101705_200820654 |  |  | PQ | ABCN | 7199.558 | 8101705 | no | no |  |  | no |  |  | 1398318.568 | 15313237.776 |  | -1
node_8101705_200820656 |  |  | PQ | ABCN | 7199.558 | 8101705 | no | no |  |  | no |  |  | 1398101.771 | 15312898.776 |  | -1
node_8101705_200820657 |  |  | PQ | ABCN | 7199.558 | 8101705 | no | no |  |  | no |  |  | 1398112.134 | 15312905.561 |  | -1
node_8101705_200820658 |  |  | PQ | ABCN | 7199.558 | 8101705 | no | no |  |  | no |  |  | 1397918.208 | 15312743.899 |  | -1
node_8101705_200820659 |  |  | PQ | ABCN | 7199.558 | 8101705 | no | no |  |  | no |  |  | 1397928.956 | 15312754.084 |  | -1
node_8101705_200820660 |  |  | PQ | ABCN | 7199.558 | 8101705 | no | no |  |  | no |  |  | 1397735.43 | 15312807.825 |  | -1
node_8101705_200820662 |  |  | PQ | ABCN | 7199.558 | 8101705 | no | no |  |  | no |  |  | 1397146.399 | 15313468.826 |  | -1
node_8101705_200820663 |  |  | PQ | ABCN | 7199.558 | 8101705 | no | no |  |  | no |  |  | 1397146.041 | 15313487.478 |  | -1
node_8101705_200820887 |  |  | PQ | ABCN | 2771.281 | 8101705 | no | no |  |  | no |  |  | 1396353.651 | 15310760.235 |  | -1
node_8101705_200820888 |  |  | PQ | ABCN | 2771.281 | 8101705 | no | no |  |  | no |  |  | 1396339.12 | 15310756.355 |  | -1
node_8101705_200820889 |  |  | PQ | ABCN | 2771.281 | 8101705 | no | no |  |  | no |  |  | 1396153.428 | 15310913.377 |  | -1
node_8101705_200821191 |  |  | PQ | ABCD | 19918.584 | 8101705 | no | no |  |  | no |  |  | 1400202.012 | 15318365.288 |  | -1
node_8101705_200821192 |  |  | PQ | ABCD | 19918.584 | 8101705 | no | no |  |  | no |  |  | 1400247.391 | 15318332.469 |  | -1
node_8101705_200821197 |  |  | PQ | ABCD | 19918.584 | 8101705 | no | no |  |  | no |  |  | 1400194.713 | 15318342.745 |  | -1
node_8101705_200821198 |  |  | PQ | ABCN | 2771.281 | 8101705 | no | no |  |  | no |  |  | 1396353.572 | 15310433.259 |  | -1
node_8101705_200821199 |  |  | PQ | ABCD | 2771.281 | 8101705 | no | no |  |  | no |  |  | 1396410.939 | 15310530.53 |  | -1
node_8101705_200821200 |  |  | PQ | ABCN | 2771.281 | 8101705 | no | no |  |  | no |  |  | 1396457.263 | 15310641.906 |  | -1
node_8101705_200821201 |  |  | PQ | ABCN | 2771.281 | 8101705 | no | no |  |  | no |  |  | 1396497.892 | 15310751.195 |  | -1
node_8101705_200821204 |  |  | PQ | ABCD | 2771.281 | 8101705 | no | no |  |  | no |  |  | 1396546.066 | 15310902.122 |  | -1
node_8101705_200821205 |  |  | PQ | ABCN | 2771.281 | 8101705 | no | no |  |  | no |  |  | 1396594.489 | 15311017.27 |  | -1
node_8101705_200821207 |  |  | PQ | ABCD | 2771.281 | 8101705 | no | no |  |  | no |  |  | 1396639.487 | 15311114.945 |  | -1
node_8101705_200821208 |  |  | PQ | ABCN | 2771.281 | 8101705 | no | no |  |  | no |  |  | 1396696.854 | 15311063.852 |  | -1
node_8101705_200821210 |  |  | PQ | ABCN | 2771.281 | 8101705 | no | no |  |  | no |  |  | 1396687.777 | 15311234.419 |  | -1
node_8101705_200821211 |  |  | PQ | ABCN | 2771.281 | 8101705 | no | no |  |  | no |  |  | 1396734.665 | 15311338.194 |  | -1
node_8101705_200821212 |  |  | PQ | ABCN | 2771.281 | 8101705 | no | no |  |  | no |  |  | 1396804.442 | 15311291.044 |  | -1
node_8101705_200821214 |  |  | PQ | ABCN | 2771.281 | 8101705 | no | no |  |  | no |  |  | 1396792.558 | 15311473.122 |  | -1
node_8101705_200821215 |  |  | PQ | ABCN | 2771.281 | 8101705 | no | no |  |  | no |  |  | 1396905.612 | 15311480.888 |  | -1
node_8101705_200821216 |  |  | PQ | ABCN | 2771.281 | 8101705 | no | no |  |  | no |  |  | 1396923.45 | 15311479.696 |  | -1
node_8101705_200821217 |  |  | PQ | ABCN | 2771.281 | 8101705 | no | no |  |  | no |  |  | 1396844.744 | 15311589.5 |  | -1
node_8101705_200821219 |  |  | PQ | ABCD | 2771.281 | 8101705 | no | no |  |  | no |  |  | 1396881.929 | 15311682.51 |  | -1
node_8101705_200821221 |  |  | PQ | ABCN | 2771.281 | 8101705 | no | no |  |  | no |  |  | 1396939.496 | 15311804.599 |  | -1
node_8101705_200821222 |  |  | PQ | ABCD | 2771.281 | 8101705 | no | no |  |  | no |  |  | 1397015.125 | 15311964.813 |  | -1
node_8101705_200821227 |  |  | PQ | ABCD | 2771.281 | 8101705 | no | no |  |  | no |  |  | 1397102.397 | 15312128.797 |  | -1
node_8101705_200821228 |  |  | PQ | ABCD | 2771.281 | 8101705 | no | no |  |  | no |  |  | 1397161.432 | 15312255.804 |  | -1
node_8101705_200821229 |  |  | PQ | ABCD | 2771.281 | 8101705 | no | no |  |  | no |  |  | 1397198.787 | 15312376.68 |  | -1
node_8101705_200821230 |  |  | PQ | ABCD | 2771.281 | 8101705 | no | no |  |  | no |  |  | 1397225.722 | 15312437.908 |  | -1
node_8101705_200821231 |  |  | PQ | ABCD | 2771.281 | 8101705 | no | no |  |  | no |  |  | 1397257.611 | 15312536.167 |  | -1
node_8101705_200821235 |  |  | PQ | ABCN | 2771.281 | 8101705 | no | no |  |  | no |  |  | 1397319.77 | 15312792.606 |  | -1
node_8101705_200821236 |  |  | PQ | ABCN | 2771.281 | 8101705 | no | no |  |  | no |  |  | 1397332.966 | 15312854.257 |  | -1
node_8101705_200821237 |  |  | PQ | ABCN | 19918.584 | 8101705 | no | no |  |  | no |  |  | 1397356.126 | 15312951.992 |  | -1
node_8101705_200821238 |  |  | PQ | ABCN | 19918.584 | 8101705 | no | no |  |  | no |  |  | 1397436.527 | 15312918.699 |  | -1
node_8101705_200821239 |  |  | PQ | ABCN | 19918.584 | 8101705 | no | no |  |  | no |  |  | 1397375.911 | 15313068.357 |  | -1
node_8101705_200821240 |  |  | PQ | ABCN | 19918.584 | 8101705 | no | no |  |  | no |  |  | 1397397.054 | 15313190.423 |  | -1
node_8101705_200821242 |  |  | PQ | ABCN | 19918.584 | 8101705 | no | no |  |  | no |  |  | 1397406.972 | 15313253.209 |  | -1
node_8101705_200821243 |  |  | PQ | ABCN | 19918.584 | 8101705 | no | no |  |  | no |  |  | 1397431.469 | 15313374.673 |  | -1
node_8101705_200821244 |  |  | PQ | ABCN | 19918.584 | 8101705 | no | no |  |  | no |  |  | 1397421.535 | 15313378.914 |  | -1
node_8101705_200821245 |  |  | PQ | ABCN | 19918.584 | 8101705 | no | no |  |  | no |  |  | 1397455.577 | 15313520.864 |  | -1
node_8101705_200821246 |  |  | PQ | ABCN | 19918.584 | 8101705 | no | no |  |  | no |  |  | 1397580.445 | 15313576.929 |  | -1
node_8101705_200821247 |  |  | PQ | ABCN | 19918.584 | 8101705 | no | no |  |  | no |  |  | 1397489.837 | 15313663.17 |  | -1
node_8101705_200821249 |  |  | PQ | ABCN | 19918.584 | 8101705 | no | no |  |  | no |  |  | 1397517.148 | 15313799.72 |  | -1
node_8101705_200821250 |  |  | PQ | ABCN | 19918.584 | 8101705 | no | no |  |  | no |  |  | 1397637.444 | 15313769.859 |  | -1
node_8101705_200821251 |  |  | PQ | ABCN | 19918.584 | 8101705 | no | no |  |  | no |  |  | 1397656.788 | 15313784.779 |  | -1
node_8101705_200821254 |  |  | PQ | ABCN | 19918.584 | 8101705 | no | no |  |  | no |  |  | 1397550.388 | 15313948.145 |  | -1
node_8101705_200821255 |  |  | PQ | ABCN | 19918.584 | 8101705 | no | no |  |  | no |  |  | 1397573.956 | 15314061.893 |  | -1
node_8101705_200821256 |  |  | PQ | ABCN | 19918.584 | 8101705 | no | no |  |  | no |  |  | 1397683.526 | 15314074.249 |  | -1
node_8101705_200821258 |  |  | PQ | ABCN | 19918.584 | 8101705 | no | no |  |  | no |  |  | 1397596.302 | 15314174.734 |  | -1
node_8101705_200821259 |  |  | PQ | ABCN | 19918.584 | 8101705 | no | no |  |  | no |  |  | 1397624.898 | 15314317.682 |  | -1
node_8101705_200821260 |  |  | PQ | ABCN | 19918.584 | 8101705 | no | no |  |  | no |  |  | 1397657.593 | 15314487.491 |  | -1
node_8101705_200821262 |  |  | PQ | ABCN | 19918.584 | 8101705 | no | no |  |  | no |  |  | 1397781.753 | 15314720.267 |  | -1
node_8101705_200821263 |  |  | PQ | ABCN | 19918.584 | 8101705 | no | no |  |  | no |  |  | 1397991.555 | 15314844.481 |  | -1
node_8101705_200821265 |  |  | PQ | ABCN | 19918.584 | 8101705 | no | no |  |  | no |  |  | 1398053.297 | 15314935.958 |  | -1
node_8101705_200821266 |  |  | PQ | ABCN | 19918.584 | 8101705 | no | no |  |  | no |  |  | 1398111.244 | 15315024.345 |  | -1
node_8101705_200821267 |  |  | PQ | ABCN | 19918.584 | 8101705 | no | no |  |  | no |  |  | 1397984.392 | 15315075.973 |  | -1
node_8101705_200821269 |  |  | PQ | ABCN | 19918.584 | 8101705 | no | no |  |  | no |  |  | 1398187.014 | 15315125.929 |  | -1
node_8101705_200821270 |  |  | PQ | ABCN | 19918.584 | 8101705 | no | no |  |  | no |  |  | 1398276.227 | 15315277.572 |  | -1
node_8101705_200821271 |  |  | PQ | ABCN | 19918.584 | 8101705 | no | no |  |  | no |  |  | 1398347.489 | 15315377.159 |  | -1
node_8101705_200821272 |  |  | PQ | ABCN | 19918.584 | 8101705 | no | no |  |  | no |  |  | 1398409.045 | 15315471.808 |  | -1
node_8101705_200821274 |  |  | PQ | ABCN | 19918.584 | 8101705 | no | no |  |  | no |  |  | 1398467.88 | 15315558.095 |  | -1
node_8101705_200821277 |  |  | PQ | ABCN | 19918.584 | 8101705 | no | no |  |  | no |  |  | 1398449.209 | 15315695.526 |  | -1
node_8101705_200821278 |  |  | PQ | ABCN | 19918.584 | 8101705 | no | no |  |  | no |  |  | 1398528.263 | 15315814.284 |  | -1
node_8101705_200821279 |  |  | PQ | ABCN | 19918.584 | 8101705 | no | no |  |  | no |  |  | 1398589.567 | 15315720.308 |  | -1
node_8101705_200821280 |  |  | PQ | ABCN | 19918.584 | 8101705 | no | no |  |  | no |  |  | 1398620.404 | 15315948.006 |  | -1
node_8101705_200821281 |  |  | PQ | ABCN | 19918.584 | 8101705 | no | no |  |  | no |  |  | 1398812.801 | 15316042.942 |  | -1
node_8101705_200821282 |  |  | PQ | ABCN | 19918.584 | 8101705 | no | no |  |  | no |  |  | 1398866.867 | 15316126.952 |  | -1
node_8101705_200821284 |  |  | PQ | ABCN | 19918.584 | 8101705 | no | no |  |  | no |  |  | 1398929.911 | 15316214.266 |  | -1
node_8101705_200821286 |  |  | PQ | ABCN | 19918.584 | 8101705 | no | no |  |  | no |  |  | 1399056.166 | 15316422.923 |  | -1
node_8101705_200821288 |  |  | PQ | ABCN | 19918.584 | 8101705 | no | no |  |  | no |  |  | 1399187.8 | 15316603.619 |  | -1
node_8101705_200821289 |  |  | PQ | ABCN | 19918.584 | 8101705 | no | no |  |  | no |  |  | 1399293.832 | 15316757.33 |  | -1
node_8101705_200821290 |  |  | PQ | ABCN | 19918.584 | 8101705 | no | no |  |  | no |  |  | 1399352.389 | 15316858.883 |  | -1
node_8101705_200821292 |  |  | PQ | ABCN | 19918.584 | 8101705 | no | no |  |  | no |  |  | 1399462.037 | 15317023.027 |  | -1
node_8101705_200821294 |  |  | PQ | ABCN | 19918.584 | 8101705 | no | no |  |  | no |  |  | 1399516.504 | 15317106.642 |  | -1
node_8101705_200821295 |  |  | PQ | ABCN | 19918.584 | 8101705 | no | no |  |  | no |  |  | 1399569.042 | 15317199.346 |  | -1
node_8101705_200821297 |  |  | PQ | ABCN | 19918.584 | 8101705 | no | no |  |  | no |  |  | 1399658.491 | 15317312.032 |  | -1
node_8101705_200821300 |  |  | PQ | ABCN | 19918.584 | 8101705 | no | no |  |  | no |  |  | 1399732.153 | 15317444.179 |  | -1
node_8101705_200821301 |  |  | PQ | ABCN | 19918.584 | 8101705 | no | no |  |  | no |  |  | 1399825.513 | 15317559.04 |  | -1
node_8101705_200821303 |  |  | PQ | ABCN | 19918.584 | 8101705 | no | no |  |  | no |  |  | 1399858.539 | 15317789.015 |  | -1
node_8101705_200821305 |  |  | PQ | ABCN | 19918.584 | 8101705 | no | no |  |  | no |  |  | 1399913.86 | 15317867.601 |  | -1
node_8101705_200821310 |  |  | PQ | ABCD | 19918.584 | 8101705 | no | no |  |  | no |  |  | 1400219.263 | 15318401.573 |  | -1
node_8101705_200821499 |  |  | PQ | ABCD | 2771.281 | 8101705 | no | no |  |  | no |  |  | 1395974.144 | 15309885.805 |  | -1
node_8101705_200821500 |  |  | PQ | ABCN | 2771.281 | 8101705 | no | no |  |  | no |  |  | 1396037.251 | 15309883.513 |  | -1
node_8101705_200821502 |  |  | PQ | ABCN | 2771.281 | 8101705 | no | no |  |  | no |  |  | 1396026.775 | 15309957.623 |  | -1
node_8101705_200821504 |  |  | PQ | ABCD | 2771.281 | 8101705 | no | no |  |  | no |  |  | 1396088.057 | 15310045.759 |  | -1
node_8101705_200821505 |  |  | PQ | ABCN | 2771.281 | 8101705 | no | no |  |  | no |  |  | 1396016.248 | 15310076.422 |  | -1
node_8101705_200821506 |  |  | PQ | ABCD | 2771.281 | 8101705 | no | no |  |  | no |  |  | 1396151.875 | 15310127.531 |  | -1
node_8101705_200821508 |  |  | PQ | ABCD | 2771.281 | 8101705 | no | no |  |  | no |  |  | 1396289.072 | 15310315.851 |  | -1
node_8101705_200821608 |  |  | PQ | ABCN | 2771.281 | 8101705 | no | no |  |  | no |  |  | 1396262.798 | 15310050.065 |  | -1
node_8101705_200821609 |  |  | PQ | AN | 2771.281 | 8101705 | no | no |  |  | no |  |  | 1396385.625 | 15310042.394 |  | -1
node_8101705_200821610 |  |  | PQ | AD | 2771.281 | 8101705 | no | no |  |  | no |  |  | 1396565.818 | 15310043.883 |  | -1
node_8101705_200821611 |  |  | PQ | AN | 2771.281 | 8101705 | no | no |  |  | no |  |  | 1396645.961 | 15310040.742 |  | -1
node_8101705_200821617 |  |  | PQ | ABCN | 2771.281 | 8101705 | no | no |  |  | no |  |  | 1396365.508 | 15310280.834 |  | -1
node_8101705_200821618 |  |  | PQ | ABCD | 2771.281 | 8101705 | no | no |  |  | no |  |  | 1396510.844 | 15310286.755 |  | -1
node_8101705_200821620 |  |  | PQ | ABCD | 2771.281 | 8101705 | no | no |  |  | no |  |  | 1396609.455 | 15310292.061 |  | -1
node_8101705_200821621 |  |  | PQ | ABCN | 2771.281 | 8101705 | no | no |  |  | no |  |  | 1396658.856 | 15310432.24 |  | -1
node_8101705_200821622 |  |  | PQ | ABCD | 2771.281 | 8101705 | no | no |  |  | no |  |  | 1396355.395 | 15310570.654 |  | -1
node_8101705_200821625 |  |  | PQ | ABCN | 2771.281 | 8101705 | no | no |  |  | no |  |  | 1396182.297 | 15310556.164 |  | -1
node_8101705_200821626 |  |  | PQ | ABCN | 2771.281 | 8101705 | no | no |  |  | no |  |  | 1395979.775 | 15310541.248 |  | -1
node_8101705_200821754 |  |  | PQ | AN | 19918.584 | 8101705 | no | no |  |  | no |  |  | 1394325.676 | 15322308.333 |  | -1
node_8101705_200821755 |  |  | PQ | AN | 19918.584 | 8101705 | no | no |  |  | no |  |  | 1392788.841 | 15335694.888 |  | -1
node_8101705_200821756 |  |  | PQ | ABCN | 19918.584 | 8101705 | no | no |  |  | no |  |  | 1398204.733 | 15315404.924 |  | -1
node_8101705_200821757 |  |  | PQ | ABCN | 19918.584 | 8101705 | no | no |  |  | no |  |  | 1397566.662 | 15316387.788 |  | -1
node_8101705_200821758 |  |  | PQ | ABCN | 19918.584 | 8101705 | no | no |  |  | no |  |  | 1392649.691 | 15336493.68 |  | -1
node_8101705_200821760 |  |  | PQ | ABCN | 19918.584 | 8101705 | no | no |  |  | no |  |  | 1397491.682 | 15316528.122 |  | -1
node_8101705_200821761 |  |  | PQ | ABCN | 19918.584 | 8101705 | no | no |  |  | no |  |  | 1397436.18 | 15316612.052 |  | -1
node_8101705_200821765 |  |  | PQ | ABCN | 19918.584 | 8101705 | no | no |  |  | no |  |  | 1397234.952 | 15316908.271 |  | -1
node_8101705_200821766 |  |  | PQ | AN | 19918.584 | 8101705 | no | no |  |  | no |  |  | 1397121.102 | 15316811.401 |  | -1
node_8101705_200821768 |  |  | PQ | ABCN | 19918.584 | 8101705 | no | no |  |  | no |  |  | 1397153.063 | 15317037.715 |  | -1
node_8101705_200821769 |  |  | PQ | ABCN | 19918.584 | 8101705 | no | no |  |  | no |  |  | 1397075.642 | 15317165.082 |  | -1
node_8101705_200821771 |  |  | PQ | ABCN | 19918.584 | 8101705 | no | no |  |  | no |  |  | 1396985.625 | 15317281.396 |  | -1
node_8101705_200821773 |  |  | PQ | ABCN | 19918.584 | 8101705 | no | no |  |  | no |  |  | 1392568.986 | 15336612.108 |  | -1
node_8101705_200821774 |  |  | PQ | ABCN | 19918.584 | 8101705 | no | no |  |  | no |  |  | 1392490.925 | 15336739.869 |  | -1
node_8101705_200821776 |  |  | PQ | ABCN | 19918.584 | 8101705 | no | no |  |  | no |  |  | 1392336.377 | 15336913.258 |  | -1
node_8101705_200821777 |  |  | PQ | ABCN | 19918.584 | 8101705 | no | no |  |  | no |  |  | 1392302.408 | 15337043.415 |  | -1
node_8101705_200821778 |  |  | PQ | ABCN | 19918.584 | 8101705 | no | no |  |  | no |  |  | 1392271.422 | 15337229.193 |  | -1
node_8101705_200821779 |  |  | PQ | ABCN | 19918.584 | 8101705 | no | no |  |  | no |  |  | 1392250.818 | 15337327.125 |  | -1
node_8101705_200821780 |  |  | PQ | ABCN | 19918.584 | 8101705 | no | no |  |  | no |  |  | 1392214.47 | 15337463.047 |  | -1
node_8101705_200821782 |  |  | PQ | ABCN | 19918.584 | 8101705 | no | no |  |  | no |  |  | 1392185.664 | 15337588.276 |  | -1
node_8101705_200821784 |  |  | PQ | ABCN | 19918.584 | 8101705 | no | no |  |  | no |  |  | 1396879.533 | 15317442.116 |  | -1
node_8101705_200821786 |  |  | PQ | ABCN | 19918.584 | 8101705 | no | no |  |  | no |  |  | 1392154.528 | 15337708.787 |  | -1
node_8101705_200821788 |  |  | PQ | ABCN | 19918.584 | 8101705 | no | no |  |  | no |  |  | 1392122.746 | 15337851.38 |  | -1
node_8101705_200821790 |  |  | PQ | ABCN | 19918.584 | 8101705 | no | no |  |  | no |  |  | 1392096.406 | 15337994.312 |  | -1
node_8101705_200821791 |  |  | PQ | ABCN | 19918.584 | 8101705 | no | no |  |  | no |  |  | 1392075.474 | 15338180.828 |  | -1
node_8101705_200821792 |  |  | PQ | ABCN | 19918.584 | 8101705 | no | no |  |  | no |  |  | 1392059.33 | 15338338.299 |  | -1
node_8101705_200821794 |  |  | PQ | ABCN | 19918.584 | 8101705 | no | no |  |  | no |  |  | 1392039.76 | 15338502.74 |  | -1
node_8101705_200821796 |  |  | PQ | ABCN | 19918.584 | 8101705 | no | no |  |  | no |  |  | 1392051.79 | 15338752.797 |  | -1
node_8101705_200821798 |  |  | PQ | ABCN | 19918.584 | 8101705 | no | no |  |  | no |  |  | 1396820.876 | 15317525.932 |  | -1
node_8101705_200821799 |  |  | PQ | ABCN | 19918.584 | 8101705 | no | no |  |  | no |  |  | 1392001.026 | 15338927.079 |  | -1
node_8101705_200821801 |  |  | PQ | ABCN | 19918.584 | 8101705 | no | no |  |  | no |  |  | 1391921.172 | 15339028.206 |  | -1
node_8101705_200821802 |  |  | PQ | ABCN | 19918.584 | 8101705 | no | no |  |  | no |  |  | 1391890.108 | 15339122.405 |  | -1
node_8101705_200821803 |  |  | PQ | ABCN | 19918.584 | 8101705 | no | no |  |  | no |  |  | 1391861.065 | 15339222.488 |  | -1
node_8101705_200821805 |  |  | PQ | ABCN | 19918.584 | 8101705 | no | no |  |  | no |  |  | 1391789.14 | 15339422.203 |  | -1
node_8101705_200821807 |  |  | PQ | ABCN | 19918.584 | 8101705 | no | no |  |  | no |  |  | 1391761.643 | 15339507.558 |  | -1
node_8101705_200821808 |  |  | PQ | ABCN | 19918.584 | 8101705 | no | no |  |  | no |  |  | 1391686.31 | 15339723.547 |  | -1
node_8101705_200821809 |  |  | PQ | ABCN | 19918.584 | 8101705 | no | no |  |  | no |  |  | 1391658.968 | 15339801.037 |  | -1
node_8101705_200821810 |  |  | PQ | ABCN | 19918.584 | 8101705 | no | no |  |  | no |  |  | 1398122.253 | 15315545.218 |  | -1
node_8101705_200821812 |  |  | PQ | ABCN | 19918.584 | 8101705 | no | no |  |  | no |  |  | 1396750.809 | 15317649.917 |  | -1
node_8101705_200821814 |  |  | PQ | ABCN | 19918.584 | 8101705 | no | no |  |  | no |  |  | 1391614.847 | 15339931.494 |  | -1
node_8101705_200821815 |  |  | PQ | ABCN | 19918.584 | 8101705 | no | no |  |  | no |  |  | 1391574.579 | 15340042.557 |  | -1
node_8101705_200821816 |  |  | PQ | ABCN | 19918.584 | 8101705 | no | no |  |  | no |  |  | 1391549.571 | 15340120.132 |  | -1
node_8101705_200821818 |  |  | PQ | ABCN | 19918.584 | 8101705 | no | no |  |  | no |  |  | 1391504.333 | 15340239.715 |  | -1
node_8101705_200821819 |  |  | PQ | AN | 19918.584 | 8101705 | no | no |  |  | no |  |  | 1391440.725 | 15340436.794 |  | -1
node_8101705_200821820 |  |  | PQ | AN | 19918.584 | 8101705 | no | no |  |  | no |  |  | 1391443.93 | 15340604.959 |  | -1
node_8101705_200821822 |  |  | PQ | AN | 19918.584 | 8101705 | no | no |  |  | no |  |  | 1391415.171 | 15340784.399 |  | -1
node_8101705_200821823 |  |  | PQ | AD | 19918.584 | 8101705 | no | no |  |  | no |  |  | 1391402.823 | 15340901.957 |  | -1
node_8101705_200821824 |  |  | PQ | AD | 19918.584 | 8101705 | no | no |  |  | no |  |  | 1391378.334 | 15341053.376 |  | -1
node_8101705_200821827 |  |  | PQ | AN | 19918.584 | 8101705 | no | no |  |  | no |  |  | 1391310.104 | 15341529.65 |  | -1
node_8101705_200821828 |  |  | PQ | AD | 19918.584 | 8101705 | no | no |  |  | no |  |  | 1391236.039 | 15341798.903 |  | -1
node_8101705_200821829 |  |  | PQ | AN | 19918.584 | 8101705 | no | no |  |  | no |  |  | 1391235.482 | 15341957.913 |  | -1
node_8101705_200821832 |  |  | PQ | AN | 19918.584 | 8101705 | no | no |  |  | no |  |  | 1391232.117 | 15342297.67 |  | -1
node_8101705_200821834 |  |  | PQ | AN | 19918.584 | 8101705 | no | no |  |  | no |  |  | 1391285.3 | 15342522.615 |  | -1
node_8101705_200821835 |  |  | PQ | ABCN | 19918.584 | 8101705 | no | no |  |  | no |  |  | 1396691.683 | 15317760.258 |  | -1
node_8101705_200821836 |  |  | PQ | ABCN | 19918.584 | 8101705 | no | no |  |  | no |  |  | 1396608.177 | 15317916.99 |  | -1
node_8101705_200821837 |  |  | PQ | ABCN | 19918.584 | 8101705 | no | no |  |  | no |  |  | 1396546.05 | 15318054.637 |  | -1
node_8101705_200821838 |  |  | PQ | ABCN | 19918.584 | 8101705 | no | no |  |  | no |  |  | 1396575.422 | 15318191.062 |  | -1
node_8101705_200821839 |  |  | PQ | ABCN | 19918.584 | 8101705 | no | no |  |  | no |  |  | 1398071.023 | 15315628.551 |  | -1
node_8101705_200821841 |  |  | PQ | ABCN | 19918.584 | 8101705 | no | no |  |  | no |  |  | 1396524.156 | 15318384.058 |  | -1
node_8101705_200821842 |  |  | PQ | ABCN | 19918.584 | 8101705 | no | no |  |  | no |  |  | 1396476.344 | 15318575.372 |  | -1
node_8101705_200821843 |  |  | PQ | ABCN | 19918.584 | 8101705 | no | no |  |  | no |  |  | 1396444.045 | 15318660.45 |  | -1
node_8101705_200821844 |  |  | PQ | ABCN | 19918.584 | 8101705 | no | no |  |  | no |  |  | 1396383.563 | 15318844.083 |  | -1
node_8101705_200821845 |  |  | PQ | ABCN | 19918.584 | 8101705 | no | no |  |  | no |  |  | 1396295.217 | 15319005.842 |  | -1
node_8101705_200821846 |  |  | PQ | ABCN | 19918.584 | 8101705 | no | no |  |  | no |  |  | 1396207.823 | 15319159.884 |  | -1
node_8101705_200821848 |  |  | PQ | ABCN | 19918.584 | 8101705 | no | no |  |  | no |  |  | 1396097.36 | 15319234.872 |  | -1
node_8101705_200821849 |  |  | PQ | ABCN | 19918.584 | 8101705 | no | no |  |  | no |  |  | 1395897.964 | 15319310.292 |  | -1
node_8101705_200821852 |  |  | PQ | ABCN | 19918.584 | 8101705 | no | no |  |  | no |  |  | 1395741.923 | 15319496.228 |  | -1
node_8101705_200821853 |  |  | PQ | ABCN | 19918.584 | 8101705 | no | no |  |  | no |  |  | 1398026.122 | 15315707.01 |  | -1
node_8101705_200821854 |  |  | PQ | ABCN | 19918.584 | 8101705 | no | no |  |  | no |  |  | 1395679.855 | 15319596.767 |  | -1
node_8101705_200821855 |  |  | PQ | ABCN | 19918.584 | 8101705 | no | no |  |  | no |  |  | 1395599.143 | 15319708.077 |  | -1
node_8101705_200821856 |  |  | PQ | ABCN | 19918.584 | 8101705 | no | no |  |  | no |  |  | 1395507.032 | 15319838.435 |  | -1
node_8101705_200821857 |  |  | PQ | AN | 19918.584 | 8101705 | no | no |  |  | no |  |  | 1395464.573 | 15319847.931 |  | -1
node_8101705_200821860 |  |  | PQ | ABCN | 19918.584 | 8101705 | no | no |  |  | no |  |  | 1395433.665 | 15319957.742 |  | -1
node_8101705_200821861 |  |  | PQ | ABCN | 19918.584 | 8101705 | no | no |  |  | no |  |  | 1395395.245 | 15320092.333 |  | -1
node_8101705_200821862 |  |  | PQ | ABCN | 19918.584 | 8101705 | no | no |  |  | no |  |  | 1395342.918 | 15320195.973 |  | -1
node_8101705_200821863 |  |  | PQ | ABCN | 19918.584 | 8101705 | no | no |  |  | no |  |  | 1395258.733 | 15320357.087 |  | -1
node_8101705_200821864 |  |  | PQ | ABCN | 19918.584 | 8101705 | no | no |  |  | no |  |  | 1395194.29 | 15320519.667 |  | -1
node_8101705_200821865 |  |  | PQ | ABCN | 19918.584 | 8101705 | no | no |  |  | no |  |  | 1395131.121 | 15320683.643 |  | -1
node_8101705_200821866 |  |  | PQ | ABCN | 19918.584 | 8101705 | no | no |  |  | no |  |  | 1395053.628 | 15320875.874 |  | -1
node_8101705_200821868 |  |  | PQ | ABCN | 19918.584 | 8101705 | no | no |  |  | no |  |  | 1397956.405 | 15315817.28 |  | -1
node_8101705_200821871 |  |  | PQ | ABCN | 19918.584 | 8101705 | no | no |  |  | no |  |  | 1394917.461 | 15321102.622 |  | -1
node_8101705_200821875 |  |  | PQ | ABCN | 19918.584 | 8101705 | no | no |  |  | no |  |  | 1394762.245 | 15321481.956 |  | -1
node_8101705_200821876 |  |  | PQ | ABCN | 19918.584 | 8101705 | no | no |  |  | no |  |  | 1394704.833 | 15321625.23 |  | -1
node_8101705_200821877 |  |  | PQ | ABCN | 19918.584 | 8101705 | no | no |  |  | no |  |  | 1394612.826 | 15321831.571 |  | -1
node_8101705_200821878 |  |  | PQ | ABCN | 19918.584 | 8101705 | no | no |  |  | no |  |  | 1394590.167 | 15321887.548 |  | -1
node_8101705_200821880 |  |  | PQ | ABCN | 19918.584 | 8101705 | no | no |  |  | no |  |  | 1394527.639 | 15322131.851 |  | -1
node_8101705_200821881 |  |  | PQ | AN | 19918.584 | 8101705 | no | no |  |  | no |  |  | 1394631.221 | 15322135.458 |  | -1
node_8101705_200821882 |  |  | PQ | AN | 19918.584 | 8101705 | no | no |  |  | no |  |  | 1394923.905 | 15322155.905 |  | -1
node_8101705_200821884 |  |  | PQ | ABCN | 19918.584 | 8101705 | no | no |  |  | no |  |  | 1394604.463 | 15322323.12 |  | -1
node_8101705_200821886 |  |  | PQ | ABCN | 19918.584 | 8101705 | no | no |  |  | no |  |  | 1397907.033 | 15315888.525 |  | -1
node_8101705_200821888 |  |  | PQ | ABCN | 19918.584 | 8101705 | no | no |  |  | no |  |  | 1394655.612 | 15322519.301 |  | -1
node_8101705_200821889 |  |  | PQ | ABCN | 19918.584 | 8101705 | no | no |  |  | no |  |  | 1394674.719 | 15322584.855 |  | -1
node_8101705_200821890 |  |  | PQ | AN | 19918.584 | 8101705 | no | no |  |  | no |  |  | 1394442.752 | 15322588.286 |  | -1
node_8101705_200821892 |  |  | PQ | ABCN | 19918.584 | 8101705 | no | no |  |  | no |  |  | 1394708.436 | 15322722.798 |  | -1
node_8101705_200821893 |  |  | PQ | ABCN | 19918.584 | 8101705 | no | no |  |  | no |  |  | 1394740.912 | 15322857.244 |  | -1
node_8101705_200821894 |  |  | PQ | ABCN | 19918.584 | 8101705 | no | no |  |  | no |  |  | 1394777.869 | 15322994.256 |  | -1
node_8101705_200821896 |  |  | PQ | ABCN | 19918.584 | 8101705 | no | no |  |  | no |  |  | 1394759.338 | 15323186.147 |  | -1
node_8101705_200821898 |  |  | PQ | ABCN | 19918.584 | 8101705 | no | no |  |  | no |  |  | 1394753.724 | 15323269.431 |  | -1
node_8101705_200821899 |  |  | PQ | ABCN | 19918.584 | 8101705 | no | no |  |  | no |  |  | 1394747.803 | 15323341.921 |  | -1
node_8101705_200821901 |  |  | PQ | ABCN | 19918.584 | 8101705 | no | no |  |  | no |  |  | 1394743.873 | 15323421.662 |  | -1
node_8101705_200821902 |  |  | PQ | ABCN | 19918.584 | 8101705 | no | no |  |  | no |  |  | 1394735.568 | 15323525.671 |  | -1
node_8101705_200821904 |  |  | PQ | AN | 19918.584 | 8101705 | no | no |  |  | no |  |  | 1395064.013 | 15323527.665 |  | -1
node_8101705_200821905 |  |  | PQ | AN | 19918.584 | 8101705 | no | no |  |  | no |  |  | 1395258.672 | 15323528.643 |  | -1
node_8101705_200821906 |  |  | PQ | AN | 19918.584 | 8101705 | no | no |  |  | no |  |  | 1395439.774 | 15323622.257 |  | -1
node_8101705_200821907 |  |  | PQ | ABCN | 19918.584 | 8101705 | no | no |  |  | no |  |  | 1394724.47 | 15323712.156 |  | -1
node_8101705_200821908 |  |  | PQ | AN | 19918.584 | 8101705 | no | no |  |  | no |  |  | 1394648.039 | 15323668.188 |  | -1
node_8101705_200821909 |  |  | PQ | AN | 19918.584 | 8101705 | no | no |  |  | no |  |  | 1394391.188 | 15323666.639 |  | -1
node_8101705_200821910 |  |  | PQ | ABCN | 19918.584 | 8101705 | no | no |  |  | no |  |  | 1394704.691 | 15323853.513 |  | -1
node_8101705_200821912 |  |  | PQ | ABCN | 19918.584 | 8101705 | no | no |  |  | no |  |  | 1394774.651 | 15324080.181 |  | -1
node_8101705_200821913 |  |  | PQ | ABCN | 19918.584 | 8101705 | no | no |  |  | no |  |  | 1394819.7 | 15324259.105 |  | -1
node_8101705_200821916 |  |  | PQ | ABCN | 19918.584 | 8101705 | no | no |  |  | no |  |  | 1394885.497 | 15324454.42 |  | -1
node_8101705_200821918 |  |  | PQ | ABCN | 19918.584 | 8101705 | no | no |  |  | no |  |  | 1394920.027 | 15324610.43 |  | -1
node_8101705_200821920 |  |  | PQ | ABCN | 19918.584 | 8101705 | no | no |  |  | no |  |  | 1394954.892 | 15324717.805 |  | -1
node_8101705_200821921 |  |  | PQ | ABCN | 19918.584 | 8101705 | no | no |  |  | no |  |  | 1397813.335 | 15316031.004 |  | -1
node_8101705_200821922 |  |  | PQ | ABCN | 19918.584 | 8101705 | no | no |  |  | no |  |  | 1394958.901 | 15324900.016 |  | -1
node_8101705_200821924 |  |  | PQ | ABCN | 19918.584 | 8101705 | no | no |  |  | no |  |  | 1394970.454 | 15325078.882 |  | -1
node_8101705_200821926 |  |  | PQ | ABCN | 19918.584 | 8101705 | no | no |  |  | no |  |  | 1394954.019 | 15325278.145 |  | -1
node_8101705_200821927 |  |  | PQ | ABCN | 19918.584 | 8101705 | no | no |  |  | no |  |  | 1394949.408 | 15325359.32 |  | -1
node_8101705_200821928 |  |  | PQ | ABCN | 19918.584 | 8101705 | no | no |  |  | no |  |  | 1394942.022 | 15325472.75 |  | -1
node_8101705_200821929 |  |  | PQ | ABCN | 19918.584 | 8101705 | no | no |  |  | no |  |  | 1394977.023 | 15325670.701 |  | -1
node_8101705_200821930 |  |  | PQ | ABCN | 19918.584 | 8101705 | no | no |  |  | no |  |  | 1394993.136 | 15325771.728 |  | -1
node_8101705_200821933 |  |  | PQ | ABCN | 19918.584 | 8101705 | no | no |  |  | no |  |  | 1395036.41 | 15325963.614 |  | -1
node_8101705_200821934 |  |  | PQ | ABCN | 19918.584 | 8101705 | no | no |  |  | no |  |  | 1395064.563 | 15326135.559 |  | -1
node_8101705_200821935 |  |  | PQ | ABCN | 19918.584 | 8101705 | no | no |  |  | no |  |  | 1395076.726 | 15326224.605 |  | -1
node_8101705_200821937 |  |  | PQ | AN | 19918.584 | 8101705 | no | no |  |  | no |  |  | 1395206.944 | 15326160.637 |  | -1
node_8101705_200821938 |  |  | PQ | AN | 19918.584 | 8101705 | no | no |  |  | no |  |  | 1395311.551 | 15326143.111 |  | -1
node_8101705_200821939 |  |  | PQ | ABCN | 19918.584 | 8101705 | no | no |  |  | no |  |  | 1395094.931 | 15326370.901 |  | -1
node_8101705_200821940 |  |  | PQ | ABCN | 19918.584 | 8101705 | no | no |  |  | no |  |  | 1395107.942 | 15326439.112 |  | -1
node_8101705_200821941 |  |  | PQ | ABCN | 19918.584 | 8101705 | no | no |  |  | no |  |  | 1395253.508 | 15326444.566 |  | -1
node_8101705_200821943 |  |  | PQ | ABCN | 19918.584 | 8101705 | no | no |  |  | no |  |  | 1395276.19 | 15326632.957 |  | -1
node_8101705_200821944 |  |  | PQ | ABCN | 19918.584 | 8101705 | no | no |  |  | no |  |  | 1395298.818 | 15326750.962 |  | -1
node_8101705_200821945 |  |  | PQ | ABCN | 19918.584 | 8101705 | no | no |  |  | no |  |  | 1395322.348 | 15327007.216 |  | -1
node_8101705_200821946 |  |  | PQ | ABCN | 19918.584 | 8101705 | no | no |  |  | no |  |  | 1395340.784 | 15327263.59 |  | -1
node_8101705_200821947 |  |  | PQ | AN | 19918.584 | 8101705 | no | no |  |  | no |  |  | 1395187.851 | 15327324.575 |  | -1
node_8101705_200821948 |  |  | PQ | AN | 19918.584 | 8101705 | no | no |  |  | no |  |  | 1395000.495 | 15327315.865 |  | -1
node_8101705_200821949 |  |  | PQ | ABCN | 19918.584 | 8101705 | no | no |  |  | no |  |  | 1395363.076 | 15327433.491 |  | -1
node_8101705_200821950 |  |  | PQ | ABCN | 19918.584 | 8101705 | no | no |  |  | no |  |  | 1395374.02 | 15327597.783 |  | -1
node_8101705_200821951 |  |  | PQ | ABCN | 19918.584 | 8101705 | no | no |  |  | no |  |  | 1395391.544 | 15327778.731 |  | -1
node_8101705_200821952 |  |  | PQ | ABCN | 19918.584 | 8101705 | no | no |  |  | no |  |  | 1395405.613 | 15327944.438 |  | -1
node_8101705_200821953 |  |  | PQ | AN | 19918.584 | 8101705 | no | no |  |  | no |  |  | 1395169.554 | 15327871.767 |  | -1
node_8101705_200821958 |  |  | PQ | ABCN | 19918.584 | 8101705 | no | no |  |  | no |  |  | 1395373.504 | 15328122.249 |  | -1
node_8101705_200821959 |  |  | PQ | ABCN | 19918.584 | 8101705 | no | no |  |  | no |  |  | 1395346.991 | 15328285.289 |  | -1
node_8101705_200821960 |  |  | PQ | AN | 19918.584 | 8101705 | no | no |  |  | no |  |  | 1395133.484 | 15328303.411 |  | -1
node_8101705_200821961 |  |  | PQ | AN | 19918.584 | 8101705 | no | no |  |  | no |  |  | 1395021.775 | 15328307.733 |  | -1
node_8101705_200821962 |  |  | PQ | AN | 19918.584 | 8101705 | no | no |  |  | no |  |  | 1395138.695 | 15328420.971 |  | -1
node_8101705_200821963 |  |  | PQ | ABCN | 19918.584 | 8101705 | no | no |  |  | no |  |  | 1395307.844 | 15328457.386 |  | -1
node_8101705_200821964 |  |  | PQ | ABCN | 19918.584 | 8101705 | no | no |  |  | no |  |  | 1395271.428 | 15328631.388 |  | -1
node_8101705_200821965 |  |  | PQ | ABCN | 19918.584 | 8101705 | no | no |  |  | no |  |  | 1395221.84 | 15328763.119 |  | -1
node_8101705_200821966 |  |  | PQ | ABCN | 19918.584 | 8101705 | no | no |  |  | no |  |  | 1395168.733 | 15328894.345 |  | -1
node_8101705_200821967 |  |  | PQ | ABCN | 19918.584 | 8101705 | no | no |  |  | no |  |  | 1395098.149 | 15329061.383 |  | -1
node_8101705_200821968 |  |  | PQ | ABCN | 19918.584 | 8101705 | no | no |  |  | no |  |  | 1397748.131 | 15316119.195 |  | -1
node_8101705_200821970 |  |  | PQ | ABCN | 19918.584 | 8101705 | no | no |  |  | no |  |  | 1395036.815 | 15329214.056 |  | -1
node_8101705_200821971 |  |  | PQ | ABCN | 19918.584 | 8101705 | no | no |  |  | no |  |  | 1394968.018 | 15329384.347 |  | -1
node_8101705_200821972 |  |  | PQ | ABCN | 19918.584 | 8101705 | no | no |  |  | no |  |  | 1394951.833 | 15329483.709 |  | -1
node_8101705_200821973 |  |  | PQ | ABCN | 19918.584 | 8101705 | no | no |  |  | no |  |  | 1394924.957 | 15329655.907 |  | -1
node_8101705_200821974 |  |  | PQ | ABCN | 19918.584 | 8101705 | no | no |  |  | no |  |  | 1394932.165 | 15329884.453 |  | -1
node_8101705_200821975 |  |  | PQ | AN | 19918.584 | 8101705 | no | no |  |  | no |  |  | 1394949.58 | 15329748.709 |  | -1
node_8101705_200821976 |  |  | PQ | ABCN | 19918.584 | 8101705 | no | no |  |  | no |  |  | 1394904.45 | 15330082.277 |  | -1
node_8101705_200821979 |  |  | PQ | ABCN | 19918.584 | 8101705 | no | no |  |  | no |  |  | 1394889.794 | 15330161.328 |  | -1
node_8101705_200821980 |  |  | PQ | ABCN | 19918.584 | 8101705 | no | no |  |  | no |  |  | 1394883.216 | 15330260.178 |  | -1
node_8101705_200821981 |  |  | PQ | ABCN | 19918.584 | 8101705 | no | no |  |  | no |  |  | 1394854.269 | 15330447.828 |  | -1
node_8101705_200821982 |  |  | PQ | ABCN | 19918.584 | 8101705 | no | no |  |  | no |  |  | 1394819.126 | 15330646.473 |  | -1
node_8101705_200821983 |  |  | PQ | AN | 19918.584 | 8101705 | no | no |  |  | no |  |  | 1394581.639 | 15330616.805 |  | -1
node_8101705_200821984 |  |  | PQ | AN | 19918.584 | 8101705 | no | no |  |  | no |  |  | 1394568.334 | 15330426.386 |  | -1
node_8101705_200821985 |  |  | PQ | AN | 19918.584 | 8101705 | no | no |  |  | no |  |  | 1394443.707 | 15330215.632 |  | -1
node_8101705_200821987 |  |  | PQ | ABCN | 19918.584 | 8101705 | no | no |  |  | no |  |  | 1394728.137 | 15330875.188 |  | -1
node_8101705_200821989 |  |  | PQ | ABCN | 19918.584 | 8101705 | no | no |  |  | no |  |  | 1394628.972 | 15331049.923 |  | -1
node_8101705_200821990 |  |  | PQ | ABCN | 19918.584 | 8101705 | no | no |  |  | no |  |  | 1394546.341 | 15331256.305 |  | -1
node_8101705_200821991 |  |  | PQ | ABCN | 19918.584 | 8101705 | no | no |  |  | no |  |  | 1394465.948 | 15331420.522 |  | -1
node_8101705_200821992 |  |  | PQ | ABCN | 19918.584 | 8101705 | no | no |  |  | no |  |  | 1394382.249 | 15331606.486 |  | -1
node_8101705_200821993 |  |  | PQ | ABCN | 19918.584 | 8101705 | no | no |  |  | no |  |  | 1394348.065 | 15331754.435 |  | -1
node_8101705_200821994 |  |  | PQ | ABCN | 19918.584 | 8101705 | no | no |  |  | no |  |  | 1394315.702 | 15331898.897 |  | -1
node_8101705_200821996 |  |  | PQ | ABCN | 19918.584 | 8101705 | no | no |  |  | no |  |  | 1394282.799 | 15332047.274 |  | -1
node_8101705_200821997 |  |  | PQ | ABCN | 19918.584 | 8101705 | no | no |  |  | no |  |  | 1394234.623 | 15332236.705 |  | -1
node_8101705_200821998 |  |  | PQ | ABCN | 19918.584 | 8101705 | no | no |  |  | no |  |  | 1394194.099 | 15332422.677 |  | -1
node_8101705_200821999 |  |  | PQ | AN | 19918.584 | 8101705 | no | no |  |  | no |  |  | 1394093.369 | 15332409.286 |  | -1
node_8101705_200822002 |  |  | PQ | ABCN | 19918.584 | 8101705 | no | no |  |  | no |  |  | 1394154.943 | 15332585.111 |  | -1
node_8101705_200822003 |  |  | PQ | ABCN | 19918.584 | 8101705 | no | no |  |  | no |  |  | 1394101.499 | 15332824.111 |  | -1
node_8101705_200822004 |  |  | PQ | ABCN | 19918.584 | 8101705 | no | no |  |  | no |  |  | 1394056.754 | 15333009.261 |  | -1
node_8101705_200822005 |  |  | PQ | ABCN | 19918.584 | 8101705 | no | no |  |  | no |  |  | 1394017.797 | 15333187.419 |  | -1
node_8101705_200822007 |  |  | PQ | ABCN | 19918.584 | 8101705 | no | no |  |  | no |  |  | 1393959.91 | 15333346.952 |  | -1
node_8101705_200822008 |  |  | PQ | ABCN | 19918.584 | 8101705 | no | no |  |  | no |  |  | 1393889.308 | 15333545.723 |  | -1
node_8101705_200822009 |  |  | PQ | ABCN | 19918.584 | 8101705 | no | no |  |  | no |  |  | 1393813.106 | 15333756.113 |  | -1
node_8101705_200822010 |  |  | PQ | ABCN | 19918.584 | 8101705 | no | no |  |  | no |  |  | 1393744.38 | 15333950.981 |  | -1
node_8101705_200822013 |  |  | PQ | ABCN | 19918.584 | 8101705 | no | no |  |  | no |  |  | 1393688.576 | 15334188.798 |  | -1
node_8101705_200822014 |  |  | PQ | ABCN | 19918.584 | 8101705 | no | no |  |  | no |  |  | 1393629.301 | 15334415.837 |  | -1
node_8101705_200822015 |  |  | PQ | ABCN | 19918.584 | 8101705 | no | no |  |  | no |  |  | 1393562.538 | 15334596.985 |  | -1
node_8101705_200822017 |  |  | PQ | ABCN | 19918.584 | 8101705 | no | no |  |  | no |  |  | 1393498.439 | 15334771.434 |  | -1
node_8101705_200822018 |  |  | PQ | ABCN | 19918.584 | 8101705 | no | no |  |  | no |  |  | 1393444.545 | 15334960.007 |  | -1
node_8101705_200822020 |  |  | PQ | ABCN | 19918.584 | 8101705 | no | no |  |  | no |  |  | 1393398.333 | 15335122.686 |  | -1
node_8101705_200822022 |  |  | PQ | ABCN | 19918.584 | 8101705 | no | no |  |  | no |  |  | 1393351.516 | 15335289.589 |  | -1
node_8101705_200822023 |  |  | PQ | ABCN | 19918.584 | 8101705 | no | no |  |  | no |  |  | 1393285.749 | 15335519.518 |  | -1
node_8101705_200822025 |  |  | PQ | ABCN | 19918.584 | 8101705 | no | no |  |  | no |  |  | 1393194.873 | 15335685.229 |  | -1
node_8101705_200822027 |  |  | PQ | ABCN | 19918.584 | 8101705 | no | no |  |  | no |  |  | 1393111.01 | 15335855.59 |  | -1
node_8101705_200822028 |  |  | PQ | AN | 19918.584 | 8101705 | no | no |  |  | no |  |  | 1393020.982 | 15335806.888 |  | -1
node_8101705_200822029 |  |  | PQ | ABCN | 19918.584 | 8101705 | no | no |  |  | no |  |  | 1393027.767 | 15336022.202 |  | -1
node_8101705_200822030 |  |  | PQ | ABCN | 19918.584 | 8101705 | no | no |  |  | no |  |  | 1392758.394 | 15336171.013 |  | -1
node_8101705_200822037 |  |  | PQ | AN | 2771.281 | 8101705 | no | no |  |  | no |  |  | 1399069.033 | 15317112.735 |  | -1
node_8101705_200822038 |  |  | PQ | AD | 2771.281 | 8101705 | no | no |  |  | no |  |  | 1399150.622 | 15317237.75 |  | -1
node_8101705_200822039 |  |  | PQ | AD | 2771.281 | 8101705 | no | no |  |  | no |  |  | 1399265.679 | 15317379.086 |  | -1
node_8101705_200822040 |  |  | PQ | AN | 2771.281 | 8101705 | no | no |  |  | no |  |  | 1399370.309 | 15317562.641 |  | -1
node_8101705_200822041 |  |  | PQ | AD | 2771.281 | 8101705 | no | no |  |  | no |  |  | 1399483.563 | 15317730.617 |  | -1
node_8101705_200822042 |  |  | PQ | AD | 2771.281 | 8101705 | no | no |  |  | no |  |  | 1399568.429 | 15317856.881 |  | -1
node_8101705_200822043 |  |  | PQ | AN | 2771.281 | 8101705 | no | no |  |  | no |  |  | 1399647.851 | 15317963.565 |  | -1
node_8101705_200822045 |  |  | PQ | AD | 2771.281 | 8101705 | no | no |  |  | no |  |  | 1399734.229 | 15318103.511 |  | -1
node_8101705_200822050 |  |  | PQ | AN | 19918.584 | 8101705 | no | no |  |  | no |  |  | 1398470.621 | 15316205.8 |  | -1
node_8101705_200822051 |  |  | PQ | AN | 19918.584 | 8101705 | no | no |  |  | no |  |  | 1398532.934 | 15316298.181 |  | -1
node_8101705_200822052 |  |  | PQ | AN | 19918.584 | 8101705 | no | no |  |  | no |  |  | 1398614.867 | 15316413.825 |  | -1
node_8101705_200822053 |  |  | PQ | AN | 19918.584 | 8101705 | no | no |  |  | no |  |  | 1398667.905 | 15316501.969 |  | -1
node_8101705_200822054 |  |  | PQ | AN | 19918.584 | 8101705 | no | no |  |  | no |  |  | 1398712.008 | 15316565.968 |  | -1
node_8101705_200822055 |  |  | PQ | ABN | 19918.584 | 8101705 | no | no |  |  | no |  |  | 1398559.855 | 15315622.403 |  | -1
node_8101705_200822056 |  |  | PQ | AN | 19918.584 | 8101705 | no | no |  |  | no |  |  | 1398626.382 | 15315578.902 |  | -1
node_8101705_200822057 |  |  | PQ | AN | 19918.584 | 8101705 | no | no |  |  | no |  |  | 1398710.961 | 15315525.422 |  | -1
node_8101705_200822060 |  |  | PQ | AN | 19918.584 | 8101705 | no | no |  |  | no |  |  | 1398957.999 | 15315359.415 |  | -1
node_8101705_200822061 |  |  | PQ | AN | 19918.584 | 8101705 | no | no |  |  | no |  |  | 1399120.75 | 15315254.602 |  | -1
node_8101705_200822062 |  |  | PQ | AN | 19918.584 | 8101705 | no | no |  |  | no |  |  | 1399251.675 | 15315153.237 |  | -1
node_8101705_200822064 |  |  | PQ | ABN | 19918.584 | 8101705 | no | no |  |  | no |  |  | 1398957.828 | 15316177.006 |  | -1
node_8101705_200822065 |  |  | PQ | ABN | 19918.584 | 8101705 | no | no |  |  | no |  |  | 1399055.755 | 15316117.283 |  | -1
node_8101705_200822066 |  |  | PQ | ABN | 19918.584 | 8101705 | no | no |  |  | no |  |  | 1399173.376 | 15316037.624 |  | -1
node_8101705_200822067 |  |  | PQ | AN | 19918.584 | 8101705 | no | no |  |  | no |  |  | 1399342.557 | 15315926.809 |  | -1
node_8101705_200822068 |  |  | PQ | AN | 19918.584 | 8101705 | no | no |  |  | no |  |  | 1399431.648 | 15315866.473 |  | -1
node_8101705_200822069 |  |  | PQ | AN | 19918.584 | 8101705 | no | no |  |  | no |  |  | 1399299.363 | 15315657.511 |  | -1
node_8101705_200822070 |  |  | PQ | AN | 19918.584 | 8101705 | no | no |  |  | no |  |  | 1399396.522 | 15315816.332 |  | -1
node_8101705_200822073 |  |  | PQ | AN | 19918.584 | 8101705 | no | no |  |  | no |  |  | 1399511.414 | 15315820.326 |  | -1
node_8101705_200822075 |  |  | PQ | AN | 19918.584 | 8101705 | no | no |  |  | no |  |  | 1399666.273 | 15315702.79 |  | -1
node_8101705_200822080 |  |  | PQ | AN | 19918.584 | 8101705 | no | no |  |  | no |  |  | 1399259.52 | 15316157.011 |  | -1
node_8101705_200822081 |  |  | PQ | AN | 19918.584 | 8101705 | no | no |  |  | no |  |  | 1399377.241 | 15316329.899 |  | -1
node_8101705_200822082 |  |  | PQ | AN | 19918.584 | 8101705 | no | no |  |  | no |  |  | 1399425.467 | 15316409.488 |  | -1
node_8101705_200822085 |  |  | PQ | ABN | 19918.584 | 8101705 | no | no |  |  | no |  |  | 1399105.838 | 15316724.041 |  | -1
node_8101705_200822086 |  |  | PQ | ABN | 19918.584 | 8101705 | no | no |  |  | no |  |  | 1398959.478 | 15316688.352 |  | -1
node_8101705_200822087 |  |  | PQ | ABN | 19918.584 | 8101705 | no | no |  |  | no |  |  | 1398784.495 | 15316659.427 |  | -1
node_8101705_200822090 |  |  | PQ | AN | 2771.281 | 8101705 | no | no |  |  | no |  |  | 1399394.481 | 15316780.233 |  | -1
node_8101705_200822091 |  |  | PQ | AD | 2771.281 | 8101705 | no | no |  |  | no |  |  | 1400394.966 | 15316967.082 |  | -1
node_8101705_200822092 |  |  | PQ | AD | 2771.281 | 8101705 | no | no |  |  | no |  |  | 1400489.08 | 15316991.096 |  | -1
node_8101705_200822093 |  |  | PQ | AD | 2771.281 | 8101705 | no | no |  |  | no |  |  | 1400588.572 | 15317019.697 |  | -1
node_8101705_200822095 |  |  | PQ | AD | 2771.281 | 8101705 | no | no |  |  | no |  |  | 1399513.041 | 15316796.685 |  | -1
node_8101705_200822096 |  |  | PQ | AD | 2771.281 | 8101705 | no | no |  |  | no |  |  | 1399624.243 | 15316819.138 |  | -1
node_8101705_200822097 |  |  | PQ | AN | 2771.281 | 8101705 | no | no |  |  | no |  |  | 1399727.156 | 15316837.292 |  | -1
node_8101705_200822098 |  |  | PQ | AD | 2771.281 | 8101705 | no | no |  |  | no |  |  | 1399861.436 | 15316857.268 |  | -1
node_8101705_200822099 |  |  | PQ | AD | 2771.281 | 8101705 | no | no |  |  | no |  |  | 1399997.636 | 15316891.842 |  | -1
node_8101705_200822100 |  |  | PQ | AD | 2771.281 | 8101705 | no | no |  |  | no |  |  | 1400103.771 | 15316906.415 |  | -1
node_8101705_200822101 |  |  | PQ | AD | 2771.281 | 8101705 | no | no |  |  | no |  |  | 1400205.123 | 15316928.12 |  | -1
node_8101705_200822102 |  |  | PQ | AD | 2771.281 | 8101705 | no | no |  |  | no |  |  | 1400304.64 | 15316946.451 |  | -1
node_8101705_200822103 |  |  | PQ | ABCD | 19918.584 | 8101705 | no | no |  |  | no |  |  | 1400083.075 | 15318341.71 |  | -1
node_8101705_200822104 |  |  | PQ | ABCD | 19918.584 | 8101705 | no | no |  |  | no |  |  | 1400089.012 | 15318296.942 |  | -1
node_8101705_200822105 |  |  | PQ | ABCD | 19918.584 | 8101705 | no | no |  |  | no |  |  | 1400088.505 | 15318290.64 |  | -1
node_8101705_200822106 |  |  | PQ | ABCN | 19918.584 | 8101705 | no | no |  |  | no |  |  | 1400093.754 | 15318247.662 |  | -1
node_8101705_200822107 |  |  | PQ | ABN | 2771.281 | 8101705 | no | no |  |  | no |  |  | 1399967.274 | 15318232.624 |  | -1
node_8101705_200822108 |  |  | PQ | AD | 2771.281 | 8101705 | no | no |  |  | no |  |  | 1399812.203 | 15318216.573 |  | -1
node_8101705_200822109 |  |  | PQ | AD | 2771.281 | 8101705 | no | no |  |  | no |  |  | 1400079.44 | 15316824.54 |  | -1
node_8101705_200822111 |  |  | PQ | AD | 2771.281 | 8101705 | no | no |  |  | no |  |  | 1400022.767 | 15316730.694 |  | -1
node_8101705_200822112 |  |  | PQ | AN | 2771.281 | 8101705 | no | no |  |  | no |  |  | 1399973.885 | 15316640.467 |  | -1
node_8101705_200822117 |  |  | PQ | AD | 2771.281 | 8101705 | no | no |  |  | no |  |  | 1400567.117 | 15316933.143 |  | -1
node_8101705_200822130 |  |  | PQ | AN | 2771.281 | 8101705 | no | no |  |  | no |  |  | 1400514.419 | 15316834.187 |  | -1
node_8101705_200822131 |  |  | PQ | AD | 2771.281 | 8101705 | no | no |  |  | no |  |  | 1400446.655 | 15316761.72 |  | -1
node_8101705_200822132 |  |  | PQ | AD | 2771.281 | 8101705 | no | no |  |  | no |  |  | 1400394.479 | 15316681.857 |  | -1
node_8101705_200822133 |  |  | PQ | AD | 2771.281 | 8101705 | no | no |  |  | no |  |  | 1400337.582 | 15316591.784 |  | -1
node_8101705_200822134 |  |  | PQ | AD | 2771.281 | 8101705 | no | no |  |  | no |  |  | 1400286.565 | 15316506.075 |  | -1
node_8101705_200822135 |  |  | PQ | AN | 2771.281 | 8101705 | no | no |  |  | no |  |  | 1400226.917 | 15316420.845 |  | -1
node_8101705_200822437 |  |  | PQ | AN | 2771.281 | 8101705 | no | no |  |  | no |  |  | 1399938.091 | 15317185.79 |  | -1
node_8101705_200822438 |  |  | PQ | AD | 2771.281 | 8101705 | no | no |  |  | no |  |  | 1399891.157 | 15317104.095 |  | -1
node_8101705_200822439 |  |  | PQ | AD | 2771.281 | 8101705 | no | no |  |  | no |  |  | 1399825.881 | 15317019.075 |  | -1
node_8101705_200822440 |  |  | PQ | AD | 2771.281 | 8101705 | no | no |  |  | no |  |  | 1399771.389 | 15316941.835 |  | -1
node_8101705_200822830 |  |  | PQ | AD | 2771.281 | 8101705 | no | no |  |  | no |  |  | 1397627.408 | 15339102.823 |  | -1
node_8101705_200822831 |  |  | PQ | AN | 2771.281 | 8101705 | no | no |  |  | no |  |  | 1397606.723 | 15339286.39 |  | -1
node_8101705_200822833 |  |  | PQ | AD | 2771.281 | 8101705 | no | no |  |  | no |  |  | 1397561.539 | 15339717.074 |  | -1
node_8101705_200822834 |  |  | PQ | AD | 2771.281 | 8101705 | no | no |  |  | no |  |  | 1397665.501 | 15340131.701 |  | -1
node_8101705_200822835 |  |  | PQ | AD | 2771.281 | 8101705 | no | no |  |  | no |  |  | 1397732.546 | 15340383.591 |  | -1
node_8101705_200822836 |  |  | PQ | AD | 2771.281 | 8101705 | no | no |  |  | no |  |  | 1397857.791 | 15340902.149 |  | -1
node_8101705_200822837 |  |  | PQ | AN | 2771.281 | 8101705 | no | no |  |  | no |  |  | 1397854.437 | 15340725.859 |  | -1
node_8101705_200822839 |  |  | PQ | AN | 2771.281 | 8101705 | no | no |  |  | no |  |  | 1397901.85 | 15341264.066 |  | -1
node_8101705_200822840 |  |  | PQ | AD | 2771.281 | 8101705 | no | no |  |  | no |  |  | 1397882.644 | 15341436.949 |  | -1
node_8101705_200822841 |  |  | PQ | AN | 2771.281 | 8101705 | no | no |  |  | no |  |  | 1397865.119 | 15341676.246 |  | -1
node_8101705_200822842 |  |  | PQ | AD | 2771.281 | 8101705 | no | no |  |  | no |  |  | 1397832.962 | 15341889.46 |  | -1
node_8101705_200822843 |  |  | PQ | AD | 2771.281 | 8101705 | no | no |  |  | no |  |  | 1397781.808 | 15342420.17 |  | -1
node_8101705_200823033 |  |  | PQ | AN | 19918.584 | 8101705 | no | no |  |  | no |  |  | 1395279.86 | 15320088.732 |  | -1
node_8101705_200823034 |  |  | PQ | AN | 2771.281 | 8101705 | no | no |  |  | no |  |  | 1395204.588 | 15320085.484 |  | -1
node_8101705_200823035 |  |  | PQ | AN | 2771.281 | 8101705 | no | no |  |  | no |  |  | 1393689.248 | 15319636.676 |  | -1
node_8101705_200823036 |  |  | PQ | AN | 2771.281 | 8101705 | no | no |  |  | no |  |  | 1393434.665 | 15319642.251 |  | -1
node_8101705_200823037 |  |  | PQ | AN | 2771.281 | 8101705 | no | no |  |  | no |  |  | 1393192.699 | 15319645.453 |  | -1
node_8101705_200823039 |  |  | PQ | AD | 2771.281 | 8101705 | no | no |  |  | no |  |  | 1393045.739 | 15319673.981 |  | -1
node_8101705_200823041 |  |  | PQ | AN | 2771.281 | 8101705 | no | no |  |  | no |  |  | 1392940.04 | 15319679.988 |  | -1
node_8101705_200823042 |  |  | PQ | AD | 2771.281 | 8101705 | no | no |  |  | no |  |  | 1392767.982 | 15319708.749 |  | -1
node_8101705_200823045 |  |  | PQ | AN | 2771.281 | 8101705 | no | no |  |  | no |  |  | 1392574.202 | 15319737.814 |  | -1
node_8101705_200823047 |  |  | PQ | AN | 2771.281 | 8101705 | no | no |  |  | no |  |  | 1392331.566 | 15319779.705 |  | -1
node_8101705_200823048 |  |  | PQ | AN | 2771.281 | 8101705 | no | no |  |  | no |  |  | 1392096.33 | 15319816.079 |  | -1
node_8101705_200823050 |  |  | PQ | AD | 2771.281 | 8101705 | no | no |  |  | no |  |  | 1391876.57 | 15319865.181 |  | -1
node_8101705_200823051 |  |  | PQ | AD | 2771.281 | 8101705 | no | no |  |  | no |  |  | 1391621.455 | 15319835.629 |  | -1
node_8101705_200823052 |  |  | PQ | AN | 2771.281 | 8101705 | no | no |  |  | no |  |  | 1395046.836 | 15320065.826 |  | -1
node_8101705_200823053 |  |  | PQ | AD | 2771.281 | 8101705 | no | no |  |  | no |  |  | 1394789.717 | 15320042.051 |  | -1
node_8101705_200823054 |  |  | PQ | AN | 2771.281 | 8101705 | no | no |  |  | no |  |  | 1394582.397 | 15320007.305 |  | -1
node_8101705_200823055 |  |  | PQ | AD | 2771.281 | 8101705 | no | no |  |  | no |  |  | 1394450.126 | 15319904.49 |  | -1
node_8101705_200823056 |  |  | PQ | AD | 2771.281 | 8101705 | no | no |  |  | no |  |  | 1394319.3 | 15319808.942 |  | -1
node_8101705_200823057 |  |  | PQ | AN | 2771.281 | 8101705 | no | no |  |  | no |  |  | 1394269.662 | 15320076.227 |  | -1
node_8101705_200823058 |  |  | PQ | AN | 2771.281 | 8101705 | no | no |  |  | no |  |  | 1394165.572 | 15319697.221 |  | -1
node_8101705_200823061 |  |  | PQ | AN | 2771.281 | 8101705 | no | no |  |  | no |  |  | 1393943.608 | 15319608.642 |  | -1
node_8101705_200823063 |  |  | PQ | AN | 19918.584 | 8101705 | no | no |  |  | no |  |  | 1385870.471 | 15331090.299 |  | -1
node_8101705_200823064 |  |  | PQ | AN | 19918.584 | 8101705 | no | no |  |  | no |  |  | 1385943.277 | 15331354.715 |  | -1
node_8101705_200823065 |  |  | PQ | AN | 19918.584 | 8101705 | no | no |  |  | no |  |  | 1385847.634 | 15331613.54 |  | -1
node_8101705_200823066 |  |  | PQ | AN | 19918.584 | 8101705 | no | no |  |  | no |  |  | 1385711.603 | 15331939.598 |  | -1
node_8101705_200823067 |  |  | PQ | ABCN | 19918.584 | 8101705 | no | no |  |  | no |  |  | 1394446.118 | 15322092.86 |  | -1
node_8101705_200823068 |  |  | PQ | ABCN | 19918.584 | 8101705 | no | no |  |  | no |  |  | 1394338.666 | 15322032.721 |  | -1
node_8101705_200823070 |  |  | PQ | ABCN | 19918.584 | 8101705 | no | no |  |  | no |  |  | 1391745.639 | 15322851.531 |  | -1
node_8101705_200823071 |  |  | PQ | ABCN | 19918.584 | 8101705 | no | no |  |  | no |  |  | 1391632.052 | 15322902.59 |  | -1
node_8101705_200823072 |  |  | PQ | ABCN | 19918.584 | 8101705 | no | no |  |  | no |  |  | 1391458.834 | 15323019.132 |  | -1
node_8101705_200823075 |  |  | PQ | ABCN | 19918.584 | 8101705 | no | no |  |  | no |  |  | 1391285.975 | 15323165.296 |  | -1
node_8101705_200823077 |  |  | PQ | ABCN | 19918.584 | 8101705 | no | no |  |  | no |  |  | 1391115.291 | 15323304.507 |  | -1
node_8101705_200823079 |  |  | PQ | ABCN | 19918.584 | 8101705 | no | no |  |  | no |  |  | 1390918.126 | 15323541.849 |  | -1
node_8101705_200823081 |  |  | PQ | ABCN | 19918.584 | 8101705 | no | no |  |  | no |  |  | 1390808.398 | 15323689.587 |  | -1
node_8101705_200823082 |  |  | PQ | ABCN | 19918.584 | 8101705 | no | no |  |  | no |  |  | 1390685.241 | 15323851.664 |  | -1
node_8101705_200823083 |  |  | PQ | ABCN | 19918.584 | 8101705 | no | no |  |  | no |  |  | 1390563.653 | 15324010.492 |  | -1
node_8101705_200823085 |  |  | PQ | ABCN | 19918.584 | 8101705 | no | no |  |  | no |  |  | 1390473.902 | 15324128.176 |  | -1
node_8101705_200823086 |  |  | PQ | ABCN | 19918.584 | 8101705 | no | no |  |  | no |  |  | 1390382.231 | 15324243.895 |  | -1
node_8101705_200823087 |  |  | PQ | ABCN | 19918.584 | 8101705 | no | no |  |  | no |  |  | 1390295.089 | 15324359.662 |  | -1
node_8101705_200823088 |  |  | PQ | ABCN | 19918.584 | 8101705 | no | no |  |  | no |  |  | 1390198.081 | 15324560.201 |  | -1
node_8101705_200823090 |  |  | PQ | ABCN | 19918.584 | 8101705 | no | no |  |  | no |  |  | 1394237.797 | 15322025.185 |  | -1
node_8101705_200823091 |  |  | PQ | ABCN | 19918.584 | 8101705 | no | no |  |  | no |  |  | 1390040.117 | 15324765.137 |  | -1
node_8101705_200823092 |  |  | PQ | ABCN | 19918.584 | 8101705 | no | no |  |  | no |  |  | 1389923.738 | 15324915.01 |  | -1
node_8101705_200823095 |  |  | PQ | ABCN | 19918.584 | 8101705 | no | no |  |  | no |  |  | 1389805.636 | 15325058.256 |  | -1
node_8101705_200823097 |  |  | PQ | ABCN | 19918.584 | 8101705 | no | no |  |  | no |  |  | 1389656.845 | 15325249.578 |  | -1
node_8101705_200823099 |  |  | PQ | ABCN | 19918.584 | 8101705 | no | no |  |  | no |  |  | 1389469.252 | 15325482.739 |  | -1
node_8101705_200823101 |  |  | PQ | ABCN | 19918.584 | 8101705 | no | no |  |  | no |  |  | 1389263.749 | 15325658.732 |  | -1
node_8101705_200823103 |  |  | PQ | ABCN | 19918.584 | 8101705 | no | no |  |  | no |  |  | 1389131.366 | 15325834.517 |  | -1
node_8101705_200823105 |  |  | PQ | ABCN | 19918.584 | 8101705 | no | no |  |  | no |  |  | 1388965.635 | 15326055.05 |  | -1
node_8101705_200823107 |  |  | PQ | AN | 19918.584 | 8101705 | no | no |  |  | no |  |  | 1388934.421 | 15326046.423 |  | -1
node_8101705_200823108 |  |  | PQ | AN | 19918.584 | 8101705 | no | no |  |  | no |  |  | 1388718.879 | 15325901.812 |  | -1
node_8101705_200823109 |  |  | PQ | ABCN | 19918.584 | 8101705 | no | no |  |  | no |  |  | 1388813.647 | 15326291.211 |  | -1
node_8101705_200823110 |  |  | PQ | ABCN | 19918.584 | 8101705 | no | no |  |  | no |  |  | 1388688.044 | 15326499.911 |  | -1
node_8101705_200823111 |  |  | PQ | ABCN | 19918.584 | 8101705 | no | no |  |  | no |  |  | 1388568.92 | 15326789.482 |  | -1
node_8101705_200823112 |  |  | PQ | AN | 19918.584 | 8101705 | no | no |  |  | no |  |  | 1388434.603 | 15326829.913 |  | -1
node_8101705_200823113 |  |  | PQ | AN | 19918.584 | 8101705 | no | no |  |  | no |  |  | 1388090.907 | 15326817.536 |  | -1
node_8101705_200823114 |  |  | PQ | AN | 19918.584 | 8101705 | no | no |  |  | no |  |  | 1387740.312 | 15326807.266 |  | -1
node_8101705_200823115 |  |  | PQ | AN | 19918.584 | 8101705 | no | no |  |  | no |  |  | 1387381.407 | 15326804.187 |  | -1
node_8101705_200823117 |  |  | PQ | ABCN | 19918.584 | 8101705 | no | no |  |  | no |  |  | 1388366.836 | 15326952.404 |  | -1
node_8101705_200823118 |  |  | PQ | ABCN | 19918.584 | 8101705 | no | no |  |  | no |  |  | 1388213.608 | 15327141.953 |  | -1
node_8101705_200823120 |  |  | PQ | ABCN | 19918.584 | 8101705 | no | no |  |  | no |  |  | 1388051.442 | 15327342.006 |  | -1
node_8101705_200823121 |  |  | PQ | ABCN | 19918.584 | 8101705 | no | no |  |  | no |  |  | 1387898.914 | 15327535.008 |  | -1
node_8101705_200823125 |  |  | PQ | ABCN | 19918.584 | 8101705 | no | no |  |  | no |  |  | 1393985.068 | 15322010.425 |  | -1
node_8101705_200823126 |  |  | PQ | ABCN | 19918.584 | 8101705 | no | no |  |  | no |  |  | 1387751.12 | 15327778.098 |  | -1
node_8101705_200823128 |  |  | PQ | ABCN | 19918.584 | 8101705 | no | no |  |  | no |  |  | 1387611.289 | 15327999.449 |  | -1
node_8101705_200823130 |  |  | PQ | ABCN | 19918.584 | 8101705 | no | no |  |  | no |  |  | 1387387.327 | 15328471.043 |  | -1
node_8101705_200823132 |  |  | PQ | ABCN | 19918.584 | 8101705 | no | no |  |  | no |  |  | 1387329.993 | 15328662.85 |  | -1
node_8101705_200823134 |  |  | PQ | ABCN | 19918.584 | 8101705 | no | no |  |  | no |  |  | 1387140.395 | 15328772.114 |  | -1
node_8101705_200823135 |  |  | PQ | ABCN | 19918.584 | 8101705 | no | no |  |  | no |  |  | 1386990.188 | 15328948.274 |  | -1
node_8101705_200823136 |  |  | PQ | AN | 19918.584 | 8101705 | no | no |  |  | no |  |  | 1386923.34 | 15328968.329 |  | -1
node_8101705_200823137 |  |  | PQ | AN | 19918.584 | 8101705 | no | no |  |  | no |  |  | 1386737.647 | 15328970.917 |  | -1
node_8101705_200823139 |  |  | PQ | ABCN | 19918.584 | 8101705 | no | no |  |  | no |  |  | 1386828.899 | 15329124.98 |  | -1
node_8101705_200823140 |  |  | PQ | ABCN | 19918.584 | 8101705 | no | no |  |  | no |  |  | 1386666.947 | 15329321.174 |  | -1
node_8101705_200823141 |  |  | PQ | ABCN | 19918.584 | 8101705 | no | no |  |  | no |  |  | 1386514.893 | 15329501.192 |  | -1
node_8101705_200823143 |  |  | PQ | ABCN | 19918.584 | 8101705 | no | no |  |  | no |  |  | 1393760.683 | 15322087.254 |  | -1
node_8101705_200823145 |  |  | PQ | ABCN | 19918.584 | 8101705 | no | no |  |  | no |  |  | 1386369.651 | 15329669.56 |  | -1
node_8101705_200823146 |  |  | PQ | ABCN | 19918.584 | 8101705 | no | no |  |  | no |  |  | 1386239.966 | 15329819.439 |  | -1
node_8101705_200823147 |  |  | PQ | ABCN | 19918.584 | 8101705 | no | no |  |  | no |  |  | 1386096.274 | 15329987.078 |  | -1
node_8101705_200823148 |  |  | PQ | ABCN | 19918.584 | 8101705 | no | no |  |  | no |  |  | 1385838.58 | 15330170.814 |  | -1
node_8101705_200823149 |  |  | PQ | AN | 19918.584 | 8101705 | no | no |  |  | no |  |  | 1385861.931 | 15330256.771 |  | -1
node_8101705_200823150 |  |  | PQ | ABCN | 19918.584 | 8101705 | no | no |  |  | no |  |  | 1385602.568 | 15330291.564 |  | -1
node_8101705_200823151 |  |  | PQ | ABCN | 19918.584 | 8101705 | no | no |  |  | no |  |  | 1385392.734 | 15330359.361 |  | -1
node_8101705_200823153 |  |  | PQ | ABCN | 19918.584 | 8101705 | no | no |  |  | no |  |  | 1385161.395 | 15330416.026 |  | -1
node_8101705_200823154 |  |  | PQ | ABCN | 19918.584 | 8101705 | no | no |  |  | no |  |  | 1385047.798 | 15330431.304 |  | -1
node_8101705_200823155 |  |  | PQ | ABCN | 19918.584 | 8101705 | no | no |  |  | no |  |  | 1384830.232 | 15330506.522 |  | -1
node_8101705_200823156 |  |  | PQ | ABCN | 19918.584 | 8101705 | no | no |  |  | no |  |  | 1384568.517 | 15330466.26 |  | -1
node_8101705_200823157 |  |  | PQ | ABCN | 19918.584 | 8101705 | no | no |  |  | no |  |  | 1393561.463 | 15322189.474 |  | -1
node_8101705_200823158 |  |  | PQ | ABCN | 19918.584 | 8101705 | no | no |  |  | no |  |  | 1384330.274 | 15330407.091 |  | -1
node_8101705_200823159 |  |  | PQ | ABCN | 19918.584 | 8101705 | no | no |  |  | no |  |  | 1384088.161 | 15330326.968 |  | -1
node_8101705_200823160 |  |  | PQ | ABCN | 19918.584 | 8101705 | no | no |  |  | no |  |  | 1383936.216 | 15330246.256 |  | -1
node_8101705_200823161 |  |  | PQ | ABCN | 19918.584 | 8101705 | no | no |  |  | no |  |  | 1383788.214 | 15330096.327 |  | -1
node_8101705_200823162 |  |  | PQ | ABCN | 19918.584 | 8101705 | no | no |  |  | no |  |  | 1383701.105 | 15330005.73 |  | -1
node_8101705_200823163 |  |  | PQ | ABCN | 19918.584 | 8101705 | no | no |  |  | no |  |  | 1393362.328 | 15322305.952 |  | -1
node_8101705_200823165 |  |  | PQ | ABCN | 19918.584 | 8101705 | no | no |  |  | no |  |  | 1393173.709 | 15322412.631 |  | -1
node_8101705_200823166 |  |  | PQ | ABCN | 19918.584 | 8101705 | no | no |  |  | no |  |  | 1392984.403 | 15322516.159 |  | -1
node_8101705_200823168 |  |  | PQ | ABCN | 19918.584 | 8101705 | no | no |  |  | no |  |  | 1392698.341 | 15322562.19 |  | -1
node_8101705_200823169 |  |  | PQ | ABCN | 19918.584 | 8101705 | no | no |  |  | no |  |  | 1392436.012 | 15322607.397 |  | -1
node_8101705_200823173 |  |  | PQ | ABCN | 19918.584 | 8101705 | no | no |  |  | no |  |  | 1392189.803 | 15322648.616 |  | -1
node_8101705_200823175 |  |  | PQ | AN | 19918.584 | 8101705 | no | no |  |  | no |  |  | 1392064.448 | 15322294.242 |  | -1
node_8101705_200823176 |  |  | PQ | AN | 19918.584 | 8101705 | no | no |  |  | no |  |  | 1395728.146 | 15321116.252 |  | -1
node_8101705_200823177 |  |  | PQ | AN | 19918.584 | 8101705 | no | no |  |  | no |  |  | 1394952.326 | 15321384.008 |  | -1
node_8101705_200823179 |  |  | PQ | AN | 19918.584 | 8101705 | no | no |  |  | no |  |  | 1395176.253 | 15321424.856 |  | -1
node_8101705_200823180 |  |  | PQ | AN | 19918.584 | 8101705 | no | no |  |  | no |  |  | 1395300.933 | 15321445.108 |  | -1
node_8101705_200823181 |  |  | PQ | AN | 19918.584 | 8101705 | no | no |  |  | no |  |  | 1395419.374 | 15321469.717 |  | -1
node_8101705_200823182 |  |  | PQ | AN | 19918.584 | 8101705 | no | no |  |  | no |  |  | 1395551.408 | 15321464.912 |  | -1
node_8101705_200823183 |  |  | PQ | AN | 19918.584 | 8101705 | no | no |  |  | no |  |  | 1395536.799 | 15321511.795 |  | -1
node_8101705_200823184 |  |  | PQ | AN | 19918.584 | 8101705 | no | no |  |  | no |  |  | 1395496.896 | 15321808.721 |  | -1
node_8101705_200823185 |  |  | PQ | AN | 19918.584 | 8101705 | no | no |  |  | no |  |  | 1395466.179 | 15322000.106 |  | -1
node_8101705_200823187 |  |  | PQ | AN | 19918.584 | 8101705 | no | no |  |  | no |  |  | 1395589.77 | 15321408.247 |  | -1
node_8101705_200823188 |  |  | PQ | AN | 19918.584 | 8101705 | no | no |  |  | no |  |  | 1395691.445 | 15321452.21 |  | -1
node_8101705_200823190 |  |  | PQ | AN | 19918.584 | 8101705 | no | no |  |  | no |  |  | 1395796.083 | 15321444.797 |  | -1
node_8101705_200823192 |  |  | PQ | AN | 2771.281 | 8101705 | no | no |  |  | no |  |  | 1392451.194 | 15336430.67 |  | -1
node_8101705_200823193 |  |  | PQ | AN | 2771.281 | 8101705 | no | no |  |  | no |  |  | 1392193.383 | 15336420.302 |  | -1
node_8101705_200823194 |  |  | PQ | AD | 2771.281 | 8101705 | no | no |  |  | no |  |  | 1391924.983 | 15336410.995 |  | -1
node_8101705_200823195 |  |  | PQ | AD | 2771.281 | 8101705 | no | no |  |  | no |  |  | 1391657.58 | 15336400.583 |  | -1
node_8101705_200823196 |  |  | PQ | AN | 2771.281 | 8101705 | no | no |  |  | no |  |  | 1391379.712 | 15336389.648 |  | -1
node_8101705_200823197 |  |  | PQ | AN | 2771.281 | 8101705 | no | no |  |  | no |  |  | 1391123.156 | 15336387.442 |  | -1
node_8101705_200823198 |  |  | PQ | AD | 2771.281 | 8101705 | no | no |  |  | no |  |  | 1390863.222 | 15336365.227 |  | -1
node_8101705_200823199 |  |  | PQ | AN | 2771.281 | 8101705 | no | no |  |  | no |  |  | 1390951.697 | 15336623.7 |  | -1
node_8101705_200823200 |  |  | PQ | AD | 2771.281 | 8101705 | no | no |  |  | no |  |  | 1390687.496 | 15336268.627 |  | -1
node_8101705_200823201 |  |  | PQ | AD | 2771.281 | 8101705 | no | no |  |  | no |  |  | 1390536.802 | 15336214.457 |  | -1
node_8101705_200823202 |  |  | PQ | AN | 2771.281 | 8101705 | no | no |  |  | no |  |  | 1390479.025 | 15336001.092 |  | -1
node_8101705_200823206 |  |  | PQ | ABCN | 19918.584 | 8101705 | no | no |  |  | no |  |  | 1391959.048 | 15339442.215 |  | -1
node_8101705_200823207 |  |  | PQ | AN | 2771.281 | 8101705 | no | no |  |  | no |  |  | 1394062.024 | 15339521.745 |  | -1
node_8101705_200823208 |  |  | PQ | AD | 2771.281 | 8101705 | no | no |  |  | no |  |  | 1394302.077 | 15339538.879 |  | -1
node_8101705_200823209 |  |  | PQ | AD | 2771.281 | 8101705 | no | no |  |  | no |  |  | 1394540.594 | 15339551.709 |  | -1
node_8101705_200823210 |  |  | PQ | AN | 2771.281 | 8101705 | no | no |  |  | no |  |  | 1394721.3 | 15339569.628 |  | -1
node_8101705_200823211 |  |  | PQ | AN | 2771.281 | 8101705 | no | no |  |  | no |  |  | 1394902.79 | 15339565.594 |  | -1
node_8101705_200823212 |  |  | PQ | AD | 2771.281 | 8101705 | no | no |  |  | no |  |  | 1395177.719 | 15339589.235 |  | -1
node_8101705_200823213 |  |  | PQ | AN | 2771.281 | 8101705 | no | no |  |  | no |  |  | 1395448.034 | 15339604.78 |  | -1
node_8101705_200823215 |  |  | PQ | AD | 2771.281 | 8101705 | no | no |  |  | no |  |  | 1395738.597 | 15339632.219 |  | -1
node_8101705_200823216 |  |  | PQ | AD | 2771.281 | 8101705 | no | no |  |  | no |  |  | 1396028.739 | 15339583.859 |  | -1
node_8101705_200823217 |  |  | PQ | AD | 2771.281 | 8101705 | no | no |  |  | no |  |  | 1396324.461 | 15339637.141 |  | -1
node_8101705_200823218 |  |  | PQ | AD | 2771.281 | 8101705 | no | no |  |  | no |  |  | 1396571.437 | 15339618.342 |  | -1
node_8101705_200823219 |  |  | PQ | ABCN | 19918.584 | 8101705 | no | no |  |  | no |  |  | 1392021.903 | 15339444.861 |  | -1
node_8101705_200823220 |  |  | PQ | ABCN | 19918.584 | 8101705 | no | no |  |  | no |  |  | 1392118.098 | 15339448.16 |  | -1
node_8101705_200823221 |  |  | PQ | ABCN | 19918.584 | 8101705 | no | no |  |  | no |  |  | 1392265.405 | 15339458.579 |  | -1
node_8101705_200823222 |  |  | PQ | ABCN | 19918.584 | 8101705 | no | no |  |  | no |  |  | 1392555.411 | 15339493.35 |  | -1
node_8101705_200823223 |  |  | PQ | ABCN | 19918.584 | 8101705 | no | no |  |  | no |  |  | 1392704.738 | 15339444.563 |  | -1
node_8101705_200823224 |  |  | PQ | ABCN | 19918.584 | 8101705 | no | no |  |  | no |  |  | 1392819.561 | 15339452.571 |  | -1
node_8101705_200823225 |  |  | PQ | ABCN | 19918.584 | 8101705 | no | no |  |  | no |  |  | 1392876.676 | 15339487.209 |  | -1
node_8101705_200823226 |  |  | PQ | ABCN | 19918.584 | 8101705 | no | no |  |  | no |  |  | 1393296.711 | 15339591.131 |  | -1
node_8101705_200823228 |  |  | PQ | AN | 19918.584 | 8101705 | no | no |  |  | no |  |  | 1393386.125 | 15339487.909 |  | -1
node_8101705_200823229 |  |  | PQ | AN | 2771.281 | 8101705 | no | no |  |  | no |  |  | 1393591.059 | 15339497.199 |  | -1
node_8101705_200823230 |  |  | PQ | AN | 2771.281 | 8101705 | no | no |  |  | no |  |  | 1393782.047 | 15339512.665 |  | -1
node_8101705_200823231 |  |  | PQ | ABCN | 19918.584 | 8101705 | no | no |  |  | no |  |  | 1391372.46 | 15340222.355 |  | -1
node_8101705_200823232 |  |  | PQ | ABCN | 19918.584 | 8101705 | no | no |  |  | no |  |  | 1389644.355 | 15342116.285 |  | -1
node_8101705_200823236 |  |  | PQ | ABCN | 19918.584 | 8101705 | no | no |  |  | no |  |  | 1391171.769 | 15340219.29 |  | -1
node_8101705_200823238 |  |  | PQ | ABCN | 19918.584 | 8101705 | no | no |  |  | no |  |  | 1391007.367 | 15340353.386 |  | -1
node_8101705_200823239 |  |  | PQ | ABCN | 19918.584 | 8101705 | no | no |  |  | no |  |  | 1390907.144 | 15340436.628 |  | -1
node_8101705_200823241 |  |  | PQ | ABCN | 19918.584 | 8101705 | no | no |  |  | no |  |  | 1390705.341 | 15340629.591 |  | -1
node_8101705_200823242 |  |  | PQ | ABCN | 19918.584 | 8101705 | no | no |  |  | no |  |  | 1390506.502 | 15340826.784 |  | -1
node_8101705_200823244 |  |  | PQ | ABCN | 19918.584 | 8101705 | no | no |  |  | no |  |  | 1390373.342 | 15340996.939 |  | -1
node_8101705_200823246 |  |  | PQ | ABCN | 19918.584 | 8101705 | no | no |  |  | no |  |  | 1390129.663 | 15341198.933 |  | -1
node_8101705_200823248 |  |  | PQ | ABCN | 19918.584 | 8101705 | no | no |  |  | no |  |  | 1389977.118 | 15341445.638 |  | -1
node_8101705_200823249 |  |  | PQ | AN | 19918.584 | 8101705 | no | no |  |  | no |  |  | 1389931.971 | 15341415.44 |  | -1
node_8101705_200823250 |  |  | PQ | AN | 19918.584 | 8101705 | no | no |  |  | no |  |  | 1389990.596 | 15341668.013 |  | -1
node_8101705_200823251 |  |  | PQ | AN | 19918.584 | 8101705 | no | no |  |  | no |  |  | 1390175.53 | 15341699.898 |  | -1
node_8101705_200823253 |  |  | PQ | ABCN | 19918.584 | 8101705 | no | no |  |  | no |  |  | 1389842.361 | 15341702.676 |  | -1
node_8101705_200823254 |  |  | PQ | AN | 19918.584 | 8101705 | no | no |  |  | no |  |  | 1389789.169 | 15341671.136 |  | -1
node_8101705_200823255 |  |  | PQ | ABCN | 19918.584 | 8101705 | no | no |  |  | no |  |  | 1389901.171 | 15341718.655 |  | -1
node_8101705_200823256 |  |  | PQ | ABCN | 19918.584 | 8101705 | no | no |  |  | no |  |  | 1389767.627 | 15341920.1 |  | -1
node_8101705_200823257 |  |  | PQ | ABCN | 19918.584 | 8101705 | no | no |  |  | no |  |  | 1391651.105 | 15340377.947 |  | -1
node_8101705_200823259 |  |  | PQ | ABCN | 19918.584 | 8101705 | no | no |  |  | no |  |  | 1391764.541 | 15340491.261 |  | -1
node_8101705_200823261 |  |  | PQ | ABCN | 2771.281 | 8101705 | no | no |  |  | no |  |  | 1393327.678 | 15342702.477 |  | -1
node_8101705_200823263 |  |  | PQ | ABCN | 2771.281 | 8101705 | no | no |  |  | no |  |  | 1393265.335 | 15342699.791 |  | -1
node_8101705_200823264 |  |  | PQ | ABCN | 19918.584 | 8101705 | no | no |  |  | no |  |  | 1391882.156 | 15340612.685 |  | -1
node_8101705_200823266 |  |  | PQ | ABCN | 19918.584 | 8101705 | no | no |  |  | no |  |  | 1392019.758 | 15340747.43 |  | -1
node_8101705_200823268 |  |  | PQ | ABCN | 19918.584 | 8101705 | no | no |  |  | no |  |  | 1392101.324 | 15340834.919 |  | -1
node_8101705_200823270 |  |  | PQ | ABCN | 19918.584 | 8101705 | no | no |  |  | no |  |  | 1392303.215 | 15341033.333 |  | -1
node_8101705_200823272 |  |  | PQ | AN | 2771.281 | 8101705 | no | no |  |  | no |  |  | 1392976.457 | 15342606.989 |  | -1
node_8101705_200823439 |  |  | PQ | AN | 2771.281 | 8101705 | no | no |  |  | no |  |  | 1383376.501 | 15328231.306 |  | -1
node_8101705_200823441 |  |  | PQ | AN | 2771.281 | 8101705 | no | no |  |  | no |  |  | 1385755.581 | 15316879.008 |  | -1
node_8101705_200823443 |  |  | PQ | AN | 2771.281 | 8101705 | no | no |  |  | no |  |  | 1385662.905 | 15317075.447 |  | -1
node_8101705_200823444 |  |  | PQ | AN | 2771.281 | 8101705 | no | no |  |  | no |  |  | 1385545.787 | 15317396.682 |  | -1
node_8101705_200823445 |  |  | PQ | AN | 2771.281 | 8101705 | no | no |  |  | no |  |  | 1385427.08 | 15317689.384 |  | -1
node_8101705_200823446 |  |  | PQ | AN | 2771.281 | 8101705 | no | no |  |  | no |  |  | 1385400.551 | 15318070.615 |  | -1
node_8101705_200823449 |  |  | PQ | AD | 2771.281 | 8101705 | no | no |  |  | no |  |  | 1385395.878 | 15318164.768 |  | -1
node_8101705_200823451 |  |  | PQ | AN | 2771.281 | 8101705 | no | no |  |  | no |  |  | 1385392.644 | 15318316.474 |  | -1
node_8101705_200823452 |  |  | PQ | AD | 2771.281 | 8101705 | no | no |  |  | no |  |  | 1385367.962 | 15318463.944 |  | -1
node_8101705_200823453 |  |  | PQ | AD | 2771.281 | 8101705 | no | no |  |  | no |  |  | 1385360.197 | 15318691.032 |  | -1
node_8101705_200823454 |  |  | PQ | AN | 2771.281 | 8101705 | no | no |  |  | no |  |  | 1385358.908 | 15318728.945 |  | -1
node_8101705_200823455 |  |  | PQ | AN | 2771.281 | 8101705 | no | no |  |  | no |  |  | 1385340.826 | 15318943.824 |  | -1
node_8101705_200823456 |  |  | PQ | AD | 2771.281 | 8101705 | no | no |  |  | no |  |  | 1385274.026 | 15319275.246 |  | -1
node_8101705_200823457 |  |  | PQ | AD | 2771.281 | 8101705 | no | no |  |  | no |  |  | 1385303.761 | 15319553.817 |  | -1
node_8101705_200823458 |  |  | PQ | AD | 2771.281 | 8101705 | no | no |  |  | no |  |  | 1385290.886 | 15319724.058 |  | -1
node_8101705_200823459 |  |  | PQ | AN | 2771.281 | 8101705 | no | no |  |  | no |  |  | 1385270.191 | 15320125.236 |  | -1
node_8101705_200823460 |  |  | PQ | AD | 2771.281 | 8101705 | no | no |  |  | no |  |  | 1385196.964 | 15320488.362 |  | -1
node_8101705_200823462 |  |  | PQ | AN | 2771.281 | 8101705 | no | no |  |  | no |  |  | 1385163.149 | 15320677.098 |  | -1
node_8101705_200823463 |  |  | PQ | AD | 2771.281 | 8101705 | no | no |  |  | no |  |  | 1385088.89 | 15321030.475 |  | -1
node_8101705_200823464 |  |  | PQ | AD | 2771.281 | 8101705 | no | no |  |  | no |  |  | 1385026.675 | 15321410.688 |  | -1
node_8101705_200823465 |  |  | PQ | AN | 2771.281 | 8101705 | no | no |  |  | no |  |  | 1384922.073 | 15321369.858 |  | -1
node_8101705_200823466 |  |  | PQ | AN | 2771.281 | 8101705 | no | no |  |  | no |  |  | 1384847.395 | 15321655.859 |  | -1
node_8101705_200823468 |  |  | PQ | AD | 2771.281 | 8101705 | no | no |  |  | no |  |  | 1384734.978 | 15322071.677 |  | -1
node_8101705_200823469 |  |  | PQ | AD | 2771.281 | 8101705 | no | no |  |  | no |  |  | 1384664.663 | 15322337.74 |  | -1
node_8101705_200823470 |  |  | PQ | AD | 2771.281 | 8101705 | no | no |  |  | no |  |  | 1384875.248 | 15322389.059 |  | -1
node_8101705_200823471 |  |  | PQ | AD | 2771.281 | 8101705 | no | no |  |  | no |  |  | 1384787.998 | 15322673.132 |  | -1
node_8101705_200823472 |  |  | PQ | AD | 2771.281 | 8101705 | no | no |  |  | no |  |  | 1384673.838 | 15322964.234 |  | -1
node_8101705_200823473 |  |  | PQ | AD | 2771.281 | 8101705 | no | no |  |  | no |  |  | 1384531.534 | 15323306.839 |  | -1
node_8101705_200823474 |  |  | PQ | AD | 2771.281 | 8101705 | no | no |  |  | no |  |  | 1384376.749 | 15323683.184 |  | -1
node_8101705_200823475 |  |  | PQ | AN | 2771.281 | 8101705 | no | no |  |  | no |  |  | 1384324.165 | 15323541.24 |  | -1
node_8101705_200823478 |  |  | PQ | AN | 2771.281 | 8101705 | no | no |  |  | no |  |  | 1384211.496 | 15324075.423 |  | -1
node_8101705_200823480 |  |  | PQ | AN | 2771.281 | 8101705 | no | no |  |  | no |  |  | 1384096.92 | 15324363.067 |  | -1
node_8101705_200823481 |  |  | PQ | AN | 2771.281 | 8101705 | no | no |  |  | no |  |  | 1384011.999 | 15324626.588 |  | -1
node_8101705_200823482 |  |  | PQ | AD | 2771.281 | 8101705 | no | no |  |  | no |  |  | 1383956.744 | 15324929.671 |  | -1
node_8101705_200823483 |  |  | PQ | AN | 2771.281 | 8101705 | no | no |  |  | no |  |  | 1383953.01 | 15325171.408 |  | -1
node_8101705_200823484 |  |  | PQ | AN | 2771.281 | 8101705 | no | no |  |  | no |  |  | 1383933.09 | 15325415.749 |  | -1
node_8101705_200823485 |  |  | PQ | AN | 2771.281 | 8101705 | no | no |  |  | no |  |  | 1383928.672 | 15325616.457 |  | -1
node_8101705_200823486 |  |  | PQ | AD | 2771.281 | 8101705 | no | no |  |  | no |  |  | 1383900.905 | 15325628.07 |  | -1
node_8101705_200823487 |  |  | PQ | AN | 2771.281 | 8101705 | no | no |  |  | no |  |  | 1383623.188 | 15325634.035 |  | -1
node_8101705_200823489 |  |  | PQ | AD | 2771.281 | 8101705 | no | no |  |  | no |  |  | 1383919.087 | 15325775.359 |  | -1
node_8101705_200823490 |  |  | PQ | AN | 2771.281 | 8101705 | no | no |  |  | no |  |  | 1383911.769 | 15325975.142 |  | -1
node_8101705_200823491 |  |  | PQ | AD | 2771.281 | 8101705 | no | no |  |  | no |  |  | 1383903.065 | 15326161.84 |  | -1
node_8101705_200823492 |  |  | PQ | AD | 2771.281 | 8101705 | no | no |  |  | no |  |  | 1383870.019 | 15326171.461 |  | -1
node_8101705_200823493 |  |  | PQ | AN | 2771.281 | 8101705 | no | no |  |  | no |  |  | 1383661.493 | 15326164.821 |  | -1
node_8101705_200823494 |  |  | PQ | AD | 2771.281 | 8101705 | no | no |  |  | no |  |  | 1383886.905 | 15326366.441 |  | -1
node_8101705_200823497 |  |  | PQ | AD | 2771.281 | 8101705 | no | no |  |  | no |  |  | 1383891.849 | 15326573.408 |  | -1
node_8101705_200823498 |  |  | PQ | AD | 2771.281 | 8101705 | no | no |  |  | no |  |  | 1383982.706 | 15326581.514 |  | -1
node_8101705_200823499 |  |  | PQ | AD | 2771.281 | 8101705 | no | no |  |  | no |  |  | 1384296.886 | 15326589.05 |  | -1
node_8101705_200823500 |  |  | PQ | AN | 2771.281 | 8101705 | no | no |  |  | no |  |  | 1384602.6 | 15326607.939 |  | -1
node_8101705_200823502 |  |  | PQ | AD | 2771.281 | 8101705 | no | no |  |  | no |  |  | 1383874.655 | 15326803.828 |  | -1
node_8101705_200823503 |  |  | PQ | AD | 2771.281 | 8101705 | no | no |  |  | no |  |  | 1383859.346 | 15327029.933 |  | -1
node_8101705_200823504 |  |  | PQ | AD | 2771.281 | 8101705 | no | no |  |  | no |  |  | 1383836.806 | 15327329.611 |  | -1
node_8101705_200823505 |  |  | PQ | AN | 2771.281 | 8101705 | no | no |  |  | no |  |  | 1383820.529 | 15327610.734 |  | -1
node_8101705_200823506 |  |  | PQ | AN | 2771.281 | 8101705 | no | no |  |  | no |  |  | 1383862.741 | 15327887.157 |  | -1
node_8101705_200823508 |  |  | PQ | AN | 2771.281 | 8101705 | no | no |  |  | no |  |  | 1383847.558 | 15328154.995 |  | -1
node_8101705_200823509 |  |  | PQ | AN | 2771.281 | 8101705 | no | no |  |  | no |  |  | 1383800.323 | 15328181.839 |  | -1
node_8101705_200823510 |  |  | PQ | AD | 2771.281 | 8101705 | no | no |  |  | no |  |  | 1383839.038 | 15328408.12 |  | -1
node_8101705_200823511 |  |  | PQ | AD | 2771.281 | 8101705 | no | no |  |  | no |  |  | 1383793.842 | 15328607.864 |  | -1
node_8101705_200823512 |  |  | PQ | AN | 2771.281 | 8101705 | no | no |  |  | no |  |  | 1383819.487 | 15328744.222 |  | -1
node_8101705_200823515 |  |  | PQ | AN | 2771.281 | 8101705 | no | no |  |  | no |  |  | 1383776.745 | 15328887.113 |  | -1
node_8101705_200823516 |  |  | PQ | AN | 19918.584 | 8101705 | no | no |  |  | no |  |  | 1383764.792 | 15329194.434 |  | -1
node_8101705_200823517 |  |  | PQ | AN | 19918.584 | 8101705 | no | no |  |  | no |  |  | 1383749.32 | 15329505.681 |  | -1
node_8101705_200823518 |  |  | PQ | AN | 19918.584 | 8101705 | no | no |  |  | no |  |  | 1383731.63 | 15329813.443 |  | -1
node_8101705_200823519 |  |  | PQ | AN | 19918.584 | 8101705 | no | no |  |  | no |  |  | 1383706.846 | 15329752.258 |  | -1
node_8101705_200823520 |  |  | PQ | AN | 19918.584 | 8101705 | no | no |  |  | no |  |  | 1383584.867 | 15329746.571 |  | -1
node_8101705_200823528 |  |  | PQ | AN | 2771.281 | 8101705 | no | no |  |  | no |  |  | 1384569.732 | 15336747.537 |  | -1
node_8101705_200823529 |  |  | PQ | AD | 2771.281 | 8101705 | no | no |  |  | no |  |  | 1381243.547 | 15336039.779 |  | -1
node_8101705_200823530 |  |  | PQ | AN | 2771.281 | 8101705 | no | no |  |  | no |  |  | 1380914.838 | 15336059.186 |  | -1
node_8101705_200823532 |  |  | PQ | AN | 2771.281 | 8101705 | no | no |  |  | no |  |  | 1380554.01 | 15336021.725 |  | -1
node_8101705_200823533 |  |  | PQ | AD | 2771.281 | 8101705 | no | no |  |  | no |  |  | 1380373.002 | 15335949.696 |  | -1
node_8101705_200823534 |  |  | PQ | AD | 2771.281 | 8101705 | no | no |  |  | no |  |  | 1380095.813 | 15336169.883 |  | -1
node_8101705_200823535 |  |  | PQ | AD | 2771.281 | 8101705 | no | no |  |  | no |  |  | 1379888.869 | 15336300.214 |  | -1
node_8101705_200823536 |  |  | PQ | AN | 2771.281 | 8101705 | no | no |  |  | no |  |  | 1384262.963 | 15336698.382 |  | -1
node_8101705_200823538 |  |  | PQ | AD | 2771.281 | 8101705 | no | no |  |  | no |  |  | 1384219.786 | 15336485.643 |  | -1
node_8101705_200823539 |  |  | PQ | AN | 2771.281 | 8101705 | no | no |  |  | no |  |  | 1383907.276 | 15336450.197 |  | -1
node_8101705_200823540 |  |  | PQ | AN | 2771.281 | 8101705 | no | no |  |  | no |  |  | 1383644.149 | 15336265.542 |  | -1
node_8101705_200823541 |  |  | PQ | AN | 2771.281 | 8101705 | no | no |  |  | no |  |  | 1383293.022 | 15336079.351 |  | -1
node_8101705_200823543 |  |  | PQ | AN | 2771.281 | 8101705 | no | no |  |  | no |  |  | 1383234.903 | 15336448.191 |  | -1
node_8101705_200823544 |  |  | PQ | AN | 2771.281 | 8101705 | no | no |  |  | no |  |  | 1383100.829 | 15336056.544 |  | -1
node_8101705_200823545 |  |  | PQ | AD | 2771.281 | 8101705 | no | no |  |  | no |  |  | 1382762.954 | 15336059.787 |  | -1
node_8101705_200823546 |  |  | PQ | AN | 2771.281 | 8101705 | no | no |  |  | no |  |  | 1382578.838 | 15336048.553 |  | -1
node_8101705_200823547 |  |  | PQ | AN | 2771.281 | 8101705 | no | no |  |  | no |  |  | 1382612.187 | 15335749.889 |  | -1
node_8101705_200823549 |  |  | PQ | AN | 2771.281 | 8101705 | no | no |  |  | no |  |  | 1382105.401 | 15336042.274 |  | -1
node_8101705_200823550 |  |  | PQ | AN | 2771.281 | 8101705 | no | no |  |  | no |  |  | 1381849.522 | 15336028.572 |  | -1
node_8101705_200823551 |  |  | PQ | AD | 2771.281 | 8101705 | no | no |  |  | no |  |  | 1381748.895 | 15336018.417 |  | -1
node_8101705_200823607 |  |  | PQ | AD | 2771.281 | 8101705 | no | no |  |  | no |  |  | 1397954.172 | 15339736.468 |  | -1
node_8101705_200823608 |  |  | PQ | AN | 2771.281 | 8101705 | no | no |  |  | no |  |  | 1401136.88 | 15339711.535 |  | -1
node_8101705_200823609 |  |  | PQ | AD | 2771.281 | 8101705 | no | no |  |  | no |  |  | 1401549.591 | 15339615.184 |  | -1
node_8101705_200823610 |  |  | PQ | AN | 2771.281 | 8101705 | no | no |  |  | no |  |  | 1401869.006 | 15339531.217 |  | -1
node_8101705_200823611 |  |  | PQ | AN | 2771.281 | 8101705 | no | no |  |  | no |  |  | 1402163.838 | 15339461.564 |  | -1
node_8101705_200823613 |  |  | PQ | AD | 2771.281 | 8101705 | no | no |  |  | no |  |  | 1402399.441 | 15339386.305 |  | -1
node_8101705_200823614 |  |  | PQ | AD | 2771.281 | 8101705 | no | no |  |  | no |  |  | 1402525.115 | 15339432.929 |  | -1
node_8101705_200823615 |  |  | PQ | AN | 2771.281 | 8101705 | no | no |  |  | no |  |  | 1402646.404 | 15339762.741 |  | -1
node_8101705_200823616 |  |  | PQ | AN | 2771.281 | 8101705 | no | no |  |  | no |  |  | 1402612.633 | 15339326.263 |  | -1
node_8101705_200823617 |  |  | PQ | AD | 2771.281 | 8101705 | no | no |  |  | no |  |  | 1402784.054 | 15339270.986 |  | -1
node_8101705_200823618 |  |  | PQ | AN | 2771.281 | 8101705 | no | no |  |  | no |  |  | 1403140.072 | 15339121.006 |  | -1
node_8101705_200823619 |  |  | PQ | AN | 2771.281 | 8101705 | no | no |  |  | no |  |  | 1402917.806 | 15338921.171 |  | -1
node_8101705_200823620 |  |  | PQ | AD | 2771.281 | 8101705 | no | no |  |  | no |  |  | 1403222.19 | 15339161.5 |  | -1
node_8101705_200823621 |  |  | PQ | AN | 2771.281 | 8101705 | no | no |  |  | no |  |  | 1403324.275 | 15339187.879 |  | -1
node_8101705_200823622 |  |  | PQ | AN | 2771.281 | 8101705 | no | no |  |  | no |  |  | 1403350.828 | 15338985.37 |  | -1
node_8101705_200823624 |  |  | PQ | AD | 2771.281 | 8101705 | no | no |  |  | no |  |  | 1403553.688 | 15338926.802 |  | -1
node_8101705_200823625 |  |  | PQ | AN | 2771.281 | 8101705 | no | no |  |  | no |  |  | 1403801.129 | 15338848.222 |  | -1
node_8101705_200823626 |  |  | PQ | AN | 2771.281 | 8101705 | no | no |  |  | no |  |  | 1398691.978 | 15339785.407 |  | -1
node_8101705_200823628 |  |  | PQ | AN | 2771.281 | 8101705 | no | no |  |  | no |  |  | 1399025.057 | 15339809.807 |  | -1
node_8101705_200823629 |  |  | PQ | AN | 2771.281 | 8101705 | no | no |  |  | no |  |  | 1399342.099 | 15339830.809 |  | -1
node_8101705_200823630 |  |  | PQ | AN | 2771.281 | 8101705 | no | no |  |  | no |  |  | 1399357.126 | 15339598.387 |  | -1
node_8101705_200823631 |  |  | PQ | AD | 2771.281 | 8101705 | no | no |  |  | no |  |  | 1399598.014 | 15339821.064 |  | -1
node_8101705_200823632 |  |  | PQ | AN | 2771.281 | 8101705 | no | no |  |  | no |  |  | 1400104.792 | 15339825.552 |  | -1
node_8101705_200823633 |  |  | PQ | AD | 2771.281 | 8101705 | no | no |  |  | no |  |  | 1400449.032 | 15339873.724 |  | -1
node_8101705_200823634 |  |  | PQ | AD | 2771.281 | 8101705 | no | no |  |  | no |  |  | 1400831.375 | 15339794.135 |  | -1
node_8101705_200823635 |  |  | PQ | AN | 2771.281 | 8101705 | no | no |  |  | no |  |  | 1400807.412 | 15339905.374 |  | -1
node_8101705_200823636 |  |  | PQ | AN | 2771.281 | 8101705 | no | no |  |  | no |  |  | 1382921.866 | 15340237.577 |  | -1
node_8101705_200823637 |  |  | PQ | AD | 2771.281 | 8101705 | no | no |  |  | no |  |  | 1384840.828 | 15337942.544 |  | -1
node_8101705_200823638 |  |  | PQ | AD | 2771.281 | 8101705 | no | no |  |  | no |  |  | 1382901.925 | 15340035.735 |  | -1
node_8101705_200823639 |  |  | PQ | AN | 2771.281 | 8101705 | no | no |  |  | no |  |  | 1383189.648 | 15340049.605 |  | -1
node_8101705_200823640 |  |  | PQ | AD | 2771.281 | 8101705 | no | no |  |  | no |  |  | 1382789.314 | 15340204.577 |  | -1
node_8101705_200823641 |  |  | PQ | AN | 2771.281 | 8101705 | no | no |  |  | no |  |  | 1382685.308 | 15340376.466 |  | -1
node_8101705_200823642 |  |  | PQ | AN | 2771.281 | 8101705 | no | no |  |  | no |  |  | 1382630.794 | 15340587.335 |  | -1
node_8101705_200823643 |  |  | PQ | AN | 2771.281 | 8101705 | no | no |  |  | no |  |  | 1382592.303 | 15340790.945 |  | -1
node_8101705_200823644 |  |  | PQ | AN | 2771.281 | 8101705 | no | no |  |  | no |  |  | 1382509.829 | 15341170.509 |  | -1
node_8101705_200823645 |  |  | PQ | AD | 2771.281 | 8101705 | no | no |  |  | no |  |  | 1382394.503 | 15341442.097 |  | -1
node_8101705_200823646 |  |  | PQ | AN | 2771.281 | 8101705 | no | no |  |  | no |  |  | 1382319.665 | 15341715.151 |  | -1
node_8101705_200823647 |  |  | PQ | AD | 2771.281 | 8101705 | no | no |  |  | no |  |  | 1382530.957 | 15341795.466 |  | -1
node_8101705_200823648 |  |  | PQ | AN | 2771.281 | 8101705 | no | no |  |  | no |  |  | 1382679.054 | 15341844.247 |  | -1
node_8101705_200823649 |  |  | PQ | AD | 2771.281 | 8101705 | no | no |  |  | no |  |  | 1382217.455 | 15342011.369 |  | -1
node_8101705_200823650 |  |  | PQ | AN | 2771.281 | 8101705 | no | no |  |  | no |  |  | 1384517.12 | 15337931.531 |  | -1
node_8101705_200823652 |  |  | PQ | AN | 2771.281 | 8101705 | no | no |  |  | no |  |  | 1384149.317 | 15338054.857 |  | -1
node_8101705_200823653 |  |  | PQ | AD | 2771.281 | 8101705 | no | no |  |  | no |  |  | 1383829.245 | 15338149.972 |  | -1
node_8101705_200823654 |  |  | PQ | AD | 2771.281 | 8101705 | no | no |  |  | no |  |  | 1383719.809 | 15337839.306 |  | -1
node_8101705_200823655 |  |  | PQ | AN | 2771.281 | 8101705 | no | no |  |  | no |  |  | 1383420.073 | 15337790.74 |  | -1
node_8101705_200823656 |  |  | PQ | AN | 2771.281 | 8101705 | no | no |  |  | no |  |  | 1383121.349 | 15337776.138 |  | -1
node_8101705_200823657 |  |  | PQ | AN | 2771.281 | 8101705 | no | no |  |  | no |  |  | 1382881.179 | 15337683.78 |  | -1
node_8101705_200823659 |  |  | PQ | AN | 2771.281 | 8101705 | no | no |  |  | no |  |  | 1383730.169 | 15338484.578 |  | -1
node_8101705_200823660 |  |  | PQ | AD | 2771.281 | 8101705 | no | no |  |  | no |  |  | 1383683.986 | 15338636.836 |  | -1
node_8101705_200823661 |  |  | PQ | AD | 2771.281 | 8101705 | no | no |  |  | no |  |  | 1383579.92 | 15338808.512 |  | -1
node_8101705_200823662 |  |  | PQ | AD | 2771.281 | 8101705 | no | no |  |  | no |  |  | 1383436.133 | 15339111.274 |  | -1
node_8101705_200823663 |  |  | PQ | AD | 2771.281 | 8101705 | no | no |  |  | no |  |  | 1383308.696 | 15339381.639 |  | -1
node_8101705_200823664 |  |  | PQ | AN | 2771.281 | 8101705 | no | no |  |  | no |  |  | 1383138.295 | 15339651.597 |  | -1
node_8101705_200823665 |  |  | PQ | AD | 2771.281 | 8101705 | no | no |  |  | no |  |  | 1382999.596 | 15339870.823 |  | -1
node_8101705_200823808 |  |  | PQ | AD | 2771.281 | 8101705 | no | no |  |  | no |  |  | 1380733.227 | 15338260.532 |  | -1
node_8101705_200823809 |  |  | PQ | AN | 2771.281 | 8101705 | no | no |  |  | no |  |  | 1380913.583 | 15338269.012 |  | -1
node_8101705_200823810 |  |  | PQ | AN | 2771.281 | 8101705 | no | no |  |  | no |  |  | 1381075.24 | 15338280.016 |  | -1
node_8101705_200823811 |  |  | PQ | AD | 2771.281 | 8101705 | no | no |  |  | no |  |  | 1381336.174 | 15338266.527 |  | -1
node_8101705_200823812 |  |  | PQ | AN | 2771.281 | 8101705 | no | no |  |  | no |  |  | 1381584.767 | 15338248.346 |  | -1
node_8101705_200823813 |  |  | PQ | AN | 2771.281 | 8101705 | no | no |  |  | no |  |  | 1381885.385 | 15338227.698 |  | -1
node_8101705_200823814 |  |  | PQ | AN | 2771.281 | 8101705 | no | no |  |  | no |  |  | 1382211.526 | 15338239.408 |  | -1
node_8101705_200823816 |  |  | PQ | AN | 2771.281 | 8101705 | no | no |  |  | no |  |  | 1382404.203 | 15338233.808 |  | -1
node_8101705_200823817 |  |  | PQ | AN | 2771.281 | 8101705 | no | no |  |  | no |  |  | 1380324.809 | 15338236.647 |  | -1
node_8101705_200823960 |  |  | PQ | ABCN | 2771.281 | 8101705 | no | no |  |  | no |  |  | 1379186.157 | 15334830.385 |  | -1
node_8101705_200823962 |  |  | PQ | ABCD | 2771.281 | 8101705 | no | no |  |  | no |  |  | 1379220.868 | 15334369.558 |  | -1
node_8101705_200823963 |  |  | PQ | ABCD | 2771.281 | 8101705 | no | no |  |  | no |  |  | 1379228.152 | 15334210.579 |  | -1
node_8101705_200823964 |  |  | PQ | ABCD | 2771.281 | 8101705 | no | no |  |  | no |  |  | 1379229.505 | 15334080.747 |  | -1
node_8101705_200823998 |  |  | PQ | AN | 19918.584 | 8101705 | no | no |  |  | no |  |  | 1394461.219 | 15332058.01 |  | -1
node_8101705_200823999 |  |  | PQ | AN | 19918.584 | 8101705 | no | no |  |  | no |  |  | 1394681.573 | 15332066.801 |  | -1
node_8101705_200824000 |  |  | PQ | AN | 19918.584 | 8101705 | no | no |  |  | no |  |  | 1394815.342 | 15332069.538 |  | -1
node_8101705_200824001 |  |  | PQ | AN | 19918.584 | 8101705 | no | no |  |  | no |  |  | 1395046.403 | 15332081.487 |  | -1
node_8101705_200824002 |  |  | PQ | AN | 19918.584 | 8101705 | no | no |  |  | no |  |  | 1395333.02 | 15332095.711 |  | -1
node_8101705_200824012 |  |  | PQ | AD | 2771.281 | 8101705 | no | no |  |  | no |  |  | 1396130.016 | 15310147.843 |  | -1
node_8101705_200824013 |  |  | PQ | AD | 2771.281 | 8101705 | no | no |  |  | no |  |  | 1395978.22 | 15310197.117 |  | -1
node_8101705_200824014 |  |  | PQ | AD | 2771.281 | 8101705 | no | no |  |  | no |  |  | 1395803.483 | 15310263.902 |  | -1
node_8101705_200824015 |  |  | PQ | AN | 2771.281 | 8101705 | no | no |  |  | no |  |  | 1395653.688 | 15310280.785 |  | -1
node_8101705_200824016 |  |  | PQ | AD | 2771.281 | 8101705 | no | no |  |  | no |  |  | 1395460.21 | 15310299.485 |  | -1
node_8101705_200824017 |  |  | PQ | AN | 2771.281 | 8101705 | no | no |  |  | no |  |  | 1395258.441 | 15310311.24 |  | -1
node_8101705_200824018 |  |  | PQ | AD | 2771.281 | 8101705 | no | no |  |  | no |  |  | 1395052.904 | 15310330.475 |  | -1
node_8101705_200824019 |  |  | PQ | AN | 2771.281 | 8101705 | no | no |  |  | no |  |  | 1394939.567 | 15310318.137 |  | -1
node_8101705_200824022 |  |  | PQ | AN | 2771.281 | 8101705 | no | no |  |  | no |  |  | 1394752.175 | 15310369.912 |  | -1
node_8101705_200824205 |  |  | PQ | ABN | 19918.584 | 8101705 | no | no |  |  | no |  |  | 1395426.965 | 15326445.542 |  | -1
node_8101705_200824206 |  |  | PQ | ABN | 19918.584 | 8101705 | no | no |  |  | no |  |  | 1395579.623 | 15326435.658 |  | -1
node_8101705_200824207 |  |  | PQ | AN | 19918.584 | 8101705 | no | no |  |  | no |  |  | 1395729.768 | 15326445.637 |  | -1
node_8101705_200824208 |  |  | PQ | AN | 19918.584 | 8101705 | no | no |  |  | no |  |  | 1395767.057 | 15326623.382 |  | -1
node_8101705_200824292 |  |  | PQ | ABCN | 19918.584 | 8101705 | no | no |  |  | no |  |  | 1399121.299 | 15314957.684 |  | -1
node_8101705_200824295 |  |  | PQ | ABCN | 19918.584 | 8101705 | no | no |  |  | no |  |  | 1398283.368 | 15315219.108 |  | -1
node_8101705_200824296 |  |  | PQ | ABCN | 19918.584 | 8101705 | no | no |  |  | no |  |  | 1398373.036 | 15315065.132 |  | -1
node_8101705_200824297 |  |  | PQ | ABCN | 19918.584 | 8101705 | no | no |  |  | no |  |  | 1398410.866 | 15314999.414 |  | -1
node_8101705_200824298 |  |  | PQ | ABCN | 19918.584 | 8101705 | no | no |  |  | no |  |  | 1398429.219 | 15314966.365 |  | -1
node_8101705_200824299 |  |  | PQ | ABCN | 19918.584 | 8101705 | no | no |  |  | no |  |  | 1398674.795 | 15314551.762 |  | -1
node_8101705_200824372 |  |  | PQ | AN | 19918.584 | 8101705 | no | no |  |  | no |  |  | 1396257.31 | 15318832.263 |  | -1
node_8101705_200824373 |  |  | PQ | AN | 19918.584 | 8101705 | no | no |  |  | no |  |  | 1396105.062 | 15318833.974 |  | -1
node_8101705_200824374 |  |  | PQ | AN | 19918.584 | 8101705 | no | no |  |  | no |  |  | 1395905.432 | 15318815.768 |  | -1
node_8101705_200824375 |  |  | PQ | AN | 19918.584 | 8101705 | no | no |  |  | no |  |  | 1395642.911 | 15318787.249 |  | -1
node_8101705_200824376 |  |  | PQ | AN | 19918.584 | 8101705 | no | no |  |  | no |  |  | 1395523.01 | 15318654.668 |  | -1
node_8101705_200824378 |  |  | PQ | AN | 385.57 | 8101705 | no | no |  |  | no |  |  | 1393452.675 | 15340295.523 |  | -1
node_8101705_200824379 |  |  | PQ | ABCN | 2771.281 | 8101705 | no | no |  |  | no |  |  | 1393303.338 | 15339770.37 |  | -1
node_8101705_200824380 |  |  | PQ | ABCN | 2771.281 | 8101705 | no | no |  |  | no |  |  | 1393177.655 | 15341849.952 |  | -1
node_8101705_200824381 |  |  | PQ | ABCN | 2771.281 | 8101705 | no | no |  |  | no |  |  | 1393156.932 | 15341960.736 |  | -1
node_8101705_200824385 |  |  | PQ | ABCN | 2771.281 | 8101705 | no | no |  |  | no |  |  | 1393192.641 | 15342328.337 |  | -1
node_8101705_200824386 |  |  | PQ | ABCN | 2771.281 | 8101705 | no | no |  |  | no |  |  | 1393239.117 | 15342540.066 |  | -1
node_8101705_200824387 |  |  | PQ | ABCN | 2771.281 | 8101705 | no | no |  |  | no |  |  | 1393236.435 | 15339981.242 |  | -1
node_8101705_200824388 |  |  | PQ | ABCN | 2771.281 | 8101705 | no | no |  |  | no |  |  | 1393171.943 | 15340185.91 |  | -1
node_8101705_200824389 |  |  | PQ | AN | 385.57 | 8101705 | no | no |  |  | no |  |  | 1393223.583 | 15340194.277 |  | -1
node_8101705_200824390 |  |  | PQ | ABCN | 2771.281 | 8101705 | no | no |  |  | no |  |  | 1393210.934 | 15340383.651 |  | -1
node_8101705_200824391 |  |  | PQ | ABCN | 2771.281 | 8101705 | no | no |  |  | no |  |  | 1393250.53 | 15340590.044 |  | -1
node_8101705_200824392 |  |  | PQ | ABCN | 2771.281 | 8101705 | no | no |  |  | no |  |  | 1393276.655 | 15340825.429 |  | -1
node_8101705_200824394 |  |  | PQ | ABCN | 2771.281 | 8101705 | no | no |  |  | no |  |  | 1393272.151 | 15341332.16 |  | -1
node_8101705_200824395 |  |  | PQ | AN | 2771.281 | 8101705 | no | no |  |  | no |  |  | 1393489.023 | 15341264.31 |  | -1
node_8101705_200824396 |  |  | PQ | ABCN | 2771.281 | 8101705 | no | no |  |  | no |  |  | 1393216.671 | 15341612.076 |  | -1
node_8101705_200824418 |  |  | PQ | AD | 2771.281 | 8101705 | no | no |  |  | no |  |  | 1385898.74 | 15338079.728 |  | -1
node_8101705_200824419 |  |  | PQ | AN | 2771.281 | 8101705 | no | no |  |  | no |  |  | 1387534.285 | 15338776.595 |  | -1
node_8101705_200824420 |  |  | PQ | AD | 2771.281 | 8101705 | no | no |  |  | no |  |  | 1387535.729 | 15338982.773 |  | -1
node_8101705_200824421 |  |  | PQ | AN | 2771.281 | 8101705 | no | no |  |  | no |  |  | 1387536.487 | 15339183.944 |  | -1
node_8101705_200824422 |  |  | PQ | AD | 2771.281 | 8101705 | no | no |  |  | no |  |  | 1387533.861 | 15338711.191 |  | -1
node_8101705_200824423 |  |  | PQ | AD | 2771.281 | 8101705 | no | no |  |  | no |  |  | 1387805.143 | 15338831.383 |  | -1
node_8101705_200824424 |  |  | PQ | AD | 2771.281 | 8101705 | no | no |  |  | no |  |  | 1388070.801 | 15338886.349 |  | -1
node_8101705_200824425 |  |  | PQ | AD | 2771.281 | 8101705 | no | no |  |  | no |  |  | 1388316.757 | 15338931.289 |  | -1
node_8101705_200824426 |  |  | PQ | AN | 2771.281 | 8101705 | no | no |  |  | no |  |  | 1388492.709 | 15339097.292 |  | -1
node_8101705_200824427 |  |  | PQ | AN | 2771.281 | 8101705 | no | no |  |  | no |  |  | 1386084.199 | 15338175.005 |  | -1
node_8101705_200824428 |  |  | PQ | AD | 2771.281 | 8101705 | no | no |  |  | no |  |  | 1386273.367 | 15338279.664 |  | -1
node_8101705_200824429 |  |  | PQ | AD | 2771.281 | 8101705 | no | no |  |  | no |  |  | 1386436.767 | 15338356.725 |  | -1
node_8101705_200824430 |  |  | PQ | AN | 2771.281 | 8101705 | no | no |  |  | no |  |  | 1386612.968 | 15338461.304 |  | -1
node_8101705_200824431 |  |  | PQ | AD | 2771.281 | 8101705 | no | no |  |  | no |  |  | 1386772.213 | 15338544.064 |  | -1
node_8101705_200824432 |  |  | PQ | AD | 2771.281 | 8101705 | no | no |  |  | no |  |  | 1386744.435 | 15338608.697 |  | -1
node_8101705_200824433 |  |  | PQ | AN | 2771.281 | 8101705 | no | no |  |  | no |  |  | 1386634.552 | 15338915.172 |  | -1
node_8101705_200824434 |  |  | PQ | AN | 2771.281 | 8101705 | no | no |  |  | no |  |  | 1387002.115 | 15338555.758 |  | -1
node_8101705_200824435 |  |  | PQ | AD | 2771.281 | 8101705 | no | no |  |  | no |  |  | 1387046.978 | 15338653.515 |  | -1
node_8101705_200824436 |  |  | PQ | AN | 2771.281 | 8101705 | no | no |  |  | no |  |  | 1387040.49 | 15338909.536 |  | -1
node_8101705_200824437 |  |  | PQ | AD | 2771.281 | 8101705 | no | no |  |  | no |  |  | 1387288.746 | 15338724.279 |  | -1
node_8101705_200824448 |  |  | PQ | AN | 2771.281 | 8101705 | no | no |  |  | no |  |  | 1397331.898 | 15312527.07 |  | -1
node_8101705_200824450 |  |  | PQ | AN | 2771.281 | 8101705 | no | no |  |  | no |  |  | 1397598.479 | 15312503.003 |  | -1
node_8101705_200824489 |  |  | PQ | AN | 19918.584 | 8101705 | no | no |  |  | no |  |  | 1395117.028 | 15326562.288 |  | -1
node_8101705_200824490 |  |  | PQ | AN | 19918.584 | 8101705 | no | no |  |  | no |  |  | 1395048.451 | 15326562.872 |  | -1
node_8101705_200824491 |  |  | PQ | AN | 19918.584 | 8101705 | no | no |  |  | no |  |  | 1394873.199 | 15326555.631 |  | -1
node_8101705_200824492 |  |  | PQ | AN | 19918.584 | 8101705 | no | no |  |  | no |  |  | 1394743.524 | 15326586.339 |  | -1
node_8101705_200824493 |  |  | PQ | AN | 19918.584 | 8101705 | no | no |  |  | no |  |  | 1394745.131 | 15326370.091 |  | -1
node_8101705_200824518 |  |  | PQ | AN | 2771.281 | 8101705 | no | no |  |  | no |  |  | 1396393.897 | 15318588.482 |  | -1
node_8101705_200824520 |  |  | PQ | AN | 2771.281 | 8101705 | no | no |  |  | no |  |  | 1395954.716 | 15318599.717 |  | -1
node_8101705_200824521 |  |  | PQ | AD | 2771.281 | 8101705 | no | no |  |  | no |  |  | 1395764.396 | 15318541.162 |  | -1
node_8101705_200824522 |  |  | PQ | AN | 2771.281 | 8101705 | no | no |  |  | no |  |  | 1395780.595 | 15318427.158 |  | -1
node_8101705_200824525 |  |  | PQ | AN | 2771.281 | 8101705 | no | no |  |  | no |  |  | 1395311.307 | 15318492.391 |  | -1
node_8101705_200824527 |  |  | PQ | AD | 2771.281 | 8101705 | no | no |  |  | no |  |  | 1395230.116 | 15318431.677 |  | -1
node_8101705_200824528 |  |  | PQ | AN | 2771.281 | 8101705 | no | no |  |  | no |  |  | 1395148.95 | 15318570.969 |  | -1
node_8101705_200824529 |  |  | PQ | AN | 2771.281 | 8101705 | no | no |  |  | no |  |  | 1395161.671 | 15318401.161 |  | -1
node_8101705_200824530 |  |  | PQ | AN | 2771.281 | 8101705 | no | no |  |  | no |  |  | 1395006.772 | 15318258.476 |  | -1
node_8101705_200824532 |  |  | PQ | AD | 2771.281 | 8101705 | no | no |  |  | no |  |  | 1395045.515 | 15318097.901 |  | -1
node_8101705_200824533 |  |  | PQ | AN | 2771.281 | 8101705 | no | no |  |  | no |  |  | 1395137.361 | 15317974.665 |  | -1
node_8101705_200824534 |  |  | PQ | AN | 19918.584 | 8101705 | no | no |  |  | no |  |  | 1390886.875 | 15323536.947 |  | -1
node_8101705_200824535 |  |  | PQ | AN | 2771.281 | 8101705 | no | no |  |  | no |  |  | 1390434.7 | 15323640.952 |  | -1
node_8101705_200824538 |  |  | PQ | AN | 2771.281 | 8101705 | no | no |  |  | no |  |  | 1390488.753 | 15323472.708 |  | -1
node_8101705_200824539 |  |  | PQ | AN | 2771.281 | 8101705 | no | no |  |  | no |  |  | 1390019.438 | 15323486.858 |  | -1
node_8101705_200824540 |  |  | PQ | AN | 2771.281 | 8101705 | no | no |  |  | no |  |  | 1389867.997 | 15323496.576 |  | -1
node_8101705_200824542 |  |  | PQ | AN | 2771.281 | 8101705 | no | no |  |  | no |  |  | 1389435.852 | 15323516.437 |  | -1
node_8101705_200824544 |  |  | PQ | AN | 2771.281 | 8101705 | no | no |  |  | no |  |  | 1389167.754 | 15323524.498 |  | -1
node_8101705_200824545 |  |  | PQ | AD | 2771.281 | 8101705 | no | no |  |  | no |  |  | 1389265.004 | 15323590.144 |  | -1
node_8101705_200824546 |  |  | PQ | AN | 2771.281 | 8101705 | no | no |  |  | no |  |  | 1389281.681 | 15323892.124 |  | -1
node_8101705_200824547 |  |  | PQ | AD | 2771.281 | 8101705 | no | no |  |  | no |  |  | 1388890.734 | 15323521.12 |  | -1
node_8101705_200824548 |  |  | PQ | AN | 2771.281 | 8101705 | no | no |  |  | no |  |  | 1388683.478 | 15323446.416 |  | -1
node_8101705_200824549 |  |  | PQ | AD | 2771.281 | 8101705 | no | no |  |  | no |  |  | 1385002.355 | 15323283.718 |  | -1
node_8101705_200824550 |  |  | PQ | AN | 2771.281 | 8101705 | no | no |  |  | no |  |  | 1387596.251 | 15322459.466 |  | -1
node_8101705_200824551 |  |  | PQ | AD | 2771.281 | 8101705 | no | no |  |  | no |  |  | 1387774.096 | 15322216.539 |  | -1
node_8101705_200824552 |  |  | PQ | AN | 2771.281 | 8101705 | no | no |  |  | no |  |  | 1387919.207 | 15322083.797 |  | -1
node_8101705_200824553 |  |  | PQ | AD | 2771.281 | 8101705 | no | no |  |  | no |  |  | 1385492.175 | 15323329.935 |  | -1
node_8101705_200824554 |  |  | PQ | AN | 2771.281 | 8101705 | no | no |  |  | no |  |  | 1385523.526 | 15323381.486 |  | -1
node_8101705_200824555 |  |  | PQ | AD | 2771.281 | 8101705 | no | no |  |  | no |  |  | 1385860.956 | 15323366.481 |  | -1
node_8101705_200824556 |  |  | PQ | AD | 2771.281 | 8101705 | no | no |  |  | no |  |  | 1386304.354 | 15323412.65 |  | -1
node_8101705_200824557 |  |  | PQ | AN | 2771.281 | 8101705 | no | no |  |  | no |  |  | 1386711.129 | 15323445.393 |  | -1
node_8101705_200824558 |  |  | PQ | AN | 2771.281 | 8101705 | no | no |  |  | no |  |  | 1387101.817 | 15323453.846 |  | -1
node_8101705_200824559 |  |  | PQ | AN | 2771.281 | 8101705 | no | no |  |  | no |  |  | 1387266.978 | 15323237.474 |  | -1
node_8101705_200824560 |  |  | PQ | AN | 2771.281 | 8101705 | no | no |  |  | no |  |  | 1387362.476 | 15322996.049 |  | -1
node_8101705_200824561 |  |  | PQ | AD | 2771.281 | 8101705 | no | no |  |  | no |  |  | 1387530.036 | 15322791.109 |  | -1
node_8101705_200824562 |  |  | PQ | AN | 19918.584 | 8101705 | no | no |  |  | no |  |  | 1392345.607 | 15337239.515 |  | -1
node_8101705_200824563 |  |  | PQ | AN | 19918.584 | 8101705 | no | no |  |  | no |  |  | 1392583.019 | 15337243.881 |  | -1
node_8101705_200824564 |  |  | PQ | AN | 19918.584 | 8101705 | no | no |  |  | no |  |  | 1392831.452 | 15337259.148 |  | -1
node_8101705_200824572 |  |  | PQ | AD | 2771.281 | 8101705 | no | no |  |  | no |  |  | 1398043.711 | 15342965.39 |  | -1
node_8101705_200824573 |  |  | PQ | AN | 2771.281 | 8101705 | no | no |  |  | no |  |  | 1398462.418 | 15343005.004 |  | -1
node_8101705_200824574 |  |  | PQ | AD | 2771.281 | 8101705 | no | no |  |  | no |  |  | 1398790.239 | 15342992.115 |  | -1
node_8101705_200824575 |  |  | PQ | AD | 2771.281 | 8101705 | no | no |  |  | no |  |  | 1398972.441 | 15343006.344 |  | -1
node_8101705_200824577 |  |  | PQ | AN | 19918.584 | 8101705 | no | no |  |  | no |  |  | 1386990.444 | 15329286.567 |  | -1
node_8101705_200824578 |  |  | PQ | AN | 19918.584 | 8101705 | no | no |  |  | no |  |  | 1387107.57 | 15329429.676 |  | -1
node_8101705_200824579 |  |  | PQ | AN | 19918.584 | 8101705 | no | no |  |  | no |  |  | 1387121.307 | 15329700.397 |  | -1
node_8101705_200824580 |  |  | PQ | AN | 19918.584 | 8101705 | no | no |  |  | no |  |  | 1387086.6 | 15329907.662 |  | -1
node_8101705_200824583 |  |  | PQ | AN | 19918.584 | 8101705 | no | no |  |  | no |  |  | 1387133.146 | 15330120.322 |  | -1
node_8101705_200824610 |  |  | PQ | AD | 2771.281 | 8101705 | no | no |  |  | no |  |  | 1397455.773 | 15339721.071 |  | -1
node_8101705_200824611 |  |  | PQ | AN | 2771.281 | 8101705 | no | no |  |  | no |  |  | 1397310.771 | 15339732.201 |  | -1
node_8101705_200824612 |  |  | PQ | AD | 2771.281 | 8101705 | no | no |  |  | no |  |  | 1397133.278 | 15339749.143 |  | -1
node_8101705_200824613 |  |  | PQ | AD | 2771.281 | 8101705 | no | no |  |  | no |  |  | 1396964.277 | 15339762.34 |  | -1
node_8101705_200824614 |  |  | PQ | AD | 2771.281 | 8101705 | no | no |  |  | no |  |  | 1396753.38 | 15339781.769 |  | -1
node_8101705_200824615 |  |  | PQ | AN | 2771.281 | 8101705 | no | no |  |  | no |  |  | 1396745.773 | 15340099.381 |  | -1
node_8101705_200824616 |  |  | PQ | AN | 2771.281 | 8101705 | no | no |  |  | no |  |  | 1396696.469 | 15339613.041 |  | -1
node_8101705_200824694 |  |  | PQ | AD | 2771.281 | 8101705 | no | no |  |  | no |  |  | 1397829.057 | 15342708.944 |  | -1
node_8101705_200824695 |  |  | PQ | AD | 2771.281 | 8101705 | no | no |  |  | no |  |  | 1397867.067 | 15342362.821 |  | -1
node_8101705_200824696 |  |  | PQ | AD | 2771.281 | 8101705 | no | no |  |  | no |  |  | 1397909.659 | 15342392.03 |  | -1
node_8101705_200824697 |  |  | PQ | AN | 2771.281 | 8101705 | no | no |  |  | no |  |  | 1398210.653 | 15342415.454 |  | -1
node_8101705_200824698 |  |  | PQ | AD | 2771.281 | 8101705 | no | no |  |  | no |  |  | 1397892.899 | 15342164.49 |  | -1
node_8101705_200824699 |  |  | PQ | AN | 2771.281 | 8101705 | no | no |  |  | no |  |  | 1397906.616 | 15341959.506 |  | -1
node_8101705_200824700 |  |  | PQ | AD | 2771.281 | 8101705 | no | no |  |  | no |  |  | 1397961.518 | 15341986.925 |  | -1
node_8101705_200824701 |  |  | PQ | AD | 2771.281 | 8101705 | no | no |  |  | no |  |  | 1398275.114 | 15342004.459 |  | -1
node_8101705_200824702 |  |  | PQ | AN | 2771.281 | 8101705 | no | no |  |  | no |  |  | 1398581.955 | 15342027.074 |  | -1
node_8101705_200824861 |  |  | PQ | AN | 2771.281 | 8101705 | no | no |  |  | no |  |  | 1380079.782 | 15326505.837 |  | -1
node_8101705_200824863 |  |  | PQ | AN | 2771.281 | 8101705 | no | no |  |  | no |  |  | 1380129.226 | 15326695.85 |  | -1
node_8101705_200824864 |  |  | PQ | AD | 2771.281 | 8101705 | no | no |  |  | no |  |  | 1379997.09 | 15326854.856 |  | -1
node_8101705_200824865 |  |  | PQ | ABCN | 19918.584 | 8101705 | no | no |  |  | no |  |  | 1379499.348 | 15330213.695 |  | -1
node_8101705_200824866 |  |  | PQ | ABCD | 2771.281 | 8101705 | no | no |  |  | no |  |  | 1379351.138 | 15330622.97 |  | -1
node_8101705_200824878 |  |  | PQ | ABCN | 19918.584 | 8101705 | no | no |  |  | no |  |  | 1379749.524 | 15329815.406 |  | -1
node_8101705_200824879 |  |  | PQ | ABCN | 19918.584 | 8101705 | no | no |  |  | no |  |  | 1382239.216 | 15329931.041 |  | -1
node_8101705_200824881 |  |  | PQ | ABCN | 19918.584 | 8101705 | no | no |  |  | no |  |  | 1382439.608 | 15329905.88 |  | -1
node_8101705_200824882 |  |  | PQ | ABCN | 19918.584 | 8101705 | no | no |  |  | no |  |  | 1382720.892 | 15329910.574 |  | -1
node_8101705_200824884 |  |  | PQ | ABCN | 19918.584 | 8101705 | no | no |  |  | no |  |  | 1382956.991 | 15329918.881 |  | -1
node_8101705_200824885 |  |  | PQ | ABCN | 19918.584 | 8101705 | no | no |  |  | no |  |  | 1383181.422 | 15329916.043 |  | -1
node_8101705_200824886 |  |  | PQ | ABCN | 19918.584 | 8101705 | no | no |  |  | no |  |  | 1383409.445 | 15330010.794 |  | -1
node_8101705_200824887 |  |  | PQ | ABCN | 19918.584 | 8101705 | no | no |  |  | no |  |  | 1383625.828 | 15330107.164 |  | -1
node_8101705_200824888 |  |  | PQ | ABCN | 19918.584 | 8101705 | no | no |  |  | no |  |  | 1379940.248 | 15329824.039 |  | -1
node_8101705_200824889 |  |  | PQ | ABCN | 19918.584 | 8101705 | no | no |  |  | no |  |  | 1380123.078 | 15329839.411 |  | -1
node_8101705_200824890 |  |  | PQ | ABCN | 19918.584 | 8101705 | no | no |  |  | no |  |  | 1380358.082 | 15329850.308 |  | -1
node_8101705_200824891 |  |  | PQ | ABCN | 19918.584 | 8101705 | no | no |  |  | no |  |  | 1380541.533 | 15329869.595 |  | -1
node_8101705_200824892 |  |  | PQ | ABCN | 19918.584 | 8101705 | no | no |  |  | no |  |  | 1380774.351 | 15329869.787 |  | -1
node_8101705_200824893 |  |  | PQ | ABCN | 19918.584 | 8101705 | no | no |  |  | no |  |  | 1380938.069 | 15329876.031 |  | -1
node_8101705_200824894 |  |  | PQ | ABCN | 19918.584 | 8101705 | no | no |  |  | no |  |  | 1381144.03 | 15329884.17 |  | -1
node_8101705_200824895 |  |  | PQ | AN | 19918.584 | 8101705 | no | no |  |  | no |  |  | 1381086.475 | 15330114.038 |  | -1
node_8101705_200824896 |  |  | PQ | AN | 19918.584 | 8101705 | no | no |  |  | no |  |  | 1381031.677 | 15330353.046 |  | -1
node_8101705_200824897 |  |  | PQ | AN | 19918.584 | 8101705 | no | no |  |  | no |  |  | 1380975.36 | 15330595.624 |  | -1
node_8101705_200824898 |  |  | PQ | AN | 19918.584 | 8101705 | no | no |  |  | no |  |  | 1380911.325 | 15330862.931 |  | -1
node_8101705_200824899 |  |  | PQ | ABCN | 19918.584 | 8101705 | no | no |  |  | no |  |  | 1381399.101 | 15329895.919 |  | -1
node_8101705_200824901 |  |  | PQ | ABCN | 19918.584 | 8101705 | no | no |  |  | no |  |  | 1381636.275 | 15329908.887 |  | -1
node_8101705_200824902 |  |  | PQ | ABCN | 19918.584 | 8101705 | no | no |  |  | no |  |  | 1381714.328 | 15329913.188 |  | -1
node_8101705_200824903 |  |  | PQ | ABCN | 19918.584 | 8101705 | no | no |  |  | no |  |  | 1381848.774 | 15329916.116 |  | -1
node_8101705_200824904 |  |  | PQ | ABCN | 19918.584 | 8101705 | no | no |  |  | no |  |  | 1382061.537 | 15329922.414 |  | -1
node_8101705_200824905 |  |  | PQ | ABCN | 19918.584 | 8101705 | no | no |  |  | no |  |  | 1383748.66 | 15330190.002 |  | -1
node_8101705_200824906 |  |  | PQ | AN | 2771.281 | 8101705 | no | no |  |  | no |  |  | 1383649.064 | 15330422.227 |  | -1
node_8101705_200824907 |  |  | PQ | AD | 2771.281 | 8101705 | no | no |  |  | no |  |  | 1383565.349 | 15330630.383 |  | -1
node_8101705_200824912 |  |  | PQ | AN | 2771.281 | 8101705 | no | no |  |  | no |  |  | 1383323.375 | 15331340.263 |  | -1
node_8101705_200824913 |  |  | PQ | AD | 2771.281 | 8101705 | no | no |  |  | no |  |  | 1383314.909 | 15331570.537 |  | -1
node_8101705_200824916 |  |  | PQ | AN | 2771.281 | 8101705 | no | no |  |  | no |  |  | 1383172.25 | 15331997.991 |  | -1
node_8101705_200824939 |  |  | PQ | AD | 2771.281 | 8101705 | no | no |  |  | no |  |  | 1384798.555 | 15337094.237 |  | -1
node_8101705_200824940 |  |  | PQ | AN | 2771.281 | 8101705 | no | no |  |  | no |  |  | 1384907.19 | 15337415.824 |  | -1
node_8101705_200824942 |  |  | PQ | AN | 2771.281 | 8101705 | no | no |  |  | no |  |  | 1385060.685 | 15337862.997 |  | -1
node_8101705_200824944 |  |  | PQ | AN | 2771.281 | 8101705 | no | no |  |  | no |  |  | 1385363.932 | 15337925.62 |  | -1
node_8101705_200824945 |  |  | PQ | AD | 2771.281 | 8101705 | no | no |  |  | no |  |  | 1385683.56 | 15337952.58 |  | -1
node_8101705_200824946 |  |  | PQ | AN | 2771.281 | 8101705 | no | no |  |  | no |  |  | 1386045.604 | 15337846.085 |  | -1
node_8101705_200824948 |  |  | PQ | AN | 2771.281 | 8101705 | no | no |  |  | no |  |  | 1386396.091 | 15337749.978 |  | -1
node_8101705_200824950 |  |  | PQ | AD | 2771.281 | 8101705 | no | no |  |  | no |  |  | 1386810.046 | 15337599.663 |  | -1
node_8101705_200824951 |  |  | PQ | AN | 2771.281 | 8101705 | no | no |  |  | no |  |  | 1386756.404 | 15337359.512 |  | -1
node_8101705_200824953 |  |  | PQ | AN | 2771.281 | 8101705 | no | no |  |  | no |  |  | 1387180.075 | 15337474.621 |  | -1
node_8101705_200824954 |  |  | PQ | AN | 2771.281 | 8101705 | no | no |  |  | no |  |  | 1387650.396 | 15337306.064 |  | -1
node_8101705_200824956 |  |  | PQ | AN | 2771.281 | 8101705 | no | no |  |  | no |  |  | 1387743.385 | 15336910.963 |  | -1
node_8101705_200824957 |  |  | PQ | AD | 2771.281 | 8101705 | no | no |  |  | no |  |  | 1388016.628 | 15337212.829 |  | -1
node_8101705_200824958 |  |  | PQ | AD | 2771.281 | 8101705 | no | no |  |  | no |  |  | 1388496.056 | 15337097.148 |  | -1
node_8101705_200824959 |  |  | PQ | AD | 2771.281 | 8101705 | no | no |  |  | no |  |  | 1388816.097 | 15337015.3 |  | -1
node_8101705_200824960 |  |  | PQ | AN | 2771.281 | 8101705 | no | no |  |  | no |  |  | 1389110.856 | 15336881.379 |  | -1
node_8101705_200824961 |  |  | PQ | AN | 2771.281 | 8101705 | no | no |  |  | no |  |  | 1389346.52 | 15336764.759 |  | -1
node_8101705_200824962 |  |  | PQ | AN | 2771.281 | 8101705 | no | no |  |  | no |  |  | 1389608.037 | 15336654.095 |  | -1
node_8101705_200824964 |  |  | PQ | AD | 2771.281 | 8101705 | no | no |  |  | no |  |  | 1384341.721 | 15333399.641 |  | -1
node_8101705_200824965 |  |  | PQ | AN | 2771.281 | 8101705 | no | no |  |  | no |  |  | 1387060.932 | 15332039.932 |  | -1
node_8101705_200824966 |  |  | PQ | AN | 2771.281 | 8101705 | no | no |  |  | no |  |  | 1387030.028 | 15331743.481 |  | -1
node_8101705_200824967 |  |  | PQ | AD | 2771.281 | 8101705 | no | no |  |  | no |  |  | 1386999.348 | 15331691.928 |  | -1
node_8101705_200824968 |  |  | PQ | AN | 2771.281 | 8101705 | no | no |  |  | no |  |  | 1386823.053 | 15331685.142 |  | -1
node_8101705_200824970 |  |  | PQ | AD | 2771.281 | 8101705 | no | no |  |  | no |  |  | 1387042.819 | 15331493.783 |  | -1
node_8101705_200824971 |  |  | PQ | AN | 2771.281 | 8101705 | no | no |  |  | no |  |  | 1387056.874 | 15331230.313 |  | -1
node_8101705_200824972 |  |  | PQ | AD | 2771.281 | 8101705 | no | no |  |  | no |  |  | 1387122.952 | 15331207.865 |  | -1
node_8101705_200824973 |  |  | PQ | AN | 2771.281 | 8101705 | no | no |  |  | no |  |  | 1387467.198 | 15331254.961 |  | -1
node_8101705_200824974 |  |  | PQ | AN | 2771.281 | 8101705 | no | no |  |  | no |  |  | 1387066.182 | 15330980.517 |  | -1
node_8101705_200824976 |  |  | PQ | AD | 2771.281 | 8101705 | no | no |  |  | no |  |  | 1387073.17 | 15330807.87 |  | -1
node_8101705_200824977 |  |  | PQ | AN | 2771.281 | 8101705 | no | no |  |  | no |  |  | 1387084.249 | 15330640.817 |  | -1
node_8101705_200824978 |  |  | PQ | AN | 2771.281 | 8101705 | no | no |  |  | no |  |  | 1384630.208 | 15333399.942 |  | -1
node_8101705_200824980 |  |  | PQ | AD | 2771.281 | 8101705 | no | no |  |  | no |  |  | 1384747.515 | 15333411.508 |  | -1
node_8101705_200824981 |  |  | PQ | AN | 2771.281 | 8101705 | no | no |  |  | no |  |  | 1384941.195 | 15333420.741 |  | -1
node_8101705_200824982 |  |  | PQ | AN | 2771.281 | 8101705 | no | no |  |  | no |  |  | 1385483.503 | 15333448.889 |  | -1
node_8101705_200824984 |  |  | PQ | AN | 2771.281 | 8101705 | no | no |  |  | no |  |  | 1385764.49 | 15333456.976 |  | -1
node_8101705_200824986 |  |  | PQ | AN | 2771.281 | 8101705 | no | no |  |  | no |  |  | 1386076.411 | 15333475.718 |  | -1
node_8101705_200824988 |  |  | PQ | AD | 2771.281 | 8101705 | no | no |  |  | no |  |  | 1386340.986 | 15333484.903 |  | -1
node_8101705_200824989 |  |  | PQ | AN | 2771.281 | 8101705 | no | no |  |  | no |  |  | 1386679.829 | 15333499.335 |  | -1
node_8101705_200824991 |  |  | PQ | AD | 2771.281 | 8101705 | no | no |  |  | no |  |  | 1386977.456 | 15333495.476 |  | -1
node_8101705_200824992 |  |  | PQ | AN | 2771.281 | 8101705 | no | no |  |  | no |  |  | 1387127.411 | 15333738.113 |  | -1
node_8101705_200824993 |  |  | PQ | AN | 2771.281 | 8101705 | no | no |  |  | no |  |  | 1387006.755 | 15332947.937 |  | -1
node_8101705_200824995 |  |  | PQ | AD | 2771.281 | 8101705 | no | no |  |  | no |  |  | 1387039.247 | 15332430.575 |  | -1
node_8101705_200824996 |  |  | PQ | AD | 2771.281 | 8101705 | no | no |  |  | no |  |  | 1387050.574 | 15332171.361 |  | -1
node_8101705_200840992 |  |  | PQ | AN | 2771.281 | 8101705 | no | no |  |  | no |  |  | 1379645.701 | 15337439.851 |  | -1
node_8101705_200840993 |  |  | PQ | AD | 2771.281 | 8101705 | no | no |  |  | no |  |  | 1379670.596 | 15336448.75 |  | -1
node_8101705_200840997 |  |  | PQ | ABCD | 2771.281 | 8101705 | no | no |  |  | no |  |  | 1378434.415 | 15336325.808 |  | -1
node_8101705_200840998 |  |  | PQ | ABCN | 2771.281 | 8101705 | no | no |  |  | no |  |  | 1378225.487 | 15336316.364 |  | -1
node_8101705_200840999 |  |  | PQ | ABCD | 2771.281 | 8101705 | no | no |  |  | no |  |  | 1378024 | 15336310.458 |  | -1
node_8101705_200841000 |  |  | PQ | ABCD | 2771.281 | 8101705 | no | no |  |  | no |  |  | 1377815.124 | 15336307.366 |  | -1
node_8101705_200841001 |  |  | PQ | ABCD | 2771.281 | 8101705 | no | no |  |  | no |  |  | 1377610.379 | 15336296.245 |  | -1
node_8101705_200841002 |  |  | PQ | ABCD | 2771.281 | 8101705 | no | no |  |  | no |  |  | 1377407.134 | 15336286.271 |  | -1
node_8101705_200841003 |  |  | PQ | ABCD | 2771.281 | 8101705 | no | no |  |  | no |  |  | 1377191.123 | 15336282.228 |  | -1
node_8101705_200841004 |  |  | PQ | ABCN | 2771.281 | 8101705 | no | no |  |  | no |  |  | 1377012.589 | 15336273.165 |  | -1
node_8101705_200841005 |  |  | PQ | ABCN | 2771.281 | 8101705 | no | no |  |  | no |  |  | 1376655.562 | 15336257.192 |  | -1
node_8101705_200841006 |  |  | PQ | ABCN | 2771.281 | 8101705 | no | no |  |  | no |  |  | 1376293.311 | 15336245.985 |  | -1
node_8101705_200841007 |  |  | PQ | ABCN | 2771.281 | 8101705 | no | no |  |  | no |  |  | 1376020.547 | 15336229.729 |  | -1
node_8101705_200841008 |  |  | PQ | ABCD | 2771.281 | 8101705 | no | no |  |  | no |  |  | 1375735.187 | 15336220.782 |  | -1
node_8101705_200841009 |  |  | PQ | ABCN | 2771.281 | 8101705 | no | no |  |  | no |  |  | 1375412.353 | 15336216.144 |  | -1
node_8101705_200841010 |  |  | PQ | ABCN | 2771.281 | 8101705 | no | no |  |  | no |  |  | 1375163.236 | 15336209.284 |  | -1
node_8101705_200841219 |  |  | PQ | ABCD | 2771.281 | 8101705 | no | no |  |  | no |  |  | 1373352.404 | 15327292.361 |  | -1
node_8101705_200841220 |  |  | PQ | ABCD | 2771.281 | 8101705 | no | no |  |  | no |  |  | 1375228.139 | 15329124.534 |  | -1
node_8101705_200841232 |  |  | PQ | ABCD | 2771.281 | 8101705 | no | no |  |  | no |  |  | 1373465.431 | 15327466.436 |  | -1
node_8101705_200841235 |  |  | PQ | ABCN | 19918.584 | 8101705 | no | no |  |  | no |  |  | 1378256.645 | 15329788.107 |  | -1
node_8101705_200841236 |  |  | PQ | ABCD | 2771.281 | 8101705 | no | no |  |  | no |  |  | 1373584.558 | 15327627.299 |  | -1
node_8101705_200841237 |  |  | PQ | ABCD | 2771.281 | 8101705 | no | no |  |  | no |  |  | 1373749.154 | 15327864.306 |  | -1
node_8101705_200841238 |  |  | PQ | ABCN | 2771.281 | 8101705 | no | no |  |  | no |  |  | 1373910.856 | 15328103.087 |  | -1
node_8101705_200841240 |  |  | PQ | ABCD | 2771.281 | 8101705 | no | no |  |  | no |  |  | 1374108.237 | 15328387.064 |  | -1
node_8101705_200841241 |  |  | PQ | ABCD | 2771.281 | 8101705 | no | no |  |  | no |  |  | 1374283.072 | 15328625.72 |  | -1
node_8101705_200841242 |  |  | PQ | ABCD | 2771.281 | 8101705 | no | no |  |  | no |  |  | 1374235.535 | 15328668.142 |  | -1
node_8101705_200841243 |  |  | PQ | ABCD | 2771.281 | 8101705 | no | no |  |  | no |  |  | 1373991.984 | 15328880.391 |  | -1
node_8101705_200841244 |  |  | PQ | ABCD | 2771.281 | 8101705 | no | no |  |  | no |  |  | 1373739.561 | 15329093.119 |  | -1
node_8101705_200841245 |  |  | PQ | ABCN | 2771.281 | 8101705 | no | no |  |  | no |  |  | 1373575.862 | 15329246.087 |  | -1
node_8101705_200841246 |  |  | PQ | ABCN | 2771.281 | 8101705 | no | no |  |  | no |  |  | 1373685.316 | 15329339.857 |  | -1
node_8101705_200841248 |  |  | PQ | ABCD | 2771.281 | 8101705 | no | no |  |  | no |  |  | 1374603.86 | 15328799.919 |  | -1
node_8101705_200841249 |  |  | PQ | ABCD | 2771.281 | 8101705 | no | no |  |  | no |  |  | 1374910.624 | 15328965.627 |  | -1
node_8101705_200841427 |  |  | PQ | AD | 2771.281 | 8101705 | no | no |  |  | no |  |  | 1378491.157 | 15336491.901 |  | -1
node_8101705_200841428 |  |  | PQ | AD | 2771.281 | 8101705 | no | no |  |  | no |  |  | 1378572.744 | 15336724.736 |  | -1
node_8101705_200841429 |  |  | PQ | AD | 2771.281 | 8101705 | no | no |  |  | no |  |  | 1378608.891 | 15337156.836 |  | -1
node_8101705_200841430 |  |  | PQ | AD | 2771.281 | 8101705 | no | no |  |  | no |  |  | 1378649.767 | 15337504.15 |  | -1
node_8101705_200841431 |  |  | PQ | AN | 2771.281 | 8101705 | no | no |  |  | no |  |  | 1378695.116 | 15337919.149 |  | -1
node_8101705_200841432 |  |  | PQ | AN | 2771.281 | 8101705 | no | no |  |  | no |  |  | 1378721.644 | 15338149.773 |  | -1
node_8101705_200841433 |  |  | PQ | AN | 2771.281 | 8101705 | no | no |  |  | no |  |  | 1378229.383 | 15338284.244 |  | -1
node_8101705_200841436 |  |  | PQ | AN | 2771.281 | 8101705 | no | no |  |  | no |  |  | 1377764.245 | 15338412.029 |  | -1
node_8101705_200841438 |  |  | PQ | AN | 2771.281 | 8101705 | no | no |  |  | no |  |  | 1377369.578 | 15338526.095 |  | -1
node_8101705_200841440 |  |  | PQ | AN | 2771.281 | 8101705 | no | no |  |  | no |  |  | 1379199.913 | 15338178.661 |  | -1
node_8101705_200841441 |  |  | PQ | AD | 2771.281 | 8101705 | no | no |  |  | no |  |  | 1379176.168 | 15338325.66 |  | -1
node_8101705_200841442 |  |  | PQ | AN | 2771.281 | 8101705 | no | no |  |  | no |  |  | 1379101.056 | 15338519.783 |  | -1
node_8101705_200841443 |  |  | PQ | AD | 2771.281 | 8101705 | no | no |  |  | no |  |  | 1379609.49 | 15338203.915 |  | -1
node_8101705_200841444 |  |  | PQ | AD | 2771.281 | 8101705 | no | no |  |  | no |  |  | 1379966.133 | 15338227.25 |  | -1
node_8101705_200841457 |  |  | PQ | AN | 2771.281 | 8101705 | no | no |  |  | no |  |  | 1380909.072 | 15317904.473 |  | -1
node_8101705_200841458 |  |  | PQ | AD | 2771.281 | 8101705 | no | no |  |  | no |  |  | 1382391.738 | 15318152.369 |  | -1
node_8101705_200841459 |  |  | PQ | AN | 2771.281 | 8101705 | no | no |  |  | no |  |  | 1382265.148 | 15317986.422 |  | -1
node_8101705_200841460 |  |  | PQ | AN | 2771.281 | 8101705 | no | no |  |  | no |  |  | 1382123.873 | 15318147.874 |  | -1
node_8101705_200841462 |  |  | PQ | AN | 2771.281 | 8101705 | no | no |  |  | no |  |  | 1381927.682 | 15318129.34 |  | -1
node_8101705_200841465 |  |  | PQ | AD | 2771.281 | 8101705 | no | no |  |  | no |  |  | 1381744.154 | 15318126.708 |  | -1
node_8101705_200841466 |  |  | PQ | AN | 2771.281 | 8101705 | no | no |  |  | no |  |  | 1381601.74 | 15318117.846 |  | -1
node_8101705_200841467 |  |  | PQ | AD | 2771.281 | 8101705 | no | no |  |  | no |  |  | 1381554.657 | 15318079.85 |  | -1
node_8101705_200841468 |  |  | PQ | AN | 2771.281 | 8101705 | no | no |  |  | no |  |  | 1381562.766 | 15317880.783 |  | -1
node_8101705_200841471 |  |  | PQ | AD | 2771.281 | 8101705 | no | no |  |  | no |  |  | 1381426.417 | 15318107.718 |  | -1
node_8101705_200841472 |  |  | PQ | AN | 2771.281 | 8101705 | no | no |  |  | no |  |  | 1381261.15 | 15318104.716 |  | -1
node_8101705_200841474 |  |  | PQ | AD | 2771.281 | 8101705 | no | no |  |  | no |  |  | 1381044.037 | 15318027.546 |  | -1
node_8101705_200841475 |  |  | PQ | AN | 2771.281 | 8101705 | no | no |  |  | no |  |  | 1380763.993 | 15318136.978 |  | -1
node_8101705_200841477 |  |  | PQ | AD | 2771.281 | 8101705 | no | no |  |  | no |  |  | 1379657.237 | 15327440.96 |  | -1
node_8101705_200841478 |  |  | PQ | AD | 2771.281 | 8101705 | no | no |  |  | no |  |  | 1379443.382 | 15327431.466 |  | -1
node_8101705_200841479 |  |  | PQ | AD | 2771.281 | 8101705 | no | no |  |  | no |  |  | 1379220.059 | 15327457.898 |  | -1
node_8101705_200841480 |  |  | PQ | AD | 2771.281 | 8101705 | no | no |  |  | no |  |  | 1378984.589 | 15327495.661 |  | -1
node_8101705_200841481 |  |  | PQ | AD | 2771.281 | 8101705 | no | no |  |  | no |  |  | 1378777.817 | 15327494.348 |  | -1
node_8101705_200841503 |  |  | PQ | ABCN | 2771.281 | 8101705 | no | no |  |  | no |  |  | 1382122.281 | 15319462.571 |  | -1
node_8101705_200841506 |  |  | PQ | ABCN | 2771.281 | 8101705 | no | no |  |  | no |  |  | 1379995.967 | 15320391.518 |  | -1
node_8101705_200841508 |  |  | PQ | ABCD | 2771.281 | 8101705 | no | no |  |  | no |  |  | 1381873.149 | 15319536.146 |  | -1
node_8101705_200841509 |  |  | PQ | ABCN | 2771.281 | 8101705 | no | no |  |  | no |  |  | 1381679.566 | 15319616.32 |  | -1
node_8101705_200841510 |  |  | PQ | ABCN | 2771.281 | 8101705 | no | no |  |  | no |  |  | 1381511.881 | 15319683.759 |  | -1
node_8101705_200841511 |  |  | PQ | ABCD | 2771.281 | 8101705 | no | no |  |  | no |  |  | 1381331.119 | 15319743.414 |  | -1
node_8101705_200841513 |  |  | PQ | ABCN | 2771.281 | 8101705 | no | no |  |  | no |  |  | 1381149.85 | 15319802.797 |  | -1
node_8101705_200841515 |  |  | PQ | ABCD | 2771.281 | 8101705 | no | no |  |  | no |  |  | 1380962.392 | 15319862.629 |  | -1
node_8101705_200841516 |  |  | PQ | ABCN | 2771.281 | 8101705 | no | no |  |  | no |  |  | 1380816.815 | 15319904.637 |  | -1
node_8101705_200841518 |  |  | PQ | ABCN | 2771.281 | 8101705 | no | no |  |  | no |  |  | 1380504.521 | 15320008.821 |  | -1
node_8101705_200841521 |  |  | PQ | ABCD | 2771.281 | 8101705 | no | no |  |  | no |  |  | 1380174.227 | 15320186.223 |  | -1
node_8101705_200841528 |  |  | PQ | ABCD | 2771.281 | 8101705 | no | no |  |  | no |  |  | 1379167.131 | 15335066.487 |  | -1
node_8101705_200841530 |  |  | PQ | ABCN | 2771.281 | 8101705 | no | no |  |  | no |  |  | 1372125.405 | 15327524.709 |  | -1
node_8101705_200841532 |  |  | PQ | ABCN | 2771.281 | 8101705 | no | no |  |  | no |  |  | 1373168.404 | 15327648.254 |  | -1
node_8101705_200841533 |  |  | PQ | ABCN | 2771.281 | 8101705 | no | no |  |  | no |  |  | 1371391.231 | 15328821.679 |  | -1
node_8101705_200841534 |  |  | PQ | ABCD | 2771.281 | 8101705 | no | no |  |  | no |  |  | 1373097.129 | 15327342.029 |  | -1
node_8101705_200841536 |  |  | PQ | ABCD | 2771.281 | 8101705 | no | no |  |  | no |  |  | 1373159.754 | 15327101.62 |  | -1
node_8101705_200841537 |  |  | PQ | ABCN | 2771.281 | 8101705 | no | no |  |  | no |  |  | 1373170.991 | 15326877.417 |  | -1
node_8101705_200841538 |  |  | PQ | ABCN | 2771.281 | 8101705 | no | no |  |  | no |  |  | 1373551.895 | 15327037.932 |  | -1
node_8101705_200841540 |  |  | PQ | ABCN | 2771.281 | 8101705 | no | no |  |  | no |  |  | 1373617.985 | 15327146.898 |  | -1
node_8101705_200841541 |  |  | PQ | ABCN | 2771.281 | 8101705 | no | no |  |  | no |  |  | 1373811.529 | 15326885.089 |  | -1
node_8101705_200841542 |  |  | PQ | ABCN | 2771.281 | 8101705 | no | no |  |  | no |  |  | 1374086.651 | 15326723.149 |  | -1
node_8101705_200841545 |  |  | PQ | ABCD | 2771.281 | 8101705 | no | no |  |  | no |  |  | 1374286.177 | 15326566.514 |  | -1
node_8101705_200841546 |  |  | PQ | ABCN | 2771.281 | 8101705 | no | no |  |  | no |  |  | 1374438.083 | 15326439.859 |  | -1
node_8101705_200841548 |  |  | PQ | ABCD | 2771.281 | 8101705 | no | no |  |  | no |  |  | 1374881.294 | 15325932.08 |  | -1
node_8101705_200841549 |  |  | PQ | ABCN | 2771.281 | 8101705 | no | no |  |  | no |  |  | 1375083.184 | 15325669.875 |  | -1
node_8101705_200841550 |  |  | PQ | ABCD | 2771.281 | 8101705 | no | no |  |  | no |  |  | 1371793.818 | 15328956.959 |  | -1
node_8101705_200841551 |  |  | PQ | ABCN | 2771.281 | 8101705 | no | no |  |  | no |  |  | 1375283.789 | 15325418.638 |  | -1
node_8101705_200841552 |  |  | PQ | ABCN | 2771.281 | 8101705 | no | no |  |  | no |  |  | 1371879.239 | 15328724.11 |  | -1
node_8101705_200841553 |  |  | PQ | ABCD | 2771.281 | 8101705 | no | no |  |  | no |  |  | 1371947.241 | 15328555.592 |  | -1
node_8101705_200841554 |  |  | PQ | ABCN | 2771.281 | 8101705 | no | no |  |  | no |  |  | 1372029.739 | 15328353.247 |  | -1
node_8101705_200841559 |  |  | PQ | ABCN | 2771.281 | 8101705 | no | no |  |  | no |  |  | 1372107.352 | 15328063.606 |  | -1
node_8101705_200841560 |  |  | PQ | ABCD | 2771.281 | 8101705 | no | no |  |  | no |  |  | 1372350.258 | 15327804.486 |  | -1
node_8101705_200841561 |  |  | PQ | AN | 2771.281 | 8101705 | no | no |  |  | no |  |  | 1372206.56 | 15327720.972 |  | -1
node_8101705_200841562 |  |  | PQ | ABCD | 2771.281 | 8101705 | no | no |  |  | no |  |  | 1372575.89 | 15327655.2 |  | -1
node_8101705_200841563 |  |  | PQ | ABCD | 2771.281 | 8101705 | no | no |  |  | no |  |  | 1372727.254 | 15327570.352 |  | -1
node_8101705_200841564 |  |  | PQ | ABCD | 2771.281 | 8101705 | no | no |  |  | no |  |  | 1372857.906 | 15327575.478 |  | -1
node_8101705_200841565 |  |  | PQ | ABCN | 2771.281 | 8101705 | no | no |  |  | no |  |  | 1372641.745 | 15327537.916 |  | -1
node_8101705_200841567 |  |  | PQ | ABCN | 2771.281 | 8101705 | no | no |  |  | no |  |  | 1372333.959 | 15327523.435 |  | -1
node_8101705_200841568 |  |  | PQ | ABCN | 2771.281 | 8101705 | no | no |  |  | no |  |  | 1372904.117 | 15327455.254 |  | -1
node_8101705_200841652 |  |  | PQ | ABCN | 2771.281 | 8101705 | no | no |  |  | no |  |  | 1376712.422 | 15323086.984 |  | -1
node_8101705_200841653 |  |  | PQ | ABCN | 2771.281 | 8101705 | no | no |  |  | no |  |  | 1378511.443 | 15321479.794 |  | -1
node_8101705_200841656 |  |  | PQ | ABCD | 2771.281 | 8101705 | no | no |  |  | no |  |  | 1378216.641 | 15321782.192 |  | -1
node_8101705_200841657 |  |  | PQ | ABCN | 2771.281 | 8101705 | no | no |  |  | no |  |  | 1378091.39 | 15321923.403 |  | -1
node_8101705_200841659 |  |  | PQ | ABCN | 2771.281 | 8101705 | no | no |  |  | no |  |  | 1377931.64 | 15322108.47 |  | -1
node_8101705_200841660 |  |  | PQ | ABCD | 2771.281 | 8101705 | no | no |  |  | no |  |  | 1377828.364 | 15322352.337 |  | -1
node_8101705_200841661 |  |  | PQ | ABCN | 2771.281 | 8101705 | no | no |  |  | no |  |  | 1377647.71 | 15322547.569 |  | -1
node_8101705_200841664 |  |  | PQ | ABCN | 2771.281 | 8101705 | no | no |  |  | no |  |  | 1377550.094 | 15322660.719 |  | -1
node_8101705_200841666 |  |  | PQ | ABCN | 2771.281 | 8101705 | no | no |  |  | no |  |  | 1377442.35 | 15322789.992 |  | -1
node_8101705_200841667 |  |  | PQ | ABCD | 2771.281 | 8101705 | no | no |  |  | no |  |  | 1377225.703 | 15323032.586 |  | -1
node_8101705_200841668 |  |  | PQ | AD | 2771.281 | 8101705 | no | no |  |  | no |  |  | 1377077.21 | 15322810.083 |  | -1
node_8101705_200841669 |  |  | PQ | AN | 2771.281 | 8101705 | no | no |  |  | no |  |  | 1376878.668 | 15322737.866 |  | -1
node_8101705_200841670 |  |  | PQ | ABCD | 2771.281 | 8101705 | no | no |  |  | no |  |  | 1377026.83 | 15323271.647 |  | -1
node_8101705_200841671 |  |  | PQ | ABCN | 2771.281 | 8101705 | no | no |  |  | no |  |  | 1377096.468 | 15323379.744 |  | -1
node_8101705_200841672 |  |  | PQ | ABCN | 2771.281 | 8101705 | no | no |  |  | no |  |  | 1376854.028 | 15323088.639 |  | -1
node_8101705_200841714 |  |  | PQ | AD | 2771.281 | 8101705 | no | no |  |  | no |  |  | 1371719.528 | 15329220.987 |  | -1
node_8101705_200841715 |  |  | PQ | AN | 2771.281 | 8101705 | no | no |  |  | no |  |  | 1371662.259 | 15329412.569 |  | -1
node_8101705_200841716 |  |  | PQ | AD | 2771.281 | 8101705 | no | no |  |  | no |  |  | 1371604.25 | 15329602.129 |  | -1
node_8101705_200841718 |  |  | PQ | AD | 2771.281 | 8101705 | no | no |  |  | no |  |  | 1371558.062 | 15329794.673 |  | -1
node_8101705_200841719 |  |  | PQ | AN | 2771.281 | 8101705 | no | no |  |  | no |  |  | 1371504.415 | 15329980.715 |  | -1
node_8101705_200841720 |  |  | PQ | AD | 2771.281 | 8101705 | no | no |  |  | no |  |  | 1371450.148 | 15330184.839 |  | -1
node_8101705_200841721 |  |  | PQ | AN | 2771.281 | 8101705 | no | no |  |  | no |  |  | 1371343.075 | 15330550.073 |  | -1
node_8101705_200841723 |  |  | PQ | AN | 2771.281 | 8101705 | no | no |  |  | no |  |  | 1371355.834 | 15330752.531 |  | -1
node_8101705_200841814 |  |  | PQ | ABCN | 2771.281 | 8101705 | no | no |  |  | no |  |  | 1379142.603 | 15332269.689 |  | -1
node_8101705_200841815 |  |  | PQ | ABCN | 2771.281 | 8101705 | no | no |  |  | no |  |  | 1379137.411 | 15332506.289 |  | -1
node_8101705_200841817 |  |  | PQ | ABCD | 2771.281 | 8101705 | no | no |  |  | no |  |  | 1379133.429 | 15332747.713 |  | -1
node_8101705_200841976 |  |  | PQ | ABCD | 2771.281 | 8101705 | no | no |  |  | no |  |  | 1375417.309 | 15325231.572 |  | -1
node_8101705_200841977 |  |  | PQ | AD | 2771.281 | 8101705 | no | no |  |  | no |  |  | 1375250.366 | 15325119.12 |  | -1
node_8101705_200841978 |  |  | PQ | AN | 2771.281 | 8101705 | no | no |  |  | no |  |  | 1374841.205 | 15324935.781 |  | -1
node_8101705_200841979 |  |  | PQ | ABCD | 2771.281 | 8101705 | no | no |  |  | no |  |  | 1375561.355 | 15325034.361 |  | -1
node_8101705_200841980 |  |  | PQ | AN | 2771.281 | 8101705 | no | no |  |  | no |  |  | 1375377.344 | 15324817.785 |  | -1
node_8101705_200841981 |  |  | PQ | ABCD | 2771.281 | 8101705 | no | no |  |  | no |  |  | 1375632.43 | 15324940.949 |  | -1
node_8101705_200841982 |  |  | PQ | ABCD | 2771.281 | 8101705 | no | no |  |  | no |  |  | 1375850.755 | 15324638.096 |  | -1
node_8101705_200841983 |  |  | PQ | AN | 2771.281 | 8101705 | no | no |  |  | no |  |  | 1375555.847 | 15324487.478 |  | -1
node_8101705_200841984 |  |  | PQ | ABCD | 2771.281 | 8101705 | no | no |  |  | no |  |  | 1376007.559 | 15324455.304 |  | -1
node_8101705_200841985 |  |  | PQ | ABCD | 2771.281 | 8101705 | no | no |  |  | no |  |  | 1376167.001 | 15324248.491 |  | -1
node_8101705_200841986 |  |  | PQ | ABCD | 2771.281 | 8101705 | no | no |  |  | no |  |  | 1376317.228 | 15324053.974 |  | -1
node_8101705_200841987 |  |  | PQ | ABCD | 2771.281 | 8101705 | no | no |  |  | no |  |  | 1376469.894 | 15323854.748 |  | -1
node_8101705_200841988 |  |  | PQ | ABCD | 2771.281 | 8101705 | no | no |  |  | no |  |  | 1376628.446 | 15323653.245 |  | -1
node_8101705_200841989 |  |  | PQ | ABCD | 2771.281 | 8101705 | no | no |  |  | no |  |  | 1376798.068 | 15323432.272 |  | -1
node_8101705_200842035 |  |  | PQ | AD | 2771.281 | 8101705 | no | no |  |  | no |  |  | 1378083.913 | 15333560.002 |  | -1
node_8101705_200842036 |  |  | PQ | AD | 2771.281 | 8101705 | no | no |  |  | no |  |  | 1377919.366 | 15333700.22 |  | -1
node_8101705_200842037 |  |  | PQ | AD | 2771.281 | 8101705 | no | no |  |  | no |  |  | 1377763.717 | 15333916.654 |  | -1
node_8101705_200842038 |  |  | PQ | AN | 2771.281 | 8101705 | no | no |  |  | no |  |  | 1377706.608 | 15334184.546 |  | -1
node_8101705_200843000 |  |  | PQ | ABCD | 2771.281 | 8101705 | no | no |  |  | no |  |  | 1378685.54 | 15321308.009 |  | -1
node_8101705_200843001 |  |  | PQ | ABCD | 2771.281 | 8101705 | no | no |  |  | no |  |  | 1378889.26 | 15321162.489 |  | -1
node_8101705_200843002 |  |  | PQ | ABCD | 2771.281 | 8101705 | no | no |  |  | no |  |  | 1379041.128 | 15321038.723 |  | -1
node_8101705_200843003 |  |  | PQ | ABCD | 2771.281 | 8101705 | no | no |  |  | no |  |  | 1379272.5 | 15320859.419 |  | -1
node_8101705_200843004 |  |  | PQ | ABCD | 2771.281 | 8101705 | no | no |  |  | no |  |  | 1379496.1 | 15320695.257 |  | -1
node_8101705_200843005 |  |  | PQ | ABCD | 2771.281 | 8101705 | no | no |  |  | no |  |  | 1379694.279 | 15320544.964 |  | -1
node_8101705_200843006 |  |  | PQ | ABCD | 2771.281 | 8101705 | no | no |  |  | no |  |  | 1379836.764 | 15320428.746 |  | -1
node_8101705_200843496 |  |  | PQ | ABCN | 2771.281 | 8101705 | no | no |  |  | no |  |  | 1383364.508 | 15318196.174 |  | -1
node_8101705_200843497 |  |  | PQ | AN | 2771.281 | 8101705 | no | no |  |  | no |  |  | 1380312.253 | 15324805.65 |  | -1
node_8101705_200843521 |  |  | PQ | ABCN | 2771.281 | 8101705 | no | no |  |  | no |  |  | 1382575.36 | 15318024.578 |  | -1
node_8101705_200843522 |  |  | PQ | ABCD | 2771.281 | 8101705 | no | no |  |  | no |  |  | 1382536.269 | 15318156.22 |  | -1
node_8101705_200843523 |  |  | PQ | ABCN | 2771.281 | 8101705 | no | no |  |  | no |  |  | 1382514.011 | 15318289.357 |  | -1
node_8101705_200843526 |  |  | PQ | ABCD | 2771.281 | 8101705 | no | no |  |  | no |  |  | 1382460.141 | 15318561.74 |  | -1
node_8101705_200843529 |  |  | PQ | ABCD | 2771.281 | 8101705 | no | no |  |  | no |  |  | 1382390.866 | 15318957.324 |  | -1
node_8101705_200843530 |  |  | PQ | ABCN | 2771.281 | 8101705 | no | no |  |  | no |  |  | 1382348.612 | 15319106.082 |  | -1
node_8101705_200843531 |  |  | PQ | AD | 2771.281 | 8101705 | no | no |  |  | no |  |  | 1381830.658 | 15319003.704 |  | -1
node_8101705_200843532 |  |  | PQ | AN | 2771.281 | 8101705 | no | no |  |  | no |  |  | 1381786.614 | 15318908.064 |  | -1
node_8101705_200843533 |  |  | PQ | ABCD | 2771.281 | 8101705 | no | no |  |  | no |  |  | 1382279.365 | 15319349.8 |  | -1
node_8101705_200843535 |  |  | PQ | AD | 2771.281 | 8101705 | no | no |  |  | no |  |  | 1382251.936 | 15319553.309 |  | -1
node_8101705_200843536 |  |  | PQ | AN | 2771.281 | 8101705 | no | no |  |  | no |  |  | 1382202.185 | 15319766.672 |  | -1
node_8101705_200843537 |  |  | PQ | AD | 2771.281 | 8101705 | no | no |  |  | no |  |  | 1382162.924 | 15320005.257 |  | -1
node_8101705_200843538 |  |  | PQ | AD | 2771.281 | 8101705 | no | no |  |  | no |  |  | 1382138.328 | 15320138.739 |  | -1
node_8101705_200843539 |  |  | PQ | AN | 2771.281 | 8101705 | no | no |  |  | no |  |  | 1382110.13 | 15320269.823 |  | -1
node_8101705_200843541 |  |  | PQ | AN | 2771.281 | 8101705 | no | no |  |  | no |  |  | 1382079.869 | 15320511.644 |  | -1
node_8101705_200843543 |  |  | PQ | AN | 2771.281 | 8101705 | no | no |  |  | no |  |  | 1382044.997 | 15320759.605 |  | -1
node_8101705_200843546 |  |  | PQ | AD | 2771.281 | 8101705 | no | no |  |  | no |  |  | 1381998.276 | 15320996.991 |  | -1
node_8101705_200843547 |  |  | PQ | AN | 2771.281 | 8101705 | no | no |  |  | no |  |  | 1381980.689 | 15321228.111 |  | -1
node_8101705_200843548 |  |  | PQ | AD | 2771.281 | 8101705 | no | no |  |  | no |  |  | 1381918.071 | 15321410.371 |  | -1
node_8101705_200843549 |  |  | PQ | AN | 2771.281 | 8101705 | no | no |  |  | no |  |  | 1381837.174 | 15321643.37 |  | -1
node_8101705_200843551 |  |  | PQ | AD | 2771.281 | 8101705 | no | no |  |  | no |  |  | 1381781.664 | 15321862.632 |  | -1
node_8101705_200843552 |  |  | PQ | AN | 2771.281 | 8101705 | no | no |  |  | no |  |  | 1381725.964 | 15322095.85 |  | -1
node_8101705_200843553 |  |  | PQ | AD | 2771.281 | 8101705 | no | no |  |  | no |  |  | 1381543.324 | 15322075.607 |  | -1
node_8101705_200843554 |  |  | PQ | AN | 2771.281 | 8101705 | no | no |  |  | no |  |  | 1381327.406 | 15322078.808 |  | -1
node_8101705_200843555 |  |  | PQ | AN | 2771.281 | 8101705 | no | no |  |  | no |  |  | 1381657.772 | 15322370.062 |  | -1
node_8101705_200843556 |  |  | PQ | AD | 2771.281 | 8101705 | no | no |  |  | no |  |  | 1381576.102 | 15322596.592 |  | -1
node_8101705_200843557 |  |  | PQ | AN | 2771.281 | 8101705 | no | no |  |  | no |  |  | 1381497.44 | 15322834.555 |  | -1
node_8101705_200843559 |  |  | PQ | AN | 2771.281 | 8101705 | no | no |  |  | no |  |  | 1381429.822 | 15323018.561 |  | -1
node_8101705_200843560 |  |  | PQ | AD | 2771.281 | 8101705 | no | no |  |  | no |  |  | 1381365.582 | 15323207.966 |  | -1
node_8101705_200843561 |  |  | PQ | AD | 2771.281 | 8101705 | no | no |  |  | no |  |  | 1381279.281 | 15323380.244 |  | -1
node_8101705_200843562 |  |  | PQ | AN | 2771.281 | 8101705 | no | no |  |  | no |  |  | 1381198.491 | 15323556.018 |  | -1
node_8101705_200843563 |  |  | PQ | AD | 2771.281 | 8101705 | no | no |  |  | no |  |  | 1381111.355 | 15323700.041 |  | -1
node_8101705_200843564 |  |  | PQ | AN | 2771.281 | 8101705 | no | no |  |  | no |  |  | 1381413.248 | 15323714.832 |  | -1
node_8101705_200843566 |  |  | PQ | AD | 2771.281 | 8101705 | no | no |  |  | no |  |  | 1380999.255 | 15323944.781 |  | -1
node_8101705_200843567 |  |  | PQ | AD | 2771.281 | 8101705 | no | no |  |  | no |  |  | 1380889.874 | 15324171.46 |  | -1
node_8101705_200843568 |  |  | PQ | AD | 2771.281 | 8101705 | no | no |  |  | no |  |  | 1380779.878 | 15324389.036 |  | -1
node_8101705_200843569 |  |  | PQ | AD | 2771.281 | 8101705 | no | no |  |  | no |  |  | 1380671.851 | 15324614.446 |  | -1
node_8101705_200843570 |  |  | PQ | AD | 2771.281 | 8101705 | no | no |  |  | no |  |  | 1380560.953 | 15324838.092 |  | -1
node_8101705_200843571 |  |  | PQ | AD | 2771.281 | 8101705 | no | no |  |  | no |  |  | 1380449.396 | 15325067.19 |  | -1
node_8101705_200843572 |  |  | PQ | AD | 2771.281 | 8101705 | no | no |  |  | no |  |  | 1380392.979 | 15325044.124 |  | -1
node_8101705_200843573 |  |  | PQ | AN | 2771.281 | 8101705 | no | no |  |  | no |  |  | 1380377.082 | 15325218.16 |  | -1
node_8101705_200843575 |  |  | PQ | AN | 2771.281 | 8101705 | no | no |  |  | no |  |  | 1380274.198 | 15325442.529 |  | -1
node_8101705_200843576 |  |  | PQ | AN | 2771.281 | 8101705 | no | no |  |  | no |  |  | 1380194.812 | 15325627.449 |  | -1
node_8101705_200843579 |  |  | PQ | AN | 2771.281 | 8101705 | no | no |  |  | no |  |  | 1380166.661 | 15325754.128 |  | -1
node_8101705_200843580 |  |  | PQ | AD | 2771.281 | 8101705 | no | no |  |  | no |  |  | 1380119.921 | 15325931.52 |  | -1
node_8101705_200843582 |  |  | PQ | AD | 2771.281 | 8101705 | no | no |  |  | no |  |  | 1380105.279 | 15326126.214 |  | -1
node_8101705_200843584 |  |  | PQ | AN | 2771.281 | 8101705 | no | no |  |  | no |  |  | 1380094.913 | 15326291.331 |  | -1
node_8101705_200843585 |  |  | PQ | AD | 2771.281 | 8101705 | no | no |  |  | no |  |  | 1379890.209 | 15327099.828 |  | -1
node_8101705_200843586 |  |  | PQ | AN | 2771.281 | 8101705 | no | no |  |  | no |  |  | 1379805.547 | 15327291.168 |  | -1
node_8101705_200843588 |  |  | PQ | AD | 2771.281 | 8101705 | no | no |  |  | no |  |  | 1379715.063 | 15327466.358 |  | -1
node_8101705_200843590 |  |  | PQ | AD | 2771.281 | 8101705 | no | no |  |  | no |  |  | 1379715.573 | 15327555.876 |  | -1
node_8101705_200843591 |  |  | PQ | AD | 2771.281 | 8101705 | no | no |  |  | no |  |  | 1379699.646 | 15327744.468 |  | -1
node_8101705_200843592 |  |  | PQ | AN | 2771.281 | 8101705 | no | no |  |  | no |  |  | 1379700.471 | 15327953.705 |  | -1
node_8101705_200843594 |  |  | PQ | AD | 2771.281 | 8101705 | no | no |  |  | no |  |  | 1379695.519 | 15328101.641 |  | -1
node_8101705_200843595 |  |  | PQ | AD | 2771.281 | 8101705 | no | no |  |  | no |  |  | 1379880.935 | 15328078.88 |  | -1
node_8101705_200843596 |  |  | PQ | AD | 2771.281 | 8101705 | no | no |  |  | no |  |  | 1380024.527 | 15328060.018 |  | -1
node_8101705_200843597 |  |  | PQ | AN | 2771.281 | 8101705 | no | no |  |  | no |  |  | 1379684.468 | 15328220.416 |  | -1
node_8101705_200843598 |  |  | PQ | AN | 19918.584 | 8101705 | no | no |  |  | no |  |  | 1379678.065 | 15328392.458 |  | -1
node_8101705_200843599 |  |  | PQ | AN | 19918.584 | 8101705 | no | no |  |  | no |  |  | 1379617.298 | 15328409.657 |  | -1
node_8101705_200843600 |  |  | PQ | AN | 19918.584 | 8101705 | no | no |  |  | no |  |  | 1379675.202 | 15328566.612 |  | -1
node_8101705_200843602 |  |  | PQ | AN | 19918.584 | 8101705 | no | no |  |  | no |  |  | 1379668.217 | 15328721.781 |  | -1
node_8101705_200843603 |  |  | PQ | AN | 19918.584 | 8101705 | no | no |  |  | no |  |  | 1379608.879 | 15328873.964 |  | -1
node_8101705_200843604 |  |  | PQ | AN | 19918.584 | 8101705 | no | no |  |  | no |  |  | 1379594.997 | 15329121.971 |  | -1
node_8101705_200843605 |  |  | PQ | ABCN | 19918.584 | 8101705 | no | no |  |  | no |  |  | 1379582.31 | 15329385.235 |  | -1
node_8101705_200843607 |  |  | PQ | ABCN | 19918.584 | 8101705 | no | no |  |  | no |  |  | 1379577.77 | 15329590.308 |  | -1
node_8101705_200843608 |  |  | PQ | ABCN | 19918.584 | 8101705 | no | no |  |  | no |  |  | 1379580.151 | 15329811.058 |  | -1
node_8101705_200843609 |  |  | PQ | ABCN | 19918.584 | 8101705 | no | no |  |  | no |  |  | 1379523.49 | 15330002.199 |  | -1
node_8101705_200843610 |  |  | PQ | ABCN | 2771.281 | 8101705 | no | no |  |  | no |  |  | 1379220.064 | 15331003.824 |  | -1
node_8101705_200843612 |  |  | PQ | ABCN | 2771.281 | 8101705 | no | no |  |  | no |  |  | 1379170.695 | 15331668.777 |  | -1
node_8101705_200843614 |  |  | PQ | ABCD | 2771.281 | 8101705 | no | no |  |  | no |  |  | 1379153.445 | 15331856.384 |  | -1
node_8101705_200843615 |  |  | PQ | ABCN | 2771.281 | 8101705 | no | no |  |  | no |  |  | 1379128.989 | 15332108.322 |  | -1
node_8101705_200843618 |  |  | PQ | AN | 2771.281 | 8101705 | no | no |  |  | no |  |  | 1378985.7 | 15332383.212 |  | -1
node_8101705_200843619 |  |  | PQ | AN | 2771.281 | 8101705 | no | no |  |  | no |  |  | 1378835.205 | 15332522.954 |  | -1
node_8101705_200843620 |  |  | PQ | AN | 2771.281 | 8101705 | no | no |  |  | no |  |  | 1378689.502 | 15332655.179 |  | -1
node_8101705_200843621 |  |  | PQ | AN | 2771.281 | 8101705 | no | no |  |  | no |  |  | 1378538.837 | 15332783.191 |  | -1
node_8101705_200843622 |  |  | PQ | AN | 2771.281 | 8101705 | no | no |  |  | no |  |  | 1378528.42 | 15332953.36 |  | -1
node_8101705_200843624 |  |  | PQ | AN | 2771.281 | 8101705 | no | no |  |  | no |  |  | 1378714.709 | 15332760.536 |  | -1
node_8101705_200843625 |  |  | PQ | AD | 2771.281 | 8101705 | no | no |  |  | no |  |  | 1378299.085 | 15333003.202 |  | -1
node_8101705_200843627 |  |  | PQ | AN | 2771.281 | 8101705 | no | no |  |  | no |  |  | 1378080.397 | 15333202.277 |  | -1
node_8101705_200843629 |  |  | PQ | AD | 2771.281 | 8101705 | no | no |  |  | no |  |  | 1377781.845 | 15333334.128 |  | -1
node_8101705_200843630 |  |  | PQ | AN | 2771.281 | 8101705 | no | no |  |  | no |  |  | 1377564.041 | 15333432.827 |  | -1
node_8101705_200843672 |  |  | PQ | AD | 2771.281 | 8101705 | no | no |  |  | no |  |  | 1379598.999 | 15322044.749 |  | -1
node_8101705_200843674 |  |  | PQ | AD | 2771.281 | 8101705 | no | no |  |  | no |  |  | 1379176.304 | 15322313.353 |  | -1
node_8101705_200843675 |  |  | PQ | AN | 2771.281 | 8101705 | no | no |  |  | no |  |  | 1378988.29 | 15322390.732 |  | -1
node_8101705_200843676 |  |  | PQ | AN | 2771.281 | 8101705 | no | no |  |  | no |  |  | 1378771.131 | 15322518.535 |  | -1
node_8101705_200843677 |  |  | PQ | AN | 2771.281 | 8101705 | no | no |  |  | no |  |  | 1378525.418 | 15322664.479 |  | -1
node_8101705_200843678 |  |  | PQ | ABCD | 2771.281 | 8101705 | no | no |  |  | no |  |  | 1377999.324 | 15322167.886 |  | -1
node_8101705_200843680 |  |  | PQ | AD | 2771.281 | 8101705 | no | no |  |  | no |  |  | 1378011.668 | 15322985.642 |  | -1
node_8101705_200843681 |  |  | PQ | AN | 2771.281 | 8101705 | no | no |  |  | no |  |  | 1378153.323 | 15323142.966 |  | -1
node_8101705_200843682 |  |  | PQ | AD | 2771.281 | 8101705 | no | no |  |  | no |  |  | 1377955.644 | 15323191.449 |  | -1
node_8101705_200843685 |  |  | PQ | AN | 2771.281 | 8101705 | no | no |  |  | no |  |  | 1377747.163 | 15323452.878 |  | -1
node_8101705_200843689 |  |  | PQ | AN | 2771.281 | 8101705 | no | no |  |  | no |  |  | 1377650.285 | 15323573.949 |  | -1
node_8101705_200843690 |  |  | PQ | AN | 2771.281 | 8101705 | no | no |  |  | no |  |  | 1377494.193 | 15323760.483 |  | -1
node_8101705_200843692 |  |  | PQ | AN | 2771.281 | 8101705 | no | no |  |  | no |  |  | 1377367.186 | 15323910.881 |  | -1
node_8101705_200843693 |  |  | PQ | AN | 2771.281 | 8101705 | no | no |  |  | no |  |  | 1377253.12 | 15324045.613 |  | -1
node_8101705_200843694 |  |  | PQ | AN | 2771.281 | 8101705 | no | no |  |  | no |  |  | 1377134.14 | 15324209.652 |  | -1
node_8101705_200843696 |  |  | PQ | AD | 2771.281 | 8101705 | no | no |  |  | no |  |  | 1376969.489 | 15324326.79 |  | -1
node_8101705_200843697 |  |  | PQ | ABCD | 2771.281 | 8101705 | no | no |  |  | no |  |  | 1376742.984 | 15324476.668 |  | -1
node_8101705_200843698 |  |  | PQ | ABCD | 2771.281 | 8101705 | no | no |  |  | no |  |  | 1376498.577 | 15324652.954 |  | -1
node_8101705_200843700 |  |  | PQ | ABCD | 2771.281 | 8101705 | no | no |  |  | no |  |  | 1376263.205 | 15324816.896 |  | -1
node_8101705_200843701 |  |  | PQ | ABCN | 2771.281 | 8101705 | no | no |  |  | no |  |  | 1375942.111 | 15325031.335 |  | -1
node_8101705_200843704 |  |  | PQ | ABCN | 2771.281 | 8101705 | no | no |  |  | no |  |  | 1375790.23 | 15325130.72 |  | -1
node_8101705_200843706 |  |  | PQ | ABCD | 2771.281 | 8101705 | no | no |  |  | no |  |  | 1375588.485 | 15325279.545 |  | -1
node_8101705_200843708 |  |  | PQ | AN | 2771.281 | 8101705 | no | no |  |  | no |  |  | 1381012.78 | 15321613.079 |  | -1
node_8101705_200843710 |  |  | PQ | AN | 2771.281 | 8101705 | no | no |  |  | no |  |  | 1380967.084 | 15321259.679 |  | -1
node_8101705_200843712 |  |  | PQ | AD | 2771.281 | 8101705 | no | no |  |  | no |  |  | 1380617.441 | 15321603.484 |  | -1
node_8101705_200843713 |  |  | PQ | AN | 2771.281 | 8101705 | no | no |  |  | no |  |  | 1380485.781 | 15321605.165 |  | -1
node_8101705_200843714 |  |  | PQ | AD | 2771.281 | 8101705 | no | no |  |  | no |  |  | 1380514.398 | 15321679.311 |  | -1
node_8101705_200843715 |  |  | PQ | AD | 2771.281 | 8101705 | no | no |  |  | no |  |  | 1380505.276 | 15322043.315 |  | -1
node_8101705_200843716 |  |  | PQ | AN | 2771.281 | 8101705 | no | no |  |  | no |  |  | 1380505.709 | 15322402.175 |  | -1
node_8101705_200843717 |  |  | PQ | AN | 2771.281 | 8101705 | no | no |  |  | no |  |  | 1380431.708 | 15322721.283 |  | -1
node_8101705_200843720 |  |  | PQ | AN | 2771.281 | 8101705 | no | no |  |  | no |  |  | 1379850.641 | 15321890.787 |  | -1
node_8101705_200843722 |  |  | PQ | AD | 2771.281 | 8101705 | no | no |  |  | no |  |  | 1377012.667 | 15324507.735 |  | -1
node_8101705_200843723 |  |  | PQ | AN | 2771.281 | 8101705 | no | no |  |  | no |  |  | 1377073.578 | 15324761.574 |  | -1
node_8101705_200843725 |  |  | PQ | AN | 2771.281 | 8101705 | no | no |  |  | no |  |  | 1377130.885 | 15325039.432 |  | -1
node_8101705_200843726 |  |  | PQ | AN | 2771.281 | 8101705 | no | no |  |  | no |  |  | 1377314.065 | 15325347.933 |  | -1
node_8101705_200843727 |  |  | PQ | AD | 2771.281 | 8101705 | no | no |  |  | no |  |  | 1375548.399 | 15326169.315 |  | -1
node_8101705_200843728 |  |  | PQ | AD | 2771.281 | 8101705 | no | no |  |  | no |  |  | 1375927.296 | 15326256.35 |  | -1
node_8101705_200843729 |  |  | PQ | AN | 2771.281 | 8101705 | no | no |  |  | no |  |  | 1375921.283 | 15326535.252 |  | -1
node_8101705_200843730 |  |  | PQ | AN | 2771.281 | 8101705 | no | no |  |  | no |  |  | 1375259.976 | 15326227.001 |  | -1
node_8101705_200843731 |  |  | PQ | ABCN | 2771.281 | 8101705 | no | no |  |  | no |  |  | 1375086.702 | 15326216.442 |  | -1
node_8101705_200843732 |  |  | PQ | ABCN | 19918.584 | 8101705 | no | no |  |  | no |  |  | 1379290.592 | 15329429.23 |  | -1
node_8101705_200843733 |  |  | PQ | ABCN | 19918.584 | 8101705 | no | no |  |  | no |  |  | 1379092.487 | 15329536.492 |  | -1
node_8101705_200843734 |  |  | PQ | ABCN | 19918.584 | 8101705 | no | no |  |  | no |  |  | 1378958.76 | 15329639.113 |  | -1
node_8101705_200843735 |  |  | PQ | ABCN | 19918.584 | 8101705 | no | no |  |  | no |  |  | 1378842.653 | 15329726.625 |  | -1
node_8101705_200843736 |  |  | PQ | ABCN | 19918.584 | 8101705 | no | no |  |  | no |  |  | 1378748.447 | 15329802.398 |  | -1
node_8101705_200843737 |  |  | PQ | AN | 19918.584 | 8101705 | no | no |  |  | no |  |  | 1378714.224 | 15329911.711 |  | -1
node_8101705_200843738 |  |  | PQ | AN | 19918.584 | 8101705 | no | no |  |  | no |  |  | 1378607.276 | 15330013.73 |  | -1
node_8101705_200843739 |  |  | PQ | AN | 19918.584 | 8101705 | no | no |  |  | no |  |  | 1378495.072 | 15330096.65 |  | -1
node_8101705_200843741 |  |  | PQ | ABCN | 19918.584 | 8101705 | no | no |  |  | no |  |  | 1378452.838 | 15329789.327 |  | -1
node_8101705_200914631 |  |  | PQ | AD | 2771.281 | 8101705 | no | no |  |  | no |  |  | 1397644.775 | 15339009.829 |  | -1
node_8101705_200914634 |  |  | PQ | AN | 7199.558 | 8101705 | no | no |  |  | no |  |  | 1395148.935 | 15325553.699 |  | -1
node_8101705_200914639 |  |  | PQ | AN | 7199.558 | 8101705 | no | no |  |  | no |  |  | 1395110.534 | 15325927.886 |  | -1
node_8101705_200914642 |  |  | PQ | AN | 19918.584 | 8101705 | no | no |  |  | no |  |  | 1385814.379 | 15330826.265 |  | -1
node_8101705_200914648 |  |  | PQ | ABCD | 2771.281 | 8101705 | no | no |  |  | no |  |  | 1373592.696 | 15328034.381 |  | -1
node_8101705_200914649 |  |  | PQ | ABCN | 19918.584 | 8101705 | no | no |  |  | no |  |  | 1378380.117 | 15344863.088 |  | -1
node_8101705_200916306 |  |  | PQ | ABCN | 19918.584 | 8101705 | no | no |  |  | no |  |  | 1397760.393 | 15314756.938 |  | -1
node_8101705_200916329 |  |  | PQ | AD | 2771.281 | 8101705 | no | no |  |  | no |  |  | 1382459.623 | 15319379.404 |  | -1
node_8101705_200947777 |  |  | PQ | ABCN | 19918.584 | 8101705 | no | no |  |  | no |  |  | 1394814.308 | 15321364.48 |  | -1
node_8101705_200948198 |  |  | PQ | ABCN | 19918.584 | 8101705 | no | no |  |  | no |  |  | 1381226.321 | 15347515.198 |  | -1
node_8101705_200948199 |  |  | PQ | ABCN | 19918.584 | 8101705 | no | no |  |  | no |  |  | 1381038.755 | 15347300.529 |  | -1
node_8101705_200948200 |  |  | PQ | ABCN | 19918.584 | 8101705 | no | no |  |  | no |  |  | 1380908.91 | 15347204.375 |  | -1
node_8101705_200948201 |  |  | PQ | ABCN | 19918.584 | 8101705 | no | no |  |  | no |  |  | 1380777.13 | 15347011.602 |  | -1
node_8101705_200948202 |  |  | PQ | ABCN | 19918.584 | 8101705 | no | no |  |  | no |  |  | 1380485.162 | 15346954.764 |  | -1
node_8101705_200948203 |  |  | PQ | ABCN | 19918.584 | 8101705 | no | no |  |  | no |  |  | 1380310.522 | 15346953.755 |  | -1
node_8101705_200948204 |  |  | PQ | ABCN | 19918.584 | 8101705 | no | no |  |  | no |  |  | 1380097.836 | 15346963.785 |  | -1
node_8101705_200948205 |  |  | PQ | ABCN | 19918.584 | 8101705 | no | no |  |  | no |  |  | 1379898.184 | 15346947.689 |  | -1
node_8101705_200948206 |  |  | PQ | ABCN | 19918.584 | 8101705 | no | no |  |  | no |  |  | 1379667.79 | 15346998.923 |  | -1
node_8101705_200948207 |  |  | PQ | ABCN | 19918.584 | 8101705 | no | no |  |  | no |  |  | 1379445.459 | 15346989.523 |  | -1
node_8101705_200948208 |  |  | PQ | ABCN | 19918.584 | 8101705 | no | no |  |  | no |  |  | 1379199.426 | 15346980.601 |  | -1
node_8101705_200948209 |  |  | PQ | ABCN | 19918.584 | 8101705 | no | no |  |  | no |  |  | 1378959.581 | 15346973.634 |  | -1
node_8101705_200948210 |  |  | PQ | ABCN | 19918.584 | 8101705 | no | no |  |  | no |  |  | 1378722.282 | 15346970.16 |  | -1
node_8101705_200948211 |  |  | PQ | ABCN | 19918.584 | 8101705 | no | no |  |  | no |  |  | 1378501.807 | 15346959.14 |  | -1
node_8101705_200948212 |  |  | PQ | ABCN | 19918.584 | 8101705 | no | no |  |  | no |  |  | 1378254.109 | 15346964.538 |  | -1
node_8101705_200948213 |  |  | PQ | ABCN | 19918.584 | 8101705 | no | no |  |  | no |  |  | 1378261.219 | 15346573.04 |  | -1
node_8101705_200948214 |  |  | PQ | ABCN | 19918.584 | 8101705 | no | no |  |  | no |  |  | 1378265.372 | 15346311.234 |  | -1
node_8101705_200948215 |  |  | PQ | ABCN | 19918.584 | 8101705 | no | no |  |  | no |  |  | 1378266.113 | 15346049.303 |  | -1
node_8101705_200948216 |  |  | PQ | ABCN | 19918.584 | 8101705 | no | no |  |  | no |  |  | 1378266.959 | 15345777.767 |  | -1
node_8101705_200948217 |  |  | PQ | ABCN | 19918.584 | 8101705 | no | no |  |  | no |  |  | 1378355.514 | 15345520.735 |  | -1
node_8101705_200948218 |  |  | PQ | ABCN | 19918.584 | 8101705 | no | no |  |  | no |  |  | 1378523.526 | 15345350.96 |  | -1
node_8101705_200948219 |  |  | PQ | ABCN | 19918.584 | 8101705 | no | no |  |  | no |  |  | 1378576.061 | 15345120.387 |  | -1
node_8101705_200948220 |  |  | PQ | ABCN | 19918.584 | 8101705 | no | no |  |  | no |  |  | 1378575.972 | 15344855.893 |  | -1
node_8101705_200949084 |  |  | PQ | ABCN | 19918.584 | 8101705 | no | no |  |  | no |  |  | 1389366.597 | 15342542.105 |  | -1
node_8101705_200949085 |  |  | PQ | ABCN | 19918.584 | 8101705 | no | no |  |  | no |  |  | 1389218.349 | 15342748.93 |  | -1
node_8101705_200949086 |  |  | PQ | ABCN | 19918.584 | 8101705 | no | no |  |  | no |  |  | 1389055.649 | 15342923.601 |  | -1
node_8101705_200949087 |  |  | PQ | ABCN | 19918.584 | 8101705 | no | no |  |  | no |  |  | 1388935.674 | 15343032.384 |  | -1
node_8101705_200949088 |  |  | PQ | ABCN | 19918.584 | 8101705 | no | no |  |  | no |  |  | 1388775.411 | 15343193.805 |  | -1
node_8101705_200949089 |  |  | PQ | ABCN | 19918.584 | 8101705 | no | no |  |  | no |  |  | 1388612.499 | 15343352.72 |  | -1
node_8101705_200949090 |  |  | PQ | ABCN | 19918.584 | 8101705 | no | no |  |  | no |  |  | 1388498.896 | 15343468.27 |  | -1
node_8101705_200949091 |  |  | PQ | ABCN | 19918.584 | 8101705 | no | no |  |  | no |  |  | 1388389.986 | 15343578.689 |  | -1
node_8101705_200949092 |  |  | PQ | ABCN | 19918.584 | 8101705 | no | no |  |  | no |  |  | 1388234.174 | 15343726.578 |  | -1
node_8101705_200949093 |  |  | PQ | ABCN | 19918.584 | 8101705 | no | no |  |  | no |  |  | 1388078.972 | 15343881.926 |  | -1
node_8101705_200949094 |  |  | PQ | ABCN | 19918.584 | 8101705 | no | no |  |  | no |  |  | 1387911.614 | 15344044.275 |  | -1
node_8101705_200949095 |  |  | PQ | ABCN | 19918.584 | 8101705 | no | no |  |  | no |  |  | 1387799.186 | 15344154.428 |  | -1
node_8101705_200949096 |  |  | PQ | ABCN | 19918.584 | 8101705 | no | no |  |  | no |  |  | 1387709.287 | 15344237.505 |  | -1
node_8101705_200949097 |  |  | PQ | ABCN | 19918.584 | 8101705 | no | no |  |  | no |  |  | 1387516.681 | 15344415.969 |  | -1
node_8101705_200949098 |  |  | PQ | ABCN | 19918.584 | 8101705 | no | no |  |  | no |  |  | 1387325.151 | 15344598.299 |  | -1
node_8101705_200949099 |  |  | PQ | ABCN | 19918.584 | 8101705 | no | no |  |  | no |  |  | 1387129.893 | 15344776.88 |  | -1
node_8101705_200949100 |  |  | PQ | ABCN | 19918.584 | 8101705 | no | no |  |  | no |  |  | 1386957.412 | 15344934.321 |  | -1
node_8101705_200949101 |  |  | PQ | ABCN | 19918.584 | 8101705 | no | no |  |  | no |  |  | 1386820.816 | 15345005.22 |  | -1
node_8101705_200949102 |  |  | PQ | ABCN | 19918.584 | 8101705 | no | no |  |  | no |  |  | 1386645.622 | 15345199.545 |  | -1
node_8101705_200949103 |  |  | PQ | ABCN | 19918.584 | 8101705 | no | no |  |  | no |  |  | 1386465.268 | 15345403.662 |  | -1
node_8101705_200949104 |  |  | PQ | ABCN | 19918.584 | 8101705 | no | no |  |  | no |  |  | 1386285.659 | 15345600.363 |  | -1
node_8101705_200949106 |  |  | PQ | ABCN | 19918.584 | 8101705 | no | no |  |  | no |  |  | 1386101.738 | 15345796.159 |  | -1
node_8101705_200949107 |  |  | PQ | AN | 19918.584 | 8101705 | no | no |  |  | no |  |  | 1386143.371 | 15345855.995 |  | -1
node_8101705_200949108 |  |  | PQ | AN | 19918.584 | 8101705 | no | no |  |  | no |  |  | 1386278.787 | 15346032.134 |  | -1
node_8101705_200949109 |  |  | PQ | AN | 19918.584 | 8101705 | no | no |  |  | no |  |  | 1386411.75 | 15346206.122 |  | -1
node_8101705_200949110 |  |  | PQ | ABCN | 19918.584 | 8101705 | no | no |  |  | no |  |  | 1385940.521 | 15345968.315 |  | -1
node_8101705_200949111 |  |  | PQ | ABCN | 19918.584 | 8101705 | no | no |  |  | no |  |  | 1385785.326 | 15346129.004 |  | -1
node_8101705_200949112 |  |  | PQ | ABCN | 19918.584 | 8101705 | no | no |  |  | no |  |  | 1385594.45 | 15346326.681 |  | -1
node_8101705_200949113 |  |  | PQ | ABCN | 19918.584 | 8101705 | no | no |  |  | no |  |  | 1385502.334 | 15346534.885 |  | -1
node_8101705_200949114 |  |  | PQ | ABCN | 19918.584 | 8101705 | no | no |  |  | no |  |  | 1385329.251 | 15346649.767 |  | -1
node_8101705_200949115 |  |  | PQ | ABCN | 19918.584 | 8101705 | no | no |  |  | no |  |  | 1385198.206 | 15346735.421 |  | -1
node_8101705_200949116 |  |  | PQ | ABCN | 19918.584 | 8101705 | no | no |  |  | no |  |  | 1385047.387 | 15346837.297 |  | -1
node_8101705_200949117 |  |  | PQ | ABCN | 19918.584 | 8101705 | no | no |  |  | no |  |  | 1384865.55 | 15346973.262 |  | -1
node_8101705_200949118 |  |  | PQ | ABCN | 19918.584 | 8101705 | no | no |  |  | no |  |  | 1384766.896 | 15347060.387 |  | -1
node_8101705_200949119 |  |  | PQ | ABCN | 19918.584 | 8101705 | no | no |  |  | no |  |  | 1384683.591 | 15347147.736 |  | -1
node_8101705_200949120 |  |  | PQ | ABCN | 19918.584 | 8101705 | no | no |  |  | no |  |  | 1384627.246 | 15347192.295 |  | -1
node_8101705_200949122 |  |  | PQ | ABCN | 19918.584 | 8101705 | no | no |  |  | no |  |  | 1384355.448 | 15347406.598 |  | -1
node_8101705_200949123 |  |  | PQ | ABCN | 19918.584 | 8101705 | no | no |  |  | no |  |  | 1384173.58 | 15347586.529 |  | -1
node_8101705_200949124 |  |  | PQ | ABCN | 19918.584 | 8101705 | no | no |  |  | no |  |  | 1383980.143 | 15347764.461 |  | -1
node_8101705_200949125 |  |  | PQ | ABCN | 19918.584 | 8101705 | no | no |  |  | no |  |  | 1383838.932 | 15347896.815 |  | -1
node_8101705_200949126 |  |  | PQ | ABCN | 19918.584 | 8101705 | no | no |  |  | no |  |  | 1383664.073 | 15348069.935 |  | -1
node_8101705_200949127 |  |  | PQ | ABCN | 19918.584 | 8101705 | no | no |  |  | no |  |  | 1383452.528 | 15348260.003 |  | -1
node_8101705_200949128 |  |  | PQ | ABCN | 19918.584 | 8101705 | no | no |  |  | no |  |  | 1383027.393 | 15348246.977 |  | -1
node_8101705_200949129 |  |  | PQ | ABCN | 19918.584 | 8101705 | no | no |  |  | no |  |  | 1382781.945 | 15348235.15 |  | -1
node_8101705_200949130 |  |  | PQ | ABCN | 19918.584 | 8101705 | no | no |  |  | no |  |  | 1382587.182 | 15348245.048 |  | -1
node_8101705_200949131 |  |  | PQ | ABCN | 19918.584 | 8101705 | no | no |  |  | no |  |  | 1382365.333 | 15348246.346 |  | -1
node_8101705_200949132 |  |  | PQ | ABCN | 19918.584 | 8101705 | no | no |  |  | no |  |  | 1382118.158 | 15348155.814 |  | -1
node_8101705_200949133 |  |  | PQ | ABCN | 19918.584 | 8101705 | no | no |  |  | no |  |  | 1381902.576 | 15348069.516 |  | -1
node_8101705_200949134 |  |  | PQ | ABCN | 19918.584 | 8101705 | no | no |  |  | no |  |  | 1381732.958 | 15347928.91 |  | -1
node_8101705_200949135 |  |  | PQ | ABCN | 19918.584 | 8101705 | no | no |  |  | no |  |  | 1381543.19 | 15347758.459 |  | -1
node_8101705_200949136 |  |  | PQ | ABCN | 19918.584 | 8101705 | no | no |  |  | no |  |  | 1381413.438 | 15347651.942 |  | -1
node_8101705_200949137 |  |  | PQ | AN | 2771.281 | 8101705 | no | no |  |  | no |  |  | 1382085.15 | 15348258.286 |  | -1
node_8101705_200949150 |  |  | PQ | ABCN | 19918.584 | 8101705 | no | no |  |  | no |  |  | 1389480.866 | 15342372.121 |  | -1
node_8101705_200949151 |  |  | PQ | ABCN | 19918.584 | 8101705 | no | no |  |  | no |  |  | 1398420.888 | 15314644.271 |  | -1
node_8101705_200949152 |  |  | PQ | ABCN | 19918.584 | 8101705 | no | no |  |  | no |  |  | 1398410.731 | 15314340.917 |  | -1
node_8101705_200950673 |  |  | PQ | ABCN | 19918.584 | 8101705 | no | no |  |  | no |  |  | 1394438.935 | 15322150.381 |  | -1
node_8101705_200950719 |  |  | PQ | ABCN | 19918.584 | 8101705 | no | no |  |  | no |  |  | 1397890.359 | 15315864.107 |  | -1
node_8101705_200951852 |  |  | PQ | ABCN | 7199.558 | 8101705 | no | no |  |  | no |  |  | 1398252.748 | 15312925.03 |  | -1
node_8101705_200951853 |  |  | PQ | ABCN | 7199.558 | 8101705 | no | no |  |  | no |  |  | 1398217.9 | 15312919.346 |  | -1
node_8101705_200953476 |  |  | PQ | AN | 19918.584 | 8101705 | no | no |  |  | no |  |  | 1398792.393 | 15315464.477 |  | -1
node_8101705_200953941 |  |  | PQ | AN | 7199.558 | 8101705 | no | no |  |  | no |  |  | 1395003.261 | 15325402.542 |  | -1
node_8101705_200954406 |  |  | PQ | ABCD | 2771.281 | 8101705 | no | no |  |  | no |  |  | 1395949.607 | 15309880.64 |  | -1
node_8101705_200954407 |  |  | PQ | ABCD | 2771.281 | 8101705 | no | no |  |  | no |  |  | 1395948.605 | 15309919.579 |  | -1
node_8101705_200957516 |  |  | PQ | ABCN | 2771.281 | 8101705 | no | no |  |  | no |  |  | 1376609.333 | 15329715.14 |  | -1
node_8101705_200959671 |  |  | PQ | ABCN | 19918.584 | 8101705 | no | no |  |  | no |  |  | 1394769.273 | 15323076.312 |  | -1
node_8101705_200962096 |  |  | PQ | ABCN | 19918.584 | 8101705 | no | no |  |  | no |  |  | 1397667.607 | 15316251.991 |  | -1
node_8101705_200964539 |  |  | PQ | ABCN | 2771.281 | 8101705 | no | no |  |  | no |  |  | 1382429.165 | 15318754.941 |  | -1
node_8101705_200968996 |  |  | PQ | AN | 2771.281 | 8101705 | no | no |  |  | no |  |  | 1398278.076 | 15339754.406 |  | -1
node_8101705_200969154 |  |  | PQ | ABCN | 2771.281 | 8101705 | no | no |  |  | no |  |  | 1380321.493 | 15320107.022 |  | -1
node_8101705_200969958 |  |  | PQ | AN | 2771.281 | 8101705 | no | no |  |  | no |  |  | 1378275.142 | 15322829.547 |  | -1
node_8101705_200970212 |  |  | PQ | ABCN | 19918.584 | 8101705 | no | no |  |  | no |  |  | 1387501.782 | 15328239.994 |  | -1
node_8101705_200970587 |  |  | PQ | ABCN | 7199.558 | 8101705 | no | no |  |  | no |  |  | 1397672.018 | 15313772.617 |  | -1
node_8101705_200970729 |  |  | PQ | ABCN | 7199.558 | 8101705 | no | no |  |  | no |  |  | 1397477.821 | 15312905.663 |  | -1
node_8101705_200970730 |  |  | PQ | ABCN | 7199.558 | 8101705 | no | no |  |  | no |  |  | 1397395.48 | 15313380.967 |  | -1
node_8101705_200972814 |  |  | PQ | AN | 2771.281 | 8101705 | no | no |  |  | no |  |  | 1387680.997 | 15333524.185 |  | -1
node_8101705_200973970 |  |  | PQ | AD | 2771.281 | 8101705 | no | no |  |  | no |  |  | 1379135.97 | 15336408.191 |  | -1
node_8101705_200974113 |  |  | PQ | ABCN | 19918.584 | 8101705 | no | no |  |  | no |  |  | 1391814.33 | 15339339.193 |  | -1
node_8101705_200974170 |  |  | PQ | AN | 2771.281 | 8101705 | no | no |  |  | no |  |  | 1397583.591 | 15339499.861 |  | -1
node_8101705_200974309 |  |  | PQ | ABCN | 2771.281 | 8101705 | no | no |  |  | no |  |  | 1379388.76 | 15330520.039 |  | -1
node_8101705_200974310 |  |  | PQ | ABCD | 2771.281 | 8101705 | no | no |  |  | no |  |  | 1379201.83 | 15334531.733 |  | -1
node_8101705_200974936 |  |  | PQ | ABCD | 2771.281 | 8101705 | no | no |  |  | no |  |  | 1378586.377 | 15336337.082 |  | -1
node_8101705_200974937 |  |  | PQ | ABCN | 2771.281 | 8101705 | no | no |  |  | no |  |  | 1378716.872 | 15336337.775 |  | -1
node_8101705_200974938 |  |  | PQ | ABCD | 2771.281 | 8101705 | no | no |  |  | no |  |  | 1378805.348 | 15336314.179 |  | -1
node_8101705_200974939 |  |  | PQ | ABCD | 2771.281 | 8101705 | no | no |  |  | no |  |  | 1378830.743 | 15336289.176 |  | -1
node_8101705_200974940 |  |  | PQ | ABCD | 2771.281 | 8101705 | no | no |  |  | no |  |  | 1378902.419 | 15336088.537 |  | -1
node_8101705_200974941 |  |  | PQ | ABCD | 2771.281 | 8101705 | no | no |  |  | no |  |  | 1379017.358 | 15335784.59 |  | -1
node_8101705_200974980 |  |  | PQ | ABCN | 2771.281 | 8101705 | no | no |  |  | no |  |  | 1379154.882 | 15335288.989 |  | -1
node_8101705_200974981 |  |  | PQ | ABCN | 2771.281 | 8101705 | no | no |  |  | no |  |  | 1379150.521 | 15333028.245 |  | -1
node_8101705_200974982 |  |  | PQ | ABCN | 2771.281 | 8101705 | no | no |  |  | no |  |  | 1379195.065 | 15331426.538 |  | -1
node_8101705_200974983 |  |  | PQ | ABCD | 2771.281 | 8101705 | no | no |  |  | no |  |  | 1379202.489 | 15331236.769 |  | -1
node_8101705_200974984 |  |  | PQ | ABCD | 2771.281 | 8101705 | no | no |  |  | no |  |  | 1379288.899 | 15330792.972 |  | -1
node_8101705_200976108 |  |  | PQ | ABCD | 2771.281 | 8101705 | no | no |  |  | no |  |  | 1379115.852 | 15332265.794 |  | -1
node_8101705_200976257 |  |  | PQ | ABCN | 7199.558 | 8101705 | no | no |  |  | no |  |  | 1398331.36 | 15313232.114 |  | -1
node_8101705_200976286 |  |  | PQ | ABCN | 7199.558 | 8101705 | no | no |  |  | no |  |  | 1397503.348 | 15312910.402 |  | -1
node_8101705_200976287 |  |  | PQ | ABCN | 7199.558 | 8101705 | no | no |  |  | no |  |  | 1398457.338 | 15313638.605 |  | -1
node_8101705_200976937 |  |  | PQ | AD | 2771.281 | 8101705 | no | no |  |  | no |  |  | 1378792.967 | 15336368.046 |  | -1
node_8101705_200976953 |  |  | PQ | ABCN | 2771.281 | 8101705 | no | no |  |  | no |  |  | 1379227.884 | 15333834.26 |  | -1
node_8101705_200978292 |  |  | PQ | AN | 2771.281 | 8101705 | no | no |  |  | no |  |  | 1385785.005 | 15316639.961 |  | -1
node_8101705_200978801 |  |  | PQ | ABCN | 19918.584 | 8101705 | no | no |  |  | no |  |  | 1391947.156 | 15322759.393 |  | -1
node_8101705_200978904 |  |  | PQ | ABCD | 2771.281 | 8101705 | no | no |  |  | no |  |  | 1379263.36 | 15333148.814 |  | -1
node_8101705_200978905 |  |  | PQ | ABCD | 2771.281 | 8101705 | no | no |  |  | no |  |  | 1379252.52 | 15333419.703 |  | -1
node_8101705_200978906 |  |  | PQ | ABCD | 2771.281 | 8101705 | no | no |  |  | no |  |  | 1379242.759 | 15333653.801 |  | -1
node_8101705_200979028 |  |  | PQ | AN | 385.57 | 8101705 | no | no |  |  | no |  |  | 1394042.74 | 15347493.054 |  | -1
node_8101705_200981752 |  |  | PQ | AN | 2771.281 | 8101705 | no | no |  |  | no |  |  | 1380460.014 | 15327015.645 |  | -1
node_8101705_200982790 |  |  | PQ | AD | 19918.584 | 8101705 | no | no |  |  | no |  |  | 1391490.751 | 15342990.435 |  | -1
node_8101705_200982791 |  |  | PQ | AN | 19918.584 | 8101705 | no | no |  |  | no |  |  | 1391566.95 | 15343264.036 |  | -1
node_8101705_200982889 |  |  | PQ | AN | 19918.584 | 8101705 | no | no |  |  | no |  |  | 1386757.141 | 15349532.746 |  | -1
node_8101705_200984542 |  |  | PQ | AD | 2771.281 | 8101705 | no | no |  |  | no |  |  | 1377114.686 | 15338549.49 |  | -1
node_8101705_200984543 |  |  | PQ | AN | 2771.281 | 8101705 | no | no |  |  | no |  |  | 1376873.171 | 15338642.943 |  | -1
node_8101705_200986668 |  |  | PQ | ABCN | 0 | 8101705 | no | no |  |  | no |  |  | 1392073.093 | 15352887.008 |  | -1
node_8101705_200987311 |  |  | PQ | ABCN | 19918.584 | 8101705 | no | no |  |  | no |  |  | 1394734.898 | 15322995.252 |  | -1
node_8101705_200987312 |  |  | PQ | ABCN | 19918.584 | 8101705 | no | no |  |  | no |  |  | 1394734.649 | 15323028.392 |  | -1
node_8101705_200987313 |  |  | PQ | ABCN | 19918.584 | 8101705 | no | no |  |  | no |  |  | 1394754.828 | 15323028.671 |  | -1
node_8101705_200987521 |  |  | PQ | ABCN | 19918.584 | 8101705 | no | no |  |  | no |  |  | 1394999.947 | 15321017.931 |  | -1
node_8101705_201004618 |  |  | PQ | ABCN | 2771.281 | 8101705 | no | no |  |  | no |  |  | 1397384.357 | 15312784.479 |  | -1
node_8101705_201008351 |  |  | PQ | AN | 19918.584 | 8101705 | no | no |  |  | no |  |  | 1391032.865 | 15343041.618 |  | -1
node_8101705_201008352 |  |  | PQ | AD | 19918.584 | 8101705 | no | no |  |  | no |  |  | 1391219.534 | 15342951.808 |  | -1
node_8101705_201008353 |  |  | PQ | AD | 19918.584 | 8101705 | no | no |  |  | no |  |  | 1391249.056 | 15342767.759 |  | -1
node_8101705_201009120 |  |  | PQ | AN | 19918.584 | 8101705 | no | no |  |  | no |  |  | 1386069.17 | 15351500.31 |  | -1
node_8101705_201009913 |  |  | PQ | AN | 2771.281 | 8101705 | no | no |  |  | no |  |  | 1398345.154 | 15340079.151 |  | -1
node_8101705_201010130 |  |  | PQ | ABCN | 19918.584 | 8101705 | no | no |  |  | no |  |  | 1400118.217 | 15318079.393 |  | -1
node_8101705_201010503 |  |  | PQ | ABCN | 19918.584 | 8101705 | no | no |  |  | no |  |  | 1393345.377 | 15339628.109 |  | -1
node_8101705_201010585 |  |  | PQ | ABCN | 19918.584 | 8101705 | no | no |  |  | no |  |  | 1400039.753 | 15317952.584 |  | -1
node_8101705_201012079 |  |  | PQ | ABCD | 2771.281 | 8101705 | no | no |  |  | no |  |  | 1396212.004 | 15310209.418 |  | -1
node_8101705_201014630 |  |  | PQ | AN | 19918.584 | 8101705 | no | no |  |  | no |  |  | 1395912.535 | 15326402.5 |  | -1
node_8101705_201014959 |  |  | PQ | ABCN | 2771.281 | 8101705 | no | no |  |  | no |  |  | 1393322.818 | 15341088.132 |  | -1
node_8101705_201014960 |  |  | PQ | AD | 19918.584 | 8101705 | no | no |  |  | no |  |  | 1391350.759 | 15341204.108 |  | -1
node_8101705_201014962 |  |  | PQ | AN | 0 | 8101705 | no | no |  |  | no |  |  | 1391967.281 | 15353416.905 |  | -1
node_8101705_201015557 |  |  | PQ | ABCN | 19918.584 | 8101705 | no | no |  |  | no |  |  | 1397313.979 | 15316788.161 |  | -1
node_8101705_201018403 |  |  | PQ | ABCN | 19918.584 | 8101705 | no | no |  |  | no |  |  | 1400210.062 | 15318232.486 |  | -1
node_8101705_201018474 |  |  | PQ | ABCD | 2771.281 | 8101705 | no | no |  |  | no |  |  | 1378347.882 | 15321633.384 |  | -1
node_8101705_201018775 |  |  | PQ | AN | 19918.584 | 8101705 | no | no |  |  | no |  |  | 1394832.292 | 15323529.567 |  | -1
node_8101705_201020630 |  |  | PQ | ABCN | 19918.584 | 8101705 | no | no |  |  | no |  |  | 1384759.934 | 15330490.646 |  | -1
node_8101705_201020631 |  |  | PQ | ABCN | 19918.584 | 8101705 | no | no |  |  | no |  |  | 1384776.793 | 15330493.204 |  | -1
node_8101705_201021259 |  |  | PQ | AN | 2771.281 | 8101705 | no | no |  |  | no |  |  | 1382330.617 | 15336045.505 |  | -1
node_8101705_201021268 |  |  | PQ | ABCN | 19918.584 | 8101705 | no | no |  |  | no |  |  | 1394867.752 | 15321231.594 |  | -1
node_8101705_201021361 |  |  | PQ | AN | 2771.281 | 8101705 | no | no |  |  | no |  |  | 1395487.537 | 15318509.962 |  | -1
node_8101705_201026456 |  |  | PQ | ABCN | 2771.281 | 8101705 | no | no |  |  | no |  |  | 1373299.209 | 15327216.957 |  | -1
node_8101705_201026829 |  |  | PQ | ABCN | 2771.281 | 8101705 | no | no |  |  | no |  |  | 1374681.79 | 15326188.281 |  | -1
node_8101705_201027874 |  |  | PQ | AN | 2771.281 | 8101705 | no | no |  |  | no |  |  | 1397914.752 | 15341141.075 |  | -1
node_8101705_201040447 |  |  | PQ | AD | 2771.281 | 8101705 | no | no |  |  | no |  |  | 1381678.749 | 15321487.498 |  | -1
node_8101705_201040448 |  |  | PQ | AD | 2771.281 | 8101705 | no | no |  |  | no |  |  | 1381440.248 | 15321526.03 |  | -1
node_8101705_201040449 |  |  | PQ | AD | 2771.281 | 8101705 | no | no |  |  | no |  |  | 1381200.571 | 15321584.14 |  | -1
node_8101705_201040450 |  |  | PQ | AD | 2771.281 | 8101705 | no | no |  |  | no |  |  | 1380289.182 | 15321658.196 |  | -1
node_8101705_201040451 |  |  | PQ | AD | 2771.281 | 8101705 | no | no |  |  | no |  |  | 1380060.019 | 15321759.659 |  | -1
node_8101705_201040452 |  |  | PQ | AD | 2771.281 | 8101705 | no | no |  |  | no |  |  | 1379341.75 | 15322210.456 |  | -1
node_8101705_201040453 |  |  | PQ | AN | 2771.281 | 8101705 | no | no |  |  | no |  |  | 1377831.016 | 15323334.733 |  | -1
node_8101705_201040454 |  |  | PQ | AD | 2771.281 | 8101705 | no | no |  |  | no |  |  | 1380743.147 | 15321606.442 |  | -1
node_8101705_201040987 |  |  | PQ | ABCN | 19918.584 | 8101705 | no | no |  |  | no |  |  | 1398326.766 | 15314391.444 |  | -1
node_8101705_201041922 |  |  | PQ | AN | 2771.281 | 8101705 | no | no |  |  | no |  |  | 1383497.362 | 15330796.518 |  | -1
node_8101705_201041923 |  |  | PQ | AD | 2771.281 | 8101705 | no | no |  |  | no |  |  | 1383390.113 | 15331049.343 |  | -1
node_8101705_201041925 |  |  | PQ | AD | 2771.281 | 8101705 | no | no |  |  | no |  |  | 1383306.776 | 15331800.206 |  | -1
node_8101705_201041926 |  |  | PQ | AN | 2771.281 | 8101705 | no | no |  |  | no |  |  | 1383393.841 | 15331960.352 |  | -1
node_8101705_201041927 |  |  | PQ | AD | 2771.281 | 8101705 | no | no |  |  | no |  |  | 1383468.301 | 15332100.739 |  | -1
node_8101705_201041928 |  |  | PQ | AN | 2771.281 | 8101705 | no | no |  |  | no |  |  | 1383580.652 | 15332339.804 |  | -1
node_8101705_201041929 |  |  | PQ | AD | 2771.281 | 8101705 | no | no |  |  | no |  |  | 1383749.643 | 15332727.806 |  | -1
node_8101705_201041930 |  |  | PQ | AD | 2771.281 | 8101705 | no | no |  |  | no |  |  | 1383666.452 | 15332519.975 |  | -1
node_8101705_201041931 |  |  | PQ | AD | 2771.281 | 8101705 | no | no |  |  | no |  |  | 1383836.384 | 15332999.191 |  | -1
node_8101705_201041932 |  |  | PQ | AD | 2771.281 | 8101705 | no | no |  |  | no |  |  | 1383926.272 | 15333182.357 |  | -1
node_8101705_201041933 |  |  | PQ | AN | 2771.281 | 8101705 | no | no |  |  | no |  |  | 1384015.294 | 15333370.709 |  | -1
node_8101705_201041934 |  |  | PQ | AD | 2771.281 | 8101705 | no | no |  |  | no |  |  | 1384121.206 | 15333521.297 |  | -1
node_8101705_201041935 |  |  | PQ | AN | 2771.281 | 8101705 | no | no |  |  | no |  |  | 1384228.094 | 15333691.36 |  | -1
node_8101705_201041936 |  |  | PQ | AN | 2771.281 | 8101705 | no | no |  |  | no |  |  | 1384437.477 | 15333925.955 |  | -1
node_8101705_201041937 |  |  | PQ | AD | 2771.281 | 8101705 | no | no |  |  | no |  |  | 1384508.82 | 15334145.503 |  | -1
node_8101705_201041938 |  |  | PQ | AN | 2771.281 | 8101705 | no | no |  |  | no |  |  | 1384572.856 | 15334360.771 |  | -1
node_8101705_201041939 |  |  | PQ | AN | 2771.281 | 8101705 | no | no |  |  | no |  |  | 1384603.078 | 15334601.584 |  | -1
node_8101705_201041940 |  |  | PQ | AN | 2771.281 | 8101705 | no | no |  |  | no |  |  | 1384621.581 | 15334751.163 |  | -1
node_8101705_201041941 |  |  | PQ | AN | 2771.281 | 8101705 | no | no |  |  | no |  |  | 1384648.79 | 15334963.387 |  | -1
node_8101705_201041942 |  |  | PQ | AN | 2771.281 | 8101705 | no | no |  |  | no |  |  | 1384722.158 | 15335290.556 |  | -1
node_8101705_201041944 |  |  | PQ | AD | 2771.281 | 8101705 | no | no |  |  | no |  |  | 1384719.83 | 15335523.371 |  | -1
node_8101705_201041945 |  |  | PQ | AN | 2771.281 | 8101705 | no | no |  |  | no |  |  | 1384709.589 | 15335893.51 |  | -1
node_8101705_201041946 |  |  | PQ | AN | 2771.281 | 8101705 | no | no |  |  | no |  |  | 1384696.123 | 15336194.188 |  | -1
node_8101705_201041947 |  |  | PQ | AD | 2771.281 | 8101705 | no | no |  |  | no |  |  | 1384686.588 | 15336508.248 |  | -1
node_8101705_201041948 |  |  | PQ | AD | 2771.281 | 8101705 | no | no |  |  | no |  |  | 1384686.428 | 15336768.098 |  | -1
node_8101705_201041949 |  |  | PQ | AD | 2771.281 | 8101705 | no | no |  |  | no |  |  | 1384712.935 | 15335734.132 |  | -1
node_8101705_201046368 |  |  | PQ | AN | 2771.281 | 8101705 | no | no |  |  | no |  |  | 1385622.234 | 15323719.948 |  | -1
node_8101705_201050081 |  |  | PQ | ABCN | 2771.281 | 8101705 | no | no |  |  | no |  |  | 1378009.973 | 15329774.923 |  | -1
node_8101705_201050082 |  |  | PQ | ABCN | 2771.281 | 8101705 | no | no |  |  | no |  |  | 1377963.439 | 15329773.031 |  | -1
node_8101705_201055672 |  |  | PQ | ABCD | 2771.281 | 8101705 | no | no |  |  | no |  |  | 1375764.908 | 15329388.55 |  | -1
node_8101705_201055673 |  |  | PQ | ABCD | 2771.281 | 8101705 | no | no |  |  | no |  |  | 1376308.057 | 15329666.651 |  | -1
node_8101705_201055674 |  |  | PQ | ABCD | 2771.281 | 8101705 | no | no |  |  | no |  |  | 1376806.301 | 15329729.291 |  | -1
node_8101705_201055675 |  |  | PQ | ABCD | 2771.281 | 8101705 | no | no |  |  | no |  |  | 1377115.986 | 15329744.213 |  | -1
node_8101705_201055676 |  |  | PQ | ABCD | 2771.281 | 8101705 | no | no |  |  | no |  |  | 1376037.51 | 15329529.88 |  | -1
node_8101705_201055811 |  |  | PQ | ABCN | 2771.281 | 8101705 | no | no |  |  | no |  |  | 1375916.006 | 15329469.024 |  | -1
node_8101705_201055812 |  |  | PQ | ABCD | 2771.281 | 8101705 | no | no |  |  | no |  |  | 1377469.872 | 15329751.7 |  | -1
node_8101705_201055813 |  |  | PQ | ABCD | 2771.281 | 8101705 | no | no |  |  | no |  |  | 1377693.653 | 15329762.055 |  | -1
node_8101705_201055814 |  |  | PQ | ABCD | 2771.281 | 8101705 | no | no |  |  | no |  |  | 1375488.218 | 15329249.317 |  | -1
node_8101705_201055816 |  |  | PQ | ABCN | 2771.281 | 8101705 | no | no |  |  | no |  |  | 1378078.948 | 15329780.988 |  | -1
node_8101705_201055817 |  |  | PQ | ABCN | 2771.281 | 8101705 | no | no |  |  | no |  |  | 1377900.572 | 15329770.322 |  | -1
node_8101705_201055818 |  |  | PQ | ABCN | 2771.281 | 8101705 | no | no |  |  | no |  |  | 1377854.665 | 15329771.373 |  | -1
node_8101705_201055820 |  |  | PQ | ABCD | 2771.281 | 8101705 | no | no |  |  | no |  |  | 1375612.929 | 15329320.99 |  | -1
node_8101705_201058531 |  |  | PQ | AN | 385.57 | 8101705 | no | no |  |  | no |  |  | 1395665.535 | 15342975.688 |  | -1
node_8101705_201058683 |  |  | PQ | ABCN | 2771.281 | 8101705 | no | no |  |  | no |  |  | 1393186.418 | 15342200.838 |  | -1
node_8101705_201065550 |  |  | PQ | ABCN | 19918.584 | 8101705 | no | no |  |  | no |  |  | 1394691.562 | 15322657.733 |  | -1
node_8101705_201065564 |  |  | PQ | AN | 2771.281 | 8101705 | no | no |  |  | no |  |  | 1378195.101 | 15333096.827 |  | -1
node_8101705_201065619 |  |  | PQ | AD | 2771.281 | 8101705 | no | no |  |  | no |  |  | 1397430.566 | 15312513.877 |  | -1
node_8101705_310000190 |  |  | PQ | ABCN | 19918.584 | 8101705 | no | no |  |  | no |  |  | 1397851.332 | 15315954.949 |  | -1
node_8101705_310011316 |  |  | PQ | ABCN | 2771.281 | 8101705 | no | no |  |  | no |  |  | 1392326.604 | 15347289.081 |  | -1
node_8101705_310011317 |  |  | PQ | ABCN | 2771.281 | 8101705 | no | no |  |  | no |  |  | 1392129.02 | 15347691.719 |  | -1
node_8101705_310011327 |  |  | PQ | ABCN | 2771.281 | 8101705 | no | no |  |  | no |  |  | 1392465.318 | 15350249.25 |  | -1
node_8101705_310027613 |  |  | PQ | AD | 2771.281 | 8101705 | no | no |  |  | no |  |  | 1391333.217 | 15319922.804 |  | -1
node_8101705_310027614 |  |  | PQ | AN | 2771.281 | 8101705 | no | no |  |  | no |  |  | 1391048.473 | 15319828.781 |  | -1
node_8101705_311846113 |  |  | PQ | AN | 19918.584 | 8101705 | no | no |  |  | no |  |  | 1383770.366 | 15329817.827 |  | -1
node_8101705_311851810 |  |  | PQ | ABCD | 2771.281 | 8101705 | no | no |  |  | no |  |  | 1379087.331 | 15335559.738 |  | -1
node_8101705_311854685 |  |  | PQ | AD | 19918.584 | 8101705 | no | no |  |  | no |  |  | 1381717.354 | 15346414.23 |  | -1
node_8101705_311856254 |  |  | PQ | ABCN | 2771.281 | 8101705 | no | no |  |  | no |  |  | 1373008.159 | 15327610.687 |  | -1
node_8101705_311878792 |  |  | PQ | AN | 7199.558 | 8101705 | no | no |  |  | no |  |  | 1395039.806 | 15325426.281 |  | -1
node_8101705_311878799 |  |  | PQ | AN | 7199.558 | 8101705 | no | no |  |  | no |  |  | 1395274.788 | 15325853.798 |  | -1
node_8101705_311878802 |  |  | PQ | ABCN | 7199.558 | 8101705 | no | no |  |  | no |  |  | 1397576.841 | 15313220.942 |  | -1
node_8101705_311901964 |  |  | PQ | AN | 385.57 | 8101705 | no | no |  |  | no |  |  | 1393286.06 | 15342195.754 |  | -1
node_8101705_311901965 |  |  | PQ | AD | 385.57 | 8101705 | no | no |  |  | no |  |  | 1393582.548 | 15342317.75 |  | -1
node_8101705_311901967 |  |  | PQ | AD | 385.57 | 8101705 | no | no |  |  | no |  |  | 1393826.268 | 15342367.158 |  | -1
node_8101705_311901969 |  |  | PQ | AD | 385.57 | 8101705 | no | no |  |  | no |  |  | 1394132.563 | 15342243.82 |  | -1
node_8101705_311902137 |  |  | PQ | AD | 385.57 | 8101705 | no | no |  |  | no |  |  | 1394377.576 | 15342140.808 |  | -1
node_8101705_311902138 |  |  | PQ | AD | 385.57 | 8101705 | no | no |  |  | no |  |  | 1394619.485 | 15341989.989 |  | -1
node_8101705_311902139 |  |  | PQ | AD | 385.57 | 8101705 | no | no |  |  | no |  |  | 1394907.005 | 15341947.917 |  | -1
node_8101705_311902140 |  |  | PQ | AN | 385.57 | 8101705 | no | no |  |  | no |  |  | 1395196.943 | 15341860.038 |  | -1
node_8101705_311902141 |  |  | PQ | AD | 385.57 | 8101705 | no | no |  |  | no |  |  | 1395482.546 | 15341849.909 |  | -1
node_8101705_311902152 |  |  | PQ | AN | 385.57 | 8101705 | no | no |  |  | no |  |  | 1395772.678 | 15341824.013 |  | -1
node_8101705_311910968 |  |  | PQ | AN | 7199.558 | 8101705 | no | no |  |  | no |  |  | 1395310.75 | 15326118.421 |  | -1
node_8101705_311910983 |  |  | PQ | ABCN | 2771.281 | 8101705 | no | no |  |  | no |  |  | 1393334.036 | 15339664.703 |  | -1
node_8101705_311910993 |  |  | PQ | AN | 7199.558 | 8101705 | no | no |  |  | no |  |  | 1395002.267 | 15325678.275 |  | -1
node_8101705_311910998 |  |  | PQ | AN | 2771.281 | 8101705 | no | no |  |  | no |  |  | 1383731.338 | 15330230.24 |  | -1
node_8101705_311911002 |  |  | PQ | AN | 2771.281 | 8101705 | no | no |  |  | no |  |  | 1383468.63 | 15348285.253 |  | -1
node_8101705_311913341 |  |  | PQ | ABCN | 19918.584 | 8101705 | no | no |  |  | no |  |  | 1398914.879 | 15316578.115 |  | -1
node_8101705_311918783 |  |  | PQ | AN | 2771.281 | 8101705 | no | no |  |  | no |  |  | 1383842.986 | 15328918.962 |  | -1
node_8101705_311918784 |  |  | PQ | AN | 2771.281 | 8101705 | no | no |  |  | no |  |  | 1383970.475 | 15328971.306 |  | -1
node_8101705_311931548 |  |  | PQ | AN | 2771.281 | 8101705 | no | no |  |  | no |  |  | 1402020.375 | 15339495.456 |  | -1
node_8101705_311931671 |  |  | PQ | ABCN | 2771.281 | 8101705 | no | no |  |  | no |  |  | 1373192.119 | 15327283.237 |  | -1
node_8101705_311982730 |  |  | PQ | AN | 2771.281 | 8101705 | no | no |  |  | no |  |  | 1395533.779 | 15318287.693 |  | -1
node_8101705_311990245 |  |  | PQ | AN | 2771.281 | 8101705 | no | no |  |  | no |  |  | 1387167.675 | 15338688.842 |  | -1
node_8101705_311995248 |  |  | PQ | AN | 2771.281 | 8101705 | no | no |  |  | no |  |  | 1397804.066 | 15342189.239 |  | -1
node_8101705_312003463 |  |  | PQ | ABCN | 2771.281 | 8101705 | no | no |  |  | no |  |  | 1373508.879 | 15326988.813 |  | -1
node_8101705_312004822 |  |  | PQ | ABCN | 2771.281 | 8101705 | no | no |  |  | no |  |  | 1396854.324 | 15311877.544 |  | -1
node_8101705_312006231 |  |  | PQ | ABCN | 2771.281 | 8101705 | no | no |  |  | no |  |  | 1396964.005 | 15311856.518 |  | -1
node_8101705_312033088 |  |  | PQ | ABCN | 19918.584 | 8101705 | no | no |  |  | no |  |  | 1397435.862 | 15313818.935 |  | -1
node_8101705_312033089 |  |  | PQ | ABCN | 19918.584 | 8101705 | no | no |  |  | no |  |  | 1397354.2 | 15313833.647 |  | -1
node_8101705_312069105 |  |  | PQ | AN | 19918.584 | 8101705 | no | no |  |  | no |  |  | 1385628.568 | 15330911.553 |  | -1
node_8101705_312072220 |  |  | PQ | AD | 385.57 | 8101705 | no | no |  |  | no |  |  | 1396805.545 | 15346635.297 |  | -1
node_8101705_312083506 |  |  | PQ | ABCN | 19918.584 | 8101705 | no | no |  |  | no |  |  | 1387602.14 | 15328364.906 |  | -1
node_8101705_312083507 |  |  | PQ | ABCN | 19918.584 | 8101705 | no | no |  |  | no |  |  | 1387636.788 | 15328350.223 |  | -1
node_8101705_312085883 |  |  | PQ | ABCN | 19918.584 | 8101705 | no | no |  |  | no |  |  | 1392236.297 | 15336864.487 |  | -1
node_8101705_312107044 |  |  | PQ | ABCN | 2771.281 | 8101705 | no | no |  |  | no |  |  | 1393312.609 | 15344104.338 |  | -1
node_8101705_312107052 |  |  | PQ | ABCN | 2771.281 | 8101705 | no | no |  |  | no |  |  | 1392763.092 | 15346241.04 |  | -1
node_8101705_312107053 |  |  | PQ | ABCN | 2771.281 | 8101705 | no | no |  |  | no |  |  | 1392519.011 | 15346812.953 |  | -1
node_8101705_312107054 |  |  | PQ | ABCN | 0 | 8101705 | no | no |  |  | no |  |  | 1392021.618 | 15353036.688 |  | -1
node_8101705_312107625 |  |  | PQ | ABCN | 2771.281 | 8101705 | no | no |  |  | no |  |  | 1392077.041 | 15348348.058 |  | -1
node_8101705_312107631 |  |  | PQ | ABCN | 2771.281 | 8101705 | no | no |  |  | no |  |  | 1392378.389 | 15349381.225 |  | -1
node_8101705_312107632 |  |  | PQ | ABCN | 2771.281 | 8101705 | no | no |  |  | no |  |  | 1392434.689 | 15349644.077 |  | -1
node_8101705_312107713 |  |  | PQ | AD | 385.57 | 8101705 | no | no |  |  | no |  |  | 1393198.099 | 15340190.148 |  | -1
node_8101705_312111297 |  |  | PQ | ABCN | 2771.281 | 8101705 | no | no |  |  | no |  |  | 1392463.705 | 15350946.89 |  | -1
node_8101705_312111307 |  |  | PQ | ABCN | 2771.281 | 8101705 | no | no |  |  | no |  |  | 1392457.522 | 15351230.938 |  | -1
node_8101705_312111308 |  |  | PQ | ABCN | 2771.281 | 8101705 | no | no |  |  | no |  |  | 1392422.572 | 15351589.283 |  | -1
node_8101705_312111309 |  |  | PQ | ABCN | 2771.281 | 8101705 | no | no |  |  | no |  |  | 1392353.158 | 15352015.737 |  | -1
node_8101705_312111342 |  |  | PQ | ABCD | 19918.584 | 8101705 | no | no |  |  | no |  |  | 1397859.072 | 15315970.89 |  | -1
node_8101705_312138395 |  |  | PQ | ABCN | 19918.584 | 8101705 | no | no |  |  | no |  |  | 1399254.306 | 15316700.03 |  | -1
node_8101705_312139807 |  |  | PQ | ABCN | 19918.584 | 8101705 | no | no |  |  | no |  |  | 1392406.73 | 15339475.523 |  | -1
node_8101705_312140023 |  |  | PQ | ABCN | 2771.281 | 8101705 | no | no |  |  | no |  |  | 1392291.338 | 15352384.074 |  | -1
node_8101705_312140034 |  |  | PQ | AN | 0 | 8101705 | no | no |  |  | no |  |  | 1391896.465 | 15353158.143 |  | -1
node_8101705_312148776 |  |  | PQ | ABCN | 19918.584 | 8101705 | no | no |  |  | no |  |  | 1400087.377 | 15318276.626 |  | -1
node_8101705_312159963 |  |  | PQ | ABCD | 2771.281 | 8101705 | no | no |  |  | no |  |  | 1395998.952 | 15309919.658 |  | -1
node_8101705_312159977 |  |  | PQ | ABCN | 19918.584 | 8101705 | no | no |  |  | no |  |  | 1391451.765 | 15340231.987 |  | -1
node_8101705_312159994 |  |  | PQ | ABCD | 2771.281 | 8101705 | no | no |  |  | no |  |  | 1371255.249 | 15328711.887 |  | -1
node_220382474 |  |  | PQ | AN | 19918.584 | 8101705 | no | no |  |  | no |  |  | 1382090.484 | 15348241.729 |  | -1
node_220382502 |  |  | PQ | AD | 19918.584 | 8101705 | no | no |  |  | no |  |  | 1380968.509 | 15347160.898 |  | -1
node_220382529 |  |  | PQ | AN | 2771.281 | 8101705 | no | no |  |  | no |  |  | 1392461.606 | 15346972.558 |  | -1
node_220382530 |  |  | PQ | AD | 19918.584 | 8101705 | no | no |  |  | no |  |  | 1380914.983 | 15347199.944 |  | -1
node_220382531 |  |  | PQ | AN | 19918.584 | 8101705 | no | no |  |  | no |  |  | 1383463.559 | 15348277.183 |  | -1
node_220382559 |  |  | PQ | AD | 19918.584 | 8101705 | no | no |  |  | no |  |  | 1390517.97 | 15323477.422 |  | -1
node_220382563 |  |  | PQ | AN | 19918.584 | 8101705 | no | no |  |  | no |  |  | 1396414.505 | 15318585.205 |  | -1
node_220382587 |  |  | PQ | AN | 19918.584 | 8101705 | no | no |  |  | no |  |  | 1383774.935 | 15328939.146 |  | -1
node_220382679 |  |  | PQ | ABCN | 19918.584 | 8101705 | no | no |  |  | no |  |  | 1379399.42 | 15330489.693 |  | -1
node_220382700 |  |  | PQ | AN | 19918.584 | 8101705 | no | no |  |  | no |  |  | 1394992.495 | 15325675.343 |  | -1
node_220382704 |  |  | PQ | AN | 19918.584 | 8101705 | no | no |  |  | no |  |  | 1394987.018 | 15325392.698 |  | -1
node_220382720 |  |  | PQ | ABCN | 7199.558 | 8101705 | no | no |  |  | no |  |  | 1397497.479 | 15312909.312 |  | -1
node_220382722 |  |  | PQ | ABCN | 7199.558 | 8101705 | no | no |  |  | no |  |  | 1398106.04 | 15312901.571 |  | -1
node_220382723 |  |  | PQ | ABCN | 7199.558 | 8101705 | no | no |  |  | no |  |  | 1398329.318 | 15313233.018 |  | -1
node_220382724 |  |  | PQ | ABCN | 7199.558 | 8101705 | no | no |  |  | no |  |  | 1398456.427 | 15313635.404 |  | -1
node_220382735 |  |  | PQ | ABCN | 7199.558 | 8101705 | no | no |  |  | no |  |  | 1398077.11 | 15313809.988 |  | -1
node_220382743 |  |  | PQ | ABCN | 19918.584 | 8101705 | no | no |  |  | no |  |  | 1397660.64 | 15313782.227 |  | -1
node_220382744 |  |  | PQ | ABCN | 19918.584 | 8101705 | no | no |  |  | no |  |  | 1397417.492 | 15313379.232 |  | -1
node_220382746 |  |  | PQ | ABCN | 19918.584 | 8101705 | no | no |  |  | no |  |  | 1397439.756 | 15312917.679 |  | -1
node_220382747 |  |  | PQ | ABCN | 19918.584 | 8101705 | no | no |  |  | no |  |  | 1397338.153 | 15312876.148 |  | -1
node_220382770 |  |  | PQ | AN | 19918.584 | 8101705 | no | no |  |  | no |  |  | 1395271.27 | 15320088.599 |  | -1
node_220382772 |  |  | PQ | AN | 19918.584 | 8101705 | no | no |  |  | no |  |  | 1393551.803 | 15339496.21 |  | -1
node_220382774 |  |  | PQ | AN | 19918.584 | 8101705 | no | no |  |  | no |  |  | 1392471.158 | 15336437.007 |  | -1
node_220382778 |  |  | PQ | AN | 19918.584 | 8101705 | no | no |  |  | no |  |  | 1395220.459 | 15320086.225 |  | -1
node_220382789 |  |  | PQ | ABN | 19918.584 | 8101705 | no | no |  |  | no |  |  | 1400009.868 | 15318237.688 |  | -1
node_220382791 |  |  | PQ | AN | 19918.584 | 8101705 | no | no |  |  | no |  |  | 1399377.532 | 15316776.79 |  | -1
node_220382796 |  |  | PQ | ABCN | 19918.584 | 8101705 | no | no |  |  | no |  |  | 1397686.121 | 15316221.458 |  | -1
node_220382802 |  |  | PQ | AN | 19918.584 | 8101705 | no | no |  |  | no |  |  | 1395311.168 | 15326131.29 |  | -1
node_220387964 |  |  | PQ | AN | 19918.584 | 8101705 | no | no |  |  | no |  |  | 1379683.001 | 15328259.842 |  | -1
node_220431881 |  |  | PQ | ABCN | 7199.558 | 8101705 | no | no |  |  | no |  |  | 1397471.296 | 15312907.723 |  | -1
node_220431923 |  |  | PQ | ABCN | 7199.558 | 8101705 | no | no |  |  | no |  |  | 1397669.056 | 15313775.119 |  | -1
node_220431943 |  |  | PQ | ABCN | 7199.558 | 8101705 | no | no |  |  | no |  |  | 1397402.461 | 15313380.417 |  | -1
node_220462728 |  |  | PQ | AN | 2771.281 | 8101705 | no | no |  |  | no |  |  | 1399387.316 | 15316778.778 |  | -1
node_220464543 |  |  | PQ | AN | 2771.281 | 8101705 | no | no |  |  | no |  |  | 1383775.875 | 15328912.135 |  | -1
node_220464870 |  |  | PQ | AN | 2771.281 | 8101705 | no | no |  |  | no |  |  | 1383466.018 | 15348281.02 |  | -1
node_220465052 |  |  | PQ | ABCN | 2771.281 | 8101705 | no | no |  |  | no |  |  | 1397335.566 | 15312865.231 |  | -1
node_220465206 |  |  | PQ | ABN | 2771.281 | 8101705 | no | no |  |  | no |  |  | 1399988.38 | 15318235.133 |  | -1
node_220465246 |  |  | PQ | AN | 2771.281 | 8101705 | no | no |  |  | no |  |  | 1392460.772 | 15336433.71 |  | -1
node_220465248 |  |  | PQ | AD | 2771.281 | 8101705 | no | no |  |  | no |  |  | 1390504.174 | 15323475.196 |  | -1
node_220465249 |  |  | PQ | AN | 2771.281 | 8101705 | no | no |  |  | no |  |  | 1393574.076 | 15339496.821 |  | -1
node_220465250 |  |  | PQ | AN | 7199.558 | 8101705 | no | no |  |  | no |  |  | 1394998.19 | 15325677.052 |  | -1
node_220465251 |  |  | PQ | AN | 7199.558 | 8101705 | no | no |  |  | no |  |  | 1395310.945 | 15326124.408 |  | -1
node_220465263 |  |  | PQ | AN | 2771.281 | 8101705 | no | no |  |  | no |  |  | 1395212.608 | 15320085.858 |  | -1
node_220465266 |  |  | PQ | AN | 2771.281 | 8101705 | no | no |  |  | no |  |  | 1396405.067 | 15318586.706 |  | -1
node_220465497 |  |  | PQ | AN | 7199.558 | 8101705 | no | no |  |  | no |  |  | 1394991.666 | 15325395.462 |  | -1
node_220522156 |  |  | PQ | AN | 2771.281 | 8101705 | no | no |  |  | no |  |  | 1382088.007 | 15348249.417 |  | -1
node_220522159 |  |  | PQ | AN | 2771.281 | 8101705 | no | no |  |  | no |  |  | 1379683.987 | 15328233.344 |  | -1
node_220523546 |  |  | PQ | AN | 2771.281 | 8101705 | no | no |  |  | no |  |  | 1383735.155 | 15330221.293 |  | -1
node_220535377 |  |  | PQ | ABCN | 2771.281 | 8101705 | no | no |  |  | no |  |  | 1379394.016 | 15330505.075 |  | -1
node_220637557 |  |  | PQ | ABCN | 2771.281 | 8101705 | no | no |  |  | no |  |  | 1378093.974 | 15329781.59 |  | -1
node_220646703 |  |  | PQ | AN | 2771.281 | 8101705 | no | no |  |  | no |  |  | 1393195.296 | 15342200.54 |  | -1
node_311875648 |  |  | PQ | ABCN | 19918.584 | 8101705 | no | no |  |  | no |  |  | 1394709.388 | 15322726.74 |  | -1
node_311908010 |  |  | PQ | ABCN | 19918.584 | 8101705 | no | no |  |  | no |  |  | 1378105.238 | 15329782.041 |  | -1
node_312011934 |  |  | PQ | AN | 19918.584 | 8101705 | no | no |  |  | no |  |  | 1383741.049 | 15330207.636 |  | -1
node_312107698 |  |  | PQ | AN | 385.57 | 8101705 | no | no |  |  | no |  |  | 1392491.121 | 15347020.901 |  | -1
node_312107709 |  |  | PQ | AN | 385.57 | 8101705 | no | no |  |  | no |  |  | 1393282.425 | 15342195.946 |  | -1
node_NG-29-220415816 |  |  | PQ | ABCN | 7199.558 | 8101705 | no | no |  |  | no |  |  | 1397705.03 | 15313778.429 |  | -1
node_NG-36-310064442 |  |  | PQ | ABCN | 7199.558 | 8101705 | no | no |  |  | no |  |  | 1398455.65 | 15313632.669 |  | -1
node_NG-46-220415792 |  |  | PQ | ABCN | 7199.558 | 8101705 | no | no |  |  | no |  |  | 1398330.339 | 15313232.566 |  | -1
node_NG-56-220415771 |  |  | PQ | ABCN | 7199.558 | 8101705 | no | no |  |  | no |  |  | 1398094.314 | 15312892.263 |  | -1
node_NG-59-220415795 |  |  | PQ | ABCN | 7199.558 | 8101705 | no | no |  |  | no |  |  | 1398103.905 | 15312900.173 |  | -1
node_NG-69-220415773 |  |  | PQ | ABCN | 7199.558 | 8101705 | no | no |  |  | no |  |  | 1397925.037 | 15312749.652 |  | -1
node_NG-79-310033733 |  |  | PQ | ABCN | 7199.558 | 8101705 | no | no |  |  | no |  |  | 1397499.839 | 15312909.751 |  | -1
node_NG-86-220415783 |  |  | PQ | ABCN | 7199.558 | 8101705 | no | no |  |  | no |  |  | 1398073.264 | 15313809.661 |  | -1
node_SOURCE_8101705 |  |  | SWING | ABCN | 19918.584 | 8101705 | no | no |  |  | no |  |  | 1400148.679 | 15318347.227 |  | -1
node_intto1_428X6-220415660 |  |  | PQ | ABCN | 19918.584 | 8101705 | no | no |  |  | no |  |  | 1394712.278 | 15322738.704 |  | -1
node_intto1_428X32-220411199 |  |  | PQ | ABCN | 19918.584 | 8101705 | no | no |  |  | no |  |  | 1397742.687 | 15316128.173 |  | -1
node_intto1_428X37_NO-220415658 |  |  | PQ | ABCN | 19918.584 | 8101705 | no | no |  |  | no |  |  | 1397745.638 | 15316123.306 |  | -1
node_intto1_428X62-220654907 |  |  | PQ | ABCN | 19918.584 | 8101705 | no | no |  |  | no |  |  | 1394710.715 | 15322732.233 |  | -1
node_intto1_8101705_200816522 |  |  | PQ | AD | 19918.584 | 8101705 | no | no |  |  | no |  |  | 1390377.342 | 15345511.626 |  | -1
node_intto1_8101705_200816556 |  |  | PQ | AD | 19918.584 | 8101705 | no | no |  |  | no |  |  | 1385796.536 | 15352176.461 |  | -1
node_intto1_8101705_200816792 |  |  | PQ | ABCN | 0 | 8101705 | no | no |  |  | no |  |  | 1391972.823 | 15353178.578 |  | -1
node_intto1_8101705_200816860 |  |  | PQ | AN | 19918.584 | 8101705 | no | no |  |  | no |  |  | 1386891.177 | 15353392.464 |  | -1
node_intto1_8101705_200816863 |  |  | PQ | AD | 19918.584 | 8101705 | no | no |  |  | no |  |  | 1385969.122 | 15353854.64 |  | -1
node_intto1_8101705_200816878 |  |  | PQ | AD | 19918.584 | 8101705 | no | no |  |  | no |  |  | 1388832.898 | 15354120.033 |  | -1
node_intto1_8101705_200816963 |  |  | PQ | AD | 385.57 | 8101705 | no | no |  |  | no |  |  | 1392852.133 | 15347414.59 |  | -1
node_intto1_8101705_200816968 |  |  | PQ | AD | 385.57 | 8101705 | no | no |  |  | no |  |  | 1393107.461 | 15347213.457 |  | -1
node_intto1_8101705_200817252 |  |  | PQ | AD | 385.57 | 8101705 | no | no |  |  | no |  |  | 1396410.411 | 15347204.667 |  | -1
node_intto1_8101705_200817301 |  |  | PQ | AD | 2771.281 | 8101705 | no | no |  |  | no |  |  | 1383629.291 | 15348592.869 |  | -1
node_intto1_8101705_200817314 |  |  | PQ | AD | 2771.281 | 8101705 | no | no |  |  | no |  |  | 1381624.791 | 15348385.371 |  | -1
node_intto1_8101705_200817398 |  |  | PQ | ABCN | 19918.584 | 8101705 | no | no |  |  | no |  |  | 1378258.348 | 15346843.993 |  | -1
node_intto1_8101705_200817560 |  |  | PQ | AD | 19918.584 | 8101705 | no | no |  |  | no |  |  | 1390625.707 | 15345278.028 |  | -1
node_intto1_8101705_200817676 |  |  | PQ | AN | 19918.584 | 8101705 | no | no |  |  | no |  |  | 1389907.766 | 15344069.176 |  | -1
node_intto1_8101705_200820544 |  |  | PQ | ABCN | 19918.584 | 8101705 | no | no |  |  | no |  |  | 1398313.484 | 15314787.368 |  | -1
node_intto1_8101705_200820613 |  |  | PQ | AN | 7199.558 | 8101705 | no | no |  |  | no |  |  | 1395239.035 | 15325739.26 |  | -1
node_intto1_8101705_200820619 |  |  | PQ | AN | 7199.558 | 8101705 | no | no |  |  | no |  |  | 1395216.932 | 15325481.144 |  | -1
node_intto1_8101705_200820645 |  |  | PQ | ABCN | 7199.558 | 8101705 | no | no |  |  | no |  |  | 1397697 | 15313778.374 |  | -1
node_intto1_8101705_200820646 |  |  | PQ | ABCN | 7199.558 | 8101705 | no | no |  |  | no |  |  | 1397709.347 | 15313776.326 |  | -1
node_intto1_8101705_200820649 |  |  | PQ | ABCN | 7199.558 | 8101705 | no | no |  |  | no |  |  | 1398351.138 | 15313798.19 |  | -1
node_intto1_8101705_200820650 |  |  | PQ | ABCN | 7199.558 | 8101705 | no | no |  |  | no |  |  | 1398265.059 | 15313712.018 |  | -1
node_intto1_8101705_200820658 |  |  | PQ | ABCN | 7199.558 | 8101705 | no | no |  |  | no |  |  | 1397918.208 | 15312743.899 |  | -1
node_intto1_8101705_200820659 |  |  | PQ | ABCN | 7199.558 | 8101705 | no | no |  |  | no |  |  | 1397928.956 | 15312754.084 |  | -1
node_intto1_8101705_200820887 |  |  | PQ | ABCN | 2771.281 | 8101705 | no | no |  |  | no |  |  | 1396353.651 | 15310760.235 |  | -1
node_intto1_8101705_200820888 |  |  | PQ | ABCN | 2771.281 | 8101705 | no | no |  |  | no |  |  | 1396339.12 | 15310756.355 |  | -1
node_intto1_8101705_200821201 |  |  | PQ | ABCD | 2771.281 | 8101705 | no | no |  |  | no |  |  | 1396497.892 | 15310751.195 |  | -1
node_intto1_8101705_200821229 |  |  | PQ | ABCD | 2771.281 | 8101705 | no | no |  |  | no |  |  | 1397198.787 | 15312376.68 |  | -1
node_intto1_8101705_200821244 |  |  | PQ | ABCN | 19918.584 | 8101705 | no | no |  |  | no |  |  | 1397421.535 | 15313378.914 |  | -1
node_intto1_8101705_200821251 |  |  | PQ | ABCN | 19918.584 | 8101705 | no | no |  |  | no |  |  | 1397656.788 | 15313784.779 |  | -1
node_intto1_8101705_200821254 |  |  | PQ | ABCN | 19918.584 | 8101705 | no | no |  |  | no |  |  | 1397550.388 | 15313948.145 |  | -1
node_intto1_8101705_200821256 |  |  | PQ | ABCN | 19918.584 | 8101705 | no | no |  |  | no |  |  | 1397683.526 | 15314074.249 |  | -1
node_intto1_8101705_200821260 |  |  | PQ | ABCN | 19918.584 | 8101705 | no | no |  |  | no |  |  | 1397657.593 | 15314487.491 |  | -1
node_intto1_8101705_200821266 |  |  | PQ | ABCN | 19918.584 | 8101705 | no | no |  |  | no |  |  | 1398111.244 | 15315024.345 |  | -1
node_intto1_8101705_200821608 |  |  | PQ | ABCD | 2771.281 | 8101705 | no | no |  |  | no |  |  | 1396262.798 | 15310050.065 |  | -1
node_intto1_8101705_200821754 |  |  | PQ | AN | 19918.584 | 8101705 | no | no |  |  | no |  |  | 1394325.676 | 15322308.333 |  | -1
node_intto1_8101705_200821757 |  |  | PQ | ABCN | 19918.584 | 8101705 | no | no |  |  | no |  |  | 1397566.662 | 15316387.788 |  | -1
node_intto1_8101705_200821774 |  |  | PQ | ABCN | 19918.584 | 8101705 | no | no |  |  | no |  |  | 1392490.925 | 15336739.869 |  | -1
node_intto1_8101705_200821820 |  |  | PQ | AN | 19918.584 | 8101705 | no | no |  |  | no |  |  | 1391443.93 | 15340604.959 |  | -1
node_intto1_8101705_200821822 |  |  | PQ | AD | 19918.584 | 8101705 | no | no |  |  | no |  |  | 1391415.171 | 15340784.399 |  | -1
node_intto1_8101705_200821827 |  |  | PQ | AD | 19918.584 | 8101705 | no | no |  |  | no |  |  | 1391310.104 | 15341529.65 |  | -1
node_intto1_8101705_200821839 |  |  | PQ | ABCN | 19918.584 | 8101705 | no | no |  |  | no |  |  | 1398071.023 | 15315628.551 |  | -1
node_intto1_8101705_200821890 |  |  | PQ | AN | 19918.584 | 8101705 | no | no |  |  | no |  |  | 1394442.752 | 15322588.286 |  | -1
node_intto1_8101705_200821892 |  |  | PQ | ABCN | 19918.584 | 8101705 | no | no |  |  | no |  |  | 1394708.436 | 15322722.798 |  | -1
node_intto1_8101705_200821908 |  |  | PQ | AN | 19918.584 | 8101705 | no | no |  |  | no |  |  | 1394648.039 | 15323668.188 |  | -1
node_intto1_8101705_200821930 |  |  | PQ | ABCN | 19918.584 | 8101705 | no | no |  |  | no |  |  | 1394993.136 | 15325771.728 |  | -1
node_intto1_8101705_200821933 |  |  | PQ | ABCN | 19918.584 | 8101705 | no | no |  |  | no |  |  | 1395036.41 | 15325963.614 |  | -1
node_intto1_8101705_200821943 |  |  | PQ | ABCN | 19918.584 | 8101705 | no | no |  |  | no |  |  | 1395276.19 | 15326632.957 |  | -1
node_intto1_8101705_200821953 |  |  | PQ | AN | 19918.584 | 8101705 | no | no |  |  | no |  |  | 1395169.554 | 15327871.767 |  | -1
node_intto1_8101705_200821960 |  |  | PQ | AN | 19918.584 | 8101705 | no | no |  |  | no |  |  | 1395133.484 | 15328303.411 |  | -1
node_intto1_8101705_200821980 |  |  | PQ | ABCN | 19918.584 | 8101705 | no | no |  |  | no |  |  | 1394883.216 | 15330260.178 |  | -1
node_intto1_8101705_200821981 |  |  | PQ | ABCN | 19918.584 | 8101705 | no | no |  |  | no |  |  | 1394854.269 | 15330447.828 |  | -1
node_intto1_8101705_200821983 |  |  | PQ | AN | 19918.584 | 8101705 | no | no |  |  | no |  |  | 1394581.639 | 15330616.805 |  | -1
node_intto1_8101705_200821999 |  |  | PQ | AN | 19918.584 | 8101705 | no | no |  |  | no |  |  | 1394093.369 | 15332409.286 |  | -1
node_intto1_8101705_200822029 |  |  | PQ | ABCN | 19918.584 | 8101705 | no | no |  |  | no |  |  | 1393027.767 | 15336022.202 |  | -1
node_intto1_8101705_200822045 |  |  | PQ | AD | 2771.281 | 8101705 | no | no |  |  | no |  |  | 1399734.229 | 15318103.511 |  | -1
node_intto1_8101705_200822057 |  |  | PQ | AN | 19918.584 | 8101705 | no | no |  |  | no |  |  | 1398710.961 | 15315525.422 |  | -1
node_intto1_8101705_200822064 |  |  | PQ | ABN | 19918.584 | 8101705 | no | no |  |  | no |  |  | 1398957.828 | 15316177.006 |  | -1
node_intto1_8101705_200822065 |  |  | PQ | ABN | 19918.584 | 8101705 | no | no |  |  | no |  |  | 1399055.755 | 15316117.283 |  | -1
node_intto1_8101705_200822086 |  |  | PQ | ABN | 19918.584 | 8101705 | no | no |  |  | no |  |  | 1398959.478 | 15316688.352 |  | -1
node_intto1_8101705_200822096 |  |  | PQ | AD | 2771.281 | 8101705 | no | no |  |  | no |  |  | 1399624.243 | 15316819.138 |  | -1
node_intto1_8101705_200823057 |  |  | PQ | AD | 2771.281 | 8101705 | no | no |  |  | no |  |  | 1394269.662 | 15320076.227 |  | -1
node_intto1_8101705_200823068 |  |  | PQ | ABCN | 19918.584 | 8101705 | no | no |  |  | no |  |  | 1394338.666 | 15322032.721 |  | -1
node_intto1_8101705_200823103 |  |  | PQ | ABCN | 19918.584 | 8101705 | no | no |  |  | no |  |  | 1389131.366 | 15325834.517 |  | -1
node_intto1_8101705_200823112 |  |  | PQ | AN | 19918.584 | 8101705 | no | no |  |  | no |  |  | 1388434.603 | 15326829.913 |  | -1
node_intto1_8101705_200823125 |  |  | PQ | ABCN | 19918.584 | 8101705 | no | no |  |  | no |  |  | 1393985.068 | 15322010.425 |  | -1
node_intto1_8101705_200823158 |  |  | PQ | ABCN | 19918.584 | 8101705 | no | no |  |  | no |  |  | 1384330.274 | 15330407.091 |  | -1
node_intto1_8101705_200823177 |  |  | PQ | AN | 19918.584 | 8101705 | no | no |  |  | no |  |  | 1394952.326 | 15321384.008 |  | -1
node_intto1_8101705_200823194 |  |  | PQ | AD | 2771.281 | 8101705 | no | no |  |  | no |  |  | 1391924.983 | 15336410.995 |  | -1
node_intto1_8101705_200823206 |  |  | PQ | ABCN | 19918.584 | 8101705 | no | no |  |  | no |  |  | 1391959.048 | 15339442.215 |  | -1
node_intto1_8101705_200823207 |  |  | PQ | AD | 2771.281 | 8101705 | no | no |  |  | no |  |  | 1394062.024 | 15339521.745 |  | -1
node_intto1_8101705_200823236 |  |  | PQ | ABCN | 19918.584 | 8101705 | no | no |  |  | no |  |  | 1391171.769 | 15340219.29 |  | -1
node_intto1_8101705_200823250 |  |  | PQ | AN | 19918.584 | 8101705 | no | no |  |  | no |  |  | 1389990.596 | 15341668.013 |  | -1
node_intto1_8101705_200823257 |  |  | PQ | ABCN | 19918.584 | 8101705 | no | no |  |  | no |  |  | 1391651.105 | 15340377.947 |  | -1
node_intto1_8101705_200823439 |  |  | PQ | AN | 2771.281 | 8101705 | no | no |  |  | no |  |  | 1383376.501 | 15328231.306 |  | -1
node_intto1_8101705_200823474 |  |  | PQ | AD | 2771.281 | 8101705 | no | no |  |  | no |  |  | 1384376.749 | 15323683.184 |  | -1
node_intto1_8101705_200823511 |  |  | PQ | AD | 2771.281 | 8101705 | no | no |  |  | no |  |  | 1383793.842 | 15328607.864 |  | -1
node_intto1_8101705_200823518 |  |  | PQ | AN | 19918.584 | 8101705 | no | no |  |  | no |  |  | 1383731.63 | 15329813.443 |  | -1
node_intto1_8101705_200823528 |  |  | PQ | AD | 2771.281 | 8101705 | no | no |  |  | no |  |  | 1384569.732 | 15336747.537 |  | -1
node_intto1_8101705_200823650 |  |  | PQ | AD | 2771.281 | 8101705 | no | no |  |  | no |  |  | 1384517.12 | 15337931.531 |  | -1
node_intto1_8101705_200823655 |  |  | PQ | AD | 2771.281 | 8101705 | no | no |  |  | no |  |  | 1383420.073 | 15337790.74 |  | -1
node_intto1_8101705_200823662 |  |  | PQ | AD | 2771.281 | 8101705 | no | no |  |  | no |  |  | 1383436.133 | 15339111.274 |  | -1
node_intto1_8101705_200823998 |  |  | PQ | AN | 19918.584 | 8101705 | no | no |  |  | no |  |  | 1394461.219 | 15332058.01 |  | -1
node_intto1_8101705_200824013 |  |  | PQ | AD | 2771.281 | 8101705 | no | no |  |  | no |  |  | 1395978.22 | 15310197.117 |  | -1
node_intto1_8101705_200824205 |  |  | PQ | ABN | 19918.584 | 8101705 | no | no |  |  | no |  |  | 1395426.965 | 15326445.542 |  | -1
node_intto1_8101705_200824292 |  |  | PQ | ABCN | 19918.584 | 8101705 | no | no |  |  | no |  |  | 1399121.299 | 15314957.684 |  | -1
node_intto1_8101705_200824299 |  |  | PQ | ABCN | 19918.584 | 8101705 | no | no |  |  | no |  |  | 1398674.795 | 15314551.762 |  | -1
node_intto1_8101705_200824373 |  |  | PQ | AN | 19918.584 | 8101705 | no | no |  |  | no |  |  | 1396105.062 | 15318833.974 |  | -1
node_intto1_8101705_200824378 |  |  | PQ | AN | 385.57 | 8101705 | no | no |  |  | no |  |  | 1393452.675 | 15340295.523 |  | -1
node_intto1_8101705_200824394 |  |  | PQ | ABCN | 2771.281 | 8101705 | no | no |  |  | no |  |  | 1393272.151 | 15341332.16 |  | -1
node_intto1_8101705_200824418 |  |  | PQ | AD | 2771.281 | 8101705 | no | no |  |  | no |  |  | 1385898.74 | 15338079.728 |  | -1
node_intto1_8101705_200824490 |  |  | PQ | AN | 19918.584 | 8101705 | no | no |  |  | no |  |  | 1395048.451 | 15326562.872 |  | -1
node_intto1_8101705_200824520 |  |  | PQ | AD | 2771.281 | 8101705 | no | no |  |  | no |  |  | 1395954.716 | 15318599.717 |  | -1
node_intto1_8101705_200824534 |  |  | PQ | AN | 19918.584 | 8101705 | no | no |  |  | no |  |  | 1390886.875 | 15323536.947 |  | -1
node_intto1_8101705_200824549 |  |  | PQ | AD | 2771.281 | 8101705 | no | no |  |  | no |  |  | 1385002.355 | 15323283.718 |  | -1
node_intto1_8101705_200824562 |  |  | PQ | AN | 19918.584 | 8101705 | no | no |  |  | no |  |  | 1392345.607 | 15337239.515 |  | -1
node_intto1_8101705_200824578 |  |  | PQ | AN | 19918.584 | 8101705 | no | no |  |  | no |  |  | 1387107.57 | 15329429.676 |  | -1
node_intto1_8101705_200824861 |  |  | PQ | AD | 2771.281 | 8101705 | no | no |  |  | no |  |  | 1380079.782 | 15326505.837 |  | -1
node_intto1_8101705_200824895 |  |  | PQ | AN | 19918.584 | 8101705 | no | no |  |  | no |  |  | 1381086.475 | 15330114.038 |  | -1
node_intto1_8101705_200824906 |  |  | PQ | AD | 2771.281 | 8101705 | no | no |  |  | no |  |  | 1383649.064 | 15330422.227 |  | -1
node_intto1_8101705_200824939 |  |  | PQ | AD | 2771.281 | 8101705 | no | no |  |  | no |  |  | 1384798.555 | 15337094.237 |  | -1
node_intto1_8101705_200824950 |  |  | PQ | AD | 2771.281 | 8101705 | no | no |  |  | no |  |  | 1386810.046 | 15337599.663 |  | -1
node_intto1_8101705_200824978 |  |  | PQ | AD | 2771.281 | 8101705 | no | no |  |  | no |  |  | 1384630.208 | 15333399.942 |  | -1
node_intto1_8101705_200840992 |  |  | PQ | AD | 2771.281 | 8101705 | no | no |  |  | no |  |  | 1379645.701 | 15337439.851 |  | -1
node_intto1_8101705_200840998 |  |  | PQ | ABCD | 2771.281 | 8101705 | no | no |  |  | no |  |  | 1378225.487 | 15336316.364 |  | -1
node_intto1_8101705_200841232 |  |  | PQ | ABCD | 2771.281 | 8101705 | no | no |  |  | no |  |  | 1373465.431 | 15327466.436 |  | -1
node_intto1_8101705_200841428 |  |  | PQ | AD | 2771.281 | 8101705 | no | no |  |  | no |  |  | 1378572.744 | 15336724.736 |  | -1
node_intto1_8101705_200841458 |  |  | PQ | AD | 2771.281 | 8101705 | no | no |  |  | no |  |  | 1382391.738 | 15318152.369 |  | -1
node_intto1_8101705_200841508 |  |  | PQ | ABCD | 2771.281 | 8101705 | no | no |  |  | no |  |  | 1381873.149 | 15319536.146 |  | -1
node_intto1_8101705_200841530 |  |  | PQ | ABCN | 2771.281 | 8101705 | no | no |  |  | no |  |  | 1372125.405 | 15327524.709 |  | -1
node_intto1_8101705_200841540 |  |  | PQ | ABCD | 2771.281 | 8101705 | no | no |  |  | no |  |  | 1373617.985 | 15327146.898 |  | -1
node_intto1_8101705_200841548 |  |  | PQ | ABCD | 2771.281 | 8101705 | no | no |  |  | no |  |  | 1374881.294 | 15325932.08 |  | -1
node_intto1_8101705_200841550 |  |  | PQ | ABCD | 2771.281 | 8101705 | no | no |  |  | no |  |  | 1371793.818 | 15328956.959 |  | -1
node_intto1_8101705_200841568 |  |  | PQ | ABCD | 2771.281 | 8101705 | no | no |  |  | no |  |  | 1372904.117 | 15327455.254 |  | -1
node_intto1_8101705_200843496 |  |  | PQ | ABCN | 2771.281 | 8101705 | no | no |  |  | no |  |  | 1383364.508 | 15318196.174 |  | -1
node_intto1_8101705_200843543 |  |  | PQ | AD | 2771.281 | 8101705 | no | no |  |  | no |  |  | 1382044.997 | 15320759.605 |  | -1
node_intto1_8101705_200843590 |  |  | PQ | AD | 2771.281 | 8101705 | no | no |  |  | no |  |  | 1379715.573 | 15327555.876 |  | -1
node_intto1_8101705_200843605 |  |  | PQ | ABCN | 19918.584 | 8101705 | no | no |  |  | no |  |  | 1379582.31 | 15329385.235 |  | -1
node_intto1_8101705_200843618 |  |  | PQ | AD | 2771.281 | 8101705 | no | no |  |  | no |  |  | 1378985.7 | 15332383.212 |  | -1
node_intto1_8101705_200843730 |  |  | PQ | AD | 2771.281 | 8101705 | no | no |  |  | no |  |  | 1375259.976 | 15326227.001 |  | -1
node_intto1_8101705_200843737 |  |  | PQ | AN | 19918.584 | 8101705 | no | no |  |  | no |  |  | 1378714.224 | 15329911.711 |  | -1
node_intto1_8101705_200914642 |  |  | PQ | AN | 19918.584 | 8101705 | no | no |  |  | no |  |  | 1385814.379 | 15330826.265 |  | -1
node_intto1_8101705_200948220 |  |  | PQ | ABCN | 19918.584 | 8101705 | no | no |  |  | no |  |  | 1378575.972 | 15344855.893 |  | -1
node_intto1_8101705_200949107 |  |  | PQ | AN | 19918.584 | 8101705 | no | no |  |  | no |  |  | 1386143.371 | 15345855.995 |  | -1
node_intto1_8101705_200950673 |  |  | PQ | ABCN | 19918.584 | 8101705 | no | no |  |  | no |  |  | 1394438.935 | 15322150.381 |  | -1
node_intto1_8101705_200950719 |  |  | PQ | ABCN | 19918.584 | 8101705 | no | no |  |  | no |  |  | 1397890.359 | 15315864.107 |  | -1
node_intto1_8101705_200951852 |  |  | PQ | ABCN | 7199.558 | 8101705 | no | no |  |  | no |  |  | 1398252.748 | 15312925.03 |  | -1
node_intto1_8101705_200954406 |  |  | PQ | ABCD | 2771.281 | 8101705 | no | no |  |  | no |  |  | 1395949.607 | 15309880.64 |  | -1
node_intto1_8101705_200974939 |  |  | PQ | ABCD | 2771.281 | 8101705 | no | no |  |  | no |  |  | 1378830.743 | 15336289.176 |  | -1
node_intto1_8101705_200974984 |  |  | PQ | ABCD | 2771.281 | 8101705 | no | no |  |  | no |  |  | 1379288.899 | 15330792.972 |  | -1
node_intto1_8101705_200976257 |  |  | PQ | ABCN | 7199.558 | 8101705 | no | no |  |  | no |  |  | 1398331.36 | 15313232.114 |  | -1
node_intto1_8101705_200979028 |  |  | PQ | AN | 385.57 | 8101705 | no | no |  |  | no |  |  | 1394042.74 | 15347493.054 |  | -1
node_intto1_8101705_200981752 |  |  | PQ | AN | 2771.281 | 8101705 | no | no |  |  | no |  |  | 1380460.014 | 15327015.645 |  | -1
node_intto1_8101705_200987311 |  |  | PQ | ABCN | 19918.584 | 8101705 | no | no |  |  | no |  |  | 1394734.898 | 15322995.252 |  | -1
node_intto1_8101705_201004618 |  |  | PQ | ABCN | 2771.281 | 8101705 | no | no |  |  | no |  |  | 1397384.357 | 15312784.479 |  | -1
node_intto1_8101705_201009913 |  |  | PQ | AN | 2771.281 | 8101705 | no | no |  |  | no |  |  | 1398345.154 | 15340079.151 |  | -1
node_intto1_8101705_201018403 |  |  | PQ | ABCN | 19918.584 | 8101705 | no | no |  |  | no |  |  | 1400210.062 | 15318232.486 |  | -1
node_intto1_8101705_201018775 |  |  | PQ | AN | 19918.584 | 8101705 | no | no |  |  | no |  |  | 1394832.292 | 15323529.567 |  | -1
node_intto1_8101705_201040447 |  |  | PQ | AD | 2771.281 | 8101705 | no | no |  |  | no |  |  | 1381678.749 | 15321487.498 |  | -1
node_intto1_8101705_201040453 |  |  | PQ | AD | 2771.281 | 8101705 | no | no |  |  | no |  |  | 1377831.016 | 15323334.733 |  | -1
node_intto1_8101705_201050082 |  |  | PQ | ABCN | 2771.281 | 8101705 | no | no |  |  | no |  |  | 1377963.439 | 15329773.031 |  | -1
node_intto1_8101705_201055818 |  |  | PQ | ABCN | 2771.281 | 8101705 | no | no |  |  | no |  |  | 1377854.665 | 15329771.373 |  | -1
node_intto1_8101705_201058531 |  |  | PQ | AN | 385.57 | 8101705 | no | no |  |  | no |  |  | 1395665.535 | 15342975.688 |  | -1
node_intto1_8101705_310000190 |  |  | PQ | ABCN | 19918.584 | 8101705 | no | no |  |  | no |  |  | 1397851.332 | 15315954.949 |  | -1
node_intto1_8101705_311856254 |  |  | PQ | ABCD | 2771.281 | 8101705 | no | no |  |  | no |  |  | 1373008.159 | 15327610.687 |  | -1
node_intto1_8101705_311878802 |  |  | PQ | ABCN | 7199.558 | 8101705 | no | no |  |  | no |  |  | 1397576.841 | 15313220.942 |  | -1
node_intto1_8101705_311901967 |  |  | PQ | AD | 385.57 | 8101705 | no | no |  |  | no |  |  | 1393826.268 | 15342367.158 |  | -1
node_intto1_8101705_311910983 |  |  | PQ | ABCN | 19918.584 | 8101705 | no | no |  |  | no |  |  | 1393334.036 | 15339664.703 |  | -1
node_intto1_8101705_311918784 |  |  | PQ | AN | 2771.281 | 8101705 | no | no |  |  | no |  |  | 1383970.475 | 15328971.306 |  | -1
node_intto1_8101705_311982730 |  |  | PQ | AN | 2771.281 | 8101705 | no | no |  |  | no |  |  | 1395533.779 | 15318287.693 |  | -1
node_intto1_8101705_312033089 |  |  | PQ | ABCN | 19918.584 | 8101705 | no | no |  |  | no |  |  | 1397354.2 | 15313833.647 |  | -1
node_intto1_8101705_312083507 |  |  | PQ | ABCN | 19918.584 | 8101705 | no | no |  |  | no |  |  | 1387636.788 | 15328350.223 |  | -1
node_intto1_8101705_312107052 |  |  | PQ | ABCN | 2771.281 | 8101705 | no | no |  |  | no |  |  | 1392763.092 | 15346241.04 |  | -1
node_intto1_8101705_312107713 |  |  | PQ | AN | 2771.281 | 8101705 | no | no |  |  | no |  |  | 1393198.099 | 15340190.148 |  | -1
node_intto1_8101705_312111342 |  |  | PQ | ABCD | 19918.584 | 8101705 | no | no |  |  | no |  |  | 1397859.072 | 15315970.89 |  | -1
node_intto1_8101705_312148776 |  |  | PQ | ABCD | 19918.584 | 8101705 | no | no |  |  | no |  |  | 1400087.377 | 15318276.626 |  | -1
node_intto1_220382474 |  |  | PQ | AN | 19918.584 | 8101705 | no | no |  |  | no |  |  | 1382090.484 | 15348241.729 |  | -1
node_intto1_220382502 |  |  | PQ | AD | 19918.584 | 8101705 | no | no |  |  | no |  |  | 1380968.509 | 15347160.898 |  | -1
node_intto1_220382529 |  |  | PQ | AN | 2771.281 | 8101705 | no | no |  |  | no |  |  | 1392461.606 | 15346972.558 |  | -1
node_intto1_220382530 |  |  | PQ | AD | 19918.584 | 8101705 | no | no |  |  | no |  |  | 1380914.983 | 15347199.944 |  | -1
node_intto1_220382531 |  |  | PQ | AN | 19918.584 | 8101705 | no | no |  |  | no |  |  | 1383463.559 | 15348277.183 |  | -1
node_intto1_220382559 |  |  | PQ | AD | 19918.584 | 8101705 | no | no |  |  | no |  |  | 1390517.97 | 15323477.422 |  | -1
node_intto1_220382563 |  |  | PQ | AN | 19918.584 | 8101705 | no | no |  |  | no |  |  | 1396414.505 | 15318585.205 |  | -1
node_intto1_220382587 |  |  | PQ | AN | 19918.584 | 8101705 | no | no |  |  | no |  |  | 1383774.935 | 15328939.146 |  | -1
node_intto1_220382679 |  |  | PQ | ABCN | 19918.584 | 8101705 | no | no |  |  | no |  |  | 1379399.42 | 15330489.693 |  | -1
node_intto1_220382700 |  |  | PQ | AN | 19918.584 | 8101705 | no | no |  |  | no |  |  | 1394992.495 | 15325675.343 |  | -1
node_intto1_220382704 |  |  | PQ | AN | 19918.584 | 8101705 | no | no |  |  | no |  |  | 1394987.018 | 15325392.698 |  | -1
node_intto1_220382720 |  |  | PQ | ABCN | 7199.558 | 8101705 | no | no |  |  | no |  |  | 1397497.479 | 15312909.312 |  | -1
node_intto1_220382722 |  |  | PQ | ABCN | 7199.558 | 8101705 | no | no |  |  | no |  |  | 1398106.04 | 15312901.571 |  | -1
node_intto1_220382723 |  |  | PQ | ABCN | 7199.558 | 8101705 | no | no |  |  | no |  |  | 1398329.318 | 15313233.018 |  | -1
node_intto1_220382724 |  |  | PQ | ABCN | 7199.558 | 8101705 | no | no |  |  | no |  |  | 1398456.427 | 15313635.404 |  | -1
node_intto1_220382735 |  |  | PQ | ABCN | 7199.558 | 8101705 | no | no |  |  | no |  |  | 1398077.11 | 15313809.988 |  | -1
node_intto1_220382743 |  |  | PQ | ABCN | 19918.584 | 8101705 | no | no |  |  | no |  |  | 1397660.64 | 15313782.227 |  | -1
node_intto1_220382744 |  |  | PQ | ABCN | 19918.584 | 8101705 | no | no |  |  | no |  |  | 1397417.492 | 15313379.232 |  | -1
node_intto1_220382746 |  |  | PQ | ABCN | 19918.584 | 8101705 | no | no |  |  | no |  |  | 1397439.756 | 15312917.679 |  | -1
node_intto1_220382747 |  |  | PQ | ABCN | 19918.584 | 8101705 | no | no |  |  | no |  |  | 1397338.153 | 15312876.148 |  | -1
node_intto1_220382770 |  |  | PQ | AN | 19918.584 | 8101705 | no | no |  |  | no |  |  | 1395271.27 | 15320088.599 |  | -1
node_intto1_220382772 |  |  | PQ | AN | 19918.584 | 8101705 | no | no |  |  | no |  |  | 1393551.803 | 15339496.21 |  | -1
node_intto1_220382774 |  |  | PQ | AN | 19918.584 | 8101705 | no | no |  |  | no |  |  | 1392471.158 | 15336437.007 |  | -1
node_intto1_220382778 |  |  | PQ | AN | 19918.584 | 8101705 | no | no |  |  | no |  |  | 1395220.459 | 15320086.225 |  | -1
node_intto1_220382789 |  |  | PQ | ABN | 19918.584 | 8101705 | no | no |  |  | no |  |  | 1400009.868 | 15318237.688 |  | -1
node_intto1_220382791 |  |  | PQ | AN | 19918.584 | 8101705 | no | no |  |  | no |  |  | 1399377.532 | 15316776.79 |  | -1
node_intto1_220382796 |  |  | PQ | ABCN | 19918.584 | 8101705 | no | no |  |  | no |  |  | 1397686.121 | 15316221.458 |  | -1
node_intto1_220382802 |  |  | PQ | AN | 19918.584 | 8101705 | no | no |  |  | no |  |  | 1395311.168 | 15326131.29 |  | -1
node_intto1_220387964 |  |  | PQ | AN | 19918.584 | 8101705 | no | no |  |  | no |  |  | 1379683.001 | 15328259.842 |  | -1
node_intto1_220431881 |  |  | PQ | ABCN | 19918.584 | 8101705 | no | no |  |  | no |  |  | 1397471.296 | 15312907.723 |  | -1
node_intto1_220431923 |  |  | PQ | ABCN | 19918.584 | 8101705 | no | no |  |  | no |  |  | 1397669.056 | 15313775.119 |  | -1
node_intto1_220431943 |  |  | PQ | ABCN | 19918.584 | 8101705 | no | no |  |  | no |  |  | 1397402.461 | 15313380.417 |  | -1
node_intto1_220462728 |  |  | PQ | AN | 19918.584 | 8101705 | no | no |  |  | no |  |  | 1399387.316 | 15316778.778 |  | -1
node_intto1_220464543 |  |  | PQ | AN | 19918.584 | 8101705 | no | no |  |  | no |  |  | 1383775.875 | 15328912.135 |  | -1
node_intto1_220464870 |  |  | PQ | AN | 19918.584 | 8101705 | no | no |  |  | no |  |  | 1383466.018 | 15348281.02 |  | -1
node_intto1_220465052 |  |  | PQ | ABCN | 19918.584 | 8101705 | no | no |  |  | no |  |  | 1397335.566 | 15312865.231 |  | -1
node_intto1_220465206 |  |  | PQ | ABN | 19918.584 | 8101705 | no | no |  |  | no |  |  | 1399988.38 | 15318235.133 |  | -1
node_intto1_220465246 |  |  | PQ | AN | 19918.584 | 8101705 | no | no |  |  | no |  |  | 1392460.772 | 15336433.71 |  | -1
node_intto1_220465248 |  |  | PQ | AD | 19918.584 | 8101705 | no | no |  |  | no |  |  | 1390504.174 | 15323475.196 |  | -1
node_intto1_220465249 |  |  | PQ | AN | 19918.584 | 8101705 | no | no |  |  | no |  |  | 1393574.076 | 15339496.821 |  | -1
node_intto1_220465250 |  |  | PQ | AN | 19918.584 | 8101705 | no | no |  |  | no |  |  | 1394998.19 | 15325677.052 |  | -1
node_intto1_220465251 |  |  | PQ | AN | 19918.584 | 8101705 | no | no |  |  | no |  |  | 1395310.945 | 15326124.408 |  | -1
node_intto1_220465263 |  |  | PQ | AN | 19918.584 | 8101705 | no | no |  |  | no |  |  | 1395212.608 | 15320085.858 |  | -1
node_intto1_220465266 |  |  | PQ | AN | 19918.584 | 8101705 | no | no |  |  | no |  |  | 1396405.067 | 15318586.706 |  | -1
node_intto1_220465497 |  |  | PQ | AN | 19918.584 | 8101705 | no | no |  |  | no |  |  | 1394991.666 | 15325395.462 |  | -1
node_intto1_220522156 |  |  | PQ | AN | 19918.584 | 8101705 | no | no |  |  | no |  |  | 1382088.007 | 15348249.417 |  | -1
node_intto1_220522159 |  |  | PQ | AN | 19918.584 | 8101705 | no | no |  |  | no |  |  | 1379683.987 | 15328233.344 |  | -1
node_intto1_220523546 |  |  | PQ | AN | 19918.584 | 8101705 | no | no |  |  | no |  |  | 1383735.155 | 15330221.293 |  | -1
node_intto1_220535377 |  |  | PQ | ABCN | 19918.584 | 8101705 | no | no |  |  | no |  |  | 1379394.016 | 15330505.075 |  | -1
node_intto1_220637557 |  |  | PQ | ABCN | 19918.584 | 8101705 | no | no |  |  | no |  |  | 1378093.974 | 15329781.59 |  | -1
node_intto1_220646703 |  |  | PQ | AN | 2771.281 | 8101705 | no | no |  |  | no |  |  | 1393195.296 | 15342200.54 |  | -1
node_intto1_311875648 |  |  | PQ | ABCN | 19918.584 | 8101705 | no | no |  |  | no |  |  | 1394709.388 | 15322726.74 |  | -1
node_intto1_311908010 |  |  | PQ | ABCN | 19918.584 | 8101705 | no | no |  |  | no |  |  | 1378105.238 | 15329782.041 |  | -1
node_intto1_312011934 |  |  | PQ | AN | 19918.584 | 8101705 | no | no |  |  | no |  |  | 1383741.049 | 15330207.636 |  | -1
node_intto1_312107698 |  |  | PQ | AN | 2771.281 | 8101705 | no | no |  |  | no |  |  | 1392491.121 | 15347020.901 |  | -1
node_intto1_312107709 |  |  | PQ | AN | 2771.281 | 8101705 | no | no |  |  | no |  |  | 1393282.425 | 15342195.946 |  | -1
node_intto1_NG-29-220415816 |  |  | PQ | ABCN | 7199.558 | 8101705 | no | no |  |  | no |  |  | 1397705.03 | 15313778.429 |  | -1
node_intto1_NG-36-310064442 |  |  | PQ | ABCN | 7199.558 | 8101705 | no | no |  |  | no |  |  | 1398455.65 | 15313632.669 |  | -1
node_intto1_NG-46-220415792 |  |  | PQ | ABCN | 7199.558 | 8101705 | no | no |  |  | no |  |  | 1398330.339 | 15313232.566 |  | -1
node_intto1_NG-56-220415771 |  |  | PQ | ABCN | 7199.558 | 8101705 | no | no |  |  | no |  |  | 1398094.314 | 15312892.263 |  | -1
node_intto1_NG-59-220415795 |  |  | PQ | ABCN | 7199.558 | 8101705 | no | no |  |  | no |  |  | 1398103.905 | 15312900.173 |  | -1
node_intto1_NG-69-220415773 |  |  | PQ | ABCN | 7199.558 | 8101705 | no | no |  |  | no |  |  | 1397925.037 | 15312749.652 |  | -1
node_intto1_NG-79-310033733 |  |  | PQ | ABCN | 7199.558 | 8101705 | no | no |  |  | no |  |  | 1397499.839 | 15312909.751 |  | -1
node_intto1_NG-86-220415783 |  |  | PQ | ABCN | 7199.558 | 8101705 | no | no |  |  | no |  |  | 1398073.264 | 15313809.661 |  | -1

## overhead_line
data_type | static
owner_type | feeder
owner | 8101705
object | overhead_line
name | groupid | phases | fr | to | length | configuration | dcircuit | selected | monitored | monitored_fields | class_monitored_fields | played | played_fields | comments | R | X | B | lim_kw
oh_line_8101705_200816508 |  | AD | node_8101705_200821834 | node_8101705_200816508 | 120.48 | bal_1P_2AC | 8101705 | no | no |  |  | no |  |  | 0 | 0 | 0 | 0
oh_line_8101705_200816509 |  | AD | node_8101705_200816508 | node_8101705_200816509 | 310.51 | bal_1P_2AC | 8101705 | no | no |  |  | no |  |  | 0 | 0 | 0 | 0
oh_line_8101705_200816513 |  | AD | node_8101705_201008352 | node_8101705_200816513 | 310.255 | bal_1P_4DCW | 8101705 | no | no |  |  | no |  |  | 0 | 0 | 0 | 0
oh_line_8101705_200816514 |  | AD | node_8101705_200816513 | node_8101705_200816514 | 306.631 | bal_1P_4DCW | 8101705 | no | no |  |  | no |  |  | 0 | 0 | 0 | 0
oh_line_8101705_200816515 |  | AD | node_8101705_200816514 | node_8101705_200816515 | 205.31 | bal_1P_4DCW | 8101705 | no | no |  |  | no |  |  | 0 | 0 | 0 | 0
oh_line_8101705_200816516 |  | AD | node_8101705_200816515 | node_8101705_200816516 | 187.609 | bal_1P_4DCW | 8101705 | no | no |  |  | no |  |  | 0 | 0 | 0 | 0
oh_line_8101705_200816517 |  | AD | node_8101705_200816516 | node_8101705_200816517 | 187.844 | bal_1P_4DCW | 8101705 | no | no |  |  | no |  |  | 0 | 0 | 0 | 0
oh_line_8101705_200816518 |  | AD | node_8101705_200816517 | node_8101705_200816518 | 386.979 | bal_1P_4DCW | 8101705 | no | no |  |  | no |  |  | 0 | 0 | 0 | 0
oh_line_8101705_200816519 |  | AD | node_8101705_200816518 | node_8101705_200816519 | 229.251 | bal_1P_4DCW | 8101705 | no | no |  |  | no |  |  | 0 | 0 | 0 | 0
oh_line_8101705_200816520 |  | AD | node_8101705_200816519 | node_8101705_200816520 | 333.371 | bal_1P_4DCW | 8101705 | no | no |  |  | no |  |  | 0 | 0 | 0 | 0
oh_line_8101705_200816521 |  | AD | node_8101705_200816520 | node_8101705_200816521 | 298.546 | bal_1P_4DCW | 8101705 | no | no |  |  | no |  |  | 0 | 0 | 0 | 0
oh_line_8101705_200816522 |  | AD | node_8101705_200816521 | node_intto1_8101705_200816522 | 252.763 | bal_1P_1/0AC | 8101705 | no | no |  |  | no |  |  | 0 | 0 | 0 | 0
oh_line_8101705_200816523 |  | AD | node_8101705_200816522 | node_8101705_200816523 | 208.267 | bal_1P_1/0AC | 8101705 | no | no |  |  | no |  |  | 0 | 0 | 0 | 0
oh_line_8101705_200816524 |  | AD | node_8101705_200816523 | node_8101705_200816524 | 133.768 | bal_1P_1/0AC | 8101705 | no | no |  |  | no |  |  | 0 | 0 | 0 | 0
oh_line_8101705_200816526 |  | AD | node_8101705_200816524 | node_8101705_200816526 | 141.973 | bal_1P_1/0AC | 8101705 | no | no |  |  | no |  |  | 0 | 0 | 0 | 0
oh_line_8101705_200816527 |  | AD | node_8101705_200816526 | node_8101705_200816527 | 411.047 | bal_1P_2AC | 8101705 | no | no |  |  | no |  |  | 0 | 0 | 0 | 0
oh_line_8101705_200816528 |  | AD | node_8101705_200816527 | node_8101705_200816528 | 477.824 | bal_1P_2AC | 8101705 | no | no |  |  | no |  |  | 0 | 0 | 0 | 0
oh_line_8101705_200816529 |  | AD | node_8101705_200816528 | node_8101705_200816529 | 105.628 | bal_1P_2AC | 8101705 | no | no |  |  | no |  |  | 0 | 0 | 0 | 0
oh_line_8101705_200816530 |  | AD | node_8101705_200816529 | node_8101705_200816530 | 468.721 | bal_1P_2AC | 8101705 | no | no |  |  | no |  |  | 0 | 0 | 0 | 0
oh_line_8101705_200816531 |  | AD | node_8101705_200816530 | node_8101705_200816531 | 461.212 | bal_1P_2AC | 8101705 | no | no |  |  | no |  |  | 0 | 0 | 0 | 0
oh_line_8101705_200816533 |  | AD | node_8101705_200816531 | node_8101705_200816533 | 420.992 | bal_1P_2AC | 8101705 | no | no |  |  | no |  |  | 0 | 0 | 0 | 0
oh_line_8101705_200816534 |  | AD | node_8101705_200816533 | node_8101705_200816534 | 401.667 | bal_1P_2AC | 8101705 | no | no |  |  | no |  |  | 0 | 0 | 0 | 0
oh_line_8101705_200816535 |  | AD | node_8101705_200816534 | node_8101705_200816535 | 370.503 | bal_1P_2AC | 8101705 | no | no |  |  | no |  |  | 0 | 0 | 0 | 0
oh_line_8101705_200816536 |  | AD | node_8101705_200816535 | node_8101705_200816536 | 336.283 | bal_1P_2AC | 8101705 | no | no |  |  | no |  |  | 0 | 0 | 0 | 0
oh_line_8101705_200816537 |  | AD | node_8101705_200816536 | node_8101705_200816537 | 402.567 | bal_1P_2AC | 8101705 | no | no |  |  | no |  |  | 0 | 0 | 0 | 0
oh_line_8101705_200816538 |  | AD | node_8101705_200816537 | node_8101705_200816538 | 357.22 | bal_1P_2AC | 8101705 | no | no |  |  | no |  |  | 0 | 0 | 0 | 0
oh_line_8101705_200816539 |  | AD | node_8101705_200816538 | node_8101705_200816539 | 281.412 | bal_1P_2AC | 8101705 | no | no |  |  | no |  |  | 0 | 0 | 0 | 0
oh_line_8101705_200816540 |  | AD | node_8101705_200816539 | node_8101705_200816540 | 205.815 | bal_1P_2AC | 8101705 | no | no |  |  | no |  |  | 0 | 0 | 0 | 0
oh_line_8101705_200816541 |  | AD | node_8101705_200816540 | node_8101705_200816541 | 212.511 | bal_1P_2AC | 8101705 | no | no |  |  | no |  |  | 0 | 0 | 0 | 0
oh_line_8101705_200816544-1 |  | AD | node_8101705_200982889 | node_1386699_333_15349683_279 | 161.251 | bal_1P_2AC | 8101705 | no | no |  |  | no |  |  | 0 | 0 | 0 | 0
oh_line_8101705_200816544-2 |  | AD | node_1386699_333_15349683_279 | node_8101705_200816544 | 3.441 | bal_1P_2AC | 8101705 | no | no |  |  | no |  |  | 0 | 0 | 0 | 0
oh_line_8101705_200816545 |  | AD | node_8101705_200816544 | node_8101705_200816545 | 361.331 | bal_1P_1/0AA | 8101705 | no | no |  |  | no |  |  | 0 | 0 | 0 | 0
oh_line_8101705_200816546 |  | AD | node_8101705_200816545 | node_8101705_200816546 | 182.18 | bal_1P_1/0AA | 8101705 | no | no |  |  | no |  |  | 0 | 0 | 0 | 0
oh_line_8101705_200816547 |  | AD | node_8101705_200816546 | node_8101705_200816547 | 237.153 | bal_1P_1/0AA | 8101705 | no | no |  |  | no |  |  | 0 | 0 | 0 | 0
oh_line_8101705_200816548 |  | AD | node_8101705_200816547 | node_8101705_200816548 | 276.099 | bal_1P_1/0AA | 8101705 | no | no |  |  | no |  |  | 0 | 0 | 0 | 0
oh_line_8101705_200816549 |  | AD | node_8101705_200816548 | node_8101705_200816549 | 272.638 | bal_1P_1/0AA | 8101705 | no | no |  |  | no |  |  | 0 | 0 | 0 | 0
oh_line_8101705_200816550 |  | AD | node_8101705_200816549 | node_8101705_200816550 | 326.266 | bal_1P_1/0AA | 8101705 | no | no |  |  | no |  |  | 0 | 0 | 0 | 0
oh_line_8101705_200816553 |  | AD | node_8101705_201009120 | node_8101705_200816553 | 183.968 | bal_1P_2AC | 8101705 | no | no |  |  | no |  |  | 0 | 0 | 0 | 0
oh_line_8101705_200816555 |  | AD | node_8101705_200816553 | node_8101705_200816555 | 235.247 | bal_1P_2AC | 8101705 | no | no |  |  | no |  |  | 0 | 0 | 0 | 0
oh_line_8101705_200816556 |  | AD | node_8101705_200816555 | node_intto1_8101705_200816556 | 312.691 | bal_1P_2AC | 8101705 | no | no |  |  | no |  |  | 0 | 0 | 0 | 0
oh_line_8101705_200816558 |  | AD | node_8101705_200816556 | node_8101705_200816558 | 363.448 | bal_1P_2AC | 8101705 | no | no |  |  | no |  |  | 0 | 0 | 0 | 0
oh_line_8101705_200816559 |  | AD | node_8101705_200816558 | node_8101705_200816559 | 261.681 | bal_1P_1/0AA | 8101705 | no | no |  |  | no |  |  | 0 | 0 | 0 | 0
oh_line_8101705_200816560 |  | AD | node_8101705_200816559 | node_8101705_200816560 | 302.863 | bal_1P_1/0AA | 8101705 | no | no |  |  | no |  |  | 0 | 0 | 0 | 0
oh_line_8101705_200816561 |  | AD | node_8101705_200816558 | node_8101705_200816561 | 337.554 | bal_1P_2AC | 8101705 | no | no |  |  | no |  |  | 0 | 0 | 0 | 0
oh_line_8101705_200816564 |  | AD | node_8101705_200816561 | node_8101705_200816564 | 432.642 | bal_1P_2AC | 8101705 | no | no |  |  | no |  |  | 0 | 0 | 0 | 0
oh_line_8101705_200816565 |  | AD | node_8101705_200816564 | node_8101705_200816565 | 189.343 | bal_1P_2AC | 8101705 | no | no |  |  | no |  |  | 0 | 0 | 0 | 0
oh_line_8101705_200816566 |  | AD | node_8101705_200816565 | node_8101705_200816566 | 253.014 | bal_1P_2AC | 8101705 | no | no |  |  | no |  |  | 0 | 0 | 0 | 0
oh_line_8101705_200816567 |  | AD | node_8101705_200816566 | node_8101705_200816567 | 153.865 | bal_1P_2AC | 8101705 | no | no |  |  | no |  |  | 0 | 0 | 0 | 0
oh_line_8101705_200816568 |  | AD | node_8101705_200816567 | node_8101705_200816568 | 373.765 | bal_1P_2AC | 8101705 | no | no |  |  | no |  |  | 0 | 0 | 0 | 0
oh_line_8101705_200816570 |  | AD | node_8101705_200816568 | node_8101705_200816570 | 221.288 | bal_1P_2AC | 8101705 | no | no |  |  | no |  |  | 0 | 0 | 0 | 0
oh_line_8101705_200816571 |  | AD | node_8101705_200816570 | node_8101705_200816571 | 279.013 | bal_1P_2AC | 8101705 | no | no |  |  | no |  |  | 0 | 0 | 0 | 0
oh_line_8101705_200816631 |  | AD | node_8101705_200822843 | node_8101705_200816631 | 369.685 | bal_1P_2AC | 8101705 | no | no |  |  | no |  |  | 0 | 0 | 0 | 0
oh_line_8101705_200816632 |  | AD | node_8101705_200816631 | node_8101705_200816632 | 279.447 | bal_1P_2AC | 8101705 | no | no |  |  | no |  |  | 0 | 0 | 0 | 0
oh_line_8101705_200816633 |  | AD | node_8101705_200816632 | node_8101705_200816633 | 277.024 | bal_1P_1/0AC | 8101705 | no | no |  |  | no |  |  | 0 | 0 | 0 | 0
oh_line_8101705_200816634 |  | AD | node_8101705_200816633 | node_8101705_200816634 | 275.209 | bal_1P_1/0AC | 8101705 | no | no |  |  | no |  |  | 0 | 0 | 0 | 0
oh_line_8101705_200816635 |  | AD | node_8101705_200816632 | node_8101705_200816635 | 217.889 | bal_1P_2AC | 8101705 | no | no |  |  | no |  |  | 0 | 0 | 0 | 0
oh_line_8101705_200816636 |  | AD | node_8101705_200816635 | node_8101705_200816636 | 210.886 | bal_1P_2AC | 8101705 | no | no |  |  | no |  |  | 0 | 0 | 0 | 0
oh_line_8101705_200816637 |  | AD | node_8101705_200816636 | node_8101705_200816637 | 386.3 | bal_1P_2AC | 8101705 | no | no |  |  | no |  |  | 0 | 0 | 0 | 0
oh_line_8101705_200816638 |  | AD | node_8101705_200816637 | node_8101705_200816638 | 373.409 | bal_1P_2AC | 8101705 | no | no |  |  | no |  |  | 0 | 0 | 0 | 0
oh_line_8101705_200816693 |  | ABCN | node_8101705_200949127 | node_8101705_200816693 | 187.31 | bal_3P_1/0AA_1/0AA(N) | 8101705 | no | no |  |  | no |  |  | 0 | 0 | 0 | 0
oh_line_8101705_200816730 |  | ABCN | node_8101705_200823263 | node_8101705_200816730 | 252.302 | bal_3P_477AL_4/0AA(N) | 8101705 | no | no |  |  | no |  |  | 0 | 0 | 0 | 0
oh_line_8101705_200816731 |  | ABCN | node_8101705_200816730 | node_8101705_200816731 | 223.805 | bal_3P_477AL_4/0AA(N) | 8101705 | no | no |  |  | no |  |  | 0 | 0 | 0 | 0
oh_line_8101705_200816732 |  | ABCN | node_8101705_200816731 | node_8101705_200816732 | 115.517 | bal_3P_4/0AL_4/0AA(N) | 8101705 | no | no |  |  | no |  |  | 0 | 0 | 0 | 0
oh_line_8101705_200816733 |  | ABCN | node_8101705_200816732 | node_8101705_200816733 | 147.085 | bal_3P_477AL_4/0AA(N) | 8101705 | no | no |  |  | no |  |  | 0 | 0 | 0 | 0
oh_line_8101705_200816734 |  | ABCN | node_8101705_200816733 | node_8101705_200816734 | 202.84 | bal_3P_477AL_4/0AA(N) | 8101705 | no | no |  |  | no |  |  | 0 | 0 | 0 | 0
oh_line_8101705_200816735 |  | ABCN | node_8101705_200816734 | node_8101705_200816735 | 160.583 | bal_3P_477AL_4/0AA(N) | 8101705 | no | no |  |  | no |  |  | 0 | 0 | 0 | 0
oh_line_8101705_200816736 |  | ABCN | node_8101705_200816735 | node_8101705_200816736 | 166.239 | bal_3P_477AL_4/0AA(N) | 8101705 | no | no |  |  | no |  |  | 0 | 0 | 0 | 0
oh_line_8101705_200816738 |  | ABCN | node_8101705_200816736 | node_8101705_200816738 | 192.94 | bal_3P_4/0AL_4/0AA(N) | 8101705 | no | no |  |  | no |  |  | 0 | 0 | 0 | 0
oh_line_8101705_200816739 |  | ABCN | node_8101705_312107044 | node_8101705_200816739 | 150.56 | bal_3P_477AL_4/0AA(N) | 8101705 | no | no |  |  | no |  |  | 0 | 0 | 0 | 0
oh_line_8101705_200816741 |  | AN | node_8101705_200816739 | node_8101705_200816741 | 209.887 | bal_1P_1/0AA_1/0AA(N) | 8101705 | no | no |  |  | no |  |  | 0 | 0 | 0 | 0
oh_line_8101705_200816742 |  | ABCN | node_8101705_200816739 | node_8101705_200816742 | 129.844 | bal_3P_477AL_4/0AA(N) | 8101705 | no | no |  |  | no |  |  | 0 | 0 | 0 | 0
oh_line_8101705_200816745 |  | ABCN | node_8101705_200816742 | node_8101705_200816745 | 157.6 | bal_3P_477AL_4/0AA(N) | 8101705 | no | no |  |  | no |  |  | 0 | 0 | 0 | 0
oh_line_8101705_200816747 |  | ABCN | node_8101705_200816745 | node_8101705_200816747 | 173.49 | bal_3P_477AL_4/0AA(N) | 8101705 | no | no |  |  | no |  |  | 0 | 0 | 0 | 0
oh_line_8101705_200816749 |  | ABCN | node_8101705_200816747 | node_8101705_200816749 | 102.023 | bal_3P_477AL_4/0AA(N) | 8101705 | no | no |  |  | no |  |  | 0 | 0 | 0 | 0
oh_line_8101705_200816750 |  | ABCN | node_8101705_200816749 | node_8101705_200816750 | 211.386 | bal_3P_477AL_4/0AA(N) | 8101705 | no | no |  |  | no |  |  | 0 | 0 | 0 | 0
oh_line_8101705_200816751 |  | ABCN | node_8101705_200816752 | node_8101705_200816751 | 238.081 | bal_3P_477AL_4/0AA(N) | 8101705 | no | no |  |  | no |  |  | 0 | 0 | 0 | 0
oh_line_8101705_200816752 |  | ABCN | node_8101705_200816750 | node_8101705_200816752 | 159.94 | bal_3P_477AL_4/0AA(N) | 8101705 | no | no |  |  | no |  |  | 0 | 0 | 0 | 0
oh_line_8101705_200816753 |  | ABCN | node_8101705_200816751 | node_8101705_200816753 | 141.818 | bal_3P_477AL_4/0AA(N) | 8101705 | no | no |  |  | no |  |  | 0 | 0 | 0 | 0
oh_line_8101705_200816755 |  | ABCN | node_8101705_200816753 | node_8101705_200816755 | 164.361 | bal_3P_477AL_4/0AA(N) | 8101705 | no | no |  |  | no |  |  | 0 | 0 | 0 | 0
oh_line_8101705_200816756 |  | ABCN | node_8101705_200816755 | node_8101705_200816756 | 228.882 | bal_3P_477AL_4/0AA(N) | 8101705 | no | no |  |  | no |  |  | 0 | 0 | 0 | 0
oh_line_8101705_200816757 |  | ABCN | node_8101705_200816756 | node_8101705_200816757 | 202.168 | bal_3P_477AL_4/0AA(N) | 8101705 | no | no |  |  | no |  |  | 0 | 0 | 0 | 0
oh_line_8101705_200816758 |  | ABCN | node_8101705_312107052 | node_8101705_200816758 | 160.46 | bal_3P_477AL_4/0AA(N) | 8101705 | no | no |  |  | no |  |  | 0 | 0 | 0 | 0
oh_line_8101705_200816760 |  | ABCN | node_8101705_200816758 | node_8101705_200816760 | 70.166 | bal_3P_477AL_4/0AA(N) | 8101705 | no | no |  |  | no |  |  | 0 | 0 | 0 | 0
oh_line_8101705_200816761 |  | ABCN | node_8101705_200816760 | node_8101705_200816761 | 215.65 | bal_3P_477AL_4/0AA(N) | 8101705 | no | no |  |  | no |  |  | 0 | 0 | 0 | 0
oh_line_8101705_200816762 |  | ABCN | node_8101705_312107053 | node_8101705_200816762 | 165.02 | bal_3P_477AL_4/0AA(N) | 8101705 | no | no |  |  | no |  |  | 0 | 0 | 0 | 0
oh_line_8101705_200816763 |  | ABCN | node_8101705_200816762 | node_8101705_200816763 | 201.237 | bal_3P_477AL_4/0AA(N) | 8101705 | no | no |  |  | no |  |  | 0 | 0 | 0 | 0
oh_line_8101705_200816765 |  | ABCN | node_8101705_310011316 | node_8101705_200816765 | 242.156 | bal_3P_477AL_4/0AA(N) | 8101705 | no | no |  |  | no |  |  | 0 | 0 | 0 | 0
oh_line_8101705_200816766 |  | ABCN | node_8101705_310011317 | node_8101705_200816766 | 223.376 | bal_3P_477AL_4/0AA(N) | 8101705 | no | no |  |  | no |  |  | 0 | 0 | 0 | 0
oh_line_8101705_200816768 |  | ABCN | node_8101705_200816768 | node_8101705_312107625 | 150.516 | bal_3P_477AL_4/0AA(N) | 8101705 | no | no |  |  | no |  |  | 0 | 0 | 0 | 0
oh_line_8101705_200816769 |  | ABCN | node_8101705_200816769 | node_8101705_200816770 | 238.846 | bal_3P_477AL_4/0AA(N) | 8101705 | no | no |  |  | no |  |  | 0 | 0 | 0 | 0
oh_line_8101705_200816770 |  | ABCN | node_8101705_200816770 | node_8101705_200816771 | 232.045 | bal_3P_477AL_4/0AA(N) | 8101705 | no | no |  |  | no |  |  | 0 | 0 | 0 | 0
oh_line_8101705_200816771 |  | ABCN | node_8101705_200816771 | node_8101705_200816773 | 267.867 | bal_3P_477AL_4/0AA(N) | 8101705 | no | no |  |  | no |  |  | 0 | 0 | 0 | 0
oh_line_8101705_200816773 |  | ABCN | node_8101705_200816773 | node_8101705_312107631 | 192.214 | bal_3P_477AL_4/0AA(N) | 8101705 | no | no |  |  | no |  |  | 0 | 0 | 0 | 0
oh_line_8101705_200816774 |  | ABCN | node_8101705_200816774 | node_8101705_312107632 | 143.711 | bal_3P_477AL_4/0AA(N) | 8101705 | no | no |  |  | no |  |  | 0 | 0 | 0 | 0
oh_line_8101705_200816775 |  | ABCN | node_8101705_200816775 | node_8101705_200816776 | 248.724 | bal_3P_477AL_4/0AA(N) | 8101705 | no | no |  |  | no |  |  | 0 | 0 | 0 | 0
oh_line_8101705_200816776 |  | ABCN | node_8101705_200816776 | node_8101705_310011327 | 213.821 | bal_3P_477AL_4/0AA(N) | 8101705 | no | no |  |  | no |  |  | 0 | 0 | 0 | 0
oh_line_8101705_200816777 |  | ABCN | node_8101705_200816777 | node_8101705_200816778 | 171.163 | bal_3P_477AL_4/0AA(N) | 8101705 | no | no |  |  | no |  |  | 0 | 0 | 0 | 0
oh_line_8101705_200816778 |  | ABCN | node_8101705_200816778 | node_8101705_200816780 | 149.289 | bal_3P_477AL_4/0AA(N) | 8101705 | no | no |  |  | no |  |  | 0 | 0 | 0 | 0
oh_line_8101705_200816780 |  | ABCN | node_8101705_200816780 | node_8101705_312111297 | 170.102 | bal_3P_477AL_4/0AA(N) | 8101705 | no | no |  |  | no |  |  | 0 | 0 | 0 | 0
oh_line_8101705_200816782 |  | ABCN | node_8101705_200816782 | node_8101705_312111307 | 156.268 | bal_3P_477AL_4/0AA(N) | 8101705 | no | no |  |  | no |  |  | 0 | 0 | 0 | 0
oh_line_8101705_200816783 |  | ABCN | node_8101705_200816783 | node_8101705_312111308 | 209.167 | bal_3P_477AL_4/0AA(N) | 8101705 | no | no |  |  | no |  |  | 0 | 0 | 0 | 0
oh_line_8101705_200816784 |  | ABCN | node_8101705_200816784 | node_8101705_312111309 | 219.574 | bal_3P_4/0AL_4/0AA(N) | 8101705 | no | no |  |  | no |  |  | 0 | 0 | 0 | 0
oh_line_8101705_200816785 |  | ABCN | node_8101705_200816785 | node_8101705_312140023 | 153.002 | bal_3P_4/0AL_1/0AA(N) | 8101705 | no | no |  |  | no |  |  | 0 | 0 | 0 | 0
oh_line_8101705_200816789 |  | ABCN | node_8101705_200816789 | node_8101705_200986668 | 269.437 | bal_3P_477AL_4/0AA(N) | 8101705 | no | no |  |  | no |  |  | 0 | 0 | 0 | 0
oh_line_8101705_200816790 |  | AN | node_8101705_200816790 | node_8101705_200816789 | 304.634 | bal_1P_1/0AA_1/0AA(N) | 8101705 | no | no |  |  | no |  |  | 0 | 0 | 0 | 0
oh_line_8101705_200816792 |  | ABCN | node_8101705_200816792 | node_1391902_669_15353391_362 | 224.05 | bal_3P_477AL_1/0AA(N) | 8101705 | no | no |  |  | no |  |  | 0 | 0 | 0 | 0
oh_line_8101705_200816794 |  | AN | node_8101705_200816792 | node_8101705_200816794 | 80.283 | bal_1P_1/0AA_1/0AA(N) | 8101705 | no | no |  |  | no |  |  | 0 | 0 | 0 | 0
oh_line_8101705_200816861 |  | AD | node_8101705_200816567 | node_8101705_200816861 | 360.86 | bal_1P_2AC | 8101705 | no | no |  |  | no |  |  | 0 | 0 | 0 | 0
oh_line_8101705_200816862 |  | AD | node_8101705_200816861 | node_8101705_200816862 | 234.946 | bal_1P_2AC | 8101705 | no | no |  |  | no |  |  | 0 | 0 | 0 | 0
oh_line_8101705_200816863 |  | AD | node_8101705_200816862 | node_intto1_8101705_200816863 | 161.45 | bal_1P_2AC | 8101705 | no | no |  |  | no |  |  | 0 | 0 | 0 | 0
oh_line_8101705_200816864 |  | AD | node_8101705_200816863 | node_8101705_200816864 | 357.551 | bal_1P_2AC | 8101705 | no | no |  |  | no |  |  | 0 | 0 | 0 | 0
oh_line_8101705_200816865 |  | AD | node_8101705_200816864 | node_8101705_200816865 | 294.061 | bal_1P_2AC | 8101705 | no | no |  |  | no |  |  | 0 | 0 | 0 | 0
oh_line_8101705_200816866 |  | AD | node_8101705_200816865 | node_8101705_200816866 | 270.739 | bal_1P_2AC | 8101705 | no | no |  |  | no |  |  | 0 | 0 | 0 | 0
oh_line_8101705_200816867 |  | AD | node_8101705_200816866 | node_8101705_200816867 | 211.924 | bal_1P_2AC | 8101705 | no | no |  |  | no |  |  | 0 | 0 | 0 | 0
oh_line_8101705_200816869 |  | AD | node_8101705_200816867 | node_8101705_200816869 | 241.193 | bal_1P_2AC | 8101705 | no | no |  |  | no |  |  | 0 | 0 | 0 | 0
oh_line_8101705_200816870 |  | AD | node_8101705_200816869 | node_8101705_200816870 | 183.188 | bal_1P_1/0AA | 8101705 | no | no |  |  | no |  |  | 0 | 0 | 0 | 0
oh_line_8101705_200816871 |  | AD | node_8101705_200816869 | node_8101705_200816871 | 317.023 | bal_1P_2AC | 8101705 | no | no |  |  | no |  |  | 0 | 0 | 0 | 0
oh_line_8101705_200816873 |  | AD | node_8101705_200816871 | node_8101705_200816873 | 222.751 | bal_1P_2AC | 8101705 | no | no |  |  | no |  |  | 0 | 0 | 0 | 0
oh_line_8101705_200816874 |  | AD | node_8101705_200816873 | node_8101705_200816874 | 200.544 | bal_1P_2AC | 8101705 | no | no |  |  | no |  |  | 0 | 0 | 0 | 0
oh_line_8101705_200816875 |  | AD | node_8101705_200816874 | node_8101705_200816875 | 260.689 | bal_1P_2AC | 8101705 | no | no |  |  | no |  |  | 0 | 0 | 0 | 0
oh_line_8101705_200816876 |  | AD | node_8101705_200816875 | node_8101705_200816876 | 258.667 | bal_1P_2AC | 8101705 | no | no |  |  | no |  |  | 0 | 0 | 0 | 0
oh_line_8101705_200816877 |  | AD | node_8101705_200816876 | node_8101705_200816877 | 222.959 | bal_1P_2AC | 8101705 | no | no |  |  | no |  |  | 0 | 0 | 0 | 0
oh_line_8101705_200816878 |  | AD | node_8101705_200816877 | node_intto1_8101705_200816878 | 317.248 | bal_1P_1/0AA | 8101705 | no | no |  |  | no |  |  | 0 | 0 | 0 | 0
oh_line_8101705_200816879 |  | AD | node_8101705_200816878 | node_8101705_200816879 | 326.16 | bal_1P_1/0AA | 8101705 | no | no |  |  | no |  |  | 0 | 0 | 0 | 0
oh_line_8101705_200816880 |  | AD | node_8101705_200816879 | node_8101705_200816880 | 314.867 | bal_1P_1/0AA | 8101705 | no | no |  |  | no |  |  | 0 | 0 | 0 | 0
oh_line_8101705_200816881 |  | AD | node_8101705_200816879 | node_8101705_200816881 | 232.529 | bal_1P_1/0AA | 8101705 | no | no |  |  | no |  |  | 0 | 0 | 0 | 0
oh_line_8101705_200816882 |  | AD | node_8101705_200816877 | node_8101705_200816882 | 464.151 | bal_1P_2AC | 8101705 | no | no |  |  | no |  |  | 0 | 0 | 0 | 0
oh_line_8101705_200816883 |  | AD | node_8101705_200816882 | node_8101705_200816883 | 343.48 | bal_1P_2AC | 8101705 | no | no |  |  | no |  |  | 0 | 0 | 0 | 0
oh_line_8101705_200816884 |  | AD | node_8101705_200816883 | node_8101705_200816884 | 231.419 | bal_1P_1/0AA | 8101705 | no | no |  |  | no |  |  | 0 | 0 | 0 | 0
oh_line_8101705_200816885 |  | AD | node_8101705_200816884 | node_8101705_200816885 | 365.211 | bal_1P_1/0AA | 8101705 | no | no |  |  | no |  |  | 0 | 0 | 0 | 0
oh_line_8101705_200816961-1 |  | AN | node_312107698 | node_8101705_200816961 | 13.735 | bal_1P_1/0AA_1/0AA(N) | 8101705 | no | no |  |  | no |  |  | 0 | 0 | 0 | 0
oh_line_8101705_200816961-2 |  | AN | node_220382529 | node_intto1_312107698 | 56.641 | bal_1P_1/0AA_1/0AA(N) | 8101705 | no | no |  |  | no |  |  | 0 | 0 | 0 | 0
oh_line_8101705_200816961-3 |  | AN | node_8101705_200816762 | node_intto1_220382529 | 7.495 | bal_1P_1/0AA_1/0AA(N) | 8101705 | no | no |  |  | no |  |  | 0 | 0 | 0 | 0
oh_line_8101705_200816962 |  | AD | node_8101705_200816961 | node_8101705_200816962 | 237.181 | bal_1P_2AC | 8101705 | no | no |  |  | no |  |  | 0 | 0 | 0 | 0
oh_line_8101705_200816963 |  | AD | node_8101705_200816962 | node_intto1_8101705_200816963 | 286.686 | bal_1P_2AC | 8101705 | no | no |  |  | no |  |  | 0 | 0 | 0 | 0
oh_line_8101705_200816964 |  | AD | node_8101705_200816963 | node_8101705_200816964 | 233.231 | bal_1P_2AC | 8101705 | no | no |  |  | no |  |  | 0 | 0 | 0 | 0
oh_line_8101705_200816965 |  | AD | node_8101705_200816963 | node_8101705_200816965 | 281.149 | bal_1P_2AC | 8101705 | no | no |  |  | no |  |  | 0 | 0 | 0 | 0
oh_line_8101705_200816966 |  | AD | node_8101705_200816965 | node_8101705_200816966 | 302.849 | bal_1P_2AC | 8101705 | no | no |  |  | no |  |  | 0 | 0 | 0 | 0
oh_line_8101705_200816968 |  | AD | node_8101705_200816965 | node_intto1_8101705_200816968 | 333.119 | bal_1P_2AC | 8101705 | no | no |  |  | no |  |  | 0 | 0 | 0 | 0
oh_line_8101705_200816969 |  | AD | node_8101705_200816968 | node_8101705_200816969 | 75.454 | bal_1P_2AC | 8101705 | no | no |  |  | no |  |  | 0 | 0 | 0 | 0
oh_line_8101705_200816970 |  | AD | node_8101705_200816969 | node_8101705_200816970 | 269.076 | bal_1P_1/0AC | 8101705 | no | no |  |  | no |  |  | 0 | 0 | 0 | 0
oh_line_8101705_200816971 |  | AD | node_8101705_200816969 | node_8101705_200816971 | 240.327 | bal_1P_2AC | 8101705 | no | no |  |  | no |  |  | 0 | 0 | 0 | 0
oh_line_8101705_200816972 |  | AD | node_8101705_200817006 | node_8101705_200816972 | 137.592 | bal_1P_2AC | 8101705 | no | no |  |  | no |  |  | 0 | 0 | 0 | 0
oh_line_8101705_200816973 |  | AD | node_8101705_200816972 | node_8101705_200816973 | 210.532 | bal_1P_2AC | 8101705 | no | no |  |  | no |  |  | 0 | 0 | 0 | 0
oh_line_8101705_200816975 |  | AD | node_8101705_200816973 | node_8101705_200816975 | 166.235 | bal_1P_1/0AA | 8101705 | no | no |  |  | no |  |  | 0 | 0 | 0 | 0
oh_line_8101705_200816976 |  | AD | node_8101705_200816975 | node_8101705_200816976 | 93.059 | bal_1P_1/0AA | 8101705 | no | no |  |  | no |  |  | 0 | 0 | 0 | 0
oh_line_8101705_200816977 |  | AD | node_8101705_200816976 | node_8101705_200816977 | 324.38 | bal_1P_1/0AA | 8101705 | no | no |  |  | no |  |  | 0 | 0 | 0 | 0
oh_line_8101705_200816978 |  | AD | node_8101705_200816971 | node_8101705_200816978 | 240.937 | bal_1P_2AC | 8101705 | no | no |  |  | no |  |  | 0 | 0 | 0 | 0
oh_line_8101705_200816980 |  | AD | node_8101705_200816978 | node_8101705_200816980 | 309.417 | bal_1P_2AC | 8101705 | no | no |  |  | no |  |  | 0 | 0 | 0 | 0
oh_line_8101705_200816982 |  | AD | node_8101705_200816980 | node_8101705_200816982 | 176.451 | bal_1P_2AC | 8101705 | no | no |  |  | no |  |  | 0 | 0 | 0 | 0
oh_line_8101705_200816983 |  | AD | node_8101705_200816982 | node_8101705_200816983 | 219.259 | bal_1P_2AC | 8101705 | no | no |  |  | no |  |  | 0 | 0 | 0 | 0
oh_line_8101705_200816984 |  | AD | node_8101705_200816983 | node_8101705_200816984 | 208.93 | bal_1P_2AC | 8101705 | no | no |  |  | no |  |  | 0 | 0 | 0 | 0
oh_line_8101705_200816986 |  | AD | node_8101705_200816984 | node_8101705_200816986 | 261.145 | bal_1P_2AC | 8101705 | no | no |  |  | no |  |  | 0 | 0 | 0 | 0
oh_line_8101705_200816988 |  | AD | node_8101705_200816986 | node_8101705_200816988 | 247.835 | bal_1P_2AC | 8101705 | no | no |  |  | no |  |  | 0 | 0 | 0 | 0
oh_line_8101705_200816989 |  | AD | node_8101705_200816988 | node_8101705_200816989 | 225.239 | bal_1P_2AC | 8101705 | no | no |  |  | no |  |  | 0 | 0 | 0 | 0
oh_line_8101705_200816990 |  | AD | node_8101705_200816989 | node_8101705_200816990 | 235.765 | bal_1P_2AC | 8101705 | no | no |  |  | no |  |  | 0 | 0 | 0 | 0
oh_line_8101705_200816992 |  | AD | node_8101705_200816990 | node_8101705_200816992 | 222.861 | bal_1P_2AC | 8101705 | no | no |  |  | no |  |  | 0 | 0 | 0 | 0
oh_line_8101705_200816993 |  | AD | node_8101705_200816992 | node_8101705_200816993 | 51.293 | bal_1P_1/0AA | 8101705 | no | no |  |  | no |  |  | 0 | 0 | 0 | 0
oh_line_8101705_200816994 |  | AD | node_8101705_200816993 | node_8101705_200816994 | 282.532 | bal_1P_1/0AA | 8101705 | no | no |  |  | no |  |  | 0 | 0 | 0 | 0
oh_line_8101705_200816995 |  | AD | node_8101705_200816994 | node_8101705_200816995 | 281.328 | bal_1P_1/0AA | 8101705 | no | no |  |  | no |  |  | 0 | 0 | 0 | 0
oh_line_8101705_200816997 |  | AD | node_8101705_200816992 | node_8101705_200816997 | 197.801 | bal_1P_2AC | 8101705 | no | no |  |  | no |  |  | 0 | 0 | 0 | 0
oh_line_8101705_200816998 |  | AD | node_8101705_200816997 | node_8101705_200816998 | 162.34 | bal_1P_2AC | 8101705 | no | no |  |  | no |  |  | 0 | 0 | 0 | 0
oh_line_8101705_200816999 |  | AD | node_8101705_200816998 | node_8101705_200816999 | 89.745 | bal_1P_2AC | 8101705 | no | no |  |  | no |  |  | 0 | 0 | 0 | 0
oh_line_8101705_200817000 |  | AD | node_8101705_200816999 | node_8101705_200817000 | 198.557 | bal_1P_2AC | 8101705 | no | no |  |  | no |  |  | 0 | 0 | 0 | 0
oh_line_8101705_200817001 |  | AD | node_8101705_200817000 | node_8101705_200817001 | 275.328 | bal_1P_1/0AA | 8101705 | no | no |  |  | no |  |  | 0 | 0 | 0 | 0
oh_line_8101705_200817003 |  | AD | node_8101705_200816998 | node_8101705_200817003 | 282.495 | bal_1P_2AC | 8101705 | no | no |  |  | no |  |  | 0 | 0 | 0 | 0
oh_line_8101705_200817005 |  | AD | node_8101705_200817003 | node_8101705_200817005 | 149.84 | bal_1P_2AC | 8101705 | no | no |  |  | no |  |  | 0 | 0 | 0 | 0
oh_line_8101705_200817006 |  | AD | node_8101705_200817005 | node_8101705_200817006 | 131.379 | bal_1P_2AC | 8101705 | no | no |  |  | no |  |  | 0 | 0 | 0 | 0
oh_line_8101705_200817250 |  | AD | node_8101705_200817003 | node_8101705_200817250 | 286.514 | bal_1P_2AC | 8101705 | no | no |  |  | no |  |  | 0 | 0 | 0 | 0
oh_line_8101705_200817252 |  | AD | node_8101705_200817250 | node_intto1_8101705_200817252 | 163.024 | bal_1P_2AC | 8101705 | no | no |  |  | no |  |  | 0 | 0 | 0 | 0
oh_line_8101705_200817253 |  | AD | node_8101705_200817268 | node_8101705_200817253 | 167.618 | bal_1P_1/0AA | 8101705 | no | no |  |  | no |  |  | 0 | 0 | 0 | 0
oh_line_8101705_200817254 |  | AD | node_8101705_200817253 | node_8101705_200817254 | 238.402 | bal_1P_1/0AA | 8101705 | no | no |  |  | no |  |  | 0 | 0 | 0 | 0
oh_line_8101705_200817255 |  | AD | node_8101705_200817254 | node_8101705_200817255 | 259.056 | bal_1P_1/0AA | 8101705 | no | no |  |  | no |  |  | 0 | 0 | 0 | 0
oh_line_8101705_200817257 |  | AD | node_8101705_200817252 | node_8101705_200817257 | 247.655 | bal_1P_1/0AA | 8101705 | no | no |  |  | no |  |  | 0 | 0 | 0 | 0
oh_line_8101705_200817258 |  | AD | node_8101705_200817257 | node_8101705_200817258 | 281.501 | bal_1P_1/0AA | 8101705 | no | no |  |  | no |  |  | 0 | 0 | 0 | 0
oh_line_8101705_200817260 |  | AD | node_8101705_312072220 | node_8101705_200817260 | 289.177 | bal_1P_1/0AA | 8101705 | no | no |  |  | no |  |  | 0 | 0 | 0 | 0
oh_line_8101705_200817261 |  | AD | node_8101705_200817260 | node_8101705_200817261 | 472.241 | bal_1P_2AC | 8101705 | no | no |  |  | no |  |  | 0 | 0 | 0 | 0
oh_line_8101705_200817262 |  | AD | node_8101705_200817261 | node_8101705_200817262 | 326.576 | bal_1P_2AC | 8101705 | no | no |  |  | no |  |  | 0 | 0 | 0 | 0
oh_line_8101705_200817263 |  | AD | node_8101705_200817262 | node_8101705_200817263 | 210.175 | bal_1P_1/0AC | 8101705 | no | no |  |  | no |  |  | 0 | 0 | 0 | 0
oh_line_8101705_200817264 |  | AD | node_8101705_200817262 | node_8101705_200817264 | 178.863 | bal_1P_2AC | 8101705 | no | no |  |  | no |  |  | 0 | 0 | 0 | 0
oh_line_8101705_200817265 |  | AD | node_8101705_200817264 | node_8101705_200817265 | 163.777 | bal_1P_2AC | 8101705 | no | no |  |  | no |  |  | 0 | 0 | 0 | 0
oh_line_8101705_200817266 |  | AD | node_8101705_200817265 | node_8101705_200817266 | 280.977 | bal_1P_2AC | 8101705 | no | no |  |  | no |  |  | 0 | 0 | 0 | 0
oh_line_8101705_200817268 |  | AD | node_8101705_200817266 | node_8101705_200817268 | 47.405 | bal_1P_1/0AA | 8101705 | no | no |  |  | no |  |  | 0 | 0 | 0 | 0
oh_line_8101705_200817269 |  | AD | node_8101705_200823649 | node_8101705_200817269 | 211.868 | bal_1P_2AC | 8101705 | no | no |  |  | no |  |  | 0 | 0 | 0 | 0
oh_line_8101705_200817270 |  | AD | node_8101705_200817269 | node_8101705_200817270 | 209.288 | bal_1P_2AC | 8101705 | no | no |  |  | no |  |  | 0 | 0 | 0 | 0
oh_line_8101705_200817271 |  | AD | node_8101705_200817270 | node_8101705_200817271 | 220.726 | bal_1P_2AC | 8101705 | no | no |  |  | no |  |  | 0 | 0 | 0 | 0
oh_line_8101705_200817272 |  | AD | node_8101705_200817271 | node_8101705_200817272 | 142.052 | bal_1P_2AC | 8101705 | no | no |  |  | no |  |  | 0 | 0 | 0 | 0
oh_line_8101705_200817273 |  | AD | node_8101705_200817272 | node_8101705_200817273 | 228.444 | bal_1P_2AC | 8101705 | no | no |  |  | no |  |  | 0 | 0 | 0 | 0
oh_line_8101705_200817274 |  | AD | node_8101705_200817273 | node_8101705_200817274 | 227.133 | bal_1P_2AC | 8101705 | no | no |  |  | no |  |  | 0 | 0 | 0 | 0
oh_line_8101705_200817275 |  | AD | node_8101705_200817274 | node_8101705_200817275 | 287.106 | bal_1P_2AC | 8101705 | no | no |  |  | no |  |  | 0 | 0 | 0 | 0
oh_line_8101705_200817276 |  | AD | node_8101705_200817275 | node_8101705_200817276 | 428.173 | bal_1P_2AC | 8101705 | no | no |  |  | no |  |  | 0 | 0 | 0 | 0
oh_line_8101705_200817277 |  | AD | node_8101705_200817276 | node_8101705_200817277 | 219.96 | bal_1P_2AC | 8101705 | no | no |  |  | no |  |  | 0 | 0 | 0 | 0
oh_line_8101705_200817278 |  | AD | node_8101705_200817277 | node_8101705_200817278 | 184.574 | bal_1P_2AC | 8101705 | no | no |  |  | no |  |  | 0 | 0 | 0 | 0
oh_line_8101705_200817298 |  | AN | node_8101705_311911002 | node_8101705_200817298 | 110.125 | bal_1P_1/0AA_1/0AA(N) | 8101705 | no | no |  |  | no |  |  | 0 | 0 | 0 | 0
oh_line_8101705_200817299 |  | AD | node_8101705_200817311 | node_8101705_200817299 | 307.539 | bal_1P_1/0AC | 8101705 | no | no |  |  | no |  |  | 0 | 0 | 0 | 0
oh_line_8101705_200817300 |  | AD | node_8101705_200817299 | node_8101705_200817300 | 232.422 | bal_1P_1/0AC | 8101705 | no | no |  |  | no |  |  | 0 | 0 | 0 | 0
oh_line_8101705_200817301 |  | AD | node_8101705_200817298 | node_intto1_8101705_200817301 | 237.169 | bal_1P_2AC | 8101705 | no | no |  |  | no |  |  | 0 | 0 | 0 | 0
oh_line_8101705_200817302 |  | AD | node_8101705_200817301 | node_8101705_200817302 | 465.033 | bal_1P_2AC | 8101705 | no | no |  |  | no |  |  | 0 | 0 | 0 | 0
oh_line_8101705_200817303 |  | AD | node_8101705_200817302 | node_8101705_200817303 | 446.764 | bal_1P_2AC | 8101705 | no | no |  |  | no |  |  | 0 | 0 | 0 | 0
oh_line_8101705_200817305 |  | AD | node_8101705_200817303 | node_8101705_200817305 | 327.477 | bal_1P_2AC | 8101705 | no | no |  |  | no |  |  | 0 | 0 | 0 | 0
oh_line_8101705_200817306 |  | AD | node_8101705_200817305 | node_8101705_200817306 | 320.285 | bal_1P_2AC | 8101705 | no | no |  |  | no |  |  | 0 | 0 | 0 | 0
oh_line_8101705_200817307 |  | AD | node_8101705_200817306 | node_8101705_200817307 | 405.379 | bal_1P_2AC | 8101705 | no | no |  |  | no |  |  | 0 | 0 | 0 | 0
oh_line_8101705_200817308 |  | AD | node_8101705_200817307 | node_8101705_200817308 | 353.115 | bal_1P_2AC | 8101705 | no | no |  |  | no |  |  | 0 | 0 | 0 | 0
oh_line_8101705_200817311 |  | AD | node_8101705_200817308 | node_8101705_200817311 | 259.911 | bal_1P_1/0AC | 8101705 | no | no |  |  | no |  |  | 0 | 0 | 0 | 0
oh_line_8101705_200817313 |  | AN | node_8101705_200949137 | node_8101705_200817313 | 224.42 | bal_1P_1/0AA_1/0AA(N) | 8101705 | no | no |  |  | no |  |  | 0 | 0 | 0 | 0
oh_line_8101705_200817314 |  | AD | node_8101705_200817313 | node_intto1_8101705_200817314 | 295.952 | bal_1P_1/0AA | 8101705 | no | no |  |  | no |  |  | 0 | 0 | 0 | 0
oh_line_8101705_200817315 |  | AD | node_8101705_200817314 | node_8101705_200817315 | 373.451 | bal_1P_2AC | 8101705 | no | no |  |  | no |  |  | 0 | 0 | 0 | 0
oh_line_8101705_200817316 |  | AD | node_8101705_200817315 | node_8101705_200817316 | 325.375 | bal_1P_2AC | 8101705 | no | no |  |  | no |  |  | 0 | 0 | 0 | 0
oh_line_8101705_200817317 |  | AD | node_8101705_200817316 | node_8101705_200817317 | 349.936 | bal_1P_2AC | 8101705 | no | no |  |  | no |  |  | 0 | 0 | 0 | 0
oh_line_8101705_200817318 |  | AD | node_8101705_200817317 | node_8101705_200817318 | 325.001 | bal_1P_2AC | 8101705 | no | no |  |  | no |  |  | 0 | 0 | 0 | 0
oh_line_8101705_200817320 |  | AD | node_8101705_200817318 | node_8101705_200817320 | 324.004 | bal_1P_2AC | 8101705 | no | no |  |  | no |  |  | 0 | 0 | 0 | 0
oh_line_8101705_200817321 |  | AD | node_8101705_200817320 | node_8101705_200817321 | 428.478 | bal_1P_2AC | 8101705 | no | no |  |  | no |  |  | 0 | 0 | 0 | 0
oh_line_8101705_200817322 |  | AD | node_8101705_200817321 | node_8101705_200817322 | 223.986 | bal_1P_2AC | 8101705 | no | no |  |  | no |  |  | 0 | 0 | 0 | 0
oh_line_8101705_200817324 |  | AD | node_8101705_200817322 | node_8101705_200817324 | 46.307 | bal_1P_1/0AA | 8101705 | no | no |  |  | no |  |  | 0 | 0 | 0 | 0
oh_line_8101705_200817325 |  | AD | node_8101705_200817324 | node_8101705_200817325 | 320.934 | bal_1P_1/0AA | 8101705 | no | no |  |  | no |  |  | 0 | 0 | 0 | 0
oh_line_8101705_200817326 |  | AD | node_8101705_200817325 | node_8101705_200817326 | 219.836 | bal_1P_1/0AA | 8101705 | no | no |  |  | no |  |  | 0 | 0 | 0 | 0
oh_line_8101705_200817327 |  | AD | node_8101705_200817322 | node_8101705_200817327 | 416.827 | bal_1P_2AC | 8101705 | no | no |  |  | no |  |  | 0 | 0 | 0 | 0
oh_line_8101705_200817328 |  | AD | node_8101705_200817327 | node_8101705_200817328 | 399.386 | bal_1P_2AC | 8101705 | no | no |  |  | no |  |  | 0 | 0 | 0 | 0
oh_line_8101705_200817397 |  | ABCN | node_8101705_200817398 | node_8101705_200817397 | 166.724 | bal_3P_WYECUST | 8101705 | no | no |  |  | no |  |  | 0 | 0 | 0 | 0
oh_line_8101705_200817398 |  | ABCN | node_8101705_200948212 | node_intto1_8101705_200817398 | 120.836 | bal_3P_1/0AA_1/0AA(N) | 8101705 | no | no |  |  | no |  |  | 0 | 0 | 0 | 0
oh_line_8101705_200817457-1 |  | AD | node_220382502 | node_8101705_200817457 | 25.291 | bal_1P_1/0AA | 8101705 | no | no |  |  | no |  |  | 0 | 0 | 0 | 0
oh_line_8101705_200817457-2 |  | AD | node_220382530 | node_intto1_220382502 | 66.254 | bal_1P_1/0AA | 8101705 | no | no |  |  | no |  |  | 0 | 0 | 0 | 0
oh_line_8101705_200817457-3 |  | AD | node_8101705_200948200 | node_intto1_220382530 | 7.518 | bal_1P_1/0AA | 8101705 | no | no |  |  | no |  |  | 0 | 0 | 0 | 0
oh_line_8101705_200817458 |  | AD | node_8101705_200817471 | node_8101705_200817458 | 144.769 | bal_1P_1/0AA | 8101705 | no | no |  |  | no |  |  | 0 | 0 | 0 | 0
oh_line_8101705_200817459 |  | AD | node_8101705_200817457 | node_8101705_200817459 | 318.773 | bal_1P_2AC | 8101705 | no | no |  |  | no |  |  | 0 | 0 | 0 | 0
oh_line_8101705_200817460 |  | AD | node_8101705_200817459 | node_8101705_200817460 | 247.916 | bal_1P_2AC | 8101705 | no | no |  |  | no |  |  | 0 | 0 | 0 | 0
oh_line_8101705_200817461 |  | AD | node_8101705_200817460 | node_8101705_200817461 | 246.972 | bal_1P_2AC | 8101705 | no | no |  |  | no |  |  | 0 | 0 | 0 | 0
oh_line_8101705_200817462 |  | AD | node_8101705_200817460 | node_8101705_200817462 | 220.33 | bal_1P_2AC | 8101705 | no | no |  |  | no |  |  | 0 | 0 | 0 | 0
oh_line_8101705_200817463 |  | AD | node_8101705_200817462 | node_8101705_200817463 | 249.603 | bal_1P_2AC | 8101705 | no | no |  |  | no |  |  | 0 | 0 | 0 | 0
oh_line_8101705_200817464 |  | AD | node_8101705_200817463 | node_8101705_200817464 | 89.121 | bal_1P_2AC | 8101705 | no | no |  |  | no |  |  | 0 | 0 | 0 | 0
oh_line_8101705_200817466 |  | AD | node_8101705_200817464 | node_8101705_200817466 | 237.92 | bal_1P_2AC | 8101705 | no | no |  |  | no |  |  | 0 | 0 | 0 | 0
oh_line_8101705_200817467 |  | AD | node_8101705_200817466 | node_8101705_200817467 | 298.474 | bal_1P_1/0AA | 8101705 | no | no |  |  | no |  |  | 0 | 0 | 0 | 0
oh_line_8101705_200817468 |  | AD | node_8101705_200817467 | node_8101705_200817468 | 235.531 | bal_1P_1/0AA | 8101705 | no | no |  |  | no |  |  | 0 | 0 | 0 | 0
oh_line_8101705_200817471 |  | AD | node_8101705_200817468 | node_8101705_200817471 | 343.2 | bal_1P_1/0AA | 8101705 | no | no |  |  | no |  |  | 0 | 0 | 0 | 0
oh_line_8101705_200817560 |  | AD | node_8101705_200816521 | node_intto1_8101705_200817560 | 180.783 | bal_1P_2AC | 8101705 | no | no |  |  | no |  |  | 0 | 0 | 0 | 0
oh_line_8101705_200817561 |  | AD | node_8101705_200817560 | node_8101705_200817561 | 256.072 | bal_1P_2AC | 8101705 | no | no |  |  | no |  |  | 0 | 0 | 0 | 0
oh_line_8101705_200817562 |  | AD | node_8101705_200817561 | node_8101705_200817562 | 296.057 | bal_1P_2AC | 8101705 | no | no |  |  | no |  |  | 0 | 0 | 0 | 0
oh_line_8101705_200817563 |  | AD | node_8101705_200817562 | node_8101705_200817563 | 298.595 | bal_1P_2AC | 8101705 | no | no |  |  | no |  |  | 0 | 0 | 0 | 0
oh_line_8101705_200817564 |  | AD | node_8101705_200817563 | node_8101705_200817564 | 276.372 | bal_1P_2AC | 8101705 | no | no |  |  | no |  |  | 0 | 0 | 0 | 0
oh_line_8101705_200817565 |  | AD | node_8101705_200817564 | node_8101705_200817565 | 380.726 | bal_1P_2AC | 8101705 | no | no |  |  | no |  |  | 0 | 0 | 0 | 0
oh_line_8101705_200817566 |  | AD | node_8101705_200817565 | node_8101705_200817566 | 365.941 | bal_1P_2AC | 8101705 | no | no |  |  | no |  |  | 0 | 0 | 0 | 0
oh_line_8101705_200817568 |  | AD | node_8101705_200817566 | node_8101705_200817568 | 244.015 | bal_1P_1/0AA | 8101705 | no | no |  |  | no |  |  | 0 | 0 | 0 | 0
oh_line_8101705_200817569 |  | AD | node_8101705_200817566 | node_8101705_200817569 | 242.532 | bal_1P_2AC | 8101705 | no | no |  |  | no |  |  | 0 | 0 | 0 | 0
oh_line_8101705_200817570 |  | AD | node_8101705_200817569 | node_8101705_200817570 | 284.57 | bal_1P_2AC | 8101705 | no | no |  |  | no |  |  | 0 | 0 | 0 | 0
oh_line_8101705_200817596 |  | AD | node_8101705_200824575 | node_8101705_200817596 | 274.05 | bal_1P_1/0AC | 8101705 | no | no |  |  | no |  |  | 0 | 0 | 0 | 0
oh_line_8101705_200817597 |  | AD | node_8101705_200817596 | node_8101705_200817597 | 254.819 | bal_1P_1/0AC | 8101705 | no | no |  |  | no |  |  | 0 | 0 | 0 | 0
oh_line_8101705_200817675 |  | AD | node_8101705_200816632 | node_8101705_200817675 | 51.675 | bal_1P_2AC | 8101705 | no | no |  |  | no |  |  | 0 | 0 | 0 | 0
oh_line_8101705_200817677 |  | AD | node_8101705_200816515 | node_8101705_200817677 | 219.612 | bal_1P_1/0AA | 8101705 | no | no |  |  | no |  |  | 0 | 0 | 0 | 0
oh_line_8101705_200817678 |  | AD | node_8101705_200817677 | node_8101705_200817678 | 251.739 | bal_1P_1/0AA | 8101705 | no | no |  |  | no |  |  | 0 | 0 | 0 | 0
oh_line_8101705_200817680 |  | AD | node_8101705_200817678 | node_8101705_200817680 | 251.661 | bal_1P_1/0AA | 8101705 | no | no |  |  | no |  |  | 0 | 0 | 0 | 0
oh_line_8101705_200817681 |  | AD | node_8101705_200817680 | node_8101705_200817681 | 259.59 | bal_1P_1/0AA | 8101705 | no | no |  |  | no |  |  | 0 | 0 | 0 | 0
oh_line_8101705_200817682 |  | AD | node_8101705_200817681 | node_8101705_200817682 | 269.517 | bal_1P_1/0AA | 8101705 | no | no |  |  | no |  |  | 0 | 0 | 0 | 0
oh_line_8101705_200817683 |  | AD | node_8101705_200817681 | node_8101705_200817683 | 168.18 | bal_1P_1/0AA | 8101705 | no | no |  |  | no |  |  | 0 | 0 | 0 | 0
oh_line_8101705_200821191 |  | ABCD | node_8101705_200821197 | node_8101705_200821191 | 23.694 | bal_3P_477AL | 8101705 | no | no |  |  | no |  |  | 0 | 0 | 0 | 0
oh_line_8101705_200821192 |  | ABCD | node_8101705_200821197 | node_8101705_200821192 | 53.671 | bal_3P_477AL | 8101705 | no | no |  |  | no |  |  | 0 | 0 | 0 | 0
oh_line_8101705_200821197 |  | ABCD | node_SOURCE_8101705 | node_8101705_200821197 | 46.252 | bal_3P_477AL | 8101705 | no | no |  |  | no |  |  | 0 | 0 | 0 | 0
oh_line_8101705_200821198 |  | ABCD | node_8101705_200821199 | node_8101705_200821198 | 112.927 | bal_3P_4/0AA | 8101705 | no | no |  |  | no |  |  | 0 | 0 | 0 | 0
oh_line_8101705_200821199 |  | ABCD | node_8101705_200821200 | node_8101705_200821199 | 120.626 | bal_3P_4/0AA | 8101705 | no | no |  |  | no |  |  | 0 | 0 | 0 | 0
oh_line_8101705_200821200 |  | ABCD | node_8101705_200821201 | node_8101705_200821200 | 116.596 | bal_3P_4/0AA | 8101705 | no | no |  |  | no |  |  | 0 | 0 | 0 | 0
oh_line_8101705_200821201 |  | ABCD | node_8101705_200821204 | node_intto1_8101705_200821201 | 158.429 | bal_3P_4/0AA | 8101705 | no | no |  |  | no |  |  | 0 | 0 | 0 | 0
oh_line_8101705_200821204 |  | ABCD | node_8101705_200821205 | node_8101705_200821204 | 124.915 | bal_3P_4/0AA | 8101705 | no | no |  |  | no |  |  | 0 | 0 | 0 | 0
oh_line_8101705_200821205 |  | ABCD | node_8101705_200821207 | node_8101705_200821205 | 107.542 | bal_3P_4/0AA | 8101705 | no | no |  |  | no |  |  | 0 | 0 | 0 | 0
oh_line_8101705_200821207 |  | ABCD | node_8101705_200821210 | node_8101705_200821207 | 128.865 | bal_3P_4/0AA | 8101705 | no | no |  |  | no |  |  | 0 | 0 | 0 | 0
oh_line_8101705_200821208 |  | ABCD | node_8101705_200821207 | node_8101705_200821208 | 76.821 | bal_3P_1/0AC | 8101705 | no | no |  |  | no |  |  | 0 | 0 | 0 | 0
oh_line_8101705_200821210 |  | ABCD | node_8101705_200821211 | node_8101705_200821210 | 113.876 | bal_3P_4CU | 8101705 | no | no |  |  | no |  |  | 0 | 0 | 0 | 0
oh_line_8101705_200821211 |  | ABCD | node_8101705_200821214 | node_8101705_200821211 | 146.823 | bal_3P_4CU | 8101705 | no | no |  |  | no |  |  | 0 | 0 | 0 | 0
oh_line_8101705_200821212 |  | ABCD | node_8101705_200821211 | node_8101705_200821212 | 84.213 | bal_3P_1/0AA | 8101705 | no | no |  |  | no |  |  | 0 | 0 | 0 | 0
oh_line_8101705_200821214 |  | ABCD | node_8101705_200821217 | node_8101705_200821214 | 127.544 | bal_3P_4/0AA | 8101705 | no | no |  |  | no |  |  | 0 | 0 | 0 | 0
oh_line_8101705_200821215 |  | ABCD | node_8101705_200821214 | node_8101705_200821215 | 113.32 | bal_3P_1/0AA | 8101705 | no | no |  |  | no |  |  | 0 | 0 | 0 | 0
oh_line_8101705_200821216 |  | ABCD | node_8101705_200821215 | node_8101705_200821216 | 17.878 | bal_3P_1/0AC | 8101705 | no | no |  |  | no |  |  | 0 | 0 | 0 | 0
oh_line_8101705_200821217 |  | ABCD | node_8101705_200821219 | node_8101705_200821217 | 100.167 | bal_3P_4/0AA | 8101705 | no | no |  |  | no |  |  | 0 | 0 | 0 | 0
oh_line_8101705_200821219-1 |  | ABCD | node_8101705_200821221 | node_1396885_046_15311689_12 | 127.672 | bal_3P_4/0AA | 8101705 | no | no |  |  | no |  |  | 0 | 0 | 0 | 0
oh_line_8101705_200821219-2 |  | ABCD | node_1396885_046_15311689_12 | node_8101705_200821219 | 7.308 | bal_3P_4/0AA | 8101705 | no | no |  |  | no |  |  | 0 | 0 | 0 | 0
oh_line_8101705_200821221 |  | ABCD | node_8101705_312006231 | node_8101705_200821221 | 57.413 | bal_3P_4/0AA | 8101705 | no | no |  |  | no |  |  | 0 | 0 | 0 | 0
oh_line_8101705_200821222 |  | ABCD | node_8101705_200821227 | node_8101705_200821222 | 185.762 | bal_3P_4/0AA | 8101705 | no | no |  |  | no |  |  | 0 | 0 | 0 | 0
oh_line_8101705_200821227 |  | ABCD | node_8101705_200821228 | node_8101705_200821227 | 140.056 | bal_3P_477AL | 8101705 | no | no |  |  | no |  |  | 0 | 0 | 0 | 0
oh_line_8101705_200821228 |  | ABCD | node_8101705_200821229 | node_8101705_200821228 | 126.517 | bal_3P_477AL | 8101705 | no | no |  |  | no |  |  | 0 | 0 | 0 | 0
oh_line_8101705_200821229 |  | ABCD | node_8101705_200821230 | node_intto1_8101705_200821229 | 66.89 | bal_3P_477AL | 8101705 | no | no |  |  | no |  |  | 0 | 0 | 0 | 0
oh_line_8101705_200821230 |  | ABCD | node_8101705_200821231 | node_8101705_200821230 | 103.304 | bal_3P_4/0AA | 8101705 | no | no |  |  | no |  |  | 0 | 0 | 0 | 0
oh_line_8101705_200821231 |  | ABCD | node_8101705_200821235 | node_8101705_200821231 | 263.865 | bal_3P_4/0AA | 8101705 | no | no |  |  | no |  |  | 0 | 0 | 0 | 0
oh_line_8101705_200821235 |  | ABCD | node_8101705_200821236 | node_8101705_200821235 | 63.048 | bal_3P_4/0AA | 8101705 | no | no |  |  | no |  |  | 0 | 0 | 0 | 0
oh_line_8101705_200821236-1 |  | ABCN | node_8101705_200821237 | node_intto1_220382747 | 77.944 | bal_3P_4/0AA_4/0AC(N) | 8101705 | no | no |  |  | no |  |  | 0 | 0 | 0 | 0
oh_line_8101705_200821236-2 |  | ABCN | node_220382747 | node_intto1_220465052 | 11.219 | bal_3P_4/0AA_4/0AC(N) | 8101705 | no | no |  |  | no |  |  | 0 | 0 | 0 | 0
oh_line_8101705_200821236-3 |  | ABCN | node_220465052 | node_8101705_200821236 | 11.278 | bal_3P_4/0AA_4/0AC(N) | 8101705 | no | no |  |  | no |  |  | 0 | 0 | 0 | 0
oh_line_8101705_200821237 |  | ABCN | node_8101705_200821239 | node_8101705_200821237 | 118.035 | bal_3P_4/0AA_4/0AC(N) | 8101705 | no | no |  |  | no |  |  | 0 | 0 | 0 | 0
oh_line_8101705_200821238 |  | ABCN | node_8101705_200821237 | node_8101705_200821238 | 87.022 | bal_3P_1/0AA_1/0AA(N) | 8101705 | no | no |  |  | no |  |  | 0 | 0 | 0 | 0
oh_line_8101705_200821239 |  | ABCN | node_8101705_200821240 | node_8101705_200821239 | 123.884 | bal_3P_4/0AA_1/0AA(N) | 8101705 | no | no |  |  | no |  |  | 0 | 0 | 0 | 0
oh_line_8101705_200821240 |  | ABCN | node_8101705_200821242 | node_8101705_200821240 | 63.564 | bal_3P_4/0AA_4/0AC(N) | 8101705 | no | no |  |  | no |  |  | 0 | 0 | 0 | 0
oh_line_8101705_200821242 |  | ABCN | node_8101705_200821243 | node_8101705_200821242 | 123.91 | bal_3P_4/0AA_4/0AC(N) | 8101705 | no | no |  |  | no |  |  | 0 | 0 | 0 | 0
oh_line_8101705_200821243 |  | ABCN | node_8101705_200821245 | node_8101705_200821243 | 148.165 | bal_3P_4/0AA_1/0AA(N) | 8101705 | no | no |  |  | no |  |  | 0 | 0 | 0 | 0
oh_line_8101705_200821244 |  | ABCN | node_8101705_200821243 | node_intto1_8101705_200821244 | 10.801 | bal_3P_1/0AL_1/0AL(N) | 8101705 | no | no |  |  | no |  |  | 0 | 0 | 0 | 0
oh_line_8101705_200821245 |  | ABCN | node_8101705_200821247 | node_8101705_200821245 | 146.372 | bal_3P_4/0AA_1/0AA(N) | 8101705 | no | no |  |  | no |  |  | 0 | 0 | 0 | 0
oh_line_8101705_200821246 |  | ABCN | node_8101705_200821245 | node_8101705_200821246 | 136.877 | bal_3P_1/0AA_1/0AA(N) | 8101705 | no | no |  |  | no |  |  | 0 | 0 | 0 | 0
oh_line_8101705_200821247 |  | ABCN | node_8101705_200821249 | node_8101705_200821247 | 139.255 | bal_3P_4/0AA_1/0AA(N) | 8101705 | no | no |  |  | no |  |  | 0 | 0 | 0 | 0
oh_line_8101705_200821249 |  | ABCN | node_8101705_200821254 | node_8101705_200821249 | 152.101 | bal_3P_4/0AA_1/0AA(N) | 8101705 | no | no |  |  | no |  |  | 0 | 0 | 0 | 0
oh_line_8101705_200821250 |  | ABCN | node_8101705_200821249 | node_8101705_200821250 | 123.947 | bal_3P_4/0AA_1/0AA(N) | 8101705 | no | no |  |  | no |  |  | 0 | 0 | 0 | 0
oh_line_8101705_200821251 |  | ABCN | node_8101705_200821250 | node_intto1_8101705_200821251 | 24.432 | bal_3P_4/0AA_1/0AA(N) | 8101705 | no | no |  |  | no |  |  | 0 | 0 | 0 | 0
oh_line_8101705_200821254 |  | ABCN | node_8101705_200821255 | node_intto1_8101705_200821254 | 116.164 | bal_3P_4/0AA_1/0AA(N) | 8101705 | no | no |  |  | no |  |  | 0 | 0 | 0 | 0
oh_line_8101705_200821255 |  | ABCN | node_8101705_200821258 | node_8101705_200821255 | 115.032 | bal_3P_4/0AA_1/0AA(N) | 8101705 | no | no |  |  | no |  |  | 0 | 0 | 0 | 0
oh_line_8101705_200821256 |  | ABCN | node_8101705_200821255 | node_intto1_8101705_200821256 | 110.265 | bal_3P_1/0AA_1/0AA(N) | 8101705 | no | no |  |  | no |  |  | 0 | 0 | 0 | 0
oh_line_8101705_200821258 |  | ABCN | node_8101705_200821259 | node_8101705_200821258 | 145.781 | bal_3P_4/0AA_1/0AA(N) | 8101705 | no | no |  |  | no |  |  | 0 | 0 | 0 | 0
oh_line_8101705_200821259 |  | ABCN | node_8101705_200821260 | node_8101705_200821259 | 172.928 | bal_3P_4/0AA_1/0AA(N) | 8101705 | no | no |  |  | no |  |  | 0 | 0 | 0 | 0
oh_line_8101705_200821260 |  | ABCN | node_8101705_200821262 | node_intto1_8101705_200821260 | 263.819 | bal_3P_4/0AA_1/0AA(N) | 8101705 | no | no |  |  | no |  |  | 0 | 0 | 0 | 0
oh_line_8101705_200821262 |  | ABCN | node_8101705_200821263 | node_8101705_200821262 | 243.815 | bal_3P_4/0AA_1/0AA(N) | 8101705 | no | no |  |  | no |  |  | 0 | 0 | 0 | 0
oh_line_8101705_200821263 |  | ABCN | node_8101705_200821265 | node_8101705_200821263 | 110.364 | bal_3P_4/0AA_4/0AC(N) | 8101705 | no | no |  |  | no |  |  | 0 | 0 | 0 | 0
oh_line_8101705_200821265 |  | ABCN | node_8101705_200821266 | node_8101705_200821265 | 105.689 | bal_3P_4/0AA_4/0AC(N) | 8101705 | no | no |  |  | no |  |  | 0 | 0 | 0 | 0
oh_line_8101705_200821266 |  | ABCN | node_8101705_200821269 | node_intto1_8101705_200821266 | 126.729 | bal_3P_4/0AA_1/0AA(N) | 8101705 | no | no |  |  | no |  |  | 0 | 0 | 0 | 0
oh_line_8101705_200821267 |  | ABCN | node_8101705_200821266 | node_8101705_200821267 | 136.956 | bal_3P_1/0AA_1/0AA(N) | 8101705 | no | no |  |  | no |  |  | 0 | 0 | 0 | 0
oh_line_8101705_200821269 |  | ABCN | node_8101705_200821270 | node_8101705_200821269 | 175.94 | bal_3P_4/0AC_4/0AL(N) | 8101705 | no | no |  |  | no |  |  | 0 | 0 | 0 | 0
oh_line_8101705_200821270 |  | ABCN | node_8101705_200821271 | node_8101705_200821270 | 122.457 | bal_3P_477AL_4/0AC(N) | 8101705 | no | no |  |  | no |  |  | 0 | 0 | 0 | 0
oh_line_8101705_200821271 |  | ABCN | node_8101705_200821272 | node_8101705_200821271 | 112.905 | bal_3P_477AL_4/0AC(N) | 8101705 | no | no |  |  | no |  |  | 0 | 0 | 0 | 0
oh_line_8101705_200821272 |  | ABCN | node_8101705_200821274 | node_8101705_200821272 | 104.438 | bal_3P_477AL_4/0AC(N) | 8101705 | no | no |  |  | no |  |  | 0 | 0 | 0 | 0
oh_line_8101705_200821274 |  | ABCN | node_8101705_200821277 | node_8101705_200821274 | 138.693 | bal_3P_477AL_4/0AA(N) | 8101705 | no | no |  |  | no |  |  | 0 | 0 | 0 | 0
oh_line_8101705_200821277 |  | ABCN | node_8101705_200821278 | node_8101705_200821277 | 142.664 | bal_3P_477AL_4/0AC(N) | 8101705 | no | no |  |  | no |  |  | 0 | 0 | 0 | 0
oh_line_8101705_200821278 |  | ABCN | node_8101705_200821280 | node_8101705_200821278 | 162.393 | bal_3P_477AL_4/0AA(N) | 8101705 | no | no |  |  | no |  |  | 0 | 0 | 0 | 0
oh_line_8101705_200821279 |  | ABCN | node_8101705_200821278 | node_8101705_200821279 | 112.204 | bal_3P_1/0AA_1/0AA(N) | 8101705 | no | no |  |  | no |  |  | 0 | 0 | 0 | 0
oh_line_8101705_200821280 |  | ABCN | node_8101705_200821281 | node_8101705_200821280 | 214.544 | bal_3P_477AL_4/0AA(N) | 8101705 | no | no |  |  | no |  |  | 0 | 0 | 0 | 0
oh_line_8101705_200821281 |  | ABCN | node_8101705_200821282 | node_8101705_200821281 | 99.904 | bal_3P_477AL_4/0AA(N) | 8101705 | no | no |  |  | no |  |  | 0 | 0 | 0 | 0
oh_line_8101705_200821282 |  | ABCN | node_8101705_200821284 | node_8101705_200821282 | 107.696 | bal_3P_477AL_4/0AC(N) | 8101705 | no | no |  |  | no |  |  | 0 | 0 | 0 | 0
oh_line_8101705_200821284 |  | ABCN | node_8101705_200821286 | node_8101705_200821284 | 243.88 | bal_3P_477AL_4/0AC(N) | 8101705 | no | no |  |  | no |  |  | 0 | 0 | 0 | 0
oh_line_8101705_200821286 |  | ABCN | node_8101705_200821288 | node_8101705_200821286 | 223.559 | bal_3P_477AL_4/0AC(N) | 8101705 | no | no |  |  | no |  |  | 0 | 0 | 0 | 0
oh_line_8101705_200821288 |  | ABCN | node_8101705_312138395 | node_8101705_200821288 | 117.125 | bal_3P_477AL_4/0AC(N) | 8101705 | no | no |  |  | no |  |  | 0 | 0 | 0 | 0
oh_line_8101705_200821289 |  | ABCN | node_8101705_200821290 | node_8101705_200821289 | 117.226 | bal_3P_477AL_4/0AC(N) | 8101705 | no | no |  |  | no |  |  | 0 | 0 | 0 | 0
oh_line_8101705_200821290 |  | ABCN | node_8101705_200821292 | node_8101705_200821290 | 197.397 | bal_3P_477AL_4/0AA(N) | 8101705 | no | no |  |  | no |  |  | 0 | 0 | 0 | 0
oh_line_8101705_200821292 |  | ABCN | node_8101705_200821294 | node_8101705_200821292 | 99.791 | bal_3P_477AL_4/0AA(N) | 8101705 | no | no |  |  | no |  |  | 0 | 0 | 0 | 0
oh_line_8101705_200821294 |  | ABCN | node_8101705_200821295 | node_8101705_200821294 | 106.556 | bal_3P_477AL_4/0AA(N) | 8101705 | no | no |  |  | no |  |  | 0 | 0 | 0 | 0
oh_line_8101705_200821295 |  | ABCN | node_8101705_200821297 | node_8101705_200821295 | 143.872 | bal_3P_477AL_4/0AA(N) | 8101705 | no | no |  |  | no |  |  | 0 | 0 | 0 | 0
oh_line_8101705_200821297 |  | ABCN | node_8101705_200821300 | node_8101705_200821297 | 151.291 | bal_3P_477AL_4/0AA(N) | 8101705 | no | no |  |  | no |  |  | 0 | 0 | 0 | 0
oh_line_8101705_200821300 |  | ABCN | node_8101705_200821301 | node_8101705_200821300 | 148.018 | bal_3P_477AL_4/0AA(N) | 8101705 | no | no |  |  | no |  |  | 0 | 0 | 0 | 0
oh_line_8101705_200821301 |  | ABCN | node_8101705_200821303 | node_8101705_200821301 | 232.333 | bal_3P_477AL_4/0AA(N) | 8101705 | no | no |  |  | no |  |  | 0 | 0 | 0 | 0
oh_line_8101705_200821303 |  | ABCN | node_8101705_200821305 | node_8101705_200821303 | 96.105 | bal_3P_477AL_4/0AA(N) | 8101705 | no | no |  |  | no |  |  | 0 | 0 | 0 | 0
oh_line_8101705_200821305 |  | ABCN | node_8101705_201010585 | node_8101705_200821305 | 151.893 | bal_3P_477AL_4/0AA(N) | 8101705 | no | no |  |  | no |  |  | 0 | 0 | 0 | 0
oh_line_8101705_200821310 |  | ABCD | node_8101705_200821191 | node_8101705_200821310 | 40.177 | bal_3P_477AL | 8101705 | no | no |  |  | no |  |  | 0 | 0 | 0 | 0
oh_line_8101705_200821499 |  | ABCD | node_8101705_312159963 | node_8101705_200821499 | 41.97 | bal_3P_4/0AA | 8101705 | no | no |  |  | no |  |  | 0 | 0 | 0 | 0
oh_line_8101705_200821500 |  | ABCD | node_8101705_200821499 | node_8101705_200821500 | 63.149 | bal_3P_4/0AA | 8101705 | no | no |  |  | no |  |  | 0 | 0 | 0 | 0
oh_line_8101705_200821502 |  | ABCD | node_8101705_200821504 | node_8101705_200821502 | 107.347 | bal_3P_4/0AA | 8101705 | no | no |  |  | no |  |  | 0 | 0 | 0 | 0
oh_line_8101705_200821504 |  | ABCD | node_8101705_200821506 | node_8101705_200821504 | 103.728 | bal_3P_4/0AA | 8101705 | no | no |  |  | no |  |  | 0 | 0 | 0 | 0
oh_line_8101705_200821505 |  | ABCD | node_8101705_200821504 | node_8101705_200821505 | 78.081 | bal_3P_1/0AA | 8101705 | no | no |  |  | no |  |  | 0 | 0 | 0 | 0
oh_line_8101705_200821506 |  | ABCD | node_8101705_201012079 | node_8101705_200821506 | 101.593 | bal_3P_4/0AA | 8101705 | no | no |  |  | no |  |  | 0 | 0 | 0 | 0
oh_line_8101705_200821508 |  | ABCD | node_8101705_200821198 | node_8101705_200821508 | 133.959 | bal_3P_4/0AA | 8101705 | no | no |  |  | no |  |  | 0 | 0 | 0 | 0
oh_line_8101705_200821608 |  | ABCD | node_8101705_200821504 | node_intto1_8101705_200821608 | 174.795 | bal_3P_1/0AA | 8101705 | no | no |  |  | no |  |  | 0 | 0 | 0 | 0
oh_line_8101705_200821609 |  | AD | node_8101705_200821608 | node_8101705_200821609 | 123.066 | bal_1P_1/0AA | 8101705 | no | no |  |  | no |  |  | 0 | 0 | 0 | 0
oh_line_8101705_200821610 |  | AD | node_8101705_200821609 | node_8101705_200821610 | 180.2 | bal_1P_1/0AA | 8101705 | no | no |  |  | no |  |  | 0 | 0 | 0 | 0
oh_line_8101705_200821611 |  | AD | node_8101705_200821610 | node_8101705_200821611 | 80.205 | bal_1P_1/0AA | 8101705 | no | no |  |  | no |  |  | 0 | 0 | 0 | 0
oh_line_8101705_200821617 |  | ABCD | node_8101705_200821508 | node_8101705_200821617 | 84.076 | bal_3P_1/0AC | 8101705 | no | no |  |  | no |  |  | 0 | 0 | 0 | 0
oh_line_8101705_200821618 |  | ABCD | node_8101705_200821617 | node_8101705_200821618 | 145.456 | bal_3P_1/0AC | 8101705 | no | no |  |  | no |  |  | 0 | 0 | 0 | 0
oh_line_8101705_200821620 |  | ABCD | node_8101705_200821618 | node_8101705_200821620 | 98.754 | bal_3P_1/0AC | 8101705 | no | no |  |  | no |  |  | 0 | 0 | 0 | 0
oh_line_8101705_200821621 |  | ABCD | node_8101705_200821620 | node_8101705_200821621 | 148.63 | bal_3P_1/0AC | 8101705 | no | no |  |  | no |  |  | 0 | 0 | 0 | 0
oh_line_8101705_200821622 |  | ABCD | node_8101705_200821199 | node_8101705_200821622 | 68.521 | bal_3P_1/0AA | 8101705 | no | no |  |  | no |  |  | 0 | 0 | 0 | 0
oh_line_8101705_200821625 |  | ABCD | node_8101705_200821622 | node_8101705_200821625 | 173.703 | bal_3P_1/0AA | 8101705 | no | no |  |  | no |  |  | 0 | 0 | 0 | 0
oh_line_8101705_200821626 |  | ABCD | node_8101705_200821625 | node_8101705_200821626 | 203.071 | bal_3P_1/0AA | 8101705 | no | no |  |  | no |  |  | 0 | 0 | 0 | 0
oh_line_8101705_200821754 |  | AN | node_8101705_200821884 | node_intto1_8101705_200821754 | 279.179 | bal_1P_1/0AA_1/0AA(N) | 8101705 | no | no |  |  | no |  |  | 0 | 0 | 0 | 0
oh_line_8101705_200821755 |  | AN | node_8101705_200822028 | node_8101705_200821755 | 257.746 | bal_1P_1/0AA_1/0AA(N) | 8101705 | no | no |  |  | no |  |  | 0 | 0 | 0 | 0
oh_line_8101705_200821756 |  | ABCN | node_8101705_200821270 | node_8101705_200821756 | 146.047 | bal_3P_4/0AC_4/0AL(N) | 8101705 | no | no |  |  | no |  |  | 0 | 0 | 0 | 0
oh_line_8101705_200821757 |  | ABCN | node_8101705_200962096 | node_intto1_8101705_200821757 | 169.207 | bal_3P_477AL_4/0AL(N) | 8101705 | no | no |  |  | no |  |  | 0 | 0 | 0 | 0
oh_line_8101705_200821758 |  | ABCN | node_8101705_200822030 | node_8101705_200821758 | 340.485 | bal_3P_4/0AC_1/0AA(N) | 8101705 | no | no |  |  | no |  |  | 0 | 0 | 0 | 0
oh_line_8101705_200821760 |  | ABCN | node_8101705_200821757 | node_8101705_200821760 | 159.109 | bal_3P_477AL_4/0AL(N) | 8101705 | no | no |  |  | no |  |  | 0 | 0 | 0 | 0
oh_line_8101705_200821761 |  | ABCN | node_8101705_200821760 | node_8101705_200821761 | 100.622 | bal_3P_477AL_4/0AL(N) | 8101705 | no | no |  |  | no |  |  | 0 | 0 | 0 | 0
oh_line_8101705_200821765 |  | ABCN | node_8101705_201015557 | node_8101705_200821765 | 143.777 | bal_3P_477AL_4/0AL(N) | 8101705 | no | no |  |  | no |  |  | 0 | 0 | 0 | 0
oh_line_8101705_200821766 |  | AN | node_8101705_200821765 | node_8101705_200821766 | 149.485 | bal_1P_1/0AC_1/0AA(N) | 8101705 | no | no |  |  | no |  |  | 0 | 0 | 0 | 0
oh_line_8101705_200821768 |  | ABCN | node_8101705_200821765 | node_8101705_200821768 | 153.172 | bal_3P_477AL_4/0AL(N) | 8101705 | no | no |  |  | no |  |  | 0 | 0 | 0 | 0
oh_line_8101705_200821769 |  | ABCN | node_8101705_200821768 | node_8101705_200821769 | 149.051 | bal_3P_477AL_4/0AL(N) | 8101705 | no | no |  |  | no |  |  | 0 | 0 | 0 | 0
oh_line_8101705_200821771 |  | ABCN | node_8101705_200821769 | node_8101705_200821771 | 147.078 | bal_3P_477AL_4/0AL(N) | 8101705 | no | no |  |  | no |  |  | 0 | 0 | 0 | 0
oh_line_8101705_200821773 |  | ABCN | node_8101705_200821758 | node_8101705_200821773 | 143.312 | bal_3P_4/0AC_1/0AA(N) | 8101705 | no | no |  |  | no |  |  | 0 | 0 | 0 | 0
oh_line_8101705_200821774 |  | ABCN | node_8101705_200821773 | node_intto1_8101705_200821774 | 149.722 | bal_3P_4/0AC_1/0AA(N) | 8101705 | no | no |  |  | no |  |  | 0 | 0 | 0 | 0
oh_line_8101705_200821776 |  | ABCN | node_8101705_200821774 | node_8101705_200821776 | 232.269 | bal_3P_4/0AC_1/0AA(N) | 8101705 | no | no |  |  | no |  |  | 0 | 0 | 0 | 0
oh_line_8101705_200821777 |  | ABCN | node_8101705_200821776 | node_8101705_200821777 | 134.516 | bal_3P_4/0AC_1/0AA(N) | 8101705 | no | no |  |  | no |  |  | 0 | 0 | 0 | 0
oh_line_8101705_200821778 |  | ABCN | node_8101705_200821777 | node_8101705_200821778 | 188.345 | bal_3P_4/0AC_1/0AA(N) | 8101705 | no | no |  |  | no |  |  | 0 | 0 | 0 | 0
oh_line_8101705_200821779 |  | ABCN | node_8101705_200821778 | node_8101705_200821779 | 100.076 | bal_3P_4/0AC_1/0AA(N) | 8101705 | no | no |  |  | no |  |  | 0 | 0 | 0 | 0
oh_line_8101705_200821780 |  | ABCN | node_8101705_200821779 | node_8101705_200821780 | 140.699 | bal_3P_4/0AC_1/0AA(N) | 8101705 | no | no |  |  | no |  |  | 0 | 0 | 0 | 0
oh_line_8101705_200821782 |  | ABCN | node_8101705_200821780 | node_8101705_200821782 | 128.498 | bal_3P_4/0AC_1/0AA(N) | 8101705 | no | no |  |  | no |  |  | 0 | 0 | 0 | 0
oh_line_8101705_200821784 |  | ABCN | node_8101705_200821771 | node_8101705_200821784 | 192.578 | bal_3P_477AL_4/0AL(N) | 8101705 | no | no |  |  | no |  |  | 0 | 0 | 0 | 0
oh_line_8101705_200821786 |  | ABCN | node_8101705_200821782 | node_8101705_200821786 | 124.469 | bal_3P_4/0AC_1/0AA(N) | 8101705 | no | no |  |  | no |  |  | 0 | 0 | 0 | 0
oh_line_8101705_200821788 |  | ABCN | node_8101705_200821786 | node_8101705_200821788 | 146.092 | bal_3P_4/0AC_1/0AA(N) | 8101705 | no | no |  |  | no |  |  | 0 | 0 | 0 | 0
oh_line_8101705_200821790 |  | ABCN | node_8101705_200821788 | node_8101705_200821790 | 145.338 | bal_3P_4/0AC_1/0AA(N) | 8101705 | no | no |  |  | no |  |  | 0 | 0 | 0 | 0
oh_line_8101705_200821791 |  | ABCN | node_8101705_200821790 | node_8101705_200821791 | 187.687 | bal_3P_4/0AC_1/0AA(N) | 8101705 | no | no |  |  | no |  |  | 0 | 0 | 0 | 0
oh_line_8101705_200821792 |  | ABCN | node_8101705_200821791 | node_8101705_200821792 | 158.297 | bal_3P_4/0AC_1/0AA(N) | 8101705 | no | no |  |  | no |  |  | 0 | 0 | 0 | 0
oh_line_8101705_200821794 |  | ABCN | node_8101705_200821792 | node_8101705_200821794 | 165.601 | bal_3P_4/0AC_1/0AA(N) | 8101705 | no | no |  |  | no |  |  | 0 | 0 | 0 | 0
oh_line_8101705_200821796 |  | ABCN | node_8101705_200821794 | node_8101705_200821796 | 250.346 | bal_3P_4/0AC_1/0AA(N) | 8101705 | no | no |  |  | no |  |  | 0 | 0 | 0 | 0
oh_line_8101705_200821798 |  | ABCN | node_8101705_200821784 | node_8101705_200821798 | 102.303 | bal_3P_477AL_4/0AL(N) | 8101705 | no | no |  |  | no |  |  | 0 | 0 | 0 | 0
oh_line_8101705_200821799 |  | ABCN | node_8101705_200821796 | node_8101705_200821799 | 181.525 | bal_3P_4/0AC_1/0AA(N) | 8101705 | no | no |  |  | no |  |  | 0 | 0 | 0 | 0
oh_line_8101705_200821801 |  | ABCN | node_8101705_200821799 | node_8101705_200821801 | 128.854 | bal_3P_4/0AC_1/0AA(N) | 8101705 | no | no |  |  | no |  |  | 0 | 0 | 0 | 0
oh_line_8101705_200821802 |  | ABCN | node_8101705_200821801 | node_8101705_200821802 | 99.189 | bal_3P_4/0AC_1/0AA(N) | 8101705 | no | no |  |  | no |  |  | 0 | 0 | 0 | 0
oh_line_8101705_200821803 |  | ABCN | node_8101705_200821802 | node_8101705_200821803 | 104.211 | bal_3P_4/0AC_1/0AA(N) | 8101705 | no | no |  |  | no |  |  | 0 | 0 | 0 | 0
oh_line_8101705_200821805 |  | ABCN | node_8101705_200974113 | node_8101705_200821805 | 86.748 | bal_3P_4/0AC_4/0AC(N) | 8101705 | no | no |  |  | no |  |  | 0 | 0 | 0 | 0
oh_line_8101705_200821807 |  | ABCN | node_8101705_200821805 | node_8101705_200821807 | 89.674 | bal_3P_4/0AC_1/0AA(N) | 8101705 | no | no |  |  | no |  |  | 0 | 0 | 0 | 0
oh_line_8101705_200821808 |  | ABCN | node_8101705_200821807 | node_8101705_200821808 | 228.75 | bal_3P_4/0AC_1/0AA(N) | 8101705 | no | no |  |  | no |  |  | 0 | 0 | 0 | 0
oh_line_8101705_200821809 |  | ABCN | node_8101705_200821808 | node_8101705_200821809 | 82.173 | bal_3P_4/0AC_1/0AA(N) | 8101705 | no | no |  |  | no |  |  | 0 | 0 | 0 | 0
oh_line_8101705_200821810 |  | ABCN | node_8101705_200821756 | node_8101705_200821810 | 162.743 | bal_3P_4/0AC_4/0AL(N) | 8101705 | no | no |  |  | no |  |  | 0 | 0 | 0 | 0
oh_line_8101705_200821812 |  | ABCN | node_8101705_200821798 | node_8101705_200821812 | 142.414 | bal_3P_477AL_4/0AL(N) | 8101705 | no | no |  |  | no |  |  | 0 | 0 | 0 | 0
oh_line_8101705_200821814 |  | ABCN | node_8101705_200821809 | node_8101705_200821814 | 137.715 | bal_3P_4/0AC_1/0AA(N) | 8101705 | no | no |  |  | no |  |  | 0 | 0 | 0 | 0
oh_line_8101705_200821815 |  | ABCN | node_8101705_200821814 | node_8101705_200821815 | 118.138 | bal_3P_4/0AC_1/0AA(N) | 8101705 | no | no |  |  | no |  |  | 0 | 0 | 0 | 0
oh_line_8101705_200821816 |  | ABCN | node_8101705_200821815 | node_8101705_200821816 | 81.506 | bal_3P_4/0AC_1/0AA(N) | 8101705 | no | no |  |  | no |  |  | 0 | 0 | 0 | 0
oh_line_8101705_200821818 |  | ABCN | node_8101705_200821816 | node_8101705_200821818 | 127.853 | bal_3P_4/0AC_1/0AA(N) | 8101705 | no | no |  |  | no |  |  | 0 | 0 | 0 | 0
oh_line_8101705_200821819 |  | AN | node_8101705_200821818 | node_8101705_200821819 | 207.09 | bal_1P_4CU_4CU(N) | 8101705 | no | no |  |  | no |  |  | 0 | 0 | 0 | 0
oh_line_8101705_200821820 |  | AN | node_8101705_200821819 | node_intto1_8101705_200821820 | 168.196 | bal_1P_4CU_4CU(N) | 8101705 | no | no |  |  | no |  |  | 0 | 0 | 0 | 0
oh_line_8101705_200821822 |  | AD | node_8101705_200821820 | node_intto1_8101705_200821822 | 181.73 | bal_1P_2AC | 8101705 | no | no |  |  | no |  |  | 0 | 0 | 0 | 0
oh_line_8101705_200821823 |  | AD | node_8101705_200821822 | node_8101705_200821823 | 118.205 | bal_1P_2AC | 8101705 | no | no |  |  | no |  |  | 0 | 0 | 0 | 0
oh_line_8101705_200821824 |  | AD | node_8101705_200821823 | node_8101705_200821824 | 153.386 | bal_1P_2AC | 8101705 | no | no |  |  | no |  |  | 0 | 0 | 0 | 0
oh_line_8101705_200821827 |  | AD | node_8101705_201014960 | node_intto1_8101705_200821827 | 328.071 | bal_1P_2AC | 8101705 | no | no |  |  | no |  |  | 0 | 0 | 0 | 0
oh_line_8101705_200821828 |  | AD | node_8101705_200821827 | node_8101705_200821828 | 279.254 | bal_1P_4CU | 8101705 | no | no |  |  | no |  |  | 0 | 0 | 0 | 0
oh_line_8101705_200821829 |  | AD | node_8101705_200821828 | node_8101705_200821829 | 159.011 | bal_1P_4CU | 8101705 | no | no |  |  | no |  |  | 0 | 0 | 0 | 0
oh_line_8101705_200821832 |  | AD | node_8101705_200821829 | node_8101705_200821832 | 339.774 | bal_1P_2AC | 8101705 | no | no |  |  | no |  |  | 0 | 0 | 0 | 0
oh_line_8101705_200821834 |  | AD | node_8101705_200821832 | node_8101705_200821834 | 231.147 | bal_1P_2AC | 8101705 | no | no |  |  | no |  |  | 0 | 0 | 0 | 0
oh_line_8101705_200821835 |  | ABCN | node_8101705_200821812 | node_8101705_200821835 | 125.183 | bal_3P_477AL_4/0AL(N) | 8101705 | no | no |  |  | no |  |  | 0 | 0 | 0 | 0
oh_line_8101705_200821836 |  | ABCN | node_8101705_200821835 | node_8101705_200821836 | 177.59 | bal_3P_477AL_4/0AL(N) | 8101705 | no | no |  |  | no |  |  | 0 | 0 | 0 | 0
oh_line_8101705_200821837 |  | ABCN | node_8101705_200821836 | node_8101705_200821837 | 151.018 | bal_3P_477AL_4/0AL(N) | 8101705 | no | no |  |  | no |  |  | 0 | 0 | 0 | 0
oh_line_8101705_200821838 |  | ABCN | node_8101705_200821837 | node_8101705_200821838 | 139.552 | bal_3P_477AL_4/0AL(N) | 8101705 | no | no |  |  | no |  |  | 0 | 0 | 0 | 0
oh_line_8101705_200821839 |  | ABCN | node_8101705_200821810 | node_intto1_8101705_200821839 | 97.82 | bal_3P_4/0AC_4/0AL(N) | 8101705 | no | no |  |  | no |  |  | 0 | 0 | 0 | 0
oh_line_8101705_200821841 |  | ABCN | node_8101705_200821838 | node_8101705_200821841 | 199.688 | bal_3P_477AL_4/0AL(N) | 8101705 | no | no |  |  | no |  |  | 0 | 0 | 0 | 0
oh_line_8101705_200821842 |  | ABCN | node_8101705_200821841 | node_8101705_200821842 | 197.198 | bal_3P_477AL_4/0AL(N) | 8101705 | no | no |  |  | no |  |  | 0 | 0 | 0 | 0
oh_line_8101705_200821843 |  | ABCN | node_8101705_200821842 | node_8101705_200821843 | 91.003 | bal_3P_477AL_4/0AL(N) | 8101705 | no | no |  |  | no |  |  | 0 | 0 | 0 | 0
oh_line_8101705_200821844 |  | ABCN | node_8101705_200821843 | node_8101705_200821844 | 193.337 | bal_3P_477AL_4/0AL(N) | 8101705 | no | no |  |  | no |  |  | 0 | 0 | 0 | 0
oh_line_8101705_200821845 |  | ABCN | node_8101705_200821844 | node_8101705_200821845 | 184.312 | bal_3P_477AL_4/0AL(N) | 8101705 | no | no |  |  | no |  |  | 0 | 0 | 0 | 0
oh_line_8101705_200821846 |  | ABCN | node_8101705_200821845 | node_8101705_200821846 | 177.107 | bal_3P_477AL_4/0AL(N) | 8101705 | no | no |  |  | no |  |  | 0 | 0 | 0 | 0
oh_line_8101705_200821848 |  | ABCN | node_8101705_200821846 | node_8101705_200821848 | 133.511 | bal_3P_477AL_4/0AL(N) | 8101705 | no | no |  |  | no |  |  | 0 | 0 | 0 | 0
oh_line_8101705_200821849 |  | ABCN | node_8101705_200821848 | node_8101705_200821849 | 213.182 | bal_3P_477AL_4/0AL(N) | 8101705 | no | no |  |  | no |  |  | 0 | 0 | 0 | 0
oh_line_8101705_200821852 |  | ABCN | node_8101705_200821849 | node_8101705_200821852 | 242.737 | bal_3P_477AL_4/0AA(N) | 8101705 | no | no |  |  | no |  |  | 0 | 0 | 0 | 0
oh_line_8101705_200821853 |  | ABCN | node_8101705_200821839 | node_8101705_200821853 | 90.399 | bal_3P_4/0AC_4/0AL(N) | 8101705 | no | no |  |  | no |  |  | 0 | 0 | 0 | 0
oh_line_8101705_200821854 |  | ABCN | node_8101705_200821852 | node_8101705_200821854 | 118.154 | bal_3P_477AL_4/0AA(N) | 8101705 | no | no |  |  | no |  |  | 0 | 0 | 0 | 0
oh_line_8101705_200821855 |  | ABCN | node_8101705_200821854 | node_8101705_200821855 | 137.494 | bal_3P_477AL_4/0AA(N) | 8101705 | no | no |  |  | no |  |  | 0 | 0 | 0 | 0
oh_line_8101705_200821856 |  | ABCN | node_8101705_200821855 | node_8101705_200821856 | 159.617 | bal_3P_477AL_4/0AL(N) | 8101705 | no | no |  |  | no |  |  | 0 | 0 | 0 | 0
oh_line_8101705_200821857 |  | AN | node_8101705_200821856 | node_8101705_200821857 | 43.508 | bal_1P_1/0AC_1/0AC(N) | 8101705 | no | no |  |  | no |  |  | 0 | 0 | 0 | 0
oh_line_8101705_200821860 |  | ABCN | node_8101705_200821856 | node_8101705_200821860 | 140.06 | bal_3P_477AL_4/0AA(N) | 8101705 | no | no |  |  | no |  |  | 0 | 0 | 0 | 0
oh_line_8101705_200821861 |  | ABCN | node_8101705_200821860 | node_8101705_200821861 | 139.967 | bal_3P_477AL_4/0AA(N) | 8101705 | no | no |  |  | no |  |  | 0 | 0 | 0 | 0
oh_line_8101705_200821862 |  | ABCN | node_8101705_200821861 | node_8101705_200821862 | 116.1 | bal_3P_477AL_4/0AL(N) | 8101705 | no | no |  |  | no |  |  | 0 | 0 | 0 | 0
oh_line_8101705_200821863 |  | ABCN | node_8101705_200821862 | node_8101705_200821863 | 181.782 | bal_3P_477AL_4/0AA(N) | 8101705 | no | no |  |  | no |  |  | 0 | 0 | 0 | 0
oh_line_8101705_200821864 |  | ABCN | node_8101705_200821863 | node_8101705_200821864 | 174.887 | bal_3P_477AL_4/0AL(N) | 8101705 | no | no |  |  | no |  |  | 0 | 0 | 0 | 0
oh_line_8101705_200821865 |  | ABCN | node_8101705_200821864 | node_8101705_200821865 | 175.723 | bal_3P_477AL_4/0AA(N) | 8101705 | no | no |  |  | no |  |  | 0 | 0 | 0 | 0
oh_line_8101705_200821866 |  | ABCN | node_8101705_200821865 | node_8101705_200821866 | 207.262 | bal_3P_477AL_4/0AA(N) | 8101705 | no | no |  |  | no |  |  | 0 | 0 | 0 | 0
oh_line_8101705_200821868 |  | ABCN | node_8101705_200821853 | node_8101705_200821868 | 130.461 | bal_3P_4/0AC_4/0AL(N) | 8101705 | no | no |  |  | no |  |  | 0 | 0 | 0 | 0
oh_line_8101705_200821871 |  | ABCN | node_8101705_200987521 | node_8101705_200821871 | 118.223 | bal_3P_477AL_4/0AA(N) | 8101705 | no | no |  |  | no |  |  | 0 | 0 | 0 | 0
oh_line_8101705_200821875 |  | ABCN | node_8101705_200947777 | node_8101705_200821875 | 128.495 | bal_3P_477AL_4/0AA(N) | 8101705 | no | no |  |  | no |  |  | 0 | 0 | 0 | 0
oh_line_8101705_200821876 |  | ABCN | node_8101705_200821875 | node_8101705_200821876 | 154.349 | bal_3P_477AL_4/0AL(N) | 8101705 | no | no |  |  | no |  |  | 0 | 0 | 0 | 0
oh_line_8101705_200821877 |  | ABCN | node_8101705_200821876 | node_8101705_200821877 | 225.925 | bal_3P_477AL_4/0AC(N) | 8101705 | no | no |  |  | no |  |  | 0 | 0 | 0 | 0
oh_line_8101705_200821878 |  | ABCN | node_8101705_200821877 | node_8101705_200821878 | 60.389 | bal_3P_477AL_4/0AC(N) | 8101705 | no | no |  |  | no |  |  | 0 | 0 | 0 | 0
oh_line_8101705_200821880 |  | ABCN | node_8101705_200821878 | node_8101705_200821880 | 252.178 | bal_3P_477AL_1/0AA(N) | 8101705 | no | no |  |  | no |  |  | 0 | 0 | 0 | 0
oh_line_8101705_200821881 |  | AN | node_8101705_200821880 | node_8101705_200821881 | 103.644 | bal_1P_1/0AC_1/0AA(N) | 8101705 | no | no |  |  | no |  |  | 0 | 0 | 0 | 0
oh_line_8101705_200821882 |  | AN | node_8101705_200821881 | node_8101705_200821882 | 293.397 | bal_1P_1/0AC_1/0AC(N) | 8101705 | no | no |  |  | no |  |  | 0 | 0 | 0 | 0
oh_line_8101705_200821884 |  | ABCN | node_8101705_200821880 | node_8101705_200821884 | 206.12 | bal_3P_4/0AC_4/0AA(N) | 8101705 | no | no |  |  | no |  |  | 0 | 0 | 0 | 0
oh_line_8101705_200821886 |  | ABCN | node_8101705_200821868 | node_8101705_200821886 | 86.68 | bal_3P_4/0AC_4/0AL(N) | 8101705 | no | no |  |  | no |  |  | 0 | 0 | 0 | 0
oh_line_8101705_200821888 |  | ABCN | node_8101705_200821884 | node_8101705_200821888 | 202.74 | bal_3P_4/0AC_1/0AA(N) | 8101705 | no | no |  |  | no |  |  | 0 | 0 | 0 | 0
oh_line_8101705_200821889 |  | ABCN | node_8101705_200821888 | node_8101705_200821889 | 68.282 | bal_3P_4/0AC_1/0AA(N) | 8101705 | no | no |  |  | no |  |  | 0 | 0 | 0 | 0
oh_line_8101705_200821890 |  | AN | node_8101705_200821889 | node_intto1_8101705_200821890 | 231.993 | bal_1P_2AC_1/0AA(N) | 8101705 | no | no |  |  | no |  |  | 0 | 0 | 0 | 0
oh_line_8101705_200821892 |  | ABCN | node_8101705_201065550 | node_intto1_8101705_200821892 | 67.217 | bal_3P_4/0AC_1/0AA(N) | 8101705 | no | no |  |  | no |  |  | 0 | 0 | 0 | 0
oh_line_8101705_200821893-1 |  | ABCN | node_428X6-220415660 | node_8101705_200821893 | 121.95 | bal_3P_4/0AC_1/0AA(N) | 8101705 | no | no |  |  | no |  |  | 0 | 0 | 0 | 0
oh_line_8101705_200821893-2 |  | ABCN | node_428X62-220654907 | node_intto1_428X6-220415660 | 6.657 | bal_3P_4/0AC_1/0AA(N) | 8101705 | no | no |  |  | no |  |  | 0 | 0 | 0 | 0
oh_line_8101705_200821893-3 |  | ABCN | node_311875648 | node_intto1_428X62-220654907 | 5.651 | bal_3P_4/0AC_1/0AA(N) | 8101705 | no | no |  |  | no |  |  | 0 | 0 | 0 | 0
oh_line_8101705_200821893-4 |  | ABCN | node_8101705_200821892 | node_intto1_311875648 | 4.055 | bal_3P_4/0AC_1/0AA(N) | 8101705 | no | no |  |  | no |  |  | 0 | 0 | 0 | 0
oh_line_8101705_200821894 |  | ABCN | node_8101705_200821893 | node_8101705_200821894 | 141.909 | bal_3P_4/0AC_1/0AA(N) | 8101705 | no | no |  |  | no |  |  | 0 | 0 | 0 | 0
oh_line_8101705_200821896 |  | ABCN | node_8101705_200959671 | node_8101705_200821896 | 110.283 | bal_3P_4/0AC_4/0AL(N) | 8101705 | no | no |  |  | no |  |  | 0 | 0 | 0 | 0
oh_line_8101705_200821898 |  | ABCN | node_8101705_200821896 | node_8101705_200821898 | 83.473 | bal_3P_4/0AC_4/0AL(N) | 8101705 | no | no |  |  | no |  |  | 0 | 0 | 0 | 0
oh_line_8101705_200821899 |  | ABCN | node_8101705_200821898 | node_8101705_200821899 | 72.731 | bal_3P_4/0AC_4/0AL(N) | 8101705 | no | no |  |  | no |  |  | 0 | 0 | 0 | 0
oh_line_8101705_200821901 |  | ABCN | node_8101705_200821899 | node_8101705_200821901 | 79.838 | bal_3P_4/0AC_4/0AL(N) | 8101705 | no | no |  |  | no |  |  | 0 | 0 | 0 | 0
oh_line_8101705_200821902 |  | ABCN | node_8101705_200821901 | node_8101705_200821902 | 104.341 | bal_3P_4/0AC_4/0AL(N) | 8101705 | no | no |  |  | no |  |  | 0 | 0 | 0 | 0
oh_line_8101705_200821904 |  | AN | node_8101705_201018775 | node_8101705_200821904 | 231.728 | bal_1P_1/0AA_2CU(N) | 8101705 | no | no |  |  | no |  |  | 0 | 0 | 0 | 0
oh_line_8101705_200821905 |  | AN | node_8101705_200821904 | node_8101705_200821905 | 194.662 | bal_1P_1/0AA_1/0AA(N) | 8101705 | no | no |  |  | no |  |  | 0 | 0 | 0 | 0
oh_line_8101705_200821906 |  | AN | node_8101705_200821905 | node_8101705_200821906 | 203.866 | bal_1P_1/0AA_1/0AA(N) | 8101705 | no | no |  |  | no |  |  | 0 | 0 | 0 | 0
oh_line_8101705_200821907 |  | ABCN | node_8101705_200821902 | node_8101705_200821907 | 186.814 | bal_3P_4/0AC_4/0AL(N) | 8101705 | no | no |  |  | no |  |  | 0 | 0 | 0 | 0
oh_line_8101705_200821908 |  | AN | node_8101705_200821907 | node_intto1_8101705_200821908 | 88.176 | bal_1P_2AC_2AC(N) | 8101705 | no | no |  |  | no |  |  | 0 | 0 | 0 | 0
oh_line_8101705_200821909 |  | AN | node_8101705_200821908 | node_8101705_200821909 | 256.856 | bal_1P_2AC_2AC(N) | 8101705 | no | no |  |  | no |  |  | 0 | 0 | 0 | 0
oh_line_8101705_200821910 |  | ABCN | node_8101705_200821907 | node_8101705_200821910 | 142.734 | bal_3P_4/0AC_4/0AL(N) | 8101705 | no | no |  |  | no |  |  | 0 | 0 | 0 | 0
oh_line_8101705_200821912 |  | ABCN | node_8101705_200821910 | node_8101705_200821912 | 237.219 | bal_3P_4/0AC_1/0AA(N) | 8101705 | no | no |  |  | no |  |  | 0 | 0 | 0 | 0
oh_line_8101705_200821913 |  | ABCN | node_8101705_200821912 | node_8101705_200821913 | 184.508 | bal_3P_4/0AC_4/0AL(N) | 8101705 | no | no |  |  | no |  |  | 0 | 0 | 0 | 0
oh_line_8101705_200821916 |  | ABCN | node_8101705_200821913 | node_8101705_200821916 | 206.1 | bal_3P_4/0AC_1/0AA(N) | 8101705 | no | no |  |  | no |  |  | 0 | 0 | 0 | 0
oh_line_8101705_200821918 |  | ABCN | node_8101705_200821916 | node_8101705_200821918 | 159.786 | bal_3P_4/0AC_4/0AL(N) | 8101705 | no | no |  |  | no |  |  | 0 | 0 | 0 | 0
oh_line_8101705_200821920 |  | ABCN | node_8101705_200821918 | node_8101705_200821920 | 112.893 | bal_3P_4/0AC_1/0AA(N) | 8101705 | no | no |  |  | no |  |  | 0 | 0 | 0 | 0
oh_line_8101705_200821921 |  | ABCN | node_8101705_310000190 | node_8101705_200821921 | 85.019 | bal_3P_477AL_4/0AL(N) | 8101705 | no | no |  |  | no |  |  | 0 | 0 | 0 | 0
oh_line_8101705_200821922 |  | ABCN | node_8101705_200821920 | node_8101705_200821922 | 182.255 | bal_3P_477AL_1/0AA(N) | 8101705 | no | no |  |  | no |  |  | 0 | 0 | 0 | 0
oh_line_8101705_200821924 |  | ABCN | node_8101705_200821922 | node_8101705_200821924 | 179.239 | bal_3P_477AL_4/0AL(N) | 8101705 | no | no |  |  | no |  |  | 0 | 0 | 0 | 0
oh_line_8101705_200821926 |  | ABCN | node_8101705_200821924 | node_8101705_200821926 | 199.94 | bal_3P_477AL_1/0AA(N) | 8101705 | no | no |  |  | no |  |  | 0 | 0 | 0 | 0
oh_line_8101705_200821927 |  | ABCN | node_8101705_200821926 | node_8101705_200821927 | 81.306 | bal_3P_477AL_1/0AA(N) | 8101705 | no | no |  |  | no |  |  | 0 | 0 | 0 | 0
oh_line_8101705_200821928 |  | ABCN | node_8101705_200821927 | node_8101705_200821928 | 113.671 | bal_3P_477AL_1/0AA(N) | 8101705 | no | no |  |  | no |  |  | 0 | 0 | 0 | 0
oh_line_8101705_200821929 |  | ABCN | node_8101705_200821928 | node_8101705_200821929 | 201.022 | bal_3P_477AL_1/0AA(N) | 8101705 | no | no |  |  | no |  |  | 0 | 0 | 0 | 0
oh_line_8101705_200821930 |  | ABCN | node_8101705_200821929 | node_intto1_8101705_200821930 | 111.737 | bal_3P_477AL_4/0AC(N) | 8101705 | no | no |  |  | no |  |  | 0 | 0 | 0 | 0
oh_line_8101705_200821933 |  | ABCN | node_8101705_200821930 | node_intto1_8101705_200821933 | 196.705 | bal_3P_477AL_4/0AC(N) | 8101705 | no | no |  |  | no |  |  | 0 | 0 | 0 | 0
oh_line_8101705_200821934 |  | ABCN | node_8101705_200821933 | node_8101705_200821934 | 174.235 | bal_3P_477AL_4/0AC(N) | 8101705 | no | no |  |  | no |  |  | 0 | 0 | 0 | 0
oh_line_8101705_200821935 |  | ABCN | node_8101705_200821934 | node_8101705_200821935 | 89.872 | bal_3P_477AL_4/0AC(N) | 8101705 | no | no |  |  | no |  |  | 0 | 0 | 0 | 0
oh_line_8101705_200821937 |  | AN | node_8101705_200821935 | node_8101705_200821937 | 145.081 | bal_1P_1/0AA_1/0AC(N) | 8101705 | no | no |  |  | no |  |  | 0 | 0 | 0 | 0
oh_line_8101705_200821938 |  | AN | node_8101705_200821937 | node_8101705_200821938 | 106.065 | bal_1P_1/0AA_1/0AC(N) | 8101705 | no | no |  |  | no |  |  | 0 | 0 | 0 | 0
oh_line_8101705_200821939 |  | ABCN | node_8101705_200821935 | node_8101705_200821939 | 147.425 | bal_3P_477AL_4/0AC(N) | 8101705 | no | no |  |  | no |  |  | 0 | 0 | 0 | 0
oh_line_8101705_200821940 |  | ABCN | node_8101705_200821939 | node_8101705_200821940 | 69.441 | bal_3P_477AL_4/0AC(N) | 8101705 | no | no |  |  | no |  |  | 0 | 0 | 0 | 0
oh_line_8101705_200821941 |  | ABCN | node_8101705_200821940 | node_8101705_200821941 | 145.668 | bal_3P_4/0AA_1/0AA(N) | 8101705 | no | no |  |  | no |  |  | 0 | 0 | 0 | 0
oh_line_8101705_200821943 |  | ABCN | node_8101705_200821941 | node_intto1_8101705_200821943 | 189.752 | bal_3P_4/0AC_1/0AA(N) | 8101705 | no | no |  |  | no |  |  | 0 | 0 | 0 | 0
oh_line_8101705_200821944 |  | ABCN | node_8101705_200821943 | node_8101705_200821944 | 120.154 | bal_3P_4/0AC_1/0AA(N) | 8101705 | no | no |  |  | no |  |  | 0 | 0 | 0 | 0
oh_line_8101705_200821945 |  | ABCN | node_8101705_200821944 | node_8101705_200821945 | 257.332 | bal_3P_4/0AC_1/0AA(N) | 8101705 | no | no |  |  | no |  |  | 0 | 0 | 0 | 0
oh_line_8101705_200821946 |  | ABCN | node_8101705_200821945 | node_8101705_200821946 | 257.036 | bal_3P_4/0AC_1/0AA(N) | 8101705 | no | no |  |  | no |  |  | 0 | 0 | 0 | 0
oh_line_8101705_200821947 |  | AN | node_8101705_200821946 | node_8101705_200821947 | 164.644 | bal_1P_1/0AC_1/0AC(N) | 8101705 | no | no |  |  | no |  |  | 0 | 0 | 0 | 0
oh_line_8101705_200821948 |  | AN | node_8101705_200821947 | node_8101705_200821948 | 187.558 | bal_1P_1/0AC_1/0AC(N) | 8101705 | no | no |  |  | no |  |  | 0 | 0 | 0 | 0
oh_line_8101705_200821949 |  | ABCN | node_8101705_200821946 | node_8101705_200821949 | 171.357 | bal_3P_4/0AC_1/0AA(N) | 8101705 | no | no |  |  | no |  |  | 0 | 0 | 0 | 0
oh_line_8101705_200821950 |  | ABCN | node_8101705_200821949 | node_8101705_200821950 | 164.657 | bal_3P_4/0AC_1/0AA(N) | 8101705 | no | no |  |  | no |  |  | 0 | 0 | 0 | 0
oh_line_8101705_200821951 |  | ABCN | node_8101705_200821950 | node_8101705_200821951 | 181.794 | bal_3P_4/0AC_1/0AA(N) | 8101705 | no | no |  |  | no |  |  | 0 | 0 | 0 | 0
oh_line_8101705_200821952 |  | ABCN | node_8101705_200821951 | node_8101705_200821952 | 166.304 | bal_3P_4/0AC_1/0AA(N) | 8101705 | no | no |  |  | no |  |  | 0 | 0 | 0 | 0
oh_line_8101705_200821953 |  | AN | node_8101705_200821952 | node_intto1_8101705_200821953 | 246.992 | bal_1P_1/0AA_1/0AA(N) | 8101705 | no | no |  |  | no |  |  | 0 | 0 | 0 | 0
oh_line_8101705_200821958 |  | ABCN | node_8101705_200821952 | node_8101705_200821958 | 180.686 | bal_3P_4/0AC_1/0AA(N) | 8101705 | no | no |  |  | no |  |  | 0 | 0 | 0 | 0
oh_line_8101705_200821959 |  | ABCN | node_8101705_200821958 | node_8101705_200821959 | 165.182 | bal_3P_4/0AC_1/0AA(N) | 8101705 | no | no |  |  | no |  |  | 0 | 0 | 0 | 0
oh_line_8101705_200821960 |  | AN | node_8101705_200821959 | node_intto1_8101705_200821960 | 214.275 | bal_1P_1/0AA_1/0AA(N) | 8101705 | no | no |  |  | no |  |  | 0 | 0 | 0 | 0
oh_line_8101705_200821961 |  | AN | node_8101705_200821960 | node_8101705_200821961 | 111.793 | bal_1P_1/0AA_1/0AA(N) | 8101705 | no | no |  |  | no |  |  | 0 | 0 | 0 | 0
oh_line_8101705_200821962 |  | AN | node_8101705_200821960 | node_8101705_200821962 | 117.676 | bal_1P_1/0AA_1/0AA(N) | 8101705 | no | no |  |  | no |  |  | 0 | 0 | 0 | 0
oh_line_8101705_200821963 |  | ABCN | node_8101705_200821959 | node_8101705_200821963 | 176.493 | bal_3P_4/0AC_1/0AA(N) | 8101705 | no | no |  |  | no |  |  | 0 | 0 | 0 | 0
oh_line_8101705_200821964 |  | ABCN | node_8101705_200821963 | node_8101705_200821964 | 177.771 | bal_3P_4/0AC_1/0AA(N) | 8101705 | no | no |  |  | no |  |  | 0 | 0 | 0 | 0
oh_line_8101705_200821965 |  | ABCN | node_8101705_200821964 | node_8101705_200821965 | 140.755 | bal_3P_4/0AC_1/0AA(N) | 8101705 | no | no |  |  | no |  |  | 0 | 0 | 0 | 0
oh_line_8101705_200821966 |  | ABCN | node_8101705_200821965 | node_8101705_200821966 | 141.565 | bal_3P_4/0AC_1/0AA(N) | 8101705 | no | no |  |  | no |  |  | 0 | 0 | 0 | 0
oh_line_8101705_200821967 |  | ABCN | node_8101705_200821966 | node_8101705_200821967 | 181.339 | bal_3P_4/0AC_1/0AA(N) | 8101705 | no | no |  |  | no |  |  | 0 | 0 | 0 | 0
oh_line_8101705_200821968 |  | ABCN | node_8101705_200821921 | node_8101705_200821968 | 109.678 | bal_3P_477AL_4/0AL(N) | 8101705 | no | no |  |  | no |  |  | 0 | 0 | 0 | 0
oh_line_8101705_200821970 |  | ABCN | node_8101705_200821967 | node_8101705_200821970 | 164.533 | bal_3P_4/0AC_1/0AA(N) | 8101705 | no | no |  |  | no |  |  | 0 | 0 | 0 | 0
oh_line_8101705_200821971 |  | ABCN | node_8101705_200821970 | node_8101705_200821971 | 183.663 | bal_3P_4/0AC_1/0AA(N) | 8101705 | no | no |  |  | no |  |  | 0 | 0 | 0 | 0
oh_line_8101705_200821972 |  | ABCN | node_8101705_200821971 | node_8101705_200821972 | 100.671 | bal_3P_4/0AC_1/0AA(N) | 8101705 | no | no |  |  | no |  |  | 0 | 0 | 0 | 0
oh_line_8101705_200821973 |  | ABCN | node_8101705_200821972 | node_8101705_200821973 | 174.282 | bal_3P_4/0AC_1/0AA(N) | 8101705 | no | no |  |  | no |  |  | 0 | 0 | 0 | 0
oh_line_8101705_200821974 |  | ABCN | node_8101705_200821973 | node_8101705_200821974 | 228.66 | bal_3P_4/0AC_1/0AA(N) | 8101705 | no | no |  |  | no |  |  | 0 | 0 | 0 | 0
oh_line_8101705_200821975 |  | AN | node_8101705_200821974 | node_8101705_200821975 | 136.857 | bal_1P_1/0AA_2CU(N) | 8101705 | no | no |  |  | no |  |  | 0 | 0 | 0 | 0
oh_line_8101705_200821976 |  | ABCN | node_8101705_200821974 | node_8101705_200821976 | 199.756 | bal_3P_4/0AC_1/0AA(N) | 8101705 | no | no |  |  | no |  |  | 0 | 0 | 0 | 0
oh_line_8101705_200821979 |  | ABCN | node_8101705_200821976 | node_8101705_200821979 | 80.399 | bal_3P_4/0AC_1/0AA(N) | 8101705 | no | no |  |  | no |  |  | 0 | 0 | 0 | 0
oh_line_8101705_200821980 |  | ABCN | node_8101705_200821979 | node_intto1_8101705_200821980 | 99.151 | bal_3P_4/0AC_1/0AA(N) | 8101705 | no | no |  |  | no |  |  | 0 | 0 | 0 | 0
oh_line_8101705_200821981 |  | ABCN | node_8101705_200821980 | node_intto1_8101705_200821981 | 189.869 | bal_3P_4/0AC_1/0AA(N) | 8101705 | no | no |  |  | no |  |  | 0 | 0 | 0 | 0
oh_line_8101705_200821982 |  | ABCN | node_8101705_200821981 | node_8101705_200821982 | 201.73 | bal_3P_4/0AC_1/0AA(N) | 8101705 | no | no |  |  | no |  |  | 0 | 0 | 0 | 0
oh_line_8101705_200821983 |  | AN | node_8101705_200821982 | node_intto1_8101705_200821983 | 239.333 | bal_1P_2AC_2AC(N) | 8101705 | no | no |  |  | no |  |  | 0 | 0 | 0 | 0
oh_line_8101705_200821984 |  | AN | node_8101705_200821983 | node_8101705_200821984 | 190.883 | bal_1P_2AC_2AC(N) | 8101705 | no | no |  |  | no |  |  | 0 | 0 | 0 | 0
oh_line_8101705_200821985 |  | AN | node_8101705_200821984 | node_8101705_200821985 | 244.845 | bal_1P_1/0AC_1/0AC(N) | 8101705 | no | no |  |  | no |  |  | 0 | 0 | 0 | 0
oh_line_8101705_200821987 |  | ABCN | node_8101705_200821982 | node_8101705_200821987 | 246.15 | bal_3P_4/0AC_1/0AA(N) | 8101705 | no | no |  |  | no |  |  | 0 | 0 | 0 | 0
oh_line_8101705_200821989 |  | ABCN | node_8101705_200821987 | node_8101705_200821989 | 200.913 | bal_3P_4/0AC_1/0AA(N) | 8101705 | no | no |  |  | no |  |  | 0 | 0 | 0 | 0
oh_line_8101705_200821990 |  | ABCN | node_8101705_200821989 | node_8101705_200821990 | 222.309 | bal_3P_4/0AC_1/0AA(N) | 8101705 | no | no |  |  | no |  |  | 0 | 0 | 0 | 0
oh_line_8101705_200821991 |  | ABCN | node_8101705_200821990 | node_8101705_200821991 | 182.839 | bal_3P_4/0AC_1/0AA(N) | 8101705 | no | no |  |  | no |  |  | 0 | 0 | 0 | 0
oh_line_8101705_200821992 |  | ABCN | node_8101705_200821991 | node_8101705_200821992 | 203.932 | bal_3P_4/0AC_1/0AA(N) | 8101705 | no | no |  |  | no |  |  | 0 | 0 | 0 | 0
oh_line_8101705_200821993 |  | ABCN | node_8101705_200821992 | node_8101705_200821993 | 151.846 | bal_3P_4/0AC_1/0AA(N) | 8101705 | no | no |  |  | no |  |  | 0 | 0 | 0 | 0
oh_line_8101705_200821994 |  | ABCN | node_8101705_200821993 | node_8101705_200821994 | 148.043 | bal_3P_4/0AC_1/0AA(N) | 8101705 | no | no |  |  | no |  |  | 0 | 0 | 0 | 0
oh_line_8101705_200821996 |  | ABCN | node_8101705_200821994 | node_8101705_200821996 | 151.981 | bal_3P_4/0AC_1/0AA(N) | 8101705 | no | no |  |  | no |  |  | 0 | 0 | 0 | 0
oh_line_8101705_200821997 |  | ABCN | node_8101705_200821996 | node_8101705_200821997 | 195.462 | bal_3P_4/0AC_1/0AA(N) | 8101705 | no | no |  |  | no |  |  | 0 | 0 | 0 | 0
oh_line_8101705_200821998 |  | ABCN | node_8101705_200821997 | node_8101705_200821998 | 190.336 | bal_3P_4/0AC_1/0AA(N) | 8101705 | no | no |  |  | no |  |  | 0 | 0 | 0 | 0
oh_line_8101705_200821999 |  | AN | node_8101705_200821998 | node_intto1_8101705_200821999 | 101.616 | bal_1P_1/0AC_1/0AC(N) | 8101705 | no | no |  |  | no |  |  | 0 | 0 | 0 | 0
oh_line_8101705_200822002 |  | ABCN | node_8101705_200821998 | node_8101705_200822002 | 167.087 | bal_3P_4/0AC_1/0AA(N) | 8101705 | no | no |  |  | no |  |  | 0 | 0 | 0 | 0
oh_line_8101705_200822003 |  | ABCN | node_8101705_200822002 | node_8101705_200822003 | 244.902 | bal_3P_4/0AC_1/0AA(N) | 8101705 | no | no |  |  | no |  |  | 0 | 0 | 0 | 0
oh_line_8101705_200822004 |  | ABCN | node_8101705_200822003 | node_8101705_200822004 | 190.48 | bal_3P_4/0AC_1/0AA(N) | 8101705 | no | no |  |  | no |  |  | 0 | 0 | 0 | 0
oh_line_8101705_200822005 |  | ABCN | node_8101705_200822004 | node_8101705_200822005 | 182.368 | bal_3P_4/0AC_1/0AA(N) | 8101705 | no | no |  |  | no |  |  | 0 | 0 | 0 | 0
oh_line_8101705_200822007 |  | ABCN | node_8101705_200822005 | node_8101705_200822007 | 169.71 | bal_3P_4/0AC_1/0AA(N) | 8101705 | no | no |  |  | no |  |  | 0 | 0 | 0 | 0
oh_line_8101705_200822008 |  | ABCN | node_8101705_200822007 | node_8101705_200822008 | 210.938 | bal_3P_4/0AC_1/0AA(N) | 8101705 | no | no |  |  | no |  |  | 0 | 0 | 0 | 0
oh_line_8101705_200822009 |  | ABCN | node_8101705_200822008 | node_8101705_200822009 | 223.764 | bal_3P_4/0AC_1/0AA(N) | 8101705 | no | no |  |  | no |  |  | 0 | 0 | 0 | 0
oh_line_8101705_200822010 |  | ABCN | node_8101705_200822009 | node_8101705_200822010 | 206.632 | bal_3P_4/0AC_1/0AA(N) | 8101705 | no | no |  |  | no |  |  | 0 | 0 | 0 | 0
oh_line_8101705_200822013 |  | ABCN | node_8101705_200822010 | node_8101705_200822013 | 244.277 | bal_3P_4/0AC_1/0AA(N) | 8101705 | no | no |  |  | no |  |  | 0 | 0 | 0 | 0
oh_line_8101705_200822014 |  | ABCN | node_8101705_200822013 | node_8101705_200822014 | 234.648 | bal_3P_4/0AC_1/0AA(N) | 8101705 | no | no |  |  | no |  |  | 0 | 0 | 0 | 0
oh_line_8101705_200822015 |  | ABCN | node_8101705_200822014 | node_8101705_200822015 | 193.06 | bal_3P_4/0AC_1/0AA(N) | 8101705 | no | no |  |  | no |  |  | 0 | 0 | 0 | 0
oh_line_8101705_200822017 |  | ABCN | node_8101705_200822015 | node_8101705_200822017 | 185.852 | bal_3P_4/0AC_1/0AA(N) | 8101705 | no | no |  |  | no |  |  | 0 | 0 | 0 | 0
oh_line_8101705_200822018 |  | ABCN | node_8101705_200822017 | node_8101705_200822018 | 196.123 | bal_3P_4/0AC_1/0AA(N) | 8101705 | no | no |  |  | no |  |  | 0 | 0 | 0 | 0
oh_line_8101705_200822020 |  | ABCN | node_8101705_200822018 | node_8101705_200822020 | 169.115 | bal_3P_4/0AC_1/0AA(N) | 8101705 | no | no |  |  | no |  |  | 0 | 0 | 0 | 0
oh_line_8101705_200822022 |  | ABCN | node_8101705_200822020 | node_8101705_200822022 | 173.346 | bal_3P_4/0AC_1/0AA(N) | 8101705 | no | no |  |  | no |  |  | 0 | 0 | 0 | 0
oh_line_8101705_200822023 |  | ABCN | node_8101705_200822022 | node_8101705_200822023 | 239.149 | bal_3P_4/0AC_1/0AA(N) | 8101705 | no | no |  |  | no |  |  | 0 | 0 | 0 | 0
oh_line_8101705_200822025 |  | ABCN | node_8101705_200822023 | node_8101705_200822025 | 188.994 | bal_3P_4/0AC_1/0AA(N) | 8101705 | no | no |  |  | no |  |  | 0 | 0 | 0 | 0
oh_line_8101705_200822027 |  | ABCN | node_8101705_200822025 | node_8101705_200822027 | 189.884 | bal_3P_4/0AC_1/0AA(N) | 8101705 | no | no |  |  | no |  |  | 0 | 0 | 0 | 0
oh_line_8101705_200822028 |  | AN | node_8101705_200822027 | node_8101705_200822028 | 102.357 | bal_1P_1/0AA_1/0AA(N) | 8101705 | no | no |  |  | no |  |  | 0 | 0 | 0 | 0
oh_line_8101705_200822029 |  | ABCN | node_8101705_200822027 | node_intto1_8101705_200822029 | 186.261 | bal_3P_4/0AC_1/0AA(N) | 8101705 | no | no |  |  | no |  |  | 0 | 0 | 0 | 0
oh_line_8101705_200822030 |  | ABCN | node_8101705_200822029 | node_8101705_200822030 | 307.744 | bal_3P_4/0AC_1/0AA(N) | 8101705 | no | no |  |  | no |  |  | 0 | 0 | 0 | 0
oh_line_8101705_200822037 |  | AD | node_8101705_200822038 | node_8101705_200822037 | 149.284 | bal_1P_1/0AC | 8101705 | no | no |  |  | no |  |  | 0 | 0 | 0 | 0
oh_line_8101705_200822038 |  | AD | node_8101705_200822039 | node_8101705_200822038 | 182.246 | bal_1P_1/0AC | 8101705 | no | no |  |  | no |  |  | 0 | 0 | 0 | 0
oh_line_8101705_200822039 |  | AD | node_8101705_200822040 | node_8101705_200822039 | 211.282 | bal_1P_2AC | 8101705 | no | no |  |  | no |  |  | 0 | 0 | 0 | 0
oh_line_8101705_200822040 |  | AD | node_8101705_200822041 | node_8101705_200822040 | 202.589 | bal_1P_2AC | 8101705 | no | no |  |  | no |  |  | 0 | 0 | 0 | 0
oh_line_8101705_200822041 |  | AD | node_8101705_200822042 | node_8101705_200822041 | 152.135 | bal_1P_2AC | 8101705 | no | no |  |  | no |  |  | 0 | 0 | 0 | 0
oh_line_8101705_200822042 |  | AD | node_8101705_200822043 | node_8101705_200822042 | 133.002 | bal_1P_2AC | 8101705 | no | no |  |  | no |  |  | 0 | 0 | 0 | 0
oh_line_8101705_200822043 |  | AD | node_8101705_200822045 | node_8101705_200822043 | 164.456 | bal_1P_1/0AA | 8101705 | no | no |  |  | no |  |  | 0 | 0 | 0 | 0
oh_line_8101705_200822045 |  | AD | node_8101705_200822108 | node_intto1_8101705_200822045 | 137.343 | bal_1P_1/0AA | 8101705 | no | no |  |  | no |  |  | 0 | 0 | 0 | 0
oh_line_8101705_200822050 |  | AN | node_8101705_200822051 | node_8101705_200822050 | 111.433 | bal_1P_1/0AA_1/0AA(N) | 8101705 | no | no |  |  | no |  |  | 0 | 0 | 0 | 0
oh_line_8101705_200822051 |  | AN | node_8101705_200822052 | node_8101705_200822051 | 141.726 | bal_1P_1/0AA_1/0AA(N) | 8101705 | no | no |  |  | no |  |  | 0 | 0 | 0 | 0
oh_line_8101705_200822052 |  | AN | node_8101705_200822053 | node_8101705_200822052 | 102.872 | bal_1P_1/0AA_1/0AA(N) | 8101705 | no | no |  |  | no |  |  | 0 | 0 | 0 | 0
oh_line_8101705_200822053 |  | AN | node_8101705_200822054 | node_8101705_200822053 | 77.724 | bal_1P_1/0AA_1/0AA(N) | 8101705 | no | no |  |  | no |  |  | 0 | 0 | 0 | 0
oh_line_8101705_200822054 |  | AN | node_8101705_200822087 | node_8101705_200822054 | 118.274 | bal_1P_1/0AA_1/0AA(N) | 8101705 | no | no |  |  | no |  |  | 0 | 0 | 0 | 0
oh_line_8101705_200822055 |  | ABN | node_8101705_200821277 | node_8101705_200822055 | 132.626 | bal_2P_1/0AA_1/0AA(N) | 8101705 | no | no |  |  | no |  |  | 0 | 0 | 0 | 0
oh_line_8101705_200822056 |  | AN | node_8101705_200822055 | node_8101705_200822056 | 79.487 | bal_1P_1/0AA_1/0AA(N) | 8101705 | no | no |  |  | no |  |  | 0 | 0 | 0 | 0
oh_line_8101705_200822057 |  | AN | node_8101705_200822056 | node_intto1_8101705_200822057 | 100.068 | bal_1P_1/0AA_1/0AA(N) | 8101705 | no | no |  |  | no |  |  | 0 | 0 | 0 | 0
oh_line_8101705_200822060 |  | AN | node_8101705_200953476 | node_8101705_200822060 | 196.121 | bal_1P_1/0AC_1/0AC(N) | 8101705 | no | no |  |  | no |  |  | 0 | 0 | 0 | 0
oh_line_8101705_200822061 |  | AN | node_8101705_200822060 | node_8101705_200822061 | 193.581 | bal_1P_1/0AC_1/0AC(N) | 8101705 | no | no |  |  | no |  |  | 0 | 0 | 0 | 0
oh_line_8101705_200822062 |  | AN | node_8101705_200822061 | node_8101705_200822062 | 165.578 | bal_1P_1/0AC_1/0AC(N) | 8101705 | no | no |  |  | no |  |  | 0 | 0 | 0 | 0
oh_line_8101705_200822064 |  | ABN | node_8101705_200821284 | node_intto1_8101705_200822064 | 46.558 | bal_2P_1/0AA_1/0AA(N) | 8101705 | no | no |  |  | no |  |  | 0 | 0 | 0 | 0
oh_line_8101705_200822065 |  | ABN | node_8101705_200822064 | node_intto1_8101705_200822065 | 114.702 | bal_2P_1/0AA_4/0AC(N) | 8101705 | no | no |  |  | no |  |  | 0 | 0 | 0 | 0
oh_line_8101705_200822066 |  | ABN | node_8101705_200822065 | node_8101705_200822066 | 142.057 | bal_2P_1/0AA_4/0AC(N) | 8101705 | no | no |  |  | no |  |  | 0 | 0 | 0 | 0
oh_line_8101705_200822067 |  | AN | node_8101705_200822066 | node_8101705_200822067 | 202.243 | bal_1P_1/0AA_1/0AA(N) | 8101705 | no | no |  |  | no |  |  | 0 | 0 | 0 | 0
oh_line_8101705_200822068 |  | AN | node_8101705_200822067 | node_8101705_200822068 | 107.599 | bal_1P_1/0AA_1/0AA(N) | 8101705 | no | no |  |  | no |  |  | 0 | 0 | 0 | 0
oh_line_8101705_200822069 |  | AN | node_8101705_200822070 | node_8101705_200822069 | 186.182 | bal_1P_1/0AC_1/0AC(N) | 8101705 | no | no |  |  | no |  |  | 0 | 0 | 0 | 0
oh_line_8101705_200822070 |  | AN | node_8101705_200822068 | node_8101705_200822070 | 61.221 | bal_1P_1/0AC_1/0AC(N) | 8101705 | no | no |  |  | no |  |  | 0 | 0 | 0 | 0
oh_line_8101705_200822073 |  | AN | node_8101705_200822068 | node_8101705_200822073 | 92.153 | bal_1P_1/0AA_1/0AA(N) | 8101705 | no | no |  |  | no |  |  | 0 | 0 | 0 | 0
oh_line_8101705_200822075 |  | AN | node_8101705_200822073 | node_8101705_200822075 | 194.412 | bal_1P_1/0AA_1/0AA(N) | 8101705 | no | no |  |  | no |  |  | 0 | 0 | 0 | 0
oh_line_8101705_200822080 |  | AN | node_8101705_200822066 | node_8101705_200822080 | 147.22 | bal_1P_1/0AC_1/0AC(N) | 8101705 | no | no |  |  | no |  |  | 0 | 0 | 0 | 0
oh_line_8101705_200822081 |  | AN | node_8101705_200822080 | node_8101705_200822081 | 209.162 | bal_1P_1/0AC_1/0AC(N) | 8101705 | no | no |  |  | no |  |  | 0 | 0 | 0 | 0
oh_line_8101705_200822082 |  | AN | node_8101705_200822081 | node_8101705_200822082 | 93.06 | bal_1P_1/0AC_1/0AC(N) | 8101705 | no | no |  |  | no |  |  | 0 | 0 | 0 | 0
oh_line_8101705_200822085 |  | ABN | node_8101705_200821289 | node_8101705_200822085 | 190.919 | bal_2P_1/0AA_2AC(N) | 8101705 | no | no |  |  | no |  |  | 0 | 0 | 0 | 0
oh_line_8101705_200822086 |  | ABN | node_8101705_200822085 | node_intto1_8101705_200822086 | 150.649 | bal_2P_1/0AA_1/0AA(N) | 8101705 | no | no |  |  | no |  |  | 0 | 0 | 0 | 0
oh_line_8101705_200822087 |  | ABN | node_8101705_200822086 | node_8101705_200822087 | 177.357 | bal_2P_1/0AA_1/0AA(N) | 8101705 | no | no |  |  | no |  |  | 0 | 0 | 0 | 0
oh_line_8101705_200822090-1 |  | AN | node_220462728 | node_8101705_200822090 | 7.311 | bal_1P_1/0AA_1/0AA(N) | 8101705 | no | no |  |  | no |  |  | 0 | 0 | 0 | 0
oh_line_8101705_200822090-2 |  | AN | node_220382791 | node_intto1_220462728 | 9.984 | bal_1P_1/0AA_1/0AA(N) | 8101705 | no | no |  |  | no |  |  | 0 | 0 | 0 | 0
oh_line_8101705_200822090-3 |  | AN | node_8101705_200821289 | node_intto1_220382791 | 85.932 | bal_1P_1/0AA_1/0AA(N) | 8101705 | no | no |  |  | no |  |  | 0 | 0 | 0 | 0
oh_line_8101705_200822091 |  | AD | node_8101705_200822102 | node_8101705_200822091 | 92.652 | bal_1P_1/0AA | 8101705 | no | no |  |  | no |  |  | 0 | 0 | 0 | 0
oh_line_8101705_200822092 |  | AD | node_8101705_200822091 | node_8101705_200822092 | 97.13 | bal_1P_1/0AA | 8101705 | no | no |  |  | no |  |  | 0 | 0 | 0 | 0
oh_line_8101705_200822093 |  | AD | node_8101705_200822092 | node_8101705_200822093 | 103.521 | bal_1P_1/0AA | 8101705 | no | no |  |  | no |  |  | 0 | 0 | 0 | 0
oh_line_8101705_200822095 |  | AD | node_8101705_200822090 | node_8101705_200822095 | 119.696 | bal_1P_1/0AA | 8101705 | no | no |  |  | no |  |  | 0 | 0 | 0 | 0
oh_line_8101705_200822096 |  | AD | node_8101705_200822095 | node_intto1_8101705_200822096 | 113.448 | bal_1P_1/0AA | 8101705 | no | no |  |  | no |  |  | 0 | 0 | 0 | 0
oh_line_8101705_200822097 |  | AD | node_8101705_200822096 | node_8101705_200822097 | 104.502 | bal_1P_1/0AA | 8101705 | no | no |  |  | no |  |  | 0 | 0 | 0 | 0
oh_line_8101705_200822098 |  | AD | node_8101705_200822097 | node_8101705_200822098 | 135.758 | bal_1P_1/0AA | 8101705 | no | no |  |  | no |  |  | 0 | 0 | 0 | 0
oh_line_8101705_200822099 |  | AD | node_8101705_200822098 | node_8101705_200822099 | 140.52 | bal_1P_1/0AA | 8101705 | no | no |  |  | no |  |  | 0 | 0 | 0 | 0
oh_line_8101705_200822100 |  | AD | node_8101705_200822099 | node_8101705_200822100 | 107.131 | bal_1P_1/0AA | 8101705 | no | no |  |  | no |  |  | 0 | 0 | 0 | 0
oh_line_8101705_200822101 |  | AD | node_8101705_200822100 | node_8101705_200822101 | 103.65 | bal_1P_1/0AA | 8101705 | no | no |  |  | no |  |  | 0 | 0 | 0 | 0
oh_line_8101705_200822102 |  | AD | node_8101705_200822101 | node_8101705_200822102 | 101.191 | bal_1P_1/0AA | 8101705 | no | no |  |  | no |  |  | 0 | 0 | 0 | 0
oh_line_8101705_200822103 |  | ABCD | node_8101705_200821310 | node_8101705_200822103 | 148.764 | bal_3P_477AL | 8101705 | no | no |  |  | no |  |  | 0 | 0 | 0 | 0
oh_line_8101705_200822104 |  | ABCD | node_8101705_200822103 | node_8101705_200822104 | 45.16 | bal_3P_477AL | 8101705 | no | no |  |  | no |  |  | 0 | 0 | 0 | 0
oh_line_8101705_200822105 |  | ABCD | node_8101705_200822104 | node_8101705_200822105 | 6.323 | bal_3P_477AL | 8101705 | no | no |  |  | no |  |  | 0 | 0 | 0 | 0
oh_line_8101705_200822106 |  | ABCN | node_8101705_312148776 | node_8101705_200822106 | 29.658 | bal_3P_477AL_4/0AA(N) | 8101705 | no | no |  |  | no |  |  | 0 | 0 | 0 | 0
oh_line_8101705_200822107-1 |  | ABN | node_8101705_200822106 | node_intto1_220382789 | 84.477 | bal_2P_1/0AA_4/0AC(N) | 8101705 | no | no |  |  | no |  |  | 0 | 0 | 0 | 0
oh_line_8101705_200822107-2 |  | ABN | node_220382789 | node_intto1_220465206 | 21.639 | bal_2P_1/0AA_4/0AC(N) | 8101705 | no | no |  |  | no |  |  | 0 | 0 | 0 | 0
oh_line_8101705_200822107-3 |  | ABN | node_220465206 | node_8101705_200822107 | 21.255 | bal_2P_1/0AA_4/0AC(N) | 8101705 | no | no |  |  | no |  |  | 0 | 0 | 0 | 0
oh_line_8101705_200822108 |  | AD | node_8101705_200822107 | node_8101705_200822108 | 155.899 | bal_1P_1/0AA | 8101705 | no | no |  |  | no |  |  | 0 | 0 | 0 | 0
oh_line_8101705_200822109 |  | AD | node_8101705_200822100 | node_8101705_200822109 | 85.415 | bal_1P_6CU | 8101705 | no | no |  |  | no |  |  | 0 | 0 | 0 | 0
oh_line_8101705_200822111 |  | AD | node_8101705_200822109 | node_8101705_200822111 | 109.63 | bal_1P_6CU | 8101705 | no | no |  |  | no |  |  | 0 | 0 | 0 | 0
oh_line_8101705_200822112 |  | AD | node_8101705_200822111 | node_8101705_200822112 | 102.618 | bal_1P_6CU | 8101705 | no | no |  |  | no |  |  | 0 | 0 | 0 | 0
oh_line_8101705_200822117 |  | AD | node_8101705_200822093 | node_8101705_200822117 | 89.173 | bal_1P_1/0AA | 8101705 | no | no |  |  | no |  |  | 0 | 0 | 0 | 0
oh_line_8101705_200822130 |  | AD | node_8101705_200822117 | node_8101705_200822130 | 112.113 | bal_1P_1/0AA | 8101705 | no | no |  |  | no |  |  | 0 | 0 | 0 | 0
oh_line_8101705_200822131 |  | AD | node_8101705_200822130 | node_8101705_200822131 | 99.214 | bal_1P_1/0AA | 8101705 | no | no |  |  | no |  |  | 0 | 0 | 0 | 0
oh_line_8101705_200822132 |  | AD | node_8101705_200822131 | node_8101705_200822132 | 95.397 | bal_1P_1/0AA | 8101705 | no | no |  |  | no |  |  | 0 | 0 | 0 | 0
oh_line_8101705_200822133 |  | AD | node_8101705_200822132 | node_8101705_200822133 | 106.538 | bal_1P_1/0AA | 8101705 | no | no |  |  | no |  |  | 0 | 0 | 0 | 0
oh_line_8101705_200822134 |  | AD | node_8101705_200822133 | node_8101705_200822134 | 99.744 | bal_1P_1/0AC | 8101705 | no | no |  |  | no |  |  | 0 | 0 | 0 | 0
oh_line_8101705_200822135 |  | AD | node_8101705_200822134 | node_8101705_200822135 | 104.029 | bal_1P_1/0AC | 8101705 | no | no |  |  | no |  |  | 0 | 0 | 0 | 0
oh_line_8101705_200822437 |  | AD | node_8101705_200822438 | node_8101705_200822437 | 94.218 | bal_1P_1/0AA | 8101705 | no | no |  |  | no |  |  | 0 | 0 | 0 | 0
oh_line_8101705_200822438 |  | AD | node_8101705_200822439 | node_8101705_200822438 | 107.188 | bal_1P_1/0AA | 8101705 | no | no |  |  | no |  |  | 0 | 0 | 0 | 0
oh_line_8101705_200822439 |  | AD | node_8101705_200822440 | node_8101705_200822439 | 94.528 | bal_1P_1/0AC | 8101705 | no | no |  |  | no |  |  | 0 | 0 | 0 | 0
oh_line_8101705_200822440 |  | AD | node_8101705_200822097 | node_8101705_200822440 | 113.515 | bal_1P_1/0AC | 8101705 | no | no |  |  | no |  |  | 0 | 0 | 0 | 0
oh_line_8101705_200822830 |  | AD | node_8101705_200822831 | node_8101705_200822830 | 184.729 | bal_1P_2AC | 8101705 | no | no |  |  | no |  |  | 0 | 0 | 0 | 0
oh_line_8101705_200822831 |  | AD | node_8101705_200974170 | node_8101705_200822831 | 214.721 | bal_1P_2AC | 8101705 | no | no |  |  | no |  |  | 0 | 0 | 0 | 0
oh_line_8101705_200822833 |  | AD | node_8101705_200824610 | node_8101705_200822833 | 105.841 | bal_1P_2AC | 8101705 | no | no |  |  | no |  |  | 0 | 0 | 0 | 0
oh_line_8101705_200822834 |  | AD | node_8101705_200822833 | node_8101705_200822834 | 427.462 | bal_1P_2AC | 8101705 | no | no |  |  | no |  |  | 0 | 0 | 0 | 0
oh_line_8101705_200822835 |  | AD | node_8101705_200822834 | node_8101705_200822835 | 260.66 | bal_1P_2AC | 8101705 | no | no |  |  | no |  |  | 0 | 0 | 0 | 0
oh_line_8101705_200822836 |  | AD | node_8101705_200822835 | node_8101705_200822836 | 533.469 | bal_1P_2AC | 8101705 | no | no |  |  | no |  |  | 0 | 0 | 0 | 0
oh_line_8101705_200822837 |  | AD | node_8101705_200822836 | node_8101705_200822837 | 176.322 | bal_1P_1/0AA | 8101705 | no | no |  |  | no |  |  | 0 | 0 | 0 | 0
oh_line_8101705_200822839 |  | AD | node_8101705_201027874 | node_8101705_200822839 | 123.665 | bal_1P_2AC | 8101705 | no | no |  |  | no |  |  | 0 | 0 | 0 | 0
oh_line_8101705_200822840 |  | AD | node_8101705_200822839 | node_8101705_200822840 | 173.946 | bal_1P_2AC | 8101705 | no | no |  |  | no |  |  | 0 | 0 | 0 | 0
oh_line_8101705_200822841 |  | AD | node_8101705_200822840 | node_8101705_200822841 | 239.938 | bal_1P_2AC | 8101705 | no | no |  |  | no |  |  | 0 | 0 | 0 | 0
oh_line_8101705_200822842 |  | AD | node_8101705_200822841 | node_8101705_200822842 | 215.624 | bal_1P_2AC | 8101705 | no | no |  |  | no |  |  | 0 | 0 | 0 | 0
oh_line_8101705_200822843 |  | AD | node_8101705_311995248 | node_8101705_200822843 | 232.001 | bal_1P_2AC | 8101705 | no | no |  |  | no |  |  | 0 | 0 | 0 | 0
oh_line_8101705_200823033 |  | AN | node_8101705_200821861 | node_8101705_200823033 | 115.441 | bal_1P_1/0AA_1/0AA(N) | 8101705 | no | no |  |  | no |  |  | 0 | 0 | 0 | 0
oh_line_8101705_200823034-1 |  | AN | node_8101705_200823033 | node_intto1_220382770 | 8.591 | bal_1P_2AC_2AC(N) | 8101705 | no | no |  |  | no |  |  | 0 | 0 | 0 | 0
oh_line_8101705_200823034-2 |  | AN | node_220382770 | node_intto1_220382778 | 50.867 | bal_1P_2AC_2AC(N) | 8101705 | no | no |  |  | no |  |  | 0 | 0 | 0 | 0
oh_line_8101705_200823034-3 |  | AN | node_220382778 | node_intto1_220465263 | 7.86 | bal_1P_2AC_2AC(N) | 8101705 | no | no |  |  | no |  |  | 0 | 0 | 0 | 0
oh_line_8101705_200823034-4 |  | AN | node_220465263 | node_8101705_200823034 | 8.029 | bal_1P_2AC_2AC(N) | 8101705 | no | no |  |  | no |  |  | 0 | 0 | 0 | 0
oh_line_8101705_200823035 |  | AD | node_8101705_200823061 | node_8101705_200823035 | 255.9 | bal_1P_2AC | 8101705 | no | no |  |  | no |  |  | 0 | 0 | 0 | 0
oh_line_8101705_200823036 |  | AD | node_8101705_200823035 | node_8101705_200823036 | 254.645 | bal_1P_2AC | 8101705 | no | no |  |  | no |  |  | 0 | 0 | 0 | 0
oh_line_8101705_200823037 |  | AD | node_8101705_200823036 | node_8101705_200823037 | 241.987 | bal_1P_2AC | 8101705 | no | no |  |  | no |  |  | 0 | 0 | 0 | 0
oh_line_8101705_200823039 |  | AD | node_8101705_200823037 | node_8101705_200823039 | 149.703 | bal_1P_2AC | 8101705 | no | no |  |  | no |  |  | 0 | 0 | 0 | 0
oh_line_8101705_200823041 |  | AD | node_8101705_200823039 | node_8101705_200823041 | 105.87 | bal_1P_2AC | 8101705 | no | no |  |  | no |  |  | 0 | 0 | 0 | 0
oh_line_8101705_200823042 |  | AD | node_8101705_200823041 | node_8101705_200823042 | 174.445 | bal_1P_2AC | 8101705 | no | no |  |  | no |  |  | 0 | 0 | 0 | 0
oh_line_8101705_200823045 |  | AD | node_8101705_200823042 | node_8101705_200823045 | 195.948 | bal_1P_2AC | 8101705 | no | no |  |  | no |  |  | 0 | 0 | 0 | 0
oh_line_8101705_200823047 |  | AD | node_8101705_200823045 | node_8101705_200823047 | 246.226 | bal_1P_2AC | 8101705 | no | no |  |  | no |  |  | 0 | 0 | 0 | 0
oh_line_8101705_200823048 |  | AD | node_8101705_200823047 | node_8101705_200823048 | 238.031 | bal_1P_2AC | 8101705 | no | no |  |  | no |  |  | 0 | 0 | 0 | 0
oh_line_8101705_200823050 |  | AD | node_8101705_200823048 | node_8101705_200823050 | 225.179 | bal_1P_1/0AA | 8101705 | no | no |  |  | no |  |  | 0 | 0 | 0 | 0
oh_line_8101705_200823051 |  | AD | node_8101705_200823050 | node_8101705_200823051 | 256.82 | bal_1P_1/0AA | 8101705 | no | no |  |  | no |  |  | 0 | 0 | 0 | 0
oh_line_8101705_200823052 |  | AD | node_8101705_200823034 | node_8101705_200823052 | 158.972 | bal_1P_2AC | 8101705 | no | no |  |  | no |  |  | 0 | 0 | 0 | 0
oh_line_8101705_200823053 |  | AD | node_8101705_200823052 | node_8101705_200823053 | 258.216 | bal_1P_2AC | 8101705 | no | no |  |  | no |  |  | 0 | 0 | 0 | 0
oh_line_8101705_200823054 |  | AD | node_8101705_200823053 | node_8101705_200823054 | 210.211 | bal_1P_2AC | 8101705 | no | no |  |  | no |  |  | 0 | 0 | 0 | 0
oh_line_8101705_200823055 |  | AD | node_8101705_200823054 | node_8101705_200823055 | 167.531 | bal_1P_2AC | 8101705 | no | no |  |  | no |  |  | 0 | 0 | 0 | 0
oh_line_8101705_200823056 |  | AD | node_8101705_200823055 | node_8101705_200823056 | 162.003 | bal_1P_2AC | 8101705 | no | no |  |  | no |  |  | 0 | 0 | 0 | 0
oh_line_8101705_200823057 |  | AD | node_8101705_200823056 | node_intto1_8101705_200823057 | 271.856 | bal_1P_2AC | 8101705 | no | no |  |  | no |  |  | 0 | 0 | 0 | 0
oh_line_8101705_200823058 |  | AD | node_8101705_200823056 | node_8101705_200823058 | 190.036 | bal_1P_2AC | 8101705 | no | no |  |  | no |  |  | 0 | 0 | 0 | 0
oh_line_8101705_200823061 |  | AD | node_8101705_200823058 | node_8101705_200823061 | 238.986 | bal_1P_2AC | 8101705 | no | no |  |  | no |  |  | 0 | 0 | 0 | 0
oh_line_8101705_200823063 |  | AN | node_8101705_200914642 | node_8101705_200823063 | 269.927 | bal_1P_1/0AA_1/0AA(N) | 8101705 | no | no |  |  | no |  |  | 0 | 0 | 0 | 0
oh_line_8101705_200823064 |  | AN | node_8101705_200823063 | node_8101705_200823064 | 274.256 | bal_1P_1/0AA_1/0AA(N) | 8101705 | no | no |  |  | no |  |  | 0 | 0 | 0 | 0
oh_line_8101705_200823065 |  | AN | node_8101705_200823064 | node_8101705_200823065 | 275.931 | bal_1P_1/0AA_1/0AA(N) | 8101705 | no | no |  |  | no |  |  | 0 | 0 | 0 | 0
oh_line_8101705_200823066 |  | AN | node_8101705_200823065 | node_8101705_200823066 | 353.296 | bal_1P_1/0AA_1/0AA(N) | 8101705 | no | no |  |  | no |  |  | 0 | 0 | 0 | 0
oh_line_8101705_200823067 |  | ABCN | node_8101705_200821880 | node_8101705_200823067 | 90.366 | bal_3P_4/0AC_1/0AA(N) | 8101705 | no | no |  |  | no |  |  | 0 | 0 | 0 | 0
oh_line_8101705_200823068 |  | ABCN | node_8101705_200823067 | node_intto1_8101705_200823068 | 123.137 | bal_3P_4/0AC_1/0AA(N) | 8101705 | no | no |  |  | no |  |  | 0 | 0 | 0 | 0
oh_line_8101705_200823070 |  | ABCN | node_8101705_200978801 | node_8101705_200823070 | 221.582 | bal_3P_4/0AC_1/0AA(N) | 8101705 | no | no |  |  | no |  |  | 0 | 0 | 0 | 0
oh_line_8101705_200823071 |  | ABCN | node_8101705_200823070 | node_8101705_200823071 | 124.535 | bal_3P_4/0AC_4/0AC(N) | 8101705 | no | no |  |  | no |  |  | 0 | 0 | 0 | 0
oh_line_8101705_200823072 |  | ABCN | node_8101705_200823071 | node_8101705_200823072 | 208.774 | bal_3P_4/0AC_4/0AC(N) | 8101705 | no | no |  |  | no |  |  | 0 | 0 | 0 | 0
oh_line_8101705_200823075 |  | ABCN | node_8101705_200823072 | node_8101705_200823075 | 226.372 | bal_3P_4/0AC_1/0AA(N) | 8101705 | no | no |  |  | no |  |  | 0 | 0 | 0 | 0
oh_line_8101705_200823077 |  | ABCN | node_8101705_200823075 | node_8101705_200823077 | 220.255 | bal_3P_4/0AC_1/0AA(N) | 8101705 | no | no |  |  | no |  |  | 0 | 0 | 0 | 0
oh_line_8101705_200823079 |  | ABCN | node_8101705_200823077 | node_8101705_200823079 | 308.554 | bal_3P_4/0AC_1/0AA(N) | 8101705 | no | no |  |  | no |  |  | 0 | 0 | 0 | 0
oh_line_8101705_200823081 |  | ABCN | node_8101705_200823079 | node_8101705_200823081 | 184.029 | bal_3P_4/0AC_4/0AL(N) | 8101705 | no | no |  |  | no |  |  | 0 | 0 | 0 | 0
oh_line_8101705_200823082 |  | ABCN | node_8101705_200823081 | node_8101705_200823082 | 203.56 | bal_3P_4/0AC_1/0AA(N) | 8101705 | no | no |  |  | no |  |  | 0 | 0 | 0 | 0
oh_line_8101705_200823083 |  | ABCN | node_8101705_200823082 | node_8101705_200823083 | 200.025 | bal_3P_4/0AC_4/0AL(N) | 8101705 | no | no |  |  | no |  |  | 0 | 0 | 0 | 0
oh_line_8101705_200823085 |  | ABCN | node_8101705_200823083 | node_8101705_200823085 | 148.003 | bal_3P_4/0AC_4/0AL(N) | 8101705 | no | no |  |  | no |  |  | 0 | 0 | 0 | 0
oh_line_8101705_200823086 |  | ABCN | node_8101705_200823085 | node_8101705_200823086 | 147.629 | bal_3P_4/0AC_4/0AL(N) | 8101705 | no | no |  |  | no |  |  | 0 | 0 | 0 | 0
oh_line_8101705_200823087 |  | ABCN | node_8101705_200823086 | node_8101705_200823087 | 144.9 | bal_3P_4/0AC_4/0AL(N) | 8101705 | no | no |  |  | no |  |  | 0 | 0 | 0 | 0
oh_line_8101705_200823088 |  | ABCN | node_8101705_200823087 | node_8101705_200823088 | 222.77 | bal_3P_4/0AC_1/0AA(N) | 8101705 | no | no |  |  | no |  |  | 0 | 0 | 0 | 0
oh_line_8101705_200823090 |  | ABCN | node_8101705_200823068 | node_8101705_200823090 | 101.151 | bal_3P_4/0AC_4/0AC(N) | 8101705 | no | no |  |  | no |  |  | 0 | 0 | 0 | 0
oh_line_8101705_200823091 |  | ABCN | node_8101705_200823088 | node_8101705_200823091 | 258.75 | bal_3P_4/0AC_1/0AA(N) | 8101705 | no | no |  |  | no |  |  | 0 | 0 | 0 | 0
oh_line_8101705_200823092 |  | ABCN | node_8101705_200823091 | node_8101705_200823092 | 189.752 | bal_3P_4/0AC_1/0AA(N) | 8101705 | no | no |  |  | no |  |  | 0 | 0 | 0 | 0
oh_line_8101705_200823095 |  | ABCN | node_8101705_200823092 | node_8101705_200823095 | 185.655 | bal_3P_4/0AC_4/0AL(N) | 8101705 | no | no |  |  | no |  |  | 0 | 0 | 0 | 0
oh_line_8101705_200823097 |  | ABCN | node_8101705_200823095 | node_8101705_200823097 | 242.369 | bal_3P_4/0AC_1/0AA(N) | 8101705 | no | no |  |  | no |  |  | 0 | 0 | 0 | 0
oh_line_8101705_200823099 |  | ABCN | node_8101705_200823097 | node_8101705_200823099 | 299.258 | bal_3P_4/0AC_1/0AA(N) | 8101705 | no | no |  |  | no |  |  | 0 | 0 | 0 | 0
oh_line_8101705_200823101 |  | ABCN | node_8101705_200823099 | node_8101705_200823101 | 270.565 | bal_3P_4/0AC_1/0AA(N) | 8101705 | no | no |  |  | no |  |  | 0 | 0 | 0 | 0
oh_line_8101705_200823103 |  | ABCN | node_8101705_200823101 | node_intto1_8101705_200823103 | 221.433 | bal_3P_4/0AC_1/0AA(N) | 8101705 | no | no |  |  | no |  |  | 0 | 0 | 0 | 0
oh_line_8101705_200823105 |  | ABCN | node_8101705_200823103 | node_8101705_200823105 | 275.865 | bal_3P_4/0AC_1/0AA(N) | 8101705 | no | no |  |  | no |  |  | 0 | 0 | 0 | 0
oh_line_8101705_200823107 |  | AN | node_8101705_200823105 | node_8101705_200823107 | 32.383 | bal_1P_1/0AA_1/0AA(N) | 8101705 | no | no |  |  | no |  |  | 0 | 0 | 0 | 0
oh_line_8101705_200823108 |  | AN | node_8101705_200823107 | node_8101705_200823108 | 259.559 | bal_1P_1/0AA_1/0AA(N) | 8101705 | no | no |  |  | no |  |  | 0 | 0 | 0 | 0
oh_line_8101705_200823109 |  | ABCN | node_8101705_200823105 | node_8101705_200823109 | 280.842 | bal_3P_4/0AC_1/0AA(N) | 8101705 | no | no |  |  | no |  |  | 0 | 0 | 0 | 0
oh_line_8101705_200823110 |  | ABCN | node_8101705_200823109 | node_8101705_200823110 | 243.582 | bal_3P_4/0AC_1/0AA(N) | 8101705 | no | no |  |  | no |  |  | 0 | 0 | 0 | 0
oh_line_8101705_200823111 |  | ABCN | node_8101705_200823110 | node_8101705_200823111 | 313.116 | bal_3P_4/0AC_1/0AA(N) | 8101705 | no | no |  |  | no |  |  | 0 | 0 | 0 | 0
oh_line_8101705_200823112 |  | AN | node_8101705_200823111 | node_intto1_8101705_200823112 | 140.27 | bal_1P_1/0AC_1/0AC(N) | 8101705 | no | no |  |  | no |  |  | 0 | 0 | 0 | 0
oh_line_8101705_200823113 |  | AN | node_8101705_200823112 | node_8101705_200823113 | 343.918 | bal_1P_1/0AC_1/0AC(N) | 8101705 | no | no |  |  | no |  |  | 0 | 0 | 0 | 0
oh_line_8101705_200823114 |  | AN | node_8101705_200823113 | node_8101705_200823114 | 350.745 | bal_1P_1/0AC_1/0AC(N) | 8101705 | no | no |  |  | no |  |  | 0 | 0 | 0 | 0
oh_line_8101705_200823115 |  | AN | node_8101705_200823114 | node_8101705_200823115 | 358.918 | bal_1P_1/0AC_1/0AC(N) | 8101705 | no | no |  |  | no |  |  | 0 | 0 | 0 | 0
oh_line_8101705_200823117 |  | ABCN | node_8101705_200823111 | node_8101705_200823117 | 259.579 | bal_3P_4/0AC_1/0AA(N) | 8101705 | no | no |  |  | no |  |  | 0 | 0 | 0 | 0
oh_line_8101705_200823118 |  | ABCN | node_8101705_200823117 | node_8101705_200823118 | 243.737 | bal_3P_4/0AC_1/0AA(N) | 8101705 | no | no |  |  | no |  |  | 0 | 0 | 0 | 0
oh_line_8101705_200823120 |  | ABCN | node_8101705_200823118 | node_8101705_200823120 | 257.524 | bal_3P_4/0AC_1/0AA(N) | 8101705 | no | no |  |  | no |  |  | 0 | 0 | 0 | 0
oh_line_8101705_200823121 |  | ABCN | node_8101705_200823120 | node_8101705_200823121 | 245.997 | bal_3P_4/0AC_1/0AA(N) | 8101705 | no | no |  |  | no |  |  | 0 | 0 | 0 | 0
oh_line_8101705_200823125 |  | ABCN | node_8101705_200823090 | node_intto1_8101705_200823125 | 253.16 | bal_3P_4/0AC_1/0AA(N) | 8101705 | no | no |  |  | no |  |  | 0 | 0 | 0 | 0
oh_line_8101705_200823126 |  | ABCN | node_8101705_200823121 | node_8101705_200823126 | 284.492 | bal_3P_4/0AC_1/0AA(N) | 8101705 | no | no |  |  | no |  |  | 0 | 0 | 0 | 0
oh_line_8101705_200823128 |  | ABCN | node_8101705_200823126 | node_8101705_200823128 | 261.818 | bal_3P_4/0AC_1/0AA(N) | 8101705 | no | no |  |  | no |  |  | 0 | 0 | 0 | 0
oh_line_8101705_200823130 |  | ABCN | node_8101705_200970212 | node_8101705_200823130 | 257.844 | bal_3P_4/0AC_1/0AA(N) | 8101705 | no | no |  |  | no |  |  | 0 | 0 | 0 | 0
oh_line_8101705_200823132 |  | ABCN | node_8101705_200823130 | node_8101705_200823132 | 200.192 | bal_3P_4/0AC_1/0AC(N) | 8101705 | no | no |  |  | no |  |  | 0 | 0 | 0 | 0
oh_line_8101705_200823134 |  | ABCN | node_8101705_200823132 | node_8101705_200823134 | 218.829 | bal_3P_4/0AC_1/0AA(N) | 8101705 | no | no |  |  | no |  |  | 0 | 0 | 0 | 0
oh_line_8101705_200823135 |  | ABCN | node_8101705_200823134 | node_8101705_200823135 | 231.504 | bal_3P_4/0AC_1/0AA(N) | 8101705 | no | no |  |  | no |  |  | 0 | 0 | 0 | 0
oh_line_8101705_200823136 |  | AN | node_8101705_200823135 | node_8101705_200823136 | 69.792 | bal_1P_1/0AA_1/0AA(N) | 8101705 | no | no |  |  | no |  |  | 0 | 0 | 0 | 0
oh_line_8101705_200823137 |  | AN | node_8101705_200823136 | node_8101705_200823137 | 185.71 | bal_1P_1/0AA_1/0AA(N) | 8101705 | no | no |  |  | no |  |  | 0 | 0 | 0 | 0
oh_line_8101705_200823139 |  | ABCN | node_8101705_200823135 | node_8101705_200823139 | 239.248 | bal_3P_4/0AC_1/0AA(N) | 8101705 | no | no |  |  | no |  |  | 0 | 0 | 0 | 0
oh_line_8101705_200823140 |  | ABCN | node_8101705_200823139 | node_8101705_200823140 | 254.402 | bal_3P_4/0AC_1/0AA(N) | 8101705 | no | no |  |  | no |  |  | 0 | 0 | 0 | 0
oh_line_8101705_200823141 |  | ABCN | node_8101705_200823140 | node_8101705_200823141 | 235.641 | bal_3P_4/0AC_1/0AA(N) | 8101705 | no | no |  |  | no |  |  | 0 | 0 | 0 | 0
oh_line_8101705_200823143 |  | ABCN | node_8101705_200823125 | node_8101705_200823143 | 237.174 | bal_3P_4/0AC_1/0AA(N) | 8101705 | no | no |  |  | no |  |  | 0 | 0 | 0 | 0
oh_line_8101705_200823145 |  | ABCN | node_8101705_200823141 | node_8101705_200823145 | 222.358 | bal_3P_4/0AC_1/0AA(N) | 8101705 | no | no |  |  | no |  |  | 0 | 0 | 0 | 0
oh_line_8101705_200823146 |  | ABCN | node_8101705_200823145 | node_8101705_200823146 | 198.197 | bal_3P_4/0AC_1/0AC(N) | 8101705 | no | no |  |  | no |  |  | 0 | 0 | 0 | 0
oh_line_8101705_200823147 |  | ABCN | node_8101705_200823146 | node_8101705_200823147 | 220.794 | bal_3P_4/0AC_1/0AA(N) | 8101705 | no | no |  |  | no |  |  | 0 | 0 | 0 | 0
oh_line_8101705_200823148 |  | ABCN | node_8101705_200823147 | node_8101705_200823148 | 316.489 | bal_3P_4/0AC_1/0AA(N) | 8101705 | no | no |  |  | no |  |  | 0 | 0 | 0 | 0
oh_line_8101705_200823149 |  | AN | node_8101705_200823148 | node_8101705_200823149 | 89.073 | bal_1P_1/0AA_1/0AA(N) | 8101705 | no | no |  |  | no |  |  | 0 | 0 | 0 | 0
oh_line_8101705_200823150 |  | ABCN | node_8101705_200823148 | node_8101705_200823150 | 265.108 | bal_3P_4/0AC_1/0AA(N) | 8101705 | no | no |  |  | no |  |  | 0 | 0 | 0 | 0
oh_line_8101705_200823151 |  | ABCN | node_8101705_200823150 | node_8101705_200823151 | 220.515 | bal_3P_4/0AC_4/0AL(N) | 8101705 | no | no |  |  | no |  |  | 0 | 0 | 0 | 0
oh_line_8101705_200823153 |  | ABCN | node_8101705_200823151 | node_8101705_200823153 | 238.178 | bal_3P_4/0AC_1/0AA(N) | 8101705 | no | no |  |  | no |  |  | 0 | 0 | 0 | 0
oh_line_8101705_200823154 |  | ABCN | node_8101705_200823153 | node_8101705_200823154 | 114.619 | bal_3P_4/0AC_1/0AA(N) | 8101705 | no | no |  |  | no |  |  | 0 | 0 | 0 | 0
oh_line_8101705_200823155 |  | ABCN | node_8101705_200823154 | node_8101705_200823155 | 230.202 | bal_3P_4/0AC_1/0AA(N) | 8101705 | no | no |  |  | no |  |  | 0 | 0 | 0 | 0
oh_line_8101705_200823156 |  | ABCN | node_8101705_201020630 | node_8101705_200823156 | 192.964 | bal_3P_4/0AC_1/0AA(N) | 8101705 | no | no |  |  | no |  |  | 0 | 0 | 0 | 0
oh_line_8101705_200823157 |  | ABCN | node_8101705_200823143 | node_8101705_200823157 | 223.914 | bal_3P_4/0AC_1/0AA(N) | 8101705 | no | no |  |  | no |  |  | 0 | 0 | 0 | 0
oh_line_8101705_200823158 |  | ABCN | node_8101705_200823156 | node_intto1_8101705_200823158 | 245.482 | bal_3P_4/0AC_1/0AA(N) | 8101705 | no | no |  |  | no |  |  | 0 | 0 | 0 | 0
oh_line_8101705_200823159 |  | ABCN | node_8101705_200823158 | node_8101705_200823159 | 255.026 | bal_3P_4/0AC_1/0AA(N) | 8101705 | no | no |  |  | no |  |  | 0 | 0 | 0 | 0
oh_line_8101705_200823160 |  | ABCN | node_8101705_200823159 | node_8101705_200823160 | 172.052 | bal_3P_4/0AC_1/0AA(N) | 8101705 | no | no |  |  | no |  |  | 0 | 0 | 0 | 0
oh_line_8101705_200823161 |  | ABCN | node_8101705_200823160 | node_8101705_200823161 | 210.673 | bal_3P_4/0AC_1/0AA(N) | 8101705 | no | no |  |  | no |  |  | 0 | 0 | 0 | 0
oh_line_8101705_200823162 |  | ABCN | node_8101705_200823161 | node_8101705_200823162 | 125.681 | bal_3P_4/0AC_1/0AA(N) | 8101705 | no | no |  |  | no |  |  | 0 | 0 | 0 | 0
oh_line_8101705_200823163 |  | ABCN | node_8101705_200823157 | node_8101705_200823163 | 230.699 | bal_3P_4/0AC_1/0AA(N) | 8101705 | no | no |  |  | no |  |  | 0 | 0 | 0 | 0
oh_line_8101705_200823165 |  | ABCN | node_8101705_200823163 | node_8101705_200823165 | 216.698 | bal_3P_4/0AC_1/0AA(N) | 8101705 | no | no |  |  | no |  |  | 0 | 0 | 0 | 0
oh_line_8101705_200823166 |  | ABCN | node_8101705_200823165 | node_8101705_200823166 | 215.765 | bal_3P_4/0AC_1/0AA(N) | 8101705 | no | no |  |  | no |  |  | 0 | 0 | 0 | 0
oh_line_8101705_200823168 |  | ABCN | node_8101705_200823166 | node_8101705_200823168 | 289.741 | bal_3P_4/0AC_1/0AA(N) | 8101705 | no | no |  |  | no |  |  | 0 | 0 | 0 | 0
oh_line_8101705_200823169 |  | ABCN | node_8101705_200823168 | node_8101705_200823169 | 266.196 | bal_3P_4/0AC_1/0AA(N) | 8101705 | no | no |  |  | no |  |  | 0 | 0 | 0 | 0
oh_line_8101705_200823173 |  | ABCN | node_8101705_200823169 | node_8101705_200823173 | 249.635 | bal_3P_4/0AC_1/0AA(N) | 8101705 | no | no |  |  | no |  |  | 0 | 0 | 0 | 0
oh_line_8101705_200823175 |  | AN | node_8101705_200823173 | node_8101705_200823175 | 375.893 | bal_1P_2AC_2AC(N) | 8101705 | no | no |  |  | no |  |  | 0 | 0 | 0 | 0
oh_line_8101705_200823176 |  | AN | node_8101705_200823187 | node_8101705_200823176 | 323.125 | bal_1P_DELTACUST | 8101705 | no | no |  |  | no |  |  | 0 | 0 | 0 | 0
oh_line_8101705_200823177 |  | AN | node_8101705_200947777 | node_intto1_8101705_200823177 | 139.392 | bal_1P_1/0AA_1/0AA(N) | 8101705 | no | no |  |  | no |  |  | 0 | 0 | 0 | 0
oh_line_8101705_200823179 |  | AN | node_8101705_200823177 | node_8101705_200823179 | 227.623 | bal_1P_1/0AA_1/0AA(N) | 8101705 | no | no |  |  | no |  |  | 0 | 0 | 0 | 0
oh_line_8101705_200823180 |  | AN | node_8101705_200823179 | node_8101705_200823180 | 126.314 | bal_1P_1/0AA_1/0AA(N) | 8101705 | no | no |  |  | no |  |  | 0 | 0 | 0 | 0
oh_line_8101705_200823181 |  | AN | node_8101705_200823180 | node_8101705_200823181 | 120.971 | bal_1P_1/0AA_1/0AA(N) | 8101705 | no | no |  |  | no |  |  | 0 | 0 | 0 | 0
oh_line_8101705_200823182 |  | AN | node_8101705_200823181 | node_8101705_200823182 | 132.121 | bal_1P_1/0AA_1/0AA(N) | 8101705 | no | no |  |  | no |  |  | 0 | 0 | 0 | 0
oh_line_8101705_200823183 |  | AN | node_8101705_200823182 | node_8101705_200823183 | 49.106 | bal_1P_2AC_2AC(N) | 8101705 | no | no |  |  | no |  |  | 0 | 0 | 0 | 0
oh_line_8101705_200823184 |  | AN | node_8101705_200823183 | node_8101705_200823184 | 299.596 | bal_1P_2AC_2AC(N) | 8101705 | no | no |  |  | no |  |  | 0 | 0 | 0 | 0
oh_line_8101705_200823185 |  | AN | node_8101705_200823184 | node_8101705_200823185 | 193.834 | bal_1P_2AC_2AC(N) | 8101705 | no | no |  |  | no |  |  | 0 | 0 | 0 | 0
oh_line_8101705_200823187 |  | AN | node_8101705_200823182 | node_8101705_200823187 | 68.43 | bal_1P_1/0AA_1/0AA(N) | 8101705 | no | no |  |  | no |  |  | 0 | 0 | 0 | 0
oh_line_8101705_200823188 |  | AN | node_8101705_200823182 | node_8101705_200823188 | 140.612 | bal_1P_1/0AA_1/0AA(N) | 8101705 | no | no |  |  | no |  |  | 0 | 0 | 0 | 0
oh_line_8101705_200823190 |  | AN | node_8101705_200823188 | node_8101705_200823190 | 104.901 | bal_1P_1/0AA_1/0AA(N) | 8101705 | no | no |  |  | no |  |  | 0 | 0 | 0 | 0
oh_line_8101705_200823192-1 |  | AN | node_8101705_200821758 | node_intto1_220382774 | 187.312 | bal_1P_2AC_2AC(N) | 8101705 | no | no |  |  | no |  |  | 0 | 0 | 0 | 0
oh_line_8101705_200823192-2 |  | AN | node_220382774 | node_intto1_220465246 | 10.897 | bal_1P_2AC_2AC(N) | 8101705 | no | no |  |  | no |  |  | 0 | 0 | 0 | 0
oh_line_8101705_200823192-3 |  | AN | node_220465246 | node_8101705_200823192 | 10.049 | bal_1P_2AC_2AC(N) | 8101705 | no | no |  |  | no |  |  | 0 | 0 | 0 | 0
oh_line_8101705_200823193 |  | AD | node_8101705_200823192 | node_8101705_200823193 | 258.02 | bal_1P_2AC | 8101705 | no | no |  |  | no |  |  | 0 | 0 | 0 | 0
oh_line_8101705_200823194 |  | AD | node_8101705_200823193 | node_intto1_8101705_200823194 | 268.562 | bal_1P_2AC | 8101705 | no | no |  |  | no |  |  | 0 | 0 | 0 | 0
oh_line_8101705_200823195 |  | AD | node_8101705_200823194 | node_8101705_200823195 | 267.605 | bal_1P_2AC | 8101705 | no | no |  |  | no |  |  | 0 | 0 | 0 | 0
oh_line_8101705_200823196 |  | AD | node_8101705_200823195 | node_8101705_200823196 | 278.084 | bal_1P_2AC | 8101705 | no | no |  |  | no |  |  | 0 | 0 | 0 | 0
oh_line_8101705_200823197 |  | AD | node_8101705_200823196 | node_8101705_200823197 | 256.565 | bal_1P_2AC | 8101705 | no | no |  |  | no |  |  | 0 | 0 | 0 | 0
oh_line_8101705_200823198 |  | AD | node_8101705_200823197 | node_8101705_200823198 | 260.882 | bal_1P_2AC | 8101705 | no | no |  |  | no |  |  | 0 | 0 | 0 | 0
oh_line_8101705_200823199 |  | AD | node_8101705_200823198 | node_8101705_200823199 | 273.196 | bal_1P_1/0AC | 8101705 | no | no |  |  | no |  |  | 0 | 0 | 0 | 0
oh_line_8101705_200823200 |  | AD | node_8101705_200823198 | node_8101705_200823200 | 200.527 | bal_1P_4CU | 8101705 | no | no |  |  | no |  |  | 0 | 0 | 0 | 0
oh_line_8101705_200823201 |  | AD | node_8101705_200823200 | node_8101705_200823201 | 160.135 | bal_1P_4CU | 8101705 | no | no |  |  | no |  |  | 0 | 0 | 0 | 0
oh_line_8101705_200823202 |  | AD | node_8101705_200823201 | node_8101705_200823202 | 221.049 | bal_1P_2CU | 8101705 | no | no |  |  | no |  |  | 0 | 0 | 0 | 0
oh_line_8101705_200823206 |  | ABCN | node_8101705_200821805 | node_intto1_8101705_200823206 | 171.083 | bal_3P_477AL_4/0AA(N) | 8101705 | no | no |  |  | no |  |  | 0 | 0 | 0 | 0
oh_line_8101705_200823207 |  | AD | node_8101705_200823230 | node_intto1_8101705_200823207 | 280.124 | bal_1P_2AC | 8101705 | no | no |  |  | no |  |  | 0 | 0 | 0 | 0
oh_line_8101705_200823208 |  | AD | node_8101705_200823207 | node_8101705_200823208 | 240.664 | bal_1P_2AC | 8101705 | no | no |  |  | no |  |  | 0 | 0 | 0 | 0
oh_line_8101705_200823209 |  | AD | node_8101705_200823208 | node_8101705_200823209 | 238.861 | bal_1P_2AC | 8101705 | no | no |  |  | no |  |  | 0 | 0 | 0 | 0
oh_line_8101705_200823210 |  | AD | node_8101705_200823209 | node_8101705_200823210 | 181.592 | bal_1P_2AC | 8101705 | no | no |  |  | no |  |  | 0 | 0 | 0 | 0
oh_line_8101705_200823211 |  | AD | node_8101705_200823210 | node_8101705_200823211 | 181.534 | bal_1P_1/0AC | 8101705 | no | no |  |  | no |  |  | 0 | 0 | 0 | 0
oh_line_8101705_200823212 |  | AD | node_8101705_200823211 | node_8101705_200823212 | 275.944 | bal_1P_1/0AC | 8101705 | no | no |  |  | no |  |  | 0 | 0 | 0 | 0
oh_line_8101705_200823213 |  | AD | node_8101705_200823212 | node_8101705_200823213 | 270.761 | bal_1P_1/0AC | 8101705 | no | no |  |  | no |  |  | 0 | 0 | 0 | 0
oh_line_8101705_200823215 |  | AD | node_8101705_200823213 | node_8101705_200823215 | 291.856 | bal_1P_1/0AA | 8101705 | no | no |  |  | no |  |  | 0 | 0 | 0 | 0
oh_line_8101705_200823216 |  | AD | node_8101705_200823215 | node_8101705_200823216 | 294.145 | bal_1P_1/0AA | 8101705 | no | no |  |  | no |  |  | 0 | 0 | 0 | 0
oh_line_8101705_200823217 |  | AD | node_8101705_200823216 | node_8101705_200823217 | 300.484 | bal_1P_1/0AA | 8101705 | no | no |  |  | no |  |  | 0 | 0 | 0 | 0
oh_line_8101705_200823218 |  | AD | node_8101705_200823217 | node_8101705_200823218 | 247.69 | bal_1P_1/0AA | 8101705 | no | no |  |  | no |  |  | 0 | 0 | 0 | 0
oh_line_8101705_200823219 |  | ABCN | node_8101705_200823206 | node_8101705_200823219 | 62.911 | bal_3P_477AL_4/0AA(N) | 8101705 | no | no |  |  | no |  |  | 0 | 0 | 0 | 0
oh_line_8101705_200823220 |  | ABCN | node_8101705_200823219 | node_8101705_200823220 | 96.251 | bal_3P_477AL_4/0AA(N) | 8101705 | no | no |  |  | no |  |  | 0 | 0 | 0 | 0
oh_line_8101705_200823221 |  | ABCN | node_8101705_200823220 | node_8101705_200823221 | 147.675 | bal_3P_477AL_4/0AA(N) | 8101705 | no | no |  |  | no |  |  | 0 | 0 | 0 | 0
oh_line_8101705_200823222 |  | ABCN | node_8101705_312139807 | node_8101705_200823222 | 149.746 | bal_3P_477AL_4/0AA(N) | 8101705 | no | no |  |  | no |  |  | 0 | 0 | 0 | 0
oh_line_8101705_200823223 |  | ABCN | node_8101705_200823222 | node_8101705_200823223 | 157.094 | bal_3P_477AL_4/0AA(N) | 8101705 | no | no |  |  | no |  |  | 0 | 0 | 0 | 0
oh_line_8101705_200823224 |  | ABCN | node_8101705_200823223 | node_8101705_200823224 | 115.102 | bal_3P_477AL_4/0AA(N) | 8101705 | no | no |  |  | no |  |  | 0 | 0 | 0 | 0
oh_line_8101705_200823225 |  | ABCN | node_8101705_200823224 | node_8101705_200823225 | 66.797 | bal_3P_477AL_4/0AA(N) | 8101705 | no | no |  |  | no |  |  | 0 | 0 | 0 | 0
oh_line_8101705_200823226 |  | ABCN | node_8101705_200823225 | node_8101705_200823226 | 432.7 | bal_3P_477AL_4/0AA(N) | 8101705 | no | no |  |  | no |  |  | 0 | 0 | 0 | 0
oh_line_8101705_200823228 |  | AN | node_8101705_201010503 | node_8101705_200823228 | 146.001 | bal_1P_1/0AA_1/0AA(N) | 8101705 | no | no |  |  | no |  |  | 0 | 0 | 0 | 0
oh_line_8101705_200823229-1 |  | AN | node_220465249 | node_8101705_200823229 | 16.987 | bal_1P_1/0AA_1/0AA(N) | 8101705 | no | no |  |  | no |  |  | 0 | 0 | 0 | 0
oh_line_8101705_200823229-2 |  | AN | node_220382772 | node_intto1_220465249 | 22.281 | bal_1P_1/0AA_1/0AA(N) | 8101705 | no | no |  |  | no |  |  | 0 | 0 | 0 | 0
oh_line_8101705_200823229-3 |  | AN | node_8101705_200823228 | node_intto1_220382772 | 165.886 | bal_1P_1/0AA_1/0AA(N) | 8101705 | no | no |  |  | no |  |  | 0 | 0 | 0 | 0
oh_line_8101705_200823230 |  | AD | node_8101705_200823229 | node_8101705_200823230 | 191.614 | bal_1P_2AC | 8101705 | no | no |  |  | no |  |  | 0 | 0 | 0 | 0
oh_line_8101705_200823231 |  | ABCN | node_8101705_312159977 | node_8101705_200823231 | 79.993 | bal_3P_1/0AA_1/0AC(N) | 8101705 | no | no |  |  | no |  |  | 0 | 0 | 0 | 0
oh_line_8101705_200823232 |  | ABCN | node_8101705_200823256 | node_8101705_200823232 | 231.7 | bal_3P_1/0AA_1/0AA(N) | 8101705 | no | no |  |  | no |  |  | 0 | 0 | 0 | 0
oh_line_8101705_200823236 |  | ABCN | node_8101705_200823231 | node_intto1_8101705_200823236 | 200.714 | bal_3P_1/0AA_1/0AA(N) | 8101705 | no | no |  |  | no |  |  | 0 | 0 | 0 | 0
oh_line_8101705_200823238 |  | ABCN | node_8101705_200823236 | node_8101705_200823238 | 212.155 | bal_3P_1/0AA_1/0AA(N) | 8101705 | no | no |  |  | no |  |  | 0 | 0 | 0 | 0
oh_line_8101705_200823239 |  | ABCN | node_8101705_200823238 | node_8101705_200823239 | 130.284 | bal_3P_1/0AA_1/0AA(N) | 8101705 | no | no |  |  | no |  |  | 0 | 0 | 0 | 0
oh_line_8101705_200823241 |  | ABCN | node_8101705_200823239 | node_8101705_200823241 | 279.212 | bal_3P_1/0AA_1/0AA(N) | 8101705 | no | no |  |  | no |  |  | 0 | 0 | 0 | 0
oh_line_8101705_200823242 |  | ABCN | node_8101705_200823241 | node_8101705_200823242 | 280.039 | bal_3P_1/0AA_1/0AA(N) | 8101705 | no | no |  |  | no |  |  | 0 | 0 | 0 | 0
oh_line_8101705_200823244 |  | ABCN | node_8101705_200823242 | node_8101705_200823244 | 216.066 | bal_3P_1/0AA_1/0AA(N) | 8101705 | no | no |  |  | no |  |  | 0 | 0 | 0 | 0
oh_line_8101705_200823246 |  | ABCN | node_8101705_200823244 | node_8101705_200823246 | 316.514 | bal_3P_1/0AA_1/0AA(N) | 8101705 | no | no |  |  | no |  |  | 0 | 0 | 0 | 0
oh_line_8101705_200823248 |  | ABCN | node_8101705_200823246 | node_8101705_200823248 | 290.057 | bal_3P_1/0AA_1/0AA(N) | 8101705 | no | no |  |  | no |  |  | 0 | 0 | 0 | 0
oh_line_8101705_200823249 |  | AN | node_8101705_200823248 | node_8101705_200823249 | 54.316 | bal_1P_1/0AA_1/0AA(N) | 8101705 | no | no |  |  | no |  |  | 0 | 0 | 0 | 0
oh_line_8101705_200823250 |  | AN | node_8101705_200823248 | node_intto1_8101705_200823250 | 222.783 | bal_1P_1/0AA_1/0AA(N) | 8101705 | no | no |  |  | no |  |  | 0 | 0 | 0 | 0
oh_line_8101705_200823251 |  | AN | node_8101705_200823250 | node_8101705_200823251 | 187.662 | bal_1P_1/0AA_1/0AA(N) | 8101705 | no | no |  |  | no |  |  | 0 | 0 | 0 | 0
oh_line_8101705_200823253 |  | ABCN | node_8101705_200823248 | node_8101705_200823253 | 290.22 | bal_3P_1/0AA_1/0AA(N) | 8101705 | no | no |  |  | no |  |  | 0 | 0 | 0 | 0
oh_line_8101705_200823254 |  | AN | node_8101705_200823253 | node_8101705_200823254 | 61.84 | bal_1P_1/0AA_1/0AA(N) | 8101705 | no | no |  |  | no |  |  | 0 | 0 | 0 | 0
oh_line_8101705_200823255 |  | ABCN | node_8101705_200823253 | node_8101705_200823255 | 60.942 | bal_3P_1/0AA_1/0AA(N) | 8101705 | no | no |  |  | no |  |  | 0 | 0 | 0 | 0
oh_line_8101705_200823256 |  | ABCN | node_8101705_200823255 | node_8101705_200823256 | 241.689 | bal_3P_1/0AA_1/0AA(N) | 8101705 | no | no |  |  | no |  |  | 0 | 0 | 0 | 0
oh_line_8101705_200823257 |  | ABCN | node_8101705_200821818 | node_intto1_8101705_200823257 | 201.619 | bal_3P_1/0AA_1/0AA(N) | 8101705 | no | no |  |  | no |  |  | 0 | 0 | 0 | 0
oh_line_8101705_200823259 |  | ABCN | node_8101705_200823257 | node_8101705_200823259 | 160.337 | bal_3P_1/0AA_1/0AA(N) | 8101705 | no | no |  |  | no |  |  | 0 | 0 | 0 | 0
oh_line_8101705_200823261 |  | ABCN | node_8101705_200823263 | node_8101705_200823261 | 62.401 | bal_3P_477AL_4/0AA(N) | 8101705 | no | no |  |  | no |  |  | 0 | 0 | 0 | 0
oh_line_8101705_200823263 |  | ABCN | node_8101705_200824386 | node_8101705_200823263 | 161.862 | bal_3P_477AL_4/0AA(N) | 8101705 | no | no |  |  | no |  |  | 0 | 0 | 0 | 0
oh_line_8101705_200823264 |  | ABCN | node_8101705_200823259 | node_8101705_200823264 | 169.047 | bal_3P_1/0AA_1/0AA(N) | 8101705 | no | no |  |  | no |  |  | 0 | 0 | 0 | 0
oh_line_8101705_200823266 |  | ABCN | node_8101705_200823264 | node_8101705_200823266 | 192.589 | bal_3P_1/0AA_1/0AA(N) | 8101705 | no | no |  |  | no |  |  | 0 | 0 | 0 | 0
oh_line_8101705_200823268 |  | ABCN | node_8101705_200823266 | node_8101705_200823268 | 119.613 | bal_3P_1/0AA_1/0AA(N) | 8101705 | no | no |  |  | no |  |  | 0 | 0 | 0 | 0
oh_line_8101705_200823270 |  | ABCN | node_8101705_200823268 | node_8101705_200823270 | 283.069 | bal_3P_1/0AA_1/0AA(N) | 8101705 | no | no |  |  | no |  |  | 0 | 0 | 0 | 0
oh_line_8101705_200823272 |  | AN | node_8101705_200816730 | node_8101705_200823272 | 176.013 | bal_1P_1/0AA_1/0AA(N) | 8101705 | no | no |  |  | no |  |  | 0 | 0 | 0 | 0
oh_line_8101705_200823441 |  | AD | node_8101705_200823443 | node_8101705_200823441 | 217.203 | bal_1P_2AC | 8101705 | no | no |  |  | no |  |  | 0 | 0 | 0 | 0
oh_line_8101705_200823443 |  | AD | node_8101705_200823444 | node_8101705_200823443 | 341.919 | bal_1P_2AC | 8101705 | no | no |  |  | no |  |  | 0 | 0 | 0 | 0
oh_line_8101705_200823444 |  | AD | node_8101705_200823445 | node_8101705_200823444 | 315.857 | bal_1P_2AC | 8101705 | no | no |  |  | no |  |  | 0 | 0 | 0 | 0
oh_line_8101705_200823445 |  | AD | node_8101705_200823446 | node_8101705_200823445 | 382.153 | bal_1P_2AC | 8101705 | no | no |  |  | no |  |  | 0 | 0 | 0 | 0
oh_line_8101705_200823446 |  | AD | node_8101705_200823449 | node_8101705_200823446 | 94.269 | bal_1P_2AC | 8101705 | no | no |  |  | no |  |  | 0 | 0 | 0 | 0
oh_line_8101705_200823449 |  | AD | node_8101705_200823451 | node_8101705_200823449 | 151.74 | bal_1P_2AC | 8101705 | no | no |  |  | no |  |  | 0 | 0 | 0 | 0
oh_line_8101705_200823451 |  | AD | node_8101705_200823452 | node_8101705_200823451 | 149.522 | bal_1P_2AC | 8101705 | no | no |  |  | no |  |  | 0 | 0 | 0 | 0
oh_line_8101705_200823452 |  | AD | node_8101705_200823453 | node_8101705_200823452 | 227.22 | bal_1P_2AC | 8101705 | no | no |  |  | no |  |  | 0 | 0 | 0 | 0
oh_line_8101705_200823453 |  | AD | node_8101705_200823454 | node_8101705_200823453 | 37.935 | bal_1P_2AC | 8101705 | no | no |  |  | no |  |  | 0 | 0 | 0 | 0
oh_line_8101705_200823454 |  | AD | node_8101705_200823455 | node_8101705_200823454 | 215.639 | bal_1P_2AC | 8101705 | no | no |  |  | no |  |  | 0 | 0 | 0 | 0
oh_line_8101705_200823455 |  | AD | node_8101705_200823456 | node_8101705_200823455 | 338.087 | bal_1P_2AC | 8101705 | no | no |  |  | no |  |  | 0 | 0 | 0 | 0
oh_line_8101705_200823456 |  | AD | node_8101705_200823457 | node_8101705_200823456 | 280.154 | bal_1P_2AC | 8101705 | no | no |  |  | no |  |  | 0 | 0 | 0 | 0
oh_line_8101705_200823457 |  | AD | node_8101705_200823458 | node_8101705_200823457 | 170.727 | bal_1P_2AC | 8101705 | no | no |  |  | no |  |  | 0 | 0 | 0 | 0
oh_line_8101705_200823458 |  | AD | node_8101705_200823459 | node_8101705_200823458 | 401.711 | bal_1P_2AC | 8101705 | no | no |  |  | no |  |  | 0 | 0 | 0 | 0
oh_line_8101705_200823459 |  | AD | node_8101705_200823460 | node_8101705_200823459 | 370.437 | bal_1P_2AC | 8101705 | no | no |  |  | no |  |  | 0 | 0 | 0 | 0
oh_line_8101705_200823460 |  | AD | node_8101705_200823462 | node_8101705_200823460 | 191.741 | bal_1P_2AC | 8101705 | no | no |  |  | no |  |  | 0 | 0 | 0 | 0
oh_line_8101705_200823462 |  | AD | node_8101705_200823463 | node_8101705_200823462 | 361.095 | bal_1P_2AC | 8101705 | no | no |  |  | no |  |  | 0 | 0 | 0 | 0
oh_line_8101705_200823463 |  | AD | node_8101705_200823464 | node_8101705_200823463 | 385.269 | bal_1P_2AC | 8101705 | no | no |  |  | no |  |  | 0 | 0 | 0 | 0
oh_line_8101705_200823464 |  | AD | node_8101705_200823465 | node_8101705_200823464 | 112.289 | bal_1P_2AC | 8101705 | no | no |  |  | no |  |  | 0 | 0 | 0 | 0
oh_line_8101705_200823465 |  | AD | node_8101705_200823466 | node_8101705_200823465 | 295.589 | bal_1P_2AC | 8101705 | no | no |  |  | no |  |  | 0 | 0 | 0 | 0
oh_line_8101705_200823466 |  | AD | node_8101705_200823468 | node_8101705_200823466 | 430.747 | bal_1P_2AC | 8101705 | no | no |  |  | no |  |  | 0 | 0 | 0 | 0
oh_line_8101705_200823468 |  | AD | node_8101705_200823469 | node_8101705_200823468 | 275.198 | bal_1P_2AC | 8101705 | no | no |  |  | no |  |  | 0 | 0 | 0 | 0
oh_line_8101705_200823469 |  | AD | node_8101705_200823470 | node_8101705_200823469 | 216.748 | bal_1P_8DCW | 8101705 | no | no |  |  | no |  |  | 0 | 0 | 0 | 0
oh_line_8101705_200823470 |  | AD | node_8101705_200823471 | node_8101705_200823470 | 297.17 | bal_1P_2AC | 8101705 | no | no |  |  | no |  |  | 0 | 0 | 0 | 0
oh_line_8101705_200823471 |  | AD | node_8101705_200823472 | node_8101705_200823471 | 312.687 | bal_1P_2AC | 8101705 | no | no |  |  | no |  |  | 0 | 0 | 0 | 0
oh_line_8101705_200823472 |  | AD | node_8101705_200823473 | node_8101705_200823472 | 370.983 | bal_1P_2AC | 8101705 | no | no |  |  | no |  |  | 0 | 0 | 0 | 0
oh_line_8101705_200823473 |  | AD | node_8101705_200823474 | node_8101705_200823473 | 406.933 | bal_1P_2CU | 8101705 | no | no |  |  | no |  |  | 0 | 0 | 0 | 0
oh_line_8101705_200823474 |  | AD | node_8101705_200823478 | node_intto1_8101705_200823474 | 425.629 | bal_1P_2AC | 8101705 | no | no |  |  | no |  |  | 0 | 0 | 0 | 0
oh_line_8101705_200823475 |  | AD | node_8101705_200823474 | node_8101705_200823475 | 151.37 | bal_1P_1/0AA | 8101705 | no | no |  |  | no |  |  | 0 | 0 | 0 | 0
oh_line_8101705_200823478 |  | AD | node_8101705_200823480 | node_8101705_200823478 | 309.623 | bal_1P_2AC | 8101705 | no | no |  |  | no |  |  | 0 | 0 | 0 | 0
oh_line_8101705_200823480 |  | AD | node_8101705_200823481 | node_8101705_200823480 | 276.867 | bal_1P_2AC | 8101705 | no | no |  |  | no |  |  | 0 | 0 | 0 | 0
oh_line_8101705_200823481 |  | AD | node_8101705_200823482 | node_8101705_200823481 | 308.079 | bal_1P_2AC | 8101705 | no | no |  |  | no |  |  | 0 | 0 | 0 | 0
oh_line_8101705_200823482 |  | AD | node_8101705_200823483 | node_8101705_200823482 | 241.766 | bal_1P_2AC | 8101705 | no | no |  |  | no |  |  | 0 | 0 | 0 | 0
oh_line_8101705_200823483 |  | AD | node_8101705_200823484 | node_8101705_200823483 | 245.151 | bal_1P_2AC | 8101705 | no | no |  |  | no |  |  | 0 | 0 | 0 | 0
oh_line_8101705_200823484 |  | AD | node_8101705_200823485 | node_8101705_200823484 | 200.757 | bal_1P_2AC | 8101705 | no | no |  |  | no |  |  | 0 | 0 | 0 | 0
oh_line_8101705_200823485 |  | AD | node_8101705_200823489 | node_8101705_200823485 | 159.191 | bal_1P_2AC | 8101705 | no | no |  |  | no |  |  | 0 | 0 | 0 | 0
oh_line_8101705_200823486 |  | AD | node_8101705_200823485 | node_8101705_200823486 | 30.097 | bal_1P_1/0AA | 8101705 | no | no |  |  | no |  |  | 0 | 0 | 0 | 0
oh_line_8101705_200823487 |  | AD | node_8101705_200823486 | node_8101705_200823487 | 277.781 | bal_1P_1/0AA | 8101705 | no | no |  |  | no |  |  | 0 | 0 | 0 | 0
oh_line_8101705_200823489 |  | AD | node_8101705_200823490 | node_8101705_200823489 | 199.916 | bal_1P_2AC | 8101705 | no | no |  |  | no |  |  | 0 | 0 | 0 | 0
oh_line_8101705_200823490 |  | AD | node_8101705_200823491 | node_8101705_200823490 | 186.902 | bal_1P_2AC | 8101705 | no | no |  |  | no |  |  | 0 | 0 | 0 | 0
oh_line_8101705_200823491 |  | AD | node_8101705_200823494 | node_8101705_200823491 | 205.238 | bal_1P_2AC | 8101705 | no | no |  |  | no |  |  | 0 | 0 | 0 | 0
oh_line_8101705_200823492 |  | AD | node_8101705_200823491 | node_8101705_200823492 | 34.417 | bal_1P_1/0AA | 8101705 | no | no |  |  | no |  |  | 0 | 0 | 0 | 0
oh_line_8101705_200823493 |  | AD | node_8101705_200823492 | node_8101705_200823493 | 208.632 | bal_1P_1/0AA | 8101705 | no | no |  |  | no |  |  | 0 | 0 | 0 | 0
oh_line_8101705_200823494 |  | AD | node_8101705_200823497 | node_8101705_200823494 | 207.026 | bal_1P_2AC | 8101705 | no | no |  |  | no |  |  | 0 | 0 | 0 | 0
oh_line_8101705_200823497 |  | AD | node_8101705_200823502 | node_8101705_200823497 | 231.061 | bal_1P_2AC | 8101705 | no | no |  |  | no |  |  | 0 | 0 | 0 | 0
oh_line_8101705_200823498 |  | AD | node_8101705_200823497 | node_8101705_200823498 | 91.218 | bal_1P_2AC | 8101705 | no | no |  |  | no |  |  | 0 | 0 | 0 | 0
oh_line_8101705_200823499 |  | AD | node_8101705_200823498 | node_8101705_200823499 | 314.27 | bal_1P_2AC | 8101705 | no | no |  |  | no |  |  | 0 | 0 | 0 | 0
oh_line_8101705_200823500 |  | AD | node_8101705_200823499 | node_8101705_200823500 | 306.297 | bal_1P_2AC | 8101705 | no | no |  |  | no |  |  | 0 | 0 | 0 | 0
oh_line_8101705_200823502 |  | AD | node_8101705_200823503 | node_8101705_200823502 | 226.623 | bal_1P_2AC | 8101705 | no | no |  |  | no |  |  | 0 | 0 | 0 | 0
oh_line_8101705_200823503 |  | AD | node_8101705_200823504 | node_8101705_200823503 | 300.524 | bal_1P_2AC | 8101705 | no | no |  |  | no |  |  | 0 | 0 | 0 | 0
oh_line_8101705_200823504 |  | AD | node_8101705_200823505 | node_8101705_200823504 | 281.594 | bal_1P_2AC | 8101705 | no | no |  |  | no |  |  | 0 | 0 | 0 | 0
oh_line_8101705_200823505 |  | AD | node_8101705_200823506 | node_8101705_200823505 | 279.627 | bal_1P_2AC | 8101705 | no | no |  |  | no |  |  | 0 | 0 | 0 | 0
oh_line_8101705_200823506 |  | AD | node_8101705_200823508 | node_8101705_200823506 | 268.269 | bal_1P_2AC | 8101705 | no | no |  |  | no |  |  | 0 | 0 | 0 | 0
oh_line_8101705_200823508 |  | AD | node_8101705_200823510 | node_8101705_200823508 | 253.268 | bal_1P_1/0AA | 8101705 | no | no |  |  | no |  |  | 0 | 0 | 0 | 0
oh_line_8101705_200823509 |  | AD | node_8101705_200823508 | node_8101705_200823509 | 54.33 | bal_1P_1/0AA | 8101705 | no | no |  |  | no |  |  | 0 | 0 | 0 | 0
oh_line_8101705_200823510 |  | AD | node_8101705_200823511 | node_8101705_200823510 | 204.794 | bal_1P_1/0AA | 8101705 | no | no |  |  | no |  |  | 0 | 0 | 0 | 0
oh_line_8101705_200823511 |  | AD | node_8101705_200823512 | node_intto1_8101705_200823511 | 138.749 | bal_1P_1/0AA | 8101705 | no | no |  |  | no |  |  | 0 | 0 | 0 | 0
oh_line_8101705_200823512 |  | AD | node_8101705_200823515 | node_8101705_200823512 | 149.146 | bal_1P_1/0AA | 8101705 | no | no |  |  | no |  |  | 0 | 0 | 0 | 0
oh_line_8101705_200823515-1 |  | AN | node_220464543 | node_8101705_200823515 | 25.037 | bal_1P_1/0AA_1/0AA(N) | 8101705 | no | no |  |  | no |  |  | 0 | 0 | 0 | 0
oh_line_8101705_200823515-2 |  | AN | node_220382587 | node_intto1_220464543 | 27.027 | bal_1P_1/0AA_1/0AA(N) | 8101705 | no | no |  |  | no |  |  | 0 | 0 | 0 | 0
oh_line_8101705_200823515-3 |  | AN | node_8101705_200823516 | node_intto1_220382587 | 255.489 | bal_1P_1/0AA_1/0AA(N) | 8101705 | no | no |  |  | no |  |  | 0 | 0 | 0 | 0
oh_line_8101705_200823516 |  | AN | node_8101705_200823517 | node_8101705_200823516 | 311.631 | bal_1P_1/0AA_1/0AA(N) | 8101705 | no | no |  |  | no |  |  | 0 | 0 | 0 | 0
oh_line_8101705_200823517 |  | AN | node_8101705_200823518 | node_8101705_200823517 | 308.27 | bal_1P_1/0AA_1/0AA(N) | 8101705 | no | no |  |  | no |  |  | 0 | 0 | 0 | 0
oh_line_8101705_200823518 |  | AN | node_8101705_200823162 | node_intto1_8101705_200823518 | 194.695 | bal_1P_1/0AA_1/0AA(N) | 8101705 | no | no |  |  | no |  |  | 0 | 0 | 0 | 0
oh_line_8101705_200823519 |  | AN | node_8101705_200823518 | node_8101705_200823519 | 66.014 | bal_1P_1/0AA_1/0AA(N) | 8101705 | no | no |  |  | no |  |  | 0 | 0 | 0 | 0
oh_line_8101705_200823520 |  | AN | node_8101705_200823519 | node_8101705_200823520 | 122.111 | bal_1P_1/0AA_1/0AA(N) | 8101705 | no | no |  |  | no |  |  | 0 | 0 | 0 | 0
oh_line_8101705_200823528 |  | AD | node_8101705_201041948 | node_intto1_8101705_200823528 | 118.494 | bal_1P_2AC | 8101705 | no | no |  |  | no |  |  | 0 | 0 | 0 | 0
oh_line_8101705_200823529 |  | AD | node_8101705_200823551 | node_8101705_200823529 | 505.8 | bal_1P_4DCW | 8101705 | no | no |  |  | no |  |  | 0 | 0 | 0 | 0
oh_line_8101705_200823530 |  | AD | node_8101705_200823529 | node_8101705_200823530 | 329.282 | bal_1P_4DCW | 8101705 | no | no |  |  | no |  |  | 0 | 0 | 0 | 0
oh_line_8101705_200823532 |  | AD | node_8101705_200823530 | node_8101705_200823532 | 362.767 | bal_1P_4DCW | 8101705 | no | no |  |  | no |  |  | 0 | 0 | 0 | 0
oh_line_8101705_200823533 |  | AD | node_8101705_200823532 | node_8101705_200823533 | 194.813 | bal_1P_4DCW | 8101705 | no | no |  |  | no |  |  | 0 | 0 | 0 | 0
oh_line_8101705_200823534 |  | AD | node_8101705_200823533 | node_8101705_200823534 | 354 | bal_1P_4DCW | 8101705 | no | no |  |  | no |  |  | 0 | 0 | 0 | 0
oh_line_8101705_200823535 |  | AD | node_8101705_200823534 | node_8101705_200823535 | 244.565 | bal_1P_4DCW | 8101705 | no | no |  |  | no |  |  | 0 | 0 | 0 | 0
oh_line_8101705_200823536 |  | AD | node_8101705_200823528 | node_8101705_200823536 | 310.682 | bal_1P_2AC | 8101705 | no | no |  |  | no |  |  | 0 | 0 | 0 | 0
oh_line_8101705_200823538 |  | AD | node_8101705_200823536 | node_8101705_200823538 | 217.076 | bal_1P_1/0AC | 8101705 | no | no |  |  | no |  |  | 0 | 0 | 0 | 0
oh_line_8101705_200823539 |  | AD | node_8101705_200823538 | node_8101705_200823539 | 314.513 | bal_1P_1/0AC | 8101705 | no | no |  |  | no |  |  | 0 | 0 | 0 | 0
oh_line_8101705_200823540 |  | AD | node_8101705_200823539 | node_8101705_200823540 | 321.455 | bal_1P_2AC | 8101705 | no | no |  |  | no |  |  | 0 | 0 | 0 | 0
oh_line_8101705_200823541 |  | AD | node_8101705_200823540 | node_8101705_200823541 | 397.439 | bal_1P_2AC | 8101705 | no | no |  |  | no |  |  | 0 | 0 | 0 | 0
oh_line_8101705_200823543 |  | AD | node_8101705_200823541 | node_8101705_200823543 | 373.39 | bal_1P_2AC | 8101705 | no | no |  |  | no |  |  | 0 | 0 | 0 | 0
oh_line_8101705_200823544 |  | AD | node_8101705_200823541 | node_8101705_200823544 | 193.541 | bal_1P_4DCW | 8101705 | no | no |  |  | no |  |  | 0 | 0 | 0 | 0
oh_line_8101705_200823545 |  | AD | node_8101705_200823544 | node_8101705_200823545 | 337.891 | bal_1P_4DCW | 8101705 | no | no |  |  | no |  |  | 0 | 0 | 0 | 0
oh_line_8101705_200823546 |  | AD | node_8101705_200823545 | node_8101705_200823546 | 184.458 | bal_1P_4DCW | 8101705 | no | no |  |  | no |  |  | 0 | 0 | 0 | 0
oh_line_8101705_200823547 |  | AD | node_8101705_200823546 | node_8101705_200823547 | 300.52 | bal_1P_2AC | 8101705 | no | no |  |  | no |  |  | 0 | 0 | 0 | 0
oh_line_8101705_200823549 |  | AD | node_8101705_201021259 | node_8101705_200823549 | 225.239 | bal_1P_4DCW | 8101705 | no | no |  |  | no |  |  | 0 | 0 | 0 | 0
oh_line_8101705_200823550 |  | AD | node_8101705_200823549 | node_8101705_200823550 | 256.246 | bal_1P_4DCW | 8101705 | no | no |  |  | no |  |  | 0 | 0 | 0 | 0
oh_line_8101705_200823551 |  | AD | node_8101705_200823550 | node_8101705_200823551 | 101.137 | bal_1P_4DCW | 8101705 | no | no |  |  | no |  |  | 0 | 0 | 0 | 0
oh_line_8101705_200823607 |  | AD | node_8101705_200822833 | node_8101705_200823607 | 393.111 | bal_1P_2AC | 8101705 | no | no |  |  | no |  |  | 0 | 0 | 0 | 0
oh_line_8101705_200823608 |  | AD | node_8101705_200823634 | node_8101705_200823608 | 316.475 | bal_1P_2AC | 8101705 | no | no |  |  | no |  |  | 0 | 0 | 0 | 0
oh_line_8101705_200823609 |  | AD | node_8101705_200823608 | node_8101705_200823609 | 423.808 | bal_1P_2AC | 8101705 | no | no |  |  | no |  |  | 0 | 0 | 0 | 0
oh_line_8101705_200823610 |  | AD | node_8101705_200823609 | node_8101705_200823610 | 330.267 | bal_1P_2AC | 8101705 | no | no |  |  | no |  |  | 0 | 0 | 0 | 0
oh_line_8101705_200823611 |  | AD | node_8101705_311931548 | node_8101705_200823611 | 147.411 | bal_1P_2AC | 8101705 | no | no |  |  | no |  |  | 0 | 0 | 0 | 0
oh_line_8101705_200823613 |  | AD | node_8101705_200823611 | node_8101705_200823613 | 247.331 | bal_1P_2AC | 8101705 | no | no |  |  | no |  |  | 0 | 0 | 0 | 0
oh_line_8101705_200823614 |  | AD | node_8101705_200823613 | node_8101705_200823614 | 134.044 | bal_1P_1/0AC | 8101705 | no | no |  |  | no |  |  | 0 | 0 | 0 | 0
oh_line_8101705_200823615 |  | AD | node_8101705_200823614 | node_8101705_200823615 | 351.407 | bal_1P_1/0AC | 8101705 | no | no |  |  | no |  |  | 0 | 0 | 0 | 0
oh_line_8101705_200823616 |  | AD | node_8101705_200823613 | node_8101705_200823616 | 221.486 | bal_1P_2AC | 8101705 | no | no |  |  | no |  |  | 0 | 0 | 0 | 0
oh_line_8101705_200823617 |  | AD | node_8101705_200823616 | node_8101705_200823617 | 180.112 | bal_1P_2AC | 8101705 | no | no |  |  | no |  |  | 0 | 0 | 0 | 0
oh_line_8101705_200823618 |  | AD | node_8101705_200823617 | node_8101705_200823618 | 386.32 | bal_1P_2AC | 8101705 | no | no |  |  | no |  |  | 0 | 0 | 0 | 0
oh_line_8101705_200823619 |  | AD | node_8101705_200823618 | node_8101705_200823619 | 298.892 | bal_1P_1/0AA | 8101705 | no | no |  |  | no |  |  | 0 | 0 | 0 | 0
oh_line_8101705_200823620 |  | AD | node_8101705_200823618 | node_8101705_200823620 | 91.559 | bal_1P_1/0AA | 8101705 | no | no |  |  | no |  |  | 0 | 0 | 0 | 0
oh_line_8101705_200823621 |  | AD | node_8101705_200823620 | node_8101705_200823621 | 105.439 | bal_1P_1/0AA | 8101705 | no | no |  |  | no |  |  | 0 | 0 | 0 | 0
oh_line_8101705_200823622 |  | AD | node_8101705_200823620 | node_8101705_200823622 | 218.104 | bal_1P_1/0AA | 8101705 | no | no |  |  | no |  |  | 0 | 0 | 0 | 0
oh_line_8101705_200823624 |  | AD | node_8101705_200823622 | node_8101705_200823624 | 211.146 | bal_1P_1/0AA | 8101705 | no | no |  |  | no |  |  | 0 | 0 | 0 | 0
oh_line_8101705_200823625 |  | AD | node_8101705_200823624 | node_8101705_200823625 | 259.618 | bal_1P_1/0AA | 8101705 | no | no |  |  | no |  |  | 0 | 0 | 0 | 0
oh_line_8101705_200823626 |  | AD | node_8101705_200968996 | node_8101705_200823626 | 415.061 | bal_1P_2AC | 8101705 | no | no |  |  | no |  |  | 0 | 0 | 0 | 0
oh_line_8101705_200823628 |  | AD | node_8101705_200823626 | node_8101705_200823628 | 333.972 | bal_1P_2AC | 8101705 | no | no |  |  | no |  |  | 0 | 0 | 0 | 0
oh_line_8101705_200823629 |  | AD | node_8101705_200823628 | node_8101705_200823629 | 317.737 | bal_1P_2AC | 8101705 | no | no |  |  | no |  |  | 0 | 0 | 0 | 0
oh_line_8101705_200823630 |  | AD | node_8101705_200823629 | node_8101705_200823630 | 232.908 | bal_1P_1/0AC | 8101705 | no | no |  |  | no |  |  | 0 | 0 | 0 | 0
oh_line_8101705_200823631 |  | AD | node_8101705_200823629 | node_8101705_200823631 | 256.101 | bal_1P_2AC | 8101705 | no | no |  |  | no |  |  | 0 | 0 | 0 | 0
oh_line_8101705_200823632 |  | AD | node_8101705_200823631 | node_8101705_200823632 | 506.797 | bal_1P_2AC | 8101705 | no | no |  |  | no |  |  | 0 | 0 | 0 | 0
oh_line_8101705_200823633 |  | AD | node_8101705_200823632 | node_8101705_200823633 | 347.594 | bal_1P_2AC | 8101705 | no | no |  |  | no |  |  | 0 | 0 | 0 | 0
oh_line_8101705_200823634 |  | AD | node_8101705_200823633 | node_8101705_200823634 | 390.539 | bal_1P_2AC | 8101705 | no | no |  |  | no |  |  | 0 | 0 | 0 | 0
oh_line_8101705_200823635 |  | AD | node_8101705_200823634 | node_8101705_200823635 | 113.79 | bal_1P_1/0AA | 8101705 | no | no |  |  | no |  |  | 0 | 0 | 0 | 0
oh_line_8101705_200823636 |  | AD | node_8101705_200823640 | node_8101705_200823636 | 136.597 | bal_1P_1/0AA | 8101705 | no | no |  |  | no |  |  | 0 | 0 | 0 | 0
oh_line_8101705_200823637 |  | AD | node_8101705_200824942 | node_8101705_200823637 | 233.806 | bal_1P_2AC | 8101705 | no | no |  |  | no |  |  | 0 | 0 | 0 | 0
oh_line_8101705_200823638 |  | AD | node_8101705_200823665 | node_8101705_200823638 | 191.666 | bal_1P_2AC | 8101705 | no | no |  |  | no |  |  | 0 | 0 | 0 | 0
oh_line_8101705_200823639 |  | AD | node_8101705_200823638 | node_8101705_200823639 | 288.058 | bal_1P_1/0AA | 8101705 | no | no |  |  | no |  |  | 0 | 0 | 0 | 0
oh_line_8101705_200823640 |  | AD | node_8101705_200823638 | node_8101705_200823640 | 202.95 | bal_1P_2AC | 8101705 | no | no |  |  | no |  |  | 0 | 0 | 0 | 0
oh_line_8101705_200823641 |  | AD | node_8101705_200823640 | node_8101705_200823641 | 200.906 | bal_1P_2AC | 8101705 | no | no |  |  | no |  |  | 0 | 0 | 0 | 0
oh_line_8101705_200823642 |  | AD | node_8101705_200823641 | node_8101705_200823642 | 217.802 | bal_1P_2AC | 8101705 | no | no |  |  | no |  |  | 0 | 0 | 0 | 0
oh_line_8101705_200823643 |  | AD | node_8101705_200823642 | node_8101705_200823643 | 207.217 | bal_1P_2AC | 8101705 | no | no |  |  | no |  |  | 0 | 0 | 0 | 0
oh_line_8101705_200823644 |  | AD | node_8101705_200823643 | node_8101705_200823644 | 388.421 | bal_1P_2AC | 8101705 | no | no |  |  | no |  |  | 0 | 0 | 0 | 0
oh_line_8101705_200823645 |  | AD | node_8101705_200823644 | node_8101705_200823645 | 295.06 | bal_1P_2AC | 8101705 | no | no |  |  | no |  |  | 0 | 0 | 0 | 0
oh_line_8101705_200823646 |  | AD | node_8101705_200823645 | node_8101705_200823646 | 283.124 | bal_1P_2AC | 8101705 | no | no |  |  | no |  |  | 0 | 0 | 0 | 0
oh_line_8101705_200823647 |  | AD | node_8101705_200823646 | node_8101705_200823647 | 226.042 | bal_1P_1/0AA | 8101705 | no | no |  |  | no |  |  | 0 | 0 | 0 | 0
oh_line_8101705_200823648 |  | AD | node_8101705_200823647 | node_8101705_200823648 | 155.924 | bal_1P_1/0AA | 8101705 | no | no |  |  | no |  |  | 0 | 0 | 0 | 0
oh_line_8101705_200823649 |  | AD | node_8101705_200823646 | node_8101705_200823649 | 313.355 | bal_1P_2AC | 8101705 | no | no |  |  | no |  |  | 0 | 0 | 0 | 0
oh_line_8101705_200823650 |  | AD | node_8101705_200823637 | node_intto1_8101705_200823650 | 323.895 | bal_1P_2AC | 8101705 | no | no |  |  | no |  |  | 0 | 0 | 0 | 0
oh_line_8101705_200823652 |  | AD | node_8101705_200823650 | node_8101705_200823652 | 387.928 | bal_1P_2AC | 8101705 | no | no |  |  | no |  |  | 0 | 0 | 0 | 0
oh_line_8101705_200823653 |  | AD | node_8101705_200823652 | node_8101705_200823653 | 333.906 | bal_1P_2AC | 8101705 | no | no |  |  | no |  |  | 0 | 0 | 0 | 0
oh_line_8101705_200823654 |  | AD | node_8101705_200823653 | node_8101705_200823654 | 329.378 | bal_1P_2AC | 8101705 | no | no |  |  | no |  |  | 0 | 0 | 0 | 0
oh_line_8101705_200823655 |  | AD | node_8101705_200823654 | node_intto1_8101705_200823655 | 303.645 | bal_1P_2AC | 8101705 | no | no |  |  | no |  |  | 0 | 0 | 0 | 0
oh_line_8101705_200823656 |  | AD | node_8101705_200823655 | node_8101705_200823656 | 299.08 | bal_1P_2AC | 8101705 | no | no |  |  | no |  |  | 0 | 0 | 0 | 0
oh_line_8101705_200823657 |  | AD | node_8101705_200823656 | node_8101705_200823657 | 257.316 | bal_1P_1/0AC | 8101705 | no | no |  |  | no |  |  | 0 | 0 | 0 | 0
oh_line_8101705_200823659 |  | AD | node_8101705_200823653 | node_8101705_200823659 | 348.965 | bal_1P_2AC | 8101705 | no | no |  |  | no |  |  | 0 | 0 | 0 | 0
oh_line_8101705_200823660 |  | AD | node_8101705_200823659 | node_8101705_200823660 | 159.109 | bal_1P_2AC | 8101705 | no | no |  |  | no |  |  | 0 | 0 | 0 | 0
oh_line_8101705_200823661 |  | AD | node_8101705_200823660 | node_8101705_200823661 | 200.754 | bal_1P_2AC | 8101705 | no | no |  |  | no |  |  | 0 | 0 | 0 | 0
oh_line_8101705_200823662 |  | AD | node_8101705_200823661 | node_intto1_8101705_200823662 | 335.171 | bal_1P_2AC | 8101705 | no | no |  |  | no |  |  | 0 | 0 | 0 | 0
oh_line_8101705_200823663 |  | AD | node_8101705_200823662 | node_8101705_200823663 | 298.893 | bal_1P_2AC | 8101705 | no | no |  |  | no |  |  | 0 | 0 | 0 | 0
oh_line_8101705_200823664 |  | AD | node_8101705_200823663 | node_8101705_200823664 | 319.24 | bal_1P_2AC | 8101705 | no | no |  |  | no |  |  | 0 | 0 | 0 | 0
oh_line_8101705_200823665 |  | AD | node_8101705_200823664 | node_8101705_200823665 | 259.418 | bal_1P_2AC | 8101705 | no | no |  |  | no |  |  | 0 | 0 | 0 | 0
oh_line_8101705_200823808 |  | AD | node_8101705_200823817 | node_8101705_200823808 | 409.115 | bal_1P_2AC | 8101705 | no | no |  |  | no |  |  | 0 | 0 | 0 | 0
oh_line_8101705_200823809 |  | AD | node_8101705_200823808 | node_8101705_200823809 | 180.555 | bal_1P_2AC | 8101705 | no | no |  |  | no |  |  | 0 | 0 | 0 | 0
oh_line_8101705_200823810 |  | AD | node_8101705_200823809 | node_8101705_200823810 | 162.031 | bal_1P_2AC | 8101705 | no | no |  |  | no |  |  | 0 | 0 | 0 | 0
oh_line_8101705_200823811 |  | AD | node_8101705_200823810 | node_8101705_200823811 | 261.283 | bal_1P_2AC | 8101705 | no | no |  |  | no |  |  | 0 | 0 | 0 | 0
oh_line_8101705_200823812 |  | AD | node_8101705_200823811 | node_8101705_200823812 | 249.257 | bal_1P_2AC | 8101705 | no | no |  |  | no |  |  | 0 | 0 | 0 | 0
oh_line_8101705_200823813 |  | AD | node_8101705_200823812 | node_8101705_200823813 | 301.327 | bal_1P_1/0AA | 8101705 | no | no |  |  | no |  |  | 0 | 0 | 0 | 0
oh_line_8101705_200823814 |  | AD | node_8101705_200823813 | node_8101705_200823814 | 326.351 | bal_1P_1/0AA | 8101705 | no | no |  |  | no |  |  | 0 | 0 | 0 | 0
oh_line_8101705_200823816 |  | AD | node_8101705_200823814 | node_8101705_200823816 | 192.758 | bal_1P_1/0AA | 8101705 | no | no |  |  | no |  |  | 0 | 0 | 0 | 0
oh_line_8101705_200823817 |  | AD | node_8101705_200841444 | node_8101705_200823817 | 358.799 | bal_1P_2AC | 8101705 | no | no |  |  | no |  |  | 0 | 0 | 0 | 0
oh_line_8101705_200823960 |  | ABCD | node_8101705_200974310 | node_8101705_200823960 | 299.063 | bal_3P_1/0AA | 8101705 | no | no |  |  | no |  |  | 0 | 0 | 0 | 0
oh_line_8101705_200823962 |  | ABCD | node_8101705_200823963 | node_8101705_200823962 | 159.146 | bal_3P_1/0AA | 8101705 | no | no |  |  | no |  |  | 0 | 0 | 0 | 0
oh_line_8101705_200823963 |  | ABCD | node_8101705_200823964 | node_8101705_200823963 | 129.839 | bal_3P_1/0AA | 8101705 | no | no |  |  | no |  |  | 0 | 0 | 0 | 0
oh_line_8101705_200823964 |  | ABCD | node_8101705_200976953 | node_8101705_200823964 | 246.492 | bal_3P_1/0AA | 8101705 | no | no |  |  | no |  |  | 0 | 0 | 0 | 0
oh_line_8101705_200823998 |  | AN | node_8101705_200821996 | node_intto1_8101705_200823998 | 178.743 | bal_1P_1/0AA_1/0AA(N) | 8101705 | no | no |  |  | no |  |  | 0 | 0 | 0 | 0
oh_line_8101705_200823999 |  | AN | node_8101705_200823998 | node_8101705_200823999 | 220.529 | bal_1P_1/0AA_1/0AA(N) | 8101705 | no | no |  |  | no |  |  | 0 | 0 | 0 | 0
oh_line_8101705_200824000 |  | AN | node_8101705_200823999 | node_8101705_200824000 | 133.797 | bal_1P_1/0AA_1/0AA(N) | 8101705 | no | no |  |  | no |  |  | 0 | 0 | 0 | 0
oh_line_8101705_200824001 |  | AN | node_8101705_200824000 | node_8101705_200824001 | 231.369 | bal_1P_1/0AA_1/0AA(N) | 8101705 | no | no |  |  | no |  |  | 0 | 0 | 0 | 0
oh_line_8101705_200824002 |  | AN | node_8101705_200824001 | node_8101705_200824002 | 286.97 | bal_1P_1/0AA_1/0AA(N) | 8101705 | no | no |  |  | no |  |  | 0 | 0 | 0 | 0
oh_line_8101705_200824012 |  | AD | node_8101705_200821506 | node_8101705_200824012 | 29.84 | bal_1P_4CU | 8101705 | no | no |  |  | no |  |  | 0 | 0 | 0 | 0
oh_line_8101705_200824013 |  | AD | node_8101705_200824012 | node_intto1_8101705_200824013 | 159.593 | bal_1P_1/0AC | 8101705 | no | no |  |  | no |  |  | 0 | 0 | 0 | 0
oh_line_8101705_200824014 |  | AD | node_8101705_200824013 | node_8101705_200824014 | 187.065 | bal_1P_1/0AC | 8101705 | no | no |  |  | no |  |  | 0 | 0 | 0 | 0
oh_line_8101705_200824015 |  | AD | node_8101705_200824014 | node_8101705_200824015 | 150.743 | bal_1P_1/0AC | 8101705 | no | no |  |  | no |  |  | 0 | 0 | 0 | 0
oh_line_8101705_200824016 |  | AD | node_8101705_200824015 | node_8101705_200824016 | 194.379 | bal_1P_1/0AC | 8101705 | no | no |  |  | no |  |  | 0 | 0 | 0 | 0
oh_line_8101705_200824017 |  | AD | node_8101705_200824016 | node_8101705_200824017 | 202.111 | bal_1P_1/0AC | 8101705 | no | no |  |  | no |  |  | 0 | 0 | 0 | 0
oh_line_8101705_200824018 |  | AD | node_8101705_200824017 | node_8101705_200824018 | 206.435 | bal_1P_1/0AC | 8101705 | no | no |  |  | no |  |  | 0 | 0 | 0 | 0
oh_line_8101705_200824019 |  | AD | node_8101705_200824018 | node_8101705_200824019 | 114.007 | bal_1P_1/0AC | 8101705 | no | no |  |  | no |  |  | 0 | 0 | 0 | 0
oh_line_8101705_200824022 |  | AD | node_8101705_200824019 | node_8101705_200824022 | 194.413 | bal_1P_1/0AA | 8101705 | no | no |  |  | no |  |  | 0 | 0 | 0 | 0
oh_line_8101705_200824205 |  | ABN | node_8101705_200821941 | node_intto1_8101705_200824205 | 173.476 | bal_2P_1/0AA_4/0AL(N) | 8101705 | no | no |  |  | no |  |  | 0 | 0 | 0 | 0
oh_line_8101705_200824206 |  | ABN | node_8101705_200824205 | node_8101705_200824206 | 152.977 | bal_2P_1/0AA_4/0AL(N) | 8101705 | no | no |  |  | no |  |  | 0 | 0 | 0 | 0
oh_line_8101705_200824207 |  | AN | node_8101705_200824206 | node_8101705_200824207 | 150.476 | bal_1P_1/0AC_4/0AL(N) | 8101705 | no | no |  |  | no |  |  | 0 | 0 | 0 | 0
oh_line_8101705_200824208 |  | AN | node_8101705_200824207 | node_8101705_200824208 | 181.614 | bal_1P_1/0AC_1/0AA(N) | 8101705 | no | no |  |  | no |  |  | 0 | 0 | 0 | 0
oh_line_8101705_200824295 |  | ABCN | node_8101705_200821270 | node_8101705_200824295 | 58.899 | bal_3P_1/0AC_1/0AC(N) | 8101705 | no | no |  |  | no |  |  | 0 | 0 | 0 | 0
oh_line_8101705_200824296 |  | ABCN | node_8101705_200824295 | node_8101705_200824296 | 178.182 | bal_3P_1/0AC_1/0AC(N) | 8101705 | no | no |  |  | no |  |  | 0 | 0 | 0 | 0
oh_line_8101705_200824297 |  | ABCN | node_8101705_200824296 | node_8101705_200824297 | 75.829 | bal_3P_1/0AC_1/0AC(N) | 8101705 | no | no |  |  | no |  |  | 0 | 0 | 0 | 0
oh_line_8101705_200824298 |  | ABCN | node_8101705_200824297 | node_8101705_200824298 | 37.803 | bal_3P_1/0AC_1/0AC(N) | 8101705 | no | no |  |  | no |  |  | 0 | 0 | 0 | 0
oh_line_8101705_200824372 |  | AN | node_8101705_200821844 | node_8101705_200824372 | 126.805 | bal_1P_1/0AA_1/0AC(N) | 8101705 | no | no |  |  | no |  |  | 0 | 0 | 0 | 0
oh_line_8101705_200824373 |  | AN | node_8101705_200824372 | node_intto1_8101705_200824373 | 152.258 | bal_1P_1/0AC_1/0AC(N) | 8101705 | no | no |  |  | no |  |  | 0 | 0 | 0 | 0
oh_line_8101705_200824374 |  | AN | node_8101705_200824373 | node_8101705_200824374 | 200.458 | bal_1P_1/0AC_1/0AC(N) | 8101705 | no | no |  |  | no |  |  | 0 | 0 | 0 | 0
oh_line_8101705_200824375 |  | AN | node_8101705_200824374 | node_8101705_200824375 | 264.065 | bal_1P_1/0AC_1/0AA(N) | 8101705 | no | no |  |  | no |  |  | 0 | 0 | 0 | 0
oh_line_8101705_200824376 |  | AN | node_8101705_200824375 | node_8101705_200824376 | 178.756 | bal_1P_1/0AC_1/0AA(N) | 8101705 | no | no |  |  | no |  |  | 0 | 0 | 0 | 0
oh_line_8101705_200824379 |  | ABCN | node_8101705_311910983 | node_8101705_200824379 | 110.036 | bal_3P_477AL_4/0AA(N) | 8101705 | no | no |  |  | no |  |  | 0 | 0 | 0 | 0
oh_line_8101705_200824380 |  | ABCN | node_8101705_200824396 | node_8101705_200824380 | 241.054 | bal_3P_477AL_4/0AA(N) | 8101705 | no | no |  |  | no |  |  | 0 | 0 | 0 | 0
oh_line_8101705_200824381 |  | ABCN | node_8101705_200824380 | node_8101705_200824381 | 112.706 | bal_3P_477AL_4/0AA(N) | 8101705 | no | no |  |  | no |  |  | 0 | 0 | 0 | 0
oh_line_8101705_200824385 |  | ABCN | node_8101705_201058683 | node_8101705_200824385 | 127.651 | bal_3P_477AL_4/0AA(N) | 8101705 | no | no |  |  | no |  |  | 0 | 0 | 0 | 0
oh_line_8101705_200824386 |  | ABCN | node_8101705_200824385 | node_8101705_200824386 | 216.77 | bal_3P_477AL_4/0AA(N) | 8101705 | no | no |  |  | no |  |  | 0 | 0 | 0 | 0
oh_line_8101705_200824387 |  | ABCN | node_8101705_200824379 | node_8101705_200824387 | 221.23 | bal_3P_477AL_4/0AA(N) | 8101705 | no | no |  |  | no |  |  | 0 | 0 | 0 | 0
oh_line_8101705_200824388 |  | ABCN | node_8101705_200824387 | node_8101705_200824388 | 214.588 | bal_3P_477AL_4/0AA(N) | 8101705 | no | no |  |  | no |  |  | 0 | 0 | 0 | 0
oh_line_8101705_200824389 |  | AD | node_8101705_312107713 | node_8101705_200824389 | 25.817 | bal_1P_1/0AA | 8101705 | no | no |  |  | no |  |  | 0 | 0 | 0 | 0
oh_line_8101705_200824390 |  | ABCN | node_8101705_200824388 | node_8101705_200824390 | 201.549 | bal_3P_477AL_4/0AA(N) | 8101705 | no | no |  |  | no |  |  | 0 | 0 | 0 | 0
oh_line_8101705_200824391 |  | ABCN | node_8101705_200824390 | node_8101705_200824391 | 210.156 | bal_3P_477AL_4/0AA(N) | 8101705 | no | no |  |  | no |  |  | 0 | 0 | 0 | 0
oh_line_8101705_200824392 |  | ABCN | node_8101705_200824391 | node_8101705_200824392 | 236.831 | bal_3P_477AL_4/0AA(N) | 8101705 | no | no |  |  | no |  |  | 0 | 0 | 0 | 0
oh_line_8101705_200824394 |  | ABCN | node_8101705_201014959 | node_intto1_8101705_200824394 | 249.233 | bal_3P_477AL_4/0AA(N) | 8101705 | no | no |  |  | no |  |  | 0 | 0 | 0 | 0
oh_line_8101705_200824395 |  | AN | node_8101705_200824394 | node_8101705_200824395 | 227.238 | bal_1P_1/0AA_1/0AA(N) | 8101705 | no | no |  |  | no |  |  | 0 | 0 | 0 | 0
oh_line_8101705_200824396 |  | ABCN | node_8101705_200824394 | node_8101705_200824396 | 285.362 | bal_3P_477AL_4/0AA(N) | 8101705 | no | no |  |  | no |  |  | 0 | 0 | 0 | 0
oh_line_8101705_200824418 |  | AD | node_8101705_200824945 | node_intto1_8101705_200824418 | 249.938 | bal_1P_1/0AC | 8101705 | no | no |  |  | no |  |  | 0 | 0 | 0 | 0
oh_line_8101705_200824419 |  | AD | node_8101705_200824437 | node_8101705_200824419 | 251.051 | bal_1P_1/0AC | 8101705 | no | no |  |  | no |  |  | 0 | 0 | 0 | 0
oh_line_8101705_200824420 |  | AD | node_8101705_200824419 | node_8101705_200824420 | 206.183 | bal_1P_1/0AC | 8101705 | no | no |  |  | no |  |  | 0 | 0 | 0 | 0
oh_line_8101705_200824421 |  | AD | node_8101705_200824420 | node_8101705_200824421 | 201.173 | bal_1P_1/0AC | 8101705 | no | no |  |  | no |  |  | 0 | 0 | 0 | 0
oh_line_8101705_200824422 |  | AD | node_8101705_200824419 | node_8101705_200824422 | 65.405 | bal_1P_1/0AA | 8101705 | no | no |  |  | no |  |  | 0 | 0 | 0 | 0
oh_line_8101705_200824423 |  | AD | node_8101705_200824422 | node_8101705_200824423 | 296.715 | bal_1P_1/0AA | 8101705 | no | no |  |  | no |  |  | 0 | 0 | 0 | 0
oh_line_8101705_200824424 |  | AD | node_8101705_200824423 | node_8101705_200824424 | 271.285 | bal_1P_1/0AA | 8101705 | no | no |  |  | no |  |  | 0 | 0 | 0 | 0
oh_line_8101705_200824425 |  | AD | node_8101705_200824424 | node_8101705_200824425 | 250.027 | bal_1P_1/0AA | 8101705 | no | no |  |  | no |  |  | 0 | 0 | 0 | 0
oh_line_8101705_200824426 |  | AD | node_8101705_200824425 | node_8101705_200824426 | 241.901 | bal_1P_1/0AA | 8101705 | no | no |  |  | no |  |  | 0 | 0 | 0 | 0
oh_line_8101705_200824427 |  | AD | node_8101705_200824418 | node_8101705_200824427 | 208.501 | bal_1P_1/0AC | 8101705 | no | no |  |  | no |  |  | 0 | 0 | 0 | 0
oh_line_8101705_200824428 |  | AD | node_8101705_200824427 | node_8101705_200824428 | 216.189 | bal_1P_1/0AC | 8101705 | no | no |  |  | no |  |  | 0 | 0 | 0 | 0
oh_line_8101705_200824429 |  | AD | node_8101705_200824428 | node_8101705_200824429 | 180.661 | bal_1P_1/0AC | 8101705 | no | no |  |  | no |  |  | 0 | 0 | 0 | 0
oh_line_8101705_200824430 |  | AD | node_8101705_200824429 | node_8101705_200824430 | 204.899 | bal_1P_1/0AC | 8101705 | no | no |  |  | no |  |  | 0 | 0 | 0 | 0
oh_line_8101705_200824431 |  | AD | node_8101705_200824430 | node_8101705_200824431 | 179.467 | bal_1P_1/0AC | 8101705 | no | no |  |  | no |  |  | 0 | 0 | 0 | 0
oh_line_8101705_200824432 |  | AD | node_8101705_200824431 | node_8101705_200824432 | 70.349 | bal_1P_1/0AC | 8101705 | no | no |  |  | no |  |  | 0 | 0 | 0 | 0
oh_line_8101705_200824433 |  | AD | node_8101705_200824432 | node_8101705_200824433 | 325.579 | bal_1P_1/0AC | 8101705 | no | no |  |  | no |  |  | 0 | 0 | 0 | 0
oh_line_8101705_200824434 |  | AD | node_8101705_200824431 | node_8101705_200824434 | 230.199 | bal_1P_1/0AC | 8101705 | no | no |  |  | no |  |  | 0 | 0 | 0 | 0
oh_line_8101705_200824435 |  | AD | node_8101705_200824434 | node_8101705_200824435 | 107.56 | bal_1P_1/0AC | 8101705 | no | no |  |  | no |  |  | 0 | 0 | 0 | 0
oh_line_8101705_200824436 |  | AD | node_8101705_200824435 | node_8101705_200824436 | 256.103 | bal_1P_2AC | 8101705 | no | no |  |  | no |  |  | 0 | 0 | 0 | 0
oh_line_8101705_200824437 |  | AD | node_8101705_311990245 | node_8101705_200824437 | 126.15 | bal_1P_1/0AC | 8101705 | no | no |  |  | no |  |  | 0 | 0 | 0 | 0
oh_line_8101705_200824448 |  | AD | node_8101705_200821231 | node_8101705_200824448 | 74.842 | bal_1P_1/0AA | 8101705 | no | no |  |  | no |  |  | 0 | 0 | 0 | 0
oh_line_8101705_200824450 |  | AD | node_8101705_201065619 | node_8101705_200824450 | 168.265 | bal_1P_4CU | 8101705 | no | no |  |  | no |  |  | 0 | 0 | 0 | 0
oh_line_8101705_200824489 |  | AN | node_8101705_200821940 | node_8101705_200824489 | 123.51 | bal_1P_1/0AC_1/0AA(N) | 8101705 | no | no |  |  | no |  |  | 0 | 0 | 0 | 0
oh_line_8101705_200824490 |  | AN | node_8101705_200824489 | node_intto1_8101705_200824490 | 68.58 | bal_1P_1/0AC_1/0AC(N) | 8101705 | no | no |  |  | no |  |  | 0 | 0 | 0 | 0
oh_line_8101705_200824491 |  | AN | node_8101705_200824490 | node_8101705_200824491 | 175.401 | bal_1P_1/0AC_1/0AC(N) | 8101705 | no | no |  |  | no |  |  | 0 | 0 | 0 | 0
oh_line_8101705_200824492 |  | AN | node_8101705_200824491 | node_8101705_200824492 | 133.261 | bal_1P_1/0AC_1/0AC(N) | 8101705 | no | no |  |  | no |  |  | 0 | 0 | 0 | 0
oh_line_8101705_200824493 |  | AN | node_8101705_200824492 | node_8101705_200824493 | 216.253 | bal_1P_1/0AC_1/0AC(N) | 8101705 | no | no |  |  | no |  |  | 0 | 0 | 0 | 0
oh_line_8101705_200824518-1 |  | AN | node_8101705_200821842 | node_intto1_220382563 | 62.616 | bal_1P_1/0AA_4/0AL(N) | 8101705 | no | no |  |  | no |  |  | 0 | 0 | 0 | 0
oh_line_8101705_200824518-2 |  | AN | node_220382563 | node_intto1_220465266 | 9.557 | bal_1P_1/0AA_4/0AL(N) | 8101705 | no | no |  |  | no |  |  | 0 | 0 | 0 | 0
oh_line_8101705_200824518-3 |  | AN | node_220465266 | node_8101705_200824518 | 11.31 | bal_1P_1/0AA_4/0AL(N) | 8101705 | no | no |  |  | no |  |  | 0 | 0 | 0 | 0
oh_line_8101705_200824520 |  | AD | node_8101705_200824518 | node_intto1_8101705_200824520 | 439.324 | bal_1P_2AC | 8101705 | no | no |  |  | no |  |  | 0 | 0 | 0 | 0
oh_line_8101705_200824521 |  | AD | node_8101705_200824520 | node_8101705_200824521 | 199.125 | bal_1P_2AC | 8101705 | no | no |  |  | no |  |  | 0 | 0 | 0 | 0
oh_line_8101705_200824522 |  | AD | node_8101705_200824521 | node_8101705_200824522 | 115.149 | bal_1P_1/0AC | 8101705 | no | no |  |  | no |  |  | 0 | 0 | 0 | 0
oh_line_8101705_200824525 |  | AD | node_8101705_201021361 | node_8101705_200824525 | 177.103 | bal_1P_2AC | 8101705 | no | no |  |  | no |  |  | 0 | 0 | 0 | 0
oh_line_8101705_200824527 |  | AD | node_8101705_200824525 | node_8101705_200824527 | 101.382 | bal_1P_2AC | 8101705 | no | no |  |  | no |  |  | 0 | 0 | 0 | 0
oh_line_8101705_200824528 |  | AD | node_8101705_200824527 | node_8101705_200824528 | 161.214 | bal_1P_1/0AA | 8101705 | no | no |  |  | no |  |  | 0 | 0 | 0 | 0
oh_line_8101705_200824529 |  | AD | node_8101705_200824527 | node_8101705_200824529 | 74.939 | bal_1P_2AC | 8101705 | no | no |  |  | no |  |  | 0 | 0 | 0 | 0
oh_line_8101705_200824530 |  | AD | node_8101705_200824529 | node_8101705_200824530 | 210.601 | bal_1P_1/0AC | 8101705 | no | no |  |  | no |  |  | 0 | 0 | 0 | 0
oh_line_8101705_200824532 |  | AD | node_8101705_200824530 | node_8101705_200824532 | 165.182 | bal_1P_1/0AC | 8101705 | no | no |  |  | no |  |  | 0 | 0 | 0 | 0
oh_line_8101705_200824533 |  | AD | node_8101705_200824532 | node_8101705_200824533 | 153.698 | bal_1P_1/0AC | 8101705 | no | no |  |  | no |  |  | 0 | 0 | 0 | 0
oh_line_8101705_200824534 |  | AN | node_8101705_200823079 | node_intto1_8101705_200824534 | 31.634 | bal_1P_1/0AA_1/0AA(N) | 8101705 | no | no |  |  | no |  |  | 0 | 0 | 0 | 0
oh_line_8101705_200824535 |  | AD | node_8101705_200824538 | node_8101705_200824535 | 176.714 | bal_1P_2AC | 8101705 | no | no |  |  | no |  |  | 0 | 0 | 0 | 0
oh_line_8101705_200824538-1 |  | AD | node_8101705_200824534 | node_intto1_220382559 | 373.676 | bal_1P_4ACW | 8101705 | no | no |  |  | no |  |  | 0 | 0 | 0 | 0
oh_line_8101705_200824538-2 |  | AD | node_220382559 | node_intto1_220465248 | 13.974 | bal_1P_4ACW | 8101705 | no | no |  |  | no |  |  | 0 | 0 | 0 | 0
oh_line_8101705_200824538-3 |  | AD | node_220465248 | node_8101705_200824538 | 15.62 | bal_1P_4ACW | 8101705 | no | no |  |  | no |  |  | 0 | 0 | 0 | 0
oh_line_8101705_200824539 |  | AN | node_8101705_200824538 | node_8101705_200824539 | 469.528 | bal_1P_1/0AA_1/0AA(N) | 8101705 | no | no |  |  | no |  |  | 0 | 0 | 0 | 0
oh_line_8101705_200824540 |  | AD | node_8101705_200824539 | node_8101705_200824540 | 151.753 | bal_1P_4ACW | 8101705 | no | no |  |  | no |  |  | 0 | 0 | 0 | 0
oh_line_8101705_200824542 |  | AD | node_8101705_200824540 | node_8101705_200824542 | 432.601 | bal_1P_4ACW | 8101705 | no | no |  |  | no |  |  | 0 | 0 | 0 | 0
oh_line_8101705_200824544 |  | AD | node_8101705_200824542 | node_8101705_200824544 | 268.22 | bal_1P_4ACW | 8101705 | no | no |  |  | no |  |  | 0 | 0 | 0 | 0
oh_line_8101705_200824545 |  | AD | node_8101705_200824544 | node_8101705_200824545 | 117.333 | bal_1P_1/0AC | 8101705 | no | no |  |  | no |  |  | 0 | 0 | 0 | 0
oh_line_8101705_200824546 |  | AD | node_8101705_200824545 | node_8101705_200824546 | 302.441 | bal_1P_1/0AC | 8101705 | no | no |  |  | no |  |  | 0 | 0 | 0 | 0
oh_line_8101705_200824547 |  | AD | node_8101705_200824544 | node_8101705_200824547 | 277.04 | bal_1P_1/0AA | 8101705 | no | no |  |  | no |  |  | 0 | 0 | 0 | 0
oh_line_8101705_200824548 |  | AD | node_8101705_200824547 | node_8101705_200824548 | 220.309 | bal_1P_1/0AA | 8101705 | no | no |  |  | no |  |  | 0 | 0 | 0 | 0
oh_line_8101705_200824549 |  | AD | node_8101705_200823473 | node_intto1_8101705_200824549 | 471.389 | bal_1P_1/0AC | 8101705 | no | no |  |  | no |  |  | 0 | 0 | 0 | 0
oh_line_8101705_200824550 |  | AD | node_8101705_200824561 | node_8101705_200824550 | 338.189 | bal_1P_1/0AC | 8101705 | no | no |  |  | no |  |  | 0 | 0 | 0 | 0
oh_line_8101705_200824551 |  | AD | node_8101705_200824550 | node_8101705_200824551 | 301.069 | bal_1P_1/0AA | 8101705 | no | no |  |  | no |  |  | 0 | 0 | 0 | 0
oh_line_8101705_200824552 |  | AD | node_8101705_200824551 | node_8101705_200824552 | 196.666 | bal_1P_1/0AA | 8101705 | no | no |  |  | no |  |  | 0 | 0 | 0 | 0
oh_line_8101705_200824553 |  | AD | node_8101705_200824549 | node_8101705_200824553 | 491.995 | bal_1P_1/0AC | 8101705 | no | no |  |  | no |  |  | 0 | 0 | 0 | 0
oh_line_8101705_200824554 |  | AD | node_8101705_200824553 | node_8101705_200824554 | 60.336 | bal_1P_1/0AA | 8101705 | no | no |  |  | no |  |  | 0 | 0 | 0 | 0
oh_line_8101705_200824555 |  | AD | node_8101705_200824553 | node_8101705_200824555 | 370.588 | bal_1P_1/0AC | 8101705 | no | no |  |  | no |  |  | 0 | 0 | 0 | 0
oh_line_8101705_200824556 |  | AD | node_8101705_200824555 | node_8101705_200824556 | 445.795 | bal_1P_1/0AC | 8101705 | no | no |  |  | no |  |  | 0 | 0 | 0 | 0
oh_line_8101705_200824557 |  | AD | node_8101705_200824556 | node_8101705_200824557 | 408.09 | bal_1P_1/0AC | 8101705 | no | no |  |  | no |  |  | 0 | 0 | 0 | 0
oh_line_8101705_200824558 |  | AD | node_8101705_200824557 | node_8101705_200824558 | 390.78 | bal_1P_1/0AC | 8101705 | no | no |  |  | no |  |  | 0 | 0 | 0 | 0
oh_line_8101705_200824559 |  | AD | node_8101705_200824558 | node_8101705_200824559 | 272.204 | bal_1P_1/0AC | 8101705 | no | no |  |  | no |  |  | 0 | 0 | 0 | 0
oh_line_8101705_200824560 |  | AD | node_8101705_200824559 | node_8101705_200824560 | 259.626 | bal_1P_1/0AC | 8101705 | no | no |  |  | no |  |  | 0 | 0 | 0 | 0
oh_line_8101705_200824561 |  | AD | node_8101705_200824560 | node_8101705_200824561 | 264.72 | bal_1P_1/0AC | 8101705 | no | no |  |  | no |  |  | 0 | 0 | 0 | 0
oh_line_8101705_200824562 |  | AN | node_8101705_200821778 | node_intto1_8101705_200824562 | 74.9 | bal_1P_1/0AC_1/0AA(N) | 8101705 | no | no |  |  | no |  |  | 0 | 0 | 0 | 0
oh_line_8101705_200824563 |  | AN | node_8101705_200824562 | node_8101705_200824563 | 237.452 | bal_1P_1/0AC_1/0AA(N) | 8101705 | no | no |  |  | no |  |  | 0 | 0 | 0 | 0
oh_line_8101705_200824564 |  | AN | node_8101705_200824563 | node_8101705_200824564 | 248.901 | bal_1P_1/0AC_1/0AA(N) | 8101705 | no | no |  |  | no |  |  | 0 | 0 | 0 | 0
oh_line_8101705_200824572 |  | AD | node_8101705_200817675 | node_8101705_200824572 | 273.29 | bal_1P_2AC | 8101705 | no | no |  |  | no |  |  | 0 | 0 | 0 | 0
oh_line_8101705_200824573 |  | AD | node_8101705_200824572 | node_8101705_200824573 | 420.576 | bal_1P_2AC | 8101705 | no | no |  |  | no |  |  | 0 | 0 | 0 | 0
oh_line_8101705_200824574 |  | AD | node_8101705_200824573 | node_8101705_200824574 | 328.075 | bal_1P_1/0AC | 8101705 | no | no |  |  | no |  |  | 0 | 0 | 0 | 0
oh_line_8101705_200824575 |  | AD | node_8101705_200824574 | node_8101705_200824575 | 182.757 | bal_1P_1/0AC | 8101705 | no | no |  |  | no |  |  | 0 | 0 | 0 | 0
oh_line_8101705_200824577 |  | AN | node_8101705_200823139 | node_8101705_200824577 | 228.489 | bal_1P_4/0AC_1/0AA(N) | 8101705 | no | no |  |  | no |  |  | 0 | 0 | 0 | 0
oh_line_8101705_200824578 |  | AN | node_8101705_200824577 | node_intto1_8101705_200824578 | 184.928 | bal_1P_4/0AC_1/0AA(N) | 8101705 | no | no |  |  | no |  |  | 0 | 0 | 0 | 0
oh_line_8101705_200824579 |  | AN | node_8101705_200824578 | node_8101705_200824579 | 271.07 | bal_1P_4/0AC_1/0AA(N) | 8101705 | no | no |  |  | no |  |  | 0 | 0 | 0 | 0
oh_line_8101705_200824580 |  | AN | node_8101705_200824579 | node_8101705_200824580 | 210.151 | bal_1P_4/0AC_1/0AA(N) | 8101705 | no | no |  |  | no |  |  | 0 | 0 | 0 | 0
oh_line_8101705_200824583 |  | AN | node_8101705_200824580 | node_8101705_200824583 | 217.694 | bal_1P_4/0AC_1/0AA(N) | 8101705 | no | no |  |  | no |  |  | 0 | 0 | 0 | 0
oh_line_8101705_200824610 |  | AD | node_8101705_200824611 | node_8101705_200824610 | 145.429 | bal_1P_2AC | 8101705 | no | no |  |  | no |  |  | 0 | 0 | 0 | 0
oh_line_8101705_200824611 |  | AD | node_8101705_200824612 | node_8101705_200824611 | 178.3 | bal_1P_2AC | 8101705 | no | no |  |  | no |  |  | 0 | 0 | 0 | 0
oh_line_8101705_200824612 |  | AD | node_8101705_200824613 | node_8101705_200824612 | 169.515 | bal_1P_2AC | 8101705 | no | no |  |  | no |  |  | 0 | 0 | 0 | 0
oh_line_8101705_200824613 |  | AD | node_8101705_200824614 | node_8101705_200824613 | 211.79 | bal_1P_1/0AA | 8101705 | no | no |  |  | no |  |  | 0 | 0 | 0 | 0
oh_line_8101705_200824614 |  | AD | node_8101705_200823218 | node_8101705_200824614 | 244.564 | bal_1P_1/0AA | 8101705 | no | no |  |  | no |  |  | 0 | 0 | 0 | 0
oh_line_8101705_200824615 |  | AD | node_8101705_200824614 | node_8101705_200824615 | 317.703 | bal_1P_1/0AA | 8101705 | no | no |  |  | no |  |  | 0 | 0 | 0 | 0
oh_line_8101705_200824616 |  | AD | node_8101705_200824614 | node_8101705_200824616 | 178.067 | bal_1P_1/0AC | 8101705 | no | no |  |  | no |  |  | 0 | 0 | 0 | 0
oh_line_8101705_200824694 |  | AD | node_8101705_200817675 | node_8101705_200824694 | 345.543 | bal_1P_1/0AA | 8101705 | no | no |  |  | no |  |  | 0 | 0 | 0 | 0
oh_line_8101705_200824695 |  | AD | node_8101705_200824694 | node_8101705_200824695 | 348.204 | bal_1P_1/0AA | 8101705 | no | no |  |  | no |  |  | 0 | 0 | 0 | 0
oh_line_8101705_200824696 |  | AD | node_8101705_200824695 | node_8101705_200824696 | 51.646 | bal_1P_1/0AA | 8101705 | no | no |  |  | no |  |  | 0 | 0 | 0 | 0
oh_line_8101705_200824697 |  | AD | node_8101705_200824696 | node_8101705_200824697 | 301.903 | bal_1P_1/0AA | 8101705 | no | no |  |  | no |  |  | 0 | 0 | 0 | 0
oh_line_8101705_200824698 |  | AD | node_8101705_200824695 | node_8101705_200824698 | 200.007 | bal_1P_1/0AA | 8101705 | no | no |  |  | no |  |  | 0 | 0 | 0 | 0
oh_line_8101705_200824699 |  | AD | node_8101705_200824698 | node_8101705_200824699 | 205.442 | bal_1P_1/0AA | 8101705 | no | no |  |  | no |  |  | 0 | 0 | 0 | 0
oh_line_8101705_200824700 |  | AD | node_8101705_200824699 | node_8101705_200824700 | 61.368 | bal_1P_1/0AA | 8101705 | no | no |  |  | no |  |  | 0 | 0 | 0 | 0
oh_line_8101705_200824701 |  | AD | node_8101705_200824700 | node_8101705_200824701 | 314.086 | bal_1P_1/0AA | 8101705 | no | no |  |  | no |  |  | 0 | 0 | 0 | 0
oh_line_8101705_200824702 |  | AD | node_8101705_200824701 | node_8101705_200824702 | 307.674 | bal_1P_1/0AA | 8101705 | no | no |  |  | no |  |  | 0 | 0 | 0 | 0
oh_line_8101705_200824861 |  | AD | node_8101705_200824863 | node_intto1_8101705_200824861 | 196.827 | bal_1P_2AC | 8101705 | no | no |  |  | no |  |  | 0 | 0 | 0 | 0
oh_line_8101705_200824863 |  | AD | node_8101705_200824864 | node_8101705_200824863 | 206.743 | bal_1P_2AC | 8101705 | no | no |  |  | no |  |  | 0 | 0 | 0 | 0
oh_line_8101705_200824864 |  | AD | node_8101705_200843585 | node_8101705_200824864 | 267.273 | bal_1P_4/0AA | 8101705 | no | no |  |  | no |  |  | 0 | 0 | 0 | 0
oh_line_8101705_200824865 |  | ABCN | node_8101705_200843609 | node_8101705_200824865 | 212.87 | unb_3P_2-2AC_1/0AA_1/0AA(N) | 8101705 | no | no |  |  | no |  |  | 0 | 0 | 0 | 0
oh_line_8101705_200824866 |  | ABCD | node_8101705_200974309 | node_8101705_200824866 | 109.592 | unb_3P_2-2AC_1/0AA | 8101705 | no | no |  |  | no |  |  | 0 | 0 | 0 | 0
oh_line_8101705_200824878 |  | ABCN | node_8101705_200824888 | node_8101705_200824878 | 190.919 | bal_3P_4/0AA_1/0AA(N) | 8101705 | no | no |  |  | no |  |  | 0 | 0 | 0 | 0
oh_line_8101705_200824879 |  | ABCN | node_8101705_200824881 | node_8101705_200824879 | 201.965 | bal_3P_4/0AA_1/0AA(N) | 8101705 | no | no |  |  | no |  |  | 0 | 0 | 0 | 0
oh_line_8101705_200824881 |  | ABCN | node_8101705_200824882 | node_8101705_200824881 | 281.324 | bal_3P_4/0AA_1/0AA(N) | 8101705 | no | no |  |  | no |  |  | 0 | 0 | 0 | 0
oh_line_8101705_200824882 |  | ABCN | node_8101705_200824884 | node_8101705_200824882 | 236.245 | bal_3P_4/0AA_1/0AA(N) | 8101705 | no | no |  |  | no |  |  | 0 | 0 | 0 | 0
oh_line_8101705_200824884 |  | ABCN | node_8101705_200824885 | node_8101705_200824884 | 224.449 | bal_3P_4/0AA_1/0AA(N) | 8101705 | no | no |  |  | no |  |  | 0 | 0 | 0 | 0
oh_line_8101705_200824885 |  | ABCN | node_8101705_200824886 | node_8101705_200824885 | 246.925 | bal_3P_4/0AA_1/0AA(N) | 8101705 | no | no |  |  | no |  |  | 0 | 0 | 0 | 0
oh_line_8101705_200824886 |  | ABCN | node_8101705_200824887 | node_8101705_200824886 | 236.874 | bal_3P_4/0AA_1/0AA(N) | 8101705 | no | no |  |  | no |  |  | 0 | 0 | 0 | 0
oh_line_8101705_200824887 |  | ABCN | node_8101705_200824905 | node_8101705_200824887 | 148.154 | bal_3P_4/0AA_1/0AA(N) | 8101705 | no | no |  |  | no |  |  | 0 | 0 | 0 | 0
oh_line_8101705_200824888 |  | ABCN | node_8101705_200824889 | node_8101705_200824888 | 183.475 | bal_3P_4/0AA_1/0AA(N) | 8101705 | no | no |  |  | no |  |  | 0 | 0 | 0 | 0
oh_line_8101705_200824889 |  | ABCN | node_8101705_200824890 | node_8101705_200824889 | 235.256 | bal_3P_4/0AA_1/0AA(N) | 8101705 | no | no |  |  | no |  |  | 0 | 0 | 0 | 0
oh_line_8101705_200824890 |  | ABCN | node_8101705_200824891 | node_8101705_200824890 | 184.462 | bal_3P_4/0AA_1/0AA(N) | 8101705 | no | no |  |  | no |  |  | 0 | 0 | 0 | 0
oh_line_8101705_200824891 |  | ABCN | node_8101705_200824892 | node_8101705_200824891 | 232.818 | bal_3P_4/0AA_1/0AA(N) | 8101705 | no | no |  |  | no |  |  | 0 | 0 | 0 | 0
oh_line_8101705_200824892 |  | ABCN | node_8101705_200824893 | node_8101705_200824892 | 163.837 | bal_3P_4/0AA_1/0AA(N) | 8101705 | no | no |  |  | no |  |  | 0 | 0 | 0 | 0
oh_line_8101705_200824893 |  | ABCN | node_8101705_200824894 | node_8101705_200824893 | 206.122 | bal_3P_4/0AA_1/0AA(N) | 8101705 | no | no |  |  | no |  |  | 0 | 0 | 0 | 0
oh_line_8101705_200824894 |  | ABCN | node_8101705_200824899 | node_8101705_200824894 | 255.342 | bal_3P_4/0AA_1/0AA(N) | 8101705 | no | no |  |  | no |  |  | 0 | 0 | 0 | 0
oh_line_8101705_200824895 |  | AN | node_8101705_200824894 | node_intto1_8101705_200824895 | 236.964 | bal_1P_2AC_2AC(N) | 8101705 | no | no |  |  | no |  |  | 0 | 0 | 0 | 0
oh_line_8101705_200824896 |  | AN | node_8101705_200824895 | node_8101705_200824896 | 245.209 | bal_1P_2AC_2AC(N) | 8101705 | no | no |  |  | no |  |  | 0 | 0 | 0 | 0
oh_line_8101705_200824897 |  | AN | node_8101705_200824896 | node_8101705_200824897 | 249.03 | bal_1P_2AC_2AC(N) | 8101705 | no | no |  |  | no |  |  | 0 | 0 | 0 | 0
oh_line_8101705_200824898 |  | AN | node_8101705_200824897 | node_8101705_200824898 | 274.87 | bal_1P_2AC_2AC(N) | 8101705 | no | no |  |  | no |  |  | 0 | 0 | 0 | 0
oh_line_8101705_200824899 |  | ABCN | node_8101705_200824901 | node_8101705_200824899 | 237.528 | bal_3P_4/0AA_1/0AA(N) | 8101705 | no | no |  |  | no |  |  | 0 | 0 | 0 | 0
oh_line_8101705_200824901 |  | ABCN | node_8101705_200824902 | node_8101705_200824901 | 78.172 | bal_3P_4/0AA_1/0AA(N) | 8101705 | no | no |  |  | no |  |  | 0 | 0 | 0 | 0
oh_line_8101705_200824902 |  | ABCN | node_8101705_200824903 | node_8101705_200824902 | 134.478 | bal_3P_4/0AA_1/0AA(N) | 8101705 | no | no |  |  | no |  |  | 0 | 0 | 0 | 0
oh_line_8101705_200824903 |  | ABCN | node_8101705_200824904 | node_8101705_200824903 | 212.856 | bal_3P_4/0AA_1/0AA(N) | 8101705 | no | no |  |  | no |  |  | 0 | 0 | 0 | 0
oh_line_8101705_200824904 |  | ABCN | node_8101705_200824879 | node_8101705_200824904 | 177.889 | bal_3P_4/0AA_4/0AL(N) | 8101705 | no | no |  |  | no |  |  | 0 | 0 | 0 | 0
oh_line_8101705_200824905 |  | ABCN | node_8101705_200823161 | node_8101705_200824905 | 101.683 | bal_3P_4/0AC_1/0AA(N) | 8101705 | no | no |  |  | no |  |  | 0 | 0 | 0 | 0
oh_line_8101705_200824906 |  | AD | node_8101705_311910998 | node_intto1_8101705_200824906 | 208.877 | bal_1P_2AC | 8101705 | no | no |  |  | no |  |  | 0 | 0 | 0 | 0
oh_line_8101705_200824907 |  | AD | node_8101705_200824906 | node_8101705_200824907 | 224.359 | bal_1P_1/0AA | 8101705 | no | no |  |  | no |  |  | 0 | 0 | 0 | 0
oh_line_8101705_200824912 |  | AD | node_8101705_201041923 | node_8101705_200824912 | 298.476 | bal_1P_1/0AA | 8101705 | no | no |  |  | no |  |  | 0 | 0 | 0 | 0
oh_line_8101705_200824913 |  | AD | node_8101705_200824912 | node_8101705_200824913 | 230.43 | bal_1P_1/0AA | 8101705 | no | no |  |  | no |  |  | 0 | 0 | 0 | 0
oh_line_8101705_200824916 |  | AD | node_8101705_201041926 | node_8101705_200824916 | 224.765 | bal_1P_2AC | 8101705 | no | no |  |  | no |  |  | 0 | 0 | 0 | 0
oh_line_8101705_200824939 |  | AD | node_8101705_201041948 | node_intto1_8101705_200824939 | 344.875 | bal_1P_2AC | 8101705 | no | no |  |  | no |  |  | 0 | 0 | 0 | 0
oh_line_8101705_200824940 |  | AD | node_8101705_200824939 | node_8101705_200824940 | 339.441 | bal_1P_2AC | 8101705 | no | no |  |  | no |  |  | 0 | 0 | 0 | 0
oh_line_8101705_200824942 |  | AD | node_8101705_200824940 | node_8101705_200824942 | 472.784 | bal_1P_2AC | 8101705 | no | no |  |  | no |  |  | 0 | 0 | 0 | 0
oh_line_8101705_200824944 |  | AD | node_8101705_200824942 | node_8101705_200824944 | 309.645 | bal_1P_2AC | 8101705 | no | no |  |  | no |  |  | 0 | 0 | 0 | 0
oh_line_8101705_200824945 |  | AD | node_8101705_200824944 | node_8101705_200824945 | 320.763 | bal_1P_2AC | 8101705 | no | no |  |  | no |  |  | 0 | 0 | 0 | 0
oh_line_8101705_200824946 |  | AD | node_8101705_200824945 | node_8101705_200824946 | 377.381 | bal_1P_2AC | 8101705 | no | no |  |  | no |  |  | 0 | 0 | 0 | 0
oh_line_8101705_200824948 |  | AD | node_8101705_200824946 | node_8101705_200824948 | 363.425 | bal_1P_2AC | 8101705 | no | no |  |  | no |  |  | 0 | 0 | 0 | 0
oh_line_8101705_200824950 |  | AD | node_8101705_200824948 | node_intto1_8101705_200824950 | 440.402 | bal_1P_4DCW | 8101705 | no | no |  |  | no |  |  | 0 | 0 | 0 | 0
oh_line_8101705_200824951 |  | AD | node_8101705_200824950 | node_8101705_200824951 | 246.069 | bal_1P_1/0AA | 8101705 | no | no |  |  | no |  |  | 0 | 0 | 0 | 0
oh_line_8101705_200824953 |  | AD | node_8101705_200824950 | node_8101705_200824953 | 390.585 | bal_1P_4DCW | 8101705 | no | no |  |  | no |  |  | 0 | 0 | 0 | 0
oh_line_8101705_200824954 |  | AD | node_8101705_200824953 | node_8101705_200824954 | 499.613 | bal_1P_4DCW | 8101705 | no | no |  |  | no |  |  | 0 | 0 | 0 | 0
oh_line_8101705_200824956 |  | AD | node_8101705_200824954 | node_8101705_200824956 | 405.897 | bal_1P_2AC | 8101705 | no | no |  |  | no |  |  | 0 | 0 | 0 | 0
oh_line_8101705_200824957 |  | AD | node_8101705_200824954 | node_8101705_200824957 | 377.914 | bal_1P_2AC | 8101705 | no | no |  |  | no |  |  | 0 | 0 | 0 | 0
oh_line_8101705_200824958 |  | AD | node_8101705_200824957 | node_8101705_200824958 | 493.187 | bal_1P_2AC | 8101705 | no | no |  |  | no |  |  | 0 | 0 | 0 | 0
oh_line_8101705_200824959 |  | AD | node_8101705_200824958 | node_8101705_200824959 | 330.341 | bal_1P_2AC | 8101705 | no | no |  |  | no |  |  | 0 | 0 | 0 | 0
oh_line_8101705_200824960 |  | AD | node_8101705_200824959 | node_8101705_200824960 | 323.756 | bal_1P_2AC | 8101705 | no | no |  |  | no |  |  | 0 | 0 | 0 | 0
oh_line_8101705_200824961 |  | AD | node_8101705_200824960 | node_8101705_200824961 | 262.94 | bal_1P_2AC | 8101705 | no | no |  |  | no |  |  | 0 | 0 | 0 | 0
oh_line_8101705_200824962 |  | AD | node_8101705_200824961 | node_8101705_200824962 | 283.968 | bal_1P_2AC | 8101705 | no | no |  |  | no |  |  | 0 | 0 | 0 | 0
oh_line_8101705_200824964 |  | AD | node_8101705_201041933 | node_8101705_200824964 | 327.706 | bal_1P_2AC | 8101705 | no | no |  |  | no |  |  | 0 | 0 | 0 | 0
oh_line_8101705_200824965 |  | AD | node_8101705_200824996 | node_8101705_200824965 | 131.836 | bal_1P_2AC | 8101705 | no | no |  |  | no |  |  | 0 | 0 | 0 | 0
oh_line_8101705_200824966 |  | AD | node_8101705_200824965 | node_8101705_200824966 | 298.058 | bal_1P_2AC | 8101705 | no | no |  |  | no |  |  | 0 | 0 | 0 | 0
oh_line_8101705_200824967 |  | AD | node_8101705_200824966 | node_8101705_200824967 | 59.992 | bal_1P_1/0AC | 8101705 | no | no |  |  | no |  |  | 0 | 0 | 0 | 0
oh_line_8101705_200824968 |  | AD | node_8101705_200824967 | node_8101705_200824968 | 176.426 | bal_1P_1/0AC | 8101705 | no | no |  |  | no |  |  | 0 | 0 | 0 | 0
oh_line_8101705_200824970 |  | AD | node_8101705_200824966 | node_8101705_200824970 | 250.026 | bal_1P_2AC | 8101705 | no | no |  |  | no |  |  | 0 | 0 | 0 | 0
oh_line_8101705_200824971 |  | AD | node_8101705_200824970 | node_8101705_200824971 | 263.845 | bal_1P_2AC | 8101705 | no | no |  |  | no |  |  | 0 | 0 | 0 | 0
oh_line_8101705_200824972 |  | AD | node_8101705_200824971 | node_8101705_200824972 | 69.787 | bal_1P_1/0AA | 8101705 | no | no |  |  | no |  |  | 0 | 0 | 0 | 0
oh_line_8101705_200824973 |  | AD | node_8101705_200824972 | node_8101705_200824973 | 347.453 | bal_1P_1/0AA | 8101705 | no | no |  |  | no |  |  | 0 | 0 | 0 | 0
oh_line_8101705_200824974 |  | AD | node_8101705_200824971 | node_8101705_200824974 | 249.969 | bal_1P_2AC | 8101705 | no | no |  |  | no |  |  | 0 | 0 | 0 | 0
oh_line_8101705_200824976 |  | AD | node_8101705_200824974 | node_8101705_200824976 | 172.789 | bal_1P_1/0AA | 8101705 | no | no |  |  | no |  |  | 0 | 0 | 0 | 0
oh_line_8101705_200824977 |  | AD | node_8101705_200824976 | node_8101705_200824977 | 167.42 | bal_1P_1/0AA | 8101705 | no | no |  |  | no |  |  | 0 | 0 | 0 | 0
oh_line_8101705_200824978 |  | AD | node_8101705_200824964 | node_intto1_8101705_200824978 | 288.488 | bal_1P_2AC | 8101705 | no | no |  |  | no |  |  | 0 | 0 | 0 | 0
oh_line_8101705_200824980 |  | AD | node_8101705_200824978 | node_8101705_200824980 | 117.875 | bal_1P_2AC | 8101705 | no | no |  |  | no |  |  | 0 | 0 | 0 | 0
oh_line_8101705_200824981 |  | AD | node_8101705_200824980 | node_8101705_200824981 | 193.9 | bal_1P_2AC | 8101705 | no | no |  |  | no |  |  | 0 | 0 | 0 | 0
oh_line_8101705_200824982 |  | AD | node_8101705_200824981 | node_8101705_200824982 | 543.038 | bal_1P_2AC | 8101705 | no | no |  |  | no |  |  | 0 | 0 | 0 | 0
oh_line_8101705_200824984 |  | AD | node_8101705_200824982 | node_8101705_200824984 | 281.103 | bal_1P_2AC | 8101705 | no | no |  |  | no |  |  | 0 | 0 | 0 | 0
oh_line_8101705_200824986 |  | AD | node_8101705_200824984 | node_8101705_200824986 | 312.484 | bal_1P_2AC | 8101705 | no | no |  |  | no |  |  | 0 | 0 | 0 | 0
oh_line_8101705_200824988 |  | AD | node_8101705_200824986 | node_8101705_200824988 | 264.734 | bal_1P_2AC | 8101705 | no | no |  |  | no |  |  | 0 | 0 | 0 | 0
oh_line_8101705_200824989 |  | AD | node_8101705_200824988 | node_8101705_200824989 | 339.151 | bal_1P_2AC | 8101705 | no | no |  |  | no |  |  | 0 | 0 | 0 | 0
oh_line_8101705_200824991 |  | AD | node_8101705_200824989 | node_8101705_200824991 | 297.651 | bal_1P_2AC | 8101705 | no | no |  |  | no |  |  | 0 | 0 | 0 | 0
oh_line_8101705_200824992 |  | AD | node_8101705_200824991 | node_8101705_200824992 | 285.236 | bal_1P_2AC | 8101705 | no | no |  |  | no |  |  | 0 | 0 | 0 | 0
oh_line_8101705_200824993 |  | AD | node_8101705_200824991 | node_8101705_200824993 | 548.322 | bal_1P_2AC | 8101705 | no | no |  |  | no |  |  | 0 | 0 | 0 | 0
oh_line_8101705_200824995 |  | AD | node_8101705_200824993 | node_8101705_200824995 | 518.381 | bal_1P_2AC | 8101705 | no | no |  |  | no |  |  | 0 | 0 | 0 | 0
oh_line_8101705_200824996 |  | AD | node_8101705_200824995 | node_8101705_200824996 | 259.462 | bal_1P_2AC | 8101705 | no | no |  |  | no |  |  | 0 | 0 | 0 | 0
oh_line_8101705_200840992 |  | AD | node_8101705_200840993 | node_intto1_8101705_200840992 | 991.414 | bal_1P_1/0AA | 8101705 | no | no |  |  | no |  |  | 0 | 0 | 0 | 0
oh_line_8101705_200840993 |  | AD | node_8101705_200823535 | node_8101705_200840993 | 264.019 | bal_1P_4DCW | 8101705 | no | no |  |  | no |  |  | 0 | 0 | 0 | 0
oh_line_8101705_200840997 |  | ABCD | node_8101705_200974936 | node_8101705_200840997 | 152.379 | unb_3P_2-2AC_1/0AA | 8101705 | no | no |  |  | no |  |  | 0 | 0 | 0 | 0
oh_line_8101705_200840998 |  | ABCD | node_8101705_200840997 | node_intto1_8101705_200840998 | 209.142 | unb_3P_2-2AC_1/0AA | 8101705 | no | no |  |  | no |  |  | 0 | 0 | 0 | 0
oh_line_8101705_200840999 |  | ABCD | node_8101705_200840998 | node_8101705_200840999 | 201.573 | unb_3P_2-2AC_1/0AA | 8101705 | no | no |  |  | no |  |  | 0 | 0 | 0 | 0
oh_line_8101705_200841000-1 |  | ABCD | node_8101705_200840999 | node_1377818_184_15336307_412 | 205.839 | unb_3P_2-2AC_1/0AA | 8101705 | no | no |  |  | no |  |  | 0 | 0 | 0 | 0
oh_line_8101705_200841000-2 |  | ABCD | node_1377818_184_15336307_412 | node_8101705_200841000 | 3.06 | unb_3P_2-2AC_1/0AA | 8101705 | no | no |  |  | no |  |  | 0 | 0 | 0 | 0
oh_line_8101705_200841001-1 |  | ABCD | node_8101705_200841000 | node_1377810_081_15336307_093 | 5.05 | unb_3P_2-2AC_1/0AA | 8101705 | no | no |  |  | no |  |  | 0 | 0 | 0 | 0
oh_line_8101705_200841001-2 |  | ABCD | node_1377810_081_15336307_093 | node_8101705_200841001 | 199.996 | unb_3P_2-2AC_1/0AA | 8101705 | no | no |  |  | no |  |  | 0 | 0 | 0 | 0
oh_line_8101705_200841002 |  | ABCD | node_8101705_200841001 | node_8101705_200841002 | 203.489 | unb_3P_2-2AC_1/0AA | 8101705 | no | no |  |  | no |  |  | 0 | 0 | 0 | 0
oh_line_8101705_200841003 |  | ABCD | node_8101705_200841002 | node_8101705_200841003 | 216.049 | unb_3P_2-2AC_1/0AA | 8101705 | no | no |  |  | no |  |  | 0 | 0 | 0 | 0
oh_line_8101705_200841004 |  | ABCD | node_8101705_200841003 | node_8101705_200841004 | 178.763 | unb_3P_2-2AC_1/0AA | 8101705 | no | no |  |  | no |  |  | 0 | 0 | 0 | 0
oh_line_8101705_200841005 |  | ABCD | node_8101705_200841004 | node_8101705_200841005 | 357.384 | unb_3P_2-2AC_1/0AA | 8101705 | no | no |  |  | no |  |  | 0 | 0 | 0 | 0
oh_line_8101705_200841006 |  | ABCD | node_8101705_200841005 | node_8101705_200841006 | 362.424 | unb_3P_2-2AC_1/0AA | 8101705 | no | no |  |  | no |  |  | 0 | 0 | 0 | 0
oh_line_8101705_200841007 |  | ABCD | node_8101705_200841006 | node_8101705_200841007 | 273.248 | unb_3P_2-2AC_1/0AA | 8101705 | no | no |  |  | no |  |  | 0 | 0 | 0 | 0
oh_line_8101705_200841008 |  | ABCD | node_8101705_200841007 | node_8101705_200841008 | 285.5 | unb_3P_2-2AC_1/0AA | 8101705 | no | no |  |  | no |  |  | 0 | 0 | 0 | 0
oh_line_8101705_200841009 |  | ABCD | node_8101705_200841008 | node_8101705_200841009 | 322.868 | unb_3P_2-2AC_1/0AA | 8101705 | no | no |  |  | no |  |  | 0 | 0 | 0 | 0
oh_line_8101705_200841010 |  | ABCD | node_8101705_200841009 | node_8101705_200841010 | 249.211 | unb_3P_2-2AC_1/0AA | 8101705 | no | no |  |  | no |  |  | 0 | 0 | 0 | 0
oh_line_8101705_200841219 |  | ABCD | node_8101705_200841232 | node_8101705_200841219 | 207.551 | bal_3P_2AC | 8101705 | no | no |  |  | no |  |  | 0 | 0 | 0 | 0
oh_line_8101705_200841220 |  | ABCD | node_8101705_201055814 | node_8101705_200841220 | 288.465 | bal_3P_2AC | 8101705 | no | no |  |  | no |  |  | 0 | 0 | 0 | 0
oh_line_8101705_200841232 |  | ABCD | node_8101705_200841236 | node_intto1_8101705_200841232 | 200.17 | bal_3P_2AC | 8101705 | no | no |  |  | no |  |  | 0 | 0 | 0 | 0
oh_line_8101705_200841235 |  | ABCN | node_8101705_200843741 | node_8101705_200841235 | 196.197 | bal_3P_4/0AA_1/0AA(N) | 8101705 | no | no |  |  | no |  |  | 0 | 0 | 0 | 0
oh_line_8101705_200841236 |  | ABCD | node_8101705_200841237 | node_8101705_200841236 | 288.555 | bal_3P_2AC | 8101705 | no | no |  |  | no |  |  | 0 | 0 | 0 | 0
oh_line_8101705_200841237 |  | ABCD | node_8101705_200841238 | node_8101705_200841237 | 288.381 | bal_3P_2AC | 8101705 | no | no |  |  | no |  |  | 0 | 0 | 0 | 0
oh_line_8101705_200841238 |  | ABCD | node_8101705_200841240 | node_8101705_200841238 | 345.836 | bal_3P_2AC | 8101705 | no | no |  |  | no |  |  | 0 | 0 | 0 | 0
oh_line_8101705_200841240 |  | ABCD | node_8101705_200841241 | node_8101705_200841240 | 295.844 | bal_3P_2AC | 8101705 | no | no |  |  | no |  |  | 0 | 0 | 0 | 0
oh_line_8101705_200841241 |  | ABCD | node_8101705_200841248 | node_8101705_200841241 | 365.034 | bal_3P_2AC | 8101705 | no | no |  |  | no |  |  | 0 | 0 | 0 | 0
oh_line_8101705_200841242 |  | ABCD | node_8101705_200841241 | node_8101705_200841242 | 63.714 | bal_3P_1/0AC | 8101705 | no | no |  |  | no |  |  | 0 | 0 | 0 | 0
oh_line_8101705_200841243 |  | ABCD | node_8101705_200841242 | node_8101705_200841243 | 323.058 | bal_3P_1/0AC | 8101705 | no | no |  |  | no |  |  | 0 | 0 | 0 | 0
oh_line_8101705_200841244 |  | ABCD | node_8101705_200841243 | node_8101705_200841244 | 330.108 | bal_3P_1/0AC | 8101705 | no | no |  |  | no |  |  | 0 | 0 | 0 | 0
oh_line_8101705_200841245 |  | ABCD | node_8101705_200841244 | node_8101705_200841245 | 224.045 | bal_3P_1/0AC | 8101705 | no | no |  |  | no |  |  | 0 | 0 | 0 | 0
oh_line_8101705_200841246 |  | ABCD | node_8101705_200841245 | node_8101705_200841246 | 144.129 | bal_3P_1/0AA | 8101705 | no | no |  |  | no |  |  | 0 | 0 | 0 | 0
oh_line_8101705_200841248 |  | ABCD | node_8101705_200841249 | node_8101705_200841248 | 348.66 | bal_3P_2AC | 8101705 | no | no |  |  | no |  |  | 0 | 0 | 0 | 0
oh_line_8101705_200841249 |  | ABCD | node_8101705_200841220 | node_8101705_200841249 | 355.059 | bal_3P_2AC | 8101705 | no | no |  |  | no |  |  | 0 | 0 | 0 | 0
oh_line_8101705_200841427 |  | AD | node_8101705_200840997 | node_8101705_200841427 | 175.518 | bal_1P_2AC | 8101705 | no | no |  |  | no |  |  | 0 | 0 | 0 | 0
oh_line_8101705_200841428 |  | AD | node_8101705_200841427 | node_intto1_8101705_200841428 | 246.716 | bal_1P_2AC | 8101705 | no | no |  |  | no |  |  | 0 | 0 | 0 | 0
oh_line_8101705_200841429 |  | AD | node_8101705_200841428 | node_8101705_200841429 | 433.609 | bal_1P_2AC | 8101705 | no | no |  |  | no |  |  | 0 | 0 | 0 | 0
oh_line_8101705_200841430 |  | AD | node_8101705_200841429 | node_8101705_200841430 | 349.711 | bal_1P_2AC | 8101705 | no | no |  |  | no |  |  | 0 | 0 | 0 | 0
oh_line_8101705_200841431 |  | AD | node_8101705_200841430 | node_8101705_200841431 | 417.469 | bal_1P_2AC | 8101705 | no | no |  |  | no |  |  | 0 | 0 | 0 | 0
oh_line_8101705_200841432 |  | AD | node_8101705_200841431 | node_8101705_200841432 | 232.145 | bal_1P_2AC | 8101705 | no | no |  |  | no |  |  | 0 | 0 | 0 | 0
oh_line_8101705_200841433 |  | AD | node_8101705_200841432 | node_8101705_200841433 | 510.298 | bal_1P_2AC | 8101705 | no | no |  |  | no |  |  | 0 | 0 | 0 | 0
oh_line_8101705_200841436 |  | AD | node_8101705_200841433 | node_8101705_200841436 | 482.371 | bal_1P_2AC | 8101705 | no | no |  |  | no |  |  | 0 | 0 | 0 | 0
oh_line_8101705_200841438 |  | AD | node_8101705_200841436 | node_8101705_200841438 | 410.82 | bal_1P_2AC | 8101705 | no | no |  |  | no |  |  | 0 | 0 | 0 | 0
oh_line_8101705_200841440 |  | AD | node_8101705_200841432 | node_8101705_200841440 | 479.14 | bal_1P_2AC | 8101705 | no | no |  |  | no |  |  | 0 | 0 | 0 | 0
oh_line_8101705_200841441 |  | AD | node_8101705_200841440 | node_8101705_200841441 | 148.905 | bal_1P_2AC | 8101705 | no | no |  |  | no |  |  | 0 | 0 | 0 | 0
oh_line_8101705_200841442 |  | AD | node_8101705_200841441 | node_8101705_200841442 | 208.148 | bal_1P_2AC | 8101705 | no | no |  |  | no |  |  | 0 | 0 | 0 | 0
oh_line_8101705_200841443 |  | AD | node_8101705_200841440 | node_8101705_200841443 | 410.355 | bal_1P_2AC | 8101705 | no | no |  |  | no |  |  | 0 | 0 | 0 | 0
oh_line_8101705_200841444 |  | AD | node_8101705_200841443 | node_8101705_200841444 | 357.405 | bal_1P_2AC | 8101705 | no | no |  |  | no |  |  | 0 | 0 | 0 | 0
oh_line_8101705_200841457 |  | AD | node_8101705_200841474 | node_8101705_200841457 | 182.655 | bal_1P_2AC | 8101705 | no | no |  |  | no |  |  | 0 | 0 | 0 | 0
oh_line_8101705_200841458 |  | AD | node_8101705_200843522 | node_intto1_8101705_200841458 | 144.583 | bal_1P_2AC | 8101705 | no | no |  |  | no |  |  | 0 | 0 | 0 | 0
oh_line_8101705_200841459 |  | AD | node_8101705_200841458 | node_8101705_200841459 | 208.718 | bal_1P_1/0AC | 8101705 | no | no |  |  | no |  |  | 0 | 0 | 0 | 0
oh_line_8101705_200841460 |  | AD | node_8101705_200841458 | node_8101705_200841460 | 267.903 | bal_1P_2AC | 8101705 | no | no |  |  | no |  |  | 0 | 0 | 0 | 0
oh_line_8101705_200841462 |  | AD | node_8101705_200841460 | node_8101705_200841462 | 197.065 | bal_1P_2AC | 8101705 | no | no |  |  | no |  |  | 0 | 0 | 0 | 0
oh_line_8101705_200841465 |  | AD | node_8101705_200841462 | node_8101705_200841465 | 183.546 | bal_1P_2AC | 8101705 | no | no |  |  | no |  |  | 0 | 0 | 0 | 0
oh_line_8101705_200841466 |  | AD | node_8101705_200841465 | node_8101705_200841466 | 142.69 | bal_1P_2AC | 8101705 | no | no |  |  | no |  |  | 0 | 0 | 0 | 0
oh_line_8101705_200841467 |  | AD | node_8101705_200841466 | node_8101705_200841467 | 60.502 | bal_1P_1/0AC | 8101705 | no | no |  |  | no |  |  | 0 | 0 | 0 | 0
oh_line_8101705_200841468 |  | AD | node_8101705_200841467 | node_8101705_200841468 | 199.378 | bal_1P_1/0AC | 8101705 | no | no |  |  | no |  |  | 0 | 0 | 0 | 0
oh_line_8101705_200841471 |  | AD | node_8101705_200841466 | node_8101705_200841471 | 175.614 | bal_1P_2AC | 8101705 | no | no |  |  | no |  |  | 0 | 0 | 0 | 0
oh_line_8101705_200841472 |  | AD | node_8101705_200841471 | node_8101705_200841472 | 165.295 | bal_1P_2AC | 8101705 | no | no |  |  | no |  |  | 0 | 0 | 0 | 0
oh_line_8101705_200841474 |  | AD | node_8101705_200841472 | node_8101705_200841474 | 230.419 | bal_1P_2AC | 8101705 | no | no |  |  | no |  |  | 0 | 0 | 0 | 0
oh_line_8101705_200841475 |  | AD | node_8101705_200841474 | node_8101705_200841475 | 300.666 | bal_1P_2AC | 8101705 | no | no |  |  | no |  |  | 0 | 0 | 0 | 0
oh_line_8101705_200841477 |  | AD | node_8101705_200843588 | node_8101705_200841477 | 63.157 | bal_1P_4/0AA | 8101705 | no | no |  |  | no |  |  | 0 | 0 | 0 | 0
oh_line_8101705_200841478 |  | AD | node_8101705_200841477 | node_8101705_200841478 | 214.066 | bal_1P_4/0AA | 8101705 | no | no |  |  | no |  |  | 0 | 0 | 0 | 0
oh_line_8101705_200841479 |  | AD | node_8101705_200841478 | node_8101705_200841479 | 224.882 | bal_1P_2AC | 8101705 | no | no |  |  | no |  |  | 0 | 0 | 0 | 0
oh_line_8101705_200841480 |  | AD | node_8101705_200841479 | node_8101705_200841480 | 238.479 | bal_1P_2AC | 8101705 | no | no |  |  | no |  |  | 0 | 0 | 0 | 0
oh_line_8101705_200841481 |  | AD | node_8101705_200841480 | node_8101705_200841481 | 206.776 | bal_1P_2AC | 8101705 | no | no |  |  | no |  |  | 0 | 0 | 0 | 0
oh_line_8101705_200841503 |  | ABCD | node_8101705_200841508 | node_8101705_200841503 | 259.769 | bal_3P_1/0AA | 8101705 | no | no |  |  | no |  |  | 0 | 0 | 0 | 0
oh_line_8101705_200841506 |  | ABCD | node_8101705_200843006 | node_8101705_200841506 | 163.498 | bal_3P_1/0AA | 8101705 | no | no |  |  | no |  |  | 0 | 0 | 0 | 0
oh_line_8101705_200841508 |  | ABCD | node_8101705_200841509 | node_intto1_8101705_200841508 | 209.528 | bal_3P_1/0AA | 8101705 | no | no |  |  | no |  |  | 0 | 0 | 0 | 0
oh_line_8101705_200841509 |  | ABCD | node_8101705_200841510 | node_8101705_200841509 | 180.739 | bal_3P_1/0AA | 8101705 | no | no |  |  | no |  |  | 0 | 0 | 0 | 0
oh_line_8101705_200841510 |  | ABCD | node_8101705_200841511 | node_8101705_200841510 | 190.352 | bal_3P_1/0AA | 8101705 | no | no |  |  | no |  |  | 0 | 0 | 0 | 0
oh_line_8101705_200841511 |  | ABCD | node_8101705_200841513 | node_8101705_200841511 | 190.748 | bal_3P_1/0AA | 8101705 | no | no |  |  | no |  |  | 0 | 0 | 0 | 0
oh_line_8101705_200841513 |  | ABCD | node_8101705_200841515 | node_8101705_200841513 | 196.775 | bal_3P_1/0AA | 8101705 | no | no |  |  | no |  |  | 0 | 0 | 0 | 0
oh_line_8101705_200841515 |  | ABCD | node_8101705_200841516 | node_8101705_200841515 | 151.517 | bal_3P_1/0AA | 8101705 | no | no |  |  | no |  |  | 0 | 0 | 0 | 0
oh_line_8101705_200841516 |  | ABCD | node_8101705_200841518 | node_8101705_200841516 | 329.213 | bal_3P_1/0AA | 8101705 | no | no |  |  | no |  |  | 0 | 0 | 0 | 0
oh_line_8101705_200841518 |  | ABCD | node_8101705_200969154 | node_8101705_200841518 | 207.709 | bal_3P_1/0AA | 8101705 | no | no |  |  | no |  |  | 0 | 0 | 0 | 0
oh_line_8101705_200841521 |  | ABCD | node_8101705_200841506 | node_8101705_200841521 | 271.887 | bal_3P_1/0AA | 8101705 | no | no |  |  | no |  |  | 0 | 0 | 0 | 0
oh_line_8101705_200841528 |  | ABCD | node_8101705_200823960 | node_8101705_200841528 | 236.868 | bal_3P_1/0AA | 8101705 | no | no |  |  | no |  |  | 0 | 0 | 0 | 0
oh_line_8101705_200841532 |  | ABCN | node_8101705_311856254 | node_8101705_200841532 | 164.589 | bal_3P_DELTACUST | 8101705 | no | no |  |  | no |  |  | 0 | 0 | 0 | 0
oh_line_8101705_200841533 |  | ABCD | node_8101705_200841550 | node_8101705_200841533 | 424.709 | bal_3P_2AC | 8101705 | no | no |  |  | no |  |  | 0 | 0 | 0 | 0
oh_line_8101705_200841534 |  | ABCD | node_8101705_311931671 | node_8101705_200841534 | 111.713 | bal_3P_4/0AA | 8101705 | no | no |  |  | no |  |  | 0 | 0 | 0 | 0
oh_line_8101705_200841536 |  | ABCD | node_8101705_201026456 | node_8101705_200841536 | 180.97 | bal_3P_1/0AA | 8101705 | no | no |  |  | no |  |  | 0 | 0 | 0 | 0
oh_line_8101705_200841537 |  | ABCD | node_8101705_200841536 | node_8101705_200841537 | 224.484 | bal_3P_1/0AA | 8101705 | no | no |  |  | no |  |  | 0 | 0 | 0 | 0
oh_line_8101705_200841538 |  | ABCD | node_8101705_201026456 | node_8101705_200841538 | 309.678 | bal_3P_4/0AC | 8101705 | no | no |  |  | no |  |  | 0 | 0 | 0 | 0
oh_line_8101705_200841540 |  | ABCD | node_8101705_200841538 | node_intto1_8101705_200841540 | 127.442 | bal_3P_1/0AA | 8101705 | no | no |  |  | no |  |  | 0 | 0 | 0 | 0
oh_line_8101705_200841541 |  | ABCD | node_8101705_200841538 | node_8101705_200841541 | 301.282 | bal_3P_4/0AC | 8101705 | no | no |  |  | no |  |  | 0 | 0 | 0 | 0
oh_line_8101705_200841542 |  | ABCD | node_8101705_200841541 | node_8101705_200841542 | 319.243 | bal_3P_4/0AC | 8101705 | no | no |  |  | no |  |  | 0 | 0 | 0 | 0
oh_line_8101705_200841545 |  | ABCD | node_8101705_200841542 | node_8101705_200841545 | 253.664 | bal_3P_4/0AC | 8101705 | no | no |  |  | no |  |  | 0 | 0 | 0 | 0
oh_line_8101705_200841546 |  | ABCD | node_8101705_200841545 | node_8101705_200841546 | 197.78 | bal_3P_4/0AC | 8101705 | no | no |  |  | no |  |  | 0 | 0 | 0 | 0
oh_line_8101705_200841548 |  | ABCD | node_8101705_201026829 | node_intto1_8101705_200841548 | 324.717 | bal_3P_4/0AA | 8101705 | no | no |  |  | no |  |  | 0 | 0 | 0 | 0
oh_line_8101705_200841549 |  | ABCD | node_8101705_200841548 | node_8101705_200841549 | 330.924 | bal_3P_4/0AA | 8101705 | no | no |  |  | no |  |  | 0 | 0 | 0 | 0
oh_line_8101705_200841550 |  | ABCD | node_8101705_200841552 | node_intto1_8101705_200841550 | 248.023 | bal_3P_2AC | 8101705 | no | no |  |  | no |  |  | 0 | 0 | 0 | 0
oh_line_8101705_200841551 |  | ABCD | node_8101705_200841549 | node_8101705_200841551 | 321.501 | bal_3P_4/0AA | 8101705 | no | no |  |  | no |  |  | 0 | 0 | 0 | 0
oh_line_8101705_200841552 |  | ABCD | node_8101705_200841553 | node_8101705_200841552 | 181.721 | bal_3P_4/0AA | 8101705 | no | no |  |  | no |  |  | 0 | 0 | 0 | 0
oh_line_8101705_200841553 |  | ABCD | node_8101705_200841554 | node_8101705_200841553 | 218.517 | bal_3P_4/0AA | 8101705 | no | no |  |  | no |  |  | 0 | 0 | 0 | 0
oh_line_8101705_200841554 |  | ABCD | node_8101705_200841559 | node_8101705_200841554 | 299.859 | bal_3P_4/0AA | 8101705 | no | no |  |  | no |  |  | 0 | 0 | 0 | 0
oh_line_8101705_200841559 |  | ABCD | node_8101705_200841560 | node_8101705_200841559 | 355.171 | bal_3P_2AC | 8101705 | no | no |  |  | no |  |  | 0 | 0 | 0 | 0
oh_line_8101705_200841560 |  | ABCD | node_8101705_200841562 | node_8101705_200841560 | 270.548 | bal_3P_4/0AA | 8101705 | no | no |  |  | no |  |  | 0 | 0 | 0 | 0
oh_line_8101705_200841561 |  | AD | node_8101705_200841560 | node_8101705_200841561 | 166.204 | bal_1P_1/0AA | 8101705 | no | no |  |  | no |  |  | 0 | 0 | 0 | 0
oh_line_8101705_200841562-1 |  | ABCD | node_8101705_200841563 | node_1372580_24_15327652_737 | 168.524 | bal_3P_4/0AA | 8101705 | no | no |  |  | no |  |  | 0 | 0 | 0 | 0
oh_line_8101705_200841562-2 |  | ABCD | node_1372580_24_15327652_737 | node_8101705_200841562 | 4.999 | bal_3P_4/0AA | 8101705 | no | no |  |  | no |  |  | 0 | 0 | 0 | 0
oh_line_8101705_200841563 |  | ABCD | node_8101705_200841568 | node_8101705_200841563 | 211.017 | bal_3P_4/0AA | 8101705 | no | no |  |  | no |  |  | 0 | 0 | 0 | 0
oh_line_8101705_200841564 |  | ABCD | node_8101705_200841563 | node_8101705_200841564 | 130.753 | bal_3P_1/0AA | 8101705 | no | no |  |  | no |  |  | 0 | 0 | 0 | 0
oh_line_8101705_200841565 |  | ABCD | node_8101705_200841563 | node_8101705_200841565 | 91.454 | bal_3P_1/0AA | 8101705 | no | no |  |  | no |  |  | 0 | 0 | 0 | 0
oh_line_8101705_200841567 |  | ABCD | node_8101705_200841565 | node_8101705_200841567 | 308.127 | bal_3P_1/0AA | 8101705 | no | no |  |  | no |  |  | 0 | 0 | 0 | 0
oh_line_8101705_200841568 |  | ABCD | node_8101705_200841534 | node_intto1_8101705_200841568 | 223.771 | bal_3P_4/0AA | 8101705 | no | no |  |  | no |  |  | 0 | 0 | 0 | 0
oh_line_8101705_200841653 |  | ABCD | node_8101705_201018474 | node_8101705_200841653 | 224.37 | bal_3P_1/0AA | 8101705 | no | no |  |  | no |  |  | 0 | 0 | 0 | 0
oh_line_8101705_200841656 |  | ABCD | node_8101705_200841657 | node_8101705_200841656 | 188.755 | bal_3P_1/0AA | 8101705 | no | no |  |  | no |  |  | 0 | 0 | 0 | 0
oh_line_8101705_200841657 |  | ABCD | node_8101705_200841659 | node_8101705_200841657 | 244.478 | bal_3P_1/0AA | 8101705 | no | no |  |  | no |  |  | 0 | 0 | 0 | 0
oh_line_8101705_200841659 |  | ABCD | node_8101705_200843678 | node_8101705_200841659 | 90.063 | bal_3P_1/0AA | 8101705 | no | no |  |  | no |  |  | 0 | 0 | 0 | 0
oh_line_8101705_200841660 |  | ABCD | node_8101705_200841661 | node_8101705_200841660 | 265.991 | bal_3P_4/0AC | 8101705 | no | no |  |  | no |  |  | 0 | 0 | 0 | 0
oh_line_8101705_200841661 |  | ABCD | node_8101705_200841664 | node_8101705_200841661 | 149.438 | bal_3P_4/0AC | 8101705 | no | no |  |  | no |  |  | 0 | 0 | 0 | 0
oh_line_8101705_200841664 |  | ABCD | node_8101705_200841666 | node_8101705_200841664 | 168.286 | bal_3P_1/0AA | 8101705 | no | no |  |  | no |  |  | 0 | 0 | 0 | 0
oh_line_8101705_200841666 |  | ABCD | node_8101705_200841667 | node_8101705_200841666 | 325.25 | bal_3P_4/0AC | 8101705 | no | no |  |  | no |  |  | 0 | 0 | 0 | 0
oh_line_8101705_200841667 |  | ABCD | node_8101705_200841670 | node_8101705_200841667 | 310.967 | bal_3P_4/0AC | 8101705 | no | no |  |  | no |  |  | 0 | 0 | 0 | 0
oh_line_8101705_200841668 |  | AD | node_8101705_200841667 | node_8101705_200841668 | 267.503 | bal_1P_2AC | 8101705 | no | no |  |  | no |  |  | 0 | 0 | 0 | 0
oh_line_8101705_200841669 |  | AD | node_8101705_200841668 | node_8101705_200841669 | 211.267 | bal_1P_2AC | 8101705 | no | no |  |  | no |  |  | 0 | 0 | 0 | 0
oh_line_8101705_200841670 |  | ABCD | node_8101705_200841989 | node_8101705_200841670 | 279.522 | bal_3P_1/0AA | 8101705 | no | no |  |  | no |  |  | 0 | 0 | 0 | 0
oh_line_8101705_200841671 |  | ABCD | node_8101705_200841670 | node_8101705_200841671 | 128.587 | bal_3P_1/0AA | 8101705 | no | no |  |  | no |  |  | 0 | 0 | 0 | 0
oh_line_8101705_200841672 |  | ABCD | node_8101705_200841670 | node_8101705_200841672 | 251.699 | bal_3P_1/0AA | 8101705 | no | no |  |  | no |  |  | 0 | 0 | 0 | 0
oh_line_8101705_200841714 |  | AD | node_8101705_200841550 | node_8101705_200841714 | 274.281 | bal_1P_4/0AC | 8101705 | no | no |  |  | no |  |  | 0 | 0 | 0 | 0
oh_line_8101705_200841715 |  | AD | node_8101705_200841714 | node_8101705_200841715 | 199.958 | bal_1P_4/0AC | 8101705 | no | no |  |  | no |  |  | 0 | 0 | 0 | 0
oh_line_8101705_200841716 |  | AD | node_8101705_200841715 | node_8101705_200841716 | 198.238 | bal_1P_4/0AC | 8101705 | no | no |  |  | no |  |  | 0 | 0 | 0 | 0
oh_line_8101705_200841718 |  | AD | node_8101705_200841716 | node_8101705_200841718 | 198.006 | bal_1P_4/0AC | 8101705 | no | no |  |  | no |  |  | 0 | 0 | 0 | 0
oh_line_8101705_200841719 |  | AD | node_8101705_200841718 | node_8101705_200841719 | 193.622 | bal_1P_4/0AC | 8101705 | no | no |  |  | no |  |  | 0 | 0 | 0 | 0
oh_line_8101705_200841720 |  | AD | node_8101705_200841719 | node_8101705_200841720 | 211.214 | bal_1P_4/0AC | 8101705 | no | no |  |  | no |  |  | 0 | 0 | 0 | 0
oh_line_8101705_200841721 |  | AD | node_8101705_200841720 | node_8101705_200841721 | 380.606 | bal_1P_4/0AC | 8101705 | no | no |  |  | no |  |  | 0 | 0 | 0 | 0
oh_line_8101705_200841723 |  | AD | node_8101705_200841721 | node_8101705_200841723 | 202.86 | bal_1P_4/0AC | 8101705 | no | no |  |  | no |  |  | 0 | 0 | 0 | 0
oh_line_8101705_200841814 |  | ABCD | node_8101705_200976108 | node_8101705_200841814 | 27.033 | unb_3P_2-2AC_1/0AA | 8101705 | no | no |  |  | no |  |  | 0 | 0 | 0 | 0
oh_line_8101705_200841815 |  | ABCD | node_8101705_200841814 | node_8101705_200841815 | 236.656 | unb_3P_2-2AC_1/0AA | 8101705 | no | no |  |  | no |  |  | 0 | 0 | 0 | 0
oh_line_8101705_200841817 |  | ABCD | node_8101705_200841815 | node_8101705_200841817 | 241.457 | unb_3P_2-2AC_1/0AA | 8101705 | no | no |  |  | no |  |  | 0 | 0 | 0 | 0
oh_line_8101705_200841976 |  | ABCD | node_8101705_200841551 | node_8101705_200841976 | 229.828 | bal_3P_4/0AA | 8101705 | no | no |  |  | no |  |  | 0 | 0 | 0 | 0
oh_line_8101705_200841977 |  | AD | node_8101705_200841976 | node_8101705_200841977 | 201.285 | bal_1P_2AC | 8101705 | no | no |  |  | no |  |  | 0 | 0 | 0 | 0
oh_line_8101705_200841978 |  | AD | node_8101705_200841977 | node_8101705_200841978 | 448.359 | bal_1P_2AC | 8101705 | no | no |  |  | no |  |  | 0 | 0 | 0 | 0
oh_line_8101705_200841979 |  | ABCD | node_8101705_200841976 | node_8101705_200841979 | 244.216 | unb_3P_2-1/0AC_1/0AA | 8101705 | no | no |  |  | no |  |  | 0 | 0 | 0 | 0
oh_line_8101705_200841980 |  | AD | node_8101705_200841979 | node_8101705_200841980 | 284.192 | bal_1P_1/0AA | 8101705 | no | no |  |  | no |  |  | 0 | 0 | 0 | 0
oh_line_8101705_200841981 |  | ABCD | node_8101705_200841979 | node_8101705_200841981 | 117.378 | unb_3P_2-1/0AC_1/0AA | 8101705 | no | no |  |  | no |  |  | 0 | 0 | 0 | 0
oh_line_8101705_200841982 |  | ABCD | node_8101705_200841981 | node_8101705_200841982 | 373.344 | unb_3P_2-1/0AC_1/0AA | 8101705 | no | no |  |  | no |  |  | 0 | 0 | 0 | 0
oh_line_8101705_200841983 |  | AD | node_8101705_200841982 | node_8101705_200841983 | 331.144 | bal_1P_1/0AC | 8101705 | no | no |  |  | no |  |  | 0 | 0 | 0 | 0
oh_line_8101705_200841984 |  | ABCD | node_8101705_200841982 | node_8101705_200841984 | 240.833 | bal_3P_1/0AA | 8101705 | no | no |  |  | no |  |  | 0 | 0 | 0 | 0
oh_line_8101705_200841985 |  | ABCD | node_8101705_200841984 | node_8101705_200841985 | 261.138 | bal_3P_1/0AA | 8101705 | no | no |  |  | no |  |  | 0 | 0 | 0 | 0
oh_line_8101705_200841986 |  | ABCD | node_8101705_200841985 | node_8101705_200841986 | 245.775 | bal_3P_1/0AA | 8101705 | no | no |  |  | no |  |  | 0 | 0 | 0 | 0
oh_line_8101705_200841987 |  | ABCD | node_8101705_200841986 | node_8101705_200841987 | 250.994 | bal_3P_1/0AA | 8101705 | no | no |  |  | no |  |  | 0 | 0 | 0 | 0
oh_line_8101705_200841988 |  | ABCD | node_8101705_200841987 | node_8101705_200841988 | 256.402 | bal_3P_1/0AA | 8101705 | no | no |  |  | no |  |  | 0 | 0 | 0 | 0
oh_line_8101705_200841989 |  | ABCD | node_8101705_200841988 | node_8101705_200841989 | 278.569 | bal_3P_1/0AA | 8101705 | no | no |  |  | no |  |  | 0 | 0 | 0 | 0
oh_line_8101705_200842035 |  | AD | node_8101705_200843629 | node_8101705_200842035 | 377.18 | bal_1P_1/0AA | 8101705 | no | no |  |  | no |  |  | 0 | 0 | 0 | 0
oh_line_8101705_200842036 |  | AD | node_8101705_200842035 | node_8101705_200842036 | 216.188 | bal_1P_1/0AA | 8101705 | no | no |  |  | no |  |  | 0 | 0 | 0 | 0
oh_line_8101705_200842037 |  | AD | node_8101705_200842036 | node_8101705_200842037 | 266.59 | bal_1P_1/0AA | 8101705 | no | no |  |  | no |  |  | 0 | 0 | 0 | 0
oh_line_8101705_200842038 |  | AD | node_8101705_200842037 | node_8101705_200842038 | 273.911 | bal_1P_1/0AA | 8101705 | no | no |  |  | no |  |  | 0 | 0 | 0 | 0
oh_line_8101705_200843000 |  | ABCD | node_8101705_200841653 | node_8101705_200843000 | 244.582 | bal_3P_1/0AA | 8101705 | no | no |  |  | no |  |  | 0 | 0 | 0 | 0
oh_line_8101705_200843001 |  | ABCD | node_8101705_200843000 | node_8101705_200843001 | 250.355 | bal_3P_1/0AA | 8101705 | no | no |  |  | no |  |  | 0 | 0 | 0 | 0
oh_line_8101705_200843002 |  | ABCD | node_8101705_200843001 | node_8101705_200843002 | 195.913 | bal_3P_1/0AA | 8101705 | no | no |  |  | no |  |  | 0 | 0 | 0 | 0
oh_line_8101705_200843003 |  | ABCD | node_8101705_200843002 | node_8101705_200843003 | 292.716 | bal_3P_1/0AA | 8101705 | no | no |  |  | no |  |  | 0 | 0 | 0 | 0
oh_line_8101705_200843004 |  | ABCD | node_8101705_200843003 | node_8101705_200843004 | 277.392 | bal_3P_1/0AA | 8101705 | no | no |  |  | no |  |  | 0 | 0 | 0 | 0
oh_line_8101705_200843005 |  | ABCD | node_8101705_200843004 | node_8101705_200843005 | 248.722 | bal_3P_1/0AA | 8101705 | no | no |  |  | no |  |  | 0 | 0 | 0 | 0
oh_line_8101705_200843006 |  | ABCD | node_8101705_200843005 | node_8101705_200843006 | 183.87 | bal_3P_1/0AA | 8101705 | no | no |  |  | no |  |  | 0 | 0 | 0 | 0
oh_line_8101705_200843497 |  | AD | node_8101705_200843572 | node_8101705_200843497 | 251.767 | bal_1P_1/0AA | 8101705 | no | no |  |  | no |  |  | 0 | 0 | 0 | 0
oh_line_8101705_200843521 |  | ABCD | node_8101705_200843522 | node_8101705_200843521 | 137.323 | bal_3P_1/0AA | 8101705 | no | no |  |  | no |  |  | 0 | 0 | 0 | 0
oh_line_8101705_200843522 |  | ABCD | node_8101705_200843523 | node_8101705_200843522 | 134.986 | bal_3P_4/0AA | 8101705 | no | no |  |  | no |  |  | 0 | 0 | 0 | 0
oh_line_8101705_200843523 |  | ABCD | node_8101705_200843526 | node_8101705_200843523 | 277.659 | bal_3P_1/0AA | 8101705 | no | no |  |  | no |  |  | 0 | 0 | 0 | 0
oh_line_8101705_200843526 |  | ABCD | node_8101705_200964539 | node_8101705_200843526 | 195.668 | bal_3P_1/0AA | 8101705 | no | no |  |  | no |  |  | 0 | 0 | 0 | 0
oh_line_8101705_200843529 |  | ABCD | node_8101705_200843530 | node_8101705_200843529 | 154.643 | bal_3P_1/0AA | 8101705 | no | no |  |  | no |  |  | 0 | 0 | 0 | 0
oh_line_8101705_200843530 |  | ABCD | node_8101705_200843533 | node_8101705_200843530 | 253.365 | bal_3P_1/0AA | 8101705 | no | no |  |  | no |  |  | 0 | 0 | 0 | 0
oh_line_8101705_200843531 |  | AD | node_8101705_200843530 | node_8101705_200843531 | 527.976 | bal_1P_2AC | 8101705 | no | no |  |  | no |  |  | 0 | 0 | 0 | 0
oh_line_8101705_200843532 |  | AD | node_8101705_200843531 | node_8101705_200843532 | 105.294 | bal_1P_2AC | 8101705 | no | no |  |  | no |  |  | 0 | 0 | 0 | 0
oh_line_8101705_200843533 |  | ABCD | node_8101705_200841503 | node_8101705_200843533 | 193.373 | bal_3P_1/0AA | 8101705 | no | no |  |  | no |  |  | 0 | 0 | 0 | 0
oh_line_8101705_200843535 |  | AD | node_8101705_200843536 | node_8101705_200843535 | 219.086 | bal_1P_1/0AC | 8101705 | no | no |  |  | no |  |  | 0 | 0 | 0 | 0
oh_line_8101705_200843536 |  | AD | node_8101705_200843537 | node_8101705_200843536 | 241.794 | bal_1P_1/0AC | 8101705 | no | no |  |  | no |  |  | 0 | 0 | 0 | 0
oh_line_8101705_200843537 |  | AD | node_8101705_200843538 | node_8101705_200843537 | 135.73 | bal_1P_1/0AC | 8101705 | no | no |  |  | no |  |  | 0 | 0 | 0 | 0
oh_line_8101705_200843538 |  | AD | node_8101705_200843539 | node_8101705_200843538 | 134.083 | bal_1P_1/0AC | 8101705 | no | no |  |  | no |  |  | 0 | 0 | 0 | 0
oh_line_8101705_200843539 |  | AD | node_8101705_200843541 | node_8101705_200843539 | 243.707 | bal_1P_1/0AC | 8101705 | no | no |  |  | no |  |  | 0 | 0 | 0 | 0
oh_line_8101705_200843541 |  | AD | node_8101705_200843543 | node_8101705_200843541 | 250.401 | bal_1P_1/0AC | 8101705 | no | no |  |  | no |  |  | 0 | 0 | 0 | 0
oh_line_8101705_200843543 |  | AD | node_8101705_200843546 | node_intto1_8101705_200843543 | 241.941 | bal_1P_1/0AC | 8101705 | no | no |  |  | no |  |  | 0 | 0 | 0 | 0
oh_line_8101705_200843546 |  | AD | node_8101705_200843547 | node_8101705_200843546 | 231.788 | bal_1P_1/0AC | 8101705 | no | no |  |  | no |  |  | 0 | 0 | 0 | 0
oh_line_8101705_200843547 |  | AD | node_8101705_200843548 | node_8101705_200843547 | 192.716 | bal_1P_1/0AC | 8101705 | no | no |  |  | no |  |  | 0 | 0 | 0 | 0
oh_line_8101705_200843548 |  | AD | node_8101705_200843549 | node_8101705_200843548 | 246.643 | bal_1P_1/0AC | 8101705 | no | no |  |  | no |  |  | 0 | 0 | 0 | 0
oh_line_8101705_200843549 |  | AD | node_8101705_200843551 | node_8101705_200843549 | 226.18 | bal_1P_1/0AC | 8101705 | no | no |  |  | no |  |  | 0 | 0 | 0 | 0
oh_line_8101705_200843551 |  | AD | node_8101705_200843552 | node_8101705_200843551 | 239.777 | bal_1P_1/0AC | 8101705 | no | no |  |  | no |  |  | 0 | 0 | 0 | 0
oh_line_8101705_200843552 |  | AD | node_8101705_200843555 | node_8101705_200843552 | 282.564 | bal_1P_1/0AC | 8101705 | no | no |  |  | no |  |  | 0 | 0 | 0 | 0
oh_line_8101705_200843553 |  | AD | node_8101705_200843552 | node_8101705_200843553 | 183.758 | bal_1P_1/0AC | 8101705 | no | no |  |  | no |  |  | 0 | 0 | 0 | 0
oh_line_8101705_200843554 |  | AD | node_8101705_200843553 | node_8101705_200843554 | 215.942 | bal_1P_1/0AC | 8101705 | no | no |  |  | no |  |  | 0 | 0 | 0 | 0
oh_line_8101705_200843555 |  | AD | node_8101705_200843556 | node_8101705_200843555 | 240.803 | bal_1P_1/0AC | 8101705 | no | no |  |  | no |  |  | 0 | 0 | 0 | 0
oh_line_8101705_200843556 |  | AD | node_8101705_200843557 | node_8101705_200843556 | 250.628 | bal_1P_1/0AC | 8101705 | no | no |  |  | no |  |  | 0 | 0 | 0 | 0
oh_line_8101705_200843557 |  | AD | node_8101705_200843559 | node_8101705_200843557 | 196.037 | bal_1P_1/0AC | 8101705 | no | no |  |  | no |  |  | 0 | 0 | 0 | 0
oh_line_8101705_200843559 |  | AD | node_8101705_200843560 | node_8101705_200843559 | 200.003 | bal_1P_1/0AC | 8101705 | no | no |  |  | no |  |  | 0 | 0 | 0 | 0
oh_line_8101705_200843560 |  | AD | node_8101705_200843561 | node_8101705_200843560 | 192.685 | bal_1P_1/0AC | 8101705 | no | no |  |  | no |  |  | 0 | 0 | 0 | 0
oh_line_8101705_200843561 |  | AD | node_8101705_200843562 | node_8101705_200843561 | 193.452 | bal_1P_1/0AC | 8101705 | no | no |  |  | no |  |  | 0 | 0 | 0 | 0
oh_line_8101705_200843562 |  | AD | node_8101705_200843563 | node_8101705_200843562 | 168.331 | bal_1P_1/0AC | 8101705 | no | no |  |  | no |  |  | 0 | 0 | 0 | 0
oh_line_8101705_200843563 |  | AD | node_8101705_200843566 | node_8101705_200843563 | 269.192 | bal_1P_1/0AC | 8101705 | no | no |  |  | no |  |  | 0 | 0 | 0 | 0
oh_line_8101705_200843564 |  | AD | node_8101705_200843563 | node_8101705_200843564 | 302.255 | bal_1P_2AC | 8101705 | no | no |  |  | no |  |  | 0 | 0 | 0 | 0
oh_line_8101705_200843566 |  | AD | node_8101705_200843567 | node_8101705_200843566 | 251.689 | bal_1P_1/0AC | 8101705 | no | no |  |  | no |  |  | 0 | 0 | 0 | 0
oh_line_8101705_200843567 |  | AD | node_8101705_200843568 | node_8101705_200843567 | 243.8 | bal_1P_1/0AC | 8101705 | no | no |  |  | no |  |  | 0 | 0 | 0 | 0
oh_line_8101705_200843568 |  | AD | node_8101705_200843569 | node_8101705_200843568 | 249.958 | bal_1P_1/0AC | 8101705 | no | no |  |  | no |  |  | 0 | 0 | 0 | 0
oh_line_8101705_200843569 |  | AD | node_8101705_200843570 | node_8101705_200843569 | 249.632 | bal_1P_1/0AC | 8101705 | no | no |  |  | no |  |  | 0 | 0 | 0 | 0
oh_line_8101705_200843570 |  | AD | node_8101705_200843571 | node_8101705_200843570 | 254.814 | bal_1P_1/0AC | 8101705 | no | no |  |  | no |  |  | 0 | 0 | 0 | 0
oh_line_8101705_200843571 |  | AD | node_8101705_200843573 | node_8101705_200843571 | 167.396 | bal_1P_1/0AC | 8101705 | no | no |  |  | no |  |  | 0 | 0 | 0 | 0
oh_line_8101705_200843572 |  | AD | node_8101705_200843571 | node_8101705_200843572 | 60.95 | bal_1P_1/0AA | 8101705 | no | no |  |  | no |  |  | 0 | 0 | 0 | 0
oh_line_8101705_200843573 |  | AD | node_8101705_200843575 | node_8101705_200843573 | 246.833 | bal_1P_2AC | 8101705 | no | no |  |  | no |  |  | 0 | 0 | 0 | 0
oh_line_8101705_200843575 |  | AD | node_8101705_200843576 | node_8101705_200843575 | 201.24 | bal_1P_2AC | 8101705 | no | no |  |  | no |  |  | 0 | 0 | 0 | 0
oh_line_8101705_200843576 |  | AD | node_8101705_200843579 | node_8101705_200843576 | 129.77 | bal_1P_2AC | 8101705 | no | no |  |  | no |  |  | 0 | 0 | 0 | 0
oh_line_8101705_200843579 |  | AD | node_8101705_200843580 | node_8101705_200843579 | 183.447 | bal_1P_2AC | 8101705 | no | no |  |  | no |  |  | 0 | 0 | 0 | 0
oh_line_8101705_200843580 |  | AD | node_8101705_200843582 | node_8101705_200843580 | 195.243 | bal_1P_2AC | 8101705 | no | no |  |  | no |  |  | 0 | 0 | 0 | 0
oh_line_8101705_200843582 |  | AD | node_8101705_200843584 | node_8101705_200843582 | 165.442 | bal_1P_2AC | 8101705 | no | no |  |  | no |  |  | 0 | 0 | 0 | 0
oh_line_8101705_200843584 |  | AD | node_8101705_200824861 | node_8101705_200843584 | 215.039 | bal_1P_2AC | 8101705 | no | no |  |  | no |  |  | 0 | 0 | 0 | 0
oh_line_8101705_200843585-1 |  | AD | node_1379888_126_15327104_537 | node_8101705_200843585 | 5.149 | bal_1P_4/0AA | 8101705 | no | no |  |  | no |  |  | 0 | 0 | 0 | 0
oh_line_8101705_200843585-2 |  | AD | node_8101705_200843586 | node_1379888_126_15327104_537 | 204.085 | bal_1P_4/0AA | 8101705 | no | no |  |  | no |  |  | 0 | 0 | 0 | 0
oh_line_8101705_200843586 |  | AD | node_8101705_200843588 | node_8101705_200843586 | 197.178 | bal_1P_4/0AA | 8101705 | no | no |  |  | no |  |  | 0 | 0 | 0 | 0
oh_line_8101705_200843588 |  | AD | node_8101705_200843590 | node_8101705_200843588 | 89.519 | bal_1P_4/0AA | 8101705 | no | no |  |  | no |  |  | 0 | 0 | 0 | 0
oh_line_8101705_200843590 |  | AD | node_8101705_200843591 | node_intto1_8101705_200843590 | 189.263 | bal_1P_4/0AA | 8101705 | no | no |  |  | no |  |  | 0 | 0 | 0 | 0
oh_line_8101705_200843591 |  | AD | node_8101705_200843592 | node_8101705_200843591 | 209.239 | bal_1P_4/0AA | 8101705 | no | no |  |  | no |  |  | 0 | 0 | 0 | 0
oh_line_8101705_200843592 |  | AD | node_8101705_200843594 | node_8101705_200843592 | 148.019 | bal_1P_4/0AA | 8101705 | no | no |  |  | no |  |  | 0 | 0 | 0 | 0
oh_line_8101705_200843594 |  | AD | node_8101705_200843597 | node_8101705_200843594 | 119.288 | bal_1P_4/0AA | 8101705 | no | no |  |  | no |  |  | 0 | 0 | 0 | 0
oh_line_8101705_200843595 |  | AD | node_8101705_200843594 | node_8101705_200843595 | 186.808 | bal_1P_1/0AA | 8101705 | no | no |  |  | no |  |  | 0 | 0 | 0 | 0
oh_line_8101705_200843596 |  | AD | node_8101705_200843595 | node_8101705_200843596 | 144.825 | bal_1P_1/0AA | 8101705 | no | no |  |  | no |  |  | 0 | 0 | 0 | 0
oh_line_8101705_200843597-1 |  | AN | node_220522159 | node_8101705_200843597 | 12.937 | bal_1P_4/0AA_4/0AA(N) | 8101705 | no | no |  |  | no |  |  | 0 | 0 | 0 | 0
oh_line_8101705_200843597-2 |  | AN | node_220387964 | node_intto1_220522159 | 26.516 | bal_1P_4/0AA_4/0AA(N) | 8101705 | no | no |  |  | no |  |  | 0 | 0 | 0 | 0
oh_line_8101705_200843597-3 |  | AN | node_8101705_200843598 | node_intto1_220387964 | 132.707 | bal_1P_4/0AA_4/0AA(N) | 8101705 | no | no |  |  | no |  |  | 0 | 0 | 0 | 0
oh_line_8101705_200843598 |  | AN | node_8101705_200843600 | node_8101705_200843598 | 174.178 | bal_1P_4/0AA_4/0AA(N) | 8101705 | no | no |  |  | no |  |  | 0 | 0 | 0 | 0
oh_line_8101705_200843599 |  | AN | node_8101705_200843598 | node_8101705_200843599 | 63.154 | bal_1P_4/0AA_4/0AA(N) | 8101705 | no | no |  |  | no |  |  | 0 | 0 | 0 | 0
oh_line_8101705_200843600 |  | AN | node_8101705_200843602 | node_8101705_200843600 | 155.326 | bal_1P_4/0AA_4/0AA(N) | 8101705 | no | no |  |  | no |  |  | 0 | 0 | 0 | 0
oh_line_8101705_200843602 |  | AN | node_8101705_200843603 | node_8101705_200843602 | 163.342 | bal_1P_4/0AA_4/0AA(N) | 8101705 | no | no |  |  | no |  |  | 0 | 0 | 0 | 0
oh_line_8101705_200843603 |  | AN | node_8101705_200843604 | node_8101705_200843603 | 248.395 | bal_1P_4/0AA_4/0AA(N) | 8101705 | no | no |  |  | no |  |  | 0 | 0 | 0 | 0
oh_line_8101705_200843604 |  | AN | node_8101705_200843605 | node_8101705_200843604 | 263.57 | bal_1P_4/0AA_4/0AA(N) | 8101705 | no | no |  |  | no |  |  | 0 | 0 | 0 | 0
oh_line_8101705_200843605 |  | ABCN | node_8101705_200843607 | node_intto1_8101705_200843605 | 205.124 | bal_3P_4/0AA_1/0AC(N) | 8101705 | no | no |  |  | no |  |  | 0 | 0 | 0 | 0
oh_line_8101705_200843607 |  | ABCN | node_8101705_200843608 | node_8101705_200843607 | 220.763 | bal_3P_4/0AA_1/0AA(N) | 8101705 | no | no |  |  | no |  |  | 0 | 0 | 0 | 0
oh_line_8101705_200843608 |  | ABCN | node_8101705_200824878 | node_8101705_200843608 | 169.429 | bal_3P_4/0AA_4/0AC(N) | 8101705 | no | no |  |  | no |  |  | 0 | 0 | 0 | 0
oh_line_8101705_200843609 |  | ABCN | node_8101705_200843608 | node_8101705_200843609 | 199.362 | bal_3P_1/0AA_2AC(N) | 8101705 | no | no |  |  | no |  |  | 0 | 0 | 0 | 0
oh_line_8101705_200843610 |  | ABCD | node_8101705_200974984 | node_8101705_200843610 | 221.804 | unb_3P_2-2AC_1/0AA | 8101705 | no | no |  |  | no |  |  | 0 | 0 | 0 | 0
oh_line_8101705_200843612 |  | ABCD | node_8101705_200974982 | node_8101705_200843612 | 243.462 | unb_3P_2-2AC_1/0AA | 8101705 | no | no |  |  | no |  |  | 0 | 0 | 0 | 0
oh_line_8101705_200843614 |  | ABCD | node_8101705_200843612 | node_8101705_200843614 | 188.397 | unb_3P_2-2AC_1/0AA | 8101705 | no | no |  |  | no |  |  | 0 | 0 | 0 | 0
oh_line_8101705_200843615 |  | ABCD | node_8101705_200843614 | node_8101705_200843615 | 253.123 | unb_3P_2-2AC_1/0AA | 8101705 | no | no |  |  | no |  |  | 0 | 0 | 0 | 0
oh_line_8101705_200843618 |  | AD | node_8101705_200976108 | node_intto1_8101705_200843618 | 175.29 | bal_1P_2AC | 8101705 | no | no |  |  | no |  |  | 0 | 0 | 0 | 0
oh_line_8101705_200843619 |  | AD | node_8101705_200843618 | node_8101705_200843619 | 205.37 | bal_1P_2AC | 8101705 | no | no |  |  | no |  |  | 0 | 0 | 0 | 0
oh_line_8101705_200843620 |  | AD | node_8101705_200843619 | node_8101705_200843620 | 196.756 | bal_1P_2AC | 8101705 | no | no |  |  | no |  |  | 0 | 0 | 0 | 0
oh_line_8101705_200843621 |  | AD | node_8101705_200843620 | node_8101705_200843621 | 197.704 | bal_1P_2AC | 8101705 | no | no |  |  | no |  |  | 0 | 0 | 0 | 0
oh_line_8101705_200843622 |  | AD | node_8101705_200843621 | node_8101705_200843622 | 170.488 | bal_1P_2AC | 8101705 | no | no |  |  | no |  |  | 0 | 0 | 0 | 0
oh_line_8101705_200843624 |  | AD | node_8101705_200843622 | node_8101705_200843624 | 268.113 | bal_1P_1/0AA | 8101705 | no | no |  |  | no |  |  | 0 | 0 | 0 | 0
oh_line_8101705_200843625 |  | AD | node_8101705_200843621 | node_8101705_200843625 | 325.401 | bal_1P_2AC | 8101705 | no | no |  |  | no |  |  | 0 | 0 | 0 | 0
oh_line_8101705_200843627 |  | AD | node_8101705_201065564 | node_8101705_200843627 | 155.81 | bal_1P_2AC | 8101705 | no | no |  |  | no |  |  | 0 | 0 | 0 | 0
oh_line_8101705_200843629 |  | AD | node_8101705_200843627 | node_8101705_200843629 | 326.371 | bal_1P_2AC | 8101705 | no | no |  |  | no |  |  | 0 | 0 | 0 | 0
oh_line_8101705_200843630 |  | AD | node_8101705_200843629 | node_8101705_200843630 | 239.124 | bal_1P_2AC | 8101705 | no | no |  |  | no |  |  | 0 | 0 | 0 | 0
oh_line_8101705_200843672 |  | AD | node_8101705_200843720 | node_8101705_200843672 | 295.005 | bal_1P_4CU | 8101705 | no | no |  |  | no |  |  | 0 | 0 | 0 | 0
oh_line_8101705_200843674 |  | AD | node_8101705_201040452 | node_8101705_200843674 | 194.833 | bal_1P_4CU | 8101705 | no | no |  |  | no |  |  | 0 | 0 | 0 | 0
oh_line_8101705_200843675 |  | AD | node_8101705_200843674 | node_8101705_200843675 | 203.315 | bal_1P_4CU | 8101705 | no | no |  |  | no |  |  | 0 | 0 | 0 | 0
oh_line_8101705_200843676 |  | AD | node_8101705_200843675 | node_8101705_200843676 | 251.975 | bal_1P_4CU | 8101705 | no | no |  |  | no |  |  | 0 | 0 | 0 | 0
oh_line_8101705_200843677 |  | AD | node_8101705_200843676 | node_8101705_200843677 | 285.788 | bal_1P_4CU | 8101705 | no | no |  |  | no |  |  | 0 | 0 | 0 | 0
oh_line_8101705_200843678 |  | ABCD | node_8101705_200841660 | node_8101705_200843678 | 251.494 | bal_3P_4/0AC | 8101705 | no | no |  |  | no |  |  | 0 | 0 | 0 | 0
oh_line_8101705_200843680 |  | AD | node_8101705_200969958 | node_8101705_200843680 | 306.242 | bal_1P_4CU | 8101705 | no | no |  |  | no |  |  | 0 | 0 | 0 | 0
oh_line_8101705_200843681 |  | AD | node_8101705_200843680 | node_8101705_200843681 | 211.7 | bal_1P_2AC | 8101705 | no | no |  |  | no |  |  | 0 | 0 | 0 | 0
oh_line_8101705_200843682 |  | AD | node_8101705_200843680 | node_8101705_200843682 | 213.296 | bal_1P_4CU | 8101705 | no | no |  |  | no |  |  | 0 | 0 | 0 | 0
oh_line_8101705_200843685 |  | AD | node_8101705_201040453 | node_8101705_200843685 | 144.878 | bal_1P_4CU | 8101705 | no | no |  |  | no |  |  | 0 | 0 | 0 | 0
oh_line_8101705_200843689 |  | AD | node_8101705_200843685 | node_8101705_200843689 | 155.059 | bal_1P_4CU | 8101705 | no | no |  |  | no |  |  | 0 | 0 | 0 | 0
oh_line_8101705_200843690 |  | AD | node_8101705_200843689 | node_8101705_200843690 | 243.228 | bal_1P_4CU | 8101705 | no | no |  |  | no |  |  | 0 | 0 | 0 | 0
oh_line_8101705_200843692 |  | AD | node_8101705_200843690 | node_8101705_200843692 | 196.851 | bal_1P_4CU | 8101705 | no | no |  |  | no |  |  | 0 | 0 | 0 | 0
oh_line_8101705_200843693 |  | AD | node_8101705_200843692 | node_8101705_200843693 | 176.533 | bal_1P_4CU | 8101705 | no | no |  |  | no |  |  | 0 | 0 | 0 | 0
oh_line_8101705_200843694 |  | AD | node_8101705_200843693 | node_8101705_200843694 | 202.645 | bal_1P_4CU | 8101705 | no | no |  |  | no |  |  | 0 | 0 | 0 | 0
oh_line_8101705_200843696 |  | AD | node_8101705_200843694 | node_8101705_200843696 | 202.068 | bal_1P_4CU | 8101705 | no | no |  |  | no |  |  | 0 | 0 | 0 | 0
oh_line_8101705_200843697 |  | ABCD | node_8101705_200843698 | node_8101705_200843697 | 301.35 | bal_3P_2AC | 8101705 | no | no |  |  | no |  |  | 0 | 0 | 0 | 0
oh_line_8101705_200843698 |  | ABCD | node_8101705_200843700 | node_8101705_200843698 | 286.839 | bal_3P_2AC | 8101705 | no | no |  |  | no |  |  | 0 | 0 | 0 | 0
oh_line_8101705_200843700 |  | ABCD | node_8101705_200843701 | node_8101705_200843700 | 386.116 | bal_3P_2AC | 8101705 | no | no |  |  | no |  |  | 0 | 0 | 0 | 0
oh_line_8101705_200843701 |  | ABCD | node_8101705_200843704 | node_8101705_200843701 | 181.507 | bal_3P_2AC | 8101705 | no | no |  |  | no |  |  | 0 | 0 | 0 | 0
oh_line_8101705_200843704 |  | ABCD | node_8101705_200843706 | node_8101705_200843704 | 250.699 | bal_3P_2AC | 8101705 | no | no |  |  | no |  |  | 0 | 0 | 0 | 0
oh_line_8101705_200843706 |  | ABCD | node_8101705_200841976 | node_8101705_200843706 | 177.771 | bal_3P_1/0AA | 8101705 | no | no |  |  | no |  |  | 0 | 0 | 0 | 0
oh_line_8101705_200843708 |  | AD | node_8101705_201040449 | node_8101705_200843708 | 190.008 | bal_1P_4CU | 8101705 | no | no |  |  | no |  |  | 0 | 0 | 0 | 0
oh_line_8101705_200843710 |  | AD | node_8101705_200843708 | node_8101705_200843710 | 356.342 | bal_1P_1/0AC | 8101705 | no | no |  |  | no |  |  | 0 | 0 | 0 | 0
oh_line_8101705_200843712 |  | AD | node_8101705_201040454 | node_8101705_200843712 | 125.741 | bal_1P_4CU | 8101705 | no | no |  |  | no |  |  | 0 | 0 | 0 | 0
oh_line_8101705_200843713 |  | AD | node_8101705_200843712 | node_8101705_200843713 | 131.671 | bal_1P_4CU | 8101705 | no | no |  |  | no |  |  | 0 | 0 | 0 | 0
oh_line_8101705_200843714 |  | AD | node_8101705_200843713 | node_8101705_200843714 | 79.476 | bal_1P_1/0AA | 8101705 | no | no |  |  | no |  |  | 0 | 0 | 0 | 0
oh_line_8101705_200843715 |  | AD | node_8101705_200843714 | node_8101705_200843715 | 364.118 | bal_1P_1/0AA | 8101705 | no | no |  |  | no |  |  | 0 | 0 | 0 | 0
oh_line_8101705_200843716 |  | AD | node_8101705_200843715 | node_8101705_200843716 | 358.861 | bal_1P_1/0AA | 8101705 | no | no |  |  | no |  |  | 0 | 0 | 0 | 0
oh_line_8101705_200843717 |  | AD | node_8101705_200843716 | node_8101705_200843717 | 327.575 | bal_1P_1/0AA | 8101705 | no | no |  |  | no |  |  | 0 | 0 | 0 | 0
oh_line_8101705_200843720 |  | AD | node_8101705_201040451 | node_8101705_200843720 | 247.05 | bal_1P_4CU | 8101705 | no | no |  |  | no |  |  | 0 | 0 | 0 | 0
oh_line_8101705_200843722 |  | AD | node_8101705_200843696 | node_8101705_200843722 | 186.025 | bal_1P_4DCW | 8101705 | no | no |  |  | no |  |  | 0 | 0 | 0 | 0
oh_line_8101705_200843723 |  | AD | node_8101705_200843722 | node_8101705_200843723 | 261.044 | bal_1P_4DCW | 8101705 | no | no |  |  | no |  |  | 0 | 0 | 0 | 0
oh_line_8101705_200843725 |  | AD | node_8101705_200843723 | node_8101705_200843725 | 283.707 | bal_1P_4DCW | 8101705 | no | no |  |  | no |  |  | 0 | 0 | 0 | 0
oh_line_8101705_200843726 |  | AD | node_8101705_200843725 | node_8101705_200843726 | 358.786 | bal_1P_2AC | 8101705 | no | no |  |  | no |  |  | 0 | 0 | 0 | 0
oh_line_8101705_200843727 |  | AD | node_8101705_200843730 | node_8101705_200843727 | 294.136 | bal_1P_1/0AA | 8101705 | no | no |  |  | no |  |  | 0 | 0 | 0 | 0
oh_line_8101705_200843728 |  | AD | node_8101705_200843727 | node_8101705_200843728 | 388.764 | bal_1P_2AC | 8101705 | no | no |  |  | no |  |  | 0 | 0 | 0 | 0
oh_line_8101705_200843729 |  | AD | node_8101705_200843728 | node_8101705_200843729 | 278.967 | bal_1P_2AC | 8101705 | no | no |  |  | no |  |  | 0 | 0 | 0 | 0
oh_line_8101705_200843730 |  | AD | node_8101705_200843731 | node_intto1_8101705_200843730 | 173.595 | bal_1P_1/0AA | 8101705 | no | no |  |  | no |  |  | 0 | 0 | 0 | 0
oh_line_8101705_200843731 |  | ABCD | node_8101705_201026829 | node_8101705_200843731 | 405.89 | bal_3P_2AC | 8101705 | no | no |  |  | no |  |  | 0 | 0 | 0 | 0
oh_line_8101705_200843732 |  | ABCN | node_8101705_200843605 | node_8101705_200843732 | 295.017 | bal_3P_4/0AA_1/0AA(N) | 8101705 | no | no |  |  | no |  |  | 0 | 0 | 0 | 0
oh_line_8101705_200843733 |  | ABCN | node_8101705_200843732 | node_8101705_200843733 | 225.279 | bal_3P_4/0AA_1/0AA(N) | 8101705 | no | no |  |  | no |  |  | 0 | 0 | 0 | 0
oh_line_8101705_200843734 |  | ABCN | node_8101705_200843733 | node_8101705_200843734 | 168.565 | bal_3P_4/0AA_4/0AL(N) | 8101705 | no | no |  |  | no |  |  | 0 | 0 | 0 | 0
oh_line_8101705_200843735 |  | ABCN | node_8101705_200843734 | node_8101705_200843735 | 145.393 | bal_3P_4/0AA_1/0AA(N) | 8101705 | no | no |  |  | no |  |  | 0 | 0 | 0 | 0
oh_line_8101705_200843736 |  | ABCN | node_8101705_200843735 | node_8101705_200843736 | 120.898 | bal_3P_4/0AA_1/0AA(N) | 8101705 | no | no |  |  | no |  |  | 0 | 0 | 0 | 0
oh_line_8101705_200843737 |  | AN | node_8101705_200843736 | node_intto1_8101705_200843737 | 114.545 | bal_1P_2AC_2AC(N) | 8101705 | no | no |  |  | no |  |  | 0 | 0 | 0 | 0
oh_line_8101705_200843738 |  | AN | node_8101705_200843737 | node_8101705_200843738 | 147.804 | bal_1P_2AC_2AC(N) | 8101705 | no | no |  |  | no |  |  | 0 | 0 | 0 | 0
oh_line_8101705_200843739 |  | AN | node_8101705_200843738 | node_8101705_200843739 | 139.518 | bal_1P_2AC_2AC(N) | 8101705 | no | no |  |  | no |  |  | 0 | 0 | 0 | 0
oh_line_8101705_200843741 |  | ABCN | node_8101705_200843736 | node_8101705_200843741 | 295.898 | bal_3P_4/0AA_1/0AA(N) | 8101705 | no | no |  |  | no |  |  | 0 | 0 | 0 | 0
oh_line_8101705_200914631 |  | AD | node_8101705_200822830 | node_8101705_200914631 | 94.601 | bal_1P_2AC | 8101705 | no | no |  |  | no |  |  | 0 | 0 | 0 | 0
oh_line_8101705_200914642 |  | AN | node_8101705_200823149 | node_intto1_8101705_200914642 | 571.476 | bal_1P_1/0AA_1/0AA(N) | 8101705 | no | no |  |  | no |  |  | 0 | 0 | 0 | 0
oh_line_8101705_200914648 |  | ABCD | node_8101705_200841237 | node_8101705_200914648 | 231.095 | bal_3P_2AC | 8101705 | no | no |  |  | no |  |  | 0 | 0 | 0 | 0
oh_line_8101705_200914649 |  | ABCN | node_8101705_200948220 | node_8101705_200914649 | 195.987 | bal_3P_1/0AA_1/0AA(N) | 8101705 | no | no |  |  | no |  |  | 0 | 0 | 0 | 0
oh_line_8101705_200916306 |  | ABCN | node_8101705_200821262 | node_8101705_200916306 | 42.439 | bal_3P_1/0AA_1/0AA(N) | 8101705 | no | no |  |  | no |  |  | 0 | 0 | 0 | 0
oh_line_8101705_200916329 |  | AD | node_8101705_200843533 | node_8101705_200916329 | 182.673 | bal_1P_1/0AC | 8101705 | no | no |  |  | no |  |  | 0 | 0 | 0 | 0
oh_line_8101705_200947777 |  | ABCN | node_8101705_201021268 | node_8101705_200947777 | 143.23 | bal_3P_477AL_4/0AA(N) | 8101705 | no | no |  |  | no |  |  | 0 | 0 | 0 | 0
oh_line_8101705_200948198 |  | ABCN | node_8101705_200949136 | node_8101705_200948198 | 231.758 | bal_3P_1/0AA_1/0AA(N) | 8101705 | no | no |  |  | no |  |  | 0 | 0 | 0 | 0
oh_line_8101705_200948199 |  | ABCN | node_8101705_200948198 | node_8101705_200948199 | 285.068 | bal_3P_1/0AA_1/0AA(N) | 8101705 | no | no |  |  | no |  |  | 0 | 0 | 0 | 0
oh_line_8101705_200948200 |  | ABCN | node_8101705_200948199 | node_8101705_200948200 | 161.571 | bal_3P_1/0AA_1/0AA(N) | 8101705 | no | no |  |  | no |  |  | 0 | 0 | 0 | 0
oh_line_8101705_200948201 |  | ABCN | node_8101705_200948200 | node_8101705_200948201 | 233.511 | bal_3P_1/0AA_1/0AA(N) | 8101705 | no | no |  |  | no |  |  | 0 | 0 | 0 | 0
oh_line_8101705_200948202 |  | ABCN | node_8101705_200948201 | node_8101705_200948202 | 297.449 | bal_3P_1/0AA_1/0AA(N) | 8101705 | no | no |  |  | no |  |  | 0 | 0 | 0 | 0
oh_line_8101705_200948203 |  | ABCN | node_8101705_200948202 | node_8101705_200948203 | 174.642 | bal_3P_1/0AA_1/0AA(N) | 8101705 | no | no |  |  | no |  |  | 0 | 0 | 0 | 0
oh_line_8101705_200948204 |  | ABCN | node_8101705_200948203 | node_8101705_200948204 | 212.923 | bal_3P_1/0AA_1/0AA(N) | 8101705 | no | no |  |  | no |  |  | 0 | 0 | 0 | 0
oh_line_8101705_200948205 |  | ABCN | node_8101705_200948204 | node_8101705_200948205 | 200.299 | bal_3P_1/0AA_1/0AA(N) | 8101705 | no | no |  |  | no |  |  | 0 | 0 | 0 | 0
oh_line_8101705_200948206 |  | ABCN | node_8101705_200948205 | node_8101705_200948206 | 236.022 | bal_3P_1/0AA_1/0AA(N) | 8101705 | no | no |  |  | no |  |  | 0 | 0 | 0 | 0
oh_line_8101705_200948207 |  | ABCN | node_8101705_200948206 | node_8101705_200948207 | 222.53 | bal_3P_1/0AA_1/0AA(N) | 8101705 | no | no |  |  | no |  |  | 0 | 0 | 0 | 0
oh_line_8101705_200948208 |  | ABCN | node_8101705_200948207 | node_8101705_200948208 | 246.194 | bal_3P_1/0AA_1/0AA(N) | 8101705 | no | no |  |  | no |  |  | 0 | 0 | 0 | 0
oh_line_8101705_200948209 |  | ABCN | node_8101705_200948208 | node_8101705_200948209 | 239.947 | bal_3P_1/0AA_1/0AA(N) | 8101705 | no | no |  |  | no |  |  | 0 | 0 | 0 | 0
oh_line_8101705_200948210 |  | ABCN | node_8101705_200948209 | node_8101705_200948210 | 237.324 | bal_3P_1/0AA_1/0AA(N) | 8101705 | no | no |  |  | no |  |  | 0 | 0 | 0 | 0
oh_line_8101705_200948211 |  | ABCN | node_8101705_200948210 | node_8101705_200948211 | 220.751 | bal_3P_1/0AA_1/0AA(N) | 8101705 | no | no |  |  | no |  |  | 0 | 0 | 0 | 0
oh_line_8101705_200948212 |  | ABCN | node_8101705_200948211 | node_8101705_200948212 | 247.756 | bal_3P_1/0AA_1/0AA(N) | 8101705 | no | no |  |  | no |  |  | 0 | 0 | 0 | 0
oh_line_8101705_200948213 |  | ABCN | node_8101705_200817398 | node_8101705_200948213 | 270.968 | bal_3P_1/0AA_1/0AA(N) | 8101705 | no | no |  |  | no |  |  | 0 | 0 | 0 | 0
oh_line_8101705_200948214 |  | ABCN | node_8101705_200948213 | node_8101705_200948214 | 261.839 | bal_3P_1/0AA_1/0AA(N) | 8101705 | no | no |  |  | no |  |  | 0 | 0 | 0 | 0
oh_line_8101705_200948215 |  | ABCN | node_8101705_200948214 | node_8101705_200948215 | 261.932 | bal_3P_1/0AA_1/0AA(N) | 8101705 | no | no |  |  | no |  |  | 0 | 0 | 0 | 0
oh_line_8101705_200948216 |  | ABCN | node_8101705_200948215 | node_8101705_200948216 | 271.538 | bal_3P_1/0AA_1/0AA(N) | 8101705 | no | no |  |  | no |  |  | 0 | 0 | 0 | 0
oh_line_8101705_200948217 |  | ABCN | node_8101705_200948216 | node_8101705_200948217 | 271.859 | bal_3P_1/0AA_1/0AA(N) | 8101705 | no | no |  |  | no |  |  | 0 | 0 | 0 | 0
oh_line_8101705_200948218 |  | ABCN | node_8101705_200948217 | node_8101705_200948218 | 238.855 | bal_3P_1/0AA_1/0AA(N) | 8101705 | no | no |  |  | no |  |  | 0 | 0 | 0 | 0
oh_line_8101705_200948219 |  | ABCN | node_8101705_200948218 | node_8101705_200948219 | 236.482 | bal_3P_1/0AA_1/0AA(N) | 8101705 | no | no |  |  | no |  |  | 0 | 0 | 0 | 0
oh_line_8101705_200948220 |  | ABCN | node_8101705_200948219 | node_intto1_8101705_200948220 | 264.493 | bal_3P_1/0AA_1/0AA(N) | 8101705 | no | no |  |  | no |  |  | 0 | 0 | 0 | 0
oh_line_8101705_200949084 |  | ABCN | node_8101705_200949150 | node_8101705_200949084 | 204.822 | bal_3P_1/0AA_1/0AA(N) | 8101705 | no | no |  |  | no |  |  | 0 | 0 | 0 | 0
oh_line_8101705_200949085 |  | ABCN | node_8101705_200949084 | node_8101705_200949085 | 254.469 | bal_3P_1/0AA_1/0AA(N) | 8101705 | no | no |  |  | no |  |  | 0 | 0 | 0 | 0
oh_line_8101705_200949086 |  | ABCN | node_8101705_200949085 | node_8101705_200949086 | 238.707 | bal_3P_1/0AA_1/0AA(N) | 8101705 | no | no |  |  | no |  |  | 0 | 0 | 0 | 0
oh_line_8101705_200949087 |  | ABCN | node_8101705_200949086 | node_8101705_200949087 | 161.95 | bal_3P_1/0AA_1/0AA(N) | 8101705 | no | no |  |  | no |  |  | 0 | 0 | 0 | 0
oh_line_8101705_200949088 |  | ABCN | node_8101705_200949087 | node_8101705_200949088 | 227.466 | bal_3P_1/0AA_1/0AA(N) | 8101705 | no | no |  |  | no |  |  | 0 | 0 | 0 | 0
oh_line_8101705_200949089 |  | ABCN | node_8101705_200949088 | node_8101705_200949089 | 227.584 | bal_3P_1/0AA_1/0AA(N) | 8101705 | no | no |  |  | no |  |  | 0 | 0 | 0 | 0
oh_line_8101705_200949090 |  | ABCN | node_8101705_200949089 | node_8101705_200949090 | 162.041 | bal_3P_1/0AA_1/0AA(N) | 8101705 | no | no |  |  | no |  |  | 0 | 0 | 0 | 0
oh_line_8101705_200949091 |  | ABCN | node_8101705_200949090 | node_8101705_200949091 | 155.093 | bal_3P_1/0AA_1/0AA(N) | 8101705 | no | no |  |  | no |  |  | 0 | 0 | 0 | 0
oh_line_8101705_200949092 |  | ABCN | node_8101705_200949091 | node_8101705_200949092 | 214.822 | bal_3P_1/0AA_1/0AA(N) | 8101705 | no | no |  |  | no |  |  | 0 | 0 | 0 | 0
oh_line_8101705_200949093 |  | ABCN | node_8101705_200949092 | node_8101705_200949093 | 219.592 | bal_3P_1/0AA_1/0AA(N) | 8101705 | no | no |  |  | no |  |  | 0 | 0 | 0 | 0
oh_line_8101705_200949094 |  | ABCN | node_8101705_200949093 | node_8101705_200949094 | 233.165 | bal_3P_1/0AA_1/0AA(N) | 8101705 | no | no |  |  | no |  |  | 0 | 0 | 0 | 0
oh_line_8101705_200949095 |  | ABCN | node_8101705_200949094 | node_8101705_200949095 | 157.396 | bal_3P_1/0AA_1/0AA(N) | 8101705 | no | no |  |  | no |  |  | 0 | 0 | 0 | 0
oh_line_8101705_200949096 |  | ABCN | node_8101705_200949095 | node_8101705_200949096 | 122.408 | bal_3P_1/0AA_1/0AA(N) | 8101705 | no | no |  |  | no |  |  | 0 | 0 | 0 | 0
oh_line_8101705_200949097 |  | ABCN | node_8101705_200949096 | node_8101705_200949097 | 262.576 | bal_3P_1/0AA_1/0AA(N) | 8101705 | no | no |  |  | no |  |  | 0 | 0 | 0 | 0
oh_line_8101705_200949098 |  | ABCN | node_8101705_200949097 | node_8101705_200949098 | 264.439 | bal_3P_1/0AA_1/0AA(N) | 8101705 | no | no |  |  | no |  |  | 0 | 0 | 0 | 0
oh_line_8101705_200949099 |  | ABCN | node_8101705_200949098 | node_8101705_200949099 | 264.607 | bal_3P_1/0AA_1/0AA(N) | 8101705 | no | no |  |  | no |  |  | 0 | 0 | 0 | 0
oh_line_8101705_200949100 |  | ABCN | node_8101705_200949099 | node_8101705_200949100 | 233.532 | bal_3P_1/0AA_1/0AA(N) | 8101705 | no | no |  |  | no |  |  | 0 | 0 | 0 | 0
oh_line_8101705_200949101 |  | ABCN | node_8101705_200949100 | node_8101705_200949101 | 153.9 | bal_3P_1/0AA_1/0AA(N) | 8101705 | no | no |  |  | no |  |  | 0 | 0 | 0 | 0
oh_line_8101705_200949102 |  | ABCN | node_8101705_200949101 | node_8101705_200949102 | 261.639 | bal_3P_1/0AA_1/0AA(N) | 8101705 | no | no |  |  | no |  |  | 0 | 0 | 0 | 0
oh_line_8101705_200949103 |  | ABCN | node_8101705_200949102 | node_8101705_200949103 | 272.38 | bal_3P_1/0AA_1/0AA(N) | 8101705 | no | no |  |  | no |  |  | 0 | 0 | 0 | 0
oh_line_8101705_200949104 |  | ABCN | node_8101705_200949103 | node_8101705_200949104 | 266.366 | bal_3P_1/0AA_1/0AA(N) | 8101705 | no | no |  |  | no |  |  | 0 | 0 | 0 | 0
oh_line_8101705_200949106 |  | ABCN | node_8101705_200949104 | node_8101705_200949106 | 268.631 | bal_3P_1/0AA_1/0AA(N) | 8101705 | no | no |  |  | no |  |  | 0 | 0 | 0 | 0
oh_line_8101705_200949107 |  | AN | node_8101705_200949106 | node_intto1_8101705_200949107 | 72.895 | bal_1P_2AC_2AC(N) | 8101705 | no | no |  |  | no |  |  | 0 | 0 | 0 | 0
oh_line_8101705_200949108 |  | AN | node_8101705_200949107 | node_8101705_200949108 | 222.176 | bal_1P_1/0AA_1/0AA(N) | 8101705 | no | no |  |  | no |  |  | 0 | 0 | 0 | 0
oh_line_8101705_200949109 |  | AN | node_8101705_200949108 | node_8101705_200949109 | 218.978 | bal_1P_1/0AA_1/0AA(N) | 8101705 | no | no |  |  | no |  |  | 0 | 0 | 0 | 0
oh_line_8101705_200949110 |  | ABCN | node_8101705_200949106 | node_8101705_200949110 | 235.857 | bal_3P_1/0AA_1/0AA(N) | 8101705 | no | no |  |  | no |  |  | 0 | 0 | 0 | 0
oh_line_8101705_200949111 |  | ABCN | node_8101705_200949110 | node_8101705_200949111 | 223.397 | bal_3P_1/0AA_1/0AA(N) | 8101705 | no | no |  |  | no |  |  | 0 | 0 | 0 | 0
oh_line_8101705_200949112 |  | ABCN | node_8101705_200949111 | node_8101705_200949112 | 274.791 | bal_3P_1/0AA_1/0AA(N) | 8101705 | no | no |  |  | no |  |  | 0 | 0 | 0 | 0
oh_line_8101705_200949113 |  | ABCN | node_8101705_200949112 | node_8101705_200949113 | 227.671 | bal_3P_1/0AA_1/0AA(N) | 8101705 | no | no |  |  | no |  |  | 0 | 0 | 0 | 0
oh_line_8101705_200949114 |  | ABCN | node_8101705_200949113 | node_8101705_200949114 | 207.739 | bal_3P_1/0AA_1/0AA(N) | 8101705 | no | no |  |  | no |  |  | 0 | 0 | 0 | 0
oh_line_8101705_200949115 |  | ABCN | node_8101705_200949114 | node_8101705_200949115 | 156.555 | bal_3P_1/0AA_1/0AA(N) | 8101705 | no | no |  |  | no |  |  | 0 | 0 | 0 | 0
oh_line_8101705_200949116 |  | ABCN | node_8101705_200949115 | node_8101705_200949116 | 182.003 | bal_3P_1/0AA_1/0AA(N) | 8101705 | no | no |  |  | no |  |  | 0 | 0 | 0 | 0
oh_line_8101705_200949117 |  | ABCN | node_8101705_200949116 | node_8101705_200949117 | 227.049 | bal_3P_1/0AA_1/0AA(N) | 8101705 | no | no |  |  | no |  |  | 0 | 0 | 0 | 0
oh_line_8101705_200949118 |  | ABCN | node_8101705_200949117 | node_8101705_200949118 | 131.619 | bal_3P_1/0AA_1/0AA(N) | 8101705 | no | no |  |  | no |  |  | 0 | 0 | 0 | 0
oh_line_8101705_200949119 |  | ABCN | node_8101705_200949118 | node_8101705_200949119 | 120.704 | bal_3P_1/0AA_1/0AA(N) | 8101705 | no | no |  |  | no |  |  | 0 | 0 | 0 | 0
oh_line_8101705_200949120 |  | ABCN | node_8101705_200949119 | node_8101705_200949120 | 71.836 | bal_3P_1/0AA_1/0AA(N) | 8101705 | no | no |  |  | no |  |  | 0 | 0 | 0 | 0
oh_line_8101705_200949122 |  | ABCN | node_8101705_200949120 | node_8101705_200949122 | 346.12 | bal_3P_1/0AA_1/0AA(N) | 8101705 | no | no |  |  | no |  |  | 0 | 0 | 0 | 0
oh_line_8101705_200949123 |  | ABCN | node_8101705_200949122 | node_8101705_200949123 | 255.835 | bal_3P_1/0AA_1/0AA(N) | 8101705 | no | no |  |  | no |  |  | 0 | 0 | 0 | 0
oh_line_8101705_200949124 |  | ABCN | node_8101705_200949123 | node_8101705_200949124 | 262.826 | bal_3P_1/0AA_1/0AA(N) | 8101705 | no | no |  |  | no |  |  | 0 | 0 | 0 | 0
oh_line_8101705_200949125 |  | ABCN | node_8101705_200949124 | node_8101705_200949125 | 193.542 | bal_3P_1/0AA_1/0AA(N) | 8101705 | no | no |  |  | no |  |  | 0 | 0 | 0 | 0
oh_line_8101705_200949126 |  | ABCN | node_8101705_200949125 | node_8101705_200949126 | 246.06 | bal_3P_1/0AA_1/0AA(N) | 8101705 | no | no |  |  | no |  |  | 0 | 0 | 0 | 0
oh_line_8101705_200949127 |  | ABCN | node_8101705_200949126 | node_8101705_200949127 | 284.39 | bal_3P_1/0AA_1/0AA(N) | 8101705 | no | no |  |  | no |  |  | 0 | 0 | 0 | 0
oh_line_8101705_200949128 |  | ABCN | node_8101705_200816693 | node_8101705_200949128 | 238.503 | bal_3P_1/0AA_1/0AA(N) | 8101705 | no | no |  |  | no |  |  | 0 | 0 | 0 | 0
oh_line_8101705_200949129 |  | ABCN | node_8101705_200949128 | node_8101705_200949129 | 245.734 | bal_3P_1/0AA_1/0AA(N) | 8101705 | no | no |  |  | no |  |  | 0 | 0 | 0 | 0
oh_line_8101705_200949130 |  | ABCN | node_8101705_200949129 | node_8101705_200949130 | 195.014 | bal_3P_1/0AA_1/0AA(N) | 8101705 | no | no |  |  | no |  |  | 0 | 0 | 0 | 0
oh_line_8101705_200949131 |  | ABCN | node_8101705_200949130 | node_8101705_200949131 | 221.852 | bal_3P_1/0AA_1/0AA(N) | 8101705 | no | no |  |  | no |  |  | 0 | 0 | 0 | 0
oh_line_8101705_200949132 |  | ABCN | node_8101705_200949131 | node_8101705_200949132 | 263.233 | bal_3P_1/0AA_1/0AA(N) | 8101705 | no | no |  |  | no |  |  | 0 | 0 | 0 | 0
oh_line_8101705_200949133 |  | ABCN | node_8101705_200949132 | node_8101705_200949133 | 232.213 | bal_3P_1/0AA_1/0AA(N) | 8101705 | no | no |  |  | no |  |  | 0 | 0 | 0 | 0
oh_line_8101705_200949134 |  | ABCN | node_8101705_200949133 | node_8101705_200949134 | 220.319 | bal_3P_1/0AA_1/0AA(N) | 8101705 | no | no |  |  | no |  |  | 0 | 0 | 0 | 0
oh_line_8101705_200949135 |  | ABCN | node_8101705_200949134 | node_8101705_200949135 | 255.079 | bal_3P_1/0AA_1/0AA(N) | 8101705 | no | no |  |  | no |  |  | 0 | 0 | 0 | 0
oh_line_8101705_200949136 |  | ABCN | node_8101705_200949135 | node_8101705_200949136 | 167.874 | bal_3P_1/0AA_1/0AA(N) | 8101705 | no | no |  |  | no |  |  | 0 | 0 | 0 | 0
oh_line_8101705_200949137-1 |  | AN | node_8101705_200949132 | node_intto1_220382474 | 90.261 | bal_1P_1/0AA_1/0AA(N) | 8101705 | no | no |  |  | no |  |  | 0 | 0 | 0 | 0
oh_line_8101705_200949137-2 |  | AN | node_220382474 | node_intto1_220522156 | 8.077 | bal_1P_1/0AA_1/0AA(N) | 8101705 | no | no |  |  | no |  |  | 0 | 0 | 0 | 0
oh_line_8101705_200949137-3 |  | AN | node_220522156 | node_8101705_200949137 | 9.318 | bal_1P_1/0AA_1/0AA(N) | 8101705 | no | no |  |  | no |  |  | 0 | 0 | 0 | 0
oh_line_8101705_200949150 |  | ABCN | node_8101705_200823232 | node_8101705_200949150 | 303.613 | bal_3P_1/0AA_1/0AA(N) | 8101705 | no | no |  |  | no |  |  | 0 | 0 | 0 | 0
oh_line_8101705_200949151 |  | ABCN | node_8101705_200824298 | node_8101705_200949151 | 322.202 | bal_3P_1/0AC_1/0AC(N) | 8101705 | no | no |  |  | no |  |  | 0 | 0 | 0 | 0
oh_line_8101705_200949152 |  | ABCN | node_8101705_200949151 | node_8101705_200949152 | 303.524 | bal_3P_1/0AC_1/0AC(N) | 8101705 | no | no |  |  | no |  |  | 0 | 0 | 0 | 0
oh_line_8101705_200950673-1 |  | ABCN | node_8101705_200823067 | node_intto1_8101705_200950673 | 63.823 | bal_3P_4/0AC_1/0AA(N) | 8101705 | no | no |  |  | no |  |  | 0 | 0 | 0 | 0
oh_line_8101705_200950719 |  | ABCN | node_8101705_200821886 | node_intto1_8101705_200950719 | 29.568 | bal_3P_4/0AC_4/0AL(N) | 8101705 | no | no |  |  | no |  |  | 0 | 0 | 0 | 0
oh_line_8101705_200953476 |  | AN | node_8101705_200822057 | node_8101705_200953476 | 101.713 | bal_1P_1/0AA_1/0AA(N) | 8101705 | no | no |  |  | no |  |  | 0 | 0 | 0 | 0
oh_line_8101705_200953941-1 |  | AN | node_220465497 | node_8101705_200953941 | 13.586 | bal_1P_477AL_1/0AA(N) | 8101705 | no | no |  |  | no |  |  | 0 | 0 | 0 | 0
oh_line_8101705_200953941-2 |  | AN | node_220382704 | node_intto1_220465497 | 5.408 | bal_1P_477AL_1/0AA(N) | 8101705 | no | no |  |  | no |  |  | 0 | 0 | 0 | 0
oh_line_8101705_200953941-3 |  | AN | node_8101705_200821927 | node_intto1_220382704 | 50.285 | bal_1P_477AL_1/0AA(N) | 8101705 | no | no |  |  | no |  |  | 0 | 0 | 0 | 0
oh_line_8101705_200954406 |  | ABCD | node_8101705_200821499 | node_intto1_8101705_200954406 | 25.074 | bal_3P_4/0AA | 8101705 | no | no |  |  | no |  |  | 0 | 0 | 0 | 0
oh_line_8101705_200954407 |  | ABCD | node_8101705_200821499 | node_8101705_200954407 | 42.342 | bal_3P_4/0AA | 8101705 | no | no |  |  | no |  |  | 0 | 0 | 0 | 0
oh_line_8101705_200957516 |  | ABCD | node_8101705_201055674 | node_8101705_200957516 | 197.476 | bal_3P_2AC | 8101705 | no | no |  |  | no |  |  | 0 | 0 | 0 | 0
oh_line_8101705_200959671 |  | ABCN | node_8101705_200821894 | node_8101705_200959671 | 82.505 | bal_3P_4/0AC_1/0AA(N) | 8101705 | no | no |  |  | no |  |  | 0 | 0 | 0 | 0
oh_line_8101705_200962096-1 |  | ABCN | node_8101705_200821968 | node_intto1_428X37_NO-220415658 | 4.808 | bal_3P_477AL_4/0AL(N) | 8101705 | no | no |  |  | no |  |  | 0 | 0 | 0 | 0
oh_line_8101705_200962096-2 |  | ABCN | node_428X37_NO-220415658 | node_intto1_428X32-220411199 | 5.692 | bal_3P_477AL_4/0AL(N) | 8101705 | no | no |  |  | no |  |  | 0 | 0 | 0 | 0
oh_line_8101705_200962096-3 |  | ABCN | node_428X32-220411199 | node_intto1_220382796 | 109.095 | bal_3P_477AL_4/0AL(N) | 8101705 | no | no |  |  | no |  |  | 0 | 0 | 0 | 0
oh_line_8101705_200962096-4 |  | ABCN | node_220382796 | node_8101705_200962096 | 35.707 | bal_3P_477AL_4/0AL(N) | 8101705 | no | no |  |  | no |  |  | 0 | 0 | 0 | 0
oh_line_8101705_200964539 |  | ABCD | node_8101705_200843529 | node_8101705_200964539 | 205.975 | bal_3P_1/0AA | 8101705 | no | no |  |  | no |  |  | 0 | 0 | 0 | 0
oh_line_8101705_200968996 |  | AD | node_8101705_200823607 | node_8101705_200968996 | 324.401 | bal_1P_2AC | 8101705 | no | no |  |  | no |  |  | 0 | 0 | 0 | 0
oh_line_8101705_200969154 |  | ABCD | node_8101705_200841521 | node_8101705_200969154 | 167.212 | bal_3P_1/0AA | 8101705 | no | no |  |  | no |  |  | 0 | 0 | 0 | 0
oh_line_8101705_200969958 |  | AD | node_8101705_200843677 | node_8101705_200969958 | 299.809 | bal_1P_4CU | 8101705 | no | no |  |  | no |  |  | 0 | 0 | 0 | 0
oh_line_8101705_200970212 |  | ABCN | node_8101705_200823128 | node_8101705_200970212 | 264.299 | bal_3P_4/0AC_1/0AA(N) | 8101705 | no | no |  |  | no |  |  | 0 | 0 | 0 | 0
oh_line_8101705_200973970 |  | AD | node_8101705_200840993 | node_8101705_200973970 | 536.163 | bal_1P_4DCW | 8101705 | no | no |  |  | no |  |  | 0 | 0 | 0 | 0
oh_line_8101705_200974113 |  | ABCN | node_8101705_200821803 | node_8101705_200974113 | 125.715 | bal_3P_4/0AC_4/0AC(N) | 8101705 | no | no |  |  | no |  |  | 0 | 0 | 0 | 0
oh_line_8101705_200974170 |  | AD | node_8101705_200822833 | node_8101705_200974170 | 218.329 | bal_1P_2AC | 8101705 | no | no |  |  | no |  |  | 0 | 0 | 0 | 0
oh_line_8101705_200974309-1 |  | ABCN | node_8101705_200824865 | node_intto1_220382679 | 293.531 | unb_3P_2-2AC_1/0AA_1/0AA(N) | 8101705 | no | no |  |  | no |  |  | 0 | 0 | 0 | 0
oh_line_8101705_200974309-2 |  | ABCN | node_220382679 | node_intto1_220535377 | 16.304 | unb_3P_2-2AC_1/0AA_1/0AA(N) | 8101705 | no | no |  |  | no |  |  | 0 | 0 | 0 | 0
oh_line_8101705_200974309-3 |  | ABCN | node_220535377 | node_8101705_200974309 | 15.86 | unb_3P_2-2AC_1/0AA_1/0AA(N) | 8101705 | no | no |  |  | no |  |  | 0 | 0 | 0 | 0
oh_line_8101705_200974310 |  | ABCD | node_8101705_200823962 | node_8101705_200974310 | 163.289 | bal_3P_1/0AA | 8101705 | no | no |  |  | no |  |  | 0 | 0 | 0 | 0
oh_line_8101705_200974936 |  | ABCD | node_8101705_200974937 | node_8101705_200974936 | 130.498 | unb_3P_2-2AC_1/0AA | 8101705 | no | no |  |  | no |  |  | 0 | 0 | 0 | 0
oh_line_8101705_200974937 |  | ABCD | node_8101705_200974938 | node_8101705_200974937 | 91.568 | bal_3P_1/0AA | 8101705 | no | no |  |  | no |  |  | 0 | 0 | 0 | 0
oh_line_8101705_200974938 |  | ABCD | node_8101705_200974939 | node_8101705_200974938 | 35.638 | bal_3P_1/0AA | 8101705 | no | no |  |  | no |  |  | 0 | 0 | 0 | 0
oh_line_8101705_200974939 |  | ABCD | node_8101705_200974940 | node_intto1_8101705_200974939 | 213.058 | bal_3P_1/0AA | 8101705 | no | no |  |  | no |  |  | 0 | 0 | 0 | 0
oh_line_8101705_200974940 |  | ABCD | node_8101705_200974941 | node_8101705_200974940 | 324.953 | bal_3P_1/0AA | 8101705 | no | no |  |  | no |  |  | 0 | 0 | 0 | 0
oh_line_8101705_200974941 |  | ABCD | node_8101705_311851810 | node_8101705_200974941 | 235.488 | bal_3P_1/0AA | 8101705 | no | no |  |  | no |  |  | 0 | 0 | 0 | 0
oh_line_8101705_200974980 |  | ABCD | node_8101705_200841528 | node_8101705_200974980 | 222.839 | bal_3P_1/0AA | 8101705 | no | no |  |  | no |  |  | 0 | 0 | 0 | 0
oh_line_8101705_200974981 |  | ABCD | node_8101705_200841817 | node_8101705_200974981 | 281.052 | unb_3P_2-2AC_1/0AA | 8101705 | no | no |  |  | no |  |  | 0 | 0 | 0 | 0
oh_line_8101705_200974982 |  | ABCD | node_8101705_200974983 | node_8101705_200974982 | 189.914 | unb_3P_2-2AC_1/0AA | 8101705 | no | no |  |  | no |  |  | 0 | 0 | 0 | 0
oh_line_8101705_200974983 |  | ABCD | node_8101705_200843610 | node_8101705_200974983 | 233.607 | unb_3P_2-2AC_1/0AA | 8101705 | no | no |  |  | no |  |  | 0 | 0 | 0 | 0
oh_line_8101705_200974984 |  | ABCD | node_8101705_200824866 | node_intto1_8101705_200974984 | 181.036 | unb_3P_2-2AC_1/0AA | 8101705 | no | no |  |  | no |  |  | 0 | 0 | 0 | 0
oh_line_8101705_200976108 |  | ABCD | node_8101705_200843615 | node_8101705_200976108 | 158.019 | unb_3P_2-2AC_1/0AA | 8101705 | no | no |  |  | no |  |  | 0 | 0 | 0 | 0
oh_line_8101705_200976937 |  | AD | node_8101705_200973970 | node_8101705_200976937 | 345.344 | bal_1P_4DCW | 8101705 | no | no |  |  | no |  |  | 0 | 0 | 0 | 0
oh_line_8101705_200976953 |  | ABCD | node_8101705_200978906 | node_8101705_200976953 | 181.071 | bal_3P_1/0AA | 8101705 | no | no |  |  | no |  |  | 0 | 0 | 0 | 0
oh_line_8101705_200978292 |  | AD | node_8101705_200823441 | node_8101705_200978292 | 240.851 | bal_1P_2AC | 8101705 | no | no |  |  | no |  |  | 0 | 0 | 0 | 0
oh_line_8101705_200978801 |  | ABCN | node_8101705_200823173 | node_8101705_200978801 | 266.738 | bal_3P_4/0AC_1/0AA(N) | 8101705 | no | no |  |  | no |  |  | 0 | 0 | 0 | 0
oh_line_8101705_200978904 |  | ABCD | node_8101705_200974981 | node_8101705_200978904 | 165.135 | bal_3P_1/0AA | 8101705 | no | no |  |  | no |  |  | 0 | 0 | 0 | 0
oh_line_8101705_200978905 |  | ABCD | node_8101705_200978904 | node_8101705_200978905 | 271.106 | bal_3P_1/0AA | 8101705 | no | no |  |  | no |  |  | 0 | 0 | 0 | 0
oh_line_8101705_200978906 |  | ABCD | node_8101705_200978905 | node_8101705_200978906 | 234.301 | bal_3P_1/0AA | 8101705 | no | no |  |  | no |  |  | 0 | 0 | 0 | 0
oh_line_8101705_200979028 |  | AN | node_8101705_200816982 | node_intto1_8101705_200979028 | 88.637 | bal_1P_DELTACUST | 8101705 | no | no |  |  | no |  |  | 0 | 0 | 0 | 0
oh_line_8101705_200982790 |  | AD | node_8101705_200816509 | node_8101705_200982790 | 136.612 | bal_1P_1/0AA | 8101705 | no | no |  |  | no |  |  | 0 | 0 | 0 | 0
oh_line_8101705_200982791 |  | AD | node_8101705_200982790 | node_8101705_200982791 | 284.014 | bal_1P_1/0AA | 8101705 | no | no |  |  | no |  |  | 0 | 0 | 0 | 0
oh_line_8101705_200982889 |  | AD | node_8101705_200816541 | node_8101705_200982889 | 211.807 | bal_1P_2AC | 8101705 | no | no |  |  | no |  |  | 0 | 0 | 0 | 0
oh_line_8101705_200984542 |  | AD | node_8101705_200841438 | node_8101705_200984542 | 255.963 | bal_1P_1/0AA | 8101705 | no | no |  |  | no |  |  | 0 | 0 | 0 | 0
oh_line_8101705_200984543 |  | AD | node_8101705_200984542 | node_8101705_200984543 | 258.965 | bal_1P_1/0AA | 8101705 | no | no |  |  | no |  |  | 0 | 0 | 0 | 0
oh_line_8101705_200986668-1 |  | ABCN | node_8101705_200986668 | node_1392070_562_15352894_367 | 7.782 | bal_3P_477AL_4/0AA(N) | 8101705 | no | no |  |  | no |  |  | 0 | 0 | 0 | 0
oh_line_8101705_200986668-2 |  | ABCN | node_1392070_562_15352894_367 | node_8101705_312107054 | 150.502 | bal_3P_477AL_4/0AA(N) | 8101705 | no | no |  |  | no |  |  | 0 | 0 | 0 | 0
oh_line_8101705_200987311 |  | ABCN | node_8101705_200821894 | node_intto1_8101705_200987311 | 42.984 | bal_3P_4/0AC_1/0AA(N) | 8101705 | no | no |  |  | no |  |  | 0 | 0 | 0 | 0
oh_line_8101705_200987312 |  | ABCN | node_8101705_200987311 | node_8101705_200987312 | 33.141 | bal_3P_4/0AC_1/0AA(N) | 8101705 | no | no |  |  | no |  |  | 0 | 0 | 0 | 0
oh_line_8101705_200987313 |  | ABCN | node_8101705_200987312 | node_8101705_200987313 | 20.181 | bal_3P_4/0AC_1/0AA(N) | 8101705 | no | no |  |  | no |  |  | 0 | 0 | 0 | 0
oh_line_8101705_200987521 |  | ABCN | node_8101705_200821866 | node_8101705_200987521 | 151.862 | bal_3P_477AL_4/0AC(N) | 8101705 | no | no |  |  | no |  |  | 0 | 0 | 0 | 0
oh_line_8101705_201008351 |  | AD | node_8101705_201008352 | node_8101705_201008351 | 207.15 | bal_1P_1/0AA | 8101705 | no | no |  |  | no |  |  | 0 | 0 | 0 | 0
oh_line_8101705_201008352 |  | AD | node_8101705_201008353 | node_8101705_201008352 | 186.402 | bal_1P_4DCW | 8101705 | no | no |  |  | no |  |  | 0 | 0 | 0 | 0
oh_line_8101705_201008353 |  | AD | node_8101705_200821834 | node_8101705_201008353 | 247.808 | bal_1P_4DCW | 8101705 | no | no |  |  | no |  |  | 0 | 0 | 0 | 0
oh_line_8101705_201009120 |  | AD | node_8101705_200816550 | node_8101705_201009120 | 322.743 | bal_1P_2AC | 8101705 | no | no |  |  | no |  |  | 0 | 0 | 0 | 0
oh_line_8101705_201010130 |  | ABCN | node_8101705_201018403 | node_8101705_201010130 | 178.53 | bal_3P_477AL_4/0AA(N) | 8101705 | no | no |  |  | no |  |  | 0 | 0 | 0 | 0
oh_line_8101705_201010503 |  | ABCN | node_8101705_200823226 | node_8101705_201010503 | 61.121 | bal_3P_477AL_4/0AA(N) | 8101705 | no | no |  |  | no |  |  | 0 | 0 | 0 | 0
oh_line_8101705_201010585 |  | ABCN | node_8101705_201010130 | node_8101705_201010585 | 149.121 | bal_3P_477AL_4/0AA(N) | 8101705 | no | no |  |  | no |  |  | 0 | 0 | 0 | 0
oh_line_8101705_201012079 |  | ABCD | node_8101705_200821508 | node_8101705_201012079 | 131.406 | bal_3P_4/0AA | 8101705 | no | no |  |  | no |  |  | 0 | 0 | 0 | 0
oh_line_8101705_201014630 |  | AN | node_8101705_200824207 | node_8101705_201014630 | 187.788 | bal_1P_1/0AA_1/0AA(N) | 8101705 | no | no |  |  | no |  |  | 0 | 0 | 0 | 0
oh_line_8101705_201014959 |  | ABCN | node_8101705_200824392 | node_8101705_201014959 | 266.727 | bal_3P_477AL_4/0AA(N) | 8101705 | no | no |  |  | no |  |  | 0 | 0 | 0 | 0
oh_line_8101705_201014960 |  | AD | node_8101705_200821824 | node_8101705_201014960 | 153.233 | bal_1P_2AC | 8101705 | no | no |  |  | no |  |  | 0 | 0 | 0 | 0
oh_line_8101705_201014962 |  | AN | node_1391902_669_15353391_362 | node_8101705_201014962 | 69.477 | bal_1P_1/0AA_1/0AA(N) | 8101705 | no | no |  |  | no |  |  | 0 | 0 | 0 | 0
oh_line_8101705_201015557 |  | ABCN | node_8101705_200821761 | node_8101705_201015557 | 214.353 | bal_3P_477AL_4/0AL(N) | 8101705 | no | no |  |  | no |  |  | 0 | 0 | 0 | 0
oh_line_8101705_201018403 |  | ABCN | node_8101705_200822106 | node_intto1_8101705_201018403 | 117.294 | bal_3P_477AL_4/0AC(N) | 8101705 | no | no |  |  | no |  |  | 0 | 0 | 0 | 0
oh_line_8101705_201018474 |  | ABCD | node_8101705_200841656 | node_8101705_201018474 | 198.414 | bal_3P_1/0AA | 8101705 | no | no |  |  | no |  |  | 0 | 0 | 0 | 0
oh_line_8101705_201018775 |  | AN | node_8101705_200821902 | node_intto1_8101705_201018775 | 96.803 | bal_1P_1/0AA_2CU(N) | 8101705 | no | no |  |  | no |  |  | 0 | 0 | 0 | 0
oh_line_8101705_201020630 |  | ABCN | node_8101705_201020631 | node_8101705_201020630 | 17.052 | bal_3P_4/0AC_1/0AA(N) | 8101705 | no | no |  |  | no |  |  | 0 | 0 | 0 | 0
oh_line_8101705_201020631 |  | ABCN | node_8101705_200823155 | node_8101705_201020631 | 55.074 | bal_3P_4/0AC_1/0AA(N) | 8101705 | no | no |  |  | no |  |  | 0 | 0 | 0 | 0
oh_line_8101705_201021259 |  | AD | node_8101705_200823546 | node_8101705_201021259 | 248.24 | bal_1P_4DCW | 8101705 | no | no |  |  | no |  |  | 0 | 0 | 0 | 0
oh_line_8101705_201021268 |  | ABCN | node_8101705_200821871 | node_8101705_201021268 | 138.22 | bal_3P_477AL_4/0AA(N) | 8101705 | no | no |  |  | no |  |  | 0 | 0 | 0 | 0
oh_line_8101705_201021361 |  | AD | node_8101705_200824521 | node_8101705_201021361 | 278.611 | bal_1P_2AC | 8101705 | no | no |  |  | no |  |  | 0 | 0 | 0 | 0
oh_line_8101705_201026456 |  | ABCD | node_8101705_200841219 | node_8101705_201026456 | 92.279 | bal_3P_2AC | 8101705 | no | no |  |  | no |  |  | 0 | 0 | 0 | 0
oh_line_8101705_201026829 |  | ABCD | node_8101705_200841546 | node_8101705_201026829 | 350.263 | bal_3P_4/0AC | 8101705 | no | no |  |  | no |  |  | 0 | 0 | 0 | 0
oh_line_8101705_201027874 |  | AD | node_8101705_200822836 | node_8101705_201027874 | 245.622 | bal_1P_2AC | 8101705 | no | no |  |  | no |  |  | 0 | 0 | 0 | 0
oh_line_8101705_201040447 |  | AD | node_8101705_200843548 | node_intto1_8101705_201040447 | 251.443 | bal_1P_4CU | 8101705 | no | no |  |  | no |  |  | 0 | 0 | 0 | 0
oh_line_8101705_201040448 |  | AD | node_8101705_201040447 | node_8101705_201040448 | 241.594 | bal_1P_4CU | 8101705 | no | no |  |  | no |  |  | 0 | 0 | 0 | 0
oh_line_8101705_201040449 |  | AD | node_8101705_201040448 | node_8101705_201040449 | 246.621 | bal_1P_4CU | 8101705 | no | no |  |  | no |  |  | 0 | 0 | 0 | 0
oh_line_8101705_201040450 |  | AD | node_8101705_200843713 | node_8101705_201040450 | 203.625 | bal_1P_4CU | 8101705 | no | no |  |  | no |  |  | 0 | 0 | 0 | 0
oh_line_8101705_201040451 |  | AD | node_8101705_201040450 | node_8101705_201040451 | 250.62 | bal_1P_4CU | 8101705 | no | no |  |  | no |  |  | 0 | 0 | 0 | 0
oh_line_8101705_201040452 |  | AD | node_8101705_200843672 | node_8101705_201040452 | 306 | bal_1P_4CU | 8101705 | no | no |  |  | no |  |  | 0 | 0 | 0 | 0
oh_line_8101705_201040453 |  | AD | node_8101705_200843682 | node_intto1_8101705_201040453 | 189.901 | bal_1P_4CU | 8101705 | no | no |  |  | no |  |  | 0 | 0 | 0 | 0
oh_line_8101705_201040454 |  | AD | node_8101705_200843708 | node_8101705_201040454 | 269.714 | bal_1P_4CU | 8101705 | no | no |  |  | no |  |  | 0 | 0 | 0 | 0
oh_line_8101705_201041922 |  | AD | node_8101705_200824907 | node_8101705_201041922 | 179.508 | bal_1P_1/0AA | 8101705 | no | no |  |  | no |  |  | 0 | 0 | 0 | 0
oh_line_8101705_201041923 |  | AD | node_8101705_201041922 | node_8101705_201041923 | 274.633 | bal_1P_1/0AA | 8101705 | no | no |  |  | no |  |  | 0 | 0 | 0 | 0
oh_line_8101705_201041925 |  | AD | node_8101705_200824913 | node_8101705_201041925 | 229.813 | bal_1P_1/0AA | 8101705 | no | no |  |  | no |  |  | 0 | 0 | 0 | 0
oh_line_8101705_201041926 |  | AD | node_8101705_201041925 | node_8101705_201041926 | 182.283 | bal_1P_1/0AA | 8101705 | no | no |  |  | no |  |  | 0 | 0 | 0 | 0
oh_line_8101705_201041927 |  | AD | node_8101705_201041926 | node_8101705_201041927 | 158.911 | bal_1P_1/0AA | 8101705 | no | no |  |  | no |  |  | 0 | 0 | 0 | 0
oh_line_8101705_201041928 |  | AD | node_8101705_201041927 | node_8101705_201041928 | 264.15 | bal_1P_1/0AA | 8101705 | no | no |  |  | no |  |  | 0 | 0 | 0 | 0
oh_line_8101705_201041929 |  | AD | node_8101705_201041930 | node_8101705_201041929 | 223.862 | bal_1P_1/0AA | 8101705 | no | no |  |  | no |  |  | 0 | 0 | 0 | 0
oh_line_8101705_201041930 |  | AD | node_8101705_201041928 | node_8101705_201041930 | 199.557 | bal_1P_1/0AA | 8101705 | no | no |  |  | no |  |  | 0 | 0 | 0 | 0
oh_line_8101705_201041931 |  | AD | node_8101705_201041929 | node_8101705_201041931 | 284.911 | bal_1P_1/0AA | 8101705 | no | no |  |  | no |  |  | 0 | 0 | 0 | 0
oh_line_8101705_201041932 |  | AD | node_8101705_201041931 | node_8101705_201041932 | 204.034 | bal_1P_1/0AA | 8101705 | no | no |  |  | no |  |  | 0 | 0 | 0 | 0
oh_line_8101705_201041933 |  | AD | node_8101705_201041932 | node_8101705_201041933 | 208.33 | bal_1P_1/0AA | 8101705 | no | no |  |  | no |  |  | 0 | 0 | 0 | 0
oh_line_8101705_201041934 |  | AD | node_8101705_201041933 | node_8101705_201041934 | 184.103 | bal_1P_1/0AA | 8101705 | no | no |  |  | no |  |  | 0 | 0 | 0 | 0
oh_line_8101705_201041935 |  | AD | node_8101705_201041934 | node_8101705_201041935 | 200.864 | bal_1P_1/0AA | 8101705 | no | no |  |  | no |  |  | 0 | 0 | 0 | 0
oh_line_8101705_201041936 |  | AD | node_8101705_201041935 | node_8101705_201041936 | 314.446 | bal_1P_1/0AA | 8101705 | no | no |  |  | no |  |  | 0 | 0 | 0 | 0
oh_line_8101705_201041937 |  | AD | node_8101705_201041936 | node_8101705_201041937 | 230.849 | bal_1P_1/0AA | 8101705 | no | no |  |  | no |  |  | 0 | 0 | 0 | 0
oh_line_8101705_201041938 |  | AD | node_8101705_201041937 | node_8101705_201041938 | 224.59 | bal_1P_1/0AA | 8101705 | no | no |  |  | no |  |  | 0 | 0 | 0 | 0
oh_line_8101705_201041939 |  | AD | node_8101705_201041938 | node_8101705_201041939 | 242.702 | bal_1P_1/0AA | 8101705 | no | no |  |  | no |  |  | 0 | 0 | 0 | 0
oh_line_8101705_201041940 |  | AD | node_8101705_201041939 | node_8101705_201041940 | 150.719 | bal_1P_1/0AA | 8101705 | no | no |  |  | no |  |  | 0 | 0 | 0 | 0
oh_line_8101705_201041941 |  | AD | node_8101705_201041940 | node_8101705_201041941 | 213.961 | bal_1P_1/0AA | 8101705 | no | no |  |  | no |  |  | 0 | 0 | 0 | 0
oh_line_8101705_201041942 |  | AD | node_8101705_201041941 | node_8101705_201041942 | 335.295 | bal_1P_1/0AA | 8101705 | no | no |  |  | no |  |  | 0 | 0 | 0 | 0
oh_line_8101705_201041944 |  | AD | node_8101705_201041942 | node_8101705_201041944 | 232.827 | bal_1P_1/0AA | 8101705 | no | no |  |  | no |  |  | 0 | 0 | 0 | 0
oh_line_8101705_201041945 |  | AD | node_8101705_201041949 | node_8101705_201041945 | 159.413 | bal_1P_1/0AA | 8101705 | no | no |  |  | no |  |  | 0 | 0 | 0 | 0
oh_line_8101705_201041946 |  | AD | node_8101705_201041945 | node_8101705_201041946 | 300.98 | bal_1P_1/0AA | 8101705 | no | no |  |  | no |  |  | 0 | 0 | 0 | 0
oh_line_8101705_201041947 |  | AD | node_8101705_201041946 | node_8101705_201041947 | 314.205 | bal_1P_1/0AA | 8101705 | no | no |  |  | no |  |  | 0 | 0 | 0 | 0
oh_line_8101705_201041948 |  | AD | node_8101705_201041947 | node_8101705_201041948 | 259.849 | bal_1P_1/0AA | 8101705 | no | no |  |  | no |  |  | 0 | 0 | 0 | 0
oh_line_8101705_201041949 |  | AD | node_8101705_201041944 | node_8101705_201041949 | 210.873 | bal_1P_1/0AA | 8101705 | no | no |  |  | no |  |  | 0 | 0 | 0 | 0
oh_line_8101705_201050081 |  | ABCN | node_8101705_201055816 | node_8101705_201050081 | 69.241 | bal_3P_4/0AA_1/0AA(N) | 8101705 | no | no |  |  | no |  |  | 0 | 0 | 0 | 0
oh_line_8101705_201050082 |  | ABCN | node_8101705_201050081 | node_intto1_8101705_201050082 | 46.572 | bal_3P_4/0AA_1/0AA(N) | 8101705 | no | no |  |  | no |  |  | 0 | 0 | 0 | 0
oh_line_8101705_201055672 |  | ABCD | node_8101705_201055811 | node_8101705_201055672 | 171.192 | bal_3P_2AC | 8101705 | no | no |  |  | no |  |  | 0 | 0 | 0 | 0
oh_line_8101705_201055673 |  | ABCD | node_8101705_200957516 | node_8101705_201055673 | 305.153 | bal_3P_2AC | 8101705 | no | no |  |  | no |  |  | 0 | 0 | 0 | 0
oh_line_8101705_201055674 |  | ABCD | node_8101705_201055675 | node_8101705_201055674 | 310.043 | bal_3P_2AC | 8101705 | no | no |  |  | no |  |  | 0 | 0 | 0 | 0
oh_line_8101705_201055675 |  | ABCD | node_8101705_201055812 | node_8101705_201055675 | 353.966 | bal_3P_2AC | 8101705 | no | no |  |  | no |  |  | 0 | 0 | 0 | 0
oh_line_8101705_201055676 |  | ABCD | node_8101705_201055673 | node_8101705_201055676 | 303.153 | bal_3P_2AC | 8101705 | no | no |  |  | no |  |  | 0 | 0 | 0 | 0
oh_line_8101705_201055811 |  | ABCD | node_8101705_201055676 | node_8101705_201055811 | 135.892 | bal_3P_2AC | 8101705 | no | no |  |  | no |  |  | 0 | 0 | 0 | 0
oh_line_8101705_201055812 |  | ABCD | node_8101705_201055813 | node_8101705_201055812 | 224.02 | bal_3P_2AC | 8101705 | no | no |  |  | no |  |  | 0 | 0 | 0 | 0
oh_line_8101705_201055813 |  | ABCD | node_8101705_201055818 | node_8101705_201055813 | 161.282 | bal_3P_4/0AA | 8101705 | no | no |  |  | no |  |  | 0 | 0 | 0 | 0
oh_line_8101705_201055814 |  | ABCD | node_8101705_201055820 | node_8101705_201055814 | 143.839 | bal_3P_2AC | 8101705 | no | no |  |  | no |  |  | 0 | 0 | 0 | 0
oh_line_8101705_201055816-1 |  | ABCN | node_8101705_200841235 | node_intto1_311908010 | 151.528 | bal_3P_4/0AA_1/0AA(N) | 8101705 | no | no |  |  | no |  |  | 0 | 0 | 0 | 0
oh_line_8101705_201055816-2 |  | ABCN | node_311908010 | node_intto1_220637557 | 11.273 | bal_3P_4/0AA_1/0AA(N) | 8101705 | no | no |  |  | no |  |  | 0 | 0 | 0 | 0
oh_line_8101705_201055816-3 |  | ABCN | node_220637557 | node_8101705_201055816 | 15.038 | bal_3P_4/0AA_1/0AA(N) | 8101705 | no | no |  |  | no |  |  | 0 | 0 | 0 | 0
oh_line_8101705_201055817 |  | ABCN | node_8101705_201050082 | node_8101705_201055817 | 62.926 | bal_3P_4/0AA_1/0AA(N) | 8101705 | no | no |  |  | no |  |  | 0 | 0 | 0 | 0
oh_line_8101705_201055818 |  | ABCN | node_8101705_201055817 | node_intto1_8101705_201055818 | 45.919 | bal_3P_4/0AA_1/0AA(N) | 8101705 | no | no |  |  | no |  |  | 0 | 0 | 0 | 0
oh_line_8101705_201055820 |  | ABCD | node_8101705_201055672 | node_8101705_201055820 | 166.319 | bal_3P_2AC | 8101705 | no | no |  |  | no |  |  | 0 | 0 | 0 | 0
oh_line_8101705_201058531 |  | AN | node_8101705_311902140 | node_intto1_8101705_201058531 | 1210.068 | bal_1P_DELTACUST | 8101705 | no | no |  |  | no |  |  | 0 | 0 | 0 | 0
oh_line_8101705_201058683 |  | ABCN | node_8101705_200824381 | node_8101705_201058683 | 241.905 | bal_3P_477AL_4/0AA(N) | 8101705 | no | no |  |  | no |  |  | 0 | 0 | 0 | 0
oh_line_8101705_201065550 |  | ABCN | node_8101705_200821889 | node_8101705_201065550 | 74.8 | bal_3P_4/0AC_1/0AA(N) | 8101705 | no | no |  |  | no |  |  | 0 | 0 | 0 | 0
oh_line_8101705_201065564 |  | AD | node_8101705_200843625 | node_8101705_201065564 | 139.923 | bal_1P_2AC | 8101705 | no | no |  |  | no |  |  | 0 | 0 | 0 | 0
oh_line_8101705_201065619 |  | AD | node_8101705_200824448 | node_8101705_201065619 | 99.594 | bal_1P_4CU | 8101705 | no | no |  |  | no |  |  | 0 | 0 | 0 | 0
oh_line_8101705_310000190 |  | ABCN | node_8101705_200821886 | node_intto1_8101705_310000190 | 86.688 | bal_3P_4/0AC_4/0AL(N) | 8101705 | no | no |  |  | no |  |  | 0 | 0 | 0 | 0
oh_line_8101705_310011316 |  | ABCN | node_8101705_200816763 | node_8101705_310011316 | 147.28 | bal_3P_477AL_4/0AA(N) | 8101705 | no | no |  |  | no |  |  | 0 | 0 | 0 | 0
oh_line_8101705_310011317 |  | ABCN | node_8101705_200816765 | node_8101705_310011317 | 207.576 | bal_3P_477AL_4/0AA(N) | 8101705 | no | no |  |  | no |  |  | 0 | 0 | 0 | 0
oh_line_8101705_310011327 |  | ABCN | node_8101705_310011327 | node_8101705_200816777 | 207.303 | bal_3P_477AL_4/0AA(N) | 8101705 | no | no |  |  | no |  |  | 0 | 0 | 0 | 0
oh_line_8101705_310027613 |  | AD | node_8101705_200823051 | node_8101705_310027613 | 301.132 | bal_1P_1/0AA | 8101705 | no | no |  |  | no |  |  | 0 | 0 | 0 | 0
oh_line_8101705_310027614 |  | AD | node_8101705_310027613 | node_8101705_310027614 | 299.867 | bal_1P_1/0AA | 8101705 | no | no |  |  | no |  |  | 0 | 0 | 0 | 0
oh_line_8101705_311846113 |  | AN | node_8101705_200823518 | node_8101705_311846113 | 38.983 | bal_1P_1/0AA_1/0AA(N) | 8101705 | no | no |  |  | no |  |  | 0 | 0 | 0 | 0
oh_line_8101705_311851810 |  | ABCD | node_8101705_200974980 | node_8101705_311851810 | 279.048 | bal_3P_1/0AA | 8101705 | no | no |  |  | no |  |  | 0 | 0 | 0 | 0
oh_line_8101705_311854685 |  | AD | node_8101705_200817461 | node_8101705_311854685 | 226.3 | bal_1P_2AC | 8101705 | no | no |  |  | no |  |  | 0 | 0 | 0 | 0
oh_line_8101705_311856254 |  | ABCD | node_8101705_200841564 | node_intto1_8101705_311856254 | 154.324 | bal_3P_1/0AA | 8101705 | no | no |  |  | no |  |  | 0 | 0 | 0 | 0
oh_line_8101705_311901964-1 |  | AN | node_312107709 | node_8101705_311901964 | 3.64 | bal_1P_1/0AA_1/0AA(N) | 8101705 | no | no |  |  | no |  |  | 0 | 0 | 0 | 0
oh_line_8101705_311901964-2 |  | AN | node_220646703 | node_intto1_312107709 | 87.25 | bal_1P_1/0AA_1/0AA(N) | 8101705 | no | no |  |  | no |  |  | 0 | 0 | 0 | 0
oh_line_8101705_311901964-3 |  | AN | node_8101705_201058683 | node_intto1_220646703 | 8.883 | bal_1P_1/0AA_1/0AA(N) | 8101705 | no | no |  |  | no |  |  | 0 | 0 | 0 | 0
oh_line_8101705_311901965 |  | AD | node_8101705_311901964 | node_8101705_311901965 | 320.606 | bal_1P_1/0AA | 8101705 | no | no |  |  | no |  |  | 0 | 0 | 0 | 0
oh_line_8101705_311901967 |  | AD | node_8101705_311901965 | node_intto1_8101705_311901967 | 248.677 | bal_1P_1/0AA | 8101705 | no | no |  |  | no |  |  | 0 | 0 | 0 | 0
oh_line_8101705_311901969 |  | AD | node_8101705_311901967 | node_8101705_311901969 | 330.196 | bal_1P_1/0AA | 8101705 | no | no |  |  | no |  |  | 0 | 0 | 0 | 0
oh_line_8101705_311902137 |  | AD | node_8101705_311901969 | node_8101705_311902137 | 265.787 | bal_1P_1/0AA | 8101705 | no | no |  |  | no |  |  | 0 | 0 | 0 | 0
oh_line_8101705_311902138 |  | AD | node_8101705_311902137 | node_8101705_311902138 | 285.072 | bal_1P_1/0AA | 8101705 | no | no |  |  | no |  |  | 0 | 0 | 0 | 0
oh_line_8101705_311902139 |  | AD | node_8101705_311902138 | node_8101705_311902139 | 290.582 | bal_1P_1/0AA | 8101705 | no | no |  |  | no |  |  | 0 | 0 | 0 | 0
oh_line_8101705_311902140 |  | AD | node_8101705_311902139 | node_8101705_311902140 | 302.963 | bal_1P_1/0AA | 8101705 | no | no |  |  | no |  |  | 0 | 0 | 0 | 0
oh_line_8101705_311902141 |  | AD | node_8101705_311902140 | node_8101705_311902141 | 285.782 | bal_1P_1/0AA | 8101705 | no | no |  |  | no |  |  | 0 | 0 | 0 | 0
oh_line_8101705_311902152 |  | AD | node_8101705_311902141 | node_8101705_311902152 | 291.285 | bal_1P_1/0AA | 8101705 | no | no |  |  | no |  |  | 0 | 0 | 0 | 0
oh_line_8101705_311910968-1 |  | AN | node_8101705_200821938 | node_intto1_220382802 | 11.827 | bal_1P_1/0AA_1/0AC(N) | 8101705 | no | no |  |  | no |  |  | 0 | 0 | 0 | 0
oh_line_8101705_311910968-2 |  | AN | node_220382802 | node_intto1_220465251 | 6.886 | bal_1P_1/0AA_1/0AC(N) | 8101705 | no | no |  |  | no |  |  | 0 | 0 | 0 | 0
oh_line_8101705_311910968-3 |  | AN | node_220465251 | node_8101705_311910968 | 5.99 | bal_1P_1/0AA_1/0AC(N) | 8101705 | no | no |  |  | no |  |  | 0 | 0 | 0 | 0
oh_line_8101705_311910983 |  | ABCN | node_8101705_201010503 | node_intto1_8101705_311910983 | 38.313 | bal_3P_477AL_4/0AA(N) | 8101705 | no | no |  |  | no |  |  | 0 | 0 | 0 | 0
oh_line_8101705_311910993-1 |  | AN | node_220465250 | node_8101705_311910993 | 4.257 | bal_1P_477AL_4/0AC(N) | 8101705 | no | no |  |  | no |  |  | 0 | 0 | 0 | 0
oh_line_8101705_311910993-2 |  | AN | node_220382700 | node_intto1_220465250 | 5.946 | bal_1P_477AL_4/0AC(N) | 8101705 | no | no |  |  | no |  |  | 0 | 0 | 0 | 0
oh_line_8101705_311910993-3 |  | AN | node_8101705_200821929 | node_intto1_220382700 | 16.154 | bal_1P_477AL_4/0AC(N) | 8101705 | no | no |  |  | no |  |  | 0 | 0 | 0 | 0
oh_line_8101705_311910998-1 |  | AN | node_8101705_200824905 | node_intto1_312011934 | 19.207 | bal_1P_4/0AC_1/0AA(N) | 8101705 | no | no |  |  | no |  |  | 0 | 0 | 0 | 0
oh_line_8101705_311910998-2 |  | AN | node_312011934 | node_intto1_220523546 | 14.875 | bal_1P_4/0AC_1/0AA(N) | 8101705 | no | no |  |  | no |  |  | 0 | 0 | 0 | 0
oh_line_8101705_311910998-3 |  | AN | node_220523546 | node_8101705_311910998 | 9.727 | bal_1P_4/0AC_1/0AA(N) | 8101705 | no | no |  |  | no |  |  | 0 | 0 | 0 | 0
oh_line_8101705_311911002-1 |  | AN | node_220464870 | node_8101705_311911002 | 4.974 | bal_1P_1/0AA_1/0AA(N) | 8101705 | no | no |  |  | no |  |  | 0 | 0 | 0 | 0
oh_line_8101705_311911002-2 |  | AN | node_220382531 | node_intto1_220464870 | 4.557 | bal_1P_1/0AA_1/0AA(N) | 8101705 | no | no |  |  | no |  |  | 0 | 0 | 0 | 0
oh_line_8101705_311911002-3 |  | AN | node_8101705_200949127 | node_intto1_220382531 | 20.416 | bal_1P_1/0AA_1/0AA(N) | 8101705 | no | no |  |  | no |  |  | 0 | 0 | 0 | 0
oh_line_8101705_311913341 |  | ABCN | node_8101705_200821286 | node_8101705_311913341 | 209.873 | bal_3P_WYECUST | 8101705 | no | no |  |  | no |  |  | 0 | 0 | 0 | 0
oh_line_8101705_311918783 |  | AN | node_8101705_200823515 | node_8101705_311918783 | 73.499 | bal_1P_1/0AA_1/0AA(N) | 8101705 | no | no |  |  | no |  |  | 0 | 0 | 0 | 0
oh_line_8101705_311931548 |  | AD | node_8101705_200823610 | node_8101705_311931548 | 155.537 | bal_1P_2AC | 8101705 | no | no |  |  | no |  |  | 0 | 0 | 0 | 0
oh_line_8101705_311931671 |  | ABCD | node_8101705_201026456 | node_8101705_311931671 | 125.941 | bal_3P_4/0AA | 8101705 | no | no |  |  | no |  |  | 0 | 0 | 0 | 0
oh_line_8101705_311990245 |  | AD | node_8101705_200824435 | node_8101705_311990245 | 125.761 | bal_1P_1/0AC | 8101705 | no | no |  |  | no |  |  | 0 | 0 | 0 | 0
oh_line_8101705_311995248 |  | AD | node_8101705_200822842 | node_8101705_311995248 | 301.169 | bal_1P_2AC | 8101705 | no | no |  |  | no |  |  | 0 | 0 | 0 | 0
oh_line_8101705_312003463 |  | ABCD | node_8101705_200841538 | node_8101705_312003463 | 65.292 | bal_3P_1/0AA | 8101705 | no | no |  |  | no |  |  | 0 | 0 | 0 | 0
oh_line_8101705_312006231 |  | ABCD | node_8101705_200821222 | node_8101705_312006231 | 119.754 | bal_3P_4/0AA | 8101705 | no | no |  |  | no |  |  | 0 | 0 | 0 | 0
oh_line_8101705_312033088 |  | ABCN | node_8101705_200821249 | node_8101705_312033088 | 83.526 | bal_3P_4/0AA_1/0AA(N) | 8101705 | no | no |  |  | no |  |  | 0 | 0 | 0 | 0
oh_line_8101705_312069105 |  | AN | node_8101705_200914642 | node_8101705_312069105 | 204.45 | bal_1P_WYECUST | 8101705 | no | no |  |  | no |  |  | 0 | 0 | 0 | 0
oh_line_8101705_312072220 |  | AD | node_8101705_200817258 | node_8101705_312072220 | 172.277 | bal_1P_1/0AA | 8101705 | no | no |  |  | no |  |  | 0 | 0 | 0 | 0
oh_line_8101705_312083506 |  | ABCN | node_8101705_200823130 | node_8101705_312083506 | 239.603 | bal_3P_1/0AA_1/0AA(N) | 8101705 | no | no |  |  | no |  |  | 0 | 0 | 0 | 0
oh_line_8101705_312083507 |  | ABCN | node_8101705_312083506 | node_intto1_8101705_312083507 | 37.631 | bal_3P_1/0AA_1/0AA(N) | 8101705 | no | no |  |  | no |  |  | 0 | 0 | 0 | 0
oh_line_8101705_312085883 |  | ABCN | node_8101705_200821776 | node_8101705_312085883 | 111.331 | bal_3P_1/0AA_1/0AA(N) | 8101705 | no | no |  |  | no |  |  | 0 | 0 | 0 | 0
oh_line_8101705_312107044 |  | ABCN | node_8101705_200816738 | node_8101705_312107044 | 161.171 | bal_3P_477AL_4/0AA(N) | 8101705 | no | no |  |  | no |  |  | 0 | 0 | 0 | 0
oh_line_8101705_312107052 |  | ABCN | node_8101705_200816757 | node_intto1_8101705_312107052 | 172.932 | bal_3P_477AL_4/0AA(N) | 8101705 | no | no |  |  | no |  |  | 0 | 0 | 0 | 0
oh_line_8101705_312107053 |  | ABCN | node_8101705_200816761 | node_8101705_312107053 | 175.709 | bal_3P_477AL_4/0AA(N) | 8101705 | no | no |  |  | no |  |  | 0 | 0 | 0 | 0
oh_line_8101705_312107054 |  | ABCN | node_8101705_312107054 | node_intto1_8101705_200816792 | 150.046 | bal_3P_477AL_4/0AA(N) | 8101705 | no | no |  |  | no |  |  | 0 | 0 | 0 | 0
oh_line_8101705_312107625 |  | ABCN | node_8101705_312107625 | node_8101705_200816769 | 152.451 | bal_3P_477AL_4/0AA(N) | 8101705 | no | no |  |  | no |  |  | 0 | 0 | 0 | 0
oh_line_8101705_312107631 |  | ABCN | node_8101705_312107631 | node_8101705_200816774 | 126.716 | bal_3P_477AL_4/0AA(N) | 8101705 | no | no |  |  | no |  |  | 0 | 0 | 0 | 0
oh_line_8101705_312107632 |  | ABCN | node_8101705_312107632 | node_8101705_200816775 | 143.801 | bal_3P_477AL_4/0AA(N) | 8101705 | no | no |  |  | no |  |  | 0 | 0 | 0 | 0
oh_line_8101705_312107713 |  | AN | node_8101705_200824388 | node_intto1_8101705_312107713 | 26.497 | bal_1P_1/0AA_1/0AA(N) | 8101705 | no | no |  |  | no |  |  | 0 | 0 | 0 | 0
oh_line_8101705_312108475 |  | ABCN | node_8101705_200816766 | node_8101705_200816768 | 291.542 | bal_3P_477AL_4/0AA(N) | 8101705 | no | no |  |  | no |  |  | 0 | 0 | 0 | 0
oh_line_8101705_312111297 |  | ABCN | node_8101705_312111297 | node_8101705_200816782 | 127.848 | bal_3P_477AL_4/0AA(N) | 8101705 | no | no |  |  | no |  |  | 0 | 0 | 0 | 0
oh_line_8101705_312111307 |  | ABCN | node_8101705_312111307 | node_8101705_200816783 | 151.589 | bal_3P_477AL_4/0AA(N) | 8101705 | no | no |  |  | no |  |  | 0 | 0 | 0 | 0
oh_line_8101705_312111308 |  | ABCN | node_8101705_312111308 | node_8101705_200816784 | 212.516 | bal_3P_477AL_4/0AA(N) | 8101705 | no | no |  |  | no |  |  | 0 | 0 | 0 | 0
oh_line_8101705_312111309 |  | ABCN | node_8101705_312111309 | node_8101705_200816785 | 220.495 | bal_3P_477AL_4/0AA(N) | 8101705 | no | no |  |  | no |  |  | 0 | 0 | 0 | 0
oh_line_8101705_312111342 |  | ABCD | node_8101705_310000190 | node_intto1_8101705_312111342 | 17.721 | bal_3P_477AL | 8101705 | no | no |  |  | no |  |  | 0 | 0 | 0 | 0
oh_line_8101705_312138395 |  | ABCN | node_8101705_200821289 | node_8101705_312138395 | 69.61 | bal_3P_477AL_4/0AC(N) | 8101705 | no | no |  |  | no |  |  | 0 | 0 | 0 | 0
oh_line_8101705_312139807 |  | ABCN | node_8101705_200823221 | node_8101705_312139807 | 142.337 | bal_3P_477AL_4/0AA(N) | 8101705 | no | no |  |  | no |  |  | 0 | 0 | 0 | 0
oh_line_8101705_312140023 |  | ABCN | node_8101705_312140023 | node_8101705_200816788 | 152.188 | bal_3P_477AL_4/0AA(N) | 8101705 | no | no |  |  | no |  |  | 0 | 0 | 0 | 0
oh_line_8101705_312140034 |  | AN | node_8101705_200816792 | node_8101705_312140034 | 79.045 | bal_1P_1/0AA_1/0AA(N) | 8101705 | no | no |  |  | no |  |  | 0 | 0 | 0 | 0
oh_line_8101705_312148776 |  | ABCD | node_8101705_200822105 | node_intto1_8101705_312148776 | 14.059 | bal_3P_477AL | 8101705 | no | no |  |  | no |  |  | 0 | 0 | 0 | 0
oh_line_8101705_312159963 |  | ABCD | node_8101705_200821502 | node_8101705_312159963 | 47.069 | bal_3P_4/0AA | 8101705 | no | no |  |  | no |  |  | 0 | 0 | 0 | 0
oh_line_8101705_312159977 |  | ABCN | node_8101705_200821818 | node_8101705_312159977 | 53.132 | bal_3P_1/0AA_1/0AC(N) | 8101705 | no | no |  |  | no |  |  | 0 | 0 | 0 | 0
oh_line_8101705_312159994 |  | ABCD | node_8101705_200841533 | node_8101705_312159994 | 174.773 | bal_3P_2AC | 8101705 | no | no |  |  | no |  |  | 0 | 0 | 0 | 0
oh_line_TAP_OH_893249 |  | AN | node_8101705_200816509 | node_1391539_518_15342835_102 | 0.033 | unb_TAPWIRE_OH | 8101705 | no | no |  |  | no |  |  | 0 | 0 | 0 | 0
oh_line_TAP_OH_893250 |  | AN | node_8101705_200816514 | node_1391085_036_15343550_026 | 0.033 | unb_TAPWIRE_OH | 8101705 | no | no |  |  | no |  |  | 0 | 0 | 0 | 0
oh_line_TAP_OH_893251 |  | AN | node_8101705_200816516 | node_1390968_676_15343926_441 | 0.033 | unb_TAPWIRE_OH | 8101705 | no | no |  |  | no |  |  | 0 | 0 | 0 | 0
oh_line_TAP_OH_893252 |  | AN | node_8101705_200816517 | node_1390911_887_15344103_753 | 0.033 | unb_TAPWIRE_OH | 8101705 | no | no |  |  | no |  |  | 0 | 0 | 0 | 0
oh_line_TAP_OH_893253 |  | AN | node_8101705_200816519 | node_1390728_617_15344690_973 | 0.033 | unb_TAPWIRE_OH | 8101705 | no | no |  |  | no |  |  | 0 | 0 | 0 | 0
oh_line_TAP_OH_893254 |  | AN | node_8101705_200816520 | node_1390590_361_15345001_108 | 0.033 | unb_TAPWIRE_OH | 8101705 | no | no |  |  | no |  |  | 0 | 0 | 0 | 0
oh_line_TAP_OH_893255 |  | AN | node_8101705_200816521 | node_1390412_856_15345264_149 | 0.033 | unb_TAPWIRE_OH | 8101705 | no | no |  |  | no |  |  | 0 | 0 | 0 | 0
oh_line_TAP_OH_893256 |  | AN | node_8101705_200816524 | node_1390257_162_15345843_49 | 0.033 | unb_TAPWIRE_OH | 8101705 | no | no |  |  | no |  |  | 0 | 0 | 0 | 0
oh_line_TAP_OH_893257 |  | AN | node_8101705_200816529 | node_1389425_77_15346565_61 | 0.033 | unb_TAPWIRE_OH | 8101705 | no | no |  |  | no |  |  | 0 | 0 | 0 | 0
oh_line_TAP_OH_893258 |  | AN | node_8101705_200816530 | node_1389048_881_15346863_592 | 0.033 | unb_TAPWIRE_OH | 8101705 | no | no |  |  | no |  |  | 0 | 0 | 0 | 0
oh_line_TAP_OH_893259 |  | AN | node_8101705_200816531 | node_1388960_9_15347341_22 | 0.033 | unb_TAPWIRE_OH | 8101705 | no | no |  |  | no |  |  | 0 | 0 | 0 | 0
oh_line_TAP_OH_893260 |  | AN | node_8101705_200816535 | node_1388031_661_15348059_458 | 0.033 | unb_TAPWIRE_OH | 8101705 | no | no |  |  | no |  |  | 0 | 0 | 0 | 0
oh_line_TAP_OH_893261 |  | AN | node_8101705_200816537 | node_1387373_401_15348437_208 | 0.033 | unb_TAPWIRE_OH | 8101705 | no | no |  |  | no |  |  | 0 | 0 | 0 | 0
oh_line_TAP_OH_893262 |  | AN | node_8101705_200816538 | node_1387316_903_15348805_943 | 0.033 | unb_TAPWIRE_OH | 8101705 | no | no |  |  | no |  |  | 0 | 0 | 0 | 0
oh_line_TAP_OH_893263 |  | AN | node_8101705_200816540 | node_1387032_125_15349200_53 | 0.033 | unb_TAPWIRE_OH | 8101705 | no | no |  |  | no |  |  | 0 | 0 | 0 | 0
oh_line_TAP_OH_893264 |  | AN | node_8101705_200816550 | node_1386183_745_15351208_749 | 0.033 | unb_TAPWIRE_OH | 8101705 | no | no |  |  | no |  |  | 0 | 0 | 0 | 0
oh_line_TAP_OH_893265 |  | AN | node_8101705_200816553 | node_1385960_936_15351650_855 | 0.033 | unb_TAPWIRE_OH | 8101705 | no | no |  |  | no |  |  | 0 | 0 | 0 | 0
oh_line_TAP_OH_893266 |  | AN | node_8101705_200816555 | node_1385844_777_15351879_743 | 0.033 | unb_TAPWIRE_OH | 8101705 | no | no |  |  | no |  |  | 0 | 0 | 0 | 0
oh_line_TAP_OH_893267 |  | AN | node_8101705_200816556 | node_1385836_232_15352154_482 | 0.033 | unb_TAPWIRE_OH | 8101705 | no | no |  |  | no |  |  | 0 | 0 | 0 | 0
oh_line_TAP_OH_893268 |  | AN | node_8101705_200816560 | node_1386206_095_15352535_125 | 0.033 | unb_TAPWIRE_OH | 8101705 | no | no |  |  | no |  |  | 0 | 0 | 0 | 0
oh_line_TAP_OH_893269 |  | AN | node_8101705_200816561 | node_1385478_553_15352776_181 | 0.033 | unb_TAPWIRE_OH | 8101705 | no | no |  |  | no |  |  | 0 | 0 | 0 | 0
oh_line_TAP_OH_893270 |  | AN | node_8101705_200816564 | node_1385374_426_15353197_296 | 0.033 | unb_TAPWIRE_OH | 8101705 | no | no |  |  | no |  |  | 0 | 0 | 0 | 0
oh_line_TAP_OH_893271 |  | AN | node_8101705_200816565 | node_1385335_092_15353392_209 | 0.033 | unb_TAPWIRE_OH | 8101705 | no | no |  |  | no |  |  | 0 | 0 | 0 | 0
oh_line_TAP_OH_893272 |  | AN | node_8101705_200816567 | node_1385236_264_15353806_297 | 0.033 | unb_TAPWIRE_OH | 8101705 | no | no |  |  | no |  |  | 0 | 0 | 0 | 0
oh_line_TAP_OH_893273 |  | AN | node_8101705_200816568 | node_1385104_87_15354138_397 | 0.033 | unb_TAPWIRE_OH | 8101705 | no | no |  |  | no |  |  | 0 | 0 | 0 | 0
oh_line_TAP_OH_893274 |  | AN | node_8101705_200816570 | node_1384976_177_15354320_602 | 0.033 | unb_TAPWIRE_OH | 8101705 | no | no |  |  | no |  |  | 0 | 0 | 0 | 0
oh_line_TAP_OH_893294 |  | AN | node_8101705_200816632 | node_1397767_336_15343073_509 | 0.033 | unb_TAPWIRE_OH | 8101705 | no | no |  |  | no |  |  | 0 | 0 | 0 | 0
oh_line_TAP_OH_893295 |  | AN | node_8101705_200816634 | node_1397152_631_15343111_154 | 0.033 | unb_TAPWIRE_OH | 8101705 | no | no |  |  | no |  |  | 0 | 0 | 0 | 0
oh_line_TAP_OH_893296 |  | AN | node_8101705_200816635 | node_1397802_607_15343274_341 | 0.033 | unb_TAPWIRE_OH | 8101705 | no | no |  |  | no |  |  | 0 | 0 | 0 | 0
oh_line_TAP_OH_893297 |  | AN | node_8101705_200816638 | node_1398090_226_15344055_785 | 0.033 | unb_TAPWIRE_OH | 8101705 | no | no |  |  | no |  |  | 0 | 0 | 0 | 0
oh_line_TAP_OH_893298 |  | ABCN | node_8101705_200816693 | node_1383272_877_15348293_089 | 0.033 | unb_TAPWIRE_OH | 8101705 | no | no |  |  | no |  |  | 0 | 0 | 0 | 0
oh_line_TAP_OH_893301 |  | ABCN | node_8101705_200816732 | node_1393163_596_15343082_448 | 0.033 | unb_TAPWIRE_OH | 8101705 | no | no |  |  | no |  |  | 0 | 0 | 0 | 0
oh_line_TAP_OH_893302 |  | ABCN | node_8101705_200816734 | node_1393270_927_15343427_934 | 0.033 | unb_TAPWIRE_OH | 8101705 | no | no |  |  | no |  |  | 0 | 0 | 0 | 0
oh_line_TAP_OH_893304 |  | ABCN | node_8101705_200816738 | node_1393287_789_15343963_539 | 0.033 | unb_TAPWIRE_OH | 8101705 | no | no |  |  | no |  |  | 0 | 0 | 0 | 0
oh_line_TAP_OH_893305 |  | ABCN | node_8101705_200816739 | node_1393340_157_15344235_562 | 0.033 | unb_TAPWIRE_OH | 8101705 | no | no |  |  | no |  |  | 0 | 0 | 0 | 0
oh_line_TAP_OH_893306 |  | AN | node_8101705_200816741 | node_1393513_121_15344393_663 | 0.033 | unb_TAPWIRE_OH | 8101705 | no | no |  |  | no |  |  | 0 | 0 | 0 | 0
oh_line_TAP_OH_893307 |  | ABCN | node_8101705_200816745 | node_1393255_197_15344568_268 | 0.033 | unb_TAPWIRE_OH | 8101705 | no | no |  |  | no |  |  | 0 | 0 | 0 | 0
oh_line_TAP_OH_893308 |  | ABCN | node_8101705_200816750 | node_1393243_18_15345030_217 | 0.033 | unb_TAPWIRE_OH | 8101705 | no | no |  |  | no |  |  | 0 | 0 | 0 | 0
oh_line_TAP_OH_893309 |  | ABCN | node_8101705_200816751 | node_1393152_958_15345418_096 | 0.033 | unb_TAPWIRE_OH | 8101705 | no | no |  |  | no |  |  | 0 | 0 | 0 | 0
oh_line_TAP_OH_893310 |  | ABCN | node_8101705_200816755 | node_1393026_536_15345698_881 | 0.033 | unb_TAPWIRE_OH | 8101705 | no | no |  |  | no |  |  | 0 | 0 | 0 | 0
oh_line_TAP_OH_893311 |  | ABCN | node_8101705_200816756 | node_1392938_971_15345919_256 | 0.033 | unb_TAPWIRE_OH | 8101705 | no | no |  |  | no |  |  | 0 | 0 | 0 | 0
oh_line_TAP_OH_893312 |  | ABCN | node_8101705_200816758 | node_1392735_853_15346397_873 | 0.033 | unb_TAPWIRE_OH | 8101705 | no | no |  |  | no |  |  | 0 | 0 | 0 | 0
oh_line_TAP_OH_893313 |  | ABCN | node_8101705_200816761 | node_1392622_25_15346670_994 | 0.033 | unb_TAPWIRE_OH | 8101705 | no | no |  |  | no |  |  | 0 | 0 | 0 | 0
oh_line_TAP_OH_893314 |  | ABCN | node_8101705_200816763 | node_1392416_165_15347158_607 | 0.033 | unb_TAPWIRE_OH | 8101705 | no | no |  |  | no |  |  | 0 | 0 | 0 | 0
oh_line_TAP_OH_893315 |  | ABCN | node_8101705_200816765 | node_1392266_678_15347524_602 | 0.033 | unb_TAPWIRE_OH | 8101705 | no | no |  |  | no |  |  | 0 | 0 | 0 | 0
oh_line_TAP_OH_893316 |  | ABCN | node_8101705_200816766 | node_1392050_583_15347929_85 | 0.033 | unb_TAPWIRE_OH | 8101705 | no | no |  |  | no |  |  | 0 | 0 | 0 | 0
oh_line_TAP_OH_893317 |  | ABCN | node_8101705_200816769 | node_1392047_039_15348499_84 | 0.033 | unb_TAPWIRE_OH | 8101705 | no | no |  |  | no |  |  | 0 | 0 | 0 | 0
oh_line_TAP_OH_893318 |  | ABCN | node_8101705_200816771 | node_1392172_715_15348942_358 | 0.033 | unb_TAPWIRE_OH | 8101705 | no | no |  |  | no |  |  | 0 | 0 | 0 | 0
oh_line_TAP_OH_893319 |  | ABCN | node_8101705_200816774 | node_1392450_971_15349491_654 | 0.033 | unb_TAPWIRE_OH | 8101705 | no | no |  |  | no |  |  | 0 | 0 | 0 | 0
oh_line_TAP_OH_893320 |  | ABCN | node_8101705_200816776 | node_1392435_338_15350034_251 | 0.033 | unb_TAPWIRE_OH | 8101705 | no | no |  |  | no |  |  | 0 | 0 | 0 | 0
oh_line_TAP_OH_893321 |  | ABCN | node_8101705_200816778 | node_1392501_815_15350634_674 | 0.033 | unb_TAPWIRE_OH | 8101705 | no | no |  |  | no |  |  | 0 | 0 | 0 | 0
oh_line_TAP_OH_893322 |  | ABCN | node_8101705_200816780 | node_1392503_949_15350767_215 | 0.033 | unb_TAPWIRE_OH | 8101705 | no | no |  |  | no |  |  | 0 | 0 | 0 | 0
oh_line_TAP_OH_893323 |  | ABCN | node_8101705_200816783 | node_1392430_203_15351375_257 | 0.033 | unb_TAPWIRE_OH | 8101705 | no | no |  |  | no |  |  | 0 | 0 | 0 | 0
oh_line_TAP_OH_893324 |  | ABCN | node_8101705_200816784 | node_1392363_211_15351793_073 | 0.033 | unb_TAPWIRE_OH | 8101705 | no | no |  |  | no |  |  | 0 | 0 | 0 | 0
oh_line_TAP_OH_893325 |  | ABCN | node_8101705_200816785 | node_1392355_032_15352226_912 | 0.033 | unb_TAPWIRE_OH | 8101705 | no | no |  |  | no |  |  | 0 | 0 | 0 | 0
oh_line_TAP_OH_893326 |  | ABCN | node_8101705_200816788 | node_1392240_907_15352521_313 | 0.033 | unb_TAPWIRE_OH | 8101705 | no | no |  |  | no |  |  | 0 | 0 | 0 | 0
oh_line_TAP_OH_893327 |  | AN | node_1391911_103_15352593_647 | node_8101705_200816790 | 0.033 | unb_TAPWIRE_OH | 8101705 | no | no |  |  | no |  |  | 0 | 0 | 0 | 0
oh_line_TAP_OH_893329 |  | AN | node_8101705_200816794 | node_1392082_666_15353211_409 | 0.033 | unb_TAPWIRE_OH | 8101705 | no | no |  |  | no |  |  | 0 | 0 | 0 | 0
oh_line_TAP_OH_893354 |  | AN | node_8101705_200816861 | node_1385581_984_15353800_229 | 0.033 | unb_TAPWIRE_OH | 8101705 | no | no |  |  | no |  |  | 0 | 0 | 0 | 0
oh_line_TAP_OH_893355 |  | AN | node_8101705_200816863 | node_1385980_328_15353816_434 | 0.033 | unb_TAPWIRE_OH | 8101705 | no | no |  |  | no |  |  | 0 | 0 | 0 | 0
oh_line_TAP_OH_893356 |  | AN | node_8101705_200816864 | node_1386334_123_15353864_425 | 0.033 | unb_TAPWIRE_OH | 8101705 | no | no |  |  | no |  |  | 0 | 0 | 0 | 0
oh_line_TAP_OH_893357 |  | AN | node_8101705_200816866 | node_1386930_336_15353911_736 | 0.033 | unb_TAPWIRE_OH | 8101705 | no | no |  |  | no |  |  | 0 | 0 | 0 | 0
oh_line_TAP_OH_893358 |  | AN | node_8101705_200816871 | node_1387616_661_15354005_237 | 0.033 | unb_TAPWIRE_OH | 8101705 | no | no |  |  | no |  |  | 0 | 0 | 0 | 0
oh_line_TAP_OH_893359 |  | AN | node_8101705_200816873 | node_1387826_321_15354024_737 | 0.033 | unb_TAPWIRE_OH | 8101705 | no | no |  |  | no |  |  | 0 | 0 | 0 | 0
oh_line_TAP_OH_893360 |  | AN | node_8101705_200816875 | node_1388284_791_15354140_466 | 0.033 | unb_TAPWIRE_OH | 8101705 | no | no |  |  | no |  |  | 0 | 0 | 0 | 0
oh_line_TAP_OH_893361 |  | AN | node_8101705_200816876 | node_1388475_434_15353937_706 | 0.033 | unb_TAPWIRE_OH | 8101705 | no | no |  |  | no |  |  | 0 | 0 | 0 | 0
oh_line_TAP_OH_893362 |  | AN | node_8101705_200816880 | node_1388925_507_15354780_631 | 0.033 | unb_TAPWIRE_OH | 8101705 | no | no |  |  | no |  |  | 0 | 0 | 0 | 0
oh_line_TAP_OH_893363 |  | AN | node_8101705_200816881 | node_1389179_963_15354358_26 | 0.033 | unb_TAPWIRE_OH | 8101705 | no | no |  |  | no |  |  | 0 | 0 | 0 | 0
oh_line_TAP_OH_893364 |  | AN | node_8101705_200816883 | node_1389470_626_15353626_521 | 0.033 | unb_TAPWIRE_OH | 8101705 | no | no |  |  | no |  |  | 0 | 0 | 0 | 0
oh_line_TAP_OH_893365 |  | AN | node_8101705_200816885 | node_1389915_503_15354046_559 | 0.033 | unb_TAPWIRE_OH | 8101705 | no | no |  |  | no |  |  | 0 | 0 | 0 | 0
oh_line_TAP_OH_893397 |  | AN | node_8101705_200816963 | node_1392881_039_15347387_543 | 0.033 | unb_TAPWIRE_OH | 8101705 | no | no |  |  | no |  |  | 0 | 0 | 0 | 0
oh_line_TAP_OH_893398 |  | AN | node_8101705_200816964 | node_1392626_764_15347524_245 | 0.033 | unb_TAPWIRE_OH | 8101705 | no | no |  |  | no |  |  | 0 | 0 | 0 | 0
oh_line_TAP_OH_893399 |  | AN | node_8101705_200816965 | node_1393127_992_15347560_804 | 0.033 | unb_TAPWIRE_OH | 8101705 | no | no |  |  | no |  |  | 0 | 0 | 0 | 0
oh_line_TAP_OH_893400 |  | AN | node_8101705_200816966 | node_1392809_602_15347699_676 | 0.033 | unb_TAPWIRE_OH | 8101705 | no | no |  |  | no |  |  | 0 | 0 | 0 | 0
oh_line_TAP_OH_893401 |  | AN | node_8101705_200816970 | node_1393162_017_15346960_13 | 0.033 | unb_TAPWIRE_OH | 8101705 | no | no |  |  | no |  |  | 0 | 0 | 0 | 0
oh_line_TAP_OH_893403 |  | AN | node_8101705_200816973 | node_1396973_703_15347557_654 | 0.033 | unb_TAPWIRE_OH | 8101705 | no | no |  |  | no |  |  | 0 | 0 | 0 | 0
oh_line_TAP_OH_893404 |  | AN | node_8101705_200816977 | node_1397144_056_15348034_298 | 0.033 | unb_TAPWIRE_OH | 8101705 | no | no |  |  | no |  |  | 0 | 0 | 0 | 0
oh_line_TAP_OH_893405 |  | AN | node_8101705_200816978 | node_1393637_478_15347384_692 | 0.033 | unb_TAPWIRE_OH | 8101705 | no | no |  |  | no |  |  | 0 | 0 | 0 | 0
oh_line_TAP_OH_893406 |  | AN | node_8101705_200816980 | node_1393928_206_15347466_111 | 0.033 | unb_TAPWIRE_OH | 8101705 | no | no |  |  | no |  |  | 0 | 0 | 0 | 0
oh_line_TAP_OH_893407 |  | AN | node_8101705_200816984 | node_1394508_846_15347629_404 | 0.033 | unb_TAPWIRE_OH | 8101705 | no | no |  |  | no |  |  | 0 | 0 | 0 | 0
oh_line_TAP_OH_893408 |  | AN | node_8101705_200816986 | node_1394775_85_15347567_589 | 0.033 | unb_TAPWIRE_OH | 8101705 | no | no |  |  | no |  |  | 0 | 0 | 0 | 0
oh_line_TAP_OH_893409 |  | AN | node_8101705_200816989 | node_1395248_692_15347573_844 | 0.033 | unb_TAPWIRE_OH | 8101705 | no | no |  |  | no |  |  | 0 | 0 | 0 | 0
oh_line_TAP_OH_893410 |  | AN | node_8101705_200816990 | node_1395478_713_15347648_142 | 0.033 | unb_TAPWIRE_OH | 8101705 | no | no |  |  | no |  |  | 0 | 0 | 0 | 0
oh_line_TAP_OH_893411 |  | AN | node_8101705_200816995 | node_1395758_532_15348247_732 | 0.033 | unb_TAPWIRE_OH | 8101705 | no | no |  |  | no |  |  | 0 | 0 | 0 | 0
oh_line_TAP_OH_893413 |  | AN | node_8101705_200816997 | node_1395914_618_15347601_428 | 0.033 | unb_TAPWIRE_OH | 8101705 | no | no |  |  | no |  |  | 0 | 0 | 0 | 0
oh_line_TAP_OH_893414 |  | AN | node_8101705_200816998 | node_1396060_928_15347654_333 | 0.033 | unb_TAPWIRE_OH | 8101705 | no | no |  |  | no |  |  | 0 | 0 | 0 | 0
oh_line_TAP_OH_893415 |  | AN | node_8101705_200817000 | node_1396178_211_15347874_468 | 0.033 | unb_TAPWIRE_OH | 8101705 | no | no |  |  | no |  |  | 0 | 0 | 0 | 0
oh_line_TAP_OH_893416 |  | AN | node_8101705_200817001 | node_1396108_418_15348177_276 | 0.033 | unb_TAPWIRE_OH | 8101705 | no | no |  |  | no |  |  | 0 | 0 | 0 | 0
oh_line_TAP_OH_893417 |  | AN | node_8101705_200817003 | node_1396355_49_15347669_306 | 0.033 | unb_TAPWIRE_OH | 8101705 | no | no |  |  | no |  |  | 0 | 0 | 0 | 0
oh_line_TAP_OH_893511 |  | AN | node_8101705_200817250 | node_1396352_327_15347351_709 | 0.033 | unb_TAPWIRE_OH | 8101705 | no | no |  |  | no |  |  | 0 | 0 | 0 | 0
oh_line_TAP_OH_893512 |  | AN | node_8101705_200817252 | node_1396385_316_15347200_352 | 0.033 | unb_TAPWIRE_OH | 8101705 | no | no |  |  | no |  |  | 0 | 0 | 0 | 0
oh_line_TAP_OH_893513 |  | AN | node_8101705_200817253 | node_1397610_805_15344901_739 | 0.033 | unb_TAPWIRE_OH | 8101705 | no | no |  |  | no |  |  | 0 | 0 | 0 | 0
oh_line_TAP_OH_893514 |  | AN | node_8101705_200817255 | node_1397679_676_15344386_062 | 0.033 | unb_TAPWIRE_OH | 8101705 | no | no |  |  | no |  |  | 0 | 0 | 0 | 0
oh_line_TAP_OH_893515 |  | AN | node_8101705_200817257 | node_1396596_784_15347058_259 | 0.033 | unb_TAPWIRE_OH | 8101705 | no | no |  |  | no |  |  | 0 | 0 | 0 | 0
oh_line_TAP_OH_893516 |  | AN | node_8101705_200817258 | node_1396768_084_15346782_197 | 0.033 | unb_TAPWIRE_OH | 8101705 | no | no |  |  | no |  |  | 0 | 0 | 0 | 0
oh_line_TAP_OH_893517 |  | AN | node_8101705_200817263 | node_1397488_732_15345671_355 | 0.033 | unb_TAPWIRE_OH | 8101705 | no | no |  |  | no |  |  | 0 | 0 | 0 | 0
oh_line_TAP_OH_893518 |  | AN | node_8101705_200817264 | node_1397269_779_15345469_894 | 0.033 | unb_TAPWIRE_OH | 8101705 | no | no |  |  | no |  |  | 0 | 0 | 0 | 0
oh_line_TAP_OH_893519 |  | AN | node_8101705_200817266 | node_1397421_78_15345037_501 | 0.033 | unb_TAPWIRE_OH | 8101705 | no | no |  |  | no |  |  | 0 | 0 | 0 | 0
oh_line_TAP_OH_893520 |  | AN | node_8101705_200817269 | node_1382155_625_15342218_371 | 0.033 | unb_TAPWIRE_OH | 8101705 | no | no |  |  | no |  |  | 0 | 0 | 0 | 0
oh_line_TAP_OH_893521 |  | AN | node_8101705_200817270 | node_1382063_358_15342411_025 | 0.033 | unb_TAPWIRE_OH | 8101705 | no | no |  |  | no |  |  | 0 | 0 | 0 | 0
oh_line_TAP_OH_893522 |  | AN | node_8101705_200817273 | node_1381955_679_15342956_813 | 0.033 | unb_TAPWIRE_OH | 8101705 | no | no |  |  | no |  |  | 0 | 0 | 0 | 0
oh_line_TAP_OH_893523 |  | AN | node_8101705_200817274 | node_1381949_255_15343182_365 | 0.033 | unb_TAPWIRE_OH | 8101705 | no | no |  |  | no |  |  | 0 | 0 | 0 | 0
oh_line_TAP_OH_893524 |  | AN | node_8101705_200817276 | node_1381918_307_15343901_769 | 0.033 | unb_TAPWIRE_OH | 8101705 | no | no |  |  | no |  |  | 0 | 0 | 0 | 0
oh_line_TAP_OH_893525 |  | AN | node_8101705_200817278 | node_1381740_685_15344278_474 | 0.033 | unb_TAPWIRE_OH | 8101705 | no | no |  |  | no |  |  | 0 | 0 | 0 | 0
oh_line_TAP_OH_893533 |  | AN | node_8101705_200817298 | node_1383556_517_15348357_696 | 0.033 | unb_TAPWIRE_OH | 8101705 | no | no |  |  | no |  |  | 0 | 0 | 0 | 0
oh_line_TAP_OH_893534 |  | AN | node_8101705_200817299 | node_1383954_11_15351319_78 | 0.033 | unb_TAPWIRE_OH | 8101705 | no | no |  |  | no |  |  | 0 | 0 | 0 | 0
oh_line_TAP_OH_893535 |  | AN | node_8101705_200817300 | node_1383973_112_15351587_433 | 0.033 | unb_TAPWIRE_OH | 8101705 | no | no |  |  | no |  |  | 0 | 0 | 0 | 0
oh_line_TAP_OH_893536 |  | AN | node_8101705_200817303 | node_1383971_334_15349425_57 | 0.033 | unb_TAPWIRE_OH | 8101705 | no | no |  |  | no |  |  | 0 | 0 | 0 | 0
oh_line_TAP_OH_893537 |  | AN | node_8101705_200817306 | node_1384010_711_15350059_186 | 0.033 | unb_TAPWIRE_OH | 8101705 | no | no |  |  | no |  |  | 0 | 0 | 0 | 0
oh_line_TAP_OH_893538 |  | AN | node_8101705_200817308 | node_1384118_521_15350814_7 | 0.033 | unb_TAPWIRE_OH | 8101705 | no | no |  |  | no |  |  | 0 | 0 | 0 | 0
oh_line_TAP_OH_893539 |  | AN | node_8101705_200817313 | node_1381942_914_15348444_01 | 0.033 | unb_TAPWIRE_OH | 8101705 | no | no |  |  | no |  |  | 0 | 0 | 0 | 0
oh_line_TAP_OH_893540 |  | AN | node_8101705_200817318 | node_1380448_319_15349047_307 | 0.033 | unb_TAPWIRE_OH | 8101705 | no | no |  |  | no |  |  | 0 | 0 | 0 | 0
oh_line_TAP_OH_893541 |  | AN | node_8101705_200817320 | node_1380221_068_15349309_247 | 0.033 | unb_TAPWIRE_OH | 8101705 | no | no |  |  | no |  |  | 0 | 0 | 0 | 0
oh_line_TAP_OH_893542 |  | AN | node_8101705_200817321 | node_1379791_293_15349200_152 | 0.033 | unb_TAPWIRE_OH | 8101705 | no | no |  |  | no |  |  | 0 | 0 | 0 | 0
oh_line_TAP_OH_893543 |  | AN | node_8101705_200817322 | node_1379569_753_15349287_325 | 0.033 | unb_TAPWIRE_OH | 8101705 | no | no |  |  | no |  |  | 0 | 0 | 0 | 0
oh_line_TAP_OH_893544 |  | AN | node_8101705_200817326 | node_1379254_408_15348727_455 | 0.033 | unb_TAPWIRE_OH | 8101705 | no | no |  |  | no |  |  | 0 | 0 | 0 | 0
oh_line_TAP_OH_893545 |  | AN | node_8101705_200817328 | node_1378718_56_15349349_696 | 0.033 | unb_TAPWIRE_OH | 8101705 | no | no |  |  | no |  |  | 0 | 0 | 0 | 0
oh_line_TAP_OH_893597 |  | AN | node_8101705_200817457 | node_1380971_012_15347115_713 | 0.033 | unb_TAPWIRE_OH | 8101705 | no | no |  |  | no |  |  | 0 | 0 | 0 | 0
oh_line_TAP_OH_893598 |  | AN | node_8101705_200817458 | node_1381488_422_15344999_854 | 0.033 | unb_TAPWIRE_OH | 8101705 | no | no |  |  | no |  |  | 0 | 0 | 0 | 0
oh_line_TAP_OH_893599 |  | AN | node_8101705_200817460 | node_1381455_06_15346822_179 | 0.033 | unb_TAPWIRE_OH | 8101705 | no | no |  |  | no |  |  | 0 | 0 | 0 | 0
oh_line_TAP_OH_893601 |  | AN | node_8101705_200817463 | node_1381304_554_15346308_764 | 0.033 | unb_TAPWIRE_OH | 8101705 | no | no |  |  | no |  |  | 0 | 0 | 0 | 0
oh_line_TAP_OH_893602 |  | AN | node_8101705_200817464 | node_1381438_405_15346277_047 | 0.033 | unb_TAPWIRE_OH | 8101705 | no | no |  |  | no |  |  | 0 | 0 | 0 | 0
oh_line_TAP_OH_893603 |  | AN | node_8101705_200817466 | node_1381377_358_15346047_277 | 0.033 | unb_TAPWIRE_OH | 8101705 | no | no |  |  | no |  |  | 0 | 0 | 0 | 0
oh_line_TAP_OH_893604 |  | AN | node_8101705_200817468 | node_1381403_77_15345531_237 | 0.033 | unb_TAPWIRE_OH | 8101705 | no | no |  |  | no |  |  | 0 | 0 | 0 | 0
oh_line_TAP_OH_893640 |  | AN | node_8101705_200817563 | node_1391506_165_15345253_646 | 0.033 | unb_TAPWIRE_OH | 8101705 | no | no |  |  | no |  |  | 0 | 0 | 0 | 0
oh_line_TAP_OH_893641 |  | AN | node_8101705_200817565 | node_1391379_164_15345930_299 | 0.033 | unb_TAPWIRE_OH | 8101705 | no | no |  |  | no |  |  | 0 | 0 | 0 | 0
oh_line_TAP_OH_893642 |  | AN | node_8101705_200817568 | node_1391251_124_15346303_472 | 0.033 | unb_TAPWIRE_OH | 8101705 | no | no |  |  | no |  |  | 0 | 0 | 0 | 0
oh_line_TAP_OH_893643 |  | AN | node_8101705_200817569 | node_1391637_148_15346483_819 | 0.033 | unb_TAPWIRE_OH | 8101705 | no | no |  |  | no |  |  | 0 | 0 | 0 | 0
oh_line_TAP_OH_893644 |  | AN | node_8101705_200817570 | node_1391704_646_15346781_019 | 0.033 | unb_TAPWIRE_OH | 8101705 | no | no |  |  | no |  |  | 0 | 0 | 0 | 0
oh_line_TAP_OH_893657 |  | AN | node_8101705_200817597 | node_1398959_036_15343564_597 | 0.033 | unb_TAPWIRE_OH | 8101705 | no | no |  |  | no |  |  | 0 | 0 | 0 | 0
oh_line_TAP_OH_893685 |  | AN | node_8101705_200817678 | node_1390610_822_15343582_722 | 0.033 | unb_TAPWIRE_OH | 8101705 | no | no |  |  | no |  |  | 0 | 0 | 0 | 0
oh_line_TAP_OH_893686 |  | AN | node_8101705_200817682 | node_1390121_758_15343225_98 | 0.033 | unb_TAPWIRE_OH | 8101705 | no | no |  |  | no |  |  | 0 | 0 | 0 | 0
oh_line_TAP_OH_893687 |  | AN | node_8101705_200817683 | node_1389900_493_15343515_535 | 0.033 | unb_TAPWIRE_OH | 8101705 | no | no |  |  | no |  |  | 0 | 0 | 0 | 0
oh_line_TAP_OH_894607 |  | ABCN | node_8101705_200821198 | node_1396377_249_15310410_669 | 0.033 | unb_TAPWIRE_OH | 8101705 | no | no |  |  | no |  |  | 0 | 0 | 0 | 0
oh_line_TAP_OH_894609 |  | ABCN | node_8101705_200821205 | node_1396564_28_15311028_871 | 0.033 | unb_TAPWIRE_OH | 8101705 | no | no |  |  | no |  |  | 0 | 0 | 0 | 0
oh_line_TAP_OH_894614 |  | ABCN | node_8101705_200821215 | node_1396913_437_15311445_179 | 0.033 | unb_TAPWIRE_OH | 8101705 | no | no |  |  | no |  |  | 0 | 0 | 0 | 0
oh_line_TAP_OH_894620 |  | ABCN | node_8101705_200821235 | node_1397289_632_15312798_264 | 0.033 | unb_TAPWIRE_OH | 8101705 | no | no |  |  | no |  |  | 0 | 0 | 0 | 0
oh_line_TAP_OH_894622 |  | ABCN | node_8101705_200821240 | node_1397431_976_15313184_79 | 0.033 | unb_TAPWIRE_OH | 8101705 | no | no |  |  | no |  |  | 0 | 0 | 0 | 0
oh_line_TAP_OH_894624 |  | ABCN | node_8101705_200821245 | node_1397427_671_15313524_005 | 0.033 | unb_TAPWIRE_OH | 8101705 | no | no |  |  | no |  |  | 0 | 0 | 0 | 0
oh_line_TAP_OH_894631 |  | ABCN | node_8101705_200821265 | node_1398019_05_15314949_475 | 0.033 | unb_TAPWIRE_OH | 8101705 | no | no |  |  | no |  |  | 0 | 0 | 0 | 0
oh_line_TAP_OH_894633 |  | ABCN | node_8101705_200821271 | node_1398320_492_15315397_547 | 0.033 | unb_TAPWIRE_OH | 8101705 | no | no |  |  | no |  |  | 0 | 0 | 0 | 0
oh_line_TAP_OH_894636 |  | ABCN | node_8101705_200821278 | node_1398503_948_15315829_334 | 0.033 | unb_TAPWIRE_OH | 8101705 | no | no |  |  | no |  |  | 0 | 0 | 0 | 0
oh_line_TAP_OH_894641 |  | ABCN | node_8101705_200821289 | node_1399274_749_15316795_599 | 0.033 | unb_TAPWIRE_OH | 8101705 | no | no |  |  | no |  |  | 0 | 0 | 0 | 0
oh_line_TAP_OH_894647 |  | ABCN | node_8101705_200821301 | node_1399853_836_15317555_355 | 0.033 | unb_TAPWIRE_OH | 8101705 | no | no |  |  | no |  |  | 0 | 0 | 0 | 0
oh_line_TAP_OH_894648 |  | ABCN | node_8101705_200821303 | node_1399836_809_15317779_802 | 0.033 | unb_TAPWIRE_OH | 8101705 | no | no |  |  | no |  |  | 0 | 0 | 0 | 0
oh_line_TAP_OH_894723 |  | AN | node_8101705_200821609 | node_1396378_947_15310089_813 | 0.033 | unb_TAPWIRE_OH | 8101705 | no | no |  |  | no |  |  | 0 | 0 | 0 | 0
oh_line_TAP_OH_894724 |  | AN | node_8101705_200821611 | node_1396676_219_15310046_115 | 0.033 | unb_TAPWIRE_OH | 8101705 | no | no |  |  | no |  |  | 0 | 0 | 0 | 0
oh_line_TAP_OH_894727 |  | ABCN | node_8101705_200821625 | node_1396181_006_15310587_784 | 0.033 | unb_TAPWIRE_OH | 8101705 | no | no |  |  | no |  |  | 0 | 0 | 0 | 0
oh_line_TAP_OH_894728 |  | ABCN | node_8101705_200821626 | node_1395984_054_15310504_495 | 0.033 | unb_TAPWIRE_OH | 8101705 | no | no |  |  | no |  |  | 0 | 0 | 0 | 0
oh_line_TAP_OH_894745 |  | AN | node_8101705_200821754 | node_1394291_332_15322298_12 | 0.033 | unb_TAPWIRE_OH | 8101705 | no | no |  |  | no |  |  | 0 | 0 | 0 | 0
oh_line_TAP_OH_894746 |  | AN | node_8101705_200821755 | node_1392759_376_15335673_95 | 0.033 | unb_TAPWIRE_OH | 8101705 | no | no |  |  | no |  |  | 0 | 0 | 0 | 0
oh_line_TAP_OH_894747 |  | ABCN | node_8101705_200821756 | node_1398231_593_15315419_594 | 0.033 | unb_TAPWIRE_OH | 8101705 | no | no |  |  | no |  |  | 0 | 0 | 0 | 0
oh_line_TAP_OH_894748 |  | ABCN | node_8101705_200821758 | node_1392660_361_15336521_286 | 0.033 | unb_TAPWIRE_OH | 8101705 | no | no |  |  | no |  |  | 0 | 0 | 0 | 0
oh_line_TAP_OH_894749 |  | ABCN | node_8101705_200821761 | node_1397436_386_15316648_723 | 0.033 | unb_TAPWIRE_OH | 8101705 | no | no |  |  | no |  |  | 0 | 0 | 0 | 0
oh_line_TAP_OH_894750 |  | AN | node_8101705_200821766 | node_1397096_013_15316801_578 | 0.033 | unb_TAPWIRE_OH | 8101705 | no | no |  |  | no |  |  | 0 | 0 | 0 | 0
oh_line_TAP_OH_894752 |  | ABCN | node_8101705_200821774 | node_1392516_31_15336750_004 | 0.033 | unb_TAPWIRE_OH | 8101705 | no | no |  |  | no |  |  | 0 | 0 | 0 | 0
oh_line_TAP_OH_894753 |  | ABCN | node_8101705_200821779 | node_1392282_14_15337329_878 | 0.033 | unb_TAPWIRE_OH | 8101705 | no | no |  |  | no |  |  | 0 | 0 | 0 | 0
oh_line_TAP_OH_894754 |  | ABCN | node_8101705_200821780 | node_1392182_522_15337451_424 | 0.033 | unb_TAPWIRE_OH | 8101705 | no | no |  |  | no |  |  | 0 | 0 | 0 | 0
oh_line_TAP_OH_894755 |  | ABCN | node_8101705_200821784 | node_1396904_531_15317461_733 | 0.033 | unb_TAPWIRE_OH | 8101705 | no | no |  |  | no |  |  | 0 | 0 | 0 | 0
oh_line_TAP_OH_894756 |  | ABCN | node_8101705_200821786 | node_1392127_161_15337705_974 | 0.033 | unb_TAPWIRE_OH | 8101705 | no | no |  |  | no |  |  | 0 | 0 | 0 | 0
oh_line_TAP_OH_894758 |  | ABCN | node_8101705_200821792 | node_1392029_828_15338336_852 | 0.033 | unb_TAPWIRE_OH | 8101705 | no | no |  |  | no |  |  | 0 | 0 | 0 | 0
oh_line_TAP_OH_894760 |  | ABCN | node_8101705_200821803 | node_1391892_03_15339231_43 | 0.033 | unb_TAPWIRE_OH | 8101705 | no | no |  |  | no |  |  | 0 | 0 | 0 | 0
oh_line_TAP_OH_894761 |  | ABCN | node_8101705_200821814 | node_1391647_918_15339942_207 | 0.033 | unb_TAPWIRE_OH | 8101705 | no | no |  |  | no |  |  | 0 | 0 | 0 | 0
oh_line_TAP_OH_894762 |  | AN | node_8101705_200821822 | node_1391450_127_15340787_654 | 0.033 | unb_TAPWIRE_OH | 8101705 | no | no |  |  | no |  |  | 0 | 0 | 0 | 0
oh_line_TAP_OH_894763 |  | AN | node_8101705_200821827 | node_1391342_508_15341531_214 | 0.033 | unb_TAPWIRE_OH | 8101705 | no | no |  |  | no |  |  | 0 | 0 | 0 | 0
oh_line_TAP_OH_894764 |  | AN | node_8101705_200821829 | node_1391268_965_15341945_732 | 0.033 | unb_TAPWIRE_OH | 8101705 | no | no |  |  | no |  |  | 0 | 0 | 0 | 0
oh_line_TAP_OH_894765 |  | AN | node_8101705_200821832 | node_1391265_481_15342287_315 | 0.033 | unb_TAPWIRE_OH | 8101705 | no | no |  |  | no |  |  | 0 | 0 | 0 | 0
oh_line_TAP_OH_894766 |  | AN | node_8101705_200821834 | node_1391252_897_15342519_934 | 0.033 | unb_TAPWIRE_OH | 8101705 | no | no |  |  | no |  |  | 0 | 0 | 0 | 0
oh_line_TAP_OH_894767 |  | ABCN | node_8101705_200821836 | node_1396630_986_15317931_718 | 0.033 | unb_TAPWIRE_OH | 8101705 | no | no |  |  | no |  |  | 0 | 0 | 0 | 0
oh_line_TAP_OH_894769 |  | ABCN | node_8101705_200821841 | node_1396561_671_15318389_089 | 0.033 | unb_TAPWIRE_OH | 8101705 | no | no |  |  | no |  |  | 0 | 0 | 0 | 0
oh_line_TAP_OH_894770 |  | ABCN | node_8101705_200821843 | node_1396479_19_15318668_484 | 0.033 | unb_TAPWIRE_OH | 8101705 | no | no |  |  | no |  |  | 0 | 0 | 0 | 0
oh_line_TAP_OH_894771 |  | ABCN | node_8101705_200821846 | node_1396246_798_15319174_78 | 0.033 | unb_TAPWIRE_OH | 8101705 | no | no |  |  | no |  |  | 0 | 0 | 0 | 0
oh_line_TAP_OH_894772 |  | ABCN | node_8101705_200821849 | node_1395908_684_15319272_549 | 0.033 | unb_TAPWIRE_OH | 8101705 | no | no |  |  | no |  |  | 0 | 0 | 0 | 0
oh_line_TAP_OH_894773 |  | ABCN | node_8101705_200821856 | node_1395488_802_15319822_996 | 0.033 | unb_TAPWIRE_OH | 8101705 | no | no |  |  | no |  |  | 0 | 0 | 0 | 0
oh_line_TAP_OH_894774 |  | ABCN | node_8101705_200821862 | node_1395380_444_15320212_908 | 0.033 | unb_TAPWIRE_OH | 8101705 | no | no |  |  | no |  |  | 0 | 0 | 0 | 0
oh_line_TAP_OH_894775 |  | ABCN | node_8101705_200821865 | node_1395168_1_15320695_806 | 0.033 | unb_TAPWIRE_OH | 8101705 | no | no |  |  | no |  |  | 0 | 0 | 0 | 0
oh_line_TAP_OH_894776 |  | ABCN | node_8101705_200821866 | node_1395029_333_15320867_961 | 0.033 | unb_TAPWIRE_OH | 8101705 | no | no |  |  | no |  |  | 0 | 0 | 0 | 0
oh_line_TAP_OH_894778 |  | ABCN | node_8101705_200821875 | node_1394794_327_15321500_039 | 0.033 | unb_TAPWIRE_OH | 8101705 | no | no |  |  | no |  |  | 0 | 0 | 0 | 0
oh_line_TAP_OH_894779 |  | ABCN | node_8101705_200821878 | node_1394559_951_15321876_662 | 0.033 | unb_TAPWIRE_OH | 8101705 | no | no |  |  | no |  |  | 0 | 0 | 0 | 0
oh_line_TAP_OH_894780 |  | AN | node_8101705_200821882 | node_1394963_77_15322160_746 | 0.033 | unb_TAPWIRE_OH | 8101705 | no | no |  |  | no |  |  | 0 | 0 | 0 | 0
oh_line_TAP_OH_894781 |  | ABCN | node_8101705_200821884 | node_1394635_906_15322315_375 | 0.033 | unb_TAPWIRE_OH | 8101705 | no | no |  |  | no |  |  | 0 | 0 | 0 | 0
oh_line_TAP_OH_894783 |  | AN | node_8101705_200821890 | node_1394411_802_15322585_991 | 0.033 | unb_TAPWIRE_OH | 8101705 | no | no |  |  | no |  |  | 0 | 0 | 0 | 0
oh_line_TAP_OH_894784 |  | ABCN | node_8101705_200821901 | node_1394774_713_15323422_617 | 0.033 | unb_TAPWIRE_OH | 8101705 | no | no |  |  | no |  |  | 0 | 0 | 0 | 0
oh_line_TAP_OH_894785 |  | AN | node_8101705_200821906 | node_1395468_956_15323637_226 | 0.033 | unb_TAPWIRE_OH | 8101705 | no | no |  |  | no |  |  | 0 | 0 | 0 | 0
oh_line_TAP_OH_894786 |  | AN | node_8101705_200821909 | node_1394367_334_15323678_529 | 0.033 | unb_TAPWIRE_OH | 8101705 | no | no |  |  | no |  |  | 0 | 0 | 0 | 0
oh_line_TAP_OH_894787 |  | ABCN | node_8101705_200821910 | node_1394738_522_15323854_287 | 0.033 | unb_TAPWIRE_OH | 8101705 | no | no |  |  | no |  |  | 0 | 0 | 0 | 0
oh_line_TAP_OH_894788 |  | ABCN | node_8101705_200821913 | node_1394858_723_15324268_101 | 0.033 | unb_TAPWIRE_OH | 8101705 | no | no |  |  | no |  |  | 0 | 0 | 0 | 0
oh_line_TAP_OH_894789 |  | ABCN | node_8101705_200821918 | node_1394952_888_15324605_216 | 0.033 | unb_TAPWIRE_OH | 8101705 | no | no |  |  | no |  |  | 0 | 0 | 0 | 0
oh_line_TAP_OH_894790 |  | ABCN | node_8101705_200821921 | node_1397791_112_15316005_408 | 0.033 | unb_TAPWIRE_OH | 8101705 | no | no |  |  | no |  |  | 0 | 0 | 0 | 0
oh_line_TAP_OH_894791 |  | ABCN | node_8101705_200821924 | node_1395000_029_15325086_356 | 0.033 | unb_TAPWIRE_OH | 8101705 | no | no |  |  | no |  |  | 0 | 0 | 0 | 0
oh_line_TAP_OH_894792 |  | ABCN | node_8101705_200821928 | node_1394971_789_15325479_247 | 0.033 | unb_TAPWIRE_OH | 8101705 | no | no |  |  | no |  |  | 0 | 0 | 0 | 0
oh_line_TAP_OH_894793 |  | ABCN | node_8101705_200821934 | node_1395104_547_15326147_801 | 0.033 | unb_TAPWIRE_OH | 8101705 | no | no |  |  | no |  |  | 0 | 0 | 0 | 0
oh_line_TAP_OH_894794 |  | ABCN | node_8101705_200821945 | node_1395355_872_15327009_96 | 0.033 | unb_TAPWIRE_OH | 8101705 | no | no |  |  | no |  |  | 0 | 0 | 0 | 0
oh_line_TAP_OH_894795 |  | AN | node_8101705_200821948 | node_1394969_883_15327311_862 | 0.033 | unb_TAPWIRE_OH | 8101705 | no | no |  |  | no |  |  | 0 | 0 | 0 | 0
oh_line_TAP_OH_894796 |  | ABCN | node_8101705_200821951 | node_1395426_762_15327778_06 | 0.033 | unb_TAPWIRE_OH | 8101705 | no | no |  |  | no |  |  | 0 | 0 | 0 | 0
oh_line_TAP_OH_894797 |  | AN | node_8101705_200821953 | node_1395145_644_15327888_562 | 0.033 | unb_TAPWIRE_OH | 8101705 | no | no |  |  | no |  |  | 0 | 0 | 0 | 0
oh_line_TAP_OH_894798 |  | ABCN | node_8101705_200821958 | node_1395407_529_15328124_892 | 0.033 | unb_TAPWIRE_OH | 8101705 | no | no |  |  | no |  |  | 0 | 0 | 0 | 0
oh_line_TAP_OH_894799 |  | AN | node_8101705_200821961 | node_1394988_465_15328310_263 | 0.033 | unb_TAPWIRE_OH | 8101705 | no | no |  |  | no |  |  | 0 | 0 | 0 | 0
oh_line_TAP_OH_894800 |  | AN | node_8101705_200821962 | node_1395139_273_15328453_764 | 0.033 | unb_TAPWIRE_OH | 8101705 | no | no |  |  | no |  |  | 0 | 0 | 0 | 0
oh_line_TAP_OH_894801 |  | ABCN | node_8101705_200821972 | node_1394990_777_15329489_479 | 0.033 | unb_TAPWIRE_OH | 8101705 | no | no |  |  | no |  |  | 0 | 0 | 0 | 0
oh_line_TAP_OH_894802 |  | ABCN | node_8101705_200821974 | node_1394966_121_15329889_153 | 0.033 | unb_TAPWIRE_OH | 8101705 | no | no |  |  | no |  |  | 0 | 0 | 0 | 0
oh_line_TAP_OH_894803 |  | ABCN | node_8101705_200821976 | node_1394938_95_15330086_697 | 0.033 | unb_TAPWIRE_OH | 8101705 | no | no |  |  | no |  |  | 0 | 0 | 0 | 0
oh_line_TAP_OH_894805 |  | ABCN | node_8101705_200821982 | node_1394801_58_15330621_677 | 0.033 | unb_TAPWIRE_OH | 8101705 | no | no |  |  | no |  |  | 0 | 0 | 0 | 0
oh_line_TAP_OH_894806 |  | AN | node_8101705_200821984 | node_1394607_552_15330412_583 | 0.033 | unb_TAPWIRE_OH | 8101705 | no | no |  |  | no |  |  | 0 | 0 | 0 | 0
oh_line_TAP_OH_894807 |  | AN | node_8101705_200821985 | node_1394428_721_15330196_635 | 0.033 | unb_TAPWIRE_OH | 8101705 | no | no |  |  | no |  |  | 0 | 0 | 0 | 0
oh_line_TAP_OH_894808 |  | ABCN | node_8101705_200821994 | node_1394284_281_15331890_686 | 0.033 | unb_TAPWIRE_OH | 8101705 | no | no |  |  | no |  |  | 0 | 0 | 0 | 0
oh_line_TAP_OH_894809 |  | ABCN | node_8101705_200821998 | node_1394214_595_15332443_951 | 0.033 | unb_TAPWIRE_OH | 8101705 | no | no |  |  | no |  |  | 0 | 0 | 0 | 0
oh_line_TAP_OH_894810 |  | AN | node_8101705_200821999 | node_1394061_545_15332405_242 | 0.033 | unb_TAPWIRE_OH | 8101705 | no | no |  |  | no |  |  | 0 | 0 | 0 | 0
oh_line_TAP_OH_894811 |  | ABCN | node_8101705_200822002 | node_1394186_188_15332592_162 | 0.033 | unb_TAPWIRE_OH | 8101705 | no | no |  |  | no |  |  | 0 | 0 | 0 | 0
oh_line_TAP_OH_894812 |  | ABCN | node_8101705_200822003 | node_1394134_393_15332830_719 | 0.033 | unb_TAPWIRE_OH | 8101705 | no | no |  |  | no |  |  | 0 | 0 | 0 | 0
oh_line_TAP_OH_894813 |  | ABCN | node_8101705_200822005 | node_1394048_692_15333196_809 | 0.033 | unb_TAPWIRE_OH | 8101705 | no | no |  |  | no |  |  | 0 | 0 | 0 | 0
oh_line_TAP_OH_894814 |  | ABCN | node_8101705_200822010 | node_1393785_431_15333934_11 | 0.033 | unb_TAPWIRE_OH | 8101705 | no | no |  |  | no |  |  | 0 | 0 | 0 | 0
oh_line_TAP_OH_894815 |  | ABCN | node_8101705_200822013 | node_1393714_381_15334197_28 | 0.033 | unb_TAPWIRE_OH | 8101705 | no | no |  |  | no |  |  | 0 | 0 | 0 | 0
oh_line_TAP_OH_894816 |  | ABCN | node_8101705_200822014 | node_1393634_087_15334444_756 | 0.033 | unb_TAPWIRE_OH | 8101705 | no | no |  |  | no |  |  | 0 | 0 | 0 | 0
oh_line_TAP_OH_894817 |  | ABCN | node_8101705_200822015 | node_1393594_105_15334607_283 | 0.033 | unb_TAPWIRE_OH | 8101705 | no | no |  |  | no |  |  | 0 | 0 | 0 | 0
oh_line_TAP_OH_894818 |  | ABCN | node_8101705_200822020 | node_1393430_07_15335132_967 | 0.033 | unb_TAPWIRE_OH | 8101705 | no | no |  |  | no |  |  | 0 | 0 | 0 | 0
oh_line_TAP_OH_894819 |  | ABCN | node_8101705_200822025 | node_1393238_746_15335703_035 | 0.033 | unb_TAPWIRE_OH | 8101705 | no | no |  |  | no |  |  | 0 | 0 | 0 | 0
oh_line_TAP_OH_894820 |  | AN | node_8101705_200822037 | node_1399059_955_15317083_889 | 0.033 | unb_TAPWIRE_OH | 8101705 | no | no |  |  | no |  |  | 0 | 0 | 0 | 0
oh_line_TAP_OH_894821 |  | AN | node_8101705_200822040 | node_1399355_722_15317582_646 | 0.033 | unb_TAPWIRE_OH | 8101705 | no | no |  |  | no |  |  | 0 | 0 | 0 | 0
oh_line_TAP_OH_894822 |  | AN | node_8101705_200822043 | node_1399630_441_15317996_718 | 0.033 | unb_TAPWIRE_OH | 8101705 | no | no |  |  | no |  |  | 0 | 0 | 0 | 0
oh_line_TAP_OH_894823 |  | AN | node_8101705_200822050 | node_1398457_287_15316188_662 | 0.033 | unb_TAPWIRE_OH | 8101705 | no | no |  |  | no |  |  | 0 | 0 | 0 | 0
oh_line_TAP_OH_894825 |  | AN | node_8101705_200822062 | node_1399290_682_15315163_34 | 0.033 | unb_TAPWIRE_OH | 8101705 | no | no |  |  | no |  |  | 0 | 0 | 0 | 0
oh_line_TAP_OH_894826 |  | ABN | node_8101705_200822065 | node_1399036_928_15316087_108 | 0.033 | unb_TAPWIRE_OH | 8101705 | no | no |  |  | no |  |  | 0 | 0 | 0 | 0
oh_line_TAP_OH_894828 |  | AN | node_8101705_200822069 | node_1399270_82_15315681_781 | 0.033 | unb_TAPWIRE_OH | 8101705 | no | no |  |  | no |  |  | 0 | 0 | 0 | 0
oh_line_TAP_OH_894829 |  | AN | node_8101705_200822075 | node_1399699_406_15315684_65 | 0.033 | unb_TAPWIRE_OH | 8101705 | no | no |  |  | no |  |  | 0 | 0 | 0 | 0
oh_line_TAP_OH_894830 |  | AN | node_8101705_200822082 | node_1399454_267_15316399_825 | 0.033 | unb_TAPWIRE_OH | 8101705 | no | no |  |  | no |  |  | 0 | 0 | 0 | 0
oh_line_TAP_OH_894831 |  | ABN | node_8101705_200822087 | node_1398805_773_15316631_455 | 0.033 | unb_TAPWIRE_OH | 8101705 | no | no |  |  | no |  |  | 0 | 0 | 0 | 0
oh_line_TAP_OH_894832 |  | AN | node_8101705_200822097 | node_1399729_111_15316813_976 | 0.033 | unb_TAPWIRE_OH | 8101705 | no | no |  |  | no |  |  | 0 | 0 | 0 | 0
oh_line_TAP_OH_894833 |  | AN | node_8101705_200822112 | node_1399937_856_15316677_098 | 0.033 | unb_TAPWIRE_OH | 8101705 | no | no |  |  | no |  |  | 0 | 0 | 0 | 0
oh_line_TAP_OH_894834 |  | AN | node_8101705_200822130 | node_1400479_681_15316856_027 | 0.033 | unb_TAPWIRE_OH | 8101705 | no | no |  |  | no |  |  | 0 | 0 | 0 | 0
oh_line_TAP_OH_894835 |  | AN | node_8101705_200822135 | node_1400200_803_15316444_884 | 0.033 | unb_TAPWIRE_OH | 8101705 | no | no |  |  | no |  |  | 0 | 0 | 0 | 0
oh_line_TAP_OH_894918 |  | AN | node_8101705_200822437 | node_1399969_669_15317176_213 | 0.033 | unb_TAPWIRE_OH | 8101705 | no | no |  |  | no |  |  | 0 | 0 | 0 | 0
oh_line_TAP_OH_895037 |  | AN | node_8101705_200822831 | node_1397575_011_15339281_702 | 0.033 | unb_TAPWIRE_OH | 8101705 | no | no |  |  | no |  |  | 0 | 0 | 0 | 0
oh_line_TAP_OH_895038 |  | AN | node_8101705_200822837 | node_1397849_977_15340681_218 | 0.033 | unb_TAPWIRE_OH | 8101705 | no | no |  |  | no |  |  | 0 | 0 | 0 | 0
oh_line_TAP_OH_895039 |  | AN | node_8101705_200822839 | node_1397936_272_15341250_308 | 0.033 | unb_TAPWIRE_OH | 8101705 | no | no |  |  | no |  |  | 0 | 0 | 0 | 0
oh_line_TAP_OH_895040 |  | AN | node_8101705_200822841 | node_1397899_748_15341666_39 | 0.033 | unb_TAPWIRE_OH | 8101705 | no | no |  |  | no |  |  | 0 | 0 | 0 | 0
oh_line_TAP_OH_895105 |  | AN | node_8101705_200823035 | node_1393690_935_15319668_432 | 0.033 | unb_TAPWIRE_OH | 8101705 | no | no |  |  | no |  |  | 0 | 0 | 0 | 0
oh_line_TAP_OH_895106 |  | AN | node_8101705_200823036 | node_1393451_641_15319678_736 | 0.033 | unb_TAPWIRE_OH | 8101705 | no | no |  |  | no |  |  | 0 | 0 | 0 | 0
oh_line_TAP_OH_895107 |  | AN | node_8101705_200823037 | node_1393195_691_15319677_28 | 0.033 | unb_TAPWIRE_OH | 8101705 | no | no |  |  | no |  |  | 0 | 0 | 0 | 0
oh_line_TAP_OH_895108 |  | AN | node_8101705_200823041 | node_1392946_455_15319720_651 | 0.033 | unb_TAPWIRE_OH | 8101705 | no | no |  |  | no |  |  | 0 | 0 | 0 | 0
oh_line_TAP_OH_895109 |  | AN | node_8101705_200823045 | node_1392579_654_15319775_728 | 0.033 | unb_TAPWIRE_OH | 8101705 | no | no |  |  | no |  |  | 0 | 0 | 0 | 0
oh_line_TAP_OH_895110 |  | AN | node_8101705_200823047 | node_1392341_024_15319813_412 | 0.033 | unb_TAPWIRE_OH | 8101705 | no | no |  |  | no |  |  | 0 | 0 | 0 | 0
oh_line_TAP_OH_895111 |  | AN | node_8101705_200823048 | node_1392106_858_15319847_652 | 0.033 | unb_TAPWIRE_OH | 8101705 | no | no |  |  | no |  |  | 0 | 0 | 0 | 0
oh_line_TAP_OH_895113 |  | AN | node_8101705_200823052 | node_1395043_931_15320105_113 | 0.033 | unb_TAPWIRE_OH | 8101705 | no | no |  |  | no |  |  | 0 | 0 | 0 | 0
oh_line_TAP_OH_895114 |  | AN | node_8101705_200823054 | node_1394571_376_15320042_024 | 0.033 | unb_TAPWIRE_OH | 8101705 | no | no |  |  | no |  |  | 0 | 0 | 0 | 0
oh_line_TAP_OH_895115 |  | AN | node_8101705_200823057 | node_1394261_774_15320110_055 | 0.033 | unb_TAPWIRE_OH | 8101705 | no | no |  |  | no |  |  | 0 | 0 | 0 | 0
oh_line_TAP_OH_895116 |  | AN | node_8101705_200823058 | node_1394154_253_15319725_425 | 0.033 | unb_TAPWIRE_OH | 8101705 | no | no |  |  | no |  |  | 0 | 0 | 0 | 0
oh_line_TAP_OH_895117 |  | AN | node_8101705_200823061 | node_1393952_096_15319570_917 | 0.033 | unb_TAPWIRE_OH | 8101705 | no | no |  |  | no |  |  | 0 | 0 | 0 | 0
oh_line_TAP_OH_895118 |  | AN | node_8101705_200823063 | node_1385911_276_15331079_019 | 0.033 | unb_TAPWIRE_OH | 8101705 | no | no |  |  | no |  |  | 0 | 0 | 0 | 0
oh_line_TAP_OH_895119 |  | AN | node_8101705_200823064 | node_1385986_344_15331365_751 | 0.033 | unb_TAPWIRE_OH | 8101705 | no | no |  |  | no |  |  | 0 | 0 | 0 | 0
oh_line_TAP_OH_895120 |  | AN | node_8101705_200823065 | node_1385888_63_15331638_333 | 0.033 | unb_TAPWIRE_OH | 8101705 | no | no |  |  | no |  |  | 0 | 0 | 0 | 0
oh_line_TAP_OH_895121 |  | AN | node_8101705_200823066 | node_1385691_624_15331961_722 | 0.033 | unb_TAPWIRE_OH | 8101705 | no | no |  |  | no |  |  | 0 | 0 | 0 | 0
oh_line_TAP_OH_895122 |  | ABCN | node_8101705_200823068 | node_1394350_329_15321999_835 | 0.033 | unb_TAPWIRE_OH | 8101705 | no | no |  |  | no |  |  | 0 | 0 | 0 | 0
oh_line_TAP_OH_895123 |  | ABCN | node_8101705_200823071 | node_1391618_658_15322868_01 | 0.033 | unb_TAPWIRE_OH | 8101705 | no | no |  |  | no |  |  | 0 | 0 | 0 | 0
oh_line_TAP_OH_895124 |  | ABCN | node_8101705_200823075 | node_1391260_211_15323139_344 | 0.033 | unb_TAPWIRE_OH | 8101705 | no | no |  |  | no |  |  | 0 | 0 | 0 | 0
oh_line_TAP_OH_895125 |  | ABCN | node_8101705_200823077 | node_1391089_39_15323285_459 | 0.033 | unb_TAPWIRE_OH | 8101705 | no | no |  |  | no |  |  | 0 | 0 | 0 | 0
oh_line_TAP_OH_895126 |  | ABCN | node_8101705_200823079 | node_1390907_303_15323512_422 | 0.033 | unb_TAPWIRE_OH | 8101705 | no | no |  |  | no |  |  | 0 | 0 | 0 | 0
oh_line_TAP_OH_895127 |  | ABCN | node_8101705_200823085 | node_1390499_016_15324146_219 | 0.033 | unb_TAPWIRE_OH | 8101705 | no | no |  |  | no |  |  | 0 | 0 | 0 | 0
oh_line_TAP_OH_895128 |  | ABCN | node_8101705_200823088 | node_1390229_955_15324578_121 | 0.033 | unb_TAPWIRE_OH | 8101705 | no | no |  |  | no |  |  | 0 | 0 | 0 | 0
oh_line_TAP_OH_895129 |  | ABCN | node_8101705_200823095 | node_1389830_904_15325078_894 | 0.033 | unb_TAPWIRE_OH | 8101705 | no | no |  |  | no |  |  | 0 | 0 | 0 | 0
oh_line_TAP_OH_895130 |  | ABCN | node_8101705_200823097 | node_1389681_435_15325269_533 | 0.033 | unb_TAPWIRE_OH | 8101705 | no | no |  |  | no |  |  | 0 | 0 | 0 | 0
oh_line_TAP_OH_895131 |  | ABCN | node_8101705_200823099 | node_1389497_037_15325507_306 | 0.033 | unb_TAPWIRE_OH | 8101705 | no | no |  |  | no |  |  | 0 | 0 | 0 | 0
oh_line_TAP_OH_895132 |  | ABCN | node_8101705_200823101 | node_1389251_358_15325643_535 | 0.033 | unb_TAPWIRE_OH | 8101705 | no | no |  |  | no |  |  | 0 | 0 | 0 | 0
oh_line_TAP_OH_895133 |  | ABCN | node_8101705_200823103 | node_1389102_793_15325810_266 | 0.033 | unb_TAPWIRE_OH | 8101705 | no | no |  |  | no |  |  | 0 | 0 | 0 | 0
oh_line_TAP_OH_895134 |  | ABCN | node_8101705_200823105 | node_1388951_755_15326021_478 | 0.033 | unb_TAPWIRE_OH | 8101705 | no | no |  |  | no |  |  | 0 | 0 | 0 | 0
oh_line_TAP_OH_895135 |  | AN | node_8101705_200823108 | node_1388687_895_15325883_415 | 0.033 | unb_TAPWIRE_OH | 8101705 | no | no |  |  | no |  |  | 0 | 0 | 0 | 0
oh_line_TAP_OH_895136 |  | ABCN | node_8101705_200823109 | node_1388839_728_15326314_768 | 0.033 | unb_TAPWIRE_OH | 8101705 | no | no |  |  | no |  |  | 0 | 0 | 0 | 0
oh_line_TAP_OH_895137 |  | ABCN | node_8101705_200823110 | node_1388720_832_15326505_213 | 0.033 | unb_TAPWIRE_OH | 8101705 | no | no |  |  | no |  |  | 0 | 0 | 0 | 0
oh_line_TAP_OH_895138 |  | AN | node_8101705_200823112 | node_1388438_348_15326861_221 | 0.033 | unb_TAPWIRE_OH | 8101705 | no | no |  |  | no |  |  | 0 | 0 | 0 | 0
oh_line_TAP_OH_895139 |  | AN | node_8101705_200823115 | node_1387351_373_15326776_702 | 0.033 | unb_TAPWIRE_OH | 8101705 | no | no |  |  | no |  |  | 0 | 0 | 0 | 0
oh_line_TAP_OH_895140 |  | ABCN | node_8101705_200823117 | node_1388301_763_15326954_041 | 0.033 | unb_TAPWIRE_OH | 8101705 | no | no |  |  | no |  |  | 0 | 0 | 0 | 0
oh_line_TAP_OH_895141 |  | ABCN | node_8101705_200823118 | node_1388189_3_15327119_27 | 0.033 | unb_TAPWIRE_OH | 8101705 | no | no |  |  | no |  |  | 0 | 0 | 0 | 0
oh_line_TAP_OH_895142 |  | ABCN | node_8101705_200823120 | node_1388079_73_15327358_619 | 0.033 | unb_TAPWIRE_OH | 8101705 | no | no |  |  | no |  |  | 0 | 0 | 0 | 0
oh_line_TAP_OH_895143 |  | ABCN | node_8101705_200823121 | node_1387875_348_15327514_179 | 0.033 | unb_TAPWIRE_OH | 8101705 | no | no |  |  | no |  |  | 0 | 0 | 0 | 0
oh_line_TAP_OH_895144 |  | ABCN | node_8101705_200823126 | node_1387717_224_15327764_253 | 0.033 | unb_TAPWIRE_OH | 8101705 | no | no |  |  | no |  |  | 0 | 0 | 0 | 0
oh_line_TAP_OH_895146 |  | ABCN | node_8101705_200823135 | node_1386973_342_15328923_599 | 0.033 | unb_TAPWIRE_OH | 8101705 | no | no |  |  | no |  |  | 0 | 0 | 0 | 0
oh_line_TAP_OH_895147 |  | AN | node_8101705_200823137 | node_1386700_81_15328974_665 | 0.033 | unb_TAPWIRE_OH | 8101705 | no | no |  |  | no |  |  | 0 | 0 | 0 | 0
oh_line_TAP_OH_895148 |  | ABCN | node_8101705_200823141 | node_1386488_928_15329474_801 | 0.033 | unb_TAPWIRE_OH | 8101705 | no | no |  |  | no |  |  | 0 | 0 | 0 | 0
oh_line_TAP_OH_895149 |  | ABCN | node_8101705_200823143 | node_1393746_752_15322052_267 | 0.033 | unb_TAPWIRE_OH | 8101705 | no | no |  |  | no |  |  | 0 | 0 | 0 | 0
oh_line_TAP_OH_895150 |  | ABCN | node_8101705_200823146 | node_1386262_549_15329842_223 | 0.033 | unb_TAPWIRE_OH | 8101705 | no | no |  |  | no |  |  | 0 | 0 | 0 | 0
oh_line_TAP_OH_895151 |  | AN | node_8101705_312069105 | node_1385604_615_15330895_606 | 0.033 | unb_TAPWIRE_OH | 8101705 | no | no |  |  | no |  |  | 0 | 0 | 0 | 0
oh_line_TAP_OH_895152 |  | ABCN | node_8101705_200823153 | node_1385171_372_15330436_439 | 0.033 | unb_TAPWIRE_OH | 8101705 | no | no |  |  | no |  |  | 0 | 0 | 0 | 0
oh_line_TAP_OH_895153 |  | ABCN | node_8101705_200823155 | node_1384832_595_15330528_528 | 0.033 | unb_TAPWIRE_OH | 8101705 | no | no |  |  | no |  |  | 0 | 0 | 0 | 0
oh_line_TAP_OH_895154 |  | ABCN | node_8101705_200823158 | node_1384321_424_15330439_721 | 0.033 | unb_TAPWIRE_OH | 8101705 | no | no |  |  | no |  |  | 0 | 0 | 0 | 0
oh_line_TAP_OH_895155 |  | ABCN | node_8101705_200823160 | node_1383914_661_15330274_859 | 0.033 | unb_TAPWIRE_OH | 8101705 | no | no |  |  | no |  |  | 0 | 0 | 0 | 0
oh_line_TAP_OH_895156 |  | ABCN | node_8101705_200823163 | node_1393346_226_15322273_486 | 0.033 | unb_TAPWIRE_OH | 8101705 | no | no |  |  | no |  |  | 0 | 0 | 0 | 0
oh_line_TAP_OH_895157 |  | ABCN | node_8101705_200823166 | node_1392993_375_15322548_238 | 0.033 | unb_TAPWIRE_OH | 8101705 | no | no |  |  | no |  |  | 0 | 0 | 0 | 0
oh_line_TAP_OH_895158 |  | ABCN | node_8101705_200823168 | node_1392709_587_15322597_239 | 0.033 | unb_TAPWIRE_OH | 8101705 | no | no |  |  | no |  |  | 0 | 0 | 0 | 0
oh_line_TAP_OH_895159 |  | ABCN | node_8101705_200823169 | node_1392423_833_15322638_568 | 0.033 | unb_TAPWIRE_OH | 8101705 | no | no |  |  | no |  |  | 0 | 0 | 0 | 0
oh_line_TAP_OH_895160 |  | ABCN | node_8101705_200823173 | node_1392205_554_15322619_274 | 0.033 | unb_TAPWIRE_OH | 8101705 | no | no |  |  | no |  |  | 0 | 0 | 0 | 0
oh_line_TAP_OH_895161 |  | AN | node_8101705_200823175 | node_1392055_993_15322272_207 | 0.033 | unb_TAPWIRE_OH | 8101705 | no | no |  |  | no |  |  | 0 | 0 | 0 | 0
oh_line_TAP_OH_895162 |  | AN | node_8101705_200823176 | node_1395743_076_15321083_262 | 0.033 | unb_TAPWIRE_OH | 8101705 | no | no |  |  | no |  |  | 0 | 0 | 0 | 0
oh_line_TAP_OH_895163 |  | AN | node_8101705_200823180 | node_1395309_728_15321414_072 | 0.033 | unb_TAPWIRE_OH | 8101705 | no | no |  |  | no |  |  | 0 | 0 | 0 | 0
oh_line_TAP_OH_895164 |  | AN | node_8101705_200823184 | node_1395465_992_15321803_033 | 0.033 | unb_TAPWIRE_OH | 8101705 | no | no |  |  | no |  |  | 0 | 0 | 0 | 0
oh_line_TAP_OH_895165 |  | AN | node_8101705_200823185 | node_1395456_345_15322033_011 | 0.033 | unb_TAPWIRE_OH | 8101705 | no | no |  |  | no |  |  | 0 | 0 | 0 | 0
oh_line_TAP_OH_895166 |  | AN | node_8101705_200823190 | node_1395816_181_15321415_735 | 0.033 | unb_TAPWIRE_OH | 8101705 | no | no |  |  | no |  |  | 0 | 0 | 0 | 0
oh_line_TAP_OH_895167 |  | AN | node_8101705_200823193 | node_1392191_511_15336452_877 | 0.033 | unb_TAPWIRE_OH | 8101705 | no | no |  |  | no |  |  | 0 | 0 | 0 | 0
oh_line_TAP_OH_895168 |  | AN | node_8101705_200823196 | node_1391381_287_15336419_783 | 0.033 | unb_TAPWIRE_OH | 8101705 | no | no |  |  | no |  |  | 0 | 0 | 0 | 0
oh_line_TAP_OH_895169 |  | AN | node_8101705_200823197 | node_1391123_77_15336427_173 | 0.033 | unb_TAPWIRE_OH | 8101705 | no | no |  |  | no |  |  | 0 | 0 | 0 | 0
oh_line_TAP_OH_895170 |  | AN | node_8101705_200823199 | node_1390963_334_15336648_848 | 0.033 | unb_TAPWIRE_OH | 8101705 | no | no |  |  | no |  |  | 0 | 0 | 0 | 0
oh_line_TAP_OH_895171 |  | AN | node_8101705_200823202 | node_1390483_403_15335976_119 | 0.033 | unb_TAPWIRE_OH | 8101705 | no | no |  |  | no |  |  | 0 | 0 | 0 | 0
oh_line_TAP_OH_895172 |  | ABCN | node_8101705_200823206 | node_1391961_659_15339402_327 | 0.033 | unb_TAPWIRE_OH | 8101705 | no | no |  |  | no |  |  | 0 | 0 | 0 | 0
oh_line_TAP_OH_895173 |  | AN | node_8101705_200823207 | node_1394049_173_15339498_239 | 0.033 | unb_TAPWIRE_OH | 8101705 | no | no |  |  | no |  |  | 0 | 0 | 0 | 0
oh_line_TAP_OH_895174 |  | AN | node_8101705_200823210 | node_1394727_966_15339534_16 | 0.033 | unb_TAPWIRE_OH | 8101705 | no | no |  |  | no |  |  | 0 | 0 | 0 | 0
oh_line_TAP_OH_895175 |  | AN | node_8101705_200823211 | node_1394908_287_15339537_064 | 0.033 | unb_TAPWIRE_OH | 8101705 | no | no |  |  | no |  |  | 0 | 0 | 0 | 0
oh_line_TAP_OH_895176 |  | AN | node_8101705_200823213 | node_1395447_402_15339570_058 | 0.033 | unb_TAPWIRE_OH | 8101705 | no | no |  |  | no |  |  | 0 | 0 | 0 | 0
oh_line_TAP_OH_895177 |  | ABCN | node_8101705_200823220 | node_1392123_776_15339416_11 | 0.033 | unb_TAPWIRE_OH | 8101705 | no | no |  |  | no |  |  | 0 | 0 | 0 | 0
oh_line_TAP_OH_895178 |  | ABCN | node_8101705_200823224 | node_1392828_715_15339418_92 | 0.033 | unb_TAPWIRE_OH | 8101705 | no | no |  |  | no |  |  | 0 | 0 | 0 | 0
oh_line_TAP_OH_895179 |  | AN | node_8101705_200823230 | node_1393778_111_15339482_231 | 0.033 | unb_TAPWIRE_OH | 8101705 | no | no |  |  | no |  |  | 0 | 0 | 0 | 0
oh_line_TAP_OH_895180 |  | ABCN | node_8101705_200823232 | node_1389667_442_15342124_573 | 0.033 | unb_TAPWIRE_OH | 8101705 | no | no |  |  | no |  |  | 0 | 0 | 0 | 0
oh_line_TAP_OH_895181 |  | ABCN | node_8101705_200823236 | node_1391160_383_15340180_253 | 0.033 | unb_TAPWIRE_OH | 8101705 | no | no |  |  | no |  |  | 0 | 0 | 0 | 0
oh_line_TAP_OH_895182 |  | ABCN | node_8101705_200823239 | node_1390927_027_15340450_65 | 0.033 | unb_TAPWIRE_OH | 8101705 | no | no |  |  | no |  |  | 0 | 0 | 0 | 0
oh_line_TAP_OH_895183 |  | ABCN | node_8101705_200823241 | node_1390723_04_15340647_667 | 0.033 | unb_TAPWIRE_OH | 8101705 | no | no |  |  | no |  |  | 0 | 0 | 0 | 0
oh_line_TAP_OH_895184 |  | ABCN | node_8101705_200823242 | node_1390525_574_15340844_054 | 0.033 | unb_TAPWIRE_OH | 8101705 | no | no |  |  | no |  |  | 0 | 0 | 0 | 0
oh_line_TAP_OH_895185 |  | ABCN | node_8101705_200823244 | node_1390394_484_15341013_115 | 0.033 | unb_TAPWIRE_OH | 8101705 | no | no |  |  | no |  |  | 0 | 0 | 0 | 0
oh_line_TAP_OH_895186 |  | ABCN | node_8101705_200823246 | node_1390153_922_15341213_091 | 0.033 | unb_TAPWIRE_OH | 8101705 | no | no |  |  | no |  |  | 0 | 0 | 0 | 0
oh_line_TAP_OH_895187 |  | AN | node_8101705_200823249 | node_1389901_891_15341385_944 | 0.033 | unb_TAPWIRE_OH | 8101705 | no | no |  |  | no |  |  | 0 | 0 | 0 | 0
oh_line_TAP_OH_895188 |  | AN | node_8101705_200823251 | node_1390207_844_15341693_633 | 0.033 | unb_TAPWIRE_OH | 8101705 | no | no |  |  | no |  |  | 0 | 0 | 0 | 0
oh_line_TAP_OH_895189 |  | AN | node_8101705_200823254 | node_1389756_436_15341650_872 | 0.033 | unb_TAPWIRE_OH | 8101705 | no | no |  |  | no |  |  | 0 | 0 | 0 | 0
oh_line_TAP_OH_895190 |  | ABCN | node_8101705_200823257 | node_1391625_097_15340401_46 | 0.033 | unb_TAPWIRE_OH | 8101705 | no | no |  |  | no |  |  | 0 | 0 | 0 | 0
oh_line_TAP_OH_895191 |  | ABCN | node_8101705_200823261 | node_1393330_515_15342739_408 | 0.033 | unb_TAPWIRE_OH | 8101705 | no | no |  |  | no |  |  | 0 | 0 | 0 | 0
oh_line_TAP_OH_895192 |  | ABCN | node_8101705_200823266 | node_1392040_149_15340723_863 | 0.033 | unb_TAPWIRE_OH | 8101705 | no | no |  |  | no |  |  | 0 | 0 | 0 | 0
oh_line_TAP_OH_895194 |  | AN | node_8101705_200823272 | node_1392945_162_15342624_819 | 0.033 | unb_TAPWIRE_OH | 8101705 | no | no |  |  | no |  |  | 0 | 0 | 0 | 0
oh_line_TAP_OH_895250 |  | AN | node_8101705_200823441 | node_1385789_301_15316892_077 | 0.033 | unb_TAPWIRE_OH | 8101705 | no | no |  |  | no |  |  | 0 | 0 | 0 | 0
oh_line_TAP_OH_895251 |  | AN | node_8101705_200823443 | node_1385638_356_15317064_112 | 0.033 | unb_TAPWIRE_OH | 8101705 | no | no |  |  | no |  |  | 0 | 0 | 0 | 0
oh_line_TAP_OH_895252 |  | AN | node_8101705_200823444 | node_1385518_993_15317387_506 | 0.033 | unb_TAPWIRE_OH | 8101705 | no | no |  |  | no |  |  | 0 | 0 | 0 | 0
oh_line_TAP_OH_895253 |  | AN | node_8101705_200823445 | node_1385392_875_15317694_211 | 0.033 | unb_TAPWIRE_OH | 8101705 | no | no |  |  | no |  |  | 0 | 0 | 0 | 0
oh_line_TAP_OH_895254 |  | AN | node_8101705_200823446 | node_1385435_348_15318089_164 | 0.033 | unb_TAPWIRE_OH | 8101705 | no | no |  |  | no |  |  | 0 | 0 | 0 | 0
oh_line_TAP_OH_895255 |  | AN | node_8101705_200823451 | node_1385351_278_15318329_649 | 0.033 | unb_TAPWIRE_OH | 8101705 | no | no |  |  | no |  |  | 0 | 0 | 0 | 0
oh_line_TAP_OH_895256 |  | AN | node_8101705_200823454 | node_1385327_222_15318729_487 | 0.033 | unb_TAPWIRE_OH | 8101705 | no | no |  |  | no |  |  | 0 | 0 | 0 | 0
oh_line_TAP_OH_895257 |  | AN | node_8101705_200823455 | node_1385314_007_15318941_068 | 0.033 | unb_TAPWIRE_OH | 8101705 | no | no |  |  | no |  |  | 0 | 0 | 0 | 0
oh_line_TAP_OH_895258 |  | AN | node_8101705_200823459 | node_1385235_072_15320123_366 | 0.033 | unb_TAPWIRE_OH | 8101705 | no | no |  |  | no |  |  | 0 | 0 | 0 | 0
oh_line_TAP_OH_895259 |  | AN | node_8101705_200823462 | node_1385131_299_15320675_921 | 0.033 | unb_TAPWIRE_OH | 8101705 | no | no |  |  | no |  |  | 0 | 0 | 0 | 0
oh_line_TAP_OH_895260 |  | AN | node_8101705_200823465 | node_1384911_341_15321342_259 | 0.033 | unb_TAPWIRE_OH | 8101705 | no | no |  |  | no |  |  | 0 | 0 | 0 | 0
oh_line_TAP_OH_895261 |  | AN | node_8101705_200823466 | node_1384817_684_15321647_271 | 0.033 | unb_TAPWIRE_OH | 8101705 | no | no |  |  | no |  |  | 0 | 0 | 0 | 0
oh_line_TAP_OH_895262 |  | AN | node_8101705_200823475 | node_1384312_676_15323509_855 | 0.033 | unb_TAPWIRE_OH | 8101705 | no | no |  |  | no |  |  | 0 | 0 | 0 | 0
oh_line_TAP_OH_895263 |  | AN | node_8101705_200823478 | node_1384240_047_15324093_658 | 0.033 | unb_TAPWIRE_OH | 8101705 | no | no |  |  | no |  |  | 0 | 0 | 0 | 0
oh_line_TAP_OH_895264 |  | AN | node_8101705_200823480 | node_1384135_005_15324378_345 | 0.033 | unb_TAPWIRE_OH | 8101705 | no | no |  |  | no |  |  | 0 | 0 | 0 | 0
oh_line_TAP_OH_895265 |  | AN | node_8101705_200823481 | node_1383978_891_15324621_293 | 0.033 | unb_TAPWIRE_OH | 8101705 | no | no |  |  | no |  |  | 0 | 0 | 0 | 0
oh_line_TAP_OH_895266 |  | AN | node_8101705_200823483 | node_1383915_629_15325175_544 | 0.033 | unb_TAPWIRE_OH | 8101705 | no | no |  |  | no |  |  | 0 | 0 | 0 | 0
oh_line_TAP_OH_895267 |  | AN | node_8101705_200823484 | node_1383906_792_15325416_735 | 0.033 | unb_TAPWIRE_OH | 8101705 | no | no |  |  | no |  |  | 0 | 0 | 0 | 0
oh_line_TAP_OH_895268 |  | AN | node_8101705_200823485 | node_1383902_194_15325596_91 | 0.033 | unb_TAPWIRE_OH | 8101705 | no | no |  |  | no |  |  | 0 | 0 | 0 | 0
oh_line_TAP_OH_895269 |  | AN | node_8101705_200823487 | node_1383592_953_15325631_425 | 0.033 | unb_TAPWIRE_OH | 8101705 | no | no |  |  | no |  |  | 0 | 0 | 0 | 0
oh_line_TAP_OH_895270 |  | AN | node_8101705_200823490 | node_1383877_712_15325976_81 | 0.033 | unb_TAPWIRE_OH | 8101705 | no | no |  |  | no |  |  | 0 | 0 | 0 | 0
oh_line_TAP_OH_895271 |  | AN | node_8101705_200823493 | node_1383640_436_15326160_601 | 0.033 | unb_TAPWIRE_OH | 8101705 | no | no |  |  | no |  |  | 0 | 0 | 0 | 0
oh_line_TAP_OH_895272 |  | AN | node_8101705_200823500 | node_1384607_496_15326567_223 | 0.033 | unb_TAPWIRE_OH | 8101705 | no | no |  |  | no |  |  | 0 | 0 | 0 | 0
oh_line_TAP_OH_895273 |  | AN | node_8101705_200823505 | node_1383785_953_15327613_945 | 0.033 | unb_TAPWIRE_OH | 8101705 | no | no |  |  | no |  |  | 0 | 0 | 0 | 0
oh_line_TAP_OH_895274 |  | AN | node_8101705_200823506 | node_1383901_517_15327885_099 | 0.033 | unb_TAPWIRE_OH | 8101705 | no | no |  |  | no |  |  | 0 | 0 | 0 | 0
oh_line_TAP_OH_895275 |  | AN | node_8101705_200823508 | node_1383884_701_15328152_263 | 0.033 | unb_TAPWIRE_OH | 8101705 | no | no |  |  | no |  |  | 0 | 0 | 0 | 0
oh_line_TAP_OH_895276 |  | AN | node_8101705_200823512 | node_1383858_392_15328750_783 | 0.033 | unb_TAPWIRE_OH | 8101705 | no | no |  |  | no |  |  | 0 | 0 | 0 | 0
oh_line_TAP_OH_895278 |  | AN | node_8101705_200823516 | node_1383732_897_15329193_914 | 0.033 | unb_TAPWIRE_OH | 8101705 | no | no |  |  | no |  |  | 0 | 0 | 0 | 0
oh_line_TAP_OH_895279 |  | AN | node_8101705_200823520 | node_1383555_494_15329746_45 | 0.033 | unb_TAPWIRE_OH | 8101705 | no | no |  |  | no |  |  | 0 | 0 | 0 | 0
oh_line_TAP_OH_895281 |  | AN | node_8101705_200823528 | node_1384567_826_15336778_057 | 0.033 | unb_TAPWIRE_OH | 8101705 | no | no |  |  | no |  |  | 0 | 0 | 0 | 0
oh_line_TAP_OH_895282 |  | AN | node_8101705_200823530 | node_1380919_826_15336095_149 | 0.033 | unb_TAPWIRE_OH | 8101705 | no | no |  |  | no |  |  | 0 | 0 | 0 | 0
oh_line_TAP_OH_895283 |  | AN | node_8101705_200823532 | node_1380550_244_15336049_674 | 0.033 | unb_TAPWIRE_OH | 8101705 | no | no |  |  | no |  |  | 0 | 0 | 0 | 0
oh_line_TAP_OH_895284 |  | AN | node_8101705_200823536 | node_1384234_098_15336692_59 | 0.033 | unb_TAPWIRE_OH | 8101705 | no | no |  |  | no |  |  | 0 | 0 | 0 | 0
oh_line_TAP_OH_895285 |  | AN | node_8101705_200823539 | node_1383910_402_15336474_252 | 0.033 | unb_TAPWIRE_OH | 8101705 | no | no |  |  | no |  |  | 0 | 0 | 0 | 0
oh_line_TAP_OH_895286 |  | AN | node_8101705_200823540 | node_1383626_586_15336285_227 | 0.033 | unb_TAPWIRE_OH | 8101705 | no | no |  |  | no |  |  | 0 | 0 | 0 | 0
oh_line_TAP_OH_895287 |  | AN | node_8101705_200823541 | node_1383298_885_15336032_989 | 0.033 | unb_TAPWIRE_OH | 8101705 | no | no |  |  | no |  |  | 0 | 0 | 0 | 0
oh_line_TAP_OH_895288 |  | AN | node_8101705_200823543 | node_1383232_524_15336471_325 | 0.033 | unb_TAPWIRE_OH | 8101705 | no | no |  |  | no |  |  | 0 | 0 | 0 | 0
oh_line_TAP_OH_895289 |  | AN | node_8101705_200823544 | node_1383105_596_15336097_399 | 0.033 | unb_TAPWIRE_OH | 8101705 | no | no |  |  | no |  |  | 0 | 0 | 0 | 0
oh_line_TAP_OH_895290 |  | AN | node_8101705_200823546 | node_1382586_251_15336076_237 | 0.033 | unb_TAPWIRE_OH | 8101705 | no | no |  |  | no |  |  | 0 | 0 | 0 | 0
oh_line_TAP_OH_895291 |  | AN | node_8101705_200823547 | node_1382618_309_15335710_244 | 0.033 | unb_TAPWIRE_OH | 8101705 | no | no |  |  | no |  |  | 0 | 0 | 0 | 0
oh_line_TAP_OH_895292 |  | AN | node_8101705_200823549 | node_1382102_436_15336064_742 | 0.033 | unb_TAPWIRE_OH | 8101705 | no | no |  |  | no |  |  | 0 | 0 | 0 | 0
oh_line_TAP_OH_895320 |  | AN | node_8101705_200823608 | node_1401128_205_15339672_63 | 0.033 | unb_TAPWIRE_OH | 8101705 | no | no |  |  | no |  |  | 0 | 0 | 0 | 0
oh_line_TAP_OH_895321 |  | AN | node_8101705_200823610 | node_1401864_849_15339500_988 | 0.033 | unb_TAPWIRE_OH | 8101705 | no | no |  |  | no |  |  | 0 | 0 | 0 | 0
oh_line_TAP_OH_895322 |  | AN | node_8101705_200823611 | node_1402175_005_15339493_311 | 0.033 | unb_TAPWIRE_OH | 8101705 | no | no |  |  | no |  |  | 0 | 0 | 0 | 0
oh_line_TAP_OH_895323 |  | AN | node_8101705_200823615 | node_1402660_142_15339774_923 | 0.033 | unb_TAPWIRE_OH | 8101705 | no | no |  |  | no |  |  | 0 | 0 | 0 | 0
oh_line_TAP_OH_895324 |  | AN | node_8101705_200823616 | node_1402603_099_15339289_362 | 0.033 | unb_TAPWIRE_OH | 8101705 | no | no |  |  | no |  |  | 0 | 0 | 0 | 0
oh_line_TAP_OH_895325 |  | AN | node_8101705_200823618 | node_1403148_422_15339156_936 | 0.033 | unb_TAPWIRE_OH | 8101705 | no | no |  |  | no |  |  | 0 | 0 | 0 | 0
oh_line_TAP_OH_895326 |  | AN | node_8101705_200823619 | node_1402896_768_15338904_151 | 0.033 | unb_TAPWIRE_OH | 8101705 | no | no |  |  | no |  |  | 0 | 0 | 0 | 0
oh_line_TAP_OH_895327 |  | AN | node_8101705_200823621 | node_1403355_049_15339212_179 | 0.033 | unb_TAPWIRE_OH | 8101705 | no | no |  |  | no |  |  | 0 | 0 | 0 | 0
oh_line_TAP_OH_895328 |  | AN | node_8101705_200823622 | node_1403331_188_15338939_194 | 0.033 | unb_TAPWIRE_OH | 8101705 | no | no |  |  | no |  |  | 0 | 0 | 0 | 0
oh_line_TAP_OH_895329 |  | AN | node_8101705_200823625 | node_1403838_475_15338837_732 | 0.033 | unb_TAPWIRE_OH | 8101705 | no | no |  |  | no |  |  | 0 | 0 | 0 | 0
oh_line_TAP_OH_895330 |  | AN | node_8101705_200823626 | node_1398691_505_15339811_64 | 0.033 | unb_TAPWIRE_OH | 8101705 | no | no |  |  | no |  |  | 0 | 0 | 0 | 0
oh_line_TAP_OH_895331 |  | AN | node_8101705_200823628 | node_1399022_421_15339836_113 | 0.033 | unb_TAPWIRE_OH | 8101705 | no | no |  |  | no |  |  | 0 | 0 | 0 | 0
oh_line_TAP_OH_895332 |  | AN | node_8101705_200823629 | node_1399336_378_15339854_125 | 0.033 | unb_TAPWIRE_OH | 8101705 | no | no |  |  | no |  |  | 0 | 0 | 0 | 0
oh_line_TAP_OH_895333 |  | AN | node_8101705_200823630 | node_1399363_597_15339556_01 | 0.033 | unb_TAPWIRE_OH | 8101705 | no | no |  |  | no |  |  | 0 | 0 | 0 | 0
oh_line_TAP_OH_895334 |  | AN | node_8101705_200823632 | node_1400103_551_15339782_721 | 0.033 | unb_TAPWIRE_OH | 8101705 | no | no |  |  | no |  |  | 0 | 0 | 0 | 0
oh_line_TAP_OH_895336 |  | AN | node_8101705_200823636 | node_1382955_946_15340250_55 | 0.033 | unb_TAPWIRE_OH | 8101705 | no | no |  |  | no |  |  | 0 | 0 | 0 | 0
oh_line_TAP_OH_895337 |  | AN | node_8101705_200823639 | node_1383220_572_15340048_229 | 0.033 | unb_TAPWIRE_OH | 8101705 | no | no |  |  | no |  |  | 0 | 0 | 0 | 0
oh_line_TAP_OH_895338 |  | AN | node_8101705_200823641 | node_1382656_027_15340361_772 | 0.033 | unb_TAPWIRE_OH | 8101705 | no | no |  |  | no |  |  | 0 | 0 | 0 | 0
oh_line_TAP_OH_895339 |  | AN | node_8101705_200823643 | node_1382613_366_15340803_023 | 0.033 | unb_TAPWIRE_OH | 8101705 | no | no |  |  | no |  |  | 0 | 0 | 0 | 0
oh_line_TAP_OH_895340 |  | AN | node_8101705_200823644 | node_1382526_81_15341156_173 | 0.033 | unb_TAPWIRE_OH | 8101705 | no | no |  |  | no |  |  | 0 | 0 | 0 | 0
oh_line_TAP_OH_895341 |  | AN | node_8101705_200823646 | node_1382282_014_15341710_366 | 0.033 | unb_TAPWIRE_OH | 8101705 | no | no |  |  | no |  |  | 0 | 0 | 0 | 0
oh_line_TAP_OH_895342 |  | AN | node_8101705_200823648 | node_1382708_051_15341857_028 | 0.033 | unb_TAPWIRE_OH | 8101705 | no | no |  |  | no |  |  | 0 | 0 | 0 | 0
oh_line_TAP_OH_895343 |  | AN | node_8101705_200823650 | node_1384544_806_15337998_894 | 0.033 | unb_TAPWIRE_OH | 8101705 | no | no |  |  | no |  |  | 0 | 0 | 0 | 0
oh_line_TAP_OH_895344 |  | AN | node_8101705_200823652 | node_1384161_117_15338079_183 | 0.033 | unb_TAPWIRE_OH | 8101705 | no | no |  |  | no |  |  | 0 | 0 | 0 | 0
oh_line_TAP_OH_895345 |  | AN | node_8101705_200823655 | node_1383428_909_15337830_014 | 0.033 | unb_TAPWIRE_OH | 8101705 | no | no |  |  | no |  |  | 0 | 0 | 0 | 0
oh_line_TAP_OH_895346 |  | AN | node_8101705_200823656 | node_1383116_629_15337801_098 | 0.033 | unb_TAPWIRE_OH | 8101705 | no | no |  |  | no |  |  | 0 | 0 | 0 | 0
oh_line_TAP_OH_895347 |  | AN | node_8101705_200823657 | node_1382850_036_15337666_515 | 0.033 | unb_TAPWIRE_OH | 8101705 | no | no |  |  | no |  |  | 0 | 0 | 0 | 0
oh_line_TAP_OH_895348 |  | AN | node_8101705_200823659 | node_1383761_812_15338497_223 | 0.033 | unb_TAPWIRE_OH | 8101705 | no | no |  |  | no |  |  | 0 | 0 | 0 | 0
oh_line_TAP_OH_895349 |  | AN | node_8101705_200823664 | node_1383172_511_15339672_991 | 0.033 | unb_TAPWIRE_OH | 8101705 | no | no |  |  | no |  |  | 0 | 0 | 0 | 0
oh_line_TAP_OH_895391 |  | AN | node_8101705_200823809 | node_1380921_149_15338232_222 | 0.033 | unb_TAPWIRE_OH | 8101705 | no | no |  |  | no |  |  | 0 | 0 | 0 | 0
oh_line_TAP_OH_895392 |  | AN | node_8101705_200823810 | node_1381077_571_15338237_085 | 0.033 | unb_TAPWIRE_OH | 8101705 | no | no |  |  | no |  |  | 0 | 0 | 0 | 0
oh_line_TAP_OH_895393 |  | AN | node_8101705_200823812 | node_1381583_031_15338203_622 | 0.033 | unb_TAPWIRE_OH | 8101705 | no | no |  |  | no |  |  | 0 | 0 | 0 | 0
oh_line_TAP_OH_895394 |  | AN | node_8101705_200823813 | node_1381877_927_15338187_225 | 0.033 | unb_TAPWIRE_OH | 8101705 | no | no |  |  | no |  |  | 0 | 0 | 0 | 0
oh_line_TAP_OH_895395 |  | AN | node_8101705_200823814 | node_1382217_349_15338278_106 | 0.033 | unb_TAPWIRE_OH | 8101705 | no | no |  |  | no |  |  | 0 | 0 | 0 | 0
oh_line_TAP_OH_895396 |  | AN | node_8101705_200823816 | node_1382436_363_15338227_307 | 0.033 | unb_TAPWIRE_OH | 8101705 | no | no |  |  | no |  |  | 0 | 0 | 0 | 0
oh_line_TAP_OH_895397 |  | AN | node_8101705_200823817 | node_1380325_931_15338198_654 | 0.033 | unb_TAPWIRE_OH | 8101705 | no | no |  |  | no |  |  | 0 | 0 | 0 | 0
oh_line_TAP_OH_895441 |  | AN | node_8101705_200823998 | node_1394463_117_15332027_595 | 0.033 | unb_TAPWIRE_OH | 8101705 | no | no |  |  | no |  |  | 0 | 0 | 0 | 0
oh_line_TAP_OH_895442 |  | AN | node_8101705_200824000 | node_1394816_783_15332037_573 | 0.033 | unb_TAPWIRE_OH | 8101705 | no | no |  |  | no |  |  | 0 | 0 | 0 | 0
oh_line_TAP_OH_895443 |  | AN | node_8101705_200824001 | node_1395049_059_15332048_968 | 0.033 | unb_TAPWIRE_OH | 8101705 | no | no |  |  | no |  |  | 0 | 0 | 0 | 0
oh_line_TAP_OH_895444 |  | AN | node_8101705_200824002 | node_1395354_546_15332075_552 | 0.033 | unb_TAPWIRE_OH | 8101705 | no | no |  |  | no |  |  | 0 | 0 | 0 | 0
oh_line_TAP_OH_895447 |  | AN | node_8101705_200824015 | node_1395658_645_15310319_435 | 0.033 | unb_TAPWIRE_OH | 8101705 | no | no |  |  | no |  |  | 0 | 0 | 0 | 0
oh_line_TAP_OH_895448 |  | AN | node_8101705_200824017 | node_1395259_419_15310342_816 | 0.033 | unb_TAPWIRE_OH | 8101705 | no | no |  |  | no |  |  | 0 | 0 | 0 | 0
oh_line_TAP_OH_895449 |  | AN | node_8101705_200824019 | node_1394943_06_15310283_993 | 0.033 | unb_TAPWIRE_OH | 8101705 | no | no |  |  | no |  |  | 0 | 0 | 0 | 0
oh_line_TAP_OH_895450 |  | AN | node_8101705_200824022 | node_1394729_989_15310390_686 | 0.033 | unb_TAPWIRE_OH | 8101705 | no | no |  |  | no |  |  | 0 | 0 | 0 | 0
oh_line_TAP_OH_895518 |  | ABN | node_8101705_200824205 | node_1395422_908_15326421_977 | 0.033 | unb_TAPWIRE_OH | 8101705 | no | no |  |  | no |  |  | 0 | 0 | 0 | 0
oh_line_TAP_OH_895520 |  | AN | node_8101705_200824208 | node_1395773_693_15326664_154 | 0.033 | unb_TAPWIRE_OH | 8101705 | no | no |  |  | no |  |  | 0 | 0 | 0 | 0
oh_line_TAP_OH_895580 |  | AN | node_8101705_200824373 | node_1396102_61_15318863_485 | 0.033 | unb_TAPWIRE_OH | 8101705 | no | no |  |  | no |  |  | 0 | 0 | 0 | 0
oh_line_TAP_OH_895581 |  | AN | node_8101705_200824375 | node_1395641_79_15318829_054 | 0.033 | unb_TAPWIRE_OH | 8101705 | no | no |  |  | no |  |  | 0 | 0 | 0 | 0
oh_line_TAP_OH_895582 |  | AN | node_8101705_200824376 | node_1395484_86_15318661_663 | 0.033 | unb_TAPWIRE_OH | 8101705 | no | no |  |  | no |  |  | 0 | 0 | 0 | 0
oh_line_TAP_OH_895583 |  | ABCN | node_8101705_200824379 | node_1393330_575_15339786_716 | 0.033 | unb_TAPWIRE_OH | 8101705 | no | no |  |  | no |  |  | 0 | 0 | 0 | 0
oh_line_TAP_OH_895584 |  | ABCN | node_8101705_200824380 | node_1393205_134_15341855_865 | 0.033 | unb_TAPWIRE_OH | 8101705 | no | no |  |  | no |  |  | 0 | 0 | 0 | 0
oh_line_TAP_OH_895585 |  | ABCN | node_8101705_200824387 | node_1393266_692_15339993_361 | 0.033 | unb_TAPWIRE_OH | 8101705 | no | no |  |  | no |  |  | 0 | 0 | 0 | 0
oh_line_TAP_OH_895587 |  | AN | node_8101705_200824395 | node_1393520_713_15341265_78 | 0.033 | unb_TAPWIRE_OH | 8101705 | no | no |  |  | no |  |  | 0 | 0 | 0 | 0
oh_line_TAP_OH_895598 |  | AN | node_8101705_200824419 | node_1387574_262_15338771_95 | 0.033 | unb_TAPWIRE_OH | 8101705 | no | no |  |  | no |  |  | 0 | 0 | 0 | 0
oh_line_TAP_OH_895599 |  | AN | node_8101705_200824421 | node_1387551_334_15339218_805 | 0.033 | unb_TAPWIRE_OH | 8101705 | no | no |  |  | no |  |  | 0 | 0 | 0 | 0
oh_line_TAP_OH_895600 |  | AN | node_8101705_200824426 | node_1388520_863_15339110_333 | 0.033 | unb_TAPWIRE_OH | 8101705 | no | no |  |  | no |  |  | 0 | 0 | 0 | 0
oh_line_TAP_OH_895601 |  | AN | node_8101705_200824427 | node_1386102_994_15338154_238 | 0.033 | unb_TAPWIRE_OH | 8101705 | no | no |  |  | no |  |  | 0 | 0 | 0 | 0
oh_line_TAP_OH_895602 |  | AN | node_8101705_200824430 | node_1386629_422_15338424_877 | 0.033 | unb_TAPWIRE_OH | 8101705 | no | no |  |  | no |  |  | 0 | 0 | 0 | 0
oh_line_TAP_OH_895603 |  | AN | node_8101705_200824433 | node_1386631_388_15338940_57 | 0.033 | unb_TAPWIRE_OH | 8101705 | no | no |  |  | no |  |  | 0 | 0 | 0 | 0
oh_line_TAP_OH_895604 |  | AN | node_8101705_200824434 | node_1387019_463_15338526_021 | 0.033 | unb_TAPWIRE_OH | 8101705 | no | no |  |  | no |  |  | 0 | 0 | 0 | 0
oh_line_TAP_OH_895605 |  | AN | node_8101705_200824436 | node_1387040_883_15338944_817 | 0.033 | unb_TAPWIRE_OH | 8101705 | no | no |  |  | no |  |  | 0 | 0 | 0 | 0
oh_line_TAP_OH_895611 |  | AN | node_8101705_200824450 | node_1397622_386_15312504_502 | 0.033 | unb_TAPWIRE_OH | 8101705 | no | no |  |  | no |  |  | 0 | 0 | 0 | 0
oh_line_TAP_OH_895626 |  | AN | node_8101705_200824490 | node_1395046_603_15326603_29 | 0.033 | unb_TAPWIRE_OH | 8101705 | no | no |  |  | no |  |  | 0 | 0 | 0 | 0
oh_line_TAP_OH_895627 |  | AN | node_8101705_200824492 | node_1394722_65_15326615_109 | 0.033 | unb_TAPWIRE_OH | 8101705 | no | no |  |  | no |  |  | 0 | 0 | 0 | 0
oh_line_TAP_OH_895628 |  | AN | node_8101705_200824493 | node_1394743_592_15326336_981 | 0.033 | unb_TAPWIRE_OH | 8101705 | no | no |  |  | no |  |  | 0 | 0 | 0 | 0
oh_line_TAP_OH_895637 |  | AN | node_8101705_200824520 | node_1395965_217_15318638_968 | 0.033 | unb_TAPWIRE_OH | 8101705 | no | no |  |  | no |  |  | 0 | 0 | 0 | 0
oh_line_TAP_OH_895638 |  | AN | node_8101705_200824522 | node_1395737_03_15318439_942 | 0.033 | unb_TAPWIRE_OH | 8101705 | no | no |  |  | no |  |  | 0 | 0 | 0 | 0
oh_line_TAP_OH_895639 |  | AN | node_8101705_200824525 | node_1395302_256_15318532_5 | 0.033 | unb_TAPWIRE_OH | 8101705 | no | no |  |  | no |  |  | 0 | 0 | 0 | 0
oh_line_TAP_OH_895640 |  | AN | node_8101705_200824528 | node_1395139_731_15318609_841 | 0.033 | unb_TAPWIRE_OH | 8101705 | no | no |  |  | no |  |  | 0 | 0 | 0 | 0
oh_line_TAP_OH_895641 |  | AN | node_8101705_200824529 | node_1395180_526_15318383_778 | 0.033 | unb_TAPWIRE_OH | 8101705 | no | no |  |  | no |  |  | 0 | 0 | 0 | 0
oh_line_TAP_OH_895642 |  | AN | node_8101705_200824530 | node_1394972_966_15318255_872 | 0.033 | unb_TAPWIRE_OH | 8101705 | no | no |  |  | no |  |  | 0 | 0 | 0 | 0
oh_line_TAP_OH_895643 |  | AN | node_8101705_200824533 | node_1395128_615_15317951_327 | 0.033 | unb_TAPWIRE_OH | 8101705 | no | no |  |  | no |  |  | 0 | 0 | 0 | 0
oh_line_TAP_OH_895644 |  | AN | node_8101705_200824535 | node_1390436_311_15323677_731 | 0.033 | unb_TAPWIRE_OH | 8101705 | no | no |  |  | no |  |  | 0 | 0 | 0 | 0
oh_line_TAP_OH_895645 |  | AN | node_8101705_200824539 | node_1390026_294_15323525_636 | 0.033 | unb_TAPWIRE_OH | 8101705 | no | no |  |  | no |  |  | 0 | 0 | 0 | 0
oh_line_TAP_OH_895646 |  | AN | node_8101705_200824540 | node_1389860_15323465_933 | 0.033 | unb_TAPWIRE_OH | 8101705 | no | no |  |  | no |  |  | 0 | 0 | 0 | 0
oh_line_TAP_OH_895647 |  | AN | node_8101705_200824542 | node_1389436_032_15323481_456 | 0.033 | unb_TAPWIRE_OH | 8101705 | no | no |  |  | no |  |  | 0 | 0 | 0 | 0
oh_line_TAP_OH_895648 |  | AN | node_8101705_200824544 | node_1389172_102_15323491_37 | 0.033 | unb_TAPWIRE_OH | 8101705 | no | no |  |  | no |  |  | 0 | 0 | 0 | 0
oh_line_TAP_OH_895649 |  | AN | node_8101705_200824546 | node_1389292_434_15323924_523 | 0.033 | unb_TAPWIRE_OH | 8101705 | no | no |  |  | no |  |  | 0 | 0 | 0 | 0
oh_line_TAP_OH_895650 |  | AN | node_8101705_200824548 | node_1388661_105_15323444_971 | 0.033 | unb_TAPWIRE_OH | 8101705 | no | no |  |  | no |  |  | 0 | 0 | 0 | 0
oh_line_TAP_OH_895651 |  | AN | node_8101705_200824550 | node_1387569_189_15322442_346 | 0.033 | unb_TAPWIRE_OH | 8101705 | no | no |  |  | no |  |  | 0 | 0 | 0 | 0
oh_line_TAP_OH_895652 |  | AN | node_8101705_200824552 | node_1387936_725_15322056_47 | 0.033 | unb_TAPWIRE_OH | 8101705 | no | no |  |  | no |  |  | 0 | 0 | 0 | 0
oh_line_TAP_OH_895653 |  | AN | node_8101705_200824557 | node_1386718_228_15323399_677 | 0.033 | unb_TAPWIRE_OH | 8101705 | no | no |  |  | no |  |  | 0 | 0 | 0 | 0
oh_line_TAP_OH_895654 |  | AN | node_8101705_200824558 | node_1387118_973_15323481_649 | 0.033 | unb_TAPWIRE_OH | 8101705 | no | no |  |  | no |  |  | 0 | 0 | 0 | 0
oh_line_TAP_OH_895655 |  | AN | node_8101705_200824559 | node_1387295_209_15323248_175 | 0.033 | unb_TAPWIRE_OH | 8101705 | no | no |  |  | no |  |  | 0 | 0 | 0 | 0
oh_line_TAP_OH_895656 |  | AN | node_8101705_200824560 | node_1387337_247_15322975_293 | 0.033 | unb_TAPWIRE_OH | 8101705 | no | no |  |  | no |  |  | 0 | 0 | 0 | 0
oh_line_TAP_OH_895657 |  | AN | node_8101705_200824562 | node_1392348_508_15337209_392 | 0.033 | unb_TAPWIRE_OH | 8101705 | no | no |  |  | no |  |  | 0 | 0 | 0 | 0
oh_line_TAP_OH_895658 |  | AN | node_8101705_200824564 | node_1392863_783_15337263_696 | 0.033 | unb_TAPWIRE_OH | 8101705 | no | no |  |  | no |  |  | 0 | 0 | 0 | 0
oh_line_TAP_OH_895660 |  | AN | node_8101705_200824573 | node_1398466_656_15342956_534 | 0.033 | unb_TAPWIRE_OH | 8101705 | no | no |  |  | no |  |  | 0 | 0 | 0 | 0
oh_line_TAP_OH_895661 |  | AN | node_8101705_200824578 | node_1387141_169_15329417_778 | 0.033 | unb_TAPWIRE_OH | 8101705 | no | no |  |  | no |  |  | 0 | 0 | 0 | 0
oh_line_TAP_OH_895662 |  | AN | node_8101705_200824579 | node_1387099_999_15329701_822 | 0.033 | unb_TAPWIRE_OH | 8101705 | no | no |  |  | no |  |  | 0 | 0 | 0 | 0
oh_line_TAP_OH_895663 |  | AN | node_8101705_200824580 | node_1387050_108_15329943_119 | 0.033 | unb_TAPWIRE_OH | 8101705 | no | no |  |  | no |  |  | 0 | 0 | 0 | 0
oh_line_TAP_OH_895664 |  | AN | node_8101705_200824583 | node_1387186_705_15330118_039 | 0.033 | unb_TAPWIRE_OH | 8101705 | no | no |  |  | no |  |  | 0 | 0 | 0 | 0
oh_line_TAP_OH_895672 |  | AN | node_8101705_200824611 | node_1397308_468_15339701_986 | 0.033 | unb_TAPWIRE_OH | 8101705 | no | no |  |  | no |  |  | 0 | 0 | 0 | 0
oh_line_TAP_OH_895673 |  | AN | node_8101705_200824615 | node_1396742_932_15340130_181 | 0.033 | unb_TAPWIRE_OH | 8101705 | no | no |  |  | no |  |  | 0 | 0 | 0 | 0
oh_line_TAP_OH_895674 |  | AN | node_8101705_200824616 | node_1396698_626_15339584_156 | 0.033 | unb_TAPWIRE_OH | 8101705 | no | no |  |  | no |  |  | 0 | 0 | 0 | 0
oh_line_TAP_OH_895702 |  | AN | node_8101705_200824697 | node_1398247_703_15342409_981 | 0.033 | unb_TAPWIRE_OH | 8101705 | no | no |  |  | no |  |  | 0 | 0 | 0 | 0
oh_line_TAP_OH_895703 |  | AN | node_8101705_200824699 | node_1397895_177_15341912_197 | 0.033 | unb_TAPWIRE_OH | 8101705 | no | no |  |  | no |  |  | 0 | 0 | 0 | 0
oh_line_TAP_OH_895704 |  | AN | node_8101705_200824702 | node_1398621_702_15342015_002 | 0.033 | unb_TAPWIRE_OH | 8101705 | no | no |  |  | no |  |  | 0 | 0 | 0 | 0
oh_line_TAP_OH_895750 |  | AN | node_8101705_200824861 | node_1380041_759_15326511_893 | 0.033 | unb_TAPWIRE_OH | 8101705 | no | no |  |  | no |  |  | 0 | 0 | 0 | 0
oh_line_TAP_OH_895751 |  | AN | node_8101705_200824863 | node_1380159_639_15326678_952 | 0.033 | unb_TAPWIRE_OH | 8101705 | no | no |  |  | no |  |  | 0 | 0 | 0 | 0
oh_line_TAP_OH_895752 |  | ABCN | node_8101705_200824865 | node_1379539_048_15330215_221 | 0.033 | unb_TAPWIRE_OH | 8101705 | no | no |  |  | no |  |  | 0 | 0 | 0 | 0
oh_line_TAP_OH_895758 |  | ABCN | node_8101705_200824878 | node_1379742_306_15329846_479 | 0.033 | unb_TAPWIRE_OH | 8101705 | no | no |  |  | no |  |  | 0 | 0 | 0 | 0
oh_line_TAP_OH_895759 |  | ABCN | node_8101705_200824888 | node_1379941_77_15329854_262 | 0.033 | unb_TAPWIRE_OH | 8101705 | no | no |  |  | no |  |  | 0 | 0 | 0 | 0
oh_line_TAP_OH_895760 |  | ABCN | node_8101705_200824889 | node_1380126_206_15329869_272 | 0.033 | unb_TAPWIRE_OH | 8101705 | no | no |  |  | no |  |  | 0 | 0 | 0 | 0
oh_line_TAP_OH_895761 |  | ABCN | node_8101705_200824891 | node_1380544_759_15329883_757 | 0.033 | unb_TAPWIRE_OH | 8101705 | no | no |  |  | no |  |  | 0 | 0 | 0 | 0
oh_line_TAP_OH_895762 |  | ABCN | node_8101705_200824893 | node_1380932_126_15329903_496 | 0.033 | unb_TAPWIRE_OH | 8101705 | no | no |  |  | no |  |  | 0 | 0 | 0 | 0
oh_line_TAP_OH_895763 |  | ABCN | node_8101705_200824894 | node_1381142_204_15329854_695 | 0.033 | unb_TAPWIRE_OH | 8101705 | no | no |  |  | no |  |  | 0 | 0 | 0 | 0
oh_line_TAP_OH_895764 |  | AN | node_8101705_200824896 | node_1381061_319_15330360_902 | 0.033 | unb_TAPWIRE_OH | 8101705 | no | no |  |  | no |  |  | 0 | 0 | 0 | 0
oh_line_TAP_OH_895765 |  | AN | node_8101705_200824898 | node_1380901_745_15330889_511 | 0.033 | unb_TAPWIRE_OH | 8101705 | no | no |  |  | no |  |  | 0 | 0 | 0 | 0
oh_line_TAP_OH_895766 |  | ABCN | node_8101705_200824899 | node_1381395_109_15329925_282 | 0.033 | unb_TAPWIRE_OH | 8101705 | no | no |  |  | no |  |  | 0 | 0 | 0 | 0
oh_line_TAP_OH_895767 |  | ABCN | node_8101705_200824901 | node_1381629_567_15329934_721 | 0.033 | unb_TAPWIRE_OH | 8101705 | no | no |  |  | no |  |  | 0 | 0 | 0 | 0
oh_line_TAP_OH_895768 |  | ABCN | node_8101705_200824904 | node_1382060_603_15329951_558 | 0.033 | unb_TAPWIRE_OH | 8101705 | no | no |  |  | no |  |  | 0 | 0 | 0 | 0
oh_line_TAP_OH_895769 |  | AN | node_8101705_200824906 | node_1383683_028_15330437_769 | 0.033 | unb_TAPWIRE_OH | 8101705 | no | no |  |  | no |  |  | 0 | 0 | 0 | 0
oh_line_TAP_OH_895770 |  | AN | node_8101705_200824912 | node_1383292_957_15331336_963 | 0.033 | unb_TAPWIRE_OH | 8101705 | no | no |  |  | no |  |  | 0 | 0 | 0 | 0
oh_line_TAP_OH_895771 |  | AN | node_8101705_200824916 | node_1383144_626_15331998_425 | 0.033 | unb_TAPWIRE_OH | 8101705 | no | no |  |  | no |  |  | 0 | 0 | 0 | 0
oh_line_TAP_OH_895772 |  | AN | node_8101705_200824940 | node_1384937_986_15337415_975 | 0.033 | unb_TAPWIRE_OH | 8101705 | no | no |  |  | no |  |  | 0 | 0 | 0 | 0
oh_line_TAP_OH_895773 |  | AN | node_8101705_200824942 | node_1385081_777_15337846_989 | 0.033 | unb_TAPWIRE_OH | 8101705 | no | no |  |  | no |  |  | 0 | 0 | 0 | 0
oh_line_TAP_OH_895774 |  | AN | node_8101705_200824944 | node_1385371_553_15337901_206 | 0.033 | unb_TAPWIRE_OH | 8101705 | no | no |  |  | no |  |  | 0 | 0 | 0 | 0
oh_line_TAP_OH_895775 |  | AN | node_8101705_200824946 | node_1386056_046_15337888_581 | 0.033 | unb_TAPWIRE_OH | 8101705 | no | no |  |  | no |  |  | 0 | 0 | 0 | 0
oh_line_TAP_OH_895776 |  | AN | node_8101705_200824948 | node_1386407_049_15337793_584 | 0.033 | unb_TAPWIRE_OH | 8101705 | no | no |  |  | no |  |  | 0 | 0 | 0 | 0
oh_line_TAP_OH_895777 |  | AN | node_8101705_200824951 | node_1386759_475_15337321_161 | 0.033 | unb_TAPWIRE_OH | 8101705 | no | no |  |  | no |  |  | 0 | 0 | 0 | 0
oh_line_TAP_OH_895778 |  | AN | node_8101705_200824953 | node_1387166_087_15337454_78 | 0.033 | unb_TAPWIRE_OH | 8101705 | no | no |  |  | no |  |  | 0 | 0 | 0 | 0
oh_line_TAP_OH_895779 |  | AN | node_8101705_200824954 | node_1387637_213_15337290_904 | 0.033 | unb_TAPWIRE_OH | 8101705 | no | no |  |  | no |  |  | 0 | 0 | 0 | 0
oh_line_TAP_OH_895780 |  | AN | node_8101705_200824956 | node_1387736_553_15336885_572 | 0.033 | unb_TAPWIRE_OH | 8101705 | no | no |  |  | no |  |  | 0 | 0 | 0 | 0
oh_line_TAP_OH_895781 |  | AN | node_8101705_200824960 | node_1389097_034_15336857_184 | 0.033 | unb_TAPWIRE_OH | 8101705 | no | no |  |  | no |  |  | 0 | 0 | 0 | 0
oh_line_TAP_OH_895782 |  | AN | node_8101705_200824961 | node_1389348_532_15336739_613 | 0.033 | unb_TAPWIRE_OH | 8101705 | no | no |  |  | no |  |  | 0 | 0 | 0 | 0
oh_line_TAP_OH_895783 |  | AN | node_8101705_200824962 | node_1389640_728_15336670_385 | 0.033 | unb_TAPWIRE_OH | 8101705 | no | no |  |  | no |  |  | 0 | 0 | 0 | 0
oh_line_TAP_OH_895784 |  | AN | node_8101705_200824965 | node_1387032_908_15332040_305 | 0.033 | unb_TAPWIRE_OH | 8101705 | no | no |  |  | no |  |  | 0 | 0 | 0 | 0
oh_line_TAP_OH_895785 |  | AN | node_8101705_200824966 | node_1387004_023_15331759_587 | 0.033 | unb_TAPWIRE_OH | 8101705 | no | no |  |  | no |  |  | 0 | 0 | 0 | 0
oh_line_TAP_OH_895786 |  | AN | node_8101705_200824968 | node_1386802_425_15331684_935 | 0.033 | unb_TAPWIRE_OH | 8101705 | no | no |  |  | no |  |  | 0 | 0 | 0 | 0
oh_line_TAP_OH_895787 |  | AN | node_8101705_200824971 | node_1387022_439_15331230_294 | 0.033 | unb_TAPWIRE_OH | 8101705 | no | no |  |  | no |  |  | 0 | 0 | 0 | 0
oh_line_TAP_OH_895788 |  | AN | node_8101705_200824973 | node_1387513_609_15331257_155 | 0.033 | unb_TAPWIRE_OH | 8101705 | no | no |  |  | no |  |  | 0 | 0 | 0 | 0
oh_line_TAP_OH_895789 |  | AN | node_8101705_200824974 | node_1387034_891_15330985_392 | 0.033 | unb_TAPWIRE_OH | 8101705 | no | no |  |  | no |  |  | 0 | 0 | 0 | 0
oh_line_TAP_OH_895790 |  | AN | node_8101705_200824977 | node_1387087_396_15330599_077 | 0.033 | unb_TAPWIRE_OH | 8101705 | no | no |  |  | no |  |  | 0 | 0 | 0 | 0
oh_line_TAP_OH_895791 |  | AN | node_8101705_200824978 | node_1384635_048_15333439_468 | 0.033 | unb_TAPWIRE_OH | 8101705 | no | no |  |  | no |  |  | 0 | 0 | 0 | 0
oh_line_TAP_OH_895792 |  | AN | node_8101705_200824981 | node_1384946_388_15333393_886 | 0.033 | unb_TAPWIRE_OH | 8101705 | no | no |  |  | no |  |  | 0 | 0 | 0 | 0
oh_line_TAP_OH_895793 |  | AN | node_8101705_200824982 | node_1385488_282_15333486_583 | 0.033 | unb_TAPWIRE_OH | 8101705 | no | no |  |  | no |  |  | 0 | 0 | 0 | 0
oh_line_TAP_OH_895794 |  | AN | node_8101705_200824984 | node_1385765_926_15333495_884 | 0.033 | unb_TAPWIRE_OH | 8101705 | no | no |  |  | no |  |  | 0 | 0 | 0 | 0
oh_line_TAP_OH_895795 |  | AN | node_8101705_200824986 | node_1386076_602_15333505_87 | 0.033 | unb_TAPWIRE_OH | 8101705 | no | no |  |  | no |  |  | 0 | 0 | 0 | 0
oh_line_TAP_OH_895796 |  | AN | node_8101705_200824989 | node_1386682_708_15333534_536 | 0.033 | unb_TAPWIRE_OH | 8101705 | no | no |  |  | no |  |  | 0 | 0 | 0 | 0
oh_line_TAP_OH_895797 |  | AN | node_8101705_200824992 | node_1387120_411_15333771_551 | 0.033 | unb_TAPWIRE_OH | 8101705 | no | no |  |  | no |  |  | 0 | 0 | 0 | 0
oh_line_TAP_OH_895798 |  | AN | node_8101705_200824993 | node_1387041_764_15332949_498 | 0.033 | unb_TAPWIRE_OH | 8101705 | no | no |  |  | no |  |  | 0 | 0 | 0 | 0
oh_line_TAP_OH_900600 |  | AN | node_8101705_200840992 | node_1379648_712_15337470_54 | 0.033 | unb_TAPWIRE_OH | 8101705 | no | no |  |  | no |  |  | 0 | 0 | 0 | 0
oh_line_TAP_OH_900601 |  | ABCN | node_8101705_200840998 | node_1378226_713_15336352_933 | 0.033 | unb_TAPWIRE_OH | 8101705 | no | no |  |  | no |  |  | 0 | 0 | 0 | 0
oh_line_TAP_OH_900602 |  | ABCN | node_8101705_200841004 | node_1377007_478_15336304_423 | 0.033 | unb_TAPWIRE_OH | 8101705 | no | no |  |  | no |  |  | 0 | 0 | 0 | 0
oh_line_TAP_OH_900603 |  | ABCN | node_8101705_200841005 | node_1376656_03_15336293_633 | 0.033 | unb_TAPWIRE_OH | 8101705 | no | no |  |  | no |  |  | 0 | 0 | 0 | 0
oh_line_TAP_OH_900604 |  | ABCN | node_8101705_200841006 | node_1376296_945_15336281_296 | 0.033 | unb_TAPWIRE_OH | 8101705 | no | no |  |  | no |  |  | 0 | 0 | 0 | 0
oh_line_TAP_OH_900605 |  | ABCN | node_8101705_200841007 | node_1376020_556_15336267_1 | 0.033 | unb_TAPWIRE_OH | 8101705 | no | no |  |  | no |  |  | 0 | 0 | 0 | 0
oh_line_TAP_OH_900607 |  | ABCN | node_8101705_200841010 | node_1375133_579_15336199_208 | 0.033 | unb_TAPWIRE_OH | 8101705 | no | no |  |  | no |  |  | 0 | 0 | 0 | 0
oh_line_TAP_OH_900681 |  | ABCN | node_8101705_200841235 | node_1378259_682_15329815_579 | 0.033 | unb_TAPWIRE_OH | 8101705 | no | no |  |  | no |  |  | 0 | 0 | 0 | 0
oh_line_TAP_OH_900683 |  | ABCN | node_8101705_200841245 | node_1373551_273_15329232_726 | 0.033 | unb_TAPWIRE_OH | 8101705 | no | no |  |  | no |  |  | 0 | 0 | 0 | 0
oh_line_TAP_OH_900748 |  | AN | node_8101705_200841431 | node_1378730_103_15337914_478 | 0.033 | unb_TAPWIRE_OH | 8101705 | no | no |  |  | no |  |  | 0 | 0 | 0 | 0
oh_line_TAP_OH_900749 |  | AN | node_8101705_200841432 | node_1378725_872_15338189_203 | 0.033 | unb_TAPWIRE_OH | 8101705 | no | no |  |  | no |  |  | 0 | 0 | 0 | 0
oh_line_TAP_OH_900750 |  | AN | node_8101705_200841433 | node_1378215_85_15338312_687 | 0.033 | unb_TAPWIRE_OH | 8101705 | no | no |  |  | no |  |  | 0 | 0 | 0 | 0
oh_line_TAP_OH_900751 |  | AN | node_8101705_200841436 | node_1377774_917_15338438_198 | 0.033 | unb_TAPWIRE_OH | 8101705 | no | no |  |  | no |  |  | 0 | 0 | 0 | 0
oh_line_TAP_OH_900752 |  | AN | node_8101705_200841438 | node_1377379_288_15338559_847 | 0.033 | unb_TAPWIRE_OH | 8101705 | no | no |  |  | no |  |  | 0 | 0 | 0 | 0
oh_line_TAP_OH_900753 |  | AN | node_8101705_200841440 | node_1379203_415_15338151_62 | 0.033 | unb_TAPWIRE_OH | 8101705 | no | no |  |  | no |  |  | 0 | 0 | 0 | 0
oh_line_TAP_OH_900754 |  | AN | node_8101705_200841442 | node_1379090_367_15338548_544 | 0.033 | unb_TAPWIRE_OH | 8101705 | no | no |  |  | no |  |  | 0 | 0 | 0 | 0
oh_line_TAP_OH_900758 |  | AN | node_8101705_200841457 | node_1380886_1_15317882_486 | 0.033 | unb_TAPWIRE_OH | 8101705 | no | no |  |  | no |  |  | 0 | 0 | 0 | 0
oh_line_TAP_OH_900759 |  | AN | node_8101705_200841459 | node_1382247_044_15317959_155 | 0.033 | unb_TAPWIRE_OH | 8101705 | no | no |  |  | no |  |  | 0 | 0 | 0 | 0
oh_line_TAP_OH_900760 |  | AN | node_8101705_200841460 | node_1382123_012_15318103_552 | 0.033 | unb_TAPWIRE_OH | 8101705 | no | no |  |  | no |  |  | 0 | 0 | 0 | 0
oh_line_TAP_OH_900761 |  | AN | node_8101705_200841462 | node_1381926_997_15318089_208 | 0.033 | unb_TAPWIRE_OH | 8101705 | no | no |  |  | no |  |  | 0 | 0 | 0 | 0
oh_line_TAP_OH_900762 |  | AN | node_8101705_200841466 | node_1381614_566_15318079_636 | 0.033 | unb_TAPWIRE_OH | 8101705 | no | no |  |  | no |  |  | 0 | 0 | 0 | 0
oh_line_TAP_OH_900763 |  | AN | node_8101705_200841468 | node_1381560_855_15317843_106 | 0.033 | unb_TAPWIRE_OH | 8101705 | no | no |  |  | no |  |  | 0 | 0 | 0 | 0
oh_line_TAP_OH_900764 |  | AN | node_8101705_200841472 | node_1381255_84_15318053_257 | 0.033 | unb_TAPWIRE_OH | 8101705 | no | no |  |  | no |  |  | 0 | 0 | 0 | 0
oh_line_TAP_OH_900765 |  | AN | node_8101705_200841475 | node_1380751_159_15318100_457 | 0.033 | unb_TAPWIRE_OH | 8101705 | no | no |  |  | no |  |  | 0 | 0 | 0 | 0
oh_line_TAP_OH_900775 |  | ABCN | node_8101705_200841503 | node_1382132_006_15319494_523 | 0.033 | unb_TAPWIRE_OH | 8101705 | no | no |  |  | no |  |  | 0 | 0 | 0 | 0
oh_line_TAP_OH_900776 |  | ABCN | node_8101705_200841506 | node_1380015_9_15320411_602 | 0.033 | unb_TAPWIRE_OH | 8101705 | no | no |  |  | no |  |  | 0 | 0 | 0 | 0
oh_line_TAP_OH_900777 |  | ABCN | node_8101705_200841509 | node_1381667_503_15319587_089 | 0.033 | unb_TAPWIRE_OH | 8101705 | no | no |  |  | no |  |  | 0 | 0 | 0 | 0
oh_line_TAP_OH_900778 |  | ABCN | node_8101705_200841510 | node_1381542_664_15319700_111 | 0.033 | unb_TAPWIRE_OH | 8101705 | no | no |  |  | no |  |  | 0 | 0 | 0 | 0
oh_line_TAP_OH_900779 |  | ABCN | node_8101705_200841513 | node_1381141_72_15319766_673 | 0.033 | unb_TAPWIRE_OH | 8101705 | no | no |  |  | no |  |  | 0 | 0 | 0 | 0
oh_line_TAP_OH_900780 |  | ABCN | node_8101705_200841516 | node_1380807_377_15319878_217 | 0.033 | unb_TAPWIRE_OH | 8101705 | no | no |  |  | no |  |  | 0 | 0 | 0 | 0
oh_line_TAP_OH_900781 |  | ABCN | node_8101705_200841518 | node_1380496_12_15319971_859 | 0.033 | unb_TAPWIRE_OH | 8101705 | no | no |  |  | no |  |  | 0 | 0 | 0 | 0
oh_line_TAP_OH_900783 |  | ABCN | node_8101705_200841533 | node_1371385_932_15328857_525 | 0.033 | unb_TAPWIRE_OH | 8101705 | no | no |  |  | no |  |  | 0 | 0 | 0 | 0
oh_line_TAP_OH_900785 |  | ABCN | node_8101705_200841538 | node_1373543_581_15327086_405 | 0.033 | unb_TAPWIRE_OH | 8101705 | no | no |  |  | no |  |  | 0 | 0 | 0 | 0
oh_line_TAP_OH_900787 |  | ABCN | node_8101705_200841541 | node_1373794_348_15326864_389 | 0.033 | unb_TAPWIRE_OH | 8101705 | no | no |  |  | no |  |  | 0 | 0 | 0 | 0
oh_line_TAP_OH_900788 |  | ABCN | node_8101705_200841542 | node_1374060_836_15326709_515 | 0.033 | unb_TAPWIRE_OH | 8101705 | no | no |  |  | no |  |  | 0 | 0 | 0 | 0
oh_line_TAP_OH_900789 |  | ABCN | node_8101705_200841546 | node_1374415_985_15326418_007 | 0.033 | unb_TAPWIRE_OH | 8101705 | no | no |  |  | no |  |  | 0 | 0 | 0 | 0
oh_line_TAP_OH_900790 |  | ABCN | node_8101705_200841551 | node_1375258_494_15325390_46 | 0.033 | unb_TAPWIRE_OH | 8101705 | no | no |  |  | no |  |  | 0 | 0 | 0 | 0
oh_line_TAP_OH_900791 |  | ABCN | node_8101705_200841552 | node_1371913_688_15328742_865 | 0.033 | unb_TAPWIRE_OH | 8101705 | no | no |  |  | no |  |  | 0 | 0 | 0 | 0
oh_line_TAP_OH_900792 |  | ABCN | node_8101705_200841554 | node_1372000_015_15328344_543 | 0.033 | unb_TAPWIRE_OH | 8101705 | no | no |  |  | no |  |  | 0 | 0 | 0 | 0
oh_line_TAP_OH_900793 |  | ABCN | node_8101705_200841559 | node_1372082_644_15328051_181 | 0.033 | unb_TAPWIRE_OH | 8101705 | no | no |  |  | no |  |  | 0 | 0 | 0 | 0
oh_line_TAP_OH_900794 |  | AN | node_8101705_200841561 | node_1372182_037_15327704_69 | 0.033 | unb_TAPWIRE_OH | 8101705 | no | no |  |  | no |  |  | 0 | 0 | 0 | 0
oh_line_TAP_OH_900831 |  | ABCN | node_8101705_200841653 | node_1378483_537_15321449_173 | 0.033 | unb_TAPWIRE_OH | 8101705 | no | no |  |  | no |  |  | 0 | 0 | 0 | 0
oh_line_TAP_OH_900832 |  | ABCN | node_8101705_200841657 | node_1378066_834_15321906_431 | 0.033 | unb_TAPWIRE_OH | 8101705 | no | no |  |  | no |  |  | 0 | 0 | 0 | 0
oh_line_TAP_OH_900833 |  | ABCN | node_8101705_200841659 | node_1377905_899_15322114_347 | 0.033 | unb_TAPWIRE_OH | 8101705 | no | no |  |  | no |  |  | 0 | 0 | 0 | 0
oh_line_TAP_OH_900834 |  | ABCN | node_8101705_200841661 | node_1377673_677_15322570_431 | 0.033 | unb_TAPWIRE_OH | 8101705 | no | no |  |  | no |  |  | 0 | 0 | 0 | 0
oh_line_TAP_OH_900835 |  | ABCN | node_8101705_200841664 | node_1377575_726_15322678_115 | 0.033 | unb_TAPWIRE_OH | 8101705 | no | no |  |  | no |  |  | 0 | 0 | 0 | 0
oh_line_TAP_OH_900836 |  | AN | node_8101705_200841669 | node_1376848_088_15322728_283 | 0.033 | unb_TAPWIRE_OH | 8101705 | no | no |  |  | no |  |  | 0 | 0 | 0 | 0
oh_line_TAP_OH_900852 |  | AN | node_8101705_200841715 | node_1371693_683_15329421_962 | 0.033 | unb_TAPWIRE_OH | 8101705 | no | no |  |  | no |  |  | 0 | 0 | 0 | 0
oh_line_TAP_OH_900853 |  | AN | node_8101705_200841719 | node_1371535_929_15329989_801 | 0.033 | unb_TAPWIRE_OH | 8101705 | no | no |  |  | no |  |  | 0 | 0 | 0 | 0
oh_line_TAP_OH_900854 |  | AN | node_8101705_200841721 | node_1371380_182_15330555_234 | 0.033 | unb_TAPWIRE_OH | 8101705 | no | no |  |  | no |  |  | 0 | 0 | 0 | 0
oh_line_TAP_OH_900855 |  | AN | node_8101705_200841723 | node_1371373_948_15330779_873 | 0.033 | unb_TAPWIRE_OH | 8101705 | no | no |  |  | no |  |  | 0 | 0 | 0 | 0
oh_line_TAP_OH_900883 |  | ABCN | node_8101705_200841814 | node_1379136_582_15332308_61 | 0.033 | unb_TAPWIRE_OH | 8101705 | no | no |  |  | no |  |  | 0 | 0 | 0 | 0
oh_line_TAP_OH_900884 |  | ABCN | node_8101705_200841815 | node_1379106_782_15332498_874 | 0.033 | unb_TAPWIRE_OH | 8101705 | no | no |  |  | no |  |  | 0 | 0 | 0 | 0
oh_line_TAP_OH_900950 |  | AN | node_8101705_200841978 | node_1374814_408_15324917_069 | 0.033 | unb_TAPWIRE_OH | 8101705 | no | no |  |  | no |  |  | 0 | 0 | 0 | 0
oh_line_TAP_OH_900951 |  | AN | node_8101705_200841980 | node_1375364_037_15324786_244 | 0.033 | unb_TAPWIRE_OH | 8101705 | no | no |  |  | no |  |  | 0 | 0 | 0 | 0
oh_line_TAP_OH_900952 |  | AN | node_8101705_200841983 | node_1375530_205_15324475_984 | 0.033 | unb_TAPWIRE_OH | 8101705 | no | no |  |  | no |  |  | 0 | 0 | 0 | 0
oh_line_TAP_OH_900973 |  | AN | node_8101705_200842038 | node_1377696_614_15334230_904 | 0.033 | unb_TAPWIRE_OH | 8101705 | no | no |  |  | no |  |  | 0 | 0 | 0 | 0
oh_line_TAP_OH_901477 |  | AN | node_8101705_200843497 | node_1380303_881_15324777_191 | 0.033 | unb_TAPWIRE_OH | 8101705 | no | no |  |  | no |  |  | 0 | 0 | 0 | 0
oh_line_TAP_OH_901485 |  | ABCN | node_8101705_200843523 | node_1382485_799_15318311_691 | 0.033 | unb_TAPWIRE_OH | 8101705 | no | no |  |  | no |  |  | 0 | 0 | 0 | 0
oh_line_TAP_OH_901486 |  | ABCN | node_8101705_200843530 | node_1382381_253_15319119_99 | 0.033 | unb_TAPWIRE_OH | 8101705 | no | no |  |  | no |  |  | 0 | 0 | 0 | 0
oh_line_TAP_OH_901487 |  | AN | node_8101705_200843532 | node_1381773_941_15318877_814 | 0.033 | unb_TAPWIRE_OH | 8101705 | no | no |  |  | no |  |  | 0 | 0 | 0 | 0
oh_line_TAP_OH_901488 |  | AN | node_8101705_200843536 | node_1382162_689_15319748_064 | 0.033 | unb_TAPWIRE_OH | 8101705 | no | no |  |  | no |  |  | 0 | 0 | 0 | 0
oh_line_TAP_OH_901489 |  | AN | node_8101705_200843539 | node_1382142_98_15320275_07 | 0.033 | unb_TAPWIRE_OH | 8101705 | no | no |  |  | no |  |  | 0 | 0 | 0 | 0
oh_line_TAP_OH_901490 |  | AN | node_8101705_200843541 | node_1382111_237_15320517_201 | 0.033 | unb_TAPWIRE_OH | 8101705 | no | no |  |  | no |  |  | 0 | 0 | 0 | 0
oh_line_TAP_OH_901491 |  | AN | node_8101705_200843543 | node_1382076_927_15320766_63 | 0.033 | unb_TAPWIRE_OH | 8101705 | no | no |  |  | no |  |  | 0 | 0 | 0 | 0
oh_line_TAP_OH_901492 |  | AN | node_8101705_200843547 | node_1381944_8_15321217_042 | 0.033 | unb_TAPWIRE_OH | 8101705 | no | no |  |  | no |  |  | 0 | 0 | 0 | 0
oh_line_TAP_OH_901493 |  | AN | node_8101705_200843549 | node_1381869_261_15321645_581 | 0.033 | unb_TAPWIRE_OH | 8101705 | no | no |  |  | no |  |  | 0 | 0 | 0 | 0
oh_line_TAP_OH_901494 |  | AN | node_8101705_200843552 | node_1381757_289_15322104_674 | 0.033 | unb_TAPWIRE_OH | 8101705 | no | no |  |  | no |  |  | 0 | 0 | 0 | 0
oh_line_TAP_OH_901495 |  | AN | node_8101705_200843554 | node_1381293_19_15322086_841 | 0.033 | unb_TAPWIRE_OH | 8101705 | no | no |  |  | no |  |  | 0 | 0 | 0 | 0
oh_line_TAP_OH_901496 |  | AN | node_8101705_200843555 | node_1381624_221_15322359_286 | 0.033 | unb_TAPWIRE_OH | 8101705 | no | no |  |  | no |  |  | 0 | 0 | 0 | 0
oh_line_TAP_OH_901497 |  | AN | node_8101705_200843557 | node_1381530_616_15322833_626 | 0.033 | unb_TAPWIRE_OH | 8101705 | no | no |  |  | no |  |  | 0 | 0 | 0 | 0
oh_line_TAP_OH_901498 |  | AN | node_8101705_200843559 | node_1381399_859_15323005_542 | 0.033 | unb_TAPWIRE_OH | 8101705 | no | no |  |  | no |  |  | 0 | 0 | 0 | 0
oh_line_TAP_OH_901499 |  | AN | node_8101705_200843562 | node_1381163_667_15323534_81 | 0.033 | unb_TAPWIRE_OH | 8101705 | no | no |  |  | no |  |  | 0 | 0 | 0 | 0
oh_line_TAP_OH_901500 |  | AN | node_8101705_200843564 | node_1381415_709_15323679_717 | 0.033 | unb_TAPWIRE_OH | 8101705 | no | no |  |  | no |  |  | 0 | 0 | 0 | 0
oh_line_TAP_OH_901501 |  | AN | node_8101705_200843573 | node_1380401_009_15325233_283 | 0.033 | unb_TAPWIRE_OH | 8101705 | no | no |  |  | no |  |  | 0 | 0 | 0 | 0
oh_line_TAP_OH_901502 |  | AN | node_8101705_200843575 | node_1380243_85_15325430_091 | 0.033 | unb_TAPWIRE_OH | 8101705 | no | no |  |  | no |  |  | 0 | 0 | 0 | 0
oh_line_TAP_OH_901503 |  | AN | node_8101705_200843576 | node_1380229_792_15325637_089 | 0.033 | unb_TAPWIRE_OH | 8101705 | no | no |  |  | no |  |  | 0 | 0 | 0 | 0
oh_line_TAP_OH_901504 |  | AN | node_8101705_200843579 | node_1380137_429_15325746_397 | 0.033 | unb_TAPWIRE_OH | 8101705 | no | no |  |  | no |  |  | 0 | 0 | 0 | 0
oh_line_TAP_OH_901505 |  | AN | node_8101705_200843584 | node_1380056_926_15326285_465 | 0.033 | unb_TAPWIRE_OH | 8101705 | no | no |  |  | no |  |  | 0 | 0 | 0 | 0
oh_line_TAP_OH_901506 |  | AN | node_8101705_200843586 | node_1379825_339_15327303_617 | 0.033 | unb_TAPWIRE_OH | 8101705 | no | no |  |  | no |  |  | 0 | 0 | 0 | 0
oh_line_TAP_OH_901507 |  | AN | node_8101705_200843592 | node_1379721_912_15327958_808 | 0.033 | unb_TAPWIRE_OH | 8101705 | no | no |  |  | no |  |  | 0 | 0 | 0 | 0
oh_line_TAP_OH_901508 |  | AN | node_8101705_200843600 | node_1379708_226_15328563_368 | 0.033 | unb_TAPWIRE_OH | 8101705 | no | no |  |  | no |  |  | 0 | 0 | 0 | 0
oh_line_TAP_OH_901509 |  | AN | node_8101705_200843603 | node_1379567_236_15328864_589 | 0.033 | unb_TAPWIRE_OH | 8101705 | no | no |  |  | no |  |  | 0 | 0 | 0 | 0
oh_line_TAP_OH_901510 |  | AN | node_8101705_200843604 | node_1379557_935_15329117_545 | 0.033 | unb_TAPWIRE_OH | 8101705 | no | no |  |  | no |  |  | 0 | 0 | 0 | 0
oh_line_TAP_OH_901511 |  | ABCN | node_8101705_200843607 | node_1379545_301_15329591_315 | 0.033 | unb_TAPWIRE_OH | 8101705 | no | no |  |  | no |  |  | 0 | 0 | 0 | 0
oh_line_TAP_OH_901512 |  | ABCN | node_8101705_200843610 | node_1379188_446_15330994_478 | 0.033 | unb_TAPWIRE_OH | 8101705 | no | no |  |  | no |  |  | 0 | 0 | 0 | 0
oh_line_TAP_OH_901513 |  | ABCN | node_8101705_200843612 | node_1379139_005_15331662_943 | 0.033 | unb_TAPWIRE_OH | 8101705 | no | no |  |  | no |  |  | 0 | 0 | 0 | 0
oh_line_TAP_OH_901514 |  | ABCN | node_8101705_200843615 | node_1379100_731_15332096_129 | 0.033 | unb_TAPWIRE_OH | 8101705 | no | no |  |  | no |  |  | 0 | 0 | 0 | 0
oh_line_TAP_OH_901515 |  | AN | node_8101705_200843618 | node_1379011_753_15332404_629 | 0.033 | unb_TAPWIRE_OH | 8101705 | no | no |  |  | no |  |  | 0 | 0 | 0 | 0
oh_line_TAP_OH_901516 |  | AN | node_8101705_200843619 | node_1378860_571_15332540_297 | 0.033 | unb_TAPWIRE_OH | 8101705 | no | no |  |  | no |  |  | 0 | 0 | 0 | 0
oh_line_TAP_OH_901517 |  | AN | node_8101705_200843620 | node_1378710_187_15332673_318 | 0.033 | unb_TAPWIRE_OH | 8101705 | no | no |  |  | no |  |  | 0 | 0 | 0 | 0
oh_line_TAP_OH_901518 |  | AN | node_8101705_200843621 | node_1378525_237_15332759_42 | 0.033 | unb_TAPWIRE_OH | 8101705 | no | no |  |  | no |  |  | 0 | 0 | 0 | 0
oh_line_TAP_OH_901519 |  | AN | node_8101705_200843622 | node_1378560_068_15332945_339 | 0.033 | unb_TAPWIRE_OH | 8101705 | no | no |  |  | no |  |  | 0 | 0 | 0 | 0
oh_line_TAP_OH_901520 |  | AN | node_8101705_200843624 | node_1378743_581_15332738_547 | 0.033 | unb_TAPWIRE_OH | 8101705 | no | no |  |  | no |  |  | 0 | 0 | 0 | 0
oh_line_TAP_OH_901521 |  | AN | node_8101705_200843627 | node_1378064_675_15333176_726 | 0.033 | unb_TAPWIRE_OH | 8101705 | no | no |  |  | no |  |  | 0 | 0 | 0 | 0
oh_line_TAP_OH_901522 |  | AN | node_8101705_200843630 | node_1377539_681_15333445_709 | 0.033 | unb_TAPWIRE_OH | 8101705 | no | no |  |  | no |  |  | 0 | 0 | 0 | 0
oh_line_TAP_OH_901543 |  | AN | node_8101705_200843675 | node_1378999_625_15322421_756 | 0.033 | unb_TAPWIRE_OH | 8101705 | no | no |  |  | no |  |  | 0 | 0 | 0 | 0
oh_line_TAP_OH_901544 |  | AN | node_8101705_200843676 | node_1378757_36_15322488_675 | 0.033 | unb_TAPWIRE_OH | 8101705 | no | no |  |  | no |  |  | 0 | 0 | 0 | 0
oh_line_TAP_OH_901545 |  | AN | node_8101705_200843677 | node_1378547_867_15322701_079 | 0.033 | unb_TAPWIRE_OH | 8101705 | no | no |  |  | no |  |  | 0 | 0 | 0 | 0
oh_line_TAP_OH_901546 |  | AN | node_8101705_200843681 | node_1378176_991_15323167_754 | 0.033 | unb_TAPWIRE_OH | 8101705 | no | no |  |  | no |  |  | 0 | 0 | 0 | 0
oh_line_TAP_OH_901547 |  | AN | node_8101705_200843685 | node_1377719_297_15323429_805 | 0.033 | unb_TAPWIRE_OH | 8101705 | no | no |  |  | no |  |  | 0 | 0 | 0 | 0
oh_line_TAP_OH_901548 |  | AN | node_8101705_200843689 | node_1377680_207_15323591_652 | 0.033 | unb_TAPWIRE_OH | 8101705 | no | no |  |  | no |  |  | 0 | 0 | 0 | 0
oh_line_TAP_OH_901549 |  | AN | node_8101705_200843690 | node_1377474_227_15323740_374 | 0.033 | unb_TAPWIRE_OH | 8101705 | no | no |  |  | no |  |  | 0 | 0 | 0 | 0
oh_line_TAP_OH_901550 |  | AN | node_8101705_200843692 | node_1377394_722_15323933_486 | 0.033 | unb_TAPWIRE_OH | 8101705 | no | no |  |  | no |  |  | 0 | 0 | 0 | 0
oh_line_TAP_OH_901551 |  | AN | node_8101705_200843693 | node_1377278_375_15324065_075 | 0.033 | unb_TAPWIRE_OH | 8101705 | no | no |  |  | no |  |  | 0 | 0 | 0 | 0
oh_line_TAP_OH_901552 |  | AN | node_8101705_200843694 | node_1377161_116_15324231_407 | 0.033 | unb_TAPWIRE_OH | 8101705 | no | no |  |  | no |  |  | 0 | 0 | 0 | 0
oh_line_TAP_OH_901554 |  | ABCN | node_8101705_200843701 | node_1375965_081_15325061_879 | 0.033 | unb_TAPWIRE_OH | 8101705 | no | no |  |  | no |  |  | 0 | 0 | 0 | 0
oh_line_TAP_OH_901556 |  | AN | node_8101705_200843708 | node_1381041_406_15321634_526 | 0.033 | unb_TAPWIRE_OH | 8101705 | no | no |  |  | no |  |  | 0 | 0 | 0 | 0
oh_line_TAP_OH_901557 |  | AN | node_8101705_200843710 | node_1380958_939_15321216_642 | 0.033 | unb_TAPWIRE_OH | 8101705 | no | no |  |  | no |  |  | 0 | 0 | 0 | 0
oh_line_TAP_OH_901558 |  | AN | node_8101705_200843713 | node_1380485_132_15321571_604 | 0.033 | unb_TAPWIRE_OH | 8101705 | no | no |  |  | no |  |  | 0 | 0 | 0 | 0
oh_line_TAP_OH_901559 |  | AN | node_8101705_200843716 | node_1380532_295_15322416_726 | 0.033 | unb_TAPWIRE_OH | 8101705 | no | no |  |  | no |  |  | 0 | 0 | 0 | 0
oh_line_TAP_OH_901560 |  | AN | node_8101705_200843717 | node_1380426_784_15322755_199 | 0.033 | unb_TAPWIRE_OH | 8101705 | no | no |  |  | no |  |  | 0 | 0 | 0 | 0
oh_line_TAP_OH_901561 |  | AN | node_8101705_200843720 | node_1379863_757_15321917_221 | 0.033 | unb_TAPWIRE_OH | 8101705 | no | no |  |  | no |  |  | 0 | 0 | 0 | 0
oh_line_TAP_OH_901562 |  | AN | node_8101705_200843723 | node_1377045_533_15324772_911 | 0.033 | unb_TAPWIRE_OH | 8101705 | no | no |  |  | no |  |  | 0 | 0 | 0 | 0
oh_line_TAP_OH_901563 |  | AN | node_8101705_200843725 | node_1377105_494_15325051_487 | 0.033 | unb_TAPWIRE_OH | 8101705 | no | no |  |  | no |  |  | 0 | 0 | 0 | 0
oh_line_TAP_OH_901564 |  | AN | node_8101705_200843726 | node_1377336_772_15325375_719 | 0.033 | unb_TAPWIRE_OH | 8101705 | no | no |  |  | no |  |  | 0 | 0 | 0 | 0
oh_line_TAP_OH_901565 |  | AN | node_8101705_200843730 | node_1375291_623_15326165_1 | 0.033 | unb_TAPWIRE_OH | 8101705 | no | no |  |  | no |  |  | 0 | 0 | 0 | 0
oh_line_TAP_OH_901566 |  | ABCN | node_8101705_200843731 | node_1375090_857_15326185_899 | 0.033 | unb_TAPWIRE_OH | 8101705 | no | no |  |  | no |  |  | 0 | 0 | 0 | 0
oh_line_TAP_OH_901567 |  | ABCN | node_8101705_200843732 | node_1379283_281_15329397_025 | 0.033 | unb_TAPWIRE_OH | 8101705 | no | no |  |  | no |  |  | 0 | 0 | 0 | 0
oh_line_TAP_OH_901568 |  | ABCN | node_8101705_200843733 | node_1379073_049_15329507_459 | 0.033 | unb_TAPWIRE_OH | 8101705 | no | no |  |  | no |  |  | 0 | 0 | 0 | 0
oh_line_TAP_OH_901569 |  | ABCN | node_8101705_200843736 | node_1378777_319_15329819_615 | 0.033 | unb_TAPWIRE_OH | 8101705 | no | no |  |  | no |  |  | 0 | 0 | 0 | 0
oh_line_TAP_OH_901570 |  | AN | node_8101705_200843739 | node_1378515_035_15330117_224 | 0.033 | unb_TAPWIRE_OH | 8101705 | no | no |  |  | no |  |  | 0 | 0 | 0 | 0
oh_line_TAP_OH_920458 |  | ABCN | node_8101705_200948198 | node_1381202_986_15347548_194 | 0.033 | unb_TAPWIRE_OH | 8101705 | no | no |  |  | no |  |  | 0 | 0 | 0 | 0
oh_line_TAP_OH_920459 |  | ABCN | node_8101705_200948199 | node_1381010_073_15347333_838 | 0.033 | unb_TAPWIRE_OH | 8101705 | no | no |  |  | no |  |  | 0 | 0 | 0 | 0
oh_line_TAP_OH_920460 |  | ABCN | node_8101705_200948201 | node_1380802_842_15346986_936 | 0.033 | unb_TAPWIRE_OH | 8101705 | no | no |  |  | no |  |  | 0 | 0 | 0 | 0
oh_line_TAP_OH_920461 |  | ABCN | node_8101705_200948202 | node_1380482_07_15346990_612 | 0.033 | unb_TAPWIRE_OH | 8101705 | no | no |  |  | no |  |  | 0 | 0 | 0 | 0
oh_line_TAP_OH_920462 |  | ABCN | node_8101705_200948203 | node_1380302_389_15346916_235 | 0.033 | unb_TAPWIRE_OH | 8101705 | no | no |  |  | no |  |  | 0 | 0 | 0 | 0
oh_line_TAP_OH_920463 |  | ABCN | node_8101705_200948204 | node_1380094_955_15346985_005 | 0.033 | unb_TAPWIRE_OH | 8101705 | no | no |  |  | no |  |  | 0 | 0 | 0 | 0
oh_line_TAP_OH_920464 |  | ABCN | node_8101705_200948205 | node_1379896_313_15346911_194 | 0.033 | unb_TAPWIRE_OH | 8101705 | no | no |  |  | no |  |  | 0 | 0 | 0 | 0
oh_line_TAP_OH_920465 |  | ABCN | node_8101705_200948212 | node_1378233_252_15346971_967 | 0.033 | unb_TAPWIRE_OH | 8101705 | no | no |  |  | no |  |  | 0 | 0 | 0 | 0
oh_line_TAP_OH_920622 |  | ABCN | node_8101705_200949085 | node_1389243_344_15342748_056 | 0.033 | unb_TAPWIRE_OH | 8101705 | no | no |  |  | no |  |  | 0 | 0 | 0 | 0
oh_line_TAP_OH_920623 |  | ABCN | node_8101705_200949087 | node_1388961_522_15343052_635 | 0.033 | unb_TAPWIRE_OH | 8101705 | no | no |  |  | no |  |  | 0 | 0 | 0 | 0
oh_line_TAP_OH_920624 |  | ABCN | node_8101705_200949089 | node_1388637_741_15343370_002 | 0.033 | unb_TAPWIRE_OH | 8101705 | no | no |  |  | no |  |  | 0 | 0 | 0 | 0
oh_line_TAP_OH_920625 |  | ABCN | node_8101705_200949091 | node_1388408_993_15343597_645 | 0.033 | unb_TAPWIRE_OH | 8101705 | no | no |  |  | no |  |  | 0 | 0 | 0 | 0
oh_line_TAP_OH_920626 |  | ABCN | node_8101705_200949095 | node_1387800_65_15344188_159 | 0.033 | unb_TAPWIRE_OH | 8101705 | no | no |  |  | no |  |  | 0 | 0 | 0 | 0
oh_line_TAP_OH_920627 |  | ABCN | node_8101705_200949096 | node_1387723_288_15344245_747 | 0.033 | unb_TAPWIRE_OH | 8101705 | no | no |  |  | no |  |  | 0 | 0 | 0 | 0
oh_line_TAP_OH_920628 |  | ABCN | node_8101705_200949100 | node_1386974_034_15344956_431 | 0.033 | unb_TAPWIRE_OH | 8101705 | no | no |  |  | no |  |  | 0 | 0 | 0 | 0
oh_line_TAP_OH_920629 |  | ABCN | node_8101705_200949101 | node_1386797_429_15344963_094 | 0.033 | unb_TAPWIRE_OH | 8101705 | no | no |  |  | no |  |  | 0 | 0 | 0 | 0
oh_line_TAP_OH_920630 |  | ABCN | node_8101705_200949114 | node_1385346_707_15346656_77 | 0.033 | unb_TAPWIRE_OH | 8101705 | no | no |  |  | no |  |  | 0 | 0 | 0 | 0
oh_line_TAP_OH_920631 |  | ABCN | node_8101705_200949116 | node_1385023_74_15346792_497 | 0.033 | unb_TAPWIRE_OH | 8101705 | no | no |  |  | no |  |  | 0 | 0 | 0 | 0
oh_line_TAP_OH_920632 |  | ABCN | node_8101705_200949120 | node_1384655_291_15347179_195 | 0.033 | unb_TAPWIRE_OH | 8101705 | no | no |  |  | no |  |  | 0 | 0 | 0 | 0
oh_line_TAP_OH_920633 |  | ABCN | node_8101705_200949122 | node_1384385_274_15347422_935 | 0.033 | unb_TAPWIRE_OH | 8101705 | no | no |  |  | no |  |  | 0 | 0 | 0 | 0
oh_line_TAP_OH_920634 |  | ABCN | node_8101705_200949123 | node_1384172_383_15347622_106 | 0.033 | unb_TAPWIRE_OH | 8101705 | no | no |  |  | no |  |  | 0 | 0 | 0 | 0
oh_line_TAP_OH_920635 |  | ABCN | node_8101705_200949124 | node_1384008_561_15347779_106 | 0.033 | unb_TAPWIRE_OH | 8101705 | no | no |  |  | no |  |  | 0 | 0 | 0 | 0
oh_line_TAP_OH_920636 |  | ABCN | node_8101705_200949125 | node_1383870_419_15347923_966 | 0.033 | unb_TAPWIRE_OH | 8101705 | no | no |  |  | no |  |  | 0 | 0 | 0 | 0
oh_line_TAP_OH_920637 |  | ABCN | node_8101705_200949126 | node_1383683_421_15348088_613 | 0.033 | unb_TAPWIRE_OH | 8101705 | no | no |  |  | no |  |  | 0 | 0 | 0 | 0
oh_line_TAP_OH_920638 |  | ABCN | node_8101705_200949129 | node_1382777_574_15348280_591 | 0.033 | unb_TAPWIRE_OH | 8101705 | no | no |  |  | no |  |  | 0 | 0 | 0 | 0
oh_line_TAP_OH_920639 |  | ABCN | node_8101705_200949131 | node_1382363_583_15348271_818 | 0.033 | unb_TAPWIRE_OH | 8101705 | no | no |  |  | no |  |  | 0 | 0 | 0 | 0
oh_line_TAP_OH_920640 |  | ABCN | node_8101705_200949132 | node_1382108_093_15348130_994 | 0.033 | unb_TAPWIRE_OH | 8101705 | no | no |  |  | no |  |  | 0 | 0 | 0 | 0
oh_line_TAP_OH_920641 |  | ABCN | node_8101705_200949134 | node_1381710_157_15347957_244 | 0.033 | unb_TAPWIRE_OH | 8101705 | no | no |  |  | no |  |  | 0 | 0 | 0 | 0
oh_line_TAP_OH_920642 |  | ABCN | node_8101705_200949136 | node_1381388_683_15347675_244 | 0.033 | unb_TAPWIRE_OH | 8101705 | no | no |  |  | no |  |  | 0 | 0 | 0 | 0
oh_line_TAP_OH_920646 |  | ABCN | node_8101705_200949150 | node_1389499_723_15342379_076 | 0.033 | unb_TAPWIRE_OH | 8101705 | no | no |  |  | no |  |  | 0 | 0 | 0 | 0
oh_line_TAP_OH_921270 |  | AN | node_8101705_200953476 | node_1398775_57_15315440_949 | 0.033 | unb_TAPWIRE_OH | 8101705 | no | no |  |  | no |  |  | 0 | 0 | 0 | 0
oh_line_TAP_OH_921598 |  | ABCN | node_8101705_200957516 | node_1376612_636_15329681_047 | 0.033 | unb_TAPWIRE_OH | 8101705 | no | no |  |  | no |  |  | 0 | 0 | 0 | 0
oh_line_TAP_OH_922009 |  | ABCN | node_8101705_200959671 | node_1394799_941_15323083_427 | 0.033 | unb_TAPWIRE_OH | 8101705 | no | no |  |  | no |  |  | 0 | 0 | 0 | 0
oh_line_TAP_OH_923028 |  | ABCN | node_8101705_200964539 | node_1382395_367_15318753_741 | 0.033 | unb_TAPWIRE_OH | 8101705 | no | no |  |  | no |  |  | 0 | 0 | 0 | 0
oh_line_TAP_OH_923968 |  | AN | node_8101705_200968996 | node_1398265_372_15339794_072 | 0.033 | unb_TAPWIRE_OH | 8101705 | no | no |  |  | no |  |  | 0 | 0 | 0 | 0
oh_line_TAP_OH_923986 |  | ABCN | node_8101705_200969154 | node_1380309_125_15320069_789 | 0.033 | unb_TAPWIRE_OH | 8101705 | no | no |  |  | no |  |  | 0 | 0 | 0 | 0
oh_line_TAP_OH_924143 |  | AN | node_8101705_200969958 | node_1378284_19_15322840_644 | 0.033 | unb_TAPWIRE_OH | 8101705 | no | no |  |  | no |  |  | 0 | 0 | 0 | 0
oh_line_TAP_OH_924772 |  | AN | node_8101705_200974170 | node_1397546_103_15339491_712 | 0.033 | unb_TAPWIRE_OH | 8101705 | no | no |  |  | no |  |  | 0 | 0 | 0 | 0
oh_line_TAP_OH_924919 |  | ABCN | node_8101705_200974937 | node_1378738_89_15336378_731 | 0.033 | unb_TAPWIRE_OH | 8101705 | no | no |  |  | no |  |  | 0 | 0 | 0 | 0
oh_line_TAP_OH_924925 |  | ABCN | node_8101705_200974980 | node_1379189_62_15335286_492 | 0.033 | unb_TAPWIRE_OH | 8101705 | no | no |  |  | no |  |  | 0 | 0 | 0 | 0
oh_line_TAP_OH_924926 |  | ABCN | node_8101705_200974981 | node_1379116_092_15333036_391 | 0.033 | unb_TAPWIRE_OH | 8101705 | no | no |  |  | no |  |  | 0 | 0 | 0 | 0
oh_line_TAP_OH_924927 |  | ABCN | node_8101705_200974982 | node_1379228_596_15331424_018 | 0.033 | unb_TAPWIRE_OH | 8101705 | no | no |  |  | no |  |  | 0 | 0 | 0 | 0
oh_line_TAP_OH_925275 |  | ABCN | node_8101705_200976953 | node_1379271_885_15333862_91 | 0.033 | unb_TAPWIRE_OH | 8101705 | no | no |  |  | no |  |  | 0 | 0 | 0 | 0
oh_line_TAP_OH_925542 |  | AN | node_8101705_200978292 | node_1385790_995_15316606_166 | 0.033 | unb_TAPWIRE_OH | 8101705 | no | no |  |  | no |  |  | 0 | 0 | 0 | 0
oh_line_TAP_OH_925718 |  | AN | node_8101705_200979028 | node_1394005_716_15347492_931 | 0.033 | unb_TAPWIRE_OH | 8101705 | no | no |  |  | no |  |  | 0 | 0 | 0 | 0
oh_line_TAP_OH_926466 |  | AN | node_8101705_200982791 | node_1391593_369_15343317_616 | 0.033 | unb_TAPWIRE_OH | 8101705 | no | no |  |  | no |  |  | 0 | 0 | 0 | 0
oh_line_TAP_OH_926825 |  | AN | node_8101705_200984543 | node_1376880_318_15338662_703 | 0.033 | unb_TAPWIRE_OH | 8101705 | no | no |  |  | no |  |  | 0 | 0 | 0 | 0
oh_line_TAP_OH_928238 |  | AN | node_8101705_201008351 | node_1391013_454_15343047_183 | 0.033 | unb_TAPWIRE_OH | 8101705 | no | no |  |  | no |  |  | 0 | 0 | 0 | 0
oh_line_TAP_OH_928386 |  | AN | node_8101705_201009120 | node_1386109_182_15351508_33 | 0.033 | unb_TAPWIRE_OH | 8101705 | no | no |  |  | no |  |  | 0 | 0 | 0 | 0
oh_line_TAP_OH_929579 |  | AN | node_8101705_201014630 | node_1395944_37_15326394_614 | 0.033 | unb_TAPWIRE_OH | 8101705 | no | no |  |  | no |  |  | 0 | 0 | 0 | 0
oh_line_TAP_OH_929657 |  | AN | node_8101705_201014962 | node_1392018_254_15353414_024 | 0.033 | unb_TAPWIRE_OH | 8101705 | no | no |  |  | no |  |  | 0 | 0 | 0 | 0
oh_line_TAP_OH_930429 |  | ABCN | node_8101705_201018403 | node_1400239_914_15318241_61 | 0.033 | unb_TAPWIRE_OH | 8101705 | no | no |  |  | no |  |  | 0 | 0 | 0 | 0
oh_line_TAP_OH_931021 |  | AN | node_8101705_201021259 | node_1382345_288_15336070_457 | 0.033 | unb_TAPWIRE_OH | 8101705 | no | no |  |  | no |  |  | 0 | 0 | 0 | 0
oh_line_TAP_OH_931024 |  | ABCN | node_8101705_201021268 | node_1394903_997_15321237_129 | 0.033 | unb_TAPWIRE_OH | 8101705 | no | no |  |  | no |  |  | 0 | 0 | 0 | 0
oh_line_TAP_OH_931054 |  | AN | node_8101705_201021361 | node_1395481_424_15318547_363 | 0.033 | unb_TAPWIRE_OH | 8101705 | no | no |  |  | no |  |  | 0 | 0 | 0 | 0
oh_line_TAP_OH_932089 |  | ABCN | node_8101705_201026456 | node_1373302_402_15327183_246 | 0.033 | unb_TAPWIRE_OH | 8101705 | no | no |  |  | no |  |  | 0 | 0 | 0 | 0
oh_line_TAP_OH_932145 |  | ABCN | node_8101705_201026829 | node_1374662_409_15326168_485 | 0.033 | unb_TAPWIRE_OH | 8101705 | no | no |  |  | no |  |  | 0 | 0 | 0 | 0
oh_line_TAP_OH_932320 |  | AN | node_8101705_201027874 | node_1397884_71_15341126_421 | 0.033 | unb_TAPWIRE_OH | 8101705 | no | no |  |  | no |  |  | 0 | 0 | 0 | 0
oh_line_TAP_OH_934023 |  | AN | node_8101705_201040453 | node_1377800_803_15323302_815 | 0.033 | unb_TAPWIRE_OH | 8101705 | no | no |  |  | no |  |  | 0 | 0 | 0 | 0
oh_line_TAP_OH_934300 |  | AN | node_8101705_201041922 | node_1383533_399_15330818_042 | 0.033 | unb_TAPWIRE_OH | 8101705 | no | no |  |  | no |  |  | 0 | 0 | 0 | 0
oh_line_TAP_OH_934301 |  | AN | node_8101705_201041926 | node_1383424_82_15331947_17 | 0.033 | unb_TAPWIRE_OH | 8101705 | no | no |  |  | no |  |  | 0 | 0 | 0 | 0
oh_line_TAP_OH_934302 |  | AN | node_8101705_201041928 | node_1383612_905_15332320_588 | 0.033 | unb_TAPWIRE_OH | 8101705 | no | no |  |  | no |  |  | 0 | 0 | 0 | 0
oh_line_TAP_OH_934303 |  | AN | node_8101705_201041933 | node_1384002_23_15333400_957 | 0.033 | unb_TAPWIRE_OH | 8101705 | no | no |  |  | no |  |  | 0 | 0 | 0 | 0
oh_line_TAP_OH_934304 |  | AN | node_8101705_201041935 | node_1384260_013_15333656_971 | 0.033 | unb_TAPWIRE_OH | 8101705 | no | no |  |  | no |  |  | 0 | 0 | 0 | 0
oh_line_TAP_OH_934305 |  | AN | node_8101705_201041936 | node_1384466_783_15333911_143 | 0.033 | unb_TAPWIRE_OH | 8101705 | no | no |  |  | no |  |  | 0 | 0 | 0 | 0
oh_line_TAP_OH_934306 |  | AN | node_8101705_201041938 | node_1384605_209_15334349_691 | 0.033 | unb_TAPWIRE_OH | 8101705 | no | no |  |  | no |  |  | 0 | 0 | 0 | 0
oh_line_TAP_OH_934307 |  | AN | node_8101705_201041939 | node_1384573_001_15334609_422 | 0.033 | unb_TAPWIRE_OH | 8101705 | no | no |  |  | no |  |  | 0 | 0 | 0 | 0
oh_line_TAP_OH_934308 |  | AN | node_8101705_201041940 | node_1384657_592_15334749_881 | 0.033 | unb_TAPWIRE_OH | 8101705 | no | no |  |  | no |  |  | 0 | 0 | 0 | 0
oh_line_TAP_OH_934309 |  | AN | node_8101705_201041941 | node_1384682_102_15334959_952 | 0.033 | unb_TAPWIRE_OH | 8101705 | no | no |  |  | no |  |  | 0 | 0 | 0 | 0
oh_line_TAP_OH_934310 |  | AN | node_8101705_201041942 | node_1384691_576_15335295_302 | 0.033 | unb_TAPWIRE_OH | 8101705 | no | no |  |  | no |  |  | 0 | 0 | 0 | 0
oh_line_TAP_OH_934311 |  | AN | node_8101705_201041945 | node_1384745_591_15335890_866 | 0.033 | unb_TAPWIRE_OH | 8101705 | no | no |  |  | no |  |  | 0 | 0 | 0 | 0
oh_line_TAP_OH_934312 |  | AN | node_8101705_201041946 | node_1384733_821_15336194_566 | 0.033 | unb_TAPWIRE_OH | 8101705 | no | no |  |  | no |  |  | 0 | 0 | 0 | 0
oh_line_TAP_OH_936149 |  | ABCN | node_8101705_201055818 | node_1377857_408_15329801_576 | 0.033 | unb_TAPWIRE_OH | 8101705 | no | no |  |  | no |  |  | 0 | 0 | 0 | 0
oh_line_TAP_OH_936483 |  | AN | node_8101705_201058531 | node_1395652_825_15343052_834 | 0.033 | unb_TAPWIRE_OH | 8101705 | no | no |  |  | no |  |  | 0 | 0 | 0 | 0
oh_line_TAP_OH_936497 |  | ABCN | node_8101705_201058683 | node_1393166_56_15342223_429 | 0.033 | unb_TAPWIRE_OH | 8101705 | no | no |  |  | no |  |  | 0 | 0 | 0 | 0
oh_line_TAP_OH_937587 |  | AN | node_8101705_201065564 | node_1378224_419_15333125_187 | 0.033 | unb_TAPWIRE_OH | 8101705 | no | no |  |  | no |  |  | 0 | 0 | 0 | 0
oh_line_TAP_OH_1248754 |  | AN | node_8101705_200824448 | node_1397328_865_15312540_647 | 0.033 | unb_TAPWIRE_OH | 8101705 | no | no |  |  | no |  |  | 0 | 0 | 0 | 0
oh_line_TAP_OH_1268374 |  | AN | node_8101705_200982889 | node_1386716_974_15349506_461 | 0.033 | unb_TAPWIRE_OH | 8101705 | no | no |  |  | no |  |  | 0 | 0 | 0 | 0
oh_line_TAP_OH_1470027 |  | AN | node_8101705_200823550 | node_1381842_206_15336013_176 | 0.033 | unb_TAPWIRE_OH | 8101705 | no | no |  |  | no |  |  | 0 | 0 | 0 | 0
oh_line_TAP_OH_1506034 |  | AN | node_8101705_200949108 | node_1386338_513_15346030_025 | 0.033 | unb_TAPWIRE_OH | 8101705 | no | no |  |  | no |  |  | 0 | 0 | 0 | 0
oh_line_TAP_OH_1506035 |  | ABN | node_8101705_200822107 | node_1399971_481_15318266_231 | 0.033 | unb_TAPWIRE_OH | 8101705 | no | no |  |  | no |  |  | 0 | 0 | 0 | 0
oh_line_TAP_OH_1507235 |  | ABCN | node_8101705_200841671 | node_1377117_778_15323375_938 | 0.033 | unb_TAPWIRE_OH | 8101705 | no | no |  |  | no |  |  | 0 | 0 | 0 | 0
oh_line_TAP_OH_1764455 |  | AN | node_8101705_200817261 | node_1397169_602_15345981_946 | 0.033 | unb_TAPWIRE_OH | 8101705 | no | no |  |  | no |  |  | 0 | 0 | 0 | 0
oh_line_TAP_OH_1774855 |  | AN | node_8101705_310027614 | node_1391021_147_15319836_122 | 0.033 | unb_TAPWIRE_OH | 8101705 | no | no |  |  | no |  |  | 0 | 0 | 0 | 0
oh_line_TAP_OH_2138127 |  | ABCN | node_8101705_200821791 | node_1392147_775_15338195_902 | 0.033 | unb_TAPWIRE_OH | 8101705 | no | no |  |  | no |  |  | 0 | 0 | 0 | 0
oh_line_TAP_OH_2138128 |  | ABCN | node_8101705_200821791 | node_1392143_039_15338221_715 | 0.033 | unb_TAPWIRE_OH | 8101705 | no | no |  |  | no |  |  | 0 | 0 | 0 | 0
oh_line_TAP_OH_2138129 |  | ABCN | node_8101705_200821791 | node_1392147_376_15338169_276 | 0.033 | unb_TAPWIRE_OH | 8101705 | no | no |  |  | no |  |  | 0 | 0 | 0 | 0
oh_line_TAP_OH_2138135 |  | ABCN | node_8101705_200821249 | node_1397555_239_15313837_534 | 0.033 | unb_TAPWIRE_OH | 8101705 | no | no |  |  | no |  |  | 0 | 0 | 0 | 0
oh_line_TAP_OH_2138136 |  | ABCN | node_8101705_200821249 | node_1397565_149_15313827_122 | 0.033 | unb_TAPWIRE_OH | 8101705 | no | no |  |  | no |  |  | 0 | 0 | 0 | 0
oh_line_TAP_OH_2138137 |  | ABCN | node_8101705_200821249 | node_1397543_56_15313847_442 | 0.033 | unb_TAPWIRE_OH | 8101705 | no | no |  |  | no |  |  | 0 | 0 | 0 | 0
oh_line_TAP_OH_2138138 |  | ABN | node_8101705_200822055 | node_1398509_818_15315549_966 | 0.033 | unb_TAPWIRE_OH | 8101705 | no | no |  |  | no |  |  | 0 | 0 | 0 | 0
oh_line_TAP_OH_2138139 |  | ABN | node_8101705_200822055 | node_1398526_11_15315534_952 | 0.033 | unb_TAPWIRE_OH | 8101705 | no | no |  |  | no |  |  | 0 | 0 | 0 | 0
oh_line_TAP_OH_2138145 |  | ABCN | node_8101705_200841537 | node_1373176_464_15326786_562 | 0.033 | unb_TAPWIRE_OH | 8101705 | no | no |  |  | no |  |  | 0 | 0 | 0 | 0
oh_line_TAP_OH_2138146 |  | ABCN | node_8101705_200841537 | node_1373195_877_15326792_007 | 0.033 | unb_TAPWIRE_OH | 8101705 | no | no |  |  | no |  |  | 0 | 0 | 0 | 0
oh_line_TAP_OH_2138147 |  | ABCN | node_8101705_200841537 | node_1373156_7_15326788_049 | 0.033 | unb_TAPWIRE_OH | 8101705 | no | no |  |  | no |  |  | 0 | 0 | 0 | 0
oh_line_TAP_OH_2138148 |  | ABN | node_8101705_200822066 | node_1399121_681_15315962_266 | 0.033 | unb_TAPWIRE_OH | 8101705 | no | no |  |  | no |  |  | 0 | 0 | 0 | 0
oh_line_TAP_OH_2138149 |  | ABN | node_8101705_200822066 | node_1399138_15_15315947_603 | 0.033 | unb_TAPWIRE_OH | 8101705 | no | no |  |  | no |  |  | 0 | 0 | 0 | 0
oh_line_TAP_OH_2138153 |  | ABCN | node_8101705_200821246 | node_1397655_97_15313603_456 | 0.033 | unb_TAPWIRE_OH | 8101705 | no | no |  |  | no |  |  | 0 | 0 | 0 | 0
oh_line_TAP_OH_2138154 |  | ABCN | node_8101705_200821246 | node_1397647_516_15313627_466 | 0.033 | unb_TAPWIRE_OH | 8101705 | no | no |  |  | no |  |  | 0 | 0 | 0 | 0
oh_line_TAP_OH_2138155 |  | ABCN | node_8101705_200821246 | node_1397659_499_15313577_284 | 0.033 | unb_TAPWIRE_OH | 8101705 | no | no |  |  | no |  |  | 0 | 0 | 0 | 0
oh_line_TAP_OH_2138162 |  | ABCN | node_8101705_200821292 | node_1399532_325_15316982_55 | 0.033 | unb_TAPWIRE_OH | 8101705 | no | no |  |  | no |  |  | 0 | 0 | 0 | 0
oh_line_TAP_OH_2138163 |  | ABCN | node_8101705_200821292 | node_1399538_828_15317007_756 | 0.033 | unb_TAPWIRE_OH | 8101705 | no | no |  |  | no |  |  | 0 | 0 | 0 | 0
oh_line_TAP_OH_2138164 |  | ABCN | node_8101705_200821292 | node_1399521_2_15316960_424 | 0.033 | unb_TAPWIRE_OH | 8101705 | no | no |  |  | no |  |  | 0 | 0 | 0 | 0
oh_line_TAP_OH_2138181 |  | ABCN | node_8101705_200841568 | node_1372873_873_15327402_669 | 0.033 | unb_TAPWIRE_OH | 8101705 | no | no |  |  | no |  |  | 0 | 0 | 0 | 0
oh_line_TAP_OH_2138182 |  | ABCN | node_8101705_200841568 | node_1372846_703_15327417_958 | 0.033 | unb_TAPWIRE_OH | 8101705 | no | no |  |  | no |  |  | 0 | 0 | 0 | 0
oh_line_TAP_OH_2138183 |  | ABCN | node_8101705_200841568 | node_1372893_691_15327384_775 | 0.033 | unb_TAPWIRE_OH | 8101705 | no | no |  |  | no |  |  | 0 | 0 | 0 | 0
oh_line_TAP_OH_2138189 |  | ABCN | node_8101705_200821216 | node_1396991_298_15311522_133 | 0.033 | unb_TAPWIRE_OH | 8101705 | no | no |  |  | no |  |  | 0 | 0 | 0 | 0
oh_line_TAP_OH_2138190 |  | ABCN | node_8101705_200821216 | node_1396981_853_15311545_461 | 0.033 | unb_TAPWIRE_OH | 8101705 | no | no |  |  | no |  |  | 0 | 0 | 0 | 0
oh_line_TAP_OH_2138191 |  | ABCN | node_8101705_200821216 | node_1396995_913_15311496_277 | 0.033 | unb_TAPWIRE_OH | 8101705 | no | no |  |  | no |  |  | 0 | 0 | 0 | 0
oh_line_TAP_OH_2138192 |  | ABCN | node_8101705_200841565 | node_1372673_671_15327428_537 | 0.033 | unb_TAPWIRE_OH | 8101705 | no | no |  |  | no |  |  | 0 | 0 | 0 | 0
oh_line_TAP_OH_2138193 |  | ABCN | node_8101705_200841565 | node_1372691_119_15327441_293 | 0.033 | unb_TAPWIRE_OH | 8101705 | no | no |  |  | no |  |  | 0 | 0 | 0 | 0
oh_line_TAP_OH_2138203 |  | ABCN | node_8101705_201010585 | node_1400108_252_15317890_428 | 0.033 | unb_TAPWIRE_OH | 8101705 | no | no |  |  | no |  |  | 0 | 0 | 0 | 0
oh_line_TAP_OH_2138204 |  | ABCN | node_8101705_201010585 | node_1400117_629_15317913_962 | 0.033 | unb_TAPWIRE_OH | 8101705 | no | no |  |  | no |  |  | 0 | 0 | 0 | 0
oh_line_TAP_OH_2138205 |  | ABCN | node_8101705_201010585 | node_1400094_679_15317870_919 | 0.033 | unb_TAPWIRE_OH | 8101705 | no | no |  |  | no |  |  | 0 | 0 | 0 | 0
oh_line_TAP_OH_2138208 |  | ABCN | node_8101705_200821290 | node_1399423_713_15316818_202 | 0.033 | unb_TAPWIRE_OH | 8101705 | no | no |  |  | no |  |  | 0 | 0 | 0 | 0
oh_line_TAP_OH_2138209 |  | ABCN | node_8101705_200821290 | node_1399430_16_15316843_433 | 0.033 | unb_TAPWIRE_OH | 8101705 | no | no |  |  | no |  |  | 0 | 0 | 0 | 0
oh_line_TAP_OH_2138210 |  | ABCN | node_8101705_200821290 | node_1399412_636_15316796_032 | 0.033 | unb_TAPWIRE_OH | 8101705 | no | no |  |  | no |  |  | 0 | 0 | 0 | 0
oh_line_TAP_OH_2138213 |  | ABCN | node_8101705_200821279 | node_1398643_655_15315647_66 | 0.033 | unb_TAPWIRE_OH | 8101705 | no | no |  |  | no |  |  | 0 | 0 | 0 | 0
oh_line_TAP_OH_2138214 |  | ABCN | node_8101705_200821279 | node_1398656_339_15315668_222 | 0.033 | unb_TAPWIRE_OH | 8101705 | no | no |  |  | no |  |  | 0 | 0 | 0 | 0
oh_line_TAP_OH_2138215 |  | ABCN | node_8101705_200821279 | node_1398627_463_15315632_179 | 0.033 | unb_TAPWIRE_OH | 8101705 | no | no |  |  | no |  |  | 0 | 0 | 0 | 0
oh_line_TAP_OH_2138216 |  | ABCN | node_8101705_200821254 | node_1397627_104_15313933_32 | 0.033 | unb_TAPWIRE_OH | 8101705 | no | no |  |  | no |  |  | 0 | 0 | 0 | 0
oh_line_TAP_OH_2138217 |  | ABCN | node_8101705_200821254 | node_1397627_64_15313959_942 | 0.033 | unb_TAPWIRE_OH | 8101705 | no | no |  |  | no |  |  | 0 | 0 | 0 | 0
oh_line_TAP_OH_2138218 |  | ABCN | node_8101705_200821254 | node_1397621_46_15313907_748 | 0.033 | unb_TAPWIRE_OH | 8101705 | no | no |  |  | no |  |  | 0 | 0 | 0 | 0
oh_line_TAP_OH_2138238 |  | ABCN | node_8101705_200821621 | node_1396698_003_15310522_717 | 0.033 | unb_TAPWIRE_OH | 8101705 | no | no |  |  | no |  |  | 0 | 0 | 0 | 0
oh_line_TAP_OH_2138239 |  | ABCN | node_8101705_200821621 | node_1396679_415_15310531_791 | 0.033 | unb_TAPWIRE_OH | 8101705 | no | no |  |  | no |  |  | 0 | 0 | 0 | 0
oh_line_TAP_OH_2138240 |  | ABCN | node_8101705_200821621 | node_1396714_179_15310507_474 | 0.033 | unb_TAPWIRE_OH | 8101705 | no | no |  |  | no |  |  | 0 | 0 | 0 | 0
oh_line_TAP_OH_2138244 |  | ABCN | node_8101705_200821297 | node_1399724_823_15317277_467 | 0.033 | unb_TAPWIRE_OH | 8101705 | no | no |  |  | no |  |  | 0 | 0 | 0 | 0
oh_line_TAP_OH_2138245 |  | ABCN | node_8101705_200821297 | node_1399731_229_15317302_718 | 0.033 | unb_TAPWIRE_OH | 8101705 | no | no |  |  | no |  |  | 0 | 0 | 0 | 0
oh_line_TAP_OH_2138246 |  | ABCN | node_8101705_200824296 | node_1398304_812_15315025_681 | 0.033 | unb_TAPWIRE_OH | 8101705 | no | no |  |  | no |  |  | 0 | 0 | 0 | 0
oh_line_TAP_OH_2138247 |  | ABCN | node_8101705_200824296 | node_1398314_709_15315002_698 | 0.033 | unb_TAPWIRE_OH | 8101705 | no | no |  |  | no |  |  | 0 | 0 | 0 | 0
oh_line_TAP_OH_2138248 |  | ABCN | node_8101705_200824296 | node_1398299_695_15315051_362 | 0.033 | unb_TAPWIRE_OH | 8101705 | no | no |  |  | no |  |  | 0 | 0 | 0 | 0
oh_line_TAP_OH_2138249 |  | ABCN | node_8101705_200821282 | node_1398933_98_15316086_41 | 0.033 | unb_TAPWIRE_OH | 8101705 | no | no |  |  | no |  |  | 0 | 0 | 0 | 0
oh_line_TAP_OH_2138250 |  | ABCN | node_8101705_200821282 | node_1398940_547_15316111_587 | 0.033 | unb_TAPWIRE_OH | 8101705 | no | no |  |  | no |  |  | 0 | 0 | 0 | 0
oh_line_TAP_OH_2138251 |  | ABN | node_8101705_200824206 | node_1395566_949_15326346_979 | 0.033 | unb_TAPWIRE_OH | 8101705 | no | no |  |  | no |  |  | 0 | 0 | 0 | 0
oh_line_TAP_OH_2138252 |  | ABN | node_8101705_200824206 | node_1395586_693_15326349_202 | 0.033 | unb_TAPWIRE_OH | 8101705 | no | no |  |  | no |  |  | 0 | 0 | 0 | 0
oh_line_TAP_OH_2138253 |  | ABCN | node_8101705_200821502 | node_1395963_375_15310016_152 | 0.033 | unb_TAPWIRE_OH | 8101705 | no | no |  |  | no |  |  | 0 | 0 | 0 | 0
oh_line_TAP_OH_2138254 |  | ABCN | node_8101705_200821502 | node_1395956_545_15309991_098 | 0.033 | unb_TAPWIRE_OH | 8101705 | no | no |  |  | no |  |  | 0 | 0 | 0 | 0
oh_line_TAP_OH_2138257 |  | ABCN | node_8101705_200821839 | node_1398148_2_15315619_629 | 0.033 | unb_TAPWIRE_OH | 8101705 | no | no |  |  | no |  |  | 0 | 0 | 0 | 0
oh_line_TAP_OH_2138258 |  | ABCN | node_8101705_200821839 | node_1398147_32_15315646_223 | 0.033 | unb_TAPWIRE_OH | 8101705 | no | no |  |  | no |  |  | 0 | 0 | 0 | 0
oh_line_TAP_OH_2138261 |  | ABCN | node_8101705_200821888 | node_1394729_988_15322503_496 | 0.033 | unb_TAPWIRE_OH | 8101705 | no | no |  |  | no |  |  | 0 | 0 | 0 | 0
oh_line_TAP_OH_2138262 |  | ABCN | node_8101705_200821888 | node_1394731_27_15322530_078 | 0.033 | unb_TAPWIRE_OH | 8101705 | no | no |  |  | no |  |  | 0 | 0 | 0 | 0
oh_line_TAP_OH_2138268 |  | ABCN | node_8101705_200821267 | node_1397947_209_15314986_961 | 0.033 | unb_TAPWIRE_OH | 8101705 | no | no |  |  | no |  |  | 0 | 0 | 0 | 0
oh_line_TAP_OH_2138269 |  | ABCN | node_8101705_200821267 | node_1397965_251_15314976_111 | 0.033 | unb_TAPWIRE_OH | 8101705 | no | no |  |  | no |  |  | 0 | 0 | 0 | 0
oh_line_TAP_OH_2138273 |  | ABCN | node_8101705_200821274 | node_1398539_725_15315601_862 | 0.033 | unb_TAPWIRE_OH | 8101705 | no | no |  |  | no |  |  | 0 | 0 | 0 | 0
oh_line_TAP_OH_2138274 |  | ABCN | node_8101705_200821274 | node_1398528_992_15315624_154 | 0.033 | unb_TAPWIRE_OH | 8101705 | no | no |  |  | no |  |  | 0 | 0 | 0 | 0
oh_line_TAP_OH_2138287 |  | ABCN | node_8101705_200821208 | node_1396647_024_15310984_929 | 0.033 | unb_TAPWIRE_OH | 8101705 | no | no |  |  | no |  |  | 0 | 0 | 0 | 0
oh_line_TAP_OH_2138288 |  | ABCN | node_8101705_200821208 | node_1396663_57_15310970_416 | 0.033 | unb_TAPWIRE_OH | 8101705 | no | no |  |  | no |  |  | 0 | 0 | 0 | 0
oh_line_TAP_OH_2138289 |  | ABCN | node_8101705_200821208 | node_1396633_865_15311004_725 | 0.033 | unb_TAPWIRE_OH | 8101705 | no | no |  |  | no |  |  | 0 | 0 | 0 | 0
oh_line_TAP_OH_2138293 |  | ABCN | node_8101705_200823268 | node_1392163_125_15340775_567 | 0.033 | unb_TAPWIRE_OH | 8101705 | no | no |  |  | no |  |  | 0 | 0 | 0 | 0
oh_line_TAP_OH_2138294 |  | ABCN | node_8101705_200823268 | node_1392172_701_15340798_953 | 0.033 | unb_TAPWIRE_OH | 8101705 | no | no |  |  | no |  |  | 0 | 0 | 0 | 0
oh_line_TAP_OH_2138295 |  | ABCN | node_8101705_200823268 | node_1392149_392_15340756_273 | 0.033 | unb_TAPWIRE_OH | 8101705 | no | no |  |  | no |  |  | 0 | 0 | 0 | 0
oh_line_TAP_OH_2138305 |  | ABCN | node_8101705_200821868 | node_1397887_126_15315775_047 | 0.033 | unb_TAPWIRE_OH | 8101705 | no | no |  |  | no |  |  | 0 | 0 | 0 | 0
oh_line_TAP_OH_2138306 |  | ABCN | node_8101705_200821868 | node_1397897_507_15315752_456 | 0.033 | unb_TAPWIRE_OH | 8101705 | no | no |  |  | no |  |  | 0 | 0 | 0 | 0
oh_line_TAP_OH_2138307 |  | ABCN | node_8101705_200821868 | node_1397881_467_15315800_518 | 0.033 | unb_TAPWIRE_OH | 8101705 | no | no |  |  | no |  |  | 0 | 0 | 0 | 0
oh_line_TAP_OH_2138311 |  | ABCN | node_8101705_200841532 | node_1373219_642_15327666_935 | 0.033 | unb_TAPWIRE_OH | 8101705 | no | no |  |  | no |  |  | 0 | 0 | 0 | 0
oh_line_TAP_OH_2138312 |  | ABCN | node_8101705_200841532 | node_1373212_611_15327687_149 | 0.033 | unb_TAPWIRE_OH | 8101705 | no | no |  |  | no |  |  | 0 | 0 | 0 | 0
oh_line_TAP_OH_2138313 |  | ABCN | node_8101705_200841532 | node_1373222_729_15327644_985 | 0.033 | unb_TAPWIRE_OH | 8101705 | no | no |  |  | no |  |  | 0 | 0 | 0 | 0
oh_line_TAP_OH_2141720 |  | ABCN | node_8101705_200841238 | node_1373847_591_15328144_973 | 0.033 | unb_TAPWIRE_OH | 8101705 | no | no |  |  | no |  |  | 0 | 0 | 0 | 0
oh_line_TAP_OH_2141721 |  | ABCN | node_8101705_200841238 | node_1373840_865_15328119_865 | 0.033 | unb_TAPWIRE_OH | 8101705 | no | no |  |  | no |  |  | 0 | 0 | 0 | 0
oh_line_TAP_OH_2141728 |  | ABCN | node_8101705_200821295 | node_1399644_693_15317151_518 | 0.033 | unb_TAPWIRE_OH | 8101705 | no | no |  |  | no |  |  | 0 | 0 | 0 | 0
oh_line_TAP_OH_2141729 |  | ABCN | node_8101705_200821295 | node_1399650_989_15317176_817 | 0.033 | unb_TAPWIRE_OH | 8101705 | no | no |  |  | no |  |  | 0 | 0 | 0 | 0
oh_line_TAP_OH_2141730 |  | ABCN | node_8101705_200821295 | node_1399633_749_15317129_23 | 0.033 | unb_TAPWIRE_OH | 8101705 | no | no |  |  | no |  |  | 0 | 0 | 0 | 0
oh_line_TAP_OH_2141731 |  | ABCN | node_8101705_201065550 | node_1394765_873_15322637_793 | 0.033 | unb_TAPWIRE_OH | 8101705 | no | no |  |  | no |  |  | 0 | 0 | 0 | 0
oh_line_TAP_OH_2141732 |  | ABCN | node_8101705_201065550 | node_1394767_303_15322664_364 | 0.033 | unb_TAPWIRE_OH | 8101705 | no | no |  |  | no |  |  | 0 | 0 | 0 | 0
oh_line_TAP_OH_2141733 |  | ABCN | node_8101705_201065550 | node_1394759_38_15322612_582 | 0.033 | unb_TAPWIRE_OH | 8101705 | no | no |  |  | no |  |  | 0 | 0 | 0 | 0
oh_line_TAP_OH_2141737 |  | ABCN | node_8101705_200821500 | node_1396112_196_15309867_914 | 0.033 | unb_TAPWIRE_OH | 8101705 | no | no |  |  | no |  |  | 0 | 0 | 0 | 0
oh_line_TAP_OH_2141738 |  | ABCN | node_8101705_200821500 | node_1396112_77_15309894_535 | 0.033 | unb_TAPWIRE_OH | 8101705 | no | no |  |  | no |  |  | 0 | 0 | 0 | 0
oh_line_TAP_OH_2141739 |  | ABCN | node_8101705_200821500 | node_1396106_515_15309842_356 | 0.033 | unb_TAPWIRE_OH | 8101705 | no | no |  |  | no |  |  | 0 | 0 | 0 | 0
oh_line_TAP_OH_2141750 |  | ABCN | node_8101705_200821294 | node_1399451_567_15317154_397 | 0.033 | unb_TAPWIRE_OH | 8101705 | no | no |  |  | no |  |  | 0 | 0 | 0 | 0
oh_line_TAP_OH_2141751 |  | ABCN | node_8101705_200821294 | node_1399445_123_15317129_163 | 0.033 | unb_TAPWIRE_OH | 8101705 | no | no |  |  | no |  |  | 0 | 0 | 0 | 0
oh_line_TAP_OH_2141752 |  | ABCN | node_8101705_200821250 | node_1397657_667_15313671_932 | 0.033 | unb_TAPWIRE_OH | 8101705 | no | no |  |  | no |  |  | 0 | 0 | 0 | 0
oh_line_TAP_OH_2141753 |  | ABCN | node_8101705_200821250 | node_1397675_8_15313682_82 | 0.033 | unb_TAPWIRE_OH | 8101705 | no | no |  |  | no |  |  | 0 | 0 | 0 | 0
oh_line_TAP_OH_2141754 |  | ABCN | node_8101705_200821260 | node_1397617_284_15314564_376 | 0.033 | unb_TAPWIRE_OH | 8101705 | no | no |  |  | no |  |  | 0 | 0 | 0 | 0
oh_line_TAP_OH_2141755 |  | ABCN | node_8101705_200821260 | node_1397602_078_15314547_177 | 0.033 | unb_TAPWIRE_OH | 8101705 | no | no |  |  | no |  |  | 0 | 0 | 0 | 0
oh_line_TAP_OH_2141756 |  | ABCN | node_8101705_200821260 | node_1397635_26_15314575_727 | 0.033 | unb_TAPWIRE_OH | 8101705 | no | no |  |  | no |  |  | 0 | 0 | 0 | 0
oh_line_TAP_OH_2141769 |  | ABCN | node_8101705_200821256 | node_1397692_488_15313971_278 | 0.033 | unb_TAPWIRE_OH | 8101705 | no | no |  |  | no |  |  | 0 | 0 | 0 | 0
oh_line_TAP_OH_2141770 |  | ABCN | node_8101705_200821256 | node_1397711_62_15313978_364 | 0.033 | unb_TAPWIRE_OH | 8101705 | no | no |  |  | no |  |  | 0 | 0 | 0 | 0
oh_line_TAP_OH_2141771 |  | ABCN | node_8101705_200821256 | node_1397672_675_15313971_076 | 0.033 | unb_TAPWIRE_OH | 8101705 | no | no |  |  | no |  |  | 0 | 0 | 0 | 0
oh_line_TAP_OH_2141772 |  | ABCN | node_8101705_200821505 | node_1395938_265_15310104_105 | 0.033 | unb_TAPWIRE_OH | 8101705 | no | no |  |  | no |  |  | 0 | 0 | 0 | 0
oh_line_TAP_OH_2141773 |  | ABCN | node_8101705_200821505 | node_1395936_549_15310077_563 | 0.033 | unb_TAPWIRE_OH | 8101705 | no | no |  |  | no |  |  | 0 | 0 | 0 | 0
oh_line_TAP_OH_2141774 |  | ABCN | node_8101705_200821505 | node_1395945_031_15310129_19 | 0.033 | unb_TAPWIRE_OH | 8101705 | no | no |  |  | no |  |  | 0 | 0 | 0 | 0
oh_line_TAP_OH_2141789 |  | ABCN | node_8101705_200821277 | node_1398377_353_15315717_226 | 0.033 | unb_TAPWIRE_OH | 8101705 | no | no |  |  | no |  |  | 0 | 0 | 0 | 0
oh_line_TAP_OH_2141790 |  | ABCN | node_8101705_200821277 | node_1398376_254_15315690_63 | 0.033 | unb_TAPWIRE_OH | 8101705 | no | no |  |  | no |  |  | 0 | 0 | 0 | 0
oh_line_TAP_OH_2141791 |  | ABCN | node_8101705_200821277 | node_1398383_533_15315742_576 | 0.033 | unb_TAPWIRE_OH | 8101705 | no | no |  |  | no |  |  | 0 | 0 | 0 | 0
oh_line_TAP_OH_2141792 |  | ABCN | node_8101705_200821239 | node_1397303_575_15313078_218 | 0.033 | unb_TAPWIRE_OH | 8101705 | no | no |  |  | no |  |  | 0 | 0 | 0 | 0
oh_line_TAP_OH_2141793 |  | ABCN | node_8101705_200821239 | node_1397303_596_15313051_59 | 0.033 | unb_TAPWIRE_OH | 8101705 | no | no |  |  | no |  |  | 0 | 0 | 0 | 0
oh_line_TAP_OH_2141794 |  | ABCN | node_8101705_200841540 | node_1373667_487_15327227_425 | 0.033 | unb_TAPWIRE_OH | 8101705 | no | no |  |  | no |  |  | 0 | 0 | 0 | 0
oh_line_TAP_OH_2141795 |  | ABCN | node_8101705_200841540 | node_1373650_889_15327241_794 | 0.033 | unb_TAPWIRE_OH | 8101705 | no | no |  |  | no |  |  | 0 | 0 | 0 | 0
oh_line_TAP_OH_2141796 |  | ABCN | node_8101705_200841540 | node_1373680_723_15327207_743 | 0.033 | unb_TAPWIRE_OH | 8101705 | no | no |  |  | no |  |  | 0 | 0 | 0 | 0
oh_line_TAP_OH_2141805 |  | ABCN | node_8101705_200821200 | node_1396380_856_15310672_579 | 0.033 | unb_TAPWIRE_OH | 8101705 | no | no |  |  | no |  |  | 0 | 0 | 0 | 0
oh_line_TAP_OH_2141806 |  | ABCN | node_8101705_200821200 | node_1396377_176_15310646_383 | 0.033 | unb_TAPWIRE_OH | 8101705 | no | no |  |  | no |  |  | 0 | 0 | 0 | 0
oh_line_TAP_OH_2141830 |  | ABCN | node_8101705_200821214 | node_1396727_304_15311502_486 | 0.033 | unb_TAPWIRE_OH | 8101705 | no | no |  |  | no |  |  | 0 | 0 | 0 | 0
oh_line_TAP_OH_2141831 |  | ABCN | node_8101705_200821214 | node_1396723_429_15311476_34 | 0.033 | unb_TAPWIRE_OH | 8101705 | no | no |  |  | no |  |  | 0 | 0 | 0 | 0
oh_line_TAP_OH_2141835 |  | ABCN | node_8101705_200841246 | node_1373760_604_15329388_773 | 0.033 | unb_TAPWIRE_OH | 8101705 | no | no |  |  | no |  |  | 0 | 0 | 0 | 0
oh_line_TAP_OH_2141836 |  | ABCN | node_8101705_200841246 | node_1373749_147_15329410_384 | 0.033 | unb_TAPWIRE_OH | 8101705 | no | no |  |  | no |  |  | 0 | 0 | 0 | 0
oh_line_TAP_OH_2141837 |  | ABCN | node_8101705_200841246 | node_1373767_492_15329363_873 | 0.033 | unb_TAPWIRE_OH | 8101705 | no | no |  |  | no |  |  | 0 | 0 | 0 | 0
oh_line_TAP_OH_2141838 |  | ABCN | node_8101705_200821796 | node_1392128_513_15338763_179 | 0.033 | unb_TAPWIRE_OH | 8101705 | no | no |  |  | no |  |  | 0 | 0 | 0 | 0
oh_line_TAP_OH_2141839 |  | ABCN | node_8101705_200821796 | node_1392123_462_15338788_881 | 0.033 | unb_TAPWIRE_OH | 8101705 | no | no |  |  | no |  |  | 0 | 0 | 0 | 0
oh_line_TAP_OH_2141845 |  | ABCN | node_8101705_200962096 | node_1397731_184_15316296_815 | 0.033 | unb_TAPWIRE_OH | 8101705 | no | no |  |  | no |  |  | 0 | 0 | 0 | 0
oh_line_TAP_OH_2141846 |  | ABCN | node_8101705_200962096 | node_1397720_391_15316319_053 | 0.033 | unb_TAPWIRE_OH | 8101705 | no | no |  |  | no |  |  | 0 | 0 | 0 | 0
oh_line_TAP_OH_2141847 |  | ABCN | node_8101705_200962096 | node_1397737_309_15316271_544 | 0.033 | unb_TAPWIRE_OH | 8101705 | no | no |  |  | no |  |  | 0 | 0 | 0 | 0
oh_line_TAP_OH_2141855 |  | ABCN | node_8101705_200821286 | node_1399089_478_15316399_395 | 0.033 | unb_TAPWIRE_OH | 8101705 | no | no |  |  | no |  |  | 0 | 0 | 0 | 0
oh_line_TAP_OH_2141856 |  | ABCN | node_8101705_200821286 | node_1399067_849_15316381_909 | 0.033 | unb_TAPWIRE_OH | 8101705 | no | no |  |  | no |  |  | 0 | 0 | 0 | 0
oh_line_TAP_OH_2141865 |  | ABCN | node_8101705_200841009 | node_1375417_091_15336313_393 | 0.033 | unb_TAPWIRE_OH | 8101705 | no | no |  |  | no |  |  | 0 | 0 | 0 | 0
oh_line_TAP_OH_2141866 |  | ABCN | node_8101705_200841009 | node_1375397_526_15336309_165 | 0.033 | unb_TAPWIRE_OH | 8101705 | no | no |  |  | no |  |  | 0 | 0 | 0 | 0
oh_line_TAP_OH_2141867 |  | ABCN | node_8101705_200841009 | node_1375436_768_15336310_673 | 0.033 | unb_TAPWIRE_OH | 8101705 | no | no |  |  | no |  |  | 0 | 0 | 0 | 0
oh_line_TAP_OH_2141889 |  | ABCN | node_8101705_200821221 | node_1396868_825_15311838_777 | 0.033 | unb_TAPWIRE_OH | 8101705 | no | no |  |  | no |  |  | 0 | 0 | 0 | 0
oh_line_TAP_OH_2141890 |  | ABCN | node_8101705_200821221 | node_1396864_801_15311812_67 | 0.033 | unb_TAPWIRE_OH | 8101705 | no | no |  |  | no |  |  | 0 | 0 | 0 | 0
oh_line_TAP_OH_2141891 |  | ABCN | node_8101705_200821221 | node_1396874_418_15311854_003 | 0.033 | unb_TAPWIRE_OH | 8101705 | no | no |  |  | no |  |  | 0 | 0 | 0 | 0
oh_line_TAP_OH_2141897 |  | ABCN | node_8101705_200821242 | node_1397332_034_15313273_347 | 0.033 | unb_TAPWIRE_OH | 8101705 | no | no |  |  | no |  |  | 0 | 0 | 0 | 0
oh_line_TAP_OH_2141898 |  | ABCN | node_8101705_200821242 | node_1397331_438_15313246_726 | 0.033 | unb_TAPWIRE_OH | 8101705 | no | no |  |  | no |  |  | 0 | 0 | 0 | 0
oh_line_TAP_OH_2141899 |  | ABCN | node_8101705_200821242 | node_1397337_737_15313298_896 | 0.033 | unb_TAPWIRE_OH | 8101705 | no | no |  |  | no |  |  | 0 | 0 | 0 | 0
oh_line_TAP_OH_2141908 |  | ABCN | node_8101705_200821212 | node_1396759_668_15311206_495 | 0.033 | unb_TAPWIRE_OH | 8101705 | no | no |  |  | no |  |  | 0 | 0 | 0 | 0
oh_line_TAP_OH_2141910 |  | ABCN | node_8101705_200821212 | node_1396745_467_15311224_944 | 0.033 | unb_TAPWIRE_OH | 8101705 | no | no |  |  | no |  |  | 0 | 0 | 0 | 0
oh_line_TAP_OH_2202126 |  | ABCN | node_8101705_200843704 | node_1375744_702_15325062_281 | 0.033 | unb_TAPWIRE_OH | 8101705 | no | no |  |  | no |  |  | 0 | 0 | 0 | 0
oh_line_TAP_OH_2202127 |  | ABCN | node_8101705_200843704 | node_1375760_837_15325046_99 | 0.033 | unb_TAPWIRE_OH | 8101705 | no | no |  |  | no |  |  | 0 | 0 | 0 | 0
oh_line_TAP_OH_2202128 |  | ABCN | node_8101705_200843704 | node_1375732_088_15325082_693 | 0.033 | unb_TAPWIRE_OH | 8101705 | no | no |  |  | no |  |  | 0 | 0 | 0 | 0
oh_line_TAP_OH_2202129 |  | ABCN | node_8101705_200821768 | node_1397217_565_15317092_002 | 0.033 | unb_TAPWIRE_OH | 8101705 | no | no |  |  | no |  |  | 0 | 0 | 0 | 0
oh_line_TAP_OH_2202130 |  | ABCN | node_8101705_200821768 | node_1397205_018_15317112_503 | 0.033 | unb_TAPWIRE_OH | 8101705 | no | no |  |  | no |  |  | 0 | 0 | 0 | 0
oh_line_TAP_OH_2202160 |  | ABCN | node_8101705_200821288 | node_1399250_439_15316554_538 | 0.033 | unb_TAPWIRE_OH | 8101705 | no | no |  |  | no |  |  | 0 | 0 | 0 | 0
oh_line_TAP_OH_2202161 |  | ABCN | node_8101705_200821288 | node_1399258_988_15316578_631 | 0.033 | unb_TAPWIRE_OH | 8101705 | no | no |  |  | no |  |  | 0 | 0 | 0 | 0
oh_line_TAP_OH_2202166 |  | ABCN | node_8101705_200817397 | node_1378023_814_15346870_825 | 0.033 | unb_TAPWIRE_OH | 8101705 | no | no |  |  | no |  |  | 0 | 0 | 0 | 0
oh_line_TAP_OH_2202167 |  | ABCN | node_8101705_200817397 | node_1378024_555_15346844_223 | 0.033 | unb_TAPWIRE_OH | 8101705 | no | no |  |  | no |  |  | 0 | 0 | 0 | 0
oh_line_TAP_OH_2202168 |  | ABCN | node_8101705_200817397 | node_1378028_215_15346896_827 | 0.033 | unb_TAPWIRE_OH | 8101705 | no | no |  |  | no |  |  | 0 | 0 | 0 | 0
oh_line_TAP_OH_2202178 |  | ABCN | node_8101705_200821617 | node_1396341_579_15310196_801 | 0.033 | unb_TAPWIRE_OH | 8101705 | no | no |  |  | no |  |  | 0 | 0 | 0 | 0
oh_line_TAP_OH_2202179 |  | ABCN | node_8101705_200821617 | node_1396361_153_15310192_809 | 0.033 | unb_TAPWIRE_OH | 8101705 | no | no |  |  | no |  |  | 0 | 0 | 0 | 0
oh_line_TAP_OH_2202180 |  | ABCN | node_8101705_200821608 | node_1396260_357_15309952_801 | 0.033 | unb_TAPWIRE_OH | 8101705 | no | no |  |  | no |  |  | 0 | 0 | 0 | 0
oh_line_TAP_OH_2202181 |  | ABCN | node_8101705_200821608 | node_1396280_081_15309955_547 | 0.033 | unb_TAPWIRE_OH | 8101705 | no | no |  |  | no |  |  | 0 | 0 | 0 | 0
oh_line_TAP_OH_2202182 |  | ABCN | node_8101705_200821608 | node_1396240_808_15309957_003 | 0.033 | unb_TAPWIRE_OH | 8101705 | no | no |  |  | no |  |  | 0 | 0 | 0 | 0
oh_line_TAP_OH_2212920 |  | ABCN | node_8101705_200821210 | node_1396615_954_15311263_056 | 0.033 | unb_TAPWIRE_OH | 8101705 | no | no |  |  | no |  |  | 0 | 0 | 0 | 0
oh_line_TAP_OH_2212921 |  | ABCN | node_8101705_200821210 | node_1396612_288_15311236_858 | 0.033 | unb_TAPWIRE_OH | 8101705 | no | no |  |  | no |  |  | 0 | 0 | 0 | 0
oh_line_TAP_OH_2212922 |  | ABCN | node_8101705_200821210 | node_1396624_536_15311287_13 | 0.033 | unb_TAPWIRE_OH | 8101705 | no | no |  |  | no |  |  | 0 | 0 | 0 | 0
oh_line_TAP_OH_2212923 |  | ABCN | node_8101705_200821217 | node_1396774_389_15311617_752 | 0.033 | unb_TAPWIRE_OH | 8101705 | no | no |  |  | no |  |  | 0 | 0 | 0 | 0
oh_line_TAP_OH_2212924 |  | ABCN | node_8101705_200821217 | node_1396771_144_15311591_457 | 0.033 | unb_TAPWIRE_OH | 8101705 | no | no |  |  | no |  |  | 0 | 0 | 0 | 0
oh_line_TAP_OH_2212925 |  | ABCN | node_8101705_200821217 | node_1396782_582_15311642_067 | 0.033 | unb_TAPWIRE_OH | 8101705 | no | no |  |  | no |  |  | 0 | 0 | 0 | 0
oh_line_TAP_OH_2470546 |  | ABCN | node_8101705_200821981 | node_1394890_019_15330455_843 | 0.033 | unb_TAPWIRE_OH | 8101705 | no | no |  |  | no |  |  | 0 | 0 | 0 | 0
oh_line_TAP_OH_2470547 |  | ABCN | node_8101705_200821981 | node_1394892_406_15330437_786 | 0.033 | unb_TAPWIRE_OH | 8101705 | no | no |  |  | no |  |  | 0 | 0 | 0 | 0
oh_line_TAP_OH_2470548 |  | ABCN | node_8101705_200821981 | node_1394891_706_15330420_456 | 0.033 | unb_TAPWIRE_OH | 8101705 | no | no |  |  | no |  |  | 0 | 0 | 0 | 0
oh_line_TAP_OH_2570153 |  | ABCN | node_8101705_200821979 | node_1394918_169_15330170_576 | 0.033 | unb_TAPWIRE_OH | 8101705 | no | no |  |  | no |  |  | 0 | 0 | 0 | 0
oh_line_TAP_OH_3087377 |  | AN | node_8101705_311902152 | node_1395914_907_15341810_369 | 0.033 | unb_TAPWIRE_OH | 8101705 | no | no |  |  | no |  |  | 0 | 0 | 0 | 0
oh_line_TAP_OH_3145054 |  | AN | node_8101705_200823642 | node_1382555_176_15340560_694 | 0.033 | unb_TAPWIRE_OH | 8101705 | no | no |  |  | no |  |  | 0 | 0 | 0 | 0
oh_line_TAP_OH_3310487 |  | ABCN | node_8101705_200978801 | node_1391929_923_15322702_367 | 0.033 | unb_TAPWIRE_OH | 8101705 | no | no |  |  | no |  |  | 0 | 0 | 0 | 0
oh_line_TAP_OH_3314492 |  | ABCN | node_8101705_200841549 | node_1375032_284_15325647_918 | 0.033 | unb_TAPWIRE_OH | 8101705 | no | no |  |  | no |  |  | 0 | 0 | 0 | 0
oh_line_TAP_OH_3314493 |  | ABCN | node_8101705_200841549 | node_1375049_45_15325626_915 | 0.033 | unb_TAPWIRE_OH | 8101705 | no | no |  |  | no |  |  | 0 | 0 | 0 | 0
oh_line_TAP_OH_3314494 |  | ABCN | node_8101705_200841549 | node_1375071_822_15325610_186 | 0.033 | unb_TAPWIRE_OH | 8101705 | no | no |  |  | no |  |  | 0 | 0 | 0 | 0
oh_line_TAP_OH_3337297 |  | ABCN | node_8101705_200823960 | node_1379208_331_15334846_073 | 0.033 | unb_TAPWIRE_OH | 8101705 | no | no |  |  | no |  |  | 0 | 0 | 0 | 0
oh_line_TAP_OH_3356923 |  | ABCN | node_8101705_201055811 | node_1375891_983_15329510_261 | 0.033 | unb_TAPWIRE_OH | 8101705 | no | no |  |  | no |  |  | 0 | 0 | 0 | 0
oh_line_TAP_OH_3356924 |  | ABCN | node_8101705_201055811 | node_1375908_166_15329516_144 | 0.033 | unb_TAPWIRE_OH | 8101705 | no | no |  |  | no |  |  | 0 | 0 | 0 | 0
oh_line_TAP_OH_3356925 |  | ABCN | node_8101705_201055811 | node_1375924_278_15329515_96 | 0.033 | unb_TAPWIRE_OH | 8101705 | no | no |  |  | no |  |  | 0 | 0 | 0 | 0
oh_line_TAP_OH_3358542 |  | AN | node_8101705_311931548 | node_1402013_982_15339454_286 | 0.033 | unb_TAPWIRE_OH | 8101705 | no | no |  |  | no |  |  | 0 | 0 | 0 | 0
oh_line_TAP_OH_3362125 |  | ABCN | node_8101705_311931671 | node_1373194_862_15327316_486 | 0.033 | unb_TAPWIRE_OH | 8101705 | no | no |  |  | no |  |  | 0 | 0 | 0 | 0
oh_line_TAP_OH_3362126 |  | ABCN | node_8101705_311931671 | node_1373202_524_15327310_156 | 0.033 | unb_TAPWIRE_OH | 8101705 | no | no |  |  | no |  |  | 0 | 0 | 0 | 0
oh_line_TAP_OH_3362127 |  | ABCN | node_8101705_311931671 | node_1373213_686_15327305_346 | 0.033 | unb_TAPWIRE_OH | 8101705 | no | no |  |  | no |  |  | 0 | 0 | 0 | 0
oh_line_TAP_OH_3622580 |  | AN | node_8101705_311990245 | node_1387163_972_15338727_756 | 0.033 | unb_TAPWIRE_OH | 8101705 | no | no |  |  | no |  |  | 0 | 0 | 0 | 0
oh_line_TAP_OH_3689004 |  | AN | node_8101705_311995248 | node_1397749_591_15342187_333 | 0.033 | unb_TAPWIRE_OH | 8101705 | no | no |  |  | no |  |  | 0 | 0 | 0 | 0
oh_line_TAP_OH_3785049 |  | ABCN | node_8101705_312003463 | node_1373484_959_15326977_588 | 0.033 | unb_TAPWIRE_OH | 8101705 | no | no |  |  | no |  |  | 0 | 0 | 0 | 0
oh_line_TAP_OH_3785050 |  | ABCN | node_8101705_312003463 | node_1373490_486_15326970_502 | 0.033 | unb_TAPWIRE_OH | 8101705 | no | no |  |  | no |  |  | 0 | 0 | 0 | 0
oh_line_TAP_OH_3785051 |  | ABCN | node_8101705_312003463 | node_1373498_919_15326963_902 | 0.033 | unb_TAPWIRE_OH | 8101705 | no | no |  |  | no |  |  | 0 | 0 | 0 | 0
oh_line_TAP_OH_4564754 |  | AN | node_8101705_200823635 | node_1400798_37_15339935_968 | 0.033 | unb_TAPWIRE_OH | 8101705 | no | no |  |  | no |  |  | 0 | 0 | 0 | 0
oh_line_TAP_OH_4607959 |  | ABCN | node_8101705_200841666 | node_1377470_346_15322825_916 | 0.033 | unb_TAPWIRE_OH | 8101705 | no | no |  |  | no |  |  | 0 | 0 | 0 | 0
oh_line_TAP_OH_4726763 |  | ABCN | node_8101705_200823132 | node_1387354_071_15328668_871 | 0.033 | unb_TAPWIRE_OH | 8101705 | no | no |  |  | no |  |  | 0 | 0 | 0 | 0
oh_line_TAP_OH_4737167 |  | ABCN | node_8101705_200823150 | node_1385590_56_15330269_374 | 0.033 | unb_TAPWIRE_OH | 8101705 | no | no |  |  | no |  |  | 0 | 0 | 0 | 0
oh_line_TAP_OH_4769564 |  | AN | node_8101705_200843729 | node_1375948_374_15326587_217 | 0.033 | unb_TAPWIRE_OH | 8101705 | no | no |  |  | no |  |  | 0 | 0 | 0 | 0
oh_line_TAP_OH_4839962 |  | ABCN | node_8101705_312085883 | node_1392211_847_15336852_83 | 0.033 | unb_TAPWIRE_OH | 8101705 | no | no |  |  | no |  |  | 0 | 0 | 0 | 0
oh_line_TAP_OH_4839963 |  | ABCN | node_8101705_312085883 | node_1392209_41_15336865_859 | 0.033 | unb_TAPWIRE_OH | 8101705 | no | no |  |  | no |  |  | 0 | 0 | 0 | 0
oh_line_TAP_OH_5079588 |  | ABCN | node_8101705_200816752 | node_1393229_344_15345189_261 | 0.033 | unb_TAPWIRE_OH | 8101705 | no | no |  |  | no |  |  | 0 | 0 | 0 | 0
oh_line_TAP_OH_5079589 |  | ABCN | node_8101705_200816757 | node_1392860_223_15346105_829 | 0.033 | unb_TAPWIRE_OH | 8101705 | no | no |  |  | no |  |  | 0 | 0 | 0 | 0
oh_line_TAP_OH_5370401 |  | AN | node_8101705_200817461 | node_1381606_81_15346621_87 | 0.033 | unb_TAPWIRE_OH | 8101705 | no | no |  |  | no |  |  | 0 | 0 | 0 | 0
oh_line_TAP_OH_5524033 |  | ABCN | node_8101705_200824392 | node_1393321_384_15340821_049 | 0.033 | unb_TAPWIRE_OH | 8101705 | no | no |  |  | no |  |  | 0 | 0 | 0 | 0
oh_line_TAP_OH_5531234 |  | ABCN | node_8101705_312138395 | node_1399300_6_15316721_423 | 0.033 | unb_TAPWIRE_OH | 8101705 | no | no |  |  | no |  |  | 0 | 0 | 0 | 0
oh_line_TAP_OH_5531235 |  | ABCN | node_8101705_312138395 | node_1399302_358_15316704_5 | 0.033 | unb_TAPWIRE_OH | 8101705 | no | no |  |  | no |  |  | 0 | 0 | 0 | 0
oh_line_TAP_OH_5531236 |  | ABCN | node_8101705_312138395 | node_1399302_823_15316687_158 | 0.033 | unb_TAPWIRE_OH | 8101705 | no | no |  |  | no |  |  | 0 | 0 | 0 | 0
oh_line_TAP_OH_5558436 |  | AN | node_8101705_200816794 | node_1392075_196_15353231_583 | 0.033 | unb_TAPWIRE_OH | 8101705 | no | no |  |  | no |  |  | 0 | 0 | 0 | 0
oh_line_TAP_OH_5588038 |  | ABCN | node_8101705_200816730 | node_1393010_647_15342800_201 | 0.033 | unb_TAPWIRE_OH | 8101705 | no | no |  |  | no |  |  | 0 | 0 | 0 | 0
oh_line_TAP_OH_5807252 |  | ABCN | node_8101705_200821211 | node_1396710_149_15311353_19 | 0.033 | unb_TAPWIRE_OH | 8101705 | no | no |  |  | no |  |  | 0 | 0 | 0 | 0

## overhead_line_conductor
data_type | static
owner_type | feeder
owner | 8101705
object | overhead_line_conductor
name | groupid | geometric_mean_radius | resistance | diameter | rating_summer_continuous | rating_summer_emergency | rating_winter_continuous | rating_winter_emergency | dcircuit | selected | comments
oh_cond_1/0_AAAC |  | 0.012 | 0.876 | 0.398 | 235 | 235 | 310 | 310 |  | no
oh_cond_1/0_ACSR |  | 0.012 | 0.888 | 0.398 | 265 | 265 | 330 | 330 |  | no
oh_cond_1/0_AL |  | 0.011 | 0.885 | 0.368 | 235 | 235 | 310 | 310 |  | no
oh_cond_2/0_CU |  | 0.013 | 0.44 | 0.414 | 295 | 295 | 425 | 425 |  | no
oh_cond_2_ACSR |  | 0.01 | 1.41 | 0.325 | 195 | 195 | 245 | 245 |  | no
oh_cond_2_CU |  | 0.009 | 0.873 | 0.292 | 190 | 190 | 270 | 270 |  | no
oh_cond_3_#7_CWD_30% |  | 0.005 | 3.07 | 0.311 | 125 | 125 | 195 | 195 |  | no
oh_cond_4/0_AAAC |  | 0.017 | 0.439 | 0.563 | 365 | 365 | 480 | 480 |  | no
oh_cond_4/0_ACSR |  | 0.017 | 0.445 | 0.563 | 410 | 410 | 515 | 515 |  | no
oh_cond_4/0_AL |  | 0.016 | 0.442 | 0.522 | 365 | 365 | 480 | 480 |  | no
oh_cond_4A_CWD |  | 0.006 | 1.395 | 0.29 | 150 | 150 | 220 | 220 |  | no
oh_cond_4D_CWD |  | 0.006 | 1.399 | 0.348 | 155 | 155 | 225 | 225 |  | no
oh_cond_4_CU |  | 0.007 | 1.388 | 0.232 | 140 | 140 | 200 | 200 |  | no
oh_cond_6_CU |  | 0.006 | 2.18 | 0.184 | 110 | 110 | 150 | 150 |  | no
oh_cond_8D_CWD |  | 0.004 | 3.51 | 0.219 | 85 | 85 | 135 | 135 |  | no
oh_cond_477_ACSR |  | 0.028 | 0.196 | 0.849 | 695 | 695 | 880 | 880 |  | no
oh_cond_477_MCM_AL |  | 0.025 | 0.198 | 0.792 | 605 | 605 | 810 | 810 |  | no
oh_cond_WP-4/0-CU |  | 0.015 | 0.273 | 0.81 | 340 | 340 | 390 | 390 |  | no

## recloser
data_type | static
owner_type | feeder
owner | 8101705
object | recloser
name | groupid | phases | fr | to | phase_A_state | phase_B_state | phase_C_state | operating_mode | retry_time | max_number_of_tries | status | dcircuit | selected | monitored | monitored_fields | class_monitored_fields | played | played_fields | comments
recloser_428-R1-312083510 |  | ABCN | node_intto1_8101705_312083507 | node_8101705_312083507 | CLOSED | CLOSED | CLOSED | INDIVIDUAL |  |  |  | 8101705 | no | no |  |  | no
recloser_428X32-220411199 |  | ABCN | node_intto1_428X32-220411199 | node_428X32-220411199 | CLOSED | CLOSED | CLOSED | INDIVIDUAL |  |  |  | 8101705 | no | no |  |  | no
recloser_428X62-220654907 |  | ABCN | node_intto1_428X62-220654907 | node_428X62-220654907 | CLOSED | CLOSED | CLOSED | INDIVIDUAL |  |  |  | 8101705 | no | no |  |  | no
recloser_428Y32-220638700 |  | ABCN | node_intto1_8101705_200823068 | node_8101705_200823068 | CLOSED | CLOSED | CLOSED | INDIVIDUAL |  |  |  | 8101705 | no | no |  |  | no

## regulator
data_type | static
owner_type | feeder
owner | 8101705
object | regulator
name | groupid | phases | fr | to | configuration | sense_node | dcircuit | selected | monitored | monitored_fields | class_monitored_fields | played | played_fields | comments
regulator_220370575 |  | ABCN | node_intto1_8101705_312148776 | node_8101705_312148776 | config_regulator_220370575 |  | 8101705 | no | no |  |  | no
regulator_220370632 |  | ABCD | node_intto1_8101705_200841232 | node_8101705_200841232 | config_regulator_220370632 |  | 8101705 | no | no |  |  | no
regulator_220598011 |  | AN | node_intto1_8101705_200821827 | node_8101705_200821827 | config_regulator_220598011 |  | 8101705 | no | no |  |  | no
regulator_220598012 |  | ABCN | node_intto1_8101705_200824394 | node_8101705_200824394 | config_regulator_220598012 |  | 8101705 | no | no |  |  | no
regulator_312100569 |  | ABCN | node_intto1_8101705_200823158 | node_8101705_200823158 | config_regulator_312100569 |  | 8101705 | no | no |  |  | no

## regulator_configuration
data_type | static
owner_type | feeder
owner | 8101705
object | regulator_configuration
name | groupid | connect_type | band_center | band_width | time_delay | dwell_time | raise_taps | lower_taps | current_transducer_ratio | power_transducer_ratio | compensator_r_setting_A | compensator_x_setting_A | compensator_r_setting_B | compensator_x_setting_B | compensator_r_setting_C | compensator_x_setting_C | CT_phase | PT_phase | regulation | control_level | Control | Type | tap_pos_A | tap_pos_B | tap_pos_C | dcircuit | selected | comments
config_regulator_220370575 |  | WYE_WYE | 123 | 3 |  |  | 16 | 16 | 200 | 166 | 0 | 0 | 0 | 0 | 0 | 0 | A | A | 0.1 | INDIVIDUAL | OUTPUT_VOLTAGE | A | 15 | 15 | 15 |  | no
config_regulator_220370632 |  | WYE_WYE | 123 | 3 |  |  | 16 | 16 | 250 | 40 | 0 | 0 | 0 | 0 | 0 | 0 | A | A | 0.1 | INDIVIDUAL | OUTPUT_VOLTAGE | A | 12 | 12 | 12 |  | no
config_regulator_220598011 |  | WYE_WYE | 123 | 3 |  |  | 16 | 16 | 100 | 40 | 0 | 0 | 0 | 0 | 0 | 0 | A | A | 0.1 | INDIVIDUAL | OUTPUT_VOLTAGE | A | 2 | 0 | 0 |  | no
config_regulator_220598012 |  | WYE_WYE | 123 | 3 |  |  | 16 | 16 | 100 | 40 | 0 | 0 | 0 | 0 | 0 | 0 | ABC | ABC | 0.1 | INDIVIDUAL | OUTPUT_VOLTAGE | A | -16 | -16 | -16 |  | no
config_regulator_312100569 |  | WYE_WYE | 123 | 3 |  |  | 16 | 16 | 100 | 166 | 0 | 0 | 0 | 0 | 0 | 0 | A | A | 0.1 | INDIVIDUAL | OUTPUT_VOLTAGE | A | 1 | 1 | 1 |  | no

## sectionalizer
data_type | static
owner_type | feeder
owner | 8101705
object | sectionalizer
name | groupid | phases | fr | to | phase_A_state | phase_B_state | phase_C_state | operating_mode | status | dcircuit | selected | monitored | monitored_fields | class_monitored_fields | played | played_fields | comments
sectionalizer_311875648 |  | ABCN | node_intto1_311875648 | node_311875648 | CLOSED | CLOSED | CLOSED | INDIVIDUAL |  | 8101705 | no | no |  |  | no

## switch
data_type | static
owner_type | feeder
owner | 8101705
object | switch
name | groupid | phases | fr | to | phase_A_state | phase_B_state | phase_C_state | operating_mode | status | dcircuit | selected | monitored | monitored_fields | class_monitored_fields | played | played_fields | comments
switch_428X1-220415848 |  | ABCN | node_intto1_8101705_200821839 | node_8101705_200821839 | CLOSED | CLOSED | CLOSED | INDIVIDUAL |  | 8101705 | no | no |  |  | no
switch_428X2-220415665 |  | ABCN | node_intto1_8101705_310000190 | node_8101705_310000190 | CLOSED | CLOSED | CLOSED | INDIVIDUAL |  | 8101705 | no | no |  |  | no
switch_428X5-220415654 |  | ABCN | node_intto1_8101705_200821757 | node_8101705_200821757 | CLOSED | CLOSED | CLOSED | INDIVIDUAL |  | 8101705 | no | no |  |  | no
switch_428X6-220415660 |  | ABCN | node_intto1_428X6-220415660 | node_428X6-220415660 | CLOSED | CLOSED | CLOSED | INDIVIDUAL |  | 8101705 | no | no |  |  | no
switch_428X7-220415643 |  | ABCN | node_intto1_8101705_200821943 | node_8101705_200821943 | CLOSED | CLOSED | CLOSED | INDIVIDUAL |  | 8101705 | no | no |  |  | no
switch_428X8-220415855 |  | ABCN | node_intto1_8101705_200821774 | node_8101705_200821774 | CLOSED | CLOSED | CLOSED | INDIVIDUAL |  | 8101705 | no | no |  |  | no
switch_428X37_NO-220415658 |  | ABCN | node_intto1_428X37_NO-220415658 | node_428X37_NO-220415658 | CLOSED | CLOSED | CLOSED | INDIVIDUAL |  | 8101705 | no | no |  |  | no
switch_428Y2-220415813 |  | ABCN | node_intto1_8101705_200821260 | node_8101705_200821260 | CLOSED | CLOSED | CLOSED | INDIVIDUAL |  | 8101705 | no | no |  |  | no
switch_428Y3-220416111 |  | ABCN | node_intto1_8101705_200823125 | node_8101705_200823125 | CLOSED | CLOSED | CLOSED | INDIVIDUAL |  | 8101705 | no | no |  |  | no
switch_428Y4-220416130 |  | ABCN | node_intto1_8101705_200823103 | node_8101705_200823103 | CLOSED | CLOSED | CLOSED | INDIVIDUAL |  | 8101705 | no | no |  |  | no
switch_220415471 |  | AD | node_intto1_8101705_200824861 | node_8101705_200824861 | CLOSED | CLOSED | CLOSED | INDIVIDUAL |  | 8101705 | no | no |  |  | no
switch_220415689 |  | ABCN | node_intto1_8101705_200987311 | node_8101705_200987311 | CLOSED | CLOSED | CLOSED | INDIVIDUAL |  | 8101705 | no | no |  |  | no
switch_220415869 |  | ABCD | node_intto1_8101705_200954406 | node_8101705_200954406 | CLOSED | CLOSED | CLOSED | INDIVIDUAL |  | 8101705 | no | no |  |  | no
switch_220415889 |  | AN | node_intto1_8101705_200820619 | node_8101705_200820619 | CLOSED | CLOSED | CLOSED | INDIVIDUAL |  | 8101705 | no | no |  |  | no
switch_220415895 |  | AN | node_intto1_8101705_200820613 | node_8101705_200820613 | CLOSED | CLOSED | CLOSED | INDIVIDUAL |  | 8101705 | no | no |  |  | no
switch_220415898 |  | ABCN | node_intto1_8101705_312107052 | node_8101705_312107052 | CLOSED | CLOSED | CLOSED | INDIVIDUAL |  | 8101705 | no | no |  |  | no
switch_220415906 |  | ABCN | node_intto1_8101705_200817398 | node_8101705_200817398 | CLOSED | CLOSED | CLOSED | INDIVIDUAL |  | 8101705 | no | no |  |  | no
switch_220415913 |  | AD | node_intto1_8101705_200823511 | node_8101705_200823511 | CLOSED | CLOSED | CLOSED | INDIVIDUAL |  | 8101705 | no | no |  |  | no
switch_220415959 |  | ABCN | node_intto1_8101705_200823236 | node_8101705_200823236 | CLOSED | CLOSED | CLOSED | INDIVIDUAL |  | 8101705 | no | no |  |  | no
switch_220415977 |  | AD | node_intto1_8101705_200816522 | node_8101705_200816522 | CLOSED | CLOSED | CLOSED | INDIVIDUAL |  | 8101705 | no | no |  |  | no
switch_220416113 |  | ABCN | node_intto1_8101705_200950673 | node_8101705_200950673 | CLOSED | CLOSED | CLOSED | INDIVIDUAL |  | 8101705 | no | no |  |  | no
switch_220416117 |  | AD | node_intto1_8101705_200823057 | node_8101705_200823057 | CLOSED | CLOSED | CLOSED | INDIVIDUAL |  | 8101705 | no | no |  |  | no
switch_220417313 |  | AD | node_intto1_8101705_201040447 | node_8101705_201040447 | CLOSED | CLOSED | CLOSED | INDIVIDUAL |  | 8101705 | no | no |  |  | no
switch_220535982 |  | ABCN | node_intto1_8101705_200821930 | node_8101705_200821930 | CLOSED | CLOSED | CLOSED | INDIVIDUAL |  | 8101705 | no | no |  |  | no
switch_220535985 |  | ABCN | node_intto1_8101705_200821933 | node_8101705_200821933 | CLOSED | CLOSED | CLOSED | INDIVIDUAL |  | 8101705 | no | no |  |  | no
switch_220536132 |  | ABCN | node_intto1_8101705_200821980 | node_8101705_200821980 | CLOSED | CLOSED | CLOSED | INDIVIDUAL |  | 8101705 | no | no |  |  | no
switch_220536135 |  | ABCN | node_intto1_8101705_200821981 | node_8101705_200821981 | CLOSED | CLOSED | CLOSED | INDIVIDUAL |  | 8101705 | no | no |  |  | no
switch_220546788 |  | ABCN | node_intto1_8101705_200821892 | node_8101705_200821892 | CLOSED | CLOSED | CLOSED | INDIVIDUAL |  | 8101705 | no | no |  |  | no
switch_220627216 |  | ABCN | node_intto1_8101705_201050082 | node_8101705_201050082 | CLOSED | CLOSED | CLOSED | INDIVIDUAL |  | 8101705 | no | no |  |  | no
switch_310033752 |  | ABCN | node_intto1_8101705_200820888 | node_8101705_200820888 | CLOSED | CLOSED | CLOSED | INDIVIDUAL |  | 8101705 | no | no |  |  | no
switch_310056241 |  | ABCN | node_intto1_8101705_201018403 | node_8101705_201018403 | CLOSED | CLOSED | CLOSED | INDIVIDUAL |  | 8101705 | no | no |  |  | no
switch_NG-26-220415880 |  | ABCN | node_intto1_8101705_200820645 | node_8101705_200820645 | CLOSED | CLOSED | CLOSED | INDIVIDUAL |  | 8101705 | no | no |  |  | no
switch_NG-29-220415816 |  | ABCN | node_intto1_NG-29-220415816 | node_NG-29-220415816 | CLOSED | CLOSED | CLOSED | INDIVIDUAL |  | 8101705 | no | no |  |  | no
switch_NG-36-310064442 |  | ABCN | node_intto1_NG-36-310064442 | node_NG-36-310064442 | CLOSED | CLOSED | CLOSED | INDIVIDUAL |  | 8101705 | no | no |  |  | no
switch_NG-39-310033745 |  | ABCN | node_intto1_8101705_200976257 | node_8101705_200976257 | CLOSED | CLOSED | CLOSED | INDIVIDUAL |  | 8101705 | no | no |  |  | no
switch_NG-46-220415792 |  | ABCN | node_intto1_NG-46-220415792 | node_NG-46-220415792 | CLOSED | CLOSED | CLOSED | INDIVIDUAL |  | 8101705 | no | no |  |  | no
switch_NG-53-220415793 |  | ABCN | node_intto1_8101705_200951852 | node_8101705_200951852 | CLOSED | CLOSED | CLOSED | INDIVIDUAL |  | 8101705 | no | no |  |  | no
switch_NG-56-220415771 |  | ABCN | node_intto1_NG-56-220415771 | node_NG-56-220415771 | CLOSED | CLOSED | CLOSED | INDIVIDUAL |  | 8101705 | no | no |  |  | no
switch_NG-59-220415795 |  | ABCN | node_intto1_NG-59-220415795 | node_NG-59-220415795 | CLOSED | CLOSED | CLOSED | INDIVIDUAL |  | 8101705 | no | no |  |  | no
switch_NG-66-220415772 |  | ABCN | node_intto1_8101705_200820658 | node_8101705_200820658 | CLOSED | CLOSED | CLOSED | INDIVIDUAL |  | 8101705 | no | no |  |  | no
switch_NG-69-220415773 |  | ABCN | node_intto1_NG-69-220415773 | node_NG-69-220415773 | CLOSED | CLOSED | CLOSED | INDIVIDUAL |  | 8101705 | no | no |  |  | no
switch_NG-79-310033733 |  | ABCN | node_intto1_NG-79-310033733 | node_NG-79-310033733 | CLOSED | CLOSED | CLOSED | INDIVIDUAL |  | 8101705 | no | no |  |  | no
switch_NG-86-220415783 |  | ABCN | node_intto1_NG-86-220415783 | node_NG-86-220415783 | CLOSED | CLOSED | CLOSED | INDIVIDUAL |  | 8101705 | no | no |  |  | no
switch_NG-89-220415785 |  | ABCN | node_intto1_8101705_200820650 | node_8101705_200820650 | CLOSED | CLOSED | CLOSED | INDIVIDUAL |  | 8101705 | no | no |  |  | no
switch_S455T428_NO-220415840 |  | ABCD | node_intto1_8101705_312111342 | node_8101705_312111342 | CLOSED | CLOSED | CLOSED | INDIVIDUAL |  | 8101705 | no | no |  |  | no

## transformer
data_type | static
owner_type | feeder
owner | 8101705
object | transformer
name | groupid | phases | fr | to | configuration | climate | aging_constant | use_thermal_model | aging_granularity | dcircuit | selected | monitored | monitored_fields | class_monitored_fields | played | played_fields | comments
transformer_220431881 |  | ABCN | node_intto1_220431881 | node_220431881 | config_transformer_220431881 |  | 0 |  | 0 | 8101705 | no | no |  |  | no
transformer_220431923 |  | ABCN | node_intto1_220431923 | node_220431923 | config_transformer_220431923 |  | 0 |  | 0 | 8101705 | no | no |  |  | no
transformer_220431943 |  | ABCN | node_intto1_220431943 | node_220431943 | config_transformer_220431943 |  | 0 |  | 0 | 8101705 | no | no |  |  | no
transformer_220462728 |  | AN | node_220462728 | node_intto1_220462728 | config_transformer_220462728 |  | 0 |  | 0 | 8101705 | no | no |  |  | no
transformer_220464543 |  | AN | node_220464543 | node_intto1_220464543 | config_transformer_220464543 |  | 0 |  | 0 | 8101705 | no | no |  |  | no
transformer_220464870 |  | AN | node_220464870 | node_intto1_220464870 | config_transformer_220464870 |  | 0 |  | 0 | 8101705 | no | no |  |  | no
transformer_220465052 |  | ABCN | node_220465052 | node_intto1_220465052 | config_transformer_220465052 |  | 0 |  | 0 | 8101705 | no | no |  |  | no
transformer_220465206 |  | ABN | node_220465206 | node_intto1_220465206 | config_transformer_220465206 |  | 0 |  | 0 | 8101705 | no | no |  |  | no
transformer_220465246 |  | AN | node_220465246 | node_intto1_220465246 | config_transformer_220465246 |  | 0 |  | 0 | 8101705 | no | no |  |  | no
transformer_220465248 |  | AD | node_220465248 | node_intto1_220465248 | config_transformer_220465248 |  | 0 |  | 0 | 8101705 | no | no |  |  | no
transformer_220465249 |  | AN | node_220465249 | node_intto1_220465249 | config_transformer_220465249 |  | 0 |  | 0 | 8101705 | no | no |  |  | no
transformer_220465250 |  | AN | node_intto1_220465250 | node_220465250 | config_transformer_220465250 |  | 0 |  | 0 | 8101705 | no | no |  |  | no
transformer_220465251 |  | AN | node_intto1_220465251 | node_220465251 | config_transformer_220465251 |  | 0 |  | 0 | 8101705 | no | no |  |  | no
transformer_220465263 |  | AN | node_220465263 | node_intto1_220465263 | config_transformer_220465263 |  | 0 |  | 0 | 8101705 | no | no |  |  | no
transformer_220465266 |  | AN | node_220465266 | node_intto1_220465266 | config_transformer_220465266 |  | 0 |  | 0 | 8101705 | no | no |  |  | no
transformer_220465497 |  | AN | node_intto1_220465497 | node_220465497 | config_transformer_220465497 |  | 0 |  | 0 | 8101705 | no | no |  |  | no
transformer_220522156 |  | AN | node_220522156 | node_intto1_220522156 | config_transformer_220522156 |  | 0 |  | 0 | 8101705 | no | no |  |  | no
transformer_220522159 |  | AN | node_220522159 | node_intto1_220522159 | config_transformer_220522159 |  | 0 |  | 0 | 8101705 | no | no |  |  | no
transformer_220523546 |  | AN | node_220523546 | node_intto1_220523546 | config_transformer_220523546 |  | 0 |  | 0 | 8101705 | no | no |  |  | no
transformer_220535377 |  | ABCN | node_220535377 | node_intto1_220535377 | config_transformer_220535377 |  | 0 |  | 0 | 8101705 | no | no |  |  | no
transformer_220577139 |  | ABCN | node_8101705_311910983 | node_intto1_8101705_311910983 | config_transformer_220577139 |  | 0 |  | 0 | 8101705 | no | no |  |  | no
transformer_220637557 |  | ABCN | node_220637557 | node_intto1_220637557 | config_transformer_220637557 |  | 0 |  | 0 | 8101705 | no | no |  |  | no
transformer_312107698 |  | AN | node_312107698 | node_intto1_312107698 | config_transformer_312107698 |  | 0 |  | 0 | 8101705 | no | no |  |  | no
transformer_312107709 |  | AN | node_312107709 | node_intto1_312107709 | config_transformer_312107709 |  | 0 |  | 0 | 8101705 | no | no |  |  | no
transformer_312107715 |  | AN | node_8101705_312107713 | node_intto1_8101705_312107713 | config_transformer_312107715 |  | 0 |  | 0 | 8101705 | no | no |  |  | no

## transformer_configuration
data_type | static
owner_type | feeder
owner | 8101705
object | transformer_configuration
name | groupid | connect_type | install_type | coolant_type | cooling_type | primary_voltage | secondary_voltage | power_rating | powerA_rating | powerB_rating | powerC_rating | impedance | shunt_impedance | core_coil_weight | tank_fittings_weight | oil_volume | rated_winding_time_constant | rated_winding_hot_spot_rise | rated_top_oil_rise | no_load_loss | full_load_loss | reactance_resistance_ratio | installed_insulation_life | dcircuit | selected | comments
config_transformer_220431881 |  | WYE_WYE |  |  |  | 34500 | 12470 | 2000 | 0 | 0 | 0 | 0.006+0.057j | 0 | 0 | 0 | 0 | 0 | 0 | 0 | 0 | 0 | 10 | 0 |  | no
config_transformer_220431923 |  | WYE_WYE |  |  |  | 34500 | 12470 | 2000 | 0 | 0 | 0 | 0.006+0.057j | 0 | 0 | 0 | 0 | 0 | 0 | 0 | 0 | 0 | 10 | 0 |  | no
config_transformer_220431943 |  | WYE_WYE |  |  |  | 34500 | 12470 | 1000 | 0 | 0 | 0 | 0.006+0.057j | 0 | 0 | 0 | 0 | 0 | 0 | 0 | 0 | 0 | 10 | 0 |  | no
config_transformer_220462728 |  | DELTA_GWYE |  |  |  | 4800 | 34500 | 167 | 0 | 0 | 0 | 0.004+0.04j | 0 | 0 | 0 | 0 | 0 | 0 | 0 | 0 | 0 | 10 | 0 |  | no
config_transformer_220464543 |  | DELTA_GWYE |  |  |  | 4800 | 34500 | 167 | 0 | 0 | 0 | 0.004+0.04j | 0 | 0 | 0 | 0 | 0 | 0 | 0 | 0 | 0 | 10 | 0 |  | no
config_transformer_220464870 |  | DELTA_GWYE |  |  |  | 4800 | 34500 | 100 | 0 | 0 | 0 | 0.004+0.04j | 0 | 0 | 0 | 0 | 0 | 0 | 0 | 0 | 0 | 10 | 0 |  | no
config_transformer_220465052 |  | DELTA_GWYE |  |  |  | 4800 | 34500 | 750 | 0 | 0 | 0 | 0.004+0.043j | 0 | 0 | 0 | 0 | 0 | 0 | 0 | 0 | 0 | 10 | 0 |  | no
config_transformer_220465206 |  | DELTA_GWYE |  |  |  | 4800 | 34500 | 200 | 0 | 0 | 0 | 0.004+0.04j | 0 | 0 | 0 | 0 | 0 | 0 | 0 | 0 | 0 | 10 | 0 |  | no
config_transformer_220465246 |  | DELTA_GWYE |  |  |  | 4800 | 34500 | 100 | 0 | 0 | 0 | 0.004+0.04j | 0 | 0 | 0 | 0 | 0 | 0 | 0 | 0 | 0 | 10 | 0 |  | no
config_transformer_220465248 |  | DELTA_GWYE |  |  |  | 4800 | 34500 | 100 | 0 | 0 | 0 | 0.004+0.04j | 0 | 0 | 0 | 0 | 0 | 0 | 0 | 0 | 0 | 10 | 0 |  | no
config_transformer_220465249 |  | DELTA_GWYE |  |  |  | 4800 | 34500 | 250 | 0 | 0 | 0 | 0.004+0.043j | 0 | 0 | 0 | 0 | 0 | 0 | 0 | 0 | 0 | 10 | 0 |  | no
config_transformer_220465250 |  | WYE_WYE |  |  |  | 34500 | 12470 | 250 | 0 | 0 | 0 | 0.004+0.043j | 0 | 0 | 0 | 0 | 0 | 0 | 0 | 0 | 0 | 10 | 0 |  | no
config_transformer_220465251 |  | WYE_WYE |  |  |  | 34500 | 12470 | 250 | 0 | 0 | 0 | 0.004+0.043j | 0 | 0 | 0 | 0 | 0 | 0 | 0 | 0 | 0 | 10 | 0 |  | no
config_transformer_220465263 |  | DELTA_GWYE |  |  |  | 4800 | 34500 | 167 | 0 | 0 | 0 | 0.004+0.04j | 0 | 0 | 0 | 0 | 0 | 0 | 0 | 0 | 0 | 10 | 0 |  | no
config_transformer_220465266 |  | DELTA_GWYE |  |  |  | 4800 | 34500 | 333 | 0 | 0 | 0 | 0.005+0.047j | 0 | 0 | 0 | 0 | 0 | 0 | 0 | 0 | 0 | 10 | 0 |  | no
config_transformer_220465497 |  | WYE_WYE |  |  |  | 34500 | 12470 | 250 | 0 | 0 | 0 | 0.004+0.043j | 0 | 0 | 0 | 0 | 0 | 0 | 0 | 0 | 0 | 10 | 0 |  | no
config_transformer_220522156 |  | DELTA_GWYE |  |  |  | 4800 | 34500 | 100 | 0 | 0 | 0 | 0.004+0.04j | 0 | 0 | 0 | 0 | 0 | 0 | 0 | 0 | 0 | 10 | 0 |  | no
config_transformer_220522159 |  | DELTA_GWYE |  |  |  | 4800 | 34500 | 250 | 0 | 0 | 0 | 0.004+0.043j | 0 | 0 | 0 | 0 | 0 | 0 | 0 | 0 | 0 | 10 | 0 |  | no
config_transformer_220523546 |  | DELTA_GWYE |  |  |  | 4800 | 34500 | 500 | 0 | 0 | 0 | 0.005+0.047j | 0 | 0 | 0 | 0 | 0 | 0 | 0 | 0 | 0 | 10 | 0 |  | no
config_transformer_220535377 |  | DELTA_GWYE |  |  |  | 4800 | 34500 | 501 | 0 | 0 | 0 | 0.004+0.04j | 0 | 0 | 0 | 0 | 0 | 0 | 0 | 0 | 0 | 10 | 0 |  | no
config_transformer_220577139 |  | DELTA_GWYE |  |  |  | 4800 | 34500 | 999 | 0 | 0 | 0 | 0.005+0.047j | 0 | 0 | 0 | 0 | 0 | 0 | 0 | 0 | 0 | 10 | 0 |  | no
config_transformer_220637557 |  | DELTA_GWYE |  |  |  | 4800 | 34500 | 1500 | 0 | 0 | 0 | 0.005+0.047j | 0 | 0 | 0 | 0 | 0 | 0 | 0 | 0 | 0 | 10 | 0 |  | no
config_transformer_312107698 |  | DELTA_GWYE |  |  |  | 4800 | 34500 | 250 | 0 | 0 | 0 | 0.004+0.043j | 0 | 0 | 0 | 0 | 0 | 0 | 0 | 0 | 0 | 10 | 0 |  | no
config_transformer_312107709 |  | DELTA_GWYE |  |  |  | 4800 | 34500 | 167 | 0 | 0 | 0 | 0.004+0.04j | 0 | 0 | 0 | 0 | 0 | 0 | 0 | 0 | 0 | 10 | 0 |  | no
config_transformer_312107715 |  | DELTA_GWYE |  |  |  | 4800 | 34500 | 100 | 0 | 0 | 0 | 0.004+0.04j | 0 | 0 | 0 | 0 | 0 | 0 | 0 | 0 | 0 | 10 | 0 |  | no

## underground_line
data_type | static
owner_type | feeder
owner | 8101705
object | underground_line
name | groupid | phases | fr | to | length | configuration | dcircuit | selected | monitored | monitored_fields | class_monitored_fields | played | played_fields | comments
und_line_8101705_200816640 |  | AN | node_8101705_200949116 | node_8101705_200816640 | 627.965 | und_1P_2ALURD_2AL(N) | 8101705 | no | no |  |  | no
und_line_8101705_200816641 |  | AN | node_8101705_200949118 | node_8101705_200816641 | 359.715 | und_1P_2ALURD_2AL(N) | 8101705 | no | no |  |  | no
und_line_8101705_200816860 |  | AN | node_8101705_200816870 | node_intto1_8101705_200816860 | 488.917 | und_1P_2ALURD | 8101705 | no | no |  |  | no
und_line_8101705_200817676 |  | AN | node_8101705_200817683 | node_intto1_8101705_200817676 | 551.427 | und_1P_2ALURD | 8101705 | no | no |  |  | no
und_line_8101705_200820544 |  | ABCN | node_8101705_200821266 | node_intto1_8101705_200820544 | 311.544 | und_3P_WYECUST | 8101705 | no | no |  |  | no
und_line_8101705_200820610 |  | AN | node_8101705_311910993 | node_8101705_200820610 | 85.66 | und_1P_4CUURD_4CU(N) | 8101705 | no | no |  |  | no
und_line_8101705_200820611 |  | AN | node_8101705_200820610 | node_8101705_200820611 | 93.544 | und_1P_4CUURD_4CU(N) | 8101705 | no | no |  |  | no
und_line_8101705_200820612 |  | AN | node_8101705_200820610 | node_8101705_200820612 | 74.494 | und_1P_4CUURD_4CU(N) | 8101705 | no | no |  |  | no
und_line_8101705_200820613 |  | AN | node_8101705_200820612 | node_intto1_8101705_200820613 | 85.14 | und_1P_4CUURD_4CU(N) | 8101705 | no | no |  |  | no
und_line_8101705_200820617 |  | AN | node_8101705_311878792 | node_8101705_200820617 | 97.401 | und_1P_4CUURD_4CU(N) | 8101705 | no | no |  |  | no
und_line_8101705_200820618 |  | AN | node_8101705_200953941 | node_8101705_200820618 | 110.501 | und_1P_4CUURD_4CU(N) | 8101705 | no | no |  |  | no
und_line_8101705_200820619 |  | AN | node_8101705_200820618 | node_intto1_8101705_200820619 | 117.421 | und_1P_4CUURD_4CU(N) | 8101705 | no | no |  |  | no
und_line_8101705_200820636 |  | AN | node_8101705_311910968 | node_8101705_200820636 | 91.844 | und_1P_2ALURD_2AL(N) | 8101705 | no | no |  |  | no
und_line_8101705_200820642 |  | ABCN | node_8101705_200976286 | node_8101705_200820642 | 9.5 | und_3P_1/0ALURD_1/0AL(N) | 8101705 | no | no |  |  | no
und_line_8101705_200820645 |  | ABCN | node_8101705_200970587 | node_intto1_8101705_200820645 | 25.637 | und_3P_1/0ALURD_1/0AL(N) | 8101705 | no | no |  |  | no
und_line_8101705_200820646 |  | ABCN | node_8101705_200820645 | node_intto1_8101705_200820646 | 12.516 | und_3P_1/0ALURD_1/0AL(N) | 8101705 | no | no |  |  | no
und_line_8101705_200820647-1 |  | ABCN | node_220382735 | node_8101705_200820647 | 1.18 | und_3P_1/0ALURD_1/0AL(N) | 8101705 | no | no |  |  | no
und_line_8101705_200820647-2 |  | ABCN | node_NG-86-220415783 | node_intto1_220382735 | 3.86 | und_3P_1/0ALURD_1/0AL(N) | 8101705 | no | no |  |  | no
und_line_8101705_200820647-3 |  | ABCN | node_NG-29-220415816 | node_intto1_NG-86-220415783 | 369.556 | und_3P_1/0ALURD_1/0AL(N) | 8101705 | no | no |  |  | no
und_line_8101705_200820647-4 |  | ABCN | node_8101705_200820645 | node_intto1_NG-29-220415816 | 8.03 | und_3P_1/0ALURD_1/0AL(N) | 8101705 | no | no |  |  | no
und_line_8101705_200820649 |  | ABCN | node_8101705_200820647 | node_intto1_8101705_200820649 | 273.112 | und_3P_1/0ALURD_1/0AL(N) | 8101705 | no | no |  |  | no
und_line_8101705_200820650 |  | ABCN | node_8101705_200820647 | node_intto1_8101705_200820650 | 210.954 | und_3P_1/0ALURD_1/0AL(N) | 8101705 | no | no |  |  | no
und_line_8101705_200820652-1 |  | ABCN | node_8101705_200976287 | node_intto1_220382724 | 3.328 | und_3P_1/0ALURD_1/0AL(N) | 8101705 | no | no |  |  | no
und_line_8101705_200820652-2 |  | ABCN | node_220382724 | node_intto1_NG-36-310064442 | 2.843 | und_3P_1/0ALURD_1/0AL(N) | 8101705 | no | no |  |  | no
und_line_8101705_200820652-3 |  | ABCN | node_NG-36-310064442 | node_8101705_200820652 | 11.306 | und_3P_1/0ALURD_1/0AL(N) | 8101705 | no | no |  |  | no
und_line_8101705_200820654-1 |  | ABCN | node_8101705_200976257 | node_intto1_NG-46-220415792 | 1.117 | und_3P_1/0ALURD_1/0AL(N) | 8101705 | no | no |  |  | no
und_line_8101705_200820654-2 |  | ABCN | node_NG-46-220415792 | node_intto1_220382723 | 1.117 | und_3P_1/0ALURD_1/0AL(N) | 8101705 | no | no |  |  | no
und_line_8101705_200820654-3 |  | ABCN | node_220382723 | node_8101705_200820654 | 11.756 | und_3P_1/0ALURD_1/0AL(N) | 8101705 | no | no |  |  | no
und_line_8101705_200820656-1 |  | ABCN | node_NG-56-220415771 | node_8101705_200820656 | 9.901 | und_3P_1/0ALURD_1/0AL(N) | 8101705 | no | no |  |  | no
und_line_8101705_200820656-2 |  | ABCN | node_NG-69-220415773 | node_intto1_NG-56-220415771 | 221.343 | und_3P_1/0ALURD_1/0AL(N) | 8101705 | no | no |  |  | no
und_line_8101705_200820656-3 |  | ABCN | node_8101705_200820658 | node_intto1_NG-69-220415773 | 8.929 | und_3P_1/0ALURD_1/0AL(N) | 8101705 | no | no |  |  | no
und_line_8101705_200820657-1 |  | ABCN | node_220382722 | node_8101705_200820657 | 7.284 | und_3P_1/0ALURD_1/0AL(N) | 8101705 | no | no |  |  | no
und_line_8101705_200820657-2 |  | ABCN | node_NG-59-220415795 | node_intto1_220382722 | 2.552 | und_3P_1/0ALURD_1/0AL(N) | 8101705 | no | no |  |  | no
und_line_8101705_200820657-3 |  | ABCN | node_8101705_200820656 | node_intto1_NG-59-220415795 | 2.551 | und_3P_1/0ALURD_1/0AL(N) | 8101705 | no | no |  |  | no
und_line_8101705_200820658 |  | ABCN | node_8101705_200820660 | node_intto1_8101705_200820658 | 193.634 | und_3P_1/0ALURD_1/0AL(N) | 8101705 | no | no |  |  | no
und_line_8101705_200820659 |  | ABCN | node_8101705_200820658 | node_intto1_8101705_200820659 | 14.808 | und_3P_1/0ALURD_1/0AL(N) | 8101705 | no | no |  |  | no
und_line_8101705_200820660 |  | ABCN | node_8101705_200976286 | node_8101705_200820660 | 253.74 | und_3P_1/0ALURD_1/0AL(N) | 8101705 | no | no |  |  | no
und_line_8101705_200820662 |  | ABCN | node_8101705_200970730 | node_8101705_200820662 | 264.122 | und_3P_1/0ALURD_1/0AL(N) | 8101705 | no | no |  |  | no
und_line_8101705_200820663 |  | ABCN | node_8101705_200820662 | node_8101705_200820663 | 18.656 | und_3P_1/0ALURD_1/0AL(N) | 8101705 | no | no |  |  | no
und_line_8101705_200820887 |  | ABCN | node_8101705_200821201 | node_intto1_8101705_200820887 | 144.524 | und_3P_2ALURD | 8101705 | no | no |  |  | no
und_line_8101705_200820888 |  | ABCN | node_8101705_200820887 | node_intto1_8101705_200820888 | 15.04 | und_3P_2ALURD | 8101705 | no | no |  |  | no
und_line_8101705_200820889 |  | ABCN | node_8101705_200820888 | node_8101705_200820889 | 243.182 | und_3P_2ALURD | 8101705 | no | no |  |  | no
und_line_8101705_200823439 |  | AN | node_8101705_200823509 | node_intto1_8101705_200823439 | 426.698 | und_1P_2ALURD | 8101705 | no | no |  |  | no
und_line_8101705_200824292 |  | ABCN | node_8101705_200824297 | node_intto1_8101705_200824292 | 711.657 | und_3P_1/0ALURD_1/0AL(N) | 8101705 | no | no |  |  | no
und_line_8101705_200824299 |  | ABCN | node_8101705_200824298 | node_intto1_8101705_200824299 | 481.874 | und_3P_1/0ALURD_1/0AL(N) | 8101705 | no | no |  |  | no
und_line_8101705_200824378 |  | AN | node_8101705_200824389 | node_intto1_8101705_200824378 | 250.467 | und_1P_2ALURD | 8101705 | no | no |  |  | no
und_line_8101705_200841530 |  | ABCN | node_8101705_200841567 | node_intto1_8101705_200841530 | 208.558 | und_3P_2ALURD | 8101705 | no | no |  |  | no
und_line_8101705_200841652 |  | ABCN | node_8101705_200841672 | node_8101705_200841652 | 141.616 | und_3P_2ALURD | 8101705 | no | no |  |  | no
und_line_8101705_200843496 |  | ABCN | node_8101705_200843521 | node_intto1_8101705_200843496 | 807.589 | und_3P_2ALURD | 8101705 | no | no |  |  | no
und_line_8101705_200914634 |  | AN | node_8101705_200820617 | node_8101705_200914634 | 93.206 | und_1P_4CUURD_4CU(N) | 8101705 | no | no |  |  | no
und_line_8101705_200914639 |  | AN | node_8101705_200820611 | node_8101705_200914639 | 134.889 | und_1P_4CUURD_4CU(N) | 8101705 | no | no |  |  | no
und_line_8101705_200951852 |  | ABCN | node_8101705_200976257 | node_intto1_8101705_200951852 | 316.987 | und_3P_1/0ALURD_1/0AL(N) | 8101705 | no | no |  |  | no
und_line_8101705_200951853 |  | ABCN | node_8101705_200820656 | node_8101705_200951853 | 117.937 | und_3P_1/0ALURD_1/0AL(N) | 8101705 | no | no |  |  | no
und_line_8101705_200970587-1 |  | ABCN | node_220431923 | node_8101705_200970587 | 3.877 | und_3P_1/0ALURD_1/0AL(N) | 8101705 | no | no |  |  | no
und_line_8101705_200970587-2 |  | ABCN | node_220382743 | node_intto1_220431923 | 11.016 | und_3P_1/0ALURD_1/0AL(N) | 8101705 | no | no |  |  | no
und_line_8101705_200970587-3 |  | ABCN | node_8101705_200821251 | node_intto1_220382743 | 4.621 | und_3P_1/0ALURD_1/0AL(N) | 8101705 | no | no |  |  | no
und_line_8101705_200970729-1 |  | ABCN | node_220431881 | node_8101705_200970729 | 6.842 | und_3P_1/0ALURD_1/0AL(N) | 8101705 | no | no |  |  | no
und_line_8101705_200970729-2 |  | ABCN | node_220382746 | node_intto1_220431881 | 33.074 | und_3P_1/0ALURD_1/0AL(N) | 8101705 | no | no |  |  | no
und_line_8101705_200970729-3 |  | ABCN | node_8101705_200821238 | node_intto1_220382746 | 3.386 | und_3P_1/0ALURD_1/0AL(N) | 8101705 | no | no |  |  | no
und_line_8101705_200970730-1 |  | ABCN | node_8101705_200821244 | node_intto1_220382744 | 4.055 | und_3P_1/0ALURD_1/0AL(N) | 8101705 | no | no |  |  | no
und_line_8101705_200970730-2 |  | ABCN | node_220382744 | node_intto1_220431943 | 15.078 | und_3P_1/0ALURD_1/0AL(N) | 8101705 | no | no |  |  | no
und_line_8101705_200970730-3 |  | ABCN | node_220431943 | node_8101705_200970730 | 7.003 | und_3P_1/0ALURD_1/0AL(N) | 8101705 | no | no |  |  | no
und_line_8101705_200972814 |  | AN | node_8101705_200824992 | node_8101705_200972814 | 593.483 | und_1P_DELTACUST | 8101705 | no | no |  |  | no
und_line_8101705_200976257 |  | ABCN | node_8101705_200976287 | node_intto1_8101705_200976257 | 425.565 | und_3P_1/0ALURD_1/0AL(N) | 8101705 | no | no |  |  | no
und_line_8101705_200976286-1 |  | ABCN | node_NG-79-310033733 | node_8101705_200976286 | 3.569 | und_3P_1/0ALURD_1/0AL(N) | 8101705 | no | no |  |  | no
und_line_8101705_200976286-2 |  | ABCN | node_220382720 | node_intto1_NG-79-310033733 | 2.401 | und_3P_1/0ALURD_1/0AL(N) | 8101705 | no | no |  |  | no
und_line_8101705_200976286-3 |  | ABCN | node_8101705_200970729 | node_intto1_220382720 | 19.994 | und_3P_1/0ALURD_1/0AL(N) | 8101705 | no | no |  |  | no
und_line_8101705_200976287 |  | ABCN | node_8101705_200820650 | node_8101705_200976287 | 205.817 | und_3P_1/0ALURD_1/0AL(N) | 8101705 | no | no |  |  | no
und_line_8101705_200981752 |  | AN | node_8101705_200824863 | node_intto1_8101705_200981752 | 460.097 | und_1P_DELTACUST | 8101705 | no | no |  |  | no
und_line_8101705_201004618 |  | ABCN | node_8101705_200821235 | node_intto1_8101705_201004618 | 65.097 | und_3P_DELTACUST | 8101705 | no | no |  |  | no
und_line_8101705_201009913 |  | AN | node_8101705_200968996 | node_intto1_8101705_201009913 | 331.6 | und_1P_DELTACUST | 8101705 | no | no |  |  | no
und_line_8101705_201040987 |  | ABCN | node_8101705_200949152 | node_8101705_201040987 | 97.995 | und_3P_WYECUST | 8101705 | no | no |  |  | no
und_line_8101705_201046368 |  | AN | node_8101705_200824554 | node_8101705_201046368 | 352.561 | und_1P_DELTACUST | 8101705 | no | no |  |  | no
und_line_8101705_311878792 |  | AN | node_8101705_200953941 | node_8101705_311878792 | 43.578 | und_1P_4CUURD_4CU(N) | 8101705 | no | no |  |  | no
und_line_8101705_311878799 |  | AN | node_8101705_200820636 | node_8101705_311878799 | 175.758 | und_1P_2ALURD_2AL(N) | 8101705 | no | no |  |  | no
und_line_8101705_311878802 |  | ABCN | node_8101705_200976286 | node_intto1_8101705_311878802 | 319.118 | und_3P_1/0ALURD_1/0AL(N) | 8101705 | no | no |  |  | no
und_line_8101705_311918784 |  | AN | node_8101705_311918783 | node_intto1_8101705_311918784 | 137.817 | und_1P_WYECUST | 8101705 | no | no |  |  | no
und_line_8101705_311982730 |  | AN | node_8101705_201021361 | node_intto1_8101705_311982730 | 227.028 | und_1P_DELTACUST | 8101705 | no | no |  |  | no
und_line_8101705_312004822 |  | ABCN | node_8101705_312006231 | node_8101705_312004822 | 111.678 | und_3P_DELTACUST | 8101705 | no | no |  |  | no
und_line_8101705_312033089 |  | ABCN | node_8101705_312033088 | node_intto1_8101705_312033089 | 82.977 | und_3P_WYECUST | 8101705 | no | no |  |  | no
und_line_TAP_UG_58701 |  | AN | node_8101705_200816640 | node_1385529_798_15347286_235 | 0.033 | und_TAPWIRE_UG | 8101705 | no | no |  |  | no
und_line_TAP_UG_58702 |  | AN | node_8101705_200816641 | node_1385142_5_15347186_855 | 0.033 | und_TAPWIRE_UG | 8101705 | no | no |  |  | no
und_line_TAP_UG_58703 |  | AN | node_8101705_200816860 | node_1386873_032_15353358_641 | 0.033 | und_TAPWIRE_UG | 8101705 | no | no |  |  | no
und_line_TAP_UG_58710 |  | AN | node_8101705_200817676 | node_1389914_525_15344097_344 | 0.033 | und_TAPWIRE_UG | 8101705 | no | no |  |  | no
und_line_TAP_UG_58779 |  | ABCN | node_8101705_200820544 | node_1398334_695_15314757_122 | 0.033 | und_TAPWIRE_UG | 8101705 | no | no |  |  | no
und_line_TAP_UG_58794 |  | AN | node_8101705_200820610 | node_1395087_068_15325677_65 | 0.033 | und_TAPWIRE_UG | 8101705 | no | no |  |  | no
und_line_TAP_UG_58795 |  | AN | node_8101705_200820611 | node_1395131_193_15325792_328 | 0.033 | und_TAPWIRE_UG | 8101705 | no | no |  |  | no
und_line_TAP_UG_58796 |  | AN | node_8101705_200820613 | node_1395266_624_15325758_676 | 0.033 | und_TAPWIRE_UG | 8101705 | no | no |  |  | no
und_line_TAP_UG_58797 |  | AN | node_8101705_311878792 | node_1395061_422_15325455_095 | 0.033 | und_TAPWIRE_UG | 8101705 | no | no |  |  | no
und_line_TAP_UG_58798 |  | AN | node_8101705_200820617 | node_1395021_334_15325544_593 | 0.033 | und_TAPWIRE_UG | 8101705 | no | no |  |  | no
und_line_TAP_UG_58799 |  | AN | node_8101705_200820619 | node_1395248_865_15325506_803 | 0.033 | und_TAPWIRE_UG | 8101705 | no | no |  |  | no
und_line_TAP_UG_58803 |  | AN | node_8101705_200820636 | node_1395274_64_15326031_744 | 0.033 | und_TAPWIRE_UG | 8101705 | no | no |  |  | no
und_line_TAP_UG_58804 |  | AN | node_8101705_311878799 | node_1395272_462_15325824_198 | 0.033 | und_TAPWIRE_UG | 8101705 | no | no |  |  | no
und_line_TAP_UG_58805 |  | ABCN | node_8101705_200820642 | node_1397521_74_15312910_894 | 0.033 | und_TAPWIRE_UG | 8101705 | no | no |  |  | no
und_line_TAP_UG_58806 |  | ABCN | node_8101705_311878802 | node_1397586_771_15313252_364 | 0.033 | und_TAPWIRE_UG | 8101705 | no | no |  |  | no
und_line_TAP_UG_58807 |  | ABCN | node_8101705_200820646 | node_1397719_502_15313773_897 | 0.033 | und_TAPWIRE_UG | 8101705 | no | no |  |  | no
und_line_TAP_UG_58809 |  | ABCN | node_8101705_200820649 | node_1398387_146_15313800_697 | 0.033 | und_TAPWIRE_UG | 8101705 | no | no |  |  | no
und_line_TAP_UG_58810 |  | ABCN | node_8101705_200820652 | node_1398462_222_15313608_122 | 0.033 | und_TAPWIRE_UG | 8101705 | no | no |  |  | no
und_line_TAP_UG_58811 |  | ABCN | node_8101705_200820654 | node_1398299_56_15313242_393 | 0.033 | und_TAPWIRE_UG | 8101705 | no | no |  |  | no
und_line_TAP_UG_58812 |  | ABCN | node_8101705_200820657 | node_1398155_336_15312934_829 | 0.033 | und_TAPWIRE_UG | 8101705 | no | no |  |  | no
und_line_TAP_UG_58813 |  | ABCN | node_8101705_200820659 | node_1397944_802_15312776_773 | 0.033 | und_TAPWIRE_UG | 8101705 | no | no |  |  | no
und_line_TAP_UG_58814 |  | ABCN | node_8101705_200820663 | node_1397181_807_15313501_462 | 0.033 | und_TAPWIRE_UG | 8101705 | no | no |  |  | no
und_line_TAP_UG_58880 |  | ABCN | node_8101705_200820888 | node_1396334_184_15310723_53 | 0.033 | und_TAPWIRE_UG | 8101705 | no | no |  |  | no
und_line_TAP_UG_58881 |  | ABCN | node_8101705_200820889 | node_1396129_056_15310936_141 | 0.033 | und_TAPWIRE_UG | 8101705 | no | no |  |  | no
und_line_TAP_UG_58898 |  | AN | node_8101705_200823439 | node_1383350_719_15328239_614 | 0.033 | und_TAPWIRE_UG | 8101705 | no | no |  |  | no
und_line_TAP_UG_58908 |  | ABCN | node_8101705_200824292 | node_1399157_594_15314953_88 | 0.033 | und_TAPWIRE_UG | 8101705 | no | no |  |  | no
und_line_TAP_UG_58910 |  | AN | node_8101705_200824378 | node_1393480_711_15340313_013 | 0.033 | und_TAPWIRE_UG | 8101705 | no | no |  |  | no
und_line_TAP_UG_59092 |  | ABCN | node_8101705_200841530 | node_1372092_649_15327526_361 | 0.033 | und_TAPWIRE_UG | 8101705 | no | no |  |  | no
und_line_TAP_UG_59093 |  | ABCN | node_8101705_200841652 | node_1376679_625_15323086_837 | 0.033 | und_TAPWIRE_UG | 8101705 | no | no |  |  | no
und_line_TAP_UG_59098 |  | ABCN | node_8101705_200843496 | node_1383389_375_15318205_075 | 0.033 | und_TAPWIRE_UG | 8101705 | no | no |  |  | no
und_line_TAP_UG_61409 |  | AN | node_8101705_200972814 | node_1387713_362_15333511_135 | 0.033 | und_TAPWIRE_UG | 8101705 | no | no |  |  | no
und_line_TAP_UG_62719 |  | AN | node_8101705_200981752 | node_1380482_164_15327039_082 | 0.033 | und_TAPWIRE_UG | 8101705 | no | no |  |  | no
und_line_TAP_UG_63403 |  | ABCN | node_8101705_201004618 | node_1397416_987_15312781_164 | 0.033 | und_TAPWIRE_UG | 8101705 | no | no |  |  | no
und_line_TAP_UG_63991 |  | AN | node_8101705_201009913 | node_1398345_397_15340111_947 | 0.033 | und_TAPWIRE_UG | 8101705 | no | no |  |  | no
und_line_TAP_UG_67223 |  | ABCN | node_8101705_201040987 | node_1398297_088_15314405_843 | 0.033 | und_TAPWIRE_UG | 8101705 | no | no |  |  | no
und_line_TAP_UG_531808 |  | AN | node_8101705_201046368 | node_1385587_356_15323764_579 | 0.033 | und_TAPWIRE_UG | 8101705 | no | no |  |  | no
und_line_TAP_UG_901458 |  | ABCN | node_8101705_200824299 | node_1398727_037_15314484_324 | 0.033 | und_TAPWIRE_UG | 8101705 | no | no |  |  | no
und_line_TAP_UG_901459 |  | ABCN | node_8101705_200824299 | node_1398740_68_15314503_748 | 0.033 | und_TAPWIRE_UG | 8101705 | no | no |  |  | no
und_line_TAP_UG_1489363 |  | AN | node_8101705_311918784 | node_1383987_134_15328997_684 | 0.033 | und_TAPWIRE_UG | 8101705 | no | no |  |  | no
und_line_TAP_UG_1688366 |  | AN | node_8101705_311982730 | node_1395539_285_15318261_619 | 0.033 | und_TAPWIRE_UG | 8101705 | no | no |  |  | no
und_line_TAP_UG_1874034 |  | ABCN | node_8101705_312004822 | node_1396818_586_15311883_555 | 0.033 | und_TAPWIRE_UG | 8101705 | no | no |  |  | no
und_line_TAP_UG_2063710 |  | ABCN | node_8101705_312033089 | node_1397335_093_15313854_375 | 0.033 | und_TAPWIRE_UG | 8101705 | no | no |  |  | no

## underground_line_conductor
data_type | static
owner_type | feeder
owner | 8101705
object | underground_line_conductor
name | groupid | outer_diameter | conductor_gmr | conductor_diameter | conductor_resistance | neutral_gmr | neutral_diameter | neutral_resistance | neutral_strands | insulation_relative_permitivitty | shield_gmr | shield_resistance | rating_summer_continuous | rating_summer_emergency | rating_winter_continuous | rating_winter_emergency | dcircuit | selected | comments
und_cond_1P_2ALURD | [12 empty] | 125 | 125 | 140 | 140 |  | no
und_cond_1P_2ALURD_2AL(N) | [12 empty] | 125 | 125 | 140 | 140 |  | no
und_cond_1P_4CUURD_4CU(N) | [12 empty] | 109 | 109 | 114 | 114 |  | no
und_cond_1P_DELTACUST | [12 empty] | 685 | 685 | 685 | 685 |  | no
und_cond_1P_WYECUST | [12 empty] | 685 | 685 | 685 | 685 |  | no
und_cond_3P_1/0ALURD_1/0AL(N) | [12 empty] | 160 | 160 | 180 | 180 |  | no
und_cond_3P_2ALURD | [12 empty] | 125 | 125 | 140 | 140 |  | no
und_cond_3P_DELTACUST | [12 empty] | 685 | 685 | 685 | 685 |  | no
und_cond_3P_WYECUST | [12 empty] | 685 | 685 | 685 | 685 |  | no
und_cond_TAPWIRE_UG | [12 empty] | 99999999 | 99999999 | 99999999 | 99999999 |  | no