## capacitor
data_type | static
owner_type | feeder
owner | 8101701
object | capacitor
name | groupid | parent | phases | nominal_voltage | pt_phase | phases_connected | switchA | switchB | switchC | control | voltage_set_high | voltage_set_low | VAr_set_high | VAr_set_low | current_set_high | current_set_low | capacitor_A | capacitor_B | capacitor_C | cap_nominal_voltage | time_delay | dwell_time | lockout_time | remote_sense | remote_sense_B | control_level | dcircuit | selected | monitored | monitored_fields | class_monitored_fields | played | played_fields | comments
cap_220368948 |  | node_1412382_54_15316986_038 | ABCN | 0 |  | ABCN | CLOSED | CLOSED | CLOSED | MANUAL | [6 empty] | 50000 | 50000 | 50000 | 4800 | [6 empty] | 8101701 | no | no |  |  | no
cap_220368953 |  | node_1408537_455_15316862_658 | ABCN | 0 |  | ABCN | CLOSED | CLOSED | CLOSED | MANUAL | [6 empty] | 100000 | 100000 | 100000 | 4800 | [6 empty] | 8101701 | no | no |  |  | no

## feeder
data_type | static
owner_type | feeder
owner | 8101701
object | feeder
name | transmission_bus | ARC | ADR | slack_bus | nom_voltages | num_nodes | num_ohlines | num_uglines | num_transformers | num_generators | num_pvs | num_storages | num_loads | miles | mw | mvar | losses_mw | losses_mvar | comments | use_feeder_load_shape | load_shape_scale | use_feeder_pv_shape | pv_shape_scale | description | restore_time | griddisconnect_scenario_probability | gridconnect_scenario_probability | use_energy_not_served | VOLL | discount_rate | yearly_load_growth_percent | planning_horizon | enable_traditional_project_deferral | lifetime_of_investment_years | start_year | base_year | year_the_investment_is_committed | revenue_requirement_scaling_factor | discount_rate | inflation_rate_for_investment | traditional_project_invested_capital | periodicity_of_investment_in_years | priority | maximum_total_investment_cost | DER_portfolio_NPV | DER_portfolio_BC_ratio | total_system_energy_avoided_cost_NPV | total_system_capacity_avoided_cost_NPV | total_system_ancillary_services_avoided_cost_NPV | total_system_CO2_avoided_cost_NPV | total_system_loss_of_load_avoided_cost_NPV | total_system_distribution_capacity_avoided_cost_NPV | total_system_investment_and_operational_cost_NPV | feeder_solar_pv_operating_cost_USdollarperkWh | feeder_energy_storage_operating_cost_USdollarperkWh | feeder_distributed_generator_operating_cost_USdollarperkWh | feeder_distributed_generator_CO2_cost_USdollarperkWh | feeder_demand_response_operating_cost_USdollarperkWh | feeder_solar_pv_investment_cost_USdollarperkW | feeder_energy_storage_investment_cost_USdollarperkW | feeder_distributed_generator_investment_cost_USdollarperkW | feeder_demand_response_investment_cost_USdollarperkW
8101701 |  | ts_slack | none | node_SOURCE_8101701 | 2771.281,7199.557 | 659 | 581 | 41 | 2 | 0 | 0 | 0 | 187 | 12.428 | 7.412 | 3.157 | 0 | 0 |  | 0 | 0 | 1 | 0 |  | 0 | 0 | 0 | 0 | 0 | 0 | 0 | 0 | 0 | 0 | 0 | 0 | 0 | 0 | 0 | 0 | 0 | 0 | 0 | 999999999 | 0 | 0 | 0 | 0 | 0 | 0 | 0 | 0 | 0 | 0 | 0 | 0 | 0 | 0 | 0 | 0 | 0 | 0

## fuse
data_type | static
owner_type | feeder
owner | 8101701
object | fuse
name | groupid | phases | fr | to | phase_A_status | phase_B_status | phase_C_status | repair_dist_type | current_limit | mean_replacement_time | status | dcircuit | selected | monitored | monitored_fields | class_monitored_fields | played | played_fields | comments
fuse_220382552 |  | AD | node_intto1_8101701_200824311 | node_8101701_200824311 | GOOD | GOOD | GOOD |  | 75 |  |  | 8101701 | no | no |  |  | no
fuse_220382558 |  | ABCD | node_intto1_8101701_200824094 | node_8101701_200824094 | GOOD | GOOD | GOOD |  | 75 |  |  | 8101701 | no | no |  |  | no
fuse_220382604 |  | ABCD | node_intto1_8101701_200823994 | node_8101701_200823994 | GOOD | GOOD | GOOD |  | 100 |  |  | 8101701 | no | no |  |  | no
fuse_220382606 |  | AD | node_intto1_8101701_200823941 | node_8101701_200823941 | GOOD | GOOD | GOOD |  | 60 |  |  | 8101701 | no | no |  |  | no
fuse_220382610 |  | AD | node_intto1_8101701_200823887 | node_8101701_200823887 | GOOD | GOOD | GOOD |  | 60 |  |  | 8101701 | no | no |  |  | no
fuse_220382780 |  | AD | node_intto1_220382780 | node_220382780 | GOOD | GOOD | GOOD |  | 40 |  |  | 8101701 | no | no |  |  | no
fuse_220382781 |  | AD | node_intto1_220382781 | node_220382781 | GOOD | GOOD | GOOD |  | 20 |  |  | 8101701 | no | no |  |  | no
fuse_220382782 |  | AD | node_intto1_8101701_200822961 | node_8101701_200822961 | GOOD | GOOD | GOOD |  | 65 |  |  | 8101701 | no | no |  |  | no
fuse_220382783 |  | AD | node_intto1_8101701_200822952 | node_8101701_200822952 | GOOD | GOOD | GOOD |  | 75 |  |  | 8101701 | no | no |  |  | no
fuse_220382786 |  | ABCN | node_intto1_8101701_200970211 | node_8101701_200970211 | GOOD | GOOD | GOOD |  | 150 |  |  | 8101701 | no | no |  |  | no
fuse_220382804 |  | AN | node_intto1_8101701_200820783 | node_8101701_200820783 | GOOD | GOOD | GOOD |  | 85 |  |  | 8101701 | no | no |  |  | no
fuse_220382805 |  | ABCN | node_intto1_8101701_200916291 | node_8101701_200916291 | GOOD | GOOD | GOOD |  | 100 |  |  | 8101701 | no | no |  |  | no
fuse_220382806 |  | ABCN | node_intto1_8101701_200916289 | node_8101701_200916289 | GOOD | GOOD | GOOD |  | 100 |  |  | 8101701 | no | no |  |  | no
fuse_220382808 |  | ABCD | node_intto1_8101701_200822402 | node_8101701_200822402 | GOOD | GOOD | GOOD |  | 140 |  |  | 8101701 | no | no |  |  | no
fuse_220382809 |  | ABCD | node_intto1_8101701_200822993 | node_8101701_200822993 | GOOD | GOOD | GOOD |  | 85 |  |  | 8101701 | no | no |  |  | no
fuse_220382810 |  | AD | node_intto1_8101701_200914616 | node_8101701_200914616 | GOOD | GOOD | GOOD |  | 100 |  |  | 8101701 | no | no |  |  | no
fuse_220382811 |  | AD | node_intto1_8101701_200823726 | node_8101701_200823726 | GOOD | GOOD | GOOD |  | 100 |  |  | 8101701 | no | no |  |  | no
fuse_220382813 |  | AD | node_intto1_8101701_200822363 | node_8101701_200822363 | GOOD | GOOD | GOOD |  | 100 |  |  | 8101701 | no | no |  |  | no
fuse_220382817 |  | ABCD | node_intto1_8101701_200822321 | node_8101701_200822321 | GOOD | GOOD | GOOD |  | 20 |  |  | 8101701 | no | no |  |  | no
fuse_220382819 |  | ABCD | node_intto1_220382819 | node_220382819 | GOOD | GOOD | GOOD |  | 40 |  |  | 8101701 | no | no |  |  | no
fuse_220604654 |  | ABCN | node_intto1_8101701_201019067 | node_8101701_201019067 | GOOD | GOOD | GOOD |  | 140 |  |  | 8101701 | no | no |  |  | no
fuse_310003981 |  | ABCD | node_intto1_8101701_200822331 | node_8101701_200822331 | GOOD | GOOD | GOOD |  | 140 |  |  | 8101701 | no | no |  |  | no
fuse_310004001 |  | ABCD | node_intto1_8101701_200822328 | node_8101701_200822328 | GOOD | GOOD | GOOD |  | 100 |  |  | 8101701 | no | no |  |  | no
fuse_311908316 |  | AD | node_intto1_311908316 | node_311908316 | GOOD | GOOD | GOOD |  | 100 |  |  | 8101701 | no | no |  |  | no
fuse_312002497 |  | ABCD | node_intto1_8101701_200822404 | node_8101701_200822404 | GOOD | GOOD | GOOD |  | 40 |  |  | 8101701 | no | no |  |  | no
fuse_312069093 |  | ABCD | node_intto1_312069093 | node_312069093 | GOOD | GOOD | GOOD |  | 140 |  |  | 8101701 | no | no |  |  | no
fuse_312127955 |  | AN | node_intto1_8101701_312127957 | node_8101701_312127957 | GOOD | GOOD | GOOD |  | 15 |  |  | 8101701 | no | no |  |  | no

## line_configuration
data_type | static
owner_type | feeder
owner | 8101701
object | line_configuration
name | groupid | conductor_A | conductor_B | conductor_C | conductor_N | spacing | z11 | z12 | z13 | z21 | z22 | z23 | z31 | z32 | z33 | c11 | c12 | c13 | c21 | c22 | c23 | c31 | c32 | c33 | dcircuit | selected | comments
bal_1P_1/0AA |  | oh_cond_1/0_AAAC | oh_cond_1/0_AAAC | oh_cond_1/0_AAAC |  |  | 0.972+1.499j | 0.095+0.781j | 0.095+0.781j | 0.095+0.781j | 0.972+1.499j | 0.095+0.781j | 0.095+0.781j | 0.095+0.781j | 0.972+1.499j | 12.796 | -3.172 | -3.172 | -3.172 | 12.796 | -3.172 | -3.172 | -3.172 | 12.796 |  | no
bal_1P_1/0AC |  | oh_cond_1/0_ACSR | oh_cond_1/0_ACSR | oh_cond_1/0_ACSR |  |  | 0.983+1.218j | 0.095+0.781j | 0.095+0.781j | 0.095+0.781j | 0.983+1.218j | 0.095+0.781j | 0.095+0.781j | 0.095+0.781j | 0.983+1.218j | 12.796 | -3.172 | -3.172 | -3.172 | 12.796 | -3.172 | -3.172 | -3.172 | 12.796 |  | no
bal_1P_2AC |  | oh_cond_2_ACSR | oh_cond_2_ACSR | oh_cond_2_ACSR |  |  | 1.505+1.527j | 0.095+0.781j | 0.095+0.781j | 0.095+0.781j | 1.505+1.527j | 0.095+0.781j | 0.095+0.781j | 0.095+0.781j | 1.505+1.527j | 12.393 | -3.017 | -3.017 | -3.017 | 12.393 | -3.017 | -3.017 | -3.017 | 12.393 |  | no
bal_1P_4/0AL |  | oh_cond_4/0_AL | oh_cond_4/0_AL | oh_cond_4/0_AL |  |  | 0.537+1.466j | 0.095+0.781j | 0.095+0.781j | 0.095+0.781j | 0.537+1.466j | 0.095+0.781j | 0.095+0.781j | 0.095+0.781j | 0.537+1.466j | 13.381 | -3.4 | -3.4 | -3.4 | 13.381 | -3.4 | -3.4 | -3.4 | 13.381 |  | no
bal_1P_4CU |  | oh_cond_4_CU | oh_cond_4_CU | oh_cond_4_CU |  |  | 1.483+1.565j | 0.095+0.781j | 0.095+0.781j | 0.095+0.781j | 1.483+1.565j | 0.095+0.781j | 0.095+0.781j | 0.095+0.781j | 1.483+1.565j | 11.78 | -2.785 | -2.785 | -2.785 | 11.78 | -2.785 | -2.785 | -2.785 | 11.78 |  | no
bal_3P_1/0AA |  | oh_cond_1/0_AAAC | oh_cond_1/0_AAAC | oh_cond_1/0_AAAC |  |  | 0.972+1.499j | 0.095+0.781j | 0.095+0.781j | 0.095+0.781j | 0.972+1.499j | 0.095+0.781j | 0.095+0.781j | 0.095+0.781j | 0.972+1.499j | 12.796 | -3.172 | -3.172 | -3.172 | 12.796 | -3.172 | -3.172 | -3.172 | 12.796 |  | no
bal_3P_1/0AC |  | oh_cond_1/0_ACSR | oh_cond_1/0_ACSR | oh_cond_1/0_ACSR |  |  | 0.983+1.497j | 0.095+0.781j | 0.095+0.781j | 0.095+0.781j | 0.983+1.497j | 0.095+0.781j | 0.095+0.781j | 0.095+0.781j | 0.983+1.497j | 12.796 | -3.172 | -3.172 | -3.172 | 12.796 | -3.172 | -3.172 | -3.172 | 12.796 |  | no
bal_3P_2AC |  | oh_cond_2_ACSR | oh_cond_2_ACSR | oh_cond_2_ACSR |  |  | 1.505+1.527j | 0.095+0.781j | 0.095+0.781j | 0.095+0.781j | 1.505+1.527j | 0.095+0.781j | 0.095+0.781j | 0.095+0.781j | 1.505+1.527j | 12.393 | -3.017 | -3.017 | -3.017 | 12.393 | -3.017 | -3.017 | -3.017 | 12.393 |  | no
bal_3P_4/0AA |  | oh_cond_4/0_AAAC | oh_cond_4/0_AAAC | oh_cond_4/0_AAAC |  |  | 0.534+1.457j | 0.095+0.781j | 0.095+0.781j | 0.095+0.781j | 0.534+1.457j | 0.095+0.781j | 0.095+0.781j | 0.095+0.781j | 0.534+1.457j | 13.554 | -3.469 | -3.469 | -3.469 | 13.554 | -3.469 | -3.469 | -3.469 | 13.554 |  | no
bal_3P_4/0AL |  | oh_cond_4/0_AL | oh_cond_4/0_AL | oh_cond_4/0_AL |  |  | 0.537+1.466j | 0.095+0.781j | 0.095+0.781j | 0.095+0.781j | 0.537+1.466j | 0.095+0.781j | 0.095+0.781j | 0.095+0.781j | 0.537+1.466j | 13.381 | -3.4 | -3.4 | -3.4 | 13.381 | -3.4 | -3.4 | -3.4 | 13.381 |  | no
bal_3P_4CU |  | oh_cond_4_CU | oh_cond_4_CU | oh_cond_4_CU |  |  | 1.483+1.565j | 0.095+0.781j | 0.095+0.781j | 0.095+0.781j | 1.483+1.565j | 0.095+0.781j | 0.095+0.781j | 0.095+0.781j | 1.483+1.565j | 11.78 | -2.785 | -2.785 | -2.785 | 11.78 | -2.785 | -2.785 | -2.785 | 11.78 |  | no
bal_3P_336AL |  | oh_cond_336_5_MCM_AL | oh_cond_336_5_MCM_AL | oh_cond_336_5_MCM_AL |  |  | 0.374+1.431j | 0.095+0.781j | 0.095+0.781j | 0.095+0.781j | 0.374+1.431j | 0.095+0.781j | 0.095+0.781j | 0.095+0.781j | 0.374+1.431j | 13.957 | -3.628 | -3.628 | -3.628 | 13.957 | -3.628 | -3.628 | -3.628 | 13.957 |  | no
bal_3P_477AL |  | oh_cond_477_MCM_AL | oh_cond_477_MCM_AL | oh_cond_477_MCM_AL |  |  | 0.293+1.41j | 0.095+0.775j | 0.095+0.775j | 0.095+0.775j | 0.293+1.41j | 0.095+0.775j | 0.095+0.775j | 0.095+0.775j | 0.293+1.41j | 14.305 | -3.735 | -3.735 | -3.735 | 14.305 | -3.735 | -3.735 | -3.735 | 14.305 |  | no
bal_3P_DELTACUST |  | oh_cond_2/0_CU | oh_cond_2/0_CU | oh_cond_2/0_CU | oh_cond_3_#7_CWD_30% |  | 0.66+1.378j | 0.22+0.666j | 0.22+0.666j | 0.22+0.666j | 0.66+1.378j | 0.22+0.666j | 0.22+0.666j | 0.22+0.666j | 0.66+1.378j | 13.24 | -2.712 | -2.712 | -2.712 | 13.24 | -2.712 | -2.712 | -2.712 | 13.24 |  | no
unb_3P_2-1/0AC_1/0AA |  | oh_cond_1/0_ACSR | oh_cond_1/0_ACSR | oh_cond_1/0_AAAC |  |  | 0.983+1.497j | 0.095+0.781j | 0.095+0.781j | 0.095+0.781j | 0.983+1.497j | 0.095+0.781j | 0.095+0.781j | 0.095+0.781j | 0.972+1.499j | 12.809 | -3.176 | -3.176 | -3.176 | 12.809 | -3.176 | -3.176 | -3.176 | 12.809 |  | no
unb_3P_2-2AC_1/0AA |  | oh_cond_2_ACSR | oh_cond_2_ACSR | oh_cond_1/0_AAAC |  |  | 1.505+1.527j | 0.095+0.781j | 0.095+0.781j | 0.095+0.781j | 1.505+1.527j | 0.095+0.781j | 0.095+0.781j | 0.095+0.781j | 0.972+1.499j | 12.427 | -3.072 | -3.072 | -3.072 | 12.427 | -3.072 | -3.072 | -3.072 | 12.764 |  | no
unb_TAPWIRE_OH |  | oh_cond_WP-4/0-CU | oh_cond_WP-4/0-CU | oh_cond_WP-4/0-CU | oh_cond_WP-4/0-CU |  | 0.365+1.097j | 0.093+0.433j | 0.094+0.34j | 0.093+0.433j | 0.368+1.078j | 0.095+0.401j | 0.094+0.34j | 0.095+0.401j | 0.368+1.077j | 14.911 | -4.341 | -1.953 | -4.341 | 15.781 | -3.724 | -1.953 | -3.724 | 14.818 |  | no
und_1P_1/0ALURD_1/0AL(N) |  | und_cond_1P_1/0ALURD_1/0AL(N) | und_cond_1P_1/0ALURD_1/0AL(N) | und_cond_1P_1/0ALURD_1/0AL(N) |  |  | 1.674+0.526j | 0.0+0.0j | 0.0+0.0j | 0.0+0.0j | 1.674+0.526j | 0.0+0.0j | 0.0+0.0j | 0.0+0.0j | 1.674+0.526j | 530.19 | 0 | 0 | 0 | 530.19 | 0 | 0 | 0 | 530.19 |  | no
und_1P_2ALURD |  | und_cond_1P_2ALURD | und_cond_1P_2ALURD | und_cond_1P_2ALURD |  |  | 2.379+0.823j | 0.0+0.0j | 0.0+0.0j | 0.0+0.0j | 2.379+0.823j | 0.0+0.0j | 0.0+0.0j | 0.0+0.0j | 2.379+0.823j | 401.497 | 0 | 0 | 0 | 401.497 | 0 | 0 | 0 | 401.497 |  | no
und_1P_2ALURD_2AL(N) |  | und_cond_1P_2ALURD_2AL(N) | und_cond_1P_2ALURD_2AL(N) | und_cond_1P_2ALURD_2AL(N) |  |  | 2.379+0.823j | 0.0+0.0j | 0.0+0.0j | 0.0+0.0j | 2.379+0.823j | 0.0+0.0j | 0.0+0.0j | 0.0+0.0j | 2.379+0.823j | 401.497 | 0 | 0 | 0 | 401.497 | 0 | 0 | 0 | 401.497 |  | no
und_1P_DELTACUST |  | und_cond_1P_DELTACUST | und_cond_1P_DELTACUST | und_cond_1P_DELTACUST |  |  | 0.179+0.233j | 0.061-0.024j | 0.061-0.024j | 0.061-0.024j | 0.179+0.233j | 0.061-0.024j | 0.061-0.024j | 0.061-0.024j | 0.179+0.233j | 324.124 | 0 | 0 | 0 | 324.124 | 0 | 0 | 0 | 324.124 |  | no
und_3P_DELTACUST |  | und_cond_3P_DELTACUST | und_cond_3P_DELTACUST | und_cond_3P_DELTACUST |  |  | 0.179+0.233j | 0.061-0.024j | 0.061-0.024j | 0.061-0.024j | 0.179+0.233j | 0.061-0.024j | 0.061-0.024j | 0.061-0.024j | 0.179+0.233j | 324.124 | 0 | 0 | 0 | 324.124 | 0 | 0 | 0 | 324.124 |  | no
und_TAPWIRE_UG |  | und_cond_TAPWIRE_UG | und_cond_TAPWIRE_UG | und_cond_TAPWIRE_UG |  |  | 0.001+0.001j | 0.0+0.0j | 0.0+0.0j | 0.0+0.0j | 0.001+0.001j | 0.0+0.0j | 0.0+0.0j | 0.0+0.0j | 0.001+0.001j | 0 | 0 | 0 | 0 | 0 | 0 | 0 | 0 | 0 |  | no

## load
data_type | static
owner_type | feeder
owner | 8101701
object | load
name | groupid | parent | bustype | phases | nominal_voltage | load_class | constant_power_A | constant_power_B | constant_power_C | constant_current_A | constant_current_B | constant_current_C | constant_impedance_A | constant_impedance_B | constant_impedance_C | base_power_A | base_power_B | base_power_C | power_pf_A | power_pf_B | power_pf_C | current_pf_A | current_pf_B | current_pf_C | impedance_pf_A | impedance_pf_B | impedance_pf_C | power_fraction_A | power_fraction_B | power_fraction_C | current_fraction_A | current_fraction_B | current_fraction_C | impedance_fraction_A | impedance_fraction_B | impedance_fraction_C | dcircuit | selected | monitored | monitored_fields | class_monitored_fields | played | played_fields | base_kw_A | base_kw_B | base_kw_C | kw_A | kw_B | kw_C | comments | critical_load | dem_resp_lb | dem_resp_ub | dem_resp_shortage_cost | dem_resp_surplus_cost | num_customers
load_220334653 |  | node_1408251_518_15320457_353 |  | AN | 0 | Residential | 39722.4+16921.672j | 0 | 0 | 0 | 0 | 0 | [24 empty] | 8101701 | no | no |  |  | no |  | 0 | 0 | 0 | 0 | 0 | 0 |  | 1 | 1 | 1 | 0 | 0 | 0
load_220334654 |  | node_1407932_349_15320347_279 |  | AN | 0 | Residential | 113990.4+48559.707j | 0 | 0 | 0 | 0 | 0 | [24 empty] | 8101701 | no | no |  |  | no |  | 0 | 0 | 0 | 0 | 0 | 0 |  | 1 | 1 | 1 | 0 | 0 | 0
load_220334655 |  | node_1407622_283_15321040_299 |  | AN | 0 | Residential | 110462.4+47056.785j | 0 | 0 | 0 | 0 | 0 | [24 empty] | 8101701 | no | no |  |  | no |  | 0 | 0 | 0 | 0 | 0 | 0 |  | 1 | 1 | 1 | 0 | 0 | 0
load_220334656 |  | node_1407546_325_15321463_736 |  | AN | 0 | NonResidential | 0 | 0 | 0 | 0 | 0 | 0 | [24 empty] | 8101701 | no | no |  |  | no |  | 0 | 0 | 0 | 0 | 0 | 0 |  | 1 | 1 | 1 | 0 | 0 | 0
load_220334725 |  | node_1403581_055_15318109_775 |  | AN | 0 | Residential | 385034.4+164023.968j | 0 | 0 | 0 | 0 | 0 | [24 empty] | 8101701 | no | no |  |  | no |  | 0 | 0 | 0 | 0 | 0 | 0 |  | 1 | 1 | 1 | 0 | 0 | 0
load_220334752 |  | node_1410292_648_15320964_434 |  | AN | 0 | Residential | 6861.6+2923.029j | 0 | 0 | 0 | 0 | 0 | [24 empty] | 8101701 | no | no |  |  | no |  | 0 | 0 | 0 | 0 | 0 | 0 |  | 1 | 1 | 1 | 0 | 0 | 0
load_220334754 |  | node_1409804_371_15321159_515 |  | AN | 0 | Other | 0 | 0 | 0 | 0 | 0 | 0 | [24 empty] | 8101701 | no | no |  |  | no |  | 0 | 0 | 0 | 0 | 0 | 0 |  | 1 | 1 | 1 | 0 | 0 | 0
load_220334755 |  | node_1410273_683_15321336_262 |  | AN | 0 | Other | 0 | 0 | 0 | 0 | 0 | 0 | [24 empty] | 8101701 | no | no |  |  | no |  | 0 | 0 | 0 | 0 | 0 | 0 |  | 1 | 1 | 1 | 0 | 0 | 0
load_220334756 |  | node_1410771_557_15321246_309 |  | AN | 0 | Other | 0 | 0 | 0 | 0 | 0 | 0 | [24 empty] | 8101701 | no | no |  |  | no |  | 0 | 0 | 0 | 0 | 0 | 0 |  | 1 | 1 | 1 | 0 | 0 | 0
load_220334765 |  | node_1408187_61_15321080_662 |  | AN | 0 | Residential | 63871.2+27209.017j | 0 | 0 | 0 | 0 | 0 | [24 empty] | 8101701 | no | no |  |  | no |  | 0 | 0 | 0 | 0 | 0 | 0 |  | 1 | 1 | 1 | 0 | 0 | 0
load_220334766 |  | node_1408625_794_15320890_928 |  | AN | 0 | Residential | 70214.4+29911.209j | 0 | 0 | 0 | 0 | 0 | [24 empty] | 8101701 | no | no |  |  | no |  | 0 | 0 | 0 | 0 | 0 | 0 |  | 1 | 1 | 1 | 0 | 0 | 0
load_220335117 |  | node_1411319_435_15316772_191 |  | AN | 0 | Residential | 9799.2+4174.442j | 0 | 0 | 0 | 0 | 0 | [24 empty] | 8101701 | no | no |  |  | no |  | 0 | 0 | 0 | 0 | 0 | 0 |  | 1 | 1 | 1 | 0 | 0 | 0
load_220335118 |  | node_1411829_191_15316905_708 |  | AN | 0 | Residential | 48528+20672.841j | 0 | 0 | 0 | 0 | 0 | [24 empty] | 8101701 | no | no |  |  | no |  | 0 | 0 | 0 | 0 | 0 | 0 |  | 1 | 1 | 1 | 0 | 0 | 0
load_220335119 |  | node_1412259_045_15316908_595 |  | AN | 0 | Residential | 21067.2+8974.59j | 0 | 0 | 0 | 0 | 0 | [24 empty] | 8101701 | no | no |  |  | no |  | 0 | 0 | 0 | 0 | 0 | 0 |  | 1 | 1 | 1 | 0 | 0 | 0
load_220335121 |  | node_1400925_354_15317862_253 |  | AN | 0 | Other | 0 | 0 | 0 | 0 | 0 | 0 | [24 empty] | 8101701 | no | no |  |  | no |  | 0 | 0 | 0 | 0 | 0 | 0 |  | 1 | 1 | 1 | 0 | 0 | 0
load_220335122 |  | node_1412854_831_15317320_449 |  | AN | 0 | NonResidential | 122.4+52.142j | 0 | 0 | 0 | 0 | 0 | [24 empty] | 8101701 | no | no |  |  | no |  | 0 | 0 | 0 | 0 | 0 | 0 |  | 1 | 1 | 1 | 0 | 0 | 0
load_220335123 |  | node_1413293_889_15317693_586 |  | AN | 0 | Residential | 8366.4+3564.071j | 0 | 0 | 0 | 0 | 0 | [24 empty] | 8101701 | no | no |  |  | no |  | 0 | 0 | 0 | 0 | 0 | 0 |  | 1 | 1 | 1 | 0 | 0 | 0
load_220335124 |  | node_1413465_211_15317932_663 |  | AN | 0 | Residential | 16783.2+7149.613j | 0 | 0 | 0 | 0 | 0 | [24 empty] | 8101701 | no | no |  |  | no |  | 0 | 0 | 0 | 0 | 0 | 0 |  | 1 | 1 | 1 | 0 | 0 | 0
load_220335125 |  | node_1413741_437_15318188_705 |  | AN | 0 | Residential | 15156+6456.429j | 0 | 0 | 0 | 0 | 0 | [24 empty] | 8101701 | no | no |  |  | no |  | 0 | 0 | 0 | 0 | 0 | 0 |  | 1 | 1 | 1 | 0 | 0 | 0
load_220335126 |  | node_1413989_145_15318371_204 |  | AN | 0 | Residential | 13075.2+5570.012j | 0 | 0 | 0 | 0 | 0 | [24 empty] | 8101701 | no | no |  |  | no |  | 0 | 0 | 0 | 0 | 0 | 0 |  | 1 | 1 | 1 | 0 | 0 | 0
load_220335139 |  | node_1401473_953_15317950_136 |  | AN | 0 | NonResidential | 28333.333+12069.949j | 0 | 0 | 0 | 0 | 0 | [24 empty] | 8101701 | no | no |  |  | no |  | 0 | 0 | 0 | 0 | 0 | 0 |  | 1 | 1 | 1 | 0 | 0 | 0
load_220335140 |  | node_1401455_63_15317939_86 |  | BN | 0 | NonResidential | 0 | 28333.333+12069.949j | 0 | 0 | 0 | 0 | [24 empty] | 8101701 | no | no |  |  | no |  | 0 | 0 | 0 | 0 | 0 | 0 |  | 1 | 1 | 1 | 0 | 0 | 0
load_220335141 |  | node_1401493_6_15317953_704 |  | CN | 0 | NonResidential | 0 | 0 | 28333.333+12069.949j | 0 | 0 | 0 | [24 empty] | 8101701 | no | no |  |  | no |  | 0 | 0 | 0 | 0 | 0 | 0 |  | 1 | 1 | 1 | 0 | 0 | 0
load_220335168 |  | node_1401737_661_15317847_787 |  | AN | 0 | NonResidential | 4000+1703.993j | 0 | 0 | 0 | 0 | 0 | [24 empty] | 8101701 | no | no |  |  | no |  | 0 | 0 | 0 | 0 | 0 | 0 |  | 1 | 1 | 1 | 0 | 0 | 0
load_220335169 |  | node_1401693_823_15317838_52 |  | AN | 0 | NonResidential | 4000+1703.993j | 0 | 0 | 0 | 0 | 0 | [24 empty] | 8101701 | no | no |  |  | no |  | 0 | 0 | 0 | 0 | 0 | 0 |  | 1 | 1 | 1 | 0 | 0 | 0
load_220335174 |  | node_1402123_251_15318186_164 |  | AN | 0 | NonResidential | 14333.333+6105.974j | 0 | 0 | 0 | 0 | 0 | [24 empty] | 8101701 | no | no |  |  | no |  | 0 | 0 | 0 | 0 | 0 | 0 |  | 1 | 1 | 1 | 0 | 0 | 0
load_220335175 |  | node_1402106_319_15318199_845 |  | BN | 0 | NonResidential | 0 | 14333.333+6105.974j | 0 | 0 | 0 | 0 | [24 empty] | 8101701 | no | no |  |  | no |  | 0 | 0 | 0 | 0 | 0 | 0 |  | 1 | 1 | 1 | 0 | 0 | 0
load_220335176 |  | node_1402136_945_15318167_038 |  | CN | 0 | NonResidential | 0 | 0 | 14333.333+6105.974j | 0 | 0 | 0 | [24 empty] | 8101701 | no | no |  |  | no |  | 0 | 0 | 0 | 0 | 0 | 0 |  | 1 | 1 | 1 | 0 | 0 | 0
load_220335178 |  | node_1403077_009_15317944_275 |  | AN | 0 | Residential | 27770.4+11830.141j | 0 | 0 | 0 | 0 | 0 | [24 empty] | 8101701 | no | no |  |  | no |  | 0 | 0 | 0 | 0 | 0 | 0 |  | 1 | 1 | 1 | 0 | 0 | 0
load_220335179 |  | node_1403399_776_15317866_694 |  | AN | 0 | NonResidential | 25000+10649.955j | 0 | 0 | 0 | 0 | 0 | [24 empty] | 8101701 | no | no |  |  | no |  | 0 | 0 | 0 | 0 | 0 | 0 |  | 1 | 1 | 1 | 0 | 0 | 0
load_220335180 |  | node_1403440_804_15318204_398 |  | AN | 0 | NonResidential | 30666.667+13063.945j | 0 | 0 | 0 | 0 | 0 | [24 empty] | 8101701 | no | no |  |  | no |  | 0 | 0 | 0 | 0 | 0 | 0 |  | 1 | 1 | 1 | 0 | 0 | 0
load_220335181 |  | node_1403420_994_15318204_344 |  | BN | 0 | NonResidential | 0 | 30666.667+13063.945j | 0 | 0 | 0 | 0 | [24 empty] | 8101701 | no | no |  |  | no |  | 0 | 0 | 0 | 0 | 0 | 0 |  | 1 | 1 | 1 | 0 | 0 | 0
load_220335182 |  | node_1403459_918_15318197_56 |  | CN | 0 | NonResidential | 0 | 0 | 30666.667+13063.945j | 0 | 0 | 0 | [24 empty] | 8101701 | no | no |  |  | no |  | 0 | 0 | 0 | 0 | 0 | 0 |  | 1 | 1 | 1 | 0 | 0 | 0
load_220335183 |  | node_1403709_647_15317764_501 |  | AN | 0 | Residential | 176.4+75.146j | 0 | 0 | 0 | 0 | 0 | [24 empty] | 8101701 | no | no |  |  | no |  | 0 | 0 | 0 | 0 | 0 | 0 |  | 1 | 1 | 1 | 0 | 0 | 0
load_220335184 |  | node_1403729_28_15317768_213 |  | AN | 0 | NonResidential | 7000+2981.988j | 0 | 0 | 0 | 0 | 0 | [24 empty] | 8101701 | no | no |  |  | no |  | 0 | 0 | 0 | 0 | 0 | 0 |  | 1 | 1 | 1 | 0 | 0 | 0
load_220335185 |  | node_1403732_378_15318005_896 |  | AN | 0 | NonResidential | 6666.667+2839.988j | 0 | 0 | 0 | 0 | 0 | [24 empty] | 8101701 | no | no |  |  | no |  | 0 | 0 | 0 | 0 | 0 | 0 |  | 1 | 1 | 1 | 0 | 0 | 0
load_220335186 |  | node_1403719_93_15318005_534 |  | BN | 0 | NonResidential | 0 | 6666.667+2839.988j | 0 | 0 | 0 | 0 | [24 empty] | 8101701 | no | no |  |  | no |  | 0 | 0 | 0 | 0 | 0 | 0 |  | 1 | 1 | 1 | 0 | 0 | 0
load_220335187 |  | node_1403745_78_15317995_164 |  | CN | 0 | NonResidential | 0 | 0 | 6666.667+2839.988j | 0 | 0 | 0 | [24 empty] | 8101701 | no | no |  |  | no |  | 0 | 0 | 0 | 0 | 0 | 0 |  | 1 | 1 | 1 | 0 | 0 | 0
load_220335188 |  | node_1404041_66_15317960_645 |  | AN | 0 | Residential | 3453.6+1471.227j | 0 | 0 | 0 | 0 | 0 | [24 empty] | 8101701 | no | no |  |  | no |  | 0 | 0 | 0 | 0 | 0 | 0 |  | 1 | 1 | 1 | 0 | 0 | 0
load_220335189 |  | node_1404021_994_15317946_333 |  | BN | 0 | NonResidential | 0 | 21333.333+9087.962j | 0 | 0 | 0 | 0 | [24 empty] | 8101701 | no | no |  |  | no |  | 0 | 0 | 0 | 0 | 0 | 0 |  | 1 | 1 | 1 | 0 | 0 | 0
load_220335190 |  | node_1404052_168_15317973_306 |  | CN | 0 | Residential | 0 | 0 | 3453.6+1471.227j | 0 | 0 | 0 | [24 empty] | 8101701 | no | no |  |  | no |  | 0 | 0 | 0 | 0 | 0 | 0 |  | 1 | 1 | 1 | 0 | 0 | 0
load_220335191 |  | node_1404463_268_15317819_091 |  | AN | 0 | Residential | 46756.8+19918.313j | 0 | 0 | 0 | 0 | 0 | [24 empty] | 8101701 | no | no |  |  | no |  | 0 | 0 | 0 | 0 | 0 | 0 |  | 1 | 1 | 1 | 0 | 0 | 0
load_220335192 |  | node_1400296_419_15317708_396 |  | AN | 0 | Residential | 10814.4+4606.915j | 0 | 0 | 0 | 0 | 0 | [24 empty] | 8101701 | no | no |  |  | no |  | 0 | 0 | 0 | 0 | 0 | 0 |  | 1 | 1 | 1 | 0 | 0 | 0
load_220335193 |  | node_1405113_41_15317453_72 |  | AN | 0 | Residential | 73447.2+31288.376j | 0 | 0 | 0 | 0 | 0 | [24 empty] | 8101701 | no | no |  |  | no |  | 0 | 0 | 0 | 0 | 0 | 0 |  | 1 | 1 | 1 | 0 | 0 | 0
load_220335195 |  | node_1405573_894_15317310_464 |  | AN | 0 | NonResidential | 1994.4+849.611j | 0 | 0 | 0 | 0 | 0 | [24 empty] | 8101701 | no | no |  |  | no |  | 0 | 0 | 0 | 0 | 0 | 0 |  | 1 | 1 | 1 | 0 | 0 | 0
load_220335196 |  | node_1405820_752_15317250_125 |  | AN | 0 | Residential | 88250.4+37594.513j | 0 | 0 | 0 | 0 | 0 | [24 empty] | 8101701 | no | no |  |  | no |  | 0 | 0 | 0 | 0 | 0 | 0 |  | 1 | 1 | 1 | 0 | 0 | 0
load_220335197 |  | node_1406050_381_15317444_018 |  | AN | 0 | NonResidential | 69000+29393.877j | 0 | 0 | 0 | 0 | 0 | [24 empty] | 8101701 | no | no |  |  | no |  | 0 | 0 | 0 | 0 | 0 | 0 |  | 1 | 1 | 1 | 0 | 0 | 0
load_220335198 |  | node_1406047_689_15317470_376 |  | BN | 0 | NonResidential | 0 | 69000+29393.877j | 0 | 0 | 0 | 0 | [24 empty] | 8101701 | no | no |  |  | no |  | 0 | 0 | 0 | 0 | 0 | 0 |  | 1 | 1 | 1 | 0 | 0 | 0
load_220335199 |  | node_1406047_901_15317417_579 |  | CN | 0 | NonResidential | 0 | 0 | 69000+29393.877j | 0 | 0 | 0 | [24 empty] | 8101701 | no | no |  |  | no |  | 0 | 0 | 0 | 0 | 0 | 0 |  | 1 | 1 | 1 | 0 | 0 | 0
load_220335200 |  | node_1405876_572_15316733_32 |  | AN | 0 | NonResidential | 2500+1064.996j | 0 | 0 | 0 | 0 | 0 | [24 empty] | 8101701 | no | no |  |  | no |  | 0 | 0 | 0 | 0 | 0 | 0 |  | 1 | 1 | 1 | 0 | 0 | 0
load_220335201 |  | node_1405887_481_15316711_183 |  | AN | 0 | NonResidential | 2500+1064.996j | 0 | 0 | 0 | 0 | 0 | [24 empty] | 8101701 | no | no |  |  | no |  | 0 | 0 | 0 | 0 | 0 | 0 |  | 1 | 1 | 1 | 0 | 0 | 0
load_220335208 |  | node_1406547_433_15317144_495 |  | AN | 0 | Residential | 73965.6+31509.214j | 0 | 0 | 0 | 0 | 0 | [24 empty] | 8101701 | no | no |  |  | no |  | 0 | 0 | 0 | 0 | 0 | 0 |  | 1 | 1 | 1 | 0 | 0 | 0
load_220335209 |  | node_1406804_102_15317105_159 |  | AN | 0 | Residential | 42638.4+18163.882j | 0 | 0 | 0 | 0 | 0 | [24 empty] | 8101701 | no | no |  |  | no |  | 0 | 0 | 0 | 0 | 0 | 0 |  | 1 | 1 | 1 | 0 | 0 | 0
load_220335210 |  | node_1407291_157_15316981_121 |  | AN | 0 | Residential | 30448.8+12971.134j | 0 | 0 | 0 | 0 | 0 | [24 empty] | 8101701 | no | no |  |  | no |  | 0 | 0 | 0 | 0 | 0 | 0 |  | 1 | 1 | 1 | 0 | 0 | 0
load_220335211 |  | node_1407640_221_15316938_34 |  | AN | 0 | Residential | 48218.4+20540.952j | 0 | 0 | 0 | 0 | 0 | [24 empty] | 8101701 | no | no |  |  | no |  | 0 | 0 | 0 | 0 | 0 | 0 |  | 1 | 1 | 1 | 0 | 0 | 0
load_220335212 |  | node_1408184_658_15316870_173 |  | AN | 0 | Residential | 42033.6+17906.239j | 0 | 0 | 0 | 0 | 0 | [24 empty] | 8101701 | no | no |  |  | no |  | 0 | 0 | 0 | 0 | 0 | 0 |  | 1 | 1 | 1 | 0 | 0 | 0
load_220335213 |  | node_1408680_98_15316859_519 |  | AN | 0 | Residential | 109267.2+46547.632j | 0 | 0 | 0 | 0 | 0 | [24 empty] | 8101701 | no | no |  |  | no |  | 0 | 0 | 0 | 0 | 0 | 0 |  | 1 | 1 | 1 | 0 | 0 | 0
load_220335214 |  | node_1400669_959_15317826_331 |  | AN | 0 | NonResidential | 15500+6602.972j | 0 | 0 | 0 | 0 | 0 | [24 empty] | 8101701 | no | no |  |  | no |  | 0 | 0 | 0 | 0 | 0 | 0 |  | 1 | 1 | 1 | 0 | 0 | 0
load_220335215 |  | node_1400651_052_15317818_225 |  | AN | 0 | NonResidential | 15500+6602.972j | 0 | 0 | 0 | 0 | 0 | [24 empty] | 8101701 | no | no |  |  | no |  | 0 | 0 | 0 | 0 | 0 | 0 |  | 1 | 1 | 1 | 0 | 0 | 0
load_220335216 |  | node_1409252_418_15316729_133 |  | AN | 0 | Residential | 75506.4+32165.592j | 0 | 0 | 0 | 0 | 0 | [24 empty] | 8101701 | no | no |  |  | no |  | 0 | 0 | 0 | 0 | 0 | 0 |  | 1 | 1 | 1 | 0 | 0 | 0
load_220335217 |  | node_1409729_544_15316728_855 |  | AN | 0 | Residential | 50371.2+21458.041j | 0 | 0 | 0 | 0 | 0 | [24 empty] | 8101701 | no | no |  |  | no |  | 0 | 0 | 0 | 0 | 0 | 0 |  | 1 | 1 | 1 | 0 | 0 | 0
load_220335218 |  | node_1410031_673_15316686_65 |  | AN | 0 | Residential | 43106.4+18363.25j | 0 | 0 | 0 | 0 | 0 | [24 empty] | 8101701 | no | no |  |  | no |  | 0 | 0 | 0 | 0 | 0 | 0 |  | 1 | 1 | 1 | 0 | 0 | 0
load_220335219 |  | node_1410642_129_15316687_989 |  | AN | 0 | Residential | 82850.4+35294.123j | 0 | 0 | 0 | 0 | 0 | [24 empty] | 8101701 | no | no |  |  | no |  | 0 | 0 | 0 | 0 | 0 | 0 |  | 1 | 1 | 1 | 0 | 0 | 0
load_220335221 |  | node_1400505_962_15317399_276 |  | AN | 0 | Residential | 35935.2+15308.331j | 0 | 0 | 0 | 0 | 0 | [24 empty] | 8101701 | no | no |  |  | no |  | 0 | 0 | 0 | 0 | 0 | 0 |  | 1 | 1 | 1 | 0 | 0 | 0
load_220335222 |  | node_1401700_078_15318047_434 |  | AN | 0 | NonResidential | 7000+2981.988j | 0 | 0 | 0 | 0 | 0 | [24 empty] | 8101701 | no | no |  |  | no |  | 0 | 0 | 0 | 0 | 0 | 0 |  | 1 | 1 | 1 | 0 | 0 | 0
load_220335223 |  | node_1401708_514_15318059_121 |  | BN | 0 | NonResidential | 0 | 7000+2981.988j | 0 | 0 | 0 | 0 | [24 empty] | 8101701 | no | no |  |  | no |  | 0 | 0 | 0 | 0 | 0 | 0 |  | 1 | 1 | 1 | 0 | 0 | 0
load_220335224 |  | node_1401694_937_15318031_198 |  | CN | 0 | NonResidential | 0 | 0 | 7000+2981.988j | 0 | 0 | 0 | [24 empty] | 8101701 | no | no |  |  | no |  | 0 | 0 | 0 | 0 | 0 | 0 |  | 1 | 1 | 1 | 0 | 0 | 0
load_220335228 |  | node_1402932_945_15318082_465 |  | AN | 0 | NonResidential | 2505.6+1067.381j | 0 | 0 | 0 | 0 | 0 | [24 empty] | 8101701 | no | no |  |  | no |  | 0 | 0 | 0 | 0 | 0 | 0 |  | 1 | 1 | 1 | 0 | 0 | 0
load_220335229 |  | node_1403035_959_15318823_666 |  | AN | 0 | Residential | 88891.2+37867.493j | 0 | 0 | 0 | 0 | 0 | [24 empty] | 8101701 | no | no |  |  | no |  | 0 | 0 | 0 | 0 | 0 | 0 |  | 1 | 1 | 1 | 0 | 0 | 0
load_220335230 |  | node_1402828_056_15318916_406 |  | AN | 0 | Residential | 9928.8+4229.651j | 0 | 0 | 0 | 0 | 0 | [24 empty] | 8101701 | no | no |  |  | no |  | 0 | 0 | 0 | 0 | 0 | 0 |  | 1 | 1 | 1 | 0 | 0 | 0
load_220335231 |  | node_1402595_249_15319288_1 |  | AN | 0 | NonResidential | 8666.667+3691.985j | 0 | 0 | 0 | 0 | 0 | [24 empty] | 8101701 | no | no |  |  | no |  | 0 | 0 | 0 | 0 | 0 | 0 |  | 1 | 1 | 1 | 0 | 0 | 0
load_220335232 |  | node_1402582_892_15319267_185 |  | BN | 0 | NonResidential | 0 | 8666.667+3691.985j | 0 | 0 | 0 | 0 | [24 empty] | 8101701 | no | no |  |  | no |  | 0 | 0 | 0 | 0 | 0 | 0 |  | 1 | 1 | 1 | 0 | 0 | 0
load_220335233 |  | node_1402611_192_15319304_035 |  | CN | 0 | NonResidential | 0 | 0 | 8666.667+3691.985j | 0 | 0 | 0 | [24 empty] | 8101701 | no | no |  |  | no |  | 0 | 0 | 0 | 0 | 0 | 0 |  | 1 | 1 | 1 | 0 | 0 | 0
load_220335234 |  | node_1403035_596_15319389_406 |  | AN | 0 | Residential | 120355.2+51271.101j | 0 | 0 | 0 | 0 | 0 | [24 empty] | 8101701 | no | no |  |  | no |  | 0 | 0 | 0 | 0 | 0 | 0 |  | 1 | 1 | 1 | 0 | 0 | 0
load_220335235 |  | node_1402726_25_15319444_458 |  | AN | 0 | NonResidential | 0 | 0 | 0 | 0 | 0 | 0 | [24 empty] | 8101701 | no | no |  |  | no |  | 0 | 0 | 0 | 0 | 0 | 0 |  | 1 | 1 | 1 | 0 | 0 | 0
load_220335236 |  | node_1403794_926_15317305_568 |  | AN | 0 | Other | 0 | 0 | 0 | 0 | 0 | 0 | [24 empty] | 8101701 | no | no |  |  | no |  | 0 | 0 | 0 | 0 | 0 | 0 |  | 1 | 1 | 1 | 0 | 0 | 0
load_220335237 |  | node_1403798_667_15317455_29 |  | AN | 0 | NonResidential | 2500+1064.996j | 0 | 0 | 0 | 0 | 0 | [24 empty] | 8101701 | no | no |  |  | no |  | 0 | 0 | 0 | 0 | 0 | 0 |  | 1 | 1 | 1 | 0 | 0 | 0
load_220335238 |  | node_1403796_736_15317428_773 |  | AN | 0 | NonResidential | 2500+1064.996j | 0 | 0 | 0 | 0 | 0 | [24 empty] | 8101701 | no | no |  |  | no |  | 0 | 0 | 0 | 0 | 0 | 0 |  | 1 | 1 | 1 | 0 | 0 | 0
load_220335239 |  | node_1403404_51_15317832_589 |  | AN | 0 | NonResidential | 5666.667+2413.99j | 0 | 0 | 0 | 0 | 0 | [24 empty] | 8101701 | no | no |  |  | no |  | 0 | 0 | 0 | 0 | 0 | 0 |  | 1 | 1 | 1 | 0 | 0 | 0
load_220335240 |  | node_1403384_843_15317829_23 |  | BN | 0 | NonResidential | 0 | 5666.667+2413.99j | 0 | 0 | 0 | 0 | [24 empty] | 8101701 | no | no |  |  | no |  | 0 | 0 | 0 | 0 | 0 | 0 |  | 1 | 1 | 1 | 0 | 0 | 0
load_220335241 |  | node_1403424_122_15317828_997 |  | CN | 0 | NonResidential | 0 | 0 | 5666.667+2413.99j | 0 | 0 | 0 | [24 empty] | 8101701 | no | no |  |  | no |  | 0 | 0 | 0 | 0 | 0 | 0 |  | 1 | 1 | 1 | 0 | 0 | 0
load_220335300 |  | node_1405295_415_15318354_734 |  | AN | 0 | Residential | 56872.8+24227.711j | 0 | 0 | 0 | 0 | 0 | [24 empty] | 8101701 | no | no |  |  | no |  | 0 | 0 | 0 | 0 | 0 | 0 |  | 1 | 1 | 1 | 0 | 0 | 0
load_220335410 |  | node_1409781_959_15316454_366 |  | AN | 0 | Residential | 31464+13403.608j | 0 | 0 | 0 | 0 | 0 | [24 empty] | 8101701 | no | no |  |  | no |  | 0 | 0 | 0 | 0 | 0 | 0 |  | 1 | 1 | 1 | 0 | 0 | 0
load_220335411 |  | node_1409816_84_15316047_331 |  | AN | 0 | Residential | 75117.6+31999.964j | 0 | 0 | 0 | 0 | 0 | [24 empty] | 8101701 | no | no |  |  | no |  | 0 | 0 | 0 | 0 | 0 | 0 |  | 1 | 1 | 1 | 0 | 0 | 0
load_220335412 |  | node_1409833_66_15315247_398 |  | AN | 0 | Residential | 88761.6+37812.283j | 0 | 0 | 0 | 0 | 0 | [24 empty] | 8101701 | no | no |  |  | no |  | 0 | 0 | 0 | 0 | 0 | 0 |  | 1 | 1 | 1 | 0 | 0 | 0
load_220335413 |  | node_1410129_631_15316314_986 |  | AN | 0 | Residential | 58089.6+24746.066j | 0 | 0 | 0 | 0 | 0 | [24 empty] | 8101701 | no | no |  |  | no |  | 0 | 0 | 0 | 0 | 0 | 0 |  | 1 | 1 | 1 | 0 | 0 | 0
load_220335414 |  | node_1410178_84_15315586_102 |  | AN | 0 | Residential | 49716+21178.927j | 0 | 0 | 0 | 0 | 0 | [24 empty] | 8101701 | no | no |  |  | no |  | 0 | 0 | 0 | 0 | 0 | 0 |  | 1 | 1 | 1 | 0 | 0 | 0
load_220335415 |  | node_1410502_623_15316366_3 |  | AN | 0 | Residential | 36180+15412.615j | 0 | 0 | 0 | 0 | 0 | [24 empty] | 8101701 | no | no |  |  | no |  | 0 | 0 | 0 | 0 | 0 | 0 |  | 1 | 1 | 1 | 0 | 0 | 0
load_220335416 |  | node_1410514_375_15315900_942 |  | AN | 0 | Residential | 39074.4+16645.625j | 0 | 0 | 0 | 0 | 0 | [24 empty] | 8101701 | no | no |  |  | no |  | 0 | 0 | 0 | 0 | 0 | 0 |  | 1 | 1 | 1 | 0 | 0 | 0
load_220335417 |  | node_1410489_719_15315613_11 |  | AN | 0 | Residential | 39268.8+16728.439j | 0 | 0 | 0 | 0 | 0 | [24 empty] | 8101701 | no | no |  |  | no |  | 0 | 0 | 0 | 0 | 0 | 0 |  | 1 | 1 | 1 | 0 | 0 | 0
load_220335418 |  | node_1410606_325_15315537_56 |  | AN | 0 | Residential | 2505.6+1067.381j | 0 | 0 | 0 | 0 | 0 | [24 empty] | 8101701 | no | no |  |  | no |  | 0 | 0 | 0 | 0 | 0 | 0 |  | 1 | 1 | 1 | 0 | 0 | 0
load_220335419 |  | node_1408278_597_15318937_437 |  | AN | 0 | Residential | 16934.4+7214.024j | 0 | 0 | 0 | 0 | 0 | [24 empty] | 8101701 | no | no |  |  | no |  | 0 | 0 | 0 | 0 | 0 | 0 |  | 1 | 1 | 1 | 0 | 0 | 0
load_220335420 |  | node_1408282_912_15319489_356 |  | AN | 0 | NonResidential | 7500+3194.987j | 0 | 0 | 0 | 0 | 0 | [24 empty] | 8101701 | no | no |  |  | no |  | 0 | 0 | 0 | 0 | 0 | 0 |  | 1 | 1 | 1 | 0 | 0 | 0
load_220335421 |  | node_1408276_323_15319464_192 |  | AN | 0 | NonResidential | 7500+3194.987j | 0 | 0 | 0 | 0 | 0 | [24 empty] | 8101701 | no | no |  |  | no |  | 0 | 0 | 0 | 0 | 0 | 0 |  | 1 | 1 | 1 | 0 | 0 | 0
load_220335422 |  | node_1408483_855_15319570_09 |  | AN | 0 | Residential | 21211.2+9035.933j | 0 | 0 | 0 | 0 | 0 | [24 empty] | 8101701 | no | no |  |  | no |  | 0 | 0 | 0 | 0 | 0 | 0 |  | 1 | 1 | 1 | 0 | 0 | 0
load_220335423 |  | node_1408449_41_15319298_307 |  | AN | 0 | Residential | 15091.2+6428.824j | 0 | 0 | 0 | 0 | 0 | [24 empty] | 8101701 | no | no |  |  | no |  | 0 | 0 | 0 | 0 | 0 | 0 |  | 1 | 1 | 1 | 0 | 0 | 0
load_220335424 |  | node_1408667_812_15319849_167 |  | AN | 0 | Residential | 28159.2+11995.769j | 0 | 0 | 0 | 0 | 0 | [24 empty] | 8101701 | no | no |  |  | no |  | 0 | 0 | 0 | 0 | 0 | 0 |  | 1 | 1 | 1 | 0 | 0 | 0
load_220335426 |  | node_1408303_372_15317280_904 |  | AN | 0 | Residential | 67132.8+28598.453j | 0 | 0 | 0 | 0 | 0 | [24 empty] | 8101701 | no | no |  |  | no |  | 0 | 0 | 0 | 0 | 0 | 0 |  | 1 | 1 | 1 | 0 | 0 | 0
load_220335427 |  | node_1408753_41_15317210_432 |  | AN | 0 | Residential | 76370.4+32533.654j | 0 | 0 | 0 | 0 | 0 | [24 empty] | 8101701 | no | no |  |  | no |  | 0 | 0 | 0 | 0 | 0 | 0 |  | 1 | 1 | 1 | 0 | 0 | 0
load_220335429 |  | node_1408917_627_15320817_953 |  | AN | 0 | Residential | 7984.8+3401.511j | 0 | 0 | 0 | 0 | 0 | [24 empty] | 8101701 | no | no |  |  | no |  | 0 | 0 | 0 | 0 | 0 | 0 |  | 1 | 1 | 1 | 0 | 0 | 0
load_220335430 |  | node_1409119_989_15321040_51 |  | AN | 0 | Residential | 5788.8+2466.018j | 0 | 0 | 0 | 0 | 0 | [24 empty] | 8101701 | no | no |  |  | no |  | 0 | 0 | 0 | 0 | 0 | 0 |  | 1 | 1 | 1 | 0 | 0 | 0
load_220335432 |  | node_1408297_367_15317694_488 |  | AN | 0 | Residential | 51660+22007.068j | 0 | 0 | 0 | 0 | 0 | [24 empty] | 8101701 | no | no |  |  | no |  | 0 | 0 | 0 | 0 | 0 | 0 |  | 1 | 1 | 1 | 0 | 0 | 0
load_220335433 |  | node_1408317_757_15318085_495 |  | AN | 0 | Residential | 39852+16976.881j | 0 | 0 | 0 | 0 | 0 | [24 empty] | 8101701 | no | no |  |  | no |  | 0 | 0 | 0 | 0 | 0 | 0 |  | 1 | 1 | 1 | 0 | 0 | 0
load_220335434 |  | node_1408232_545_15318533_612 |  | AN | 0 | Residential | 40543.2+17271.331j | 0 | 0 | 0 | 0 | 0 | [24 empty] | 8101701 | no | no |  |  | no |  | 0 | 0 | 0 | 0 | 0 | 0 |  | 1 | 1 | 1 | 0 | 0 | 0
load_220335579 |  | node_1408221_847_15315796_487 |  | AN | 0 | Residential | 20829.6+8873.372j | 0 | 0 | 0 | 0 | 0 | [24 empty] | 8101701 | no | no |  |  | no |  | 0 | 0 | 0 | 0 | 0 | 0 |  | 1 | 1 | 1 | 0 | 0 | 0
load_220335580 |  | node_1408837_59_15315628_509 |  | AN | 0 | Residential | 43545.6+18550.348j | 0 | 0 | 0 | 0 | 0 | [24 empty] | 8101701 | no | no |  |  | no |  | 0 | 0 | 0 | 0 | 0 | 0 |  | 1 | 1 | 1 | 0 | 0 | 0
load_220335581 |  | node_1409418_541_15315566_095 |  | AN | 0 | Residential | 60163.2+25629.416j | 0 | 0 | 0 | 0 | 0 | [24 empty] | 8101701 | no | no |  |  | no |  | 0 | 0 | 0 | 0 | 0 | 0 |  | 1 | 1 | 1 | 0 | 0 | 0
load_220335582 |  | node_1408127_687_15316524_316 |  | AN | 0 | Residential | 49881.6+21249.473j | 0 | 0 | 0 | 0 | 0 | [24 empty] | 8101701 | no | no |  |  | no |  | 0 | 0 | 0 | 0 | 0 | 0 |  | 1 | 1 | 1 | 0 | 0 | 0
load_220335583 |  | node_1407843_008_15316428_275 |  | AN | 0 | Residential | 65059.2+27715.103j | 0 | 0 | 0 | 0 | 0 | [24 empty] | 8101701 | no | no |  |  | no |  | 0 | 0 | 0 | 0 | 0 | 0 |  | 1 | 1 | 1 | 0 | 0 | 0
load_220335584 |  | node_1407907_355_15316068_657 |  | AN | 0 | Residential | 36770.4+15664.125j | 0 | 0 | 0 | 0 | 0 | [24 empty] | 8101701 | no | no |  |  | no |  | 0 | 0 | 0 | 0 | 0 | 0 |  | 1 | 1 | 1 | 0 | 0 | 0
load_220335585 |  | node_1407887_588_15317600_734 |  | AN | 0 | Residential | 130377.6+55540.625j | 0 | 0 | 0 | 0 | 0 | [24 empty] | 8101701 | no | no |  |  | no |  | 0 | 0 | 0 | 0 | 0 | 0 |  | 1 | 1 | 1 | 0 | 0 | 0
load_220335586 |  | node_1407702_857_15318790_442 |  | AN | 0 | Residential | 138031.2+58801.045j | 0 | 0 | 0 | 0 | 0 | [24 empty] | 8101701 | no | no |  |  | no |  | 0 | 0 | 0 | 0 | 0 | 0 |  | 1 | 1 | 1 | 0 | 0 | 0
load_220335693 |  | node_1407012_416_15318604_354 |  | AN | 0 | Residential | 65772+28018.755j | 0 | 0 | 0 | 0 | 0 | [24 empty] | 8101701 | no | no |  |  | no |  | 0 | 0 | 0 | 0 | 0 | 0 |  | 1 | 1 | 1 | 0 | 0 | 0
load_220335694 |  | node_1407390_475_15318742_051 |  | AN | 0 | Residential | 62323.2+26549.572j | 0 | 0 | 0 | 0 | 0 | [24 empty] | 8101701 | no | no |  |  | no |  | 0 | 0 | 0 | 0 | 0 | 0 |  | 1 | 1 | 1 | 0 | 0 | 0
load_220335695 |  | node_1407418_989_15318215_984 |  | AN | 0 | Residential | 93960+40026.792j | 0 | 0 | 0 | 0 | 0 | [24 empty] | 8101701 | no | no |  |  | no |  | 0 | 0 | 0 | 0 | 0 | 0 |  | 1 | 1 | 1 | 0 | 0 | 0
load_220335696 |  | node_1407459_831_15317466_822 |  | AN | 0 | Residential | 80280+34199.137j | 0 | 0 | 0 | 0 | 0 | [24 empty] | 8101701 | no | no |  |  | no |  | 0 | 0 | 0 | 0 | 0 | 0 |  | 1 | 1 | 1 | 0 | 0 | 0
load_220335697 |  | node_1407085_329_15317448_295 |  | AN | 0 | Residential | 63878.4+27212.084j | 0 | 0 | 0 | 0 | 0 | [24 empty] | 8101701 | no | no |  |  | no |  | 0 | 0 | 0 | 0 | 0 | 0 |  | 1 | 1 | 1 | 0 | 0 | 0
load_220335698 |  | node_1407025_561_15318070_658 |  | AN | 0 | Residential | 94485.6+40250.697j | 0 | 0 | 0 | 0 | 0 | [24 empty] | 8101701 | no | no |  |  | no |  | 0 | 0 | 0 | 0 | 0 | 0 |  | 1 | 1 | 1 | 0 | 0 | 0
load_220335706 |  | node_1407394_657_15316270_066 |  | AN | 0 | Residential | 25156.8+10716.752j | 0 | 0 | 0 | 0 | 0 | [24 empty] | 8101701 | no | no |  |  | no |  | 0 | 0 | 0 | 0 | 0 | 0 |  | 1 | 1 | 1 | 0 | 0 | 0
load_220335707 |  | node_1407675_754_15316167_744 |  | AN | 0 | Residential | 40320+17176.248j | 0 | 0 | 0 | 0 | 0 | [24 empty] | 8101701 | no | no |  |  | no |  | 0 | 0 | 0 | 0 | 0 | 0 |  | 1 | 1 | 1 | 0 | 0 | 0
load_220335708 |  | node_1406776_948_15316524_487 |  | AN | 0 | Residential | 98395.2+41916.18j | 0 | 0 | 0 | 0 | 0 | [24 empty] | 8101701 | no | no |  |  | no |  | 0 | 0 | 0 | 0 | 0 | 0 |  | 1 | 1 | 1 | 0 | 0 | 0
load_220335741 |  | node_1406457_105_15316750_256 |  | AN | 0 | Residential | 76572+32619.535j | 0 | 0 | 0 | 0 | 0 | [24 empty] | 8101701 | no | no |  |  | no |  | 0 | 0 | 0 | 0 | 0 | 0 |  | 1 | 1 | 1 | 0 | 0 | 0
load_220335749 |  | node_1407072_448_15316767_993 |  | AN | 0 | Residential | 51271.2+21841.44j | 0 | 0 | 0 | 0 | 0 | [24 empty] | 8101701 | no | no |  |  | no |  | 0 | 0 | 0 | 0 | 0 | 0 |  | 1 | 1 | 1 | 0 | 0 | 0
load_220335765 |  | node_1408544_176_15316018_416 |  | AN | 0 | Residential | 75153.6+32015.3j | 0 | 0 | 0 | 0 | 0 | [24 empty] | 8101701 | no | no |  |  | no |  | 0 | 0 | 0 | 0 | 0 | 0 |  | 1 | 1 | 1 | 0 | 0 | 0
load_220335766 |  | node_1408926_483_15316552_202 |  | AN | 0 | Residential | 7502.4+3196.009j | 0 | 0 | 0 | 0 | 0 | [24 empty] | 8101701 | no | no |  |  | no |  | 0 | 0 | 0 | 0 | 0 | 0 |  | 1 | 1 | 1 | 0 | 0 | 0
load_220335767 |  | node_1409110_631_15316342_729 |  | AN | 0 | Residential | 35172+14983.209j | 0 | 0 | 0 | 0 | 0 | [24 empty] | 8101701 | no | no |  |  | no |  | 0 | 0 | 0 | 0 | 0 | 0 |  | 1 | 1 | 1 | 0 | 0 | 0
load_220335776 |  | node_1408839_837_15316174_978 |  | AN | 0 | Residential | 52070.4+22181.898j | 0 | 0 | 0 | 0 | 0 | [24 empty] | 8101701 | no | no |  |  | no |  | 0 | 0 | 0 | 0 | 0 | 0 |  | 1 | 1 | 1 | 0 | 0 | 0
load_220335789 |  | node_1408615_957_15317667_259 |  | AN | 0 | Residential | 60566.4+25801.178j | 0 | 0 | 0 | 0 | 0 | [24 empty] | 8101701 | no | no |  |  | no |  | 0 | 0 | 0 | 0 | 0 | 0 |  | 1 | 1 | 1 | 0 | 0 | 0
load_220335793 |  | node_1406679_394_15318543_762 |  | AN | 0 | Residential | 59882.4+25509.796j | 0 | 0 | 0 | 0 | 0 | [24 empty] | 8101701 | no | no |  |  | no |  | 0 | 0 | 0 | 0 | 0 | 0 |  | 1 | 1 | 1 | 0 | 0 | 0
load_220335794 |  | node_1406674_502_15318768_352 |  | AN | 0 | Residential | 22802.4+9713.782j | 0 | 0 | 0 | 0 | 0 | [24 empty] | 8101701 | no | no |  |  | no |  | 0 | 0 | 0 | 0 | 0 | 0 |  | 1 | 1 | 1 | 0 | 0 | 0
load_220335795 |  | node_1406975_038_15318810_214 |  | AN | 0 | Residential | 21261.6+9057.404j | 0 | 0 | 0 | 0 | 0 | [24 empty] | 8101701 | no | no |  |  | no |  | 0 | 0 | 0 | 0 | 0 | 0 |  | 1 | 1 | 1 | 0 | 0 | 0
load_220335796 |  | node_1406734_197_15317678_854 |  | AN | 0 | Residential | 70581.6+30067.636j | 0 | 0 | 0 | 0 | 0 | [24 empty] | 8101701 | no | no |  |  | no |  | 0 | 0 | 0 | 0 | 0 | 0 |  | 1 | 1 | 1 | 0 | 0 | 0
load_220335797 |  | node_1406642_861_15318119_336 |  | AN | 0 | NonResidential | 6000+2555.989j | 0 | 0 | 0 | 0 | 0 | [24 empty] | 8101701 | no | no |  |  | no |  | 0 | 0 | 0 | 0 | 0 | 0 |  | 1 | 1 | 1 | 0 | 0 | 0
load_220335800 |  | node_1407510_098_15316416_511 |  | AN | 0 | Residential | 35848.8+15271.525j | 0 | 0 | 0 | 0 | 0 | [24 empty] | 8101701 | no | no |  |  | no |  | 0 | 0 | 0 | 0 | 0 | 0 |  | 1 | 1 | 1 | 0 | 0 | 0
load_220335805 |  | node_1406379_962_15317639_588 |  | AN | 0 | Residential | 87876+37435.019j | 0 | 0 | 0 | 0 | 0 | [24 empty] | 8101701 | no | no |  |  | no |  | 0 | 0 | 0 | 0 | 0 | 0 |  | 1 | 1 | 1 | 0 | 0 | 0
load_220335806 |  | node_1406410_461_15318251_493 |  | AN | 0 | Residential | 57772.8+24611.11j | 0 | 0 | 0 | 0 | 0 | [24 empty] | 8101701 | no | no |  |  | no |  | 0 | 0 | 0 | 0 | 0 | 0 |  | 1 | 1 | 1 | 0 | 0 | 0
load_220335811 |  | node_1409430_856_15316060_17 |  | AN | 0 | Residential | 62625.6+26678.394j | 0 | 0 | 0 | 0 | 0 | [24 empty] | 8101701 | no | no |  |  | no |  | 0 | 0 | 0 | 0 | 0 | 0 |  | 1 | 1 | 1 | 0 | 0 | 0
load_220335847 |  | node_1405497_151_15317514_957 |  | AN | 0 | Residential | 2030.4+864.947j | 0 | 0 | 0 | 0 | 0 | [24 empty] | 8101701 | no | no |  |  | no |  | 0 | 0 | 0 | 0 | 0 | 0 |  | 1 | 1 | 1 | 0 | 0 | 0
load_220335848 |  | node_1405656_843_15317609_21 |  | AN | 0 | Residential | 10562.4+4499.564j | 0 | 0 | 0 | 0 | 0 | [24 empty] | 8101701 | no | no |  |  | no |  | 0 | 0 | 0 | 0 | 0 | 0 |  | 1 | 1 | 1 | 0 | 0 | 0
load_220335851 |  | node_1405840_807_15318097_878 |  | AN | 0 | Residential | 68788.8+29303.906j | 0 | 0 | 0 | 0 | 0 | [24 empty] | 8101701 | no | no |  |  | no |  | 0 | 0 | 0 | 0 | 0 | 0 |  | 1 | 1 | 1 | 0 | 0 | 0
load_220335852 |  | node_1405764_627_15318475_198 |  | AN | 0 | Residential | 50032.8+21313.884j | 0 | 0 | 0 | 0 | 0 | [24 empty] | 8101701 | no | no |  |  | no |  | 0 | 0 | 0 | 0 | 0 | 0 |  | 1 | 1 | 1 | 0 | 0 | 0
load_220335877 |  | node_1407293_291_15319120_366 |  | AN | 0 | Residential | 25286.4+10771.961j | 0 | 0 | 0 | 0 | 0 | [24 empty] | 8101701 | no | no |  |  | no |  | 0 | 0 | 0 | 0 | 0 | 0 |  | 1 | 1 | 1 | 0 | 0 | 0
load_220335878 |  | node_1407637_443_15319079_281 |  | AN | 0 | Residential | 6019.2+2564.168j | 0 | 0 | 0 | 0 | 0 | [24 empty] | 8101701 | no | no |  |  | no |  | 0 | 0 | 0 | 0 | 0 | 0 |  | 1 | 1 | 1 | 0 | 0 | 0
load_220335879 |  | node_1407053_521_15319116_761 |  | AN | 0 | Residential | 11383.2+4849.223j | 0 | 0 | 0 | 0 | 0 | [24 empty] | 8101701 | no | no |  |  | no |  | 0 | 0 | 0 | 0 | 0 | 0 |  | 1 | 1 | 1 | 0 | 0 | 0
load_220335880 |  | node_1406773_173_15319116_932 |  | AN | 0 | Residential | 6415.2+2732.864j | 0 | 0 | 0 | 0 | 0 | [24 empty] | 8101701 | no | no |  |  | no |  | 0 | 0 | 0 | 0 | 0 | 0 |  | 1 | 1 | 1 | 0 | 0 | 0
load_220335944 |  | node_1408978_354_15317264_473 |  | AN | 0 | Residential | 68385.6+29132.144j | 0 | 0 | 0 | 0 | 0 | [24 empty] | 8101701 | no | no |  |  | no |  | 0 | 0 | 0 | 0 | 0 | 0 |  | 1 | 1 | 1 | 0 | 0 | 0
load_220335945 |  | node_1409035_944_15317427_374 |  | AN | 0 | Residential | 20570.4+8762.954j | 0 | 0 | 0 | 0 | 0 | [24 empty] | 8101701 | no | no |  |  | no |  | 0 | 0 | 0 | 0 | 0 | 0 |  | 1 | 1 | 1 | 0 | 0 | 0
load_220335946 |  | node_1409026_968_15317610_876 |  | AN | 0 | Residential | 28634.4+12198.203j | 0 | 0 | 0 | 0 | 0 | [24 empty] | 8101701 | no | no |  |  | no |  | 0 | 0 | 0 | 0 | 0 | 0 |  | 1 | 1 | 1 | 0 | 0 | 0
load_220335947 |  | node_1409018_445_15317804_237 |  | AN | 0 | Residential | 56397.6+24025.277j | 0 | 0 | 0 | 0 | 0 | [24 empty] | 8101701 | no | no |  |  | no |  | 0 | 0 | 0 | 0 | 0 | 0 |  | 1 | 1 | 1 | 0 | 0 | 0
load_220335948 |  | node_1409011_402_15318294_235 |  | AN | 0 | Residential | 10339.2+4404.481j | 0 | 0 | 0 | 0 | 0 | [24 empty] | 8101701 | no | no |  |  | no |  | 0 | 0 | 0 | 0 | 0 | 0 |  | 1 | 1 | 1 | 0 | 0 | 0
load_220335959 |  | node_1402661_367_15318293_682 |  | AN | 0 | Residential | 70416+29997.09j | 0 | 0 | 0 | 0 | 0 | [24 empty] | 8101701 | no | no |  |  | no |  | 0 | 0 | 0 | 0 | 0 | 0 |  | 1 | 1 | 1 | 0 | 0 | 0
load_220335960 |  | node_1402786_268_15318643_91 |  | AN | 0 | Residential | 23652+10075.71j | 0 | 0 | 0 | 0 | 0 | [24 empty] | 8101701 | no | no |  |  | no |  | 0 | 0 | 0 | 0 | 0 | 0 |  | 1 | 1 | 1 | 0 | 0 | 0
load_220335966 |  | node_1409355_29_15317400_893 |  | AN | 0 | Residential | 64605.6+27521.87j | 0 | 0 | 0 | 0 | 0 | [24 empty] | 8101701 | no | no |  |  | no |  | 0 | 0 | 0 | 0 | 0 | 0 |  | 1 | 1 | 1 | 0 | 0 | 0
load_220335967 |  | node_1409481_858_15317581_076 |  | AN | 0 | Residential | 19159.2+8161.785j | 0 | 0 | 0 | 0 | 0 | [24 empty] | 8101701 | no | no |  |  | no |  | 0 | 0 | 0 | 0 | 0 | 0 |  | 1 | 1 | 1 | 0 | 0 | 0
load_220335968 |  | node_1409327_475_15317948_032 |  | AN | 0 | Residential | 33019.2+14066.12j | 0 | 0 | 0 | 0 | 0 | [24 empty] | 8101701 | no | no |  |  | no |  | 0 | 0 | 0 | 0 | 0 | 0 |  | 1 | 1 | 1 | 0 | 0 | 0
load_220336026 |  | node_1401132_65_15318319_75 |  | AN | 0 | NonResidential | 2000+851.996j | 0 | 0 | 0 | 0 | 0 | [24 empty] | 8101701 | no | no |  |  | no |  | 0 | 0 | 0 | 0 | 0 | 0 |  | 1 | 1 | 1 | 0 | 0 | 0
load_220336027 |  | node_1401139_591_15318344_747 |  | BN | 0 | NonResidential | 0 | 2000+851.996j | 0 | 0 | 0 | 0 | [24 empty] | 8101701 | no | no |  |  | no |  | 0 | 0 | 0 | 0 | 0 | 0 |  | 1 | 1 | 1 | 0 | 0 | 0
load_220336028 |  | node_1401121_143_15318297_979 |  | CN | 0 | NonResidential | 0 | 0 | 2000+851.996j | 0 | 0 | 0 | [24 empty] | 8101701 | no | no |  |  | no |  | 0 | 0 | 0 | 0 | 0 | 0 |  | 1 | 1 | 1 | 0 | 0 | 0
load_220336029 |  | node_1401364_032_15318685_37 |  | AN | 0 | NonResidential | 1333.333+567.997j | 0 | 0 | 0 | 0 | 0 | [24 empty] | 8101701 | no | no |  |  | no |  | 0 | 0 | 0 | 0 | 0 | 0 |  | 1 | 1 | 1 | 0 | 0 | 0
load_220336030 |  | node_1401350_26_15318666_115 |  | BN | 0 | NonResidential | 0 | 1333.333+567.997j | 0 | 0 | 0 | 0 | [24 empty] | 8101701 | no | no |  |  | no |  | 0 | 0 | 0 | 0 | 0 | 0 |  | 1 | 1 | 1 | 0 | 0 | 0
load_220336031 |  | node_1401381_02_15318699_208 |  | CN | 0 | NonResidential | 0 | 0 | 1333.333+567.997j | 0 | 0 | 0 | [24 empty] | 8101701 | no | no |  |  | no |  | 0 | 0 | 0 | 0 | 0 | 0 |  | 1 | 1 | 1 | 0 | 0 | 0
load_220336065 |  | node_1403167_604_15317608_806 |  | AN | 0 | NonResidential | 10000+4259.982j | 0 | 0 | 0 | 0 | 0 | [24 empty] | 8101701 | no | no |  |  | no |  | 0 | 0 | 0 | 0 | 0 | 0 |  | 1 | 1 | 1 | 0 | 0 | 0
load_220336066 |  | node_1403169_178_15317635_362 |  | AN | 0 | NonResidential | 10000+4259.982j | 0 | 0 | 0 | 0 | 0 | [24 empty] | 8101701 | no | no |  |  | no |  | 0 | 0 | 0 | 0 | 0 | 0 |  | 1 | 1 | 1 | 0 | 0 | 0
load_220339027 |  | node_1403674_893_15316412_295 |  | AN | 0 | NonResidential | 1814.4+772.931j | 0 | 0 | 0 | 0 | 0 | [24 empty] | 8101701 | no | no |  |  | no |  | 0 | 0 | 0 | 0 | 0 | 0 |  | 1 | 1 | 1 | 0 | 0 | 0
load_220423782 |  | node_1400906_375_15317854_464 |  | AN | 0 | Other | 0 | 0 | 0 | 0 | 0 | 0 | [24 empty] | 8101701 | no | no |  |  | no |  | 0 | 0 | 0 | 0 | 0 | 0 |  | 1 | 1 | 1 | 0 | 0 | 0
load_220430070 |  | node_1409913_909_15320405_592 |  | AN | 0 | Residential | 8373.6+3567.139j | 0 | 0 | 0 | 0 | 0 | [24 empty] | 8101701 | no | no |  |  | no |  | 0 | 0 | 0 | 0 | 0 | 0 |  | 1 | 1 | 1 | 0 | 0 | 0
load_220432724 |  | node_1411451_371_15321267_387 |  | AN | 0 | Residential | 24321.6+10360.958j | 0 | 0 | 0 | 0 | 0 | [24 empty] | 8101701 | no | no |  |  | no |  | 0 | 0 | 0 | 0 | 0 | 0 |  | 1 | 1 | 1 | 0 | 0 | 0
load_220440643 |  | node_1408259_213_15316167_33 |  | AN | 0 | Residential | 48398.4+20617.632j | 0 | 0 | 0 | 0 | 0 | [24 empty] | 8101701 | no | no |  |  | no |  | 0 | 0 | 0 | 0 | 0 | 0 |  | 1 | 1 | 1 | 0 | 0 | 0
load_220441964 |  | node_1405248_623_15316818_626 |  | AN | 0 | NonResidential | 93.6+39.873j | 0 | 0 | 0 | 0 | 0 | [24 empty] | 8101701 | no | no |  |  | no |  | 0 | 0 | 0 | 0 | 0 | 0 |  | 1 | 1 | 1 | 0 | 0 | 0
load_220457248 |  | node_1405745_659_15317760_411 |  | AN | 0 | Residential | 20433.6+8704.677j | 0 | 0 | 0 | 0 | 0 | [24 empty] | 8101701 | no | no |  |  | no |  | 0 | 0 | 0 | 0 | 0 | 0 |  | 1 | 1 | 1 | 0 | 0 | 0
load_220497437 |  | node_1401128_099_15317751_503 |  | AN | 0 | Other | 0 | 0 | 0 | 0 | 0 | 0 | [24 empty] | 8101701 | no | no |  |  | no |  | 0 | 0 | 0 | 0 | 0 | 0 |  | 1 | 1 | 1 | 0 | 0 | 0
load_220533793 |  | node_1408544_651_15321484_606 |  | AN | 0 | Residential | 169344+72140.242j | 0 | 0 | 0 | 0 | 0 | [24 empty] | 8101701 | no | no |  |  | no |  | 0 | 0 | 0 | 0 | 0 | 0 |  | 1 | 1 | 1 | 0 | 0 | 0
load_220533794 |  | node_1408041_706_15321464_327 |  | AN | 0 | Residential | 45230.4+19268.07j | 0 | 0 | 0 | 0 | 0 | [24 empty] | 8101701 | no | no |  |  | no |  | 0 | 0 | 0 | 0 | 0 | 0 |  | 1 | 1 | 1 | 0 | 0 | 0
load_220601333 |  | node_1402225_016_15317889_404 |  | AN | 0 | NonResidential | 23000+9797.959j | 0 | 0 | 0 | 0 | 0 | [24 empty] | 8101701 | no | no |  |  | no |  | 0 | 0 | 0 | 0 | 0 | 0 |  | 1 | 1 | 1 | 0 | 0 | 0
load_220604625 |  | node_1400886_407_15318238_595 |  | ABCN | 0 | NonResidential | 143333.333+61059.744j | 143333.333+61059.744j | 143333.333+61059.744j | 0 | 0 | 0 | [24 empty] | 8101701 | no | no |  |  | no |  | 0 | 0 | 0 | 0 | 0 | 0 |  | 1 | 1 | 1 | 0 | 0 | 0
load_220616458 |  | node_1409149_764_15315913_705 |  | AN | 0 | Residential | 112176+47786.776j | 0 | 0 | 0 | 0 | 0 | [24 empty] | 8101701 | no | no |  |  | no |  | 0 | 0 | 0 | 0 | 0 | 0 |  | 1 | 1 | 1 | 0 | 0 | 0
load_220647438 |  | node_1405917_001_15318483_911 |  | AN | 0 | Residential | 40492.8+17249.861j | 0 | 0 | 0 | 0 | 0 | [24 empty] | 8101701 | no | no |  |  | no |  | 0 | 0 | 0 | 0 | 0 | 0 |  | 1 | 1 | 1 | 0 | 0 | 0
load_310005494 |  | node_1407727_321_15318234_684 |  | AN | 0 | Residential | 64706.4+27564.811j | 0 | 0 | 0 | 0 | 0 | [24 empty] | 8101701 | no | no |  |  | no |  | 0 | 0 | 0 | 0 | 0 | 0 |  | 1 | 1 | 1 | 0 | 0 | 0
load_310005495 |  | node_1407945_79_15318180_493 |  | AN | 0 | Residential | 42300+18019.725j | 0 | 0 | 0 | 0 | 0 | [24 empty] | 8101701 | no | no |  |  | no |  | 0 | 0 | 0 | 0 | 0 | 0 |  | 1 | 1 | 1 | 0 | 0 | 0
load_310006832 |  | node_1408818_968_15320362_155 |  | AN | 0 | NonResidential | 1800+766.797j | 0 | 0 | 0 | 0 | 0 | [24 empty] | 8101701 | no | no |  |  | no |  | 0 | 0 | 0 | 0 | 0 | 0 |  | 1 | 1 | 1 | 0 | 0 | 0
load_310013924 |  | node_1404104_946_15317603_399 |  | AN | 0 | NonResidential | 280000+119279.501j | 0 | 0 | 0 | 0 | 0 | [24 empty] | 8101701 | no | no |  |  | no |  | 0 | 0 | 0 | 0 | 0 | 0 |  | 1 | 1 | 1 | 0 | 0 | 0
load_310060297 |  | node_1408714_165_15315824_044 |  | AN | 0 | Residential | 20196+8603.46j | 0 | 0 | 0 | 0 | 0 | [24 empty] | 8101701 | no | no |  |  | no |  | 0 | 0 | 0 | 0 | 0 | 0 |  | 1 | 1 | 1 | 0 | 0 | 0
load_311999286 |  | node_1400369_771_15317974_83 |  | AN | 0 | Other | 0 | 0 | 0 | 0 | 0 | 0 | [24 empty] | 8101701 | no | no |  |  | no |  | 0 | 0 | 0 | 0 | 0 | 0 |  | 1 | 1 | 1 | 0 | 0 | 0
load_311999288 |  | node_1400385_792_15317977_438 |  | BN | 0 | Other | 0 | 0 | 0 | 0 | 0 | 0 | [24 empty] | 8101701 | no | no |  |  | no |  | 0 | 0 | 0 | 0 | 0 | 0 |  | 1 | 1 | 1 | 0 | 0 | 0
load_311999290 |  | node_1400401_267_15317977_278 |  | CN | 0 | Other | 0 | 0 | 0 | 0 | 0 | 0 | [24 empty] | 8101701 | no | no |  |  | no |  | 0 | 0 | 0 | 0 | 0 | 0 |  | 1 | 1 | 1 | 0 | 0 | 0
load_312127958 |  | node_1406515_714_15319123_271 |  | AN | 0 | Other | 0 | 0 | 0 | 0 | 0 | 0 | [24 empty] | 8101701 | no | no |  |  | no |  | 0 | 0 | 0 | 0 | 0 | 0 |  | 1 | 1 | 1 | 0 | 0 | 0
load_312144452 |  | node_1405659_103_15317628_978 |  | AN | 0 | NonResidential | 10000+4259.982j | 0 | 0 | 0 | 0 | 0 | [24 empty] | 8101701 | no | no |  |  | no |  | 0 | 0 | 0 | 0 | 0 | 0 |  | 1 | 1 | 1 | 0 | 0 | 0

## node
data_type | static
owner_type | feeder
owner | 8101701
object | node
name | groupid | parent | bustype | phases | nominal_voltage | dcircuit | selected | monitored | monitored_fields | class_monitored_fields | played | played_fields | subsystem | x | y | comments | dist_to_slack
node_1400296_419_15317708_396 |  |  | PQ | ABCN | 2771.281 | 8101701 | no | no |  |  | no |  |  | 1400296.419 | 15317708.396 |  | -1
node_1400369_771_15317974_83 |  |  | PQ | ABCN | 2771.281 | 8101701 | no | no |  |  | no |  |  | 1400369.771 | 15317974.83 |  | -1
node_1400385_792_15317977_438 |  |  | PQ | ABCN | 2771.281 | 8101701 | no | no |  |  | no |  |  | 1400385.792 | 15317977.438 |  | -1
node_1400401_267_15317977_278 |  |  | PQ | ABCN | 2771.281 | 8101701 | no | no |  |  | no |  |  | 1400401.267 | 15317977.278 |  | -1
node_1400505_962_15317399_276 |  |  | PQ | AN | 2771.281 | 8101701 | no | no |  |  | no |  |  | 1400505.962 | 15317399.276 |  | -1
node_1400651_052_15317818_225 |  |  | PQ | ABCN | 2771.281 | 8101701 | no | no |  |  | no |  |  | 1400651.052 | 15317818.225 |  | -1
node_1400669_959_15317826_331 |  |  | PQ | ABCN | 2771.281 | 8101701 | no | no |  |  | no |  |  | 1400669.959 | 15317826.331 |  | -1
node_1400886_407_15318238_595 |  |  | PQ | ABCN | 2771.281 | 8101701 | no | no |  |  | no |  |  | 1400886.407 | 15318238.595 |  | -1
node_1400906_375_15317854_464 |  |  | PQ | ABCN | 2771.281 | 8101701 | no | no |  |  | no |  |  | 1400906.375 | 15317854.464 |  | -1
node_1400925_354_15317862_253 |  |  | PQ | ABCN | 2771.281 | 8101701 | no | no |  |  | no |  |  | 1400925.354 | 15317862.253 |  | -1
node_1401121_143_15318297_979 |  |  | PQ | ABCN | 2771.281 | 8101701 | no | no |  |  | no |  |  | 1401121.143 | 15318297.979 |  | -1
node_1401128_099_15317751_503 |  |  | PQ | ABCN | 2771.281 | 8101701 | no | no |  |  | no |  |  | 1401128.099 | 15317751.503 |  | -1
node_1401132_65_15318319_75 |  |  | PQ | ABCN | 2771.281 | 8101701 | no | no |  |  | no |  |  | 1401132.65 | 15318319.75 |  | -1
node_1401139_591_15318344_747 |  |  | PQ | ABCN | 2771.281 | 8101701 | no | no |  |  | no |  |  | 1401139.591 | 15318344.747 |  | -1
node_1401350_26_15318666_115 |  |  | PQ | ABCN | 2771.281 | 8101701 | no | no |  |  | no |  |  | 1401350.26 | 15318666.115 |  | -1
node_1401364_032_15318685_37 |  |  | PQ | ABCN | 2771.281 | 8101701 | no | no |  |  | no |  |  | 1401364.032 | 15318685.37 |  | -1
node_1401381_02_15318699_208 |  |  | PQ | ABCN | 2771.281 | 8101701 | no | no |  |  | no |  |  | 1401381.02 | 15318699.208 |  | -1
node_1401455_63_15317939_86 |  |  | PQ | ABCN | 2771.281 | 8101701 | no | no |  |  | no |  |  | 1401455.63 | 15317939.86 |  | -1
node_1401473_953_15317950_136 |  |  | PQ | ABCN | 2771.281 | 8101701 | no | no |  |  | no |  |  | 1401473.953 | 15317950.136 |  | -1
node_1401493_6_15317953_704 |  |  | PQ | ABCN | 2771.281 | 8101701 | no | no |  |  | no |  |  | 1401493.6 | 15317953.704 |  | -1
node_1401693_823_15317838_52 |  |  | PQ | ABCN | 2771.281 | 8101701 | no | no |  |  | no |  |  | 1401693.823 | 15317838.52 |  | -1
node_1401694_937_15318031_198 |  |  | PQ | ABCN | 2771.281 | 8101701 | no | no |  |  | no |  |  | 1401694.937 | 15318031.198 |  | -1
node_1401700_078_15318047_434 |  |  | PQ | ABCN | 2771.281 | 8101701 | no | no |  |  | no |  |  | 1401700.078 | 15318047.434 |  | -1
node_1401708_514_15318059_121 |  |  | PQ | ABCN | 2771.281 | 8101701 | no | no |  |  | no |  |  | 1401708.514 | 15318059.121 |  | -1
node_1401737_661_15317847_787 |  |  | PQ | ABCN | 2771.281 | 8101701 | no | no |  |  | no |  |  | 1401737.661 | 15317847.787 |  | -1
node_1402106_319_15318199_845 |  |  | PQ | ABCN | 2771.281 | 8101701 | no | no |  |  | no |  |  | 1402106.319 | 15318199.845 |  | -1
node_1402123_251_15318186_164 |  |  | PQ | ABCN | 2771.281 | 8101701 | no | no |  |  | no |  |  | 1402123.251 | 15318186.164 |  | -1
node_1402136_945_15318167_038 |  |  | PQ | ABCN | 2771.281 | 8101701 | no | no |  |  | no |  |  | 1402136.945 | 15318167.038 |  | -1
node_1402225_016_15317889_404 |  |  | PQ | ABCN | 2771.281 | 8101701 | no | no |  |  | no |  |  | 1402225.016 | 15317889.404 |  | -1
node_1402582_892_15319267_185 |  |  | PQ | ABCN | 2771.281 | 8101701 | no | no |  |  | no |  |  | 1402582.892 | 15319267.185 |  | -1
node_1402595_249_15319288_1 |  |  | PQ | ABCN | 2771.281 | 8101701 | no | no |  |  | no |  |  | 1402595.249 | 15319288.1 |  | -1
node_1402611_192_15319304_035 |  |  | PQ | ABCN | 2771.281 | 8101701 | no | no |  |  | no |  |  | 1402611.192 | 15319304.035 |  | -1
node_1402661_367_15318293_682 |  |  | PQ | AN | 2771.281 | 8101701 | no | no |  |  | no |  |  | 1402661.367 | 15318293.682 |  | -1
node_1402726_25_15319444_458 |  |  | PQ | AN | 2771.281 | 8101701 | no | no |  |  | no |  |  | 1402726.25 | 15319444.458 |  | -1
node_1402786_268_15318643_91 |  |  | PQ | AN | 2771.281 | 8101701 | no | no |  |  | no |  |  | 1402786.268 | 15318643.91 |  | -1
node_1402828_056_15318916_406 |  |  | PQ | ABCN | 2771.281 | 8101701 | no | no |  |  | no |  |  | 1402828.056 | 15318916.406 |  | -1
node_1402932_945_15318082_465 |  |  | PQ | ABCN | 2771.281 | 8101701 | no | no |  |  | no |  |  | 1402932.945 | 15318082.465 |  | -1
node_1403035_596_15319389_406 |  |  | PQ | ABCN | 2771.281 | 8101701 | no | no |  |  | no |  |  | 1403035.596 | 15319389.406 |  | -1
node_1403035_959_15318823_666 |  |  | PQ | ABCN | 2771.281 | 8101701 | no | no |  |  | no |  |  | 1403035.959 | 15318823.666 |  | -1
node_1403077_009_15317944_275 |  |  | PQ | ABCN | 2771.281 | 8101701 | no | no |  |  | no |  |  | 1403077.009 | 15317944.275 |  | -1
node_1403167_604_15317608_806 |  |  | PQ | ABCN | 2771.281 | 8101701 | no | no |  |  | no |  |  | 1403167.604 | 15317608.806 |  | -1
node_1403169_178_15317635_362 |  |  | PQ | ABCN | 2771.281 | 8101701 | no | no |  |  | no |  |  | 1403169.178 | 15317635.362 |  | -1
node_1403384_843_15317829_23 |  |  | PQ | ABCN | 2771.281 | 8101701 | no | no |  |  | no |  |  | 1403384.843 | 15317829.23 |  | -1
node_1403399_776_15317866_694 |  |  | PQ | ABCN | 2771.281 | 8101701 | no | no |  |  | no |  |  | 1403399.776 | 15317866.694 |  | -1
node_1403404_51_15317832_589 |  |  | PQ | ABCN | 2771.281 | 8101701 | no | no |  |  | no |  |  | 1403404.51 | 15317832.589 |  | -1
node_1403420_994_15318204_344 |  |  | PQ | ABCN | 2771.281 | 8101701 | no | no |  |  | no |  |  | 1403420.994 | 15318204.344 |  | -1
node_1403424_122_15317828_997 |  |  | PQ | ABCN | 2771.281 | 8101701 | no | no |  |  | no |  |  | 1403424.122 | 15317828.997 |  | -1
node_1403440_804_15318204_398 |  |  | PQ | ABCN | 2771.281 | 8101701 | no | no |  |  | no |  |  | 1403440.804 | 15318204.398 |  | -1
node_1403459_918_15318197_56 |  |  | PQ | ABCN | 2771.281 | 8101701 | no | no |  |  | no |  |  | 1403459.918 | 15318197.56 |  | -1
node_1403581_055_15318109_775 |  |  | PQ | AN | 2771.281 | 8101701 | no | no |  |  | no |  |  | 1403581.055 | 15318109.775 |  | -1
node_1403674_893_15316412_295 |  |  | PQ | ABCN | 2771.281 | 8101701 | no | no |  |  | no |  |  | 1403674.893 | 15316412.295 |  | -1
node_1403709_647_15317764_501 |  |  | PQ | ABCN | 2771.281 | 8101701 | no | no |  |  | no |  |  | 1403709.647 | 15317764.501 |  | -1
node_1403719_93_15318005_534 |  |  | PQ | ABCN | 2771.281 | 8101701 | no | no |  |  | no |  |  | 1403719.93 | 15318005.534 |  | -1
node_1403729_28_15317768_213 |  |  | PQ | ABCN | 2771.281 | 8101701 | no | no |  |  | no |  |  | 1403729.28 | 15317768.213 |  | -1
node_1403732_378_15318005_896 |  |  | PQ | ABCN | 2771.281 | 8101701 | no | no |  |  | no |  |  | 1403732.378 | 15318005.896 |  | -1
node_1403745_78_15317995_164 |  |  | PQ | ABCN | 2771.281 | 8101701 | no | no |  |  | no |  |  | 1403745.78 | 15317995.164 |  | -1
node_1403794_926_15317305_568 |  |  | PQ | ABCN | 2771.281 | 8101701 | no | no |  |  | no |  |  | 1403794.926 | 15317305.568 |  | -1
node_1403796_736_15317428_773 |  |  | PQ | ABCN | 2771.281 | 8101701 | no | no |  |  | no |  |  | 1403796.736 | 15317428.773 |  | -1
node_1403798_667_15317455_29 |  |  | PQ | ABCN | 2771.281 | 8101701 | no | no |  |  | no |  |  | 1403798.667 | 15317455.29 |  | -1
node_1404021_994_15317946_333 |  |  | PQ | ABCN | 2771.281 | 8101701 | no | no |  |  | no |  |  | 1404021.994 | 15317946.333 |  | -1
node_1404041_66_15317960_645 |  |  | PQ | ABCN | 2771.281 | 8101701 | no | no |  |  | no |  |  | 1404041.66 | 15317960.645 |  | -1
node_1404052_168_15317973_306 |  |  | PQ | ABCN | 2771.281 | 8101701 | no | no |  |  | no |  |  | 1404052.168 | 15317973.306 |  | -1
node_1404104_946_15317603_399 |  |  | PQ | ABCN | 2771.281 | 8101701 | no | no |  |  | no |  |  | 1404104.946 | 15317603.399 |  | -1
node_1404463_268_15317819_091 |  |  | PQ | ABCN | 2771.281 | 8101701 | no | no |  |  | no |  |  | 1404463.268 | 15317819.091 |  | -1
node_1405113_41_15317453_72 |  |  | PQ | ABCN | 2771.281 | 8101701 | no | no |  |  | no |  |  | 1405113.41 | 15317453.72 |  | -1
node_1405248_623_15316818_626 |  |  | PQ | AN | 2771.281 | 8101701 | no | no |  |  | no |  |  | 1405248.623 | 15316818.626 |  | -1
node_1405295_415_15318354_734 |  |  | PQ | AN | 2771.281 | 8101701 | no | no |  |  | no |  |  | 1405295.415 | 15318354.734 |  | -1
node_1405497_151_15317514_957 |  |  | PQ | ABCN | 2771.281 | 8101701 | no | no |  |  | no |  |  | 1405497.151 | 15317514.957 |  | -1
node_1405573_894_15317310_464 |  |  | PQ | ABCN | 2771.281 | 8101701 | no | no |  |  | no |  |  | 1405573.894 | 15317310.464 |  | -1
node_1405656_843_15317609_21 |  |  | PQ | ABCN | 2771.281 | 8101701 | no | no |  |  | no |  |  | 1405656.843 | 15317609.21 |  | -1
node_1405659_103_15317628_978 |  |  | PQ | ABCN | 2771.281 | 8101701 | no | no |  |  | no |  |  | 1405659.103 | 15317628.978 |  | -1
node_1405745_659_15317760_411 |  |  | PQ | ABCN | 2771.281 | 8101701 | no | no |  |  | no |  |  | 1405745.659 | 15317760.411 |  | -1
node_1405764_627_15318475_198 |  |  | PQ | AN | 2771.281 | 8101701 | no | no |  |  | no |  |  | 1405764.627 | 15318475.198 |  | -1
node_1405820_752_15317250_125 |  |  | PQ | ABCN | 2771.281 | 8101701 | no | no |  |  | no |  |  | 1405820.752 | 15317250.125 |  | -1
node_1405840_807_15318097_878 |  |  | PQ | AN | 2771.281 | 8101701 | no | no |  |  | no |  |  | 1405840.807 | 15318097.878 |  | -1
node_1405876_572_15316733_32 |  |  | PQ | ABCN | 2771.281 | 8101701 | no | no |  |  | no |  |  | 1405876.572 | 15316733.32 |  | -1
node_1405887_481_15316711_183 |  |  | PQ | ABCN | 2771.281 | 8101701 | no | no |  |  | no |  |  | 1405887.481 | 15316711.183 |  | -1
node_1405917_001_15318483_911 |  |  | PQ | AN | 2771.281 | 8101701 | no | no |  |  | no |  |  | 1405917.001 | 15318483.911 |  | -1
node_1406047_689_15317470_376 |  |  | PQ | ABCN | 2771.281 | 8101701 | no | no |  |  | no |  |  | 1406047.689 | 15317470.376 |  | -1
node_1406047_901_15317417_579 |  |  | PQ | ABCN | 2771.281 | 8101701 | no | no |  |  | no |  |  | 1406047.901 | 15317417.579 |  | -1
node_1406050_381_15317444_018 |  |  | PQ | ABCN | 2771.281 | 8101701 | no | no |  |  | no |  |  | 1406050.381 | 15317444.018 |  | -1
node_1406379_962_15317639_588 |  |  | PQ | AN | 2771.281 | 8101701 | no | no |  |  | no |  |  | 1406379.962 | 15317639.588 |  | -1
node_1406410_461_15318251_493 |  |  | PQ | AN | 2771.281 | 8101701 | no | no |  |  | no |  |  | 1406410.461 | 15318251.493 |  | -1
node_1406457_105_15316750_256 |  |  | PQ | AN | 2771.281 | 8101701 | no | no |  |  | no |  |  | 1406457.105 | 15316750.256 |  | -1
node_1406515_714_15319123_271 |  |  | PQ | AN | 2771.281 | 8101701 | no | no |  |  | no |  |  | 1406515.714 | 15319123.271 |  | -1
node_1406547_433_15317144_495 |  |  | PQ | ABCN | 2771.281 | 8101701 | no | no |  |  | no |  |  | 1406547.433 | 15317144.495 |  | -1
node_1406642_861_15318119_336 |  |  | PQ | AN | 2771.281 | 8101701 | no | no |  |  | no |  |  | 1406642.861 | 15318119.336 |  | -1
node_1406674_502_15318768_352 |  |  | PQ | AN | 2771.281 | 8101701 | no | no |  |  | no |  |  | 1406674.502 | 15318768.352 |  | -1
node_1406679_394_15318543_762 |  |  | PQ | AN | 2771.281 | 8101701 | no | no |  |  | no |  |  | 1406679.394 | 15318543.762 |  | -1
node_1406734_197_15317678_854 |  |  | PQ | AN | 2771.281 | 8101701 | no | no |  |  | no |  |  | 1406734.197 | 15317678.854 |  | -1
node_1406773_173_15319116_932 |  |  | PQ | AN | 2771.281 | 8101701 | no | no |  |  | no |  |  | 1406773.173 | 15319116.932 |  | -1
node_1406776_948_15316524_487 |  |  | PQ | AN | 2771.281 | 8101701 | no | no |  |  | no |  |  | 1406776.948 | 15316524.487 |  | -1
node_1406804_102_15317105_159 |  |  | PQ | ABCN | 2771.281 | 8101701 | no | no |  |  | no |  |  | 1406804.102 | 15317105.159 |  | -1
node_1406975_038_15318810_214 |  |  | PQ | AN | 2771.281 | 8101701 | no | no |  |  | no |  |  | 1406975.038 | 15318810.214 |  | -1
node_1407012_416_15318604_354 |  |  | PQ | AN | 2771.281 | 8101701 | no | no |  |  | no |  |  | 1407012.416 | 15318604.354 |  | -1
node_1407025_561_15318070_658 |  |  | PQ | AN | 2771.281 | 8101701 | no | no |  |  | no |  |  | 1407025.561 | 15318070.658 |  | -1
node_1407053_521_15319116_761 |  |  | PQ | AN | 2771.281 | 8101701 | no | no |  |  | no |  |  | 1407053.521 | 15319116.761 |  | -1
node_1407072_448_15316767_993 |  |  | PQ | AN | 2771.281 | 8101701 | no | no |  |  | no |  |  | 1407072.448 | 15316767.993 |  | -1
node_1407085_329_15317448_295 |  |  | PQ | AN | 2771.281 | 8101701 | no | no |  |  | no |  |  | 1407085.329 | 15317448.295 |  | -1
node_1407291_157_15316981_121 |  |  | PQ | ABCN | 2771.281 | 8101701 | no | no |  |  | no |  |  | 1407291.157 | 15316981.121 |  | -1
node_1407293_291_15319120_366 |  |  | PQ | AN | 2771.281 | 8101701 | no | no |  |  | no |  |  | 1407293.291 | 15319120.366 |  | -1
node_1407390_475_15318742_051 |  |  | PQ | AN | 2771.281 | 8101701 | no | no |  |  | no |  |  | 1407390.475 | 15318742.051 |  | -1
node_1407394_657_15316270_066 |  |  | PQ | ABCN | 2771.281 | 8101701 | no | no |  |  | no |  |  | 1407394.657 | 15316270.066 |  | -1
node_1407418_989_15318215_984 |  |  | PQ | AN | 2771.281 | 8101701 | no | no |  |  | no |  |  | 1407418.989 | 15318215.984 |  | -1
node_1407459_831_15317466_822 |  |  | PQ | AN | 2771.281 | 8101701 | no | no |  |  | no |  |  | 1407459.831 | 15317466.822 |  | -1
node_1407510_098_15316416_511 |  |  | PQ | ABCN | 2771.281 | 8101701 | no | no |  |  | no |  |  | 1407510.098 | 15316416.511 |  | -1
node_1407546_325_15321463_736 |  |  | PQ | AN | 7199.557 | 8101701 | no | no |  |  | no |  |  | 1407546.325 | 15321463.736 |  | -1
node_1407622_283_15321040_299 |  |  | PQ | AN | 7199.557 | 8101701 | no | no |  |  | no |  |  | 1407622.283 | 15321040.299 |  | -1
node_1407637_443_15319079_281 |  |  | PQ | AN | 2771.281 | 8101701 | no | no |  |  | no |  |  | 1407637.443 | 15319079.281 |  | -1
node_1407640_221_15316938_34 |  |  | PQ | ABCN | 2771.281 | 8101701 | no | no |  |  | no |  |  | 1407640.221 | 15316938.34 |  | -1
node_1407675_754_15316167_744 |  |  | PQ | ABCN | 2771.281 | 8101701 | no | no |  |  | no |  |  | 1407675.754 | 15316167.744 |  | -1
node_1407702_857_15318790_442 |  |  | PQ | AN | 2771.281 | 8101701 | no | no |  |  | no |  |  | 1407702.857 | 15318790.442 |  | -1
node_1407727_321_15318234_684 |  |  | PQ | AN | 2771.281 | 8101701 | no | no |  |  | no |  |  | 1407727.321 | 15318234.684 |  | -1
node_1407843_008_15316428_275 |  |  | PQ | AN | 2771.281 | 8101701 | no | no |  |  | no |  |  | 1407843.008 | 15316428.275 |  | -1
node_1407887_588_15317600_734 |  |  | PQ | AN | 2771.281 | 8101701 | no | no |  |  | no |  |  | 1407887.588 | 15317600.734 |  | -1
node_1407907_355_15316068_657 |  |  | PQ | ABCN | 2771.281 | 8101701 | no | no |  |  | no |  |  | 1407907.355 | 15316068.657 |  | -1
node_1407932_349_15320347_279 |  |  | PQ | AN | 7199.557 | 8101701 | no | no |  |  | no |  |  | 1407932.349 | 15320347.279 |  | -1
node_1407945_79_15318180_493 |  |  | PQ | AN | 2771.281 | 8101701 | no | no |  |  | no |  |  | 1407945.79 | 15318180.493 |  | -1
node_1408041_706_15321464_327 |  |  | PQ | AN | 7199.557 | 8101701 | no | no |  |  | no |  |  | 1408041.706 | 15321464.327 |  | -1
node_1408127_687_15316524_316 |  |  | PQ | AN | 2771.281 | 8101701 | no | no |  |  | no |  |  | 1408127.687 | 15316524.316 |  | -1
node_1408184_658_15316870_173 |  |  | PQ | ABCN | 2771.281 | 8101701 | no | no |  |  | no |  |  | 1408184.658 | 15316870.173 |  | -1
node_1408187_61_15321080_662 |  |  | PQ | AN | 7199.557 | 8101701 | no | no |  |  | no |  |  | 1408187.61 | 15321080.662 |  | -1
node_1408221_847_15315796_487 |  |  | PQ | ABCN | 2771.281 | 8101701 | no | no |  |  | no |  |  | 1408221.847 | 15315796.487 |  | -1
node_1408232_545_15318533_612 |  |  | PQ | ABCN | 2771.281 | 8101701 | no | no |  |  | no |  |  | 1408232.545 | 15318533.612 |  | -1
node_1408251_518_15320457_353 |  |  | PQ | AN | 7199.557 | 8101701 | no | no |  |  | no |  |  | 1408251.518 | 15320457.353 |  | -1
node_1408259_213_15316167_33 |  |  | PQ | AN | 2771.281 | 8101701 | no | no |  |  | no |  |  | 1408259.213 | 15316167.33 |  | -1
node_1408276_323_15319464_192 |  |  | PQ | ABCN | 2771.281 | 8101701 | no | no |  |  | no |  |  | 1408276.323 | 15319464.192 |  | -1
node_1408278_597_15318937_437 |  |  | PQ | ABCN | 2771.281 | 8101701 | no | no |  |  | no |  |  | 1408278.597 | 15318937.437 |  | -1
node_1408282_912_15319489_356 |  |  | PQ | ABCN | 2771.281 | 8101701 | no | no |  |  | no |  |  | 1408282.912 | 15319489.356 |  | -1
node_1408297_367_15317694_488 |  |  | PQ | ABCN | 2771.281 | 8101701 | no | no |  |  | no |  |  | 1408297.367 | 15317694.488 |  | -1
node_1408303_372_15317280_904 |  |  | PQ | ABCN | 2771.281 | 8101701 | no | no |  |  | no |  |  | 1408303.372 | 15317280.904 |  | -1
node_1408317_757_15318085_495 |  |  | PQ | ABCN | 2771.281 | 8101701 | no | no |  |  | no |  |  | 1408317.757 | 15318085.495 |  | -1
node_1408449_41_15319298_307 |  |  | PQ | AN | 2771.281 | 8101701 | no | no |  |  | no |  |  | 1408449.41 | 15319298.307 |  | -1
node_1408483_855_15319570_09 |  |  | PQ | AN | 2771.281 | 8101701 | no | no |  |  | no |  |  | 1408483.855 | 15319570.09 |  | -1
node_1408537_455_15316862_658 |  |  | PQ | ABCD | 2771.281 | 8101701 | no | no |  |  | no |  |  | 1408537.455 | 15316862.658 |  | -1
node_1408544_176_15316018_416 |  |  | PQ | AN | 2771.281 | 8101701 | no | no |  |  | no |  |  | 1408544.176 | 15316018.416 |  | -1
node_1408544_651_15321484_606 |  |  | PQ | AN | 7199.557 | 8101701 | no | no |  |  | no |  |  | 1408544.651 | 15321484.606 |  | -1
node_1408615_957_15317667_259 |  |  | PQ | AN | 2771.281 | 8101701 | no | no |  |  | no |  |  | 1408615.957 | 15317667.259 |  | -1
node_1408625_794_15320890_928 |  |  | PQ | AN | 7199.557 | 8101701 | no | no |  |  | no |  |  | 1408625.794 | 15320890.928 |  | -1
node_1408667_812_15319849_167 |  |  | PQ | AN | 2771.281 | 8101701 | no | no |  |  | no |  |  | 1408667.812 | 15319849.167 |  | -1
node_1408680_98_15316859_519 |  |  | PQ | ABCN | 2771.281 | 8101701 | no | no |  |  | no |  |  | 1408680.98 | 15316859.519 |  | -1
node_1408714_165_15315824_044 |  |  | PQ | AN | 2771.281 | 8101701 | no | no |  |  | no |  |  | 1408714.165 | 15315824.044 |  | -1
node_1408753_41_15317210_432 |  |  | PQ | AN | 2771.281 | 8101701 | no | no |  |  | no |  |  | 1408753.41 | 15317210.432 |  | -1
node_1408818_968_15320362_155 |  |  | PQ | AN | 2771.281 | 8101701 | no | no |  |  | no |  |  | 1408818.968 | 15320362.155 |  | -1
node_1408837_59_15315628_509 |  |  | PQ | ABCN | 2771.281 | 8101701 | no | no |  |  | no |  |  | 1408837.59 | 15315628.509 |  | -1
node_1408839_837_15316174_978 |  |  | PQ | AN | 2771.281 | 8101701 | no | no |  |  | no |  |  | 1408839.837 | 15316174.978 |  | -1
node_1408917_627_15320817_953 |  |  | PQ | AN | 2771.281 | 8101701 | no | no |  |  | no |  |  | 1408917.627 | 15320817.953 |  | -1
node_1408926_483_15316552_202 |  |  | PQ | AN | 2771.281 | 8101701 | no | no |  |  | no |  |  | 1408926.483 | 15316552.202 |  | -1
node_1408978_354_15317264_473 |  |  | PQ | AN | 2771.281 | 8101701 | no | no |  |  | no |  |  | 1408978.354 | 15317264.473 |  | -1
node_1409011_402_15318294_235 |  |  | PQ | AN | 2771.281 | 8101701 | no | no |  |  | no |  |  | 1409011.402 | 15318294.235 |  | -1
node_1409018_445_15317804_237 |  |  | PQ | AN | 2771.281 | 8101701 | no | no |  |  | no |  |  | 1409018.445 | 15317804.237 |  | -1
node_1409026_968_15317610_876 |  |  | PQ | AN | 2771.281 | 8101701 | no | no |  |  | no |  |  | 1409026.968 | 15317610.876 |  | -1
node_1409035_944_15317427_374 |  |  | PQ | AN | 2771.281 | 8101701 | no | no |  |  | no |  |  | 1409035.944 | 15317427.374 |  | -1
node_1409110_631_15316342_729 |  |  | PQ | AN | 2771.281 | 8101701 | no | no |  |  | no |  |  | 1409110.631 | 15316342.729 |  | -1
node_1409119_989_15321040_51 |  |  | PQ | AN | 2771.281 | 8101701 | no | no |  |  | no |  |  | 1409119.989 | 15321040.51 |  | -1
node_1409149_764_15315913_705 |  |  | PQ | AN | 2771.281 | 8101701 | no | no |  |  | no |  |  | 1409149.764 | 15315913.705 |  | -1
node_1409252_418_15316729_133 |  |  | PQ | ABCN | 2771.281 | 8101701 | no | no |  |  | no |  |  | 1409252.418 | 15316729.133 |  | -1
node_1409327_475_15317948_032 |  |  | PQ | AN | 2771.281 | 8101701 | no | no |  |  | no |  |  | 1409327.475 | 15317948.032 |  | -1
node_1409355_29_15317400_893 |  |  | PQ | AN | 2771.281 | 8101701 | no | no |  |  | no |  |  | 1409355.29 | 15317400.893 |  | -1
node_1409418_541_15315566_095 |  |  | PQ | ABCN | 2771.281 | 8101701 | no | no |  |  | no |  |  | 1409418.541 | 15315566.095 |  | -1
node_1409430_856_15316060_17 |  |  | PQ | AN | 2771.281 | 8101701 | no | no |  |  | no |  |  | 1409430.856 | 15316060.17 |  | -1
node_1409481_858_15317581_076 |  |  | PQ | AN | 2771.281 | 8101701 | no | no |  |  | no |  |  | 1409481.858 | 15317581.076 |  | -1
node_1409729_544_15316728_855 |  |  | PQ | ABCN | 2771.281 | 8101701 | no | no |  |  | no |  |  | 1409729.544 | 15316728.855 |  | -1
node_1409781_959_15316454_366 |  |  | PQ | AN | 2771.281 | 8101701 | no | no |  |  | no |  |  | 1409781.959 | 15316454.366 |  | -1
node_1409804_371_15321159_515 |  |  | PQ | AN | 7199.557 | 8101701 | no | no |  |  | no |  |  | 1409804.371 | 15321159.515 |  | -1
node_1409816_84_15316047_331 |  |  | PQ | AN | 2771.281 | 8101701 | no | no |  |  | no |  |  | 1409816.84 | 15316047.331 |  | -1
node_1409833_66_15315247_398 |  |  | PQ | AN | 2771.281 | 8101701 | no | no |  |  | no |  |  | 1409833.66 | 15315247.398 |  | -1
node_1409913_909_15320405_592 |  |  | PQ | AN | 7199.557 | 8101701 | no | no |  |  | no |  |  | 1409913.909 | 15320405.592 |  | -1
node_1410031_673_15316686_65 |  |  | PQ | ABCN | 2771.281 | 8101701 | no | no |  |  | no |  |  | 1410031.673 | 15316686.65 |  | -1
node_1410129_631_15316314_986 |  |  | PQ | AN | 2771.281 | 8101701 | no | no |  |  | no |  |  | 1410129.631 | 15316314.986 |  | -1
node_1410178_84_15315586_102 |  |  | PQ | AN | 2771.281 | 8101701 | no | no |  |  | no |  |  | 1410178.84 | 15315586.102 |  | -1
node_1410273_683_15321336_262 |  |  | PQ | AN | 7199.557 | 8101701 | no | no |  |  | no |  |  | 1410273.683 | 15321336.262 |  | -1
node_1410292_648_15320964_434 |  |  | PQ | AN | 7199.557 | 8101701 | no | no |  |  | no |  |  | 1410292.648 | 15320964.434 |  | -1
node_1410489_719_15315613_11 |  |  | PQ | AN | 2771.281 | 8101701 | no | no |  |  | no |  |  | 1410489.719 | 15315613.11 |  | -1
node_1410502_623_15316366_3 |  |  | PQ | AN | 2771.281 | 8101701 | no | no |  |  | no |  |  | 1410502.623 | 15316366.3 |  | -1
node_1410514_375_15315900_942 |  |  | PQ | AN | 2771.281 | 8101701 | no | no |  |  | no |  |  | 1410514.375 | 15315900.942 |  | -1
node_1410606_325_15315537_56 |  |  | PQ | AN | 2771.281 | 8101701 | no | no |  |  | no |  |  | 1410606.325 | 15315537.56 |  | -1
node_1410642_129_15316687_989 |  |  | PQ | ABCN | 2771.281 | 8101701 | no | no |  |  | no |  |  | 1410642.129 | 15316687.989 |  | -1
node_1410771_557_15321246_309 |  |  | PQ | AN | 7199.557 | 8101701 | no | no |  |  | no |  |  | 1410771.557 | 15321246.309 |  | -1
node_1411319_435_15316772_191 |  |  | PQ | ABCN | 2771.281 | 8101701 | no | no |  |  | no |  |  | 1411319.435 | 15316772.191 |  | -1
node_1411451_371_15321267_387 |  |  | PQ | AN | 7199.557 | 8101701 | no | no |  |  | no |  |  | 1411451.371 | 15321267.387 |  | -1
node_1411829_191_15316905_708 |  |  | PQ | ABCN | 2771.281 | 8101701 | no | no |  |  | no |  |  | 1411829.191 | 15316905.708 |  | -1
node_1412259_045_15316908_595 |  |  | PQ | ABCN | 2771.281 | 8101701 | no | no |  |  | no |  |  | 1412259.045 | 15316908.595 |  | -1
node_1412382_54_15316986_038 |  |  | PQ | ABCD | 2771.281 | 8101701 | no | no |  |  | no |  |  | 1412382.54 | 15316986.038 |  | -1
node_1412854_831_15317320_449 |  |  | PQ | ABCN | 2771.281 | 8101701 | no | no |  |  | no |  |  | 1412854.831 | 15317320.449 |  | -1
node_1413293_889_15317693_586 |  |  | PQ | ABCN | 2771.281 | 8101701 | no | no |  |  | no |  |  | 1413293.889 | 15317693.586 |  | -1
node_1413465_211_15317932_663 |  |  | PQ | ABCN | 2771.281 | 8101701 | no | no |  |  | no |  |  | 1413465.211 | 15317932.663 |  | -1
node_1413741_437_15318188_705 |  |  | PQ | ABCN | 2771.281 | 8101701 | no | no |  |  | no |  |  | 1413741.437 | 15318188.705 |  | -1
node_1413989_145_15318371_204 |  |  | PQ | ABCN | 2771.281 | 8101701 | no | no |  |  | no |  |  | 1413989.145 | 15318371.204 |  | -1
node_8101701_200820550 |  |  | PQ | AN | 7199.557 | 8101701 | no | no |  |  | no |  |  | 1408246.447 | 15320497.456 |  | -1
node_8101701_200820552 |  |  | PQ | AN | 7199.557 | 8101701 | no | no |  |  | no |  |  | 1407903.109 | 15320368.646 |  | -1
node_8101701_200820558 |  |  | PQ | AN | 7199.557 | 8101701 | no | no |  |  | no |  |  | 1407651.816 | 15321042.798 |  | -1
node_8101701_200820561 |  |  | PQ | AN | 7199.557 | 8101701 | no | no |  |  | no |  |  | 1407568.856 | 15321467.943 |  | -1
node_8101701_200820571 |  |  | PQ | AN | 7199.557 | 8101701 | no | no |  |  | no |  |  | 1408417.631 | 15321483.803 |  | -1
node_8101701_200820783 |  |  | PQ | AN | 2771.281 | 8101701 | no | no |  |  | no |  |  | 1403574.096 | 15318082.67 |  | -1
node_8101701_200820876 |  |  | PQ | AN | 7199.557 | 8101701 | no | no |  |  | no |  |  | 1409899.824 | 15320442.82 |  | -1
node_8101701_200820877 |  |  | PQ | AN | 7199.557 | 8101701 | no | no |  |  | no |  |  | 1410286.727 | 15320996.156 |  | -1
node_8101701_200820878 |  |  | PQ | AN | 7199.557 | 8101701 | no | no |  |  | no |  |  | 1411416.869 | 15321262.033 |  | -1
node_8101701_200820879 |  |  | PQ | AN | 7199.557 | 8101701 | no | no |  |  | no |  |  | 1409800.15 | 15321123.465 |  | -1
node_8101701_200820881 |  |  | PQ | AN | 7199.557 | 8101701 | no | no |  |  | no |  |  | 1410273.784 | 15321305.045 |  | -1
node_8101701_200820883 |  |  | PQ | AN | 7199.557 | 8101701 | no | no |  |  | no |  |  | 1410767.901 | 15321279.297 |  | -1
node_8101701_200820907 |  |  | PQ | AN | 7199.557 | 8101701 | no | no |  |  | no |  |  | 1408177.513 | 15321054.903 |  | -1
node_8101701_200820913 |  |  | PQ | AN | 7199.557 | 8101701 | no | no |  |  | no |  |  | 1408591.994 | 15320918.144 |  | -1
node_8101701_200822141 |  |  | PQ | ABCD | 2771.281 | 8101701 | no | no |  |  | no |  |  | 1400793.604 | 15317745.178 |  | -1
node_8101701_200822142 |  |  | PQ | ABCD | 2771.281 | 8101701 | no | no |  |  | no |  |  | 1411175.352 | 15316794.28 |  | -1
node_8101701_200822143 |  |  | PQ | ABCN | 2771.281 | 8101701 | no | no |  |  | no |  |  | 1411306.572 | 15316814.341 |  | -1
node_8101701_200822144 |  |  | PQ | ABCD | 2771.281 | 8101701 | no | no |  |  | no |  |  | 1411447.551 | 15316835.214 |  | -1
node_8101701_200822145 |  |  | PQ | ABCD | 2771.281 | 8101701 | no | no |  |  | no |  |  | 1411587.605 | 15316846.601 |  | -1
node_8101701_200822146 |  |  | PQ | ABCD | 2771.281 | 8101701 | no | no |  |  | no |  |  | 1411757.795 | 15316872.169 |  | -1
node_8101701_200822147 |  |  | PQ | ABCN | 2771.281 | 8101701 | no | no |  |  | no |  |  | 1411825.877 | 15316879.103 |  | -1
node_8101701_200822150 |  |  | PQ | ABCD | 2771.281 | 8101701 | no | no |  |  | no |  |  | 1411905.68 | 15316895.311 |  | -1
node_8101701_200822152 |  |  | PQ | ABCD | 2771.281 | 8101701 | no | no |  |  | no |  |  | 1412118.696 | 15316911.099 |  | -1
node_8101701_200822153 |  |  | PQ | ABCN | 2771.281 | 8101701 | no | no |  |  | no |  |  | 1412241.215 | 15316940.219 |  | -1
node_8101701_200822154 |  |  | PQ | ABCN | 2771.281 | 8101701 | no | no |  |  | no |  |  | 1400937.967 | 15317767.058 |  | -1
node_8101701_200822155 |  |  | PQ | ABCD | 2771.281 | 8101701 | no | no |  |  | no |  |  | 1412387.28 | 15316987.575 |  | -1
node_8101701_200822157 |  |  | PQ | ABCD | 2771.281 | 8101701 | no | no |  |  | no |  |  | 1412481.881 | 15317051.159 |  | -1
node_8101701_200822158 |  |  | PQ | ABCD | 2771.281 | 8101701 | no | no |  |  | no |  |  | 1412589.299 | 15317110.048 |  | -1
node_8101701_200822159 |  |  | PQ | ABCD | 2771.281 | 8101701 | no | no |  |  | no |  |  | 1412654.836 | 15317154.235 |  | -1
node_8101701_200822162 |  |  | PQ | ABCD | 2771.281 | 8101701 | no | no |  |  | no |  |  | 1412755.685 | 15317220.067 |  | -1
node_8101701_200822163 |  |  | PQ | ABCN | 2771.281 | 8101701 | no | no |  |  | no |  |  | 1412859.56 | 15317282.9 |  | -1
node_8101701_200822164 |  |  | PQ | ABCD | 2771.281 | 8101701 | no | no |  |  | no |  |  | 1412984.356 | 15317320.516 |  | -1
node_8101701_200822165 |  |  | PQ | ABCD | 2771.281 | 8101701 | no | no |  |  | no |  |  | 1413142.389 | 15317436.468 |  | -1
node_8101701_200822166 |  |  | PQ | ABCD | 2771.281 | 8101701 | no | no |  |  | no |  |  | 1413246.08 | 15317607.569 |  | -1
node_8101701_200822167 |  |  | PQ | ABCN | 2771.281 | 8101701 | no | no |  |  | no |  |  | 1413305.812 | 15317684.367 |  | -1
node_8101701_200822168 |  |  | PQ | ABCD | 2771.281 | 8101701 | no | no |  |  | no |  |  | 1413387.027 | 15317794.219 |  | -1
node_8101701_200822169 |  |  | PQ | ABCN | 2771.281 | 8101701 | no | no |  |  | no |  |  | 1413484.036 | 15317921.343 |  | -1
node_8101701_200822170 |  |  | PQ | ABCD | 2771.281 | 8101701 | no | no |  |  | no |  |  | 1413577.254 | 15318018.069 |  | -1
node_8101701_200822171 |  |  | PQ | ABCN | 2771.281 | 8101701 | no | no |  |  | no |  |  | 1413753.755 | 15318175.84 |  | -1
node_8101701_200822172 |  |  | PQ | ABCD | 2771.281 | 8101701 | no | no |  |  | no |  |  | 1413844.959 | 15318293.854 |  | -1
node_8101701_200822174 |  |  | PQ | ABCN | 2771.281 | 8101701 | no | no |  |  | no |  |  | 1413946.4 | 15318379.405 |  | -1
node_8101701_200822185 |  |  | PQ | ABCN | 2771.281 | 8101701 | no | no |  |  | no |  |  | 1401123.418 | 15317786.872 |  | -1
node_8101701_200822208 |  |  | PQ | ABCD | 2771.281 | 8101701 | no | no |  |  | no |  |  | 1401310.51 | 15317820.01 |  | -1
node_8101701_200822226 |  |  | PQ | ABCN | 2771.281 | 8101701 | no | no |  |  | no |  |  | 1401497.992 | 15317856.358 |  | -1
node_8101701_200822305 |  |  | PQ | ABCN | 2771.281 | 8101701 | no | no |  |  | no |  |  | 1401714.675 | 15317897.42 |  | -1
node_8101701_200822320 |  |  | PQ | ABCD | 2771.281 | 8101701 | no | no |  |  | no |  |  | 1402028.739 | 15317911.738 |  | -1
node_8101701_200822321 |  |  | PQ | ABCD | 2771.281 | 8101701 | no | no |  |  | no |  |  | 1402014.845 | 15317995.685 |  | -1
node_8101701_200822322 |  |  | PQ | ABCN | 2771.281 | 8101701 | no | no |  |  | no |  |  | 1402083.362 | 15318115.696 |  | -1
node_8101701_200822323 |  |  | PQ | ABCN | 2771.281 | 8101701 | no | no |  |  | no |  |  | 1402239.982 | 15317860.452 |  | -1
node_8101701_200822325 |  |  | PQ | ABCD | 2771.281 | 8101701 | no | no |  |  | no |  |  | 1402371.009 | 15317923.421 |  | -1
node_8101701_200822326 |  |  | PQ | ABCD | 2771.281 | 8101701 | no | no |  |  | no |  |  | 1402499.336 | 15317919.058 |  | -1
node_8101701_200822327 |  |  | PQ | ABCD | 2771.281 | 8101701 | no | no |  |  | no |  |  | 1402681.169 | 15317930.884 |  | -1
node_8101701_200822328 |  |  | PQ | ABCD | 2771.281 | 8101701 | no | no |  |  | no |  |  | 1402831.12 | 15317924.558 |  | -1
node_8101701_200822330 |  |  | PQ | ABCD | 2771.281 | 8101701 | no | no |  |  | no |  |  | 1402934.915 | 15317921.734 |  | -1
node_8101701_200822331 |  |  | PQ | ABCN | 2771.281 | 8101701 | no | no |  |  | no |  |  | 1403075.682 | 15317918.418 |  | -1
node_8101701_200822332 |  |  | PQ | ABCD | 2771.281 | 8101701 | no | no |  |  | no |  |  | 1403153.907 | 15317907.405 |  | -1
node_8101701_200822333 |  |  | PQ | ABCD | 2771.281 | 8101701 | no | no |  |  | no |  |  | 1403275.775 | 15317915.844 |  | -1
node_8101701_200822334 |  |  | PQ | ABCN | 2771.281 | 8101701 | no | no |  |  | no |  |  | 1403405.767 | 15317913.802 |  | -1
node_8101701_200822335 |  |  | PQ | ABCD | 2771.281 | 8101701 | no | no |  |  | no |  |  | 1403421.952 | 15317942.024 |  | -1
node_8101701_200822336 |  |  | PQ | ABCN | 2771.281 | 8101701 | no | no |  |  | no |  |  | 1403431.575 | 15318109.386 |  | -1
node_8101701_200822337 |  |  | PQ | ABCN | 2771.281 | 8101701 | no | no |  |  | no |  |  | 1403503.786 | 15317908.115 |  | -1
node_8101701_200822339 |  |  | PQ | ABCD | 2771.281 | 8101701 | no | no |  |  | no |  |  | 1403541.719 | 15317866.667 |  | -1
node_8101701_200822341 |  |  | PQ | ABCN | 2771.281 | 8101701 | no | no |  |  | no |  |  | 1403712.327 | 15317873.19 |  | -1
node_8101701_200822342 |  |  | PQ | ABCN | 2771.281 | 8101701 | no | no |  |  | no |  |  | 1403724.998 | 15317956.549 |  | -1
node_8101701_200822343 |  |  | PQ | ABCD | 2771.281 | 8101701 | no | no |  |  | no |  |  | 1403839.096 | 15317867.986 |  | -1
node_8101701_200822346 |  |  | PQ | ABCD | 2771.281 | 8101701 | no | no |  |  | no |  |  | 1403939.709 | 15317867.198 |  | -1
node_8101701_200822347 |  |  | PQ | ABCN | 2771.281 | 8101701 | no | no |  |  | no |  |  | 1404077.913 | 15317895.818 |  | -1
node_8101701_200822350 |  |  | PQ | ABCD | 2771.281 | 8101701 | no | no |  |  | no |  |  | 1404209.619 | 15317867.482 |  | -1
node_8101701_200822351 |  |  | PQ | ABCD | 2771.281 | 8101701 | no | no |  |  | no |  |  | 1404347.093 | 15317816.085 |  | -1
node_8101701_200822352 |  |  | PQ | ABCN | 2771.281 | 8101701 | no | no |  |  | no |  |  | 1404443.445 | 15317780.4 |  | -1
node_8101701_200822353 |  |  | PQ | ABCD | 2771.281 | 8101701 | no | no |  |  | no |  |  | 1404544.386 | 15317723.42 |  | -1
node_8101701_200822354 |  |  | PQ | ABCD | 2771.281 | 8101701 | no | no |  |  | no |  |  | 1404663.272 | 15317655.37 |  | -1
node_8101701_200822356 |  |  | PQ | ABCD | 2771.281 | 8101701 | no | no |  |  | no |  |  | 1404771.555 | 15317617.838 |  | -1
node_8101701_200822357 |  |  | PQ | ABCD | 2771.281 | 8101701 | no | no |  |  | no |  |  | 1404891.403 | 15317568.9 |  | -1
node_8101701_200822358 |  |  | PQ | ABCD | 2771.281 | 8101701 | no | no |  |  | no |  |  | 1405000.031 | 15317525.929 |  | -1
node_8101701_200822359 |  |  | PQ | ABCN | 2771.281 | 8101701 | no | no |  |  | no |  |  | 1400302.473 | 15317676.162 |  | -1
node_8101701_200822360 |  |  | PQ | ABCN | 2771.281 | 8101701 | no | no |  |  | no |  |  | 1405124.036 | 15317486.16 |  | -1
node_8101701_200822361 |  |  | PQ | ABCD | 2771.281 | 8101701 | no | no |  |  | no |  |  | 1405235.966 | 15317441.695 |  | -1
node_8101701_200822362 |  |  | PQ | AD | 2771.281 | 8101701 | no | no |  |  | no |  |  | 1405273.684 | 15317367.482 |  | -1
node_8101701_200822363 |  |  | PQ | AN | 2771.281 | 8101701 | no | no |  |  | no |  |  | 1405249.44 | 15316855.86 |  | -1
node_8101701_200822364 |  |  | PQ | ABCD | 2771.281 | 8101701 | no | no |  |  | no |  |  | 1405368.472 | 15317395.462 |  | -1
node_8101701_200822365 |  |  | PQ | ABCD | 2771.281 | 8101701 | no | no |  |  | no |  |  | 1405456.457 | 15317372.502 |  | -1
node_8101701_200822366 |  |  | PQ | ABCN | 2771.281 | 8101701 | no | no |  |  | no |  |  | 1405611.229 | 15317333.509 |  | -1
node_8101701_200822368 |  |  | PQ | ABCD | 2771.281 | 8101701 | no | no |  |  | no |  |  | 1405687.496 | 15317306.871 |  | -1
node_8101701_200822370 |  |  | PQ | ABCN | 2771.281 | 8101701 | no | no |  |  | no |  |  | 1405817.999 | 15317274.105 |  | -1
node_8101701_200822371 |  |  | PQ | ABCD | 2771.281 | 8101701 | no | no |  |  | no |  |  | 1405975.067 | 15317246.811 |  | -1
node_8101701_200822372 |  |  | PQ | ABCN | 2771.281 | 8101701 | no | no |  |  | no |  |  | 1405974.661 | 15317445.299 |  | -1
node_8101701_200822373 |  |  | PQ | ABCD | 2771.281 | 8101701 | no | no |  |  | no |  |  | 1405994.21 | 15317181.363 |  | -1
node_8101701_200822375 |  |  | PQ | ABCD | 2771.281 | 8101701 | no | no |  |  | no |  |  | 1405965.701 | 15316956.494 |  | -1
node_8101701_200822376 |  |  | PQ | ABCN | 2771.281 | 8101701 | no | no |  |  | no |  |  | 1405958.32 | 15316784.669 |  | -1
node_8101701_200822377 |  |  | PQ | ABCD | 2771.281 | 8101701 | no | no |  |  | no |  |  | 1406069.651 | 15317218.206 |  | -1
node_8101701_200822378 |  |  | PQ | ABCD | 2771.281 | 8101701 | no | no |  |  | no |  |  | 1406186.952 | 15317191.089 |  | -1
node_8101701_200822379 |  |  | PQ | ABCD | 2771.281 | 8101701 | no | no |  |  | no |  |  | 1400398.886 | 15317697.242 |  | -1
node_8101701_200822380 |  |  | PQ | ABCD | 2771.281 | 8101701 | no | no |  |  | no |  |  | 1400406.954 | 15317778.266 |  | -1
node_8101701_200822381 |  |  | PQ | ABCN | 2771.281 | 8101701 | no | no |  |  | no |  |  | 1400389.996 | 15317930.01 |  | -1
node_8101701_200822382 |  |  | PQ | ABCD | 2771.281 | 8101701 | no | no |  |  | no |  |  | 1406313.129 | 15317160.585 |  | -1
node_8101701_200822384 |  |  | PQ | ABCD | 2771.281 | 8101701 | no | no |  |  | no |  |  | 1406446.25 | 15317135.66 |  | -1
node_8101701_200822385 |  |  | PQ | ABCN | 2771.281 | 8101701 | no | no |  |  | no |  |  | 1406544.234 | 15317117.501 |  | -1
node_8101701_200822386 |  |  | PQ | ABCD | 2771.281 | 8101701 | no | no |  |  | no |  |  | 1406651.01 | 15317096.449 |  | -1
node_8101701_200822387 |  |  | PQ | ABCD | 2771.281 | 8101701 | no | no |  |  | no |  |  | 1406714.572 | 15317079.224 |  | -1
node_8101701_200822388 |  |  | PQ | ABCN | 2771.281 | 8101701 | no | no |  |  | no |  |  | 1406802.155 | 15317071.765 |  | -1
node_8101701_200822389 |  |  | PQ | ABCD | 2771.281 | 8101701 | no | no |  |  | no |  |  | 1406904.319 | 15317061.22 |  | -1
node_8101701_200822390 |  |  | PQ | ABCD | 2771.281 | 8101701 | no | no |  |  | no |  |  | 1407045.208 | 15317044.686 |  | -1
node_8101701_200822391 |  |  | PQ | ABCD | 2771.281 | 8101701 | no | no |  |  | no |  |  | 1407184.86 | 15317029.375 |  | -1
node_8101701_200822392 |  |  | PQ | ABCN | 2771.281 | 8101701 | no | no |  |  | no |  |  | 1407289.785 | 15317014.782 |  | -1
node_8101701_200822393 |  |  | PQ | ABCD | 2771.281 | 8101701 | no | no |  |  | no |  |  | 1407413.395 | 15317004.701 |  | -1
node_8101701_200822395 |  |  | PQ | ABCD | 2771.281 | 8101701 | no | no |  |  | no |  |  | 1407539.748 | 15316983.747 |  | -1
node_8101701_200822396 |  |  | PQ | ABCN | 2771.281 | 8101701 | no | no |  |  | no |  |  | 1407641.062 | 15316971.104 |  | -1
node_8101701_200822397 |  |  | PQ | ABCD | 2771.281 | 8101701 | no | no |  |  | no |  |  | 1407833.309 | 15316948.388 |  | -1
node_8101701_200822398 |  |  | PQ | ABCD | 2771.281 | 8101701 | no | no |  |  | no |  |  | 1407911.22 | 15316938.32 |  | -1
node_8101701_200822399 |  |  | PQ | ABCD | 2771.281 | 8101701 | no | no |  |  | no |  |  | 1408060.728 | 15316919.65 |  | -1
node_8101701_200822400 |  |  | PQ | ABCN | 2771.281 | 8101701 | no | no |  |  | no |  |  | 1408185.298 | 15316901.873 |  | -1
node_8101701_200822401 |  |  | PQ | ABCD | 2771.281 | 8101701 | no | no |  |  | no |  |  | 1408287.984 | 15316892.058 |  | -1
node_8101701_200822402 |  |  | PQ | ABCD | 2771.281 | 8101701 | no | no |  |  | no |  |  | 1408413.582 | 15316870.452 |  | -1
node_8101701_200822403 |  |  | PQ | ABCD | 2771.281 | 8101701 | no | no |  |  | no |  |  | 1408550.076 | 15316861.864 |  | -1
node_8101701_200822404 |  |  | PQ | ABCN | 2771.281 | 8101701 | no | no |  |  | no |  |  | 1408696.644 | 15316837.968 |  | -1
node_8101701_200822408 |  |  | PQ | ABCN | 2771.281 | 8101701 | no | no |  |  | no |  |  | 1400683.251 | 15317730.422 |  | -1
node_8101701_200822410 |  |  | PQ | ABCD | 2771.281 | 8101701 | no | no |  |  | no |  |  | 1408791.476 | 15316821.634 |  | -1
node_8101701_200822411 |  |  | PQ | ABCD | 2771.281 | 8101701 | no | no |  |  | no |  |  | 1408921.168 | 15316806.558 |  | -1
node_8101701_200822412 |  |  | PQ | ABCD | 2771.281 | 8101701 | no | no |  |  | no |  |  | 1409047.972 | 15316792.835 |  | -1
node_8101701_200822413 |  |  | PQ | ABCD | 2771.281 | 8101701 | no | no |  |  | no |  |  | 1409137.149 | 15316772.967 |  | -1
node_8101701_200822414 |  |  | PQ | ABCN | 2771.281 | 8101701 | no | no |  |  | no |  |  | 1409252.63 | 15316761.222 |  | -1
node_8101701_200822415 |  |  | PQ | ABCD | 2771.281 | 8101701 | no | no |  |  | no |  |  | 1409390.997 | 15316740.201 |  | -1
node_8101701_200822416 |  |  | PQ | ABCD | 2771.281 | 8101701 | no | no |  |  | no |  |  | 1409520.881 | 15316722.765 |  | -1
node_8101701_200822419 |  |  | PQ | ABCN | 2771.281 | 8101701 | no | no |  |  | no |  |  | 1409729.926 | 15316692.84 |  | -1
node_8101701_200822420 |  |  | PQ | ABCD | 2771.281 | 8101701 | no | no |  |  | no |  |  | 1409886.204 | 15316674.362 |  | -1
node_8101701_200822421 |  |  | PQ | ABCD | 2771.281 | 8101701 | no | no |  |  | no |  |  | 1409935.62 | 15316668.184 |  | -1
node_8101701_200822422 |  |  | PQ | ABCN | 2771.281 | 8101701 | no | no |  |  | no |  |  | 1410032.714 | 15316660.749 |  | -1
node_8101701_200822424 |  |  | PQ | ABCD | 2771.281 | 8101701 | no | no |  |  | no |  |  | 1410104.606 | 15316660.354 |  | -1
node_8101701_200822428 |  |  | PQ | ABCD | 2771.281 | 8101701 | no | no |  |  | no |  |  | 1410220.775 | 15316665.819 |  | -1
node_8101701_200822429 |  |  | PQ | ABCD | 2771.281 | 8101701 | no | no |  |  | no |  |  | 1410352.525 | 15316681.473 |  | -1
node_8101701_200822430 |  |  | PQ | ABCD | 2771.281 | 8101701 | no | no |  |  | no |  |  | 1410477.582 | 15316717.555 |  | -1
node_8101701_200822431 |  |  | PQ | ABCN | 2771.281 | 8101701 | no | no |  |  | no |  |  | 1410631.168 | 15316730.917 |  | -1
node_8101701_200822432 |  |  | PQ | ABCD | 2771.281 | 8101701 | no | no |  |  | no |  |  | 1410741.513 | 15316741.9 |  | -1
node_8101701_200822433 |  |  | PQ | ABCD | 2771.281 | 8101701 | no | no |  |  | no |  |  | 1410892.387 | 15316759.266 |  | -1
node_8101701_200822434 |  |  | PQ | ABCD | 2771.281 | 8101701 | no | no |  |  | no |  |  | 1411041.76 | 15316778.251 |  | -1
node_8101701_200822444 |  |  | PQ | AN | 2771.281 | 8101701 | no | no |  |  | no |  |  | 1400534.273 | 15317408.043 |  | -1
node_8101701_200822452 |  |  | PQ | ABCN | 2771.281 | 8101701 | no | no |  |  | no |  |  | 1401725.45 | 15318014.751 |  | -1
node_8101701_200822464 |  |  | PQ | ABCD | 2771.281 | 8101701 | no | no |  |  | no |  |  | 1402953.129 | 15317943.701 |  | -1
node_8101701_200822465 |  |  | PQ | ABCN | 2771.281 | 8101701 | no | no |  |  | no |  |  | 1402956.358 | 15318084.234 |  | -1
node_8101701_200822466 |  |  | PQ | ABCD | 2771.281 | 8101701 | no | no |  |  | no |  |  | 1402964.451 | 15318207.761 |  | -1
node_8101701_200822467 |  |  | PQ | ABCD | 2771.281 | 8101701 | no | no |  |  | no |  |  | 1402970.398 | 15318327.446 |  | -1
node_8101701_200822468 |  |  | PQ | ABCD | 2771.281 | 8101701 | no | no |  |  | no |  |  | 1402982.779 | 15318454.97 |  | -1
node_8101701_200822469 |  |  | PQ | ABCD | 2771.281 | 8101701 | no | no |  |  | no |  |  | 1402991.335 | 15318575.71 |  | -1
node_8101701_200822470 |  |  | PQ | ABCD | 2771.281 | 8101701 | no | no |  |  | no |  |  | 1402997.837 | 15318695.965 |  | -1
node_8101701_200822471 |  |  | PQ | ABCN | 2771.281 | 8101701 | no | no |  |  | no |  |  | 1403006.381 | 15318817.857 |  | -1
node_8101701_200822472 |  |  | PQ | ABCD | 2771.281 | 8101701 | no | no |  |  | no |  |  | 1403012.894 | 15318964.064 |  | -1
node_8101701_200822473 |  |  | PQ | ABCN | 2771.281 | 8101701 | no | no |  |  | no |  |  | 1402838.214 | 15318943.882 |  | -1
node_8101701_200822474 |  |  | PQ | ABCN | 2771.281 | 8101701 | no | no |  |  | no |  |  | 1402651.652 | 15319207.06 |  | -1
node_8101701_200822477 |  |  | PQ | ABCD | 2771.281 | 8101701 | no | no |  |  | no |  |  | 1403042.504 | 15319237.071 |  | -1
node_8101701_200822478 |  |  | PQ | ABCN | 2771.281 | 8101701 | no | no |  |  | no |  |  | 1403064.166 | 15319391.358 |  | -1
node_8101701_200822479 |  |  | PQ | AD | 2771.281 | 8101701 | no | no |  |  | no |  |  | 1403066.334 | 15319427.682 |  | -1
node_8101701_200822480 |  |  | PQ | AD | 2771.281 | 8101701 | no | no |  |  | no |  |  | 1403038.455 | 15319426.456 |  | -1
node_8101701_200822481 |  |  | PQ | AN | 2771.281 | 8101701 | no | no |  |  | no |  |  | 1402754.922 | 15319440.021 |  | -1
node_8101701_200822485 |  |  | PQ | ABCD | 2771.281 | 8101701 | no | no |  |  | no |  |  | 1403746.887 | 15316906.591 |  | -1
node_8101701_200822486 |  |  | PQ | ABCD | 2771.281 | 8101701 | no | no |  |  | no |  |  | 1403754.598 | 15317100.149 |  | -1
node_8101701_200822487 |  |  | PQ | ABCN | 2771.281 | 8101701 | no | no |  |  | no |  |  | 1403817.658 | 15317288.581 |  | -1
node_8101701_200822488 |  |  | PQ | ABCN | 2771.281 | 8101701 | no | no |  |  | no |  |  | 1403866.275 | 15317430.047 |  | -1
node_8101701_200822489 |  |  | PQ | ABCD | 2771.281 | 8101701 | no | no |  |  | no |  |  | 1403904.061 | 15317560.028 |  | -1
node_8101701_200822490 |  |  | PQ | ABCD | 2771.281 | 8101701 | no | no |  |  | no |  |  | 1403803.952 | 15317569.63 |  | -1
node_8101701_200822491 |  |  | PQ | ABCD | 2771.281 | 8101701 | no | no |  |  | no |  |  | 1403694.456 | 15317556.614 |  | -1
node_8101701_200822492 |  |  | PQ | ABCD | 2771.281 | 8101701 | no | no |  |  | no |  |  | 1403543.527 | 15317603.28 |  | -1
node_8101701_200822493 |  |  | PQ | ABCD | 2771.281 | 8101701 | no | no |  |  | no |  |  | 1403404.382 | 15317649.176 |  | -1
node_8101701_200822495 |  |  | PQ | ABCN | 2771.281 | 8101701 | no | no |  |  | no |  |  | 1403412.964 | 15317734.875 |  | -1
node_8101701_200822496 |  |  | PQ | ABCN | 2771.281 | 8101701 | no | no |  |  | no |  |  | 1403928.804 | 15317629.345 |  | -1
node_8101701_200822675 |  |  | PQ | AD | 2771.281 | 8101701 | no | no |  |  | no |  |  | 1405405.439 | 15318242.403 |  | -1
node_8101701_200822676 |  |  | PQ | AD | 2771.281 | 8101701 | no | no |  |  | no |  |  | 1405515.87 | 15318145.425 |  | -1
node_8101701_200822677 |  |  | PQ | AD | 2771.281 | 8101701 | no | no |  |  | no |  |  | 1405641.187 | 15318094.408 |  | -1
node_8101701_200822688 |  |  | PQ | AN | 2771.281 | 8101701 | no | no |  |  | no |  |  | 1405325.064 | 15318364.521 |  | -1
node_8101701_200822949 |  |  | PQ | AD | 2771.281 | 8101701 | no | no |  |  | no |  |  | 1400514.029 | 15317660.826 |  | -1
node_8101701_200822950 |  |  | PQ | AD | 2771.281 | 8101701 | no | no |  |  | no |  |  | 1400527.83 | 15317544.898 |  | -1
node_8101701_200822951 |  |  | PQ | AD | 2771.281 | 8101701 | no | no |  |  | no |  |  | 1409752.239 | 15316600.382 |  | -1
node_8101701_200822952 |  |  | PQ | AN | 2771.281 | 8101701 | no | no |  |  | no |  |  | 1409758.022 | 15316453.31 |  | -1
node_8101701_200822953 |  |  | PQ | AD | 2771.281 | 8101701 | no | no |  |  | no |  |  | 1409765.682 | 15316336.219 |  | -1
node_8101701_200822954 |  |  | PQ | AD | 2771.281 | 8101701 | no | no |  |  | no |  |  | 1409764.413 | 15316186.156 |  | -1
node_8101701_200822955 |  |  | PQ | AN | 2771.281 | 8101701 | no | no |  |  | no |  |  | 1409783.129 | 15316038.229 |  | -1
node_8101701_200822956 |  |  | PQ | AD | 2771.281 | 8101701 | no | no |  |  | no |  |  | 1409794.097 | 15315889.754 |  | -1
node_8101701_200822957 |  |  | PQ | AD | 2771.281 | 8101701 | no | no |  |  | no |  |  | 1409803.399 | 15315739.502 |  | -1
node_8101701_200822958 |  |  | PQ | AD | 2771.281 | 8101701 | no | no |  |  | no |  |  | 1409813.579 | 15315589.389 |  | -1
node_8101701_200822959 |  |  | PQ | AD | 2771.281 | 8101701 | no | no |  |  | no |  |  | 1409817.292 | 15315437.613 |  | -1
node_8101701_200822960 |  |  | PQ | AD | 2771.281 | 8101701 | no | no |  |  | no |  |  | 1410146.393 | 15316597.774 |  | -1
node_8101701_200822961 |  |  | PQ | AD | 2771.281 | 8101701 | no | no |  |  | no |  |  | 1410152.686 | 15316507.436 |  | -1
node_8101701_200822968 |  |  | PQ | AN | 2771.281 | 8101701 | no | no |  |  | no |  |  | 1409826.956 | 15315265.853 |  | -1
node_8101701_200822970 |  |  | PQ | AD | 2771.281 | 8101701 | no | no |  |  | no |  |  | 1410158.976 | 15316412.915 |  | -1
node_8101701_200822971 |  |  | PQ | AN | 2771.281 | 8101701 | no | no |  |  | no |  |  | 1410162.609 | 15316305.631 |  | -1
node_8101701_200822972 |  |  | PQ | AD | 2771.281 | 8101701 | no | no |  |  | no |  |  | 1410172.986 | 15316160.963 |  | -1
node_8101701_200822973 |  |  | PQ | AD | 2771.281 | 8101701 | no | no |  |  | no |  |  | 1410179.955 | 15316012.686 |  | -1
node_8101701_200822974 |  |  | PQ | AD | 2771.281 | 8101701 | no | no |  |  | no |  |  | 1410190.985 | 15315870.813 |  | -1
node_8101701_200822975 |  |  | PQ | AD | 2771.281 | 8101701 | no | no |  |  | no |  |  | 1410196.565 | 15315764.154 |  | -1
node_8101701_200822976 |  |  | PQ | AN | 2771.281 | 8101701 | no | no |  |  | no |  |  | 1410210.288 | 15315609.358 |  | -1
node_8101701_200822979 |  |  | PQ | AD | 2771.281 | 8101701 | no | no |  |  | no |  |  | 1410277.258 | 15316310.951 |  | -1
node_8101701_200822980 |  |  | PQ | AD | 2771.281 | 8101701 | no | no |  |  | no |  |  | 1410407.095 | 15316338.818 |  | -1
node_8101701_200822981 |  |  | PQ | AN | 2771.281 | 8101701 | no | no |  |  | no |  |  | 1410504.264 | 15316338.587 |  | -1
node_8101701_200822983 |  |  | PQ | AD | 2771.281 | 8101701 | no | no |  |  | no |  |  | 1410248.337 | 15315855.946 |  | -1
node_8101701_200822984 |  |  | PQ | AD | 2771.281 | 8101701 | no | no |  |  | no |  |  | 1410416.4 | 15315873.901 |  | -1
node_8101701_200822985 |  |  | PQ | AN | 2771.281 | 8101701 | no | no |  |  | no |  |  | 1410518.656 | 15315880.984 |  | -1
node_8101701_200822988 |  |  | PQ | AD | 2771.281 | 8101701 | no | no |  |  | no |  |  | 1410337.981 | 15315629.067 |  | -1
node_8101701_200822989 |  |  | PQ | AN | 2771.281 | 8101701 | no | no |  |  | no |  |  | 1410482.023 | 15315639.653 |  | -1
node_8101701_200822991 |  |  | PQ | AD | 2771.281 | 8101701 | no | no |  |  | no |  |  | 1410656.575 | 15315669.264 |  | -1
node_8101701_200822992 |  |  | PQ | AN | 2771.281 | 8101701 | no | no |  |  | no |  |  | 1410617.104 | 15315562.25 |  | -1
node_8101701_200822993 |  |  | PQ | ABCD | 2771.281 | 8101701 | no | no |  |  | no |  |  | 1408322.88 | 15317001.378 |  | -1
node_8101701_200822994 |  |  | PQ | ABCD | 2771.281 | 8101701 | no | no |  |  | no |  |  | 1408349.829 | 15317098.589 |  | -1
node_8101701_200822995 |  |  | PQ | ABCD | 2771.281 | 8101701 | no | no |  |  | no |  |  | 1408218.669 | 15318700.014 |  | -1
node_8101701_200822996 |  |  | PQ | ABCN | 2771.281 | 8101701 | no | no |  |  | no |  |  | 1408238.432 | 15318934.675 |  | -1
node_8101701_200822998 |  |  | PQ | ABCD | 2771.281 | 8101701 | no | no |  |  | no |  |  | 1408199.285 | 15319076.392 |  | -1
node_8101701_200822999 |  |  | PQ | ABCD | 2771.281 | 8101701 | no | no |  |  | no |  |  | 1408278.922 | 15319287.795 |  | -1
node_8101701_200823000 |  |  | PQ | ABCN | 2771.281 | 8101701 | no | no |  |  | no |  |  | 1408377.431 | 15319452.48 |  | -1
node_8101701_200823001 |  |  | PQ | AN | 2771.281 | 8101701 | no | no |  |  | no |  |  | 1408463.117 | 15319565.49 |  | -1
node_8101701_200823002 |  |  | PQ | AN | 2771.281 | 8101701 | no | no |  |  | no |  |  | 1408487.289 | 15319296.554 |  | -1
node_8101701_200823004 |  |  | PQ | AD | 2771.281 | 8101701 | no | no |  |  | no |  |  | 1408579.478 | 15319768.119 |  | -1
node_8101701_200823005 |  |  | PQ | AN | 2771.281 | 8101701 | no | no |  |  | no |  |  | 1408630.738 | 15319861.43 |  | -1
node_8101701_200823007 |  |  | PQ | AD | 2771.281 | 8101701 | no | no |  |  | no |  |  | 1408730.283 | 15320204.289 |  | -1
node_8101701_200823008 |  |  | PQ | ABCN | 2771.281 | 8101701 | no | no |  |  | no |  |  | 1408333.708 | 15317289.319 |  | -1
node_8101701_200823009 |  |  | PQ | AD | 2771.281 | 8101701 | no | no |  |  | no |  |  | 1408355.389 | 15317297.993 |  | -1
node_8101701_200823010 |  |  | PQ | AD | 2771.281 | 8101701 | no | no |  |  | no |  |  | 1408523.538 | 15317270.728 |  | -1
node_8101701_200823011 |  |  | PQ | AD | 2771.281 | 8101701 | no | no |  |  | no |  |  | 1408635.65 | 15317262.12 |  | -1
node_8101701_200823012 |  |  | PQ | AN | 2771.281 | 8101701 | no | no |  |  | no |  |  | 1408756.688 | 15317242.093 |  | -1
node_8101701_200823015 |  |  | PQ | AN | 2771.281 | 8101701 | no | no |  |  | no |  |  | 1408787.756 | 15320372.229 |  | -1
node_8101701_200823016 |  |  | PQ | AD | 2771.281 | 8101701 | no | no |  |  | no |  |  | 1408817.485 | 15320493.68 |  | -1
node_8101701_200823018 |  |  | PQ | AD | 2771.281 | 8101701 | no | no |  |  | no |  |  | 1408883.345 | 15320678.842 |  | -1
node_8101701_200823019 |  |  | PQ | AN | 2771.281 | 8101701 | no | no |  |  | no |  |  | 1408951.263 | 15320807.465 |  | -1
node_8101701_200823021 |  |  | PQ | AN | 2771.281 | 8101701 | no | no |  |  | no |  |  | 1409087.07 | 15321066.908 |  | -1
node_8101701_200823023 |  |  | PQ | AN | 7199.557 | 8101701 | no | no |  |  | no |  |  | 1409189.747 | 15321204.005 |  | -1
node_8101701_200823024 |  |  | PQ | ABCD | 2771.281 | 8101701 | no | no |  |  | no |  |  | 1408320.811 | 15317482.964 |  | -1
node_8101701_200823025 |  |  | PQ | ABCN | 2771.281 | 8101701 | no | no |  |  | no |  |  | 1408313.034 | 15317673.537 |  | -1
node_8101701_200823026 |  |  | PQ | ABCD | 2771.281 | 8101701 | no | no |  |  | no |  |  | 1408298.032 | 15317877.791 |  | -1
node_8101701_200823027 |  |  | PQ | ABCD | 2771.281 | 8101701 | no | no |  |  | no |  |  | 1408287.095 | 15317985.268 |  | -1
node_8101701_200823028 |  |  | PQ | ABCN | 2771.281 | 8101701 | no | no |  |  | no |  |  | 1408290.258 | 15318087.398 |  | -1
node_8101701_200823029 |  |  | PQ | ABCD | 2771.281 | 8101701 | no | no |  |  | no |  |  | 1408275.402 | 15318208.159 |  | -1
node_8101701_200823030 |  |  | PQ | ABCD | 2771.281 | 8101701 | no | no |  |  | no |  |  | 1408164.632 | 15318432.208 |  | -1
node_8101701_200823032 |  |  | PQ | ABCN | 2771.281 | 8101701 | no | no |  |  | no |  |  | 1408189.613 | 15318536.849 |  | -1
node_8101701_200823391 |  |  | PQ | ABCN | 2771.281 | 8101701 | no | no |  |  | no |  |  | 1408243.372 | 15315809.977 |  | -1
node_8101701_200823394 |  |  | PQ | ABCD | 2771.281 | 8101701 | no | no |  |  | no |  |  | 1408395.341 | 15315742.848 |  | -1
node_8101701_200823395 |  |  | PQ | ABCD | 2771.281 | 8101701 | no | no |  |  | no |  |  | 1408529.876 | 15315686.291 |  | -1
node_8101701_200823396 |  |  | PQ | ABCD | 2771.281 | 8101701 | no | no |  |  | no |  |  | 1408719.912 | 15315666.666 |  | -1
node_8101701_200823397 |  |  | PQ | ABCN | 2771.281 | 8101701 | no | no |  |  | no |  |  | 1408839.521 | 15315642.59 |  | -1
node_8101701_200823398 |  |  | PQ | ABCD | 2771.281 | 8101701 | no | no |  |  | no |  |  | 1408964.623 | 15315643.033 |  | -1
node_8101701_200823399 |  |  | PQ | ABCD | 2771.281 | 8101701 | no | no |  |  | no |  |  | 1409109.893 | 15315623.032 |  | -1
node_8101701_200823400 |  |  | PQ | ABCD | 2771.281 | 8101701 | no | no |  |  | no |  |  | 1409249.962 | 15315623.879 |  | -1
node_8101701_200823402 |  |  | PQ | ABCN | 2771.281 | 8101701 | no | no |  |  | no |  |  | 1409417.889 | 15315594.296 |  | -1
node_8101701_200823406 |  |  | PQ | AD | 2771.281 | 8101701 | no | no |  |  | no |  |  | 1407798.136 | 15316583.603 |  | -1
node_8101701_200823407 |  |  | PQ | AD | 2771.281 | 8101701 | no | no |  |  | no |  |  | 1407972.48 | 15316536.287 |  | -1
node_8101701_200823408 |  |  | PQ | AN | 2771.281 | 8101701 | no | no |  |  | no |  |  | 1408102.203 | 15316499.844 |  | -1
node_8101701_200823413 |  |  | PQ | AN | 2771.281 | 8101701 | no | no |  |  | no |  |  | 1407802.428 | 15316432.581 |  | -1
node_8101701_200823414 |  |  | PQ | AD | 2771.281 | 8101701 | no | no |  |  | no |  |  | 1407808.331 | 15316266.978 |  | -1
node_8101701_200823415 |  |  | PQ | AD | 2771.281 | 8101701 | no | no |  |  | no |  |  | 1407813.268 | 15316175.533 |  | -1
node_8101701_200823416 |  |  | PQ | ABCD | 2771.281 | 8101701 | no | no |  |  | no |  |  | 1407824.898 | 15316098.597 |  | -1
node_8101701_200823417 |  |  | PQ | ABCN | 2771.281 | 8101701 | no | no |  |  | no |  |  | 1407885.612 | 15316044.479 |  | -1
node_8101701_200823418 |  |  | PQ | ABCD | 2771.281 | 8101701 | no | no |  |  | no |  |  | 1407973.89 | 15315976.308 |  | -1
node_8101701_200823420 |  |  | PQ | ABCD | 2771.281 | 8101701 | no | no |  |  | no |  |  | 1408102.817 | 15315902.573 |  | -1
node_8101701_200823424 |  |  | PQ | AN | 2771.281 | 8101701 | no | no |  |  | no |  |  | 1407913.761 | 15317618.252 |  | -1
node_8101701_200823427 |  |  | PQ | AD | 2771.281 | 8101701 | no | no |  |  | no |  |  | 1407786.105 | 15317756.229 |  | -1
node_8101701_200823428 |  |  | PQ | AD | 2771.281 | 8101701 | no | no |  |  | no |  |  | 1407779.943 | 15317902.702 |  | -1
node_8101701_200823429 |  |  | PQ | AD | 2771.281 | 8101701 | no | no |  |  | no |  |  | 1407765.506 | 15318061.623 |  | -1
node_8101701_200823430 |  |  | PQ | AN | 2771.281 | 8101701 | no | no |  |  | no |  |  | 1407757.92 | 15318210.714 |  | -1
node_8101701_200823431 |  |  | PQ | AD | 2771.281 | 8101701 | no | no |  |  | no |  |  | 1407745.923 | 15318347.794 |  | -1
node_8101701_200823432 |  |  | PQ | AD | 2771.281 | 8101701 | no | no |  |  | no |  |  | 1407743.174 | 15318582.475 |  | -1
node_8101701_200823435 |  |  | PQ | AN | 2771.281 | 8101701 | no | no |  |  | no |  |  | 1407741.7 | 15318778.46 |  | -1
node_8101701_200823666 |  |  | PQ | AD | 2771.281 | 8101701 | no | no |  |  | no |  |  | 1407169.437 | 15317082.209 |  | -1
node_8101701_200823668 |  |  | PQ | AD | 2771.281 | 8101701 | no | no |  |  | no |  |  | 1406977.485 | 15318510.496 |  | -1
node_8101701_200823669 |  |  | PQ | AN | 2771.281 | 8101701 | no | no |  |  | no |  |  | 1407034.692 | 15318575.701 |  | -1
node_8101701_200823670 |  |  | PQ | AD | 2771.281 | 8101701 | no | no |  |  | no |  |  | 1407170.461 | 15318607.181 |  | -1
node_8101701_200823671 |  |  | PQ | AD | 2771.281 | 8101701 | no | no |  |  | no |  |  | 1407279.157 | 15318632.245 |  | -1
node_8101701_200823673 |  |  | PQ | AN | 2771.281 | 8101701 | no | no |  |  | no |  |  | 1407352.805 | 15318741.079 |  | -1
node_8101701_200823674 |  |  | PQ | AD | 2771.281 | 8101701 | no | no |  |  | no |  |  | 1407347.482 | 15318897.298 |  | -1
node_8101701_200823675 |  |  | PQ | AD | 2771.281 | 8101701 | no | no |  |  | no |  |  | 1407345.505 | 15318969.636 |  | -1
node_8101701_200823677 |  |  | PQ | AD | 2771.281 | 8101701 | no | no |  |  | no |  |  | 1407376.685 | 15318368.767 |  | -1
node_8101701_200823678 |  |  | PQ | AN | 2771.281 | 8101701 | no | no |  |  | no |  |  | 1407398.018 | 15318222.59 |  | -1
node_8101701_200823679 |  |  | PQ | AD | 2771.281 | 8101701 | no | no |  |  | no |  |  | 1407356.318 | 15318071.522 |  | -1
node_8101701_200823680 |  |  | PQ | AD | 2771.281 | 8101701 | no | no |  |  | no |  |  | 1407164.081 | 15317213.584 |  | -1
node_8101701_200823681 |  |  | PQ | AD | 2771.281 | 8101701 | no | no |  |  | no |  |  | 1407364.597 | 15317922.079 |  | -1
node_8101701_200823682 |  |  | PQ | AD | 2771.281 | 8101701 | no | no |  |  | no |  |  | 1407387.035 | 15317773.161 |  | -1
node_8101701_200823683 |  |  | PQ | AD | 2771.281 | 8101701 | no | no |  |  | no |  |  | 1407427.256 | 15317595.836 |  | -1
node_8101701_200823684 |  |  | PQ | AN | 2771.281 | 8101701 | no | no |  |  | no |  |  | 1407494.236 | 15317478.022 |  | -1
node_8101701_200823687 |  |  | PQ | AD | 2771.281 | 8101701 | no | no |  |  | no |  |  | 1407155.862 | 15317351.77 |  | -1
node_8101701_200823688 |  |  | PQ | AN | 2771.281 | 8101701 | no | no |  |  | no |  |  | 1407112.257 | 15317460.194 |  | -1
node_8101701_200823692 |  |  | PQ | AD | 2771.281 | 8101701 | no | no |  |  | no |  |  | 1407010.189 | 15317939.256 |  | -1
node_8101701_200823693 |  |  | PQ | AN | 2771.281 | 8101701 | no | no |  |  | no |  |  | 1406994.689 | 15318058.734 |  | -1
node_8101701_200823694 |  |  | PQ | AD | 2771.281 | 8101701 | no | no |  |  | no |  |  | 1406982.812 | 15318201.706 |  | -1
node_8101701_200823695 |  |  | PQ | AD | 2771.281 | 8101701 | no | no |  |  | no |  |  | 1406959.094 | 15318196.755 |  | -1
node_8101701_200823696 |  |  | PQ | AD | 2771.281 | 8101701 | no | no |  |  | no |  |  | 1406828.805 | 15318175.302 |  | -1
node_8101701_200823722 |  |  | PQ | AD | 2771.281 | 8101701 | no | no |  |  | no |  |  | 1408236.534 | 15315899.318 |  | -1
node_8101701_200823723 |  |  | PQ | AD | 2771.281 | 8101701 | no | no |  |  | no |  |  | 1408229.529 | 15316039.104 |  | -1
node_8101701_200823724 |  |  | PQ | AN | 2771.281 | 8101701 | no | no |  |  | no |  |  | 1408220.869 | 15316167.232 |  | -1
node_8101701_200823726 |  |  | PQ | AD | 2771.281 | 8101701 | no | no |  |  | no |  |  | 1406735.523 | 15317030.897 |  | -1
node_8101701_200823729 |  |  | PQ | ABCN | 2771.281 | 8101701 | no | no |  |  | no |  |  | 1407412.289 | 15316286.643 |  | -1
node_8101701_200823730 |  |  | PQ | ABCD | 2771.281 | 8101701 | no | no |  |  | no |  |  | 1407540.476 | 15316291.403 |  | -1
node_8101701_200823731 |  |  | PQ | ABCN | 2771.281 | 8101701 | no | no |  |  | no |  |  | 1407687.374 | 15316192.165 |  | -1
node_8101701_200823732 |  |  | PQ | AD | 2771.281 | 8101701 | no | no |  |  | no |  |  | 1406743.264 | 15316858.589 |  | -1
node_8101701_200823733 |  |  | PQ | AD | 2771.281 | 8101701 | no | no |  |  | no |  |  | 1406750.343 | 15316741.547 |  | -1
node_8101701_200823734 |  |  | PQ | AD | 2771.281 | 8101701 | no | no |  |  | no |  |  | 1406755.964 | 15316617.905 |  | -1
node_8101701_200823735 |  |  | PQ | AN | 2771.281 | 8101701 | no | no |  |  | no |  |  | 1406761.817 | 15316500.682 |  | -1
node_8101701_200823804 |  |  | PQ | AD | 2771.281 | 8101701 | no | no |  |  | no |  |  | 1406464.486 | 15317055.735 |  | -1
node_8101701_200823805 |  |  | PQ | AD | 2771.281 | 8101701 | no | no |  |  | no |  |  | 1406469.479 | 15316930.361 |  | -1
node_8101701_200823806 |  |  | PQ | AN | 2771.281 | 8101701 | no | no |  |  | no |  |  | 1406486 | 15316758.812 |  | -1
node_8101701_200823819 |  |  | PQ | AD | 2771.281 | 8101701 | no | no |  |  | no |  |  | 1407119.97 | 15316947.103 |  | -1
node_8101701_200823820 |  |  | PQ | AN | 2771.281 | 8101701 | no | no |  |  | no |  |  | 1407100.008 | 15316769.808 |  | -1
node_8101701_200823881 |  |  | PQ | AD | 2771.281 | 8101701 | no | no |  |  | no |  |  | 1408519.696 | 15315874.004 |  | -1
node_8101701_200823882 |  |  | PQ | AN | 2771.281 | 8101701 | no | no |  |  | no |  |  | 1408508.012 | 15316019.047 |  | -1
node_8101701_200823886 |  |  | PQ | AD | 2771.281 | 8101701 | no | no |  |  | no |  |  | 1408949.151 | 15316732.736 |  | -1
node_8101701_200823887 |  |  | PQ | AN | 2771.281 | 8101701 | no | no |  |  | no |  |  | 1408954.166 | 15316552.788 |  | -1
node_8101701_200823888 |  |  | PQ | AD | 2771.281 | 8101701 | no | no |  |  | no |  |  | 1408934.081 | 15316405.486 |  | -1
node_8101701_200823889 |  |  | PQ | AN | 2771.281 | 8101701 | no | no |  |  | no |  |  | 1409118.013 | 15316377.426 |  | -1
node_8101701_200823909 |  |  | PQ | AN | 2771.281 | 8101701 | no | no |  |  | no |  |  | 1408751.208 | 15315812.301 |  | -1
node_8101701_200823910 |  |  | PQ | AD | 2771.281 | 8101701 | no | no |  |  | no |  |  | 1408772.78 | 15315900.281 |  | -1
node_8101701_200823911 |  |  | PQ | AD | 2771.281 | 8101701 | no | no |  |  | no |  |  | 1408810.81 | 15316030.305 |  | -1
node_8101701_200823912 |  |  | PQ | AN | 2771.281 | 8101701 | no | no |  |  | no |  |  | 1408804.466 | 15316173.975 |  | -1
node_8101701_200823940 |  |  | PQ | AD | 2771.281 | 8101701 | no | no |  |  | no |  |  | 1407823.522 | 15318231.019 |  | -1
node_8101701_200823941 |  |  | PQ | AN | 2771.281 | 8101701 | no | no |  |  | no |  |  | 1407959.732 | 15318225.684 |  | -1
node_8101701_200823942 |  |  | PQ | AD | 2771.281 | 8101701 | no | no |  |  | no |  |  | 1408113.434 | 15318224.953 |  | -1
node_8101701_200823943 |  |  | PQ | AD | 2771.281 | 8101701 | no | no |  |  | no |  |  | 1408345.264 | 15317677.241 |  | -1
node_8101701_200823944 |  |  | PQ | AD | 2771.281 | 8101701 | no | no |  |  | no |  |  | 1408498.853 | 15317684.692 |  | -1
node_8101701_200823945 |  |  | PQ | AN | 2771.281 | 8101701 | no | no |  |  | no |  |  | 1408615.615 | 15317642.584 |  | -1
node_8101701_200823967 |  |  | PQ | AN | 2771.281 | 8101701 | no | no |  |  | no |  |  | 1406649.034 | 15318526.454 |  | -1
node_8101701_200823971 |  |  | PQ | AN | 2771.281 | 8101701 | no | no |  |  | no |  |  | 1406673.396 | 15318728.225 |  | -1
node_8101701_200823974 |  |  | PQ | AD | 2771.281 | 8101701 | no | no |  |  | no |  |  | 1406795.339 | 15318742.981 |  | -1
node_8101701_200823975 |  |  | PQ | AN | 2771.281 | 8101701 | no | no |  |  | no |  |  | 1406976.389 | 15318768.781 |  | -1
node_8101701_200823979 |  |  | PQ | AN | 2771.281 | 8101701 | no | no |  |  | no |  |  | 1406703.37 | 15317673.514 |  | -1
node_8101701_200823980 |  |  | PQ | AD | 2771.281 | 8101701 | no | no |  |  | no |  |  | 1406667.451 | 15317684.876 |  | -1
node_8101701_200823981 |  |  | PQ | AD | 2771.281 | 8101701 | no | no |  |  | no |  |  | 1406474.819 | 15317676.513 |  | -1
node_8101701_200823982 |  |  | PQ | AD | 2771.281 | 8101701 | no | no |  |  | no |  |  | 1406693.42 | 15317810.012 |  | -1
node_8101701_200823983 |  |  | PQ | AD | 2771.281 | 8101701 | no | no |  |  | no |  |  | 1406685.896 | 15317945.13 |  | -1
node_8101701_200823984 |  |  | PQ | AN | 2771.281 | 8101701 | no | no |  |  | no |  |  | 1406675.668 | 15318114.342 |  | -1
node_8101701_200823985 |  |  | PQ | AD | 2771.281 | 8101701 | no | no |  |  | no |  |  | 1406663.167 | 15318266.526 |  | -1
node_8101701_200823986 |  |  | PQ | AD | 2771.281 | 8101701 | no | no |  |  | no |  |  | 1406654.915 | 15318419.677 |  | -1
node_8101701_200823993 |  |  | PQ | ABCD | 2771.281 | 8101701 | no | no |  |  | no |  |  | 1407494.813 | 15316925.986 |  | -1
node_8101701_200823994 |  |  | PQ | ABCD | 2771.281 | 8101701 | no | no |  |  | no |  |  | 1407476.337 | 15316792.041 |  | -1
node_8101701_200823995 |  |  | PQ | ABCD | 2771.281 | 8101701 | no | no |  |  | no |  |  | 1407455.313 | 15316653.329 |  | -1
node_8101701_200823996 |  |  | PQ | ABCD | 2771.281 | 8101701 | no | no |  |  | no |  |  | 1407463.275 | 15316506.046 |  | -1
node_8101701_200823997 |  |  | PQ | ABCN | 2771.281 | 8101701 | no | no |  |  | no |  |  | 1407472.843 | 15316420.367 |  | -1
node_8101701_200824006 |  |  | PQ | AN | 2771.281 | 8101701 | no | no |  |  | no |  |  | 1406414.995 | 15317641.464 |  | -1
node_8101701_200824007 |  |  | PQ | AD | 2771.281 | 8101701 | no | no |  |  | no |  |  | 1406404.291 | 15317794.422 |  | -1
node_8101701_200824008 |  |  | PQ | AD | 2771.281 | 8101701 | no | no |  |  | no |  |  | 1406402.188 | 15317942.753 |  | -1
node_8101701_200824009 |  |  | PQ | AD | 2771.281 | 8101701 | no | no |  |  | no |  |  | 1406385.443 | 15318094.429 |  | -1
node_8101701_200824010 |  |  | PQ | AN | 2771.281 | 8101701 | no | no |  |  | no |  |  | 1406377.007 | 15318258.825 |  | -1
node_8101701_200824023 |  |  | PQ | AD | 2771.281 | 8101701 | no | no |  |  | no |  |  | 1409413.121 | 15315709.039 |  | -1
node_8101701_200824024 |  |  | PQ | AD | 2771.281 | 8101701 | no | no |  |  | no |  |  | 1409404.912 | 15315886.869 |  | -1
node_8101701_200824025 |  |  | PQ | AN | 2771.281 | 8101701 | no | no |  |  | no |  |  | 1409396.837 | 15316053.944 |  | -1
node_8101701_200824027 |  |  | PQ | AD | 2771.281 | 8101701 | no | no |  |  | no |  |  | 1409124.038 | 15315743.007 |  | -1
node_8101701_200824028 |  |  | PQ | AN | 2771.281 | 8101701 | no | no |  |  | no |  |  | 1409113.098 | 15315907.908 |  | -1
node_8101701_200824092 |  |  | PQ | ABCD | 2771.281 | 8101701 | no | no |  |  | no |  |  | 1405484.981 | 15317397.462 |  | -1
node_8101701_200824094 |  |  | PQ | ABCN | 2771.281 | 8101701 | no | no |  |  | no |  |  | 1405526.81 | 15317489.505 |  | -1
node_8101701_200824095 |  |  | PQ | ABCN | 2771.281 | 8101701 | no | no |  |  | no |  |  | 1405618.593 | 15317628.003 |  | -1
node_8101701_200824096 |  |  | PQ | ABCN | 2771.281 | 8101701 | no | no |  |  | no |  |  | 1405719.859 | 15317772.782 |  | -1
node_8101701_200824097 |  |  | PQ | AD | 2771.281 | 8101701 | no | no |  |  | no |  |  | 1405814.582 | 15317944.678 |  | -1
node_8101701_200824098 |  |  | PQ | AN | 2771.281 | 8101701 | no | no |  |  | no |  |  | 1405810.521 | 15318096.049 |  | -1
node_8101701_200824099 |  |  | PQ | AD | 2771.281 | 8101701 | no | no |  |  | no |  |  | 1405798.312 | 15318246.337 |  | -1
node_8101701_200824100 |  |  | PQ | AN | 2771.281 | 8101701 | no | no |  |  | no |  |  | 1405767.596 | 15318439.971 |  | -1
node_8101701_200824101 |  |  | PQ | AN | 2771.281 | 8101701 | no | no |  |  | no |  |  | 1405908.363 | 15318441.958 |  | -1
node_8101701_200824173 |  |  | PQ | AN | 2771.281 | 8101701 | no | no |  |  | no |  |  | 1407292.764 | 15319081.548 |  | -1
node_8101701_200824175 |  |  | PQ | AN | 2771.281 | 8101701 | no | no |  |  | no |  |  | 1407605.416 | 15319078.552 |  | -1
node_8101701_200824176 |  |  | PQ | AN | 2771.281 | 8101701 | no | no |  |  | no |  |  | 1407055.446 | 15319084.53 |  | -1
node_8101701_200824177 |  |  | PQ | AD | 2771.281 | 8101701 | no | no |  |  | no |  |  | 1406888.511 | 15319085.009 |  | -1
node_8101701_200824178 |  |  | PQ | AN | 2771.281 | 8101701 | no | no |  |  | no |  |  | 1406776.756 | 15319087.054 |  | -1
node_8101701_200824310 |  |  | PQ | AD | 2771.281 | 8101701 | no | no |  |  | no |  |  | 1409027.4 | 15316846.075 |  | -1
node_8101701_200824311 |  |  | PQ | AD | 2771.281 | 8101701 | no | no |  |  | no |  |  | 1409012.65 | 15317106.149 |  | -1
node_8101701_200824312 |  |  | PQ | AN | 2771.281 | 8101701 | no | no |  |  | no |  |  | 1409007.276 | 15317272.832 |  | -1
node_8101701_200824313 |  |  | PQ | AN | 2771.281 | 8101701 | no | no |  |  | no |  |  | 1408998.593 | 15317435.967 |  | -1
node_8101701_200824314 |  |  | PQ | AN | 2771.281 | 8101701 | no | no |  |  | no |  |  | 1408990.42 | 15317619.833 |  | -1
node_8101701_200824315 |  |  | PQ | AN | 2771.281 | 8101701 | no | no |  |  | no |  |  | 1408984.372 | 15317813.429 |  | -1
node_8101701_200824316 |  |  | PQ | AD | 2771.281 | 8101701 | no | no |  |  | no |  |  | 1408976.934 | 15317999.507 |  | -1
node_8101701_200824317 |  |  | PQ | AN | 2771.281 | 8101701 | no | no |  |  | no |  |  | 1408999.245 | 15318267.836 |  | -1
node_8101701_200824343 |  |  | PQ | AD | 2771.281 | 8101701 | no | no |  |  | no |  |  | 1402614.48 | 15317963.521 |  | -1
node_8101701_200824344 |  |  | PQ | AD | 2771.281 | 8101701 | no | no |  |  | no |  |  | 1402618.672 | 15318064.416 |  | -1
node_8101701_200824345 |  |  | PQ | AD | 2771.281 | 8101701 | no | no |  |  | no |  |  | 1402626.621 | 15318176.668 |  | -1
node_8101701_200824346 |  |  | PQ | AN | 2771.281 | 8101701 | no | no |  |  | no |  |  | 1402640.251 | 15318316.001 |  | -1
node_8101701_200824347 |  |  | PQ | AD | 2771.281 | 8101701 | no | no |  |  | no |  |  | 1402658.058 | 15318453.629 |  | -1
node_8101701_200824348 |  |  | PQ | AD | 2771.281 | 8101701 | no | no |  |  | no |  |  | 1402848.273 | 15318525.691 |  | -1
node_8101701_200824349 |  |  | PQ | AN | 2771.281 | 8101701 | no | no |  |  | no |  |  | 1402832.622 | 15318661.171 |  | -1
node_8101701_200824358 |  |  | PQ | AD | 2771.281 | 8101701 | no | no |  |  | no |  |  | 1409148.979 | 15317232.858 |  | -1
node_8101701_200824359 |  |  | PQ | AD | 2771.281 | 8101701 | no | no |  |  | no |  |  | 1409319.228 | 15317245.73 |  | -1
node_8101701_200824360 |  |  | PQ | AN | 2771.281 | 8101701 | no | no |  |  | no |  |  | 1409324.973 | 15317406.297 |  | -1
node_8101701_200824361 |  |  | PQ | AD | 2771.281 | 8101701 | no | no |  |  | no |  |  | 1409307.426 | 15317582.56 |  | -1
node_8101701_200824362 |  |  | PQ | AN | 2771.281 | 8101701 | no | no |  |  | no |  |  | 1409438.893 | 15317596.041 |  | -1
node_8101701_200824363 |  |  | PQ | AD | 2771.281 | 8101701 | no | no |  |  | no |  |  | 1409303.172 | 15317764.43 |  | -1
node_8101701_200824364 |  |  | PQ | AN | 2771.281 | 8101701 | no | no |  |  | no |  |  | 1409298.644 | 15317940.887 |  | -1
node_8101701_200824494 |  |  | PQ | ABCD | 2771.281 | 8101701 | no | no |  |  | no |  |  | 1400445.358 | 15318407.998 |  | -1
node_8101701_200824495 |  |  | PQ | ABCD | 2771.281 | 8101701 | no | no |  |  | no |  |  | 1400706.846 | 15318418.083 |  | -1
node_8101701_200824496 |  |  | PQ | ABCD | 2771.281 | 8101701 | no | no |  |  | no |  |  | 1401229.511 | 15318449.769 |  | -1
node_8101701_200824497 |  |  | PQ | ABCD | 2771.281 | 8101701 | no | no |  |  | no |  |  | 1401494.365 | 15318458.812 |  | -1
node_8101701_200824498 |  |  | PQ | ABCD | 2771.281 | 8101701 | no | no |  |  | no |  |  | 1401438.609 | 15318275.667 |  | -1
node_8101701_200824499 |  |  | PQ | ABCD | 2771.281 | 8101701 | no | no |  |  | no |  |  | 1401395.651 | 15318098.421 |  | -1
node_8101701_200824500 |  |  | PQ | ABCD | 2771.281 | 8101701 | no | no |  |  | no |  |  | 1401694.104 | 15317985.058 |  | -1
node_8101701_200824501 |  |  | PQ | ABCD | 2771.281 | 8101701 | no | no |  |  | no |  |  | 1401865.363 | 15317922.634 |  | -1
node_8101701_200824502 |  |  | PQ | ABCD | 2771.281 | 8101701 | no | no |  |  | no |  |  | 1400964.069 | 15318435.885 |  | -1
node_8101701_200824503 |  |  | PQ | ABCN | 2771.281 | 8101701 | no | no |  |  | no |  |  | 1401056.043 | 15318367.312 |  | -1
node_8101701_200824504 |  |  | PQ | ABCN | 2771.281 | 8101701 | no | no |  |  | no |  |  | 1401399.285 | 15318607.257 |  | -1
node_8101701_200824565 |  |  | PQ | ABCD | 2771.281 | 8101701 | no | no |  |  | no |  |  | 1402369.92 | 15317826.011 |  | -1
node_8101701_200824566 |  |  | PQ | ABCD | 2771.281 | 8101701 | no | no |  |  | no |  |  | 1402529.616 | 15317785.045 |  | -1
node_8101701_200824567 |  |  | PQ | ABCD | 2771.281 | 8101701 | no | no |  |  | no |  |  | 1402647.631 | 15317751.671 |  | -1
node_8101701_200824568 |  |  | PQ | ABCD | 2771.281 | 8101701 | no | no |  |  | no |  |  | 1402752.371 | 15317724.609 |  | -1
node_8101701_200824569 |  |  | PQ | ABCD | 2771.281 | 8101701 | no | no |  |  | no |  |  | 1402867.261 | 15317696.008 |  | -1
node_8101701_200824570 |  |  | PQ | ABCD | 2771.281 | 8101701 | no | no |  |  | no |  |  | 1402975.648 | 15317667.62 |  | -1
node_8101701_200824571 |  |  | PQ | ABCN | 2771.281 | 8101701 | no | no |  |  | no |  |  | 1403093.945 | 15317639.186 |  | -1
node_8101701_200833127 |  |  | PQ | ABCD | 2771.281 | 8101701 | no | no |  |  | no |  |  | 1403716.799 | 15316466.337 |  | -1
node_8101701_200833260 |  |  | PQ | ABCN | 2771.281 | 8101701 | no | no |  |  | no |  |  | 1403662.085 | 15316389.498 |  | -1
node_8101701_200914616 |  |  | PQ | AD | 2771.281 | 8101701 | no | no |  |  | no |  |  | 1407170.48 | 15317005.106 |  | -1
node_8101701_200916289 |  |  | PQ | ABCN | 2771.281 | 8101701 | no | no |  |  | no |  |  | 1404352.003 | 15317072.04 |  | -1
node_8101701_200916291 |  |  | PQ | ABCN | 2771.281 | 8101701 | no | no |  |  | no |  |  | 1404577.412 | 15317538.929 |  | -1
node_8101701_200916296 |  |  | PQ | ABCD | 2771.281 | 8101701 | no | no |  |  | no |  |  | 1400266.443 | 15318359.166 |  | -1
node_8101701_200953717 |  |  | PQ | AD | 2771.281 | 8101701 | no | no |  |  | no |  |  | 1407053.595 | 15317640.629 |  | -1
node_8101701_200953718 |  |  | PQ | AD | 2771.281 | 8101701 | no | no |  |  | no |  |  | 1407030.772 | 15317791.338 |  | -1
node_8101701_200953719 |  |  | PQ | AD | 2771.281 | 8101701 | no | no |  |  | no |  |  | 1406978.242 | 15318362.568 |  | -1
node_8101701_200953720 |  |  | PQ | AD | 2771.281 | 8101701 | no | no |  |  | no |  |  | 1407375.35 | 15318593.46 |  | -1
node_8101701_200958794 |  |  | PQ | ABCD | 2771.281 | 8101701 | no | no |  |  | no |  |  | 1401724.041 | 15318096.068 |  | -1
node_8101701_200968681 |  |  | PQ | AD | 2771.281 | 8101701 | no | no |  |  | no |  |  | 1408719.895 | 15320066.866 |  | -1
node_8101701_200969884 |  |  | PQ | AD | 2771.281 | 8101701 | no | no |  |  | no |  |  | 1407366.263 | 15318459.14 |  | -1
node_8101701_200970211 |  |  | PQ | ABCN | 2771.281 | 8101701 | no | no |  |  | no |  |  | 1404113.432 | 15317586.707 |  | -1
node_8101701_200977751 |  |  | PQ | ABCD | 2771.281 | 8101701 | no | no |  |  | no |  |  | 1411998.294 | 15316913.343 |  | -1
node_8101701_201014523 |  |  | PQ | ABCD | 2771.281 | 8101701 | no | no |  |  | no |  |  | 1403025.362 | 15319084.899 |  | -1
node_8101701_201017700 |  |  | PQ | ABCD | 2771.281 | 8101701 | no | no |  |  | no |  |  | 1403963.107 | 15317727.796 |  | -1
node_8101701_201018621 |  |  | PQ | ABCD | 2771.281 | 8101701 | no | no |  |  | no |  |  | 1400496.319 | 15317694.163 |  | -1
node_8101701_201019066 |  |  | PQ | ABCN | 2771.281 | 8101701 | no | no |  |  | no |  |  | 1400707.761 | 15318384.543 |  | -1
node_8101701_201019067 |  |  | PQ | ABCN | 2771.281 | 8101701 | no | no |  |  | no |  |  | 1400861.004 | 15318259.341 |  | -1
node_8101701_201023395 |  |  | PQ | ABCD | 2771.281 | 8101701 | no | no |  |  | no |  |  | 1409634.665 | 15316709.803 |  | -1
node_8101701_201038538 |  |  | PQ | AN | 7199.557 | 8101701 | no | no |  |  | no |  |  | 1408034.931 | 15321488.021 |  | -1
node_8101701_201038539 |  |  | PQ | AN | 7199.557 | 8101701 | no | no |  |  | no |  |  | 1408523.6 | 15321449.05 |  | -1
node_8101701_201042617 |  |  | PQ | AN | 7199.557 | 8101701 | no | no |  |  | no |  |  | 1407723.547 | 15321532.213 |  | -1
node_8101701_201049253 |  |  | PQ | AN | 7199.557 | 8101701 | no | no |  |  | no |  |  | 1409804.17 | 15321081.352 |  | -1
node_8101701_201049768 |  |  | PQ | AN | 7199.557 | 8101701 | no | no |  |  | no |  |  | 1410286.664 | 15321258.677 |  | -1
node_8101701_201049771 |  |  | PQ | AN | 7199.557 | 8101701 | no | no |  |  | no |  |  | 1411010.541 | 15321283.923 |  | -1
node_8101701_311877273 |  |  | PQ | ABCD | 2771.281 | 8101701 | no | no |  |  | no |  |  | 1403700.571 | 15316404.506 |  | -1
node_8101701_311909367 |  |  | PQ | AN | 7199.557 | 8101701 | no | no |  |  | no |  |  | 1408667.628 | 15320235.413 |  | -1
node_8101701_312127957 |  |  | PQ | AN | 2771.281 | 8101701 | no | no |  |  | no |  |  | 1406542.76 | 15319119.53 |  | -1
node_8101701_312159117 |  |  | PQ | ABCD | 2771.281 | 8101701 | no | no |  |  | no |  |  | 1402589.868 | 15317924.946 |  | -1
node_220382780 |  |  | PQ | AD | 2771.281 | 8101701 | no | no |  |  | no |  |  | 1409095.437 | 15321078.08 |  | -1
node_220382781 |  |  | PQ | AD | 2771.281 | 8101701 | no | no |  |  | no |  |  | 1408697.697 | 15320220.476 |  | -1
node_220382819 |  |  | PQ | ABCD | 2771.281 | 8101701 | no | no |  |  | no |  |  | 1405975.037 | 15317261.353 |  | -1
node_220440788 |  |  | PQ | AN | 7199.557 | 8101701 | no | no |  |  | no |  |  | 1408687.148 | 15320225.716 |  | -1
node_220463535 |  |  | PQ | AN | 7199.557 | 8101701 | no | no |  |  | no |  |  | 1409184.143 | 15321196.522 |  | -1
node_220557261 |  |  | PQ | AD | 7199.557 | 8101701 | no | no |  |  | no |  |  | 1408679.115 | 15320229.706 |  | -1
node_311908316 |  |  | PQ | AD | 2771.281 | 8101701 | no | no |  |  | no |  |  | 1409177.658 | 15321187.863 |  | -1
node_312069093 |  |  | PQ | ABCD | 2771.281 | 8101701 | no | no |  |  | no |  |  | 1405974.68 | 15317436.017 |  | -1
node_SOURCE_8101701 |  |  | SWING | ABCN | 2771.281 | 8101701 | no | no |  |  | no |  |  | 1400152.453 | 15318355.683 |  | -1
node_intto1_8101701_200820783 |  |  | PQ | AN | 2771.281 | 8101701 | no | no |  |  | no |  |  | 1403574.096 | 15318082.67 |  | -1
node_intto1_8101701_200822165 |  |  | PQ | ABCD | 2771.281 | 8101701 | no | no |  |  | no |  |  | 1413142.389 | 15317436.468 |  | -1
node_intto1_8101701_200822321 |  |  | PQ | ABCD | 2771.281 | 8101701 | no | no |  |  | no |  |  | 1402014.845 | 15317995.685 |  | -1
node_intto1_8101701_200822328 |  |  | PQ | ABCD | 2771.281 | 8101701 | no | no |  |  | no |  |  | 1402831.12 | 15317924.558 |  | -1
node_intto1_8101701_200822331 |  |  | PQ | ABCD | 2771.281 | 8101701 | no | no |  |  | no |  |  | 1403075.682 | 15317918.418 |  | -1
node_intto1_8101701_200822351 |  |  | PQ | ABCD | 2771.281 | 8101701 | no | no |  |  | no |  |  | 1404347.093 | 15317816.085 |  | -1
node_intto1_8101701_200822363 |  |  | PQ | AD | 2771.281 | 8101701 | no | no |  |  | no |  |  | 1405249.44 | 15316855.86 |  | -1
node_intto1_8101701_200822395 |  |  | PQ | ABCD | 2771.281 | 8101701 | no | no |  |  | no |  |  | 1407539.748 | 15316983.747 |  | -1
node_intto1_8101701_200822402 |  |  | PQ | ABCD | 2771.281 | 8101701 | no | no |  |  | no |  |  | 1408413.582 | 15316870.452 |  | -1
node_intto1_8101701_200822404 |  |  | PQ | ABCD | 2771.281 | 8101701 | no | no |  |  | no |  |  | 1408696.644 | 15316837.968 |  | -1
node_intto1_8101701_200822416 |  |  | PQ | ABCD | 2771.281 | 8101701 | no | no |  |  | no |  |  | 1409520.881 | 15316722.765 |  | -1
node_intto1_8101701_200822952 |  |  | PQ | AD | 2771.281 | 8101701 | no | no |  |  | no |  |  | 1409758.022 | 15316453.31 |  | -1
node_intto1_8101701_200822961 |  |  | PQ | AD | 2771.281 | 8101701 | no | no |  |  | no |  |  | 1410152.686 | 15316507.436 |  | -1
node_intto1_8101701_200822973 |  |  | PQ | AD | 2771.281 | 8101701 | no | no |  |  | no |  |  | 1410179.955 | 15316012.686 |  | -1
node_intto1_8101701_200822993 |  |  | PQ | ABCD | 2771.281 | 8101701 | no | no |  |  | no |  |  | 1408322.88 | 15317001.378 |  | -1
node_intto1_8101701_200823726 |  |  | PQ | AD | 2771.281 | 8101701 | no | no |  |  | no |  |  | 1406735.523 | 15317030.897 |  | -1
node_intto1_8101701_200823887 |  |  | PQ | AD | 2771.281 | 8101701 | no | no |  |  | no |  |  | 1408954.166 | 15316552.788 |  | -1
node_intto1_8101701_200823941 |  |  | PQ | AD | 2771.281 | 8101701 | no | no |  |  | no |  |  | 1407959.732 | 15318225.684 |  | -1
node_intto1_8101701_200823994 |  |  | PQ | ABCD | 2771.281 | 8101701 | no | no |  |  | no |  |  | 1407476.337 | 15316792.041 |  | -1
node_intto1_8101701_200824094 |  |  | PQ | ABCD | 2771.281 | 8101701 | no | no |  |  | no |  |  | 1405526.81 | 15317489.505 |  | -1
node_intto1_8101701_200824311 |  |  | PQ | AD | 2771.281 | 8101701 | no | no |  |  | no |  |  | 1409012.65 | 15317106.149 |  | -1
node_intto1_8101701_200914616 |  |  | PQ | AD | 2771.281 | 8101701 | no | no |  |  | no |  |  | 1407170.48 | 15317005.106 |  | -1
node_intto1_8101701_200916289 |  |  | PQ | ABCN | 2771.281 | 8101701 | no | no |  |  | no |  |  | 1404352.003 | 15317072.04 |  | -1
node_intto1_8101701_200916291 |  |  | PQ | ABCN | 2771.281 | 8101701 | no | no |  |  | no |  |  | 1404577.412 | 15317538.929 |  | -1
node_intto1_8101701_200970211 |  |  | PQ | ABCN | 2771.281 | 8101701 | no | no |  |  | no |  |  | 1404113.432 | 15317586.707 |  | -1
node_intto1_8101701_201017700 |  |  | PQ | ABCD | 2771.281 | 8101701 | no | no |  |  | no |  |  | 1403963.107 | 15317727.796 |  | -1
node_intto1_8101701_201019067 |  |  | PQ | ABCN | 2771.281 | 8101701 | no | no |  |  | no |  |  | 1400861.004 | 15318259.341 |  | -1
node_intto1_8101701_312127957 |  |  | PQ | AN | 2771.281 | 8101701 | no | no |  |  | no |  |  | 1406542.76 | 15319119.53 |  | -1
node_intto1_220382780 |  |  | PQ | AD | 2771.281 | 8101701 | no | no |  |  | no |  |  | 1409095.437 | 15321078.08 |  | -1
node_intto1_220382781 |  |  | PQ | AD | 2771.281 | 8101701 | no | no |  |  | no |  |  | 1408697.697 | 15320220.476 |  | -1
node_intto1_220382819 |  |  | PQ | ABCD | 2771.281 | 8101701 | no | no |  |  | no |  |  | 1405975.037 | 15317261.353 |  | -1
node_intto1_220440788 |  |  | PQ | AD | 2771.281 | 8101701 | no | no |  |  | no |  |  | 1408687.148 | 15320225.716 |  | -1
node_intto1_220463535 |  |  | PQ | AD | 2771.281 | 8101701 | no | no |  |  | no |  |  | 1409184.143 | 15321196.522 |  | -1
node_intto1_220557261 |  |  | PQ | AD | 7199.557 | 8101701 | no | no |  |  | no |  |  | 1408679.115 | 15320229.706 |  | -1
node_intto1_311908316 |  |  | PQ | AD | 2771.281 | 8101701 | no | no |  |  | no |  |  | 1409177.658 | 15321187.863 |  | -1
node_intto1_312069093 |  |  | PQ | ABCD | 2771.281 | 8101701 | no | no |  |  | no |  |  | 1405974.68 | 15317436.017 |  | -1

## overhead_line
data_type | static
owner_type | feeder
owner | 8101701
object | overhead_line
name | groupid | phases | fr | to | length | configuration | dcircuit | selected | monitored | monitored_fields | class_monitored_fields | played | played_fields | comments | R | X | B | lim_kw
oh_line_8101701_200822141 |  | ABCD | node_8101701_200822154 | node_8101701_200822141 | 146.012 | bal_3P_4/0AA | 8101701 | no | no |  |  | no |  |  | 0 | 0 | 0 | 0
oh_line_8101701_200822142 |  | ABCD | node_8101701_200822434 | node_8101701_200822142 | 134.55 | bal_3P_336AL | 8101701 | no | no |  |  | no |  |  | 0 | 0 | 0 | 0
oh_line_8101701_200822143 |  | ABCD | node_8101701_200822142 | node_8101701_200822143 | 132.744 | bal_3P_336AL | 8101701 | no | no |  |  | no |  |  | 0 | 0 | 0 | 0
oh_line_8101701_200822144 |  | ABCD | node_8101701_200822143 | node_8101701_200822144 | 142.516 | bal_3P_336AL | 8101701 | no | no |  |  | no |  |  | 0 | 0 | 0 | 0
oh_line_8101701_200822145 |  | ABCD | node_8101701_200822144 | node_8101701_200822145 | 140.517 | bal_3P_336AL | 8101701 | no | no |  |  | no |  |  | 0 | 0 | 0 | 0
oh_line_8101701_200822146 |  | ABCD | node_8101701_200822145 | node_8101701_200822146 | 172.1 | bal_3P_336AL | 8101701 | no | no |  |  | no |  |  | 0 | 0 | 0 | 0
oh_line_8101701_200822147 |  | ABCD | node_8101701_200822146 | node_8101701_200822147 | 68.434 | bal_3P_336AL | 8101701 | no | no |  |  | no |  |  | 0 | 0 | 0 | 0
oh_line_8101701_200822150 |  | ABCD | node_8101701_200822147 | node_8101701_200822150 | 81.433 | bal_3P_336AL | 8101701 | no | no |  |  | no |  |  | 0 | 0 | 0 | 0
oh_line_8101701_200822152 |  | ABCD | node_8101701_200977751 | node_8101701_200822152 | 120.423 | bal_3P_336AL | 8101701 | no | no |  |  | no |  |  | 0 | 0 | 0 | 0
oh_line_8101701_200822153 |  | ABCD | node_8101701_200822152 | node_8101701_200822153 | 125.933 | bal_3P_336AL | 8101701 | no | no |  |  | no |  |  | 0 | 0 | 0 | 0
oh_line_8101701_200822154 |  | ABCD | node_8101701_200822185 | node_8101701_200822154 | 186.506 | bal_3P_4/0AA | 8101701 | no | no |  |  | no |  |  | 0 | 0 | 0 | 0
oh_line_8101701_200822155-1 |  | ABCD | node_1412382_54_15316986_038 | node_8101701_200822155 | 4.983 | bal_3P_336AL | 8101701 | no | no |  |  | no |  |  | 0 | 0 | 0 | 0
oh_line_8101701_200822155-2 |  | ABCD | node_8101701_200822153 | node_1412382_54_15316986_038 | 148.566 | bal_3P_336AL | 8101701 | no | no |  |  | no |  |  | 0 | 0 | 0 | 0
oh_line_8101701_200822157 |  | ABCD | node_8101701_200822155 | node_8101701_200822157 | 113.984 | bal_3P_336AL | 8101701 | no | no |  |  | no |  |  | 0 | 0 | 0 | 0
oh_line_8101701_200822158 |  | ABCD | node_8101701_200822157 | node_8101701_200822158 | 122.502 | bal_3P_336AL | 8101701 | no | no |  |  | no |  |  | 0 | 0 | 0 | 0
oh_line_8101701_200822159 |  | ABCD | node_8101701_200822158 | node_8101701_200822159 | 79.041 | bal_3P_336AL | 8101701 | no | no |  |  | no |  |  | 0 | 0 | 0 | 0
oh_line_8101701_200822162 |  | ABCD | node_8101701_200822159 | node_8101701_200822162 | 120.434 | bal_3P_336AL | 8101701 | no | no |  |  | no |  |  | 0 | 0 | 0 | 0
oh_line_8101701_200822163 |  | ABCD | node_8101701_200822162 | node_8101701_200822163 | 121.4 | bal_3P_336AL | 8101701 | no | no |  |  | no |  |  | 0 | 0 | 0 | 0
oh_line_8101701_200822164 |  | ABCD | node_8101701_200822163 | node_8101701_200822164 | 130.342 | bal_3P_4/0AA | 8101701 | no | no |  |  | no |  |  | 0 | 0 | 0 | 0
oh_line_8101701_200822165 |  | ABCD | node_8101701_200822164 | node_intto1_8101701_200822165 | 196.009 | bal_3P_4/0AA | 8101701 | no | no |  |  | no |  |  | 0 | 0 | 0 | 0
oh_line_8101701_200822166 |  | ABCD | node_8101701_200822165 | node_8101701_200822166 | 200.068 | bal_3P_4/0AA | 8101701 | no | no |  |  | no |  |  | 0 | 0 | 0 | 0
oh_line_8101701_200822167 |  | ABCD | node_8101701_200822166 | node_8101701_200822167 | 97.292 | bal_3P_4/0AL | 8101701 | no | no |  |  | no |  |  | 0 | 0 | 0 | 0
oh_line_8101701_200822168 |  | ABCD | node_8101701_200822167 | node_8101701_200822168 | 136.614 | bal_3P_4/0AL | 8101701 | no | no |  |  | no |  |  | 0 | 0 | 0 | 0
oh_line_8101701_200822169 |  | ABCD | node_8101701_200822168 | node_8101701_200822169 | 159.91 | bal_3P_4/0AL | 8101701 | no | no |  |  | no |  |  | 0 | 0 | 0 | 0
oh_line_8101701_200822170 |  | ABCD | node_8101701_200822169 | node_8101701_200822170 | 134.333 | bal_3P_4/0AL | 8101701 | no | no |  |  | no |  |  | 0 | 0 | 0 | 0
oh_line_8101701_200822171 |  | ABCD | node_8101701_200822170 | node_8101701_200822171 | 236.737 | bal_3P_4/0AL | 8101701 | no | no |  |  | no |  |  | 0 | 0 | 0 | 0
oh_line_8101701_200822172 |  | ABCD | node_8101701_200822171 | node_8101701_200822172 | 149.149 | bal_3P_4/0AL | 8101701 | no | no |  |  | no |  |  | 0 | 0 | 0 | 0
oh_line_8101701_200822174 |  | ABCD | node_8101701_200822172 | node_8101701_200822174 | 132.7 | bal_3P_4/0AL | 8101701 | no | no |  |  | no |  |  | 0 | 0 | 0 | 0
oh_line_8101701_200822185 |  | ABCD | node_8101701_200822208 | node_8101701_200822185 | 190.004 | bal_3P_4/0AA | 8101701 | no | no |  |  | no |  |  | 0 | 0 | 0 | 0
oh_line_8101701_200822208 |  | ABCD | node_8101701_200822226 | node_8101701_200822208 | 190.973 | bal_3P_4/0AA | 8101701 | no | no |  |  | no |  |  | 0 | 0 | 0 | 0
oh_line_8101701_200822226 |  | ABCD | node_8101701_200822305 | node_8101701_200822226 | 220.54 | bal_3P_4/0AA | 8101701 | no | no |  |  | no |  |  | 0 | 0 | 0 | 0
oh_line_8101701_200822305 |  | ABCD | node_8101701_200824501 | node_8101701_200822305 | 152.783 | bal_3P_4/0AA | 8101701 | no | no |  |  | no |  |  | 0 | 0 | 0 | 0
oh_line_8101701_200822320 |  | ABCD | node_8101701_200824501 | node_8101701_200822320 | 163.739 | bal_3P_477AL | 8101701 | no | no |  |  | no |  |  | 0 | 0 | 0 | 0
oh_line_8101701_200822321 |  | ABCD | node_8101701_200822320 | node_intto1_8101701_200822321 | 85.089 | bal_3P_1/0AC | 8101701 | no | no |  |  | no |  |  | 0 | 0 | 0 | 0
oh_line_8101701_200822322 |  | ABCD | node_8101701_200822321 | node_8101701_200822322 | 138.192 | bal_3P_1/0AC | 8101701 | no | no |  |  | no |  |  | 0 | 0 | 0 | 0
oh_line_8101701_200822323 |  | ABCD | node_8101701_200822320 | node_8101701_200822323 | 217.38 | bal_3P_477AL | 8101701 | no | no |  |  | no |  |  | 0 | 0 | 0 | 0
oh_line_8101701_200822325 |  | ABCD | node_8101701_200822323 | node_8101701_200822325 | 145.372 | bal_3P_477AL | 8101701 | no | no |  |  | no |  |  | 0 | 0 | 0 | 0
oh_line_8101701_200822326 |  | ABCD | node_8101701_200822325 | node_8101701_200822326 | 128.401 | bal_3P_477AL | 8101701 | no | no |  |  | no |  |  | 0 | 0 | 0 | 0
oh_line_8101701_200822327 |  | ABCD | node_8101701_312159117 | node_8101701_200822327 | 91.494 | bal_3P_477AL | 8101701 | no | no |  |  | no |  |  | 0 | 0 | 0 | 0
oh_line_8101701_200822328 |  | ABCD | node_8101701_200822327 | node_intto1_8101701_200822328 | 150.084 | bal_3P_477AL | 8101701 | no | no |  |  | no |  |  | 0 | 0 | 0 | 0
oh_line_8101701_200822330 |  | ABCD | node_8101701_200822328 | node_8101701_200822330 | 103.833 | bal_3P_477AL | 8101701 | no | no |  |  | no |  |  | 0 | 0 | 0 | 0
oh_line_8101701_200822331 |  | ABCD | node_8101701_200822330 | node_intto1_8101701_200822331 | 140.806 | bal_3P_477AL | 8101701 | no | no |  |  | no |  |  | 0 | 0 | 0 | 0
oh_line_8101701_200822332 |  | ABCD | node_8101701_200822331 | node_8101701_200822332 | 78.997 | bal_3P_477AL | 8101701 | no | no |  |  | no |  |  | 0 | 0 | 0 | 0
oh_line_8101701_200822333 |  | ABCD | node_8101701_200822332 | node_8101701_200822333 | 122.159 | bal_3P_477AL | 8101701 | no | no |  |  | no |  |  | 0 | 0 | 0 | 0
oh_line_8101701_200822334 |  | ABCD | node_8101701_200822333 | node_8101701_200822334 | 130.009 | bal_3P_477AL | 8101701 | no | no |  |  | no |  |  | 0 | 0 | 0 | 0
oh_line_8101701_200822335 |  | ABCD | node_8101701_200822334 | node_8101701_200822335 | 32.533 | bal_3P_1/0AA | 8101701 | no | no |  |  | no |  |  | 0 | 0 | 0 | 0
oh_line_8101701_200822336 |  | ABCD | node_8101701_200822335 | node_8101701_200822336 | 167.639 | bal_3P_1/0AA | 8101701 | no | no |  |  | no |  |  | 0 | 0 | 0 | 0
oh_line_8101701_200822337 |  | ABCD | node_8101701_200822334 | node_8101701_200822337 | 98.183 | bal_3P_477AL | 8101701 | no | no |  |  | no |  |  | 0 | 0 | 0 | 0
oh_line_8101701_200822339 |  | ABCD | node_8101701_200822337 | node_8101701_200822339 | 56.186 | bal_3P_477AL | 8101701 | no | no |  |  | no |  |  | 0 | 0 | 0 | 0
oh_line_8101701_200822341 |  | ABCD | node_8101701_200822339 | node_8101701_200822341 | 170.733 | bal_3P_477AL | 8101701 | no | no |  |  | no |  |  | 0 | 0 | 0 | 0
oh_line_8101701_200822342 |  | ABCD | node_8101701_200822341 | node_8101701_200822342 | 84.316 | bal_3P_1/0AA | 8101701 | no | no |  |  | no |  |  | 0 | 0 | 0 | 0
oh_line_8101701_200822343 |  | ABCD | node_8101701_200822341 | node_8101701_200822343 | 126.876 | bal_3P_477AL | 8101701 | no | no |  |  | no |  |  | 0 | 0 | 0 | 0
oh_line_8101701_200822346 |  | ABCD | node_8101701_200822343 | node_8101701_200822346 | 100.615 | bal_3P_336AL | 8101701 | no | no |  |  | no |  |  | 0 | 0 | 0 | 0
oh_line_8101701_200822347 |  | ABCD | node_8101701_200822346 | node_8101701_200822347 | 141.136 | bal_3P_336AL | 8101701 | no | no |  |  | no |  |  | 0 | 0 | 0 | 0
oh_line_8101701_200822350 |  | ABCD | node_8101701_200822347 | node_8101701_200822350 | 134.719 | bal_3P_336AL | 8101701 | no | no |  |  | no |  |  | 0 | 0 | 0 | 0
oh_line_8101701_200822351 |  | ABCD | node_8101701_200822350 | node_intto1_8101701_200822351 | 146.768 | bal_3P_336AL | 8101701 | no | no |  |  | no |  |  | 0 | 0 | 0 | 0
oh_line_8101701_200822352 |  | ABCD | node_8101701_200822351 | node_8101701_200822352 | 102.748 | bal_3P_336AL | 8101701 | no | no |  |  | no |  |  | 0 | 0 | 0 | 0
oh_line_8101701_200822353 |  | ABCD | node_8101701_200822352 | node_8101701_200822353 | 115.913 | bal_3P_336AL | 8101701 | no | no |  |  | no |  |  | 0 | 0 | 0 | 0
oh_line_8101701_200822354 |  | ABCD | node_8101701_200822353 | node_8101701_200822354 | 136.984 | bal_3P_336AL | 8101701 | no | no |  |  | no |  |  | 0 | 0 | 0 | 0
oh_line_8101701_200822356 |  | ABCD | node_8101701_200822354 | node_8101701_200822356 | 114.603 | bal_3P_336AL | 8101701 | no | no |  |  | no |  |  | 0 | 0 | 0 | 0
oh_line_8101701_200822357 |  | ABCD | node_8101701_200822356 | node_8101701_200822357 | 129.454 | bal_3P_336AL | 8101701 | no | no |  |  | no |  |  | 0 | 0 | 0 | 0
oh_line_8101701_200822358 |  | ABCD | node_8101701_200822357 | node_8101701_200822358 | 116.818 | bal_3P_336AL | 8101701 | no | no |  |  | no |  |  | 0 | 0 | 0 | 0
oh_line_8101701_200822359 |  | ABCD | node_8101701_200822379 | node_8101701_200822359 | 98.69 | bal_3P_4/0AA | 8101701 | no | no |  |  | no |  |  | 0 | 0 | 0 | 0
oh_line_8101701_200822360 |  | ABCD | node_8101701_200822358 | node_8101701_200822360 | 130.226 | bal_3P_336AL | 8101701 | no | no |  |  | no |  |  | 0 | 0 | 0 | 0
oh_line_8101701_200822361 |  | ABCD | node_8101701_200822360 | node_8101701_200822361 | 120.438 | bal_3P_336AL | 8101701 | no | no |  |  | no |  |  | 0 | 0 | 0 | 0
oh_line_8101701_200822362 |  | AD | node_8101701_200822361 | node_8101701_200822362 | 83.248 | bal_1P_2AC | 8101701 | no | no |  |  | no |  |  | 0 | 0 | 0 | 0
oh_line_8101701_200822363 |  | AD | node_8101701_200822362 | node_intto1_8101701_200822363 | 512.196 | bal_1P_2AC | 8101701 | no | no |  |  | no |  |  | 0 | 0 | 0 | 0
oh_line_8101701_200822364 |  | ABCD | node_8101701_200822361 | node_8101701_200822364 | 140.341 | bal_3P_336AL | 8101701 | no | no |  |  | no |  |  | 0 | 0 | 0 | 0
oh_line_8101701_200822365 |  | ABCD | node_8101701_200822364 | node_8101701_200822365 | 90.932 | bal_3P_336AL | 8101701 | no | no |  |  | no |  |  | 0 | 0 | 0 | 0
oh_line_8101701_200822366 |  | ABCD | node_8101701_200822365 | node_8101701_200822366 | 159.608 | bal_3P_336AL | 8101701 | no | no |  |  | no |  |  | 0 | 0 | 0 | 0
oh_line_8101701_200822368 |  | ABCD | node_8101701_200822366 | node_8101701_200822368 | 80.786 | bal_3P_336AL | 8101701 | no | no |  |  | no |  |  | 0 | 0 | 0 | 0
oh_line_8101701_200822370 |  | ABCD | node_8101701_200822368 | node_8101701_200822370 | 134.553 | bal_3P_336AL | 8101701 | no | no |  |  | no |  |  | 0 | 0 | 0 | 0
oh_line_8101701_200822371 |  | ABCD | node_8101701_200822370 | node_8101701_200822371 | 159.422 | bal_3P_336AL | 8101701 | no | no |  |  | no |  |  | 0 | 0 | 0 | 0
oh_line_8101701_200822372-1 |  | ABCD | node_8101701_200822371 | node_intto1_220382819 | 14.542 | bal_3P_1/0AC | 8101701 | no | no |  |  | no |  |  | 0 | 0 | 0 | 0
oh_line_8101701_200822372-2 |  | ABCD | node_220382819 | node_intto1_312069093 | 174.664 | bal_3P_1/0AC | 8101701 | no | no |  |  | no |  |  | 0 | 0 | 0 | 0
oh_line_8101701_200822372-3 |  | ABCD | node_312069093 | node_8101701_200822372 | 9.282 | bal_3P_1/0AC | 8101701 | no | no |  |  | no |  |  | 0 | 0 | 0 | 0
oh_line_8101701_200822373 |  | ABCD | node_8101701_200822371 | node_8101701_200822373 | 68.191 | bal_3P_1/0AA | 8101701 | no | no |  |  | no |  |  | 0 | 0 | 0 | 0
oh_line_8101701_200822375 |  | ABCD | node_8101701_200822373 | node_8101701_200822375 | 226.668 | bal_3P_1/0AA | 8101701 | no | no |  |  | no |  |  | 0 | 0 | 0 | 0
oh_line_8101701_200822376 |  | ABCD | node_8101701_200822375 | node_8101701_200822376 | 171.984 | bal_3P_1/0AA | 8101701 | no | no |  |  | no |  |  | 0 | 0 | 0 | 0
oh_line_8101701_200822377 |  | ABCD | node_8101701_200822371 | node_8101701_200822377 | 98.815 | bal_3P_336AL | 8101701 | no | no |  |  | no |  |  | 0 | 0 | 0 | 0
oh_line_8101701_200822378 |  | ABCD | node_8101701_200822377 | node_8101701_200822378 | 120.395 | bal_3P_336AL | 8101701 | no | no |  |  | no |  |  | 0 | 0 | 0 | 0
oh_line_8101701_200822379 |  | ABCD | node_8101701_201018621 | node_8101701_200822379 | 97.482 | bal_3P_4/0AA | 8101701 | no | no |  |  | no |  |  | 0 | 0 | 0 | 0
oh_line_8101701_200822380 |  | ABCD | node_8101701_200822379 | node_8101701_200822380 | 81.425 | bal_3P_1/0AA | 8101701 | no | no |  |  | no |  |  | 0 | 0 | 0 | 0
oh_line_8101701_200822381 |  | ABCD | node_8101701_200822380 | node_8101701_200822381 | 152.688 | bal_3P_1/0AA | 8101701 | no | no |  |  | no |  |  | 0 | 0 | 0 | 0
oh_line_8101701_200822382 |  | ABCD | node_8101701_200822378 | node_8101701_200822382 | 129.811 | bal_3P_336AL | 8101701 | no | no |  |  | no |  |  | 0 | 0 | 0 | 0
oh_line_8101701_200822384 |  | ABCD | node_8101701_200822382 | node_8101701_200822384 | 135.434 | bal_3P_336AL | 8101701 | no | no |  |  | no |  |  | 0 | 0 | 0 | 0
oh_line_8101701_200822385 |  | ABCD | node_8101701_200822384 | node_8101701_200822385 | 99.653 | bal_3P_336AL | 8101701 | no | no |  |  | no |  |  | 0 | 0 | 0 | 0
oh_line_8101701_200822386 |  | ABCD | node_8101701_200822385 | node_8101701_200822386 | 108.831 | bal_3P_336AL | 8101701 | no | no |  |  | no |  |  | 0 | 0 | 0 | 0
oh_line_8101701_200822387 |  | ABCD | node_8101701_200822386 | node_8101701_200822387 | 65.855 | bal_3P_336AL | 8101701 | no | no |  |  | no |  |  | 0 | 0 | 0 | 0
oh_line_8101701_200822388 |  | ABCD | node_8101701_200822387 | node_8101701_200822388 | 87.9 | bal_3P_336AL | 8101701 | no | no |  |  | no |  |  | 0 | 0 | 0 | 0
oh_line_8101701_200822389 |  | ABCD | node_8101701_200822388 | node_8101701_200822389 | 102.706 | bal_3P_336AL | 8101701 | no | no |  |  | no |  |  | 0 | 0 | 0 | 0
oh_line_8101701_200822390 |  | ABCD | node_8101701_200822389 | node_8101701_200822390 | 141.856 | bal_3P_336AL | 8101701 | no | no |  |  | no |  |  | 0 | 0 | 0 | 0
oh_line_8101701_200822391 |  | ABCD | node_8101701_200822390 | node_8101701_200822391 | 140.489 | bal_3P_336AL | 8101701 | no | no |  |  | no |  |  | 0 | 0 | 0 | 0
oh_line_8101701_200822392 |  | ABCD | node_8101701_200822391 | node_8101701_200822392 | 105.935 | bal_3P_336AL | 8101701 | no | no |  |  | no |  |  | 0 | 0 | 0 | 0
oh_line_8101701_200822393 |  | ABCD | node_8101701_200822392 | node_8101701_200822393 | 124.021 | bal_3P_336AL | 8101701 | no | no |  |  | no |  |  | 0 | 0 | 0 | 0
oh_line_8101701_200822395 |  | ABCD | node_8101701_200822393 | node_intto1_8101701_200822395 | 128.079 | bal_3P_336AL | 8101701 | no | no |  |  | no |  |  | 0 | 0 | 0 | 0
oh_line_8101701_200822396 |  | ABCD | node_8101701_200822395 | node_8101701_200822396 | 102.099 | bal_3P_336AL | 8101701 | no | no |  |  | no |  |  | 0 | 0 | 0 | 0
oh_line_8101701_200822397 |  | ABCD | node_8101701_200822396 | node_8101701_200822397 | 193.584 | bal_3P_336AL | 8101701 | no | no |  |  | no |  |  | 0 | 0 | 0 | 0
oh_line_8101701_200822398 |  | ABCD | node_8101701_200822397 | node_8101701_200822398 | 78.559 | bal_3P_336AL | 8101701 | no | no |  |  | no |  |  | 0 | 0 | 0 | 0
oh_line_8101701_200822399 |  | ABCD | node_8101701_200822398 | node_8101701_200822399 | 150.67 | bal_3P_336AL | 8101701 | no | no |  |  | no |  |  | 0 | 0 | 0 | 0
oh_line_8101701_200822400 |  | ABCD | node_8101701_200822399 | node_8101701_200822400 | 125.832 | bal_3P_336AL | 8101701 | no | no |  |  | no |  |  | 0 | 0 | 0 | 0
oh_line_8101701_200822401 |  | ABCD | node_8101701_200822400 | node_8101701_200822401 | 103.155 | bal_3P_336AL | 8101701 | no | no |  |  | no |  |  | 0 | 0 | 0 | 0
oh_line_8101701_200822402 |  | ABCD | node_8101701_200822401 | node_intto1_8101701_200822402 | 127.443 | bal_3P_336AL | 8101701 | no | no |  |  | no |  |  | 0 | 0 | 0 | 0
oh_line_8101701_200822403-1 |  | ABCD | node_1408537_455_15316862_658 | node_8101701_200822403 | 12.646 | bal_3P_336AL | 8101701 | no | no |  |  | no |  |  | 0 | 0 | 0 | 0
oh_line_8101701_200822403-2 |  | ABCD | node_8101701_200822402 | node_1408537_455_15316862_658 | 124.118 | bal_3P_336AL | 8101701 | no | no |  |  | no |  |  | 0 | 0 | 0 | 0
oh_line_8101701_200822404 |  | ABCD | node_8101701_200822403 | node_intto1_8101701_200822404 | 148.503 | bal_3P_336AL | 8101701 | no | no |  |  | no |  |  | 0 | 0 | 0 | 0
oh_line_8101701_200822408 |  | ABCD | node_8101701_200822141 | node_8101701_200822408 | 111.335 | bal_3P_4/0AA | 8101701 | no | no |  |  | no |  |  | 0 | 0 | 0 | 0
oh_line_8101701_200822410 |  | ABCD | node_8101701_200822404 | node_8101701_200822410 | 96.228 | bal_3P_336AL | 8101701 | no | no |  |  | no |  |  | 0 | 0 | 0 | 0
oh_line_8101701_200822411 |  | ABCD | node_8101701_200822410 | node_8101701_200822411 | 130.565 | bal_3P_336AL | 8101701 | no | no |  |  | no |  |  | 0 | 0 | 0 | 0
oh_line_8101701_200822412 |  | ABCD | node_8101701_200822411 | node_8101701_200822412 | 127.544 | bal_3P_336AL | 8101701 | no | no |  |  | no |  |  | 0 | 0 | 0 | 0
oh_line_8101701_200822413 |  | ABCD | node_8101701_200822412 | node_8101701_200822413 | 91.364 | bal_3P_336AL | 8101701 | no | no |  |  | no |  |  | 0 | 0 | 0 | 0
oh_line_8101701_200822414 |  | ABCD | node_8101701_200822413 | node_8101701_200822414 | 116.077 | bal_3P_336AL | 8101701 | no | no |  |  | no |  |  | 0 | 0 | 0 | 0
oh_line_8101701_200822415 |  | ABCD | node_8101701_200822414 | node_8101701_200822415 | 139.954 | bal_3P_336AL | 8101701 | no | no |  |  | no |  |  | 0 | 0 | 0 | 0
oh_line_8101701_200822416 |  | ABCD | node_8101701_200822415 | node_intto1_8101701_200822416 | 131.049 | bal_3P_336AL | 8101701 | no | no |  |  | no |  |  | 0 | 0 | 0 | 0
oh_line_8101701_200822419 |  | ABCD | node_8101701_201023395 | node_8101701_200822419 | 96.759 | bal_3P_336AL | 8101701 | no | no |  |  | no |  |  | 0 | 0 | 0 | 0
oh_line_8101701_200822420 |  | ABCD | node_8101701_200822419 | node_8101701_200822420 | 157.366 | bal_3P_336AL | 8101701 | no | no |  |  | no |  |  | 0 | 0 | 0 | 0
oh_line_8101701_200822421 |  | ABCD | node_8101701_200822420 | node_8101701_200822421 | 49.801 | bal_3P_336AL | 8101701 | no | no |  |  | no |  |  | 0 | 0 | 0 | 0
oh_line_8101701_200822422 |  | ABCD | node_8101701_200822421 | node_8101701_200822422 | 97.379 | bal_3P_336AL | 8101701 | no | no |  |  | no |  |  | 0 | 0 | 0 | 0
oh_line_8101701_200822424 |  | ABCD | node_8101701_200822422 | node_8101701_200822424 | 71.893 | bal_3P_336AL | 8101701 | no | no |  |  | no |  |  | 0 | 0 | 0 | 0
oh_line_8101701_200822428 |  | ABCD | node_8101701_200822424 | node_8101701_200822428 | 116.297 | bal_3P_336AL | 8101701 | no | no |  |  | no |  |  | 0 | 0 | 0 | 0
oh_line_8101701_200822429 |  | ABCD | node_8101701_200822428 | node_8101701_200822429 | 132.676 | bal_3P_336AL | 8101701 | no | no |  |  | no |  |  | 0 | 0 | 0 | 0
oh_line_8101701_200822430 |  | ABCD | node_8101701_200822429 | node_8101701_200822430 | 130.158 | bal_3P_336AL | 8101701 | no | no |  |  | no |  |  | 0 | 0 | 0 | 0
oh_line_8101701_200822431 |  | ABCD | node_8101701_200822430 | node_8101701_200822431 | 154.166 | bal_3P_336AL | 8101701 | no | no |  |  | no |  |  | 0 | 0 | 0 | 0
oh_line_8101701_200822432 |  | ABCD | node_8101701_200822431 | node_8101701_200822432 | 110.891 | bal_3P_336AL | 8101701 | no | no |  |  | no |  |  | 0 | 0 | 0 | 0
oh_line_8101701_200822433 |  | ABCD | node_8101701_200822432 | node_8101701_200822433 | 151.87 | bal_3P_336AL | 8101701 | no | no |  |  | no |  |  | 0 | 0 | 0 | 0
oh_line_8101701_200822434 |  | ABCD | node_8101701_200822433 | node_8101701_200822434 | 150.574 | bal_3P_336AL | 8101701 | no | no |  |  | no |  |  | 0 | 0 | 0 | 0
oh_line_8101701_200822444 |  | AD | node_8101701_201018621 | node_8101701_200822444 | 288.626 | bal_1P_1/0AA | 8101701 | no | no |  |  | no |  |  | 0 | 0 | 0 | 0
oh_line_8101701_200822452 |  | ABCD | node_8101701_200824500 | node_8101701_200822452 | 43.177 | bal_3P_1/0AC | 8101701 | no | no |  |  | no |  |  | 0 | 0 | 0 | 0
oh_line_8101701_200822464 |  | ABCD | node_8101701_200822330 | node_8101701_200822464 | 28.536 | bal_3P_4CU | 8101701 | no | no |  |  | no |  |  | 0 | 0 | 0 | 0
oh_line_8101701_200822465 |  | ABCD | node_8101701_200822464 | node_8101701_200822465 | 140.57 | bal_3P_4CU | 8101701 | no | no |  |  | no |  |  | 0 | 0 | 0 | 0
oh_line_8101701_200822466 |  | ABCD | node_8101701_200822465 | node_8101701_200822466 | 123.792 | bal_3P_4CU | 8101701 | no | no |  |  | no |  |  | 0 | 0 | 0 | 0
oh_line_8101701_200822467 |  | ABCD | node_8101701_200822466 | node_8101701_200822467 | 119.833 | bal_3P_4CU | 8101701 | no | no |  |  | no |  |  | 0 | 0 | 0 | 0
oh_line_8101701_200822468 |  | ABCD | node_8101701_200822467 | node_8101701_200822468 | 128.123 | bal_3P_4CU | 8101701 | no | no |  |  | no |  |  | 0 | 0 | 0 | 0
oh_line_8101701_200822469 |  | ABCD | node_8101701_200822468 | node_8101701_200822469 | 121.043 | bal_3P_4CU | 8101701 | no | no |  |  | no |  |  | 0 | 0 | 0 | 0
oh_line_8101701_200822470 |  | ABCD | node_8101701_200822469 | node_8101701_200822470 | 120.431 | bal_3P_4CU | 8101701 | no | no |  |  | no |  |  | 0 | 0 | 0 | 0
oh_line_8101701_200822471 |  | ABCD | node_8101701_200822470 | node_8101701_200822471 | 122.191 | bal_3P_4CU | 8101701 | no | no |  |  | no |  |  | 0 | 0 | 0 | 0
oh_line_8101701_200822472 |  | ABCD | node_8101701_200822471 | node_8101701_200822472 | 146.352 | bal_3P_4CU | 8101701 | no | no |  |  | no |  |  | 0 | 0 | 0 | 0
oh_line_8101701_200822473 |  | ABCD | node_8101701_200822472 | node_8101701_200822473 | 175.842 | bal_3P_2AC | 8101701 | no | no |  |  | no |  |  | 0 | 0 | 0 | 0
oh_line_8101701_200822474 |  | ABCD | node_8101701_200822473 | node_8101701_200822474 | 322.596 | bal_3P_2AC | 8101701 | no | no |  |  | no |  |  | 0 | 0 | 0 | 0
oh_line_8101701_200822477 |  | ABCD | node_8101701_201014523 | node_8101701_200822477 | 153.135 | bal_3P_4CU | 8101701 | no | no |  |  | no |  |  | 0 | 0 | 0 | 0
oh_line_8101701_200822478 |  | ABCD | node_8101701_200822477 | node_8101701_200822478 | 155.8 | bal_3P_4CU | 8101701 | no | no |  |  | no |  |  | 0 | 0 | 0 | 0
oh_line_8101701_200822479 |  | AD | node_8101701_200822478 | node_8101701_200822479 | 36.388 | bal_1P_2AC | 8101701 | no | no |  |  | no |  |  | 0 | 0 | 0 | 0
oh_line_8101701_200822480 |  | AD | node_8101701_200822479 | node_8101701_200822480 | 27.905 | bal_1P_2AC | 8101701 | no | no |  |  | no |  |  | 0 | 0 | 0 | 0
oh_line_8101701_200822481 |  | AD | node_8101701_200822480 | node_8101701_200822481 | 283.858 | bal_1P_2AC | 8101701 | no | no |  |  | no |  |  | 0 | 0 | 0 | 0
oh_line_8101701_200822485 |  | ABCD | node_8101701_200822486 | node_8101701_200822485 | 193.712 | bal_3P_477AL | 8101701 | no | no |  |  | no |  |  | 0 | 0 | 0 | 0
oh_line_8101701_200822486 |  | ABCD | node_8101701_200822487 | node_8101701_200822486 | 198.703 | bal_3P_477AL | 8101701 | no | no |  |  | no |  |  | 0 | 0 | 0 | 0
oh_line_8101701_200822487 |  | ABCD | node_8101701_200822488 | node_8101701_200822487 | 149.587 | bal_3P_477AL | 8101701 | no | no |  |  | no |  |  | 0 | 0 | 0 | 0
oh_line_8101701_200822488 |  | ABCD | node_8101701_200822489 | node_8101701_200822488 | 135.362 | bal_3P_477AL | 8101701 | no | no |  |  | no |  |  | 0 | 0 | 0 | 0
oh_line_8101701_200822489 |  | ABCD | node_8101701_200822496 | node_8101701_200822489 | 73.601 | bal_3P_477AL | 8101701 | no | no |  |  | no |  |  | 0 | 0 | 0 | 0
oh_line_8101701_200822490 |  | ABCD | node_8101701_200822489 | node_8101701_200822490 | 100.569 | bal_3P_1/0AA | 8101701 | no | no |  |  | no |  |  | 0 | 0 | 0 | 0
oh_line_8101701_200822491 |  | ABCD | node_8101701_200822490 | node_8101701_200822491 | 110.267 | bal_3P_1/0AA | 8101701 | no | no |  |  | no |  |  | 0 | 0 | 0 | 0
oh_line_8101701_200822492 |  | ABCD | node_8101701_200822491 | node_8101701_200822492 | 157.979 | bal_3P_1/0AA | 8101701 | no | no |  |  | no |  |  | 0 | 0 | 0 | 0
oh_line_8101701_200822493 |  | ABCD | node_8101701_200822492 | node_8101701_200822493 | 146.519 | bal_3P_1/0AA | 8101701 | no | no |  |  | no |  |  | 0 | 0 | 0 | 0
oh_line_8101701_200822495 |  | ABCD | node_8101701_200822493 | node_8101701_200822495 | 86.127 | bal_3P_1/0AA | 8101701 | no | no |  |  | no |  |  | 0 | 0 | 0 | 0
oh_line_8101701_200822496 |  | ABCD | node_8101701_201017700 | node_8101701_200822496 | 104.255 | bal_3P_336AL | 8101701 | no | no |  |  | no |  |  | 0 | 0 | 0 | 0
oh_line_8101701_200822675 |  | AD | node_8101701_200822676 | node_8101701_200822675 | 146.969 | bal_1P_4/0AL | 8101701 | no | no |  |  | no |  |  | 0 | 0 | 0 | 0
oh_line_8101701_200822676 |  | AD | node_8101701_200822677 | node_8101701_200822676 | 135.304 | bal_1P_1/0AC | 8101701 | no | no |  |  | no |  |  | 0 | 0 | 0 | 0
oh_line_8101701_200822677 |  | AD | node_8101701_200824098 | node_8101701_200822677 | 169.342 | bal_1P_1/0AC | 8101701 | no | no |  |  | no |  |  | 0 | 0 | 0 | 0
oh_line_8101701_200822688 |  | AD | node_8101701_200822675 | node_8101701_200822688 | 146.195 | bal_1P_4/0AL | 8101701 | no | no |  |  | no |  |  | 0 | 0 | 0 | 0
oh_line_8101701_200822949 |  | AD | node_8101701_200822408 | node_8101701_200822949 | 182.975 | bal_1P_1/0AA | 8101701 | no | no |  |  | no |  |  | 0 | 0 | 0 | 0
oh_line_8101701_200822950 |  | AD | node_8101701_200822949 | node_8101701_200822950 | 116.747 | bal_1P_1/0AA | 8101701 | no | no |  |  | no |  |  | 0 | 0 | 0 | 0
oh_line_8101701_200822951 |  | AD | node_8101701_200822419 | node_8101701_200822951 | 95.112 | bal_1P_1/0AA | 8101701 | no | no |  |  | no |  |  | 0 | 0 | 0 | 0
oh_line_8101701_200822952 |  | AD | node_8101701_200822951 | node_intto1_8101701_200822952 | 147.186 | bal_1P_4CU | 8101701 | no | no |  |  | no |  |  | 0 | 0 | 0 | 0
oh_line_8101701_200822953 |  | AD | node_8101701_200822952 | node_8101701_200822953 | 117.342 | bal_1P_4CU | 8101701 | no | no |  |  | no |  |  | 0 | 0 | 0 | 0
oh_line_8101701_200822954 |  | AD | node_8101701_200822953 | node_8101701_200822954 | 150.068 | bal_1P_4CU | 8101701 | no | no |  |  | no |  |  | 0 | 0 | 0 | 0
oh_line_8101701_200822955 |  | AD | node_8101701_200822954 | node_8101701_200822955 | 149.106 | bal_1P_4CU | 8101701 | no | no |  |  | no |  |  | 0 | 0 | 0 | 0
oh_line_8101701_200822956 |  | AD | node_8101701_200822955 | node_8101701_200822956 | 148.88 | bal_1P_4CU | 8101701 | no | no |  |  | no |  |  | 0 | 0 | 0 | 0
oh_line_8101701_200822957 |  | AD | node_8101701_200822956 | node_8101701_200822957 | 150.539 | bal_1P_4CU | 8101701 | no | no |  |  | no |  |  | 0 | 0 | 0 | 0
oh_line_8101701_200822958 |  | AD | node_8101701_200822957 | node_8101701_200822958 | 150.458 | bal_1P_4CU | 8101701 | no | no |  |  | no |  |  | 0 | 0 | 0 | 0
oh_line_8101701_200822959 |  | AD | node_8101701_200822958 | node_8101701_200822959 | 151.821 | bal_1P_4CU | 8101701 | no | no |  |  | no |  |  | 0 | 0 | 0 | 0
oh_line_8101701_200822960 |  | AD | node_8101701_200822424 | node_8101701_200822960 | 75.249 | bal_1P_1/0AA | 8101701 | no | no |  |  | no |  |  | 0 | 0 | 0 | 0
oh_line_8101701_200822961 |  | AD | node_8101701_200822960 | node_intto1_8101701_200822961 | 90.556 | bal_1P_1/0AA | 8101701 | no | no |  |  | no |  |  | 0 | 0 | 0 | 0
oh_line_8101701_200822968 |  | AD | node_8101701_200822959 | node_8101701_200822968 | 172.032 | bal_1P_4CU | 8101701 | no | no |  |  | no |  |  | 0 | 0 | 0 | 0
oh_line_8101701_200822970 |  | AD | node_8101701_200822961 | node_8101701_200822970 | 94.73 | bal_1P_1/0AA | 8101701 | no | no |  |  | no |  |  | 0 | 0 | 0 | 0
oh_line_8101701_200822971 |  | AD | node_8101701_200822970 | node_8101701_200822971 | 107.346 | bal_1P_1/0AA | 8101701 | no | no |  |  | no |  |  | 0 | 0 | 0 | 0
oh_line_8101701_200822972 |  | AD | node_8101701_200822971 | node_8101701_200822972 | 145.04 | bal_1P_1/0AA | 8101701 | no | no |  |  | no |  |  | 0 | 0 | 0 | 0
oh_line_8101701_200822973 |  | AD | node_8101701_200822972 | node_intto1_8101701_200822973 | 148.441 | bal_1P_1/0AA | 8101701 | no | no |  |  | no |  |  | 0 | 0 | 0 | 0
oh_line_8101701_200822974 |  | AD | node_8101701_200822973 | node_8101701_200822974 | 142.3 | bal_1P_1/0AA | 8101701 | no | no |  |  | no |  |  | 0 | 0 | 0 | 0
oh_line_8101701_200822975 |  | AD | node_8101701_200822974 | node_8101701_200822975 | 106.805 | bal_1P_1/0AA | 8101701 | no | no |  |  | no |  |  | 0 | 0 | 0 | 0
oh_line_8101701_200822976 |  | AD | node_8101701_200822975 | node_8101701_200822976 | 155.403 | bal_1P_1/0AA | 8101701 | no | no |  |  | no |  |  | 0 | 0 | 0 | 0
oh_line_8101701_200822979 |  | AD | node_8101701_200822971 | node_8101701_200822979 | 114.773 | bal_1P_1/0AC | 8101701 | no | no |  |  | no |  |  | 0 | 0 | 0 | 0
oh_line_8101701_200822980 |  | AD | node_8101701_200822979 | node_8101701_200822980 | 132.794 | bal_1P_1/0AC | 8101701 | no | no |  |  | no |  |  | 0 | 0 | 0 | 0
oh_line_8101701_200822981 |  | AD | node_8101701_200822980 | node_8101701_200822981 | 97.17 | bal_1P_1/0AC | 8101701 | no | no |  |  | no |  |  | 0 | 0 | 0 | 0
oh_line_8101701_200822983 |  | AD | node_8101701_200822974 | node_8101701_200822983 | 59.248 | bal_1P_2AC | 8101701 | no | no |  |  | no |  |  | 0 | 0 | 0 | 0
oh_line_8101701_200822984 |  | AD | node_8101701_200822983 | node_8101701_200822984 | 169.019 | bal_1P_2AC | 8101701 | no | no |  |  | no |  |  | 0 | 0 | 0 | 0
oh_line_8101701_200822985 |  | AD | node_8101701_200822984 | node_8101701_200822985 | 102.5 | bal_1P_2AC | 8101701 | no | no |  |  | no |  |  | 0 | 0 | 0 | 0
oh_line_8101701_200822988 |  | AD | node_8101701_200822976 | node_8101701_200822988 | 129.205 | bal_1P_1/0AA | 8101701 | no | no |  |  | no |  |  | 0 | 0 | 0 | 0
oh_line_8101701_200822989 |  | AD | node_8101701_200822988 | node_8101701_200822989 | 144.43 | bal_1P_1/0AA | 8101701 | no | no |  |  | no |  |  | 0 | 0 | 0 | 0
oh_line_8101701_200822991 |  | AD | node_8101701_200822989 | node_8101701_200822991 | 177.046 | bal_1P_1/0AA | 8101701 | no | no |  |  | no |  |  | 0 | 0 | 0 | 0
oh_line_8101701_200822992 |  | AD | node_8101701_200822991 | node_8101701_200822992 | 114.061 | bal_1P_4CU | 8101701 | no | no |  |  | no |  |  | 0 | 0 | 0 | 0
oh_line_8101701_200822993 |  | ABCD | node_8101701_200822401 | node_intto1_8101701_200822993 | 114.754 | unb_3P_2-2AC_1/0AA | 8101701 | no | no |  |  | no |  |  | 0 | 0 | 0 | 0
oh_line_8101701_200822994 |  | ABCD | node_8101701_200822993 | node_8101701_200822994 | 100.877 | unb_3P_2-2AC_1/0AA | 8101701 | no | no |  |  | no |  |  | 0 | 0 | 0 | 0
oh_line_8101701_200822995 |  | ABCD | node_8101701_200823032 | node_8101701_200822995 | 165.732 | bal_3P_4/0AL | 8101701 | no | no |  |  | no |  |  | 0 | 0 | 0 | 0
oh_line_8101701_200822996 |  | ABCD | node_8101701_200822995 | node_8101701_200822996 | 235.492 | bal_3P_4/0AL | 8101701 | no | no |  |  | no |  |  | 0 | 0 | 0 | 0
oh_line_8101701_200822998 |  | ABCD | node_8101701_200822996 | node_8101701_200822998 | 147.024 | bal_3P_4/0AL | 8101701 | no | no |  |  | no |  |  | 0 | 0 | 0 | 0
oh_line_8101701_200822999 |  | ABCD | node_8101701_200822998 | node_8101701_200822999 | 225.906 | bal_3P_4/0AL | 8101701 | no | no |  |  | no |  |  | 0 | 0 | 0 | 0
oh_line_8101701_200823000 |  | ABCD | node_8101701_200822999 | node_8101701_200823000 | 191.899 | bal_3P_4/0AL | 8101701 | no | no |  |  | no |  |  | 0 | 0 | 0 | 0
oh_line_8101701_200823001 |  | AD | node_8101701_200823000 | node_8101701_200823001 | 141.822 | bal_1P_4/0AL | 8101701 | no | no |  |  | no |  |  | 0 | 0 | 0 | 0
oh_line_8101701_200823002 |  | AD | node_8101701_200823001 | node_8101701_200823002 | 270.019 | bal_1P_2AC | 8101701 | no | no |  |  | no |  |  | 0 | 0 | 0 | 0
oh_line_8101701_200823004 |  | AD | node_8101701_200823001 | node_8101701_200823004 | 233.663 | bal_1P_4/0AL | 8101701 | no | no |  |  | no |  |  | 0 | 0 | 0 | 0
oh_line_8101701_200823005 |  | AD | node_8101701_200823004 | node_8101701_200823005 | 106.464 | bal_1P_4/0AL | 8101701 | no | no |  |  | no |  |  | 0 | 0 | 0 | 0
oh_line_8101701_200823007 |  | AD | node_8101701_200968681 | node_8101701_200823007 | 137.816 | bal_1P_2AC | 8101701 | no | no |  |  | no |  |  | 0 | 0 | 0 | 0
oh_line_8101701_200823008 |  | ABCD | node_8101701_200822994 | node_8101701_200823008 | 191.41 | unb_3P_2-2AC_1/0AA | 8101701 | no | no |  |  | no |  |  | 0 | 0 | 0 | 0
oh_line_8101701_200823009 |  | AD | node_8101701_200823008 | node_8101701_200823009 | 23.352 | bal_1P_1/0AC | 8101701 | no | no |  |  | no |  |  | 0 | 0 | 0 | 0
oh_line_8101701_200823010 |  | AD | node_8101701_200823009 | node_8101701_200823010 | 170.345 | bal_1P_1/0AC | 8101701 | no | no |  |  | no |  |  | 0 | 0 | 0 | 0
oh_line_8101701_200823011 |  | AD | node_8101701_200823010 | node_8101701_200823011 | 112.442 | bal_1P_1/0AC | 8101701 | no | no |  |  | no |  |  | 0 | 0 | 0 | 0
oh_line_8101701_200823012 |  | AD | node_8101701_200823011 | node_8101701_200823012 | 122.684 | bal_1P_1/0AC | 8101701 | no | no |  |  | no |  |  | 0 | 0 | 0 | 0
oh_line_8101701_200823015 |  | AD | node_8101701_200823007 | node_8101701_200823015 | 177.501 | bal_1P_2AC | 8101701 | no | no |  |  | no |  |  | 0 | 0 | 0 | 0
oh_line_8101701_200823016 |  | AD | node_8101701_200823015 | node_8101701_200823016 | 125.037 | bal_1P_2AC | 8101701 | no | no |  |  | no |  |  | 0 | 0 | 0 | 0
oh_line_8101701_200823018 |  | AD | node_8101701_200823016 | node_8101701_200823018 | 196.526 | bal_1P_2AC | 8101701 | no | no |  |  | no |  |  | 0 | 0 | 0 | 0
oh_line_8101701_200823019 |  | AD | node_8101701_200823018 | node_8101701_200823019 | 145.454 | bal_1P_2AC | 8101701 | no | no |  |  | no |  |  | 0 | 0 | 0 | 0
oh_line_8101701_200823021 |  | AD | node_8101701_200823019 | node_8101701_200823021 | 292.838 | bal_1P_1/0AA | 8101701 | no | no |  |  | no |  |  | 0 | 0 | 0 | 0
oh_line_8101701_200823023-1 |  | AD | node_220463535 | node_8101701_200823023 | 9.349 | bal_1P_1/0AA | 8101701 | no | no |  |  | no |  |  | 0 | 0 | 0 | 0
oh_line_8101701_200823023-2 |  | AD | node_311908316 | node_intto1_220463535 | 10.818 | bal_1P_1/0AA | 8101701 | no | no |  |  | no |  |  | 0 | 0 | 0 | 0
oh_line_8101701_200823023-3 |  | AD | node_220382780 | node_intto1_311908316 | 137.159 | bal_1P_1/0AA | 8101701 | no | no |  |  | no |  |  | 0 | 0 | 0 | 0
oh_line_8101701_200823023-4 |  | AD | node_8101701_200823021 | node_intto1_220382780 | 13.958 | bal_1P_1/0AA | 8101701 | no | no |  |  | no |  |  | 0 | 0 | 0 | 0
oh_line_8101701_200823024 |  | ABCD | node_8101701_200823008 | node_8101701_200823024 | 194.074 | unb_3P_2-2AC_1/0AA | 8101701 | no | no |  |  | no |  |  | 0 | 0 | 0 | 0
oh_line_8101701_200823025 |  | ABCD | node_8101701_200823024 | node_8101701_200823025 | 190.732 | unb_3P_2-2AC_1/0AA | 8101701 | no | no |  |  | no |  |  | 0 | 0 | 0 | 0
oh_line_8101701_200823026 |  | ABCD | node_8101701_200823025 | node_8101701_200823026 | 204.805 | unb_3P_2-2AC_1/0AA | 8101701 | no | no |  |  | no |  |  | 0 | 0 | 0 | 0
oh_line_8101701_200823027 |  | ABCD | node_8101701_200823026 | node_8101701_200823027 | 108.032 | unb_3P_2-2AC_1/0AA | 8101701 | no | no |  |  | no |  |  | 0 | 0 | 0 | 0
oh_line_8101701_200823028 |  | ABCD | node_8101701_200823027 | node_8101701_200823028 | 102.178 | unb_3P_2-2AC_1/0AA | 8101701 | no | no |  |  | no |  |  | 0 | 0 | 0 | 0
oh_line_8101701_200823029 |  | ABCD | node_8101701_200823028 | node_8101701_200823029 | 121.672 | unb_3P_2-2AC_1/0AA | 8101701 | no | no |  |  | no |  |  | 0 | 0 | 0 | 0
oh_line_8101701_200823030 |  | ABCD | node_8101701_200823029 | node_8101701_200823030 | 249.936 | bal_3P_4/0AL | 8101701 | no | no |  |  | no |  |  | 0 | 0 | 0 | 0
oh_line_8101701_200823032 |  | ABCD | node_8101701_200823030 | node_8101701_200823032 | 107.581 | bal_3P_4/0AL | 8101701 | no | no |  |  | no |  |  | 0 | 0 | 0 | 0
oh_line_8101701_200823391 |  | ABCD | node_8101701_200823420 | node_8101701_200823391 | 168.315 | bal_3P_4CU | 8101701 | no | no |  |  | no |  |  | 0 | 0 | 0 | 0
oh_line_8101701_200823394 |  | ABCD | node_8101701_200823391 | node_8101701_200823394 | 166.135 | bal_3P_4CU | 8101701 | no | no |  |  | no |  |  | 0 | 0 | 0 | 0
oh_line_8101701_200823395 |  | ABCD | node_8101701_200823394 | node_8101701_200823395 | 145.94 | bal_3P_4CU | 8101701 | no | no |  |  | no |  |  | 0 | 0 | 0 | 0
oh_line_8101701_200823396 |  | ABCD | node_8101701_200823395 | node_8101701_200823396 | 191.047 | bal_3P_4CU | 8101701 | no | no |  |  | no |  |  | 0 | 0 | 0 | 0
oh_line_8101701_200823397 |  | ABCD | node_8101701_200823396 | node_8101701_200823397 | 122.008 | bal_3P_4CU | 8101701 | no | no |  |  | no |  |  | 0 | 0 | 0 | 0
oh_line_8101701_200823398 |  | ABCD | node_8101701_200823397 | node_8101701_200823398 | 125.103 | bal_3P_4CU | 8101701 | no | no |  |  | no |  |  | 0 | 0 | 0 | 0
oh_line_8101701_200823399 |  | ABCD | node_8101701_200823398 | node_8101701_200823399 | 146.64 | bal_3P_4CU | 8101701 | no | no |  |  | no |  |  | 0 | 0 | 0 | 0
oh_line_8101701_200823400 |  | ABCD | node_8101701_200823399 | node_8101701_200823400 | 140.072 | bal_3P_4CU | 8101701 | no | no |  |  | no |  |  | 0 | 0 | 0 | 0
oh_line_8101701_200823402 |  | ABCD | node_8101701_200823400 | node_8101701_200823402 | 170.514 | bal_3P_4CU | 8101701 | no | no |  |  | no |  |  | 0 | 0 | 0 | 0
oh_line_8101701_200823406 |  | AD | node_8101701_200823413 | node_8101701_200823406 | 151.083 | bal_1P_4CU | 8101701 | no | no |  |  | no |  |  | 0 | 0 | 0 | 0
oh_line_8101701_200823407 |  | AD | node_8101701_200823406 | node_8101701_200823407 | 180.651 | bal_1P_1/0AA | 8101701 | no | no |  |  | no |  |  | 0 | 0 | 0 | 0
oh_line_8101701_200823408 |  | AD | node_8101701_200823407 | node_8101701_200823408 | 134.745 | bal_1P_1/0AA | 8101701 | no | no |  |  | no |  |  | 0 | 0 | 0 | 0
oh_line_8101701_200823413 |  | AD | node_8101701_200823414 | node_8101701_200823413 | 165.708 | bal_1P_4CU | 8101701 | no | no |  |  | no |  |  | 0 | 0 | 0 | 0
oh_line_8101701_200823414 |  | AD | node_8101701_200823415 | node_8101701_200823414 | 91.578 | bal_1P_4CU | 8101701 | no | no |  |  | no |  |  | 0 | 0 | 0 | 0
oh_line_8101701_200823415 |  | AD | node_8101701_200823416 | node_8101701_200823415 | 77.809 | bal_1P_4CU | 8101701 | no | no |  |  | no |  |  | 0 | 0 | 0 | 0
oh_line_8101701_200823416 |  | ABCD | node_8101701_200823731 | node_8101701_200823416 | 166.337 | bal_3P_1/0AC | 8101701 | no | no |  |  | no |  |  | 0 | 0 | 0 | 0
oh_line_8101701_200823417 |  | ABCD | node_8101701_200823416 | node_8101701_200823417 | 81.333 | bal_3P_4CU | 8101701 | no | no |  |  | no |  |  | 0 | 0 | 0 | 0
oh_line_8101701_200823418 |  | ABCD | node_8101701_200823417 | node_8101701_200823418 | 111.536 | bal_3P_4CU | 8101701 | no | no |  |  | no |  |  | 0 | 0 | 0 | 0
oh_line_8101701_200823420 |  | ABCD | node_8101701_200823418 | node_8101701_200823420 | 148.523 | bal_3P_4CU | 8101701 | no | no |  |  | no |  |  | 0 | 0 | 0 | 0
oh_line_8101701_200823424 |  | AD | node_8101701_200823427 | node_8101701_200823424 | 187.972 | bal_1P_4CU | 8101701 | no | no |  |  | no |  |  | 0 | 0 | 0 | 0
oh_line_8101701_200823427 |  | AD | node_8101701_200823428 | node_8101701_200823427 | 146.602 | bal_1P_4CU | 8101701 | no | no |  |  | no |  |  | 0 | 0 | 0 | 0
oh_line_8101701_200823428 |  | AD | node_8101701_200823429 | node_8101701_200823428 | 159.575 | bal_1P_4CU | 8101701 | no | no |  |  | no |  |  | 0 | 0 | 0 | 0
oh_line_8101701_200823429 |  | AD | node_8101701_200823430 | node_8101701_200823429 | 149.284 | bal_1P_4CU | 8101701 | no | no |  |  | no |  |  | 0 | 0 | 0 | 0
oh_line_8101701_200823430 |  | AD | node_8101701_200823940 | node_8101701_200823430 | 68.673 | bal_1P_4CU | 8101701 | no | no |  |  | no |  |  | 0 | 0 | 0 | 0
oh_line_8101701_200823431 |  | AD | node_8101701_200823430 | node_8101701_200823431 | 137.604 | bal_1P_4CU | 8101701 | no | no |  |  | no |  |  | 0 | 0 | 0 | 0
oh_line_8101701_200823432 |  | AD | node_8101701_200823431 | node_8101701_200823432 | 234.698 | bal_1P_4CU | 8101701 | no | no |  |  | no |  |  | 0 | 0 | 0 | 0
oh_line_8101701_200823435 |  | AD | node_8101701_200823432 | node_8101701_200823435 | 195.99 | bal_1P_4CU | 8101701 | no | no |  |  | no |  |  | 0 | 0 | 0 | 0
oh_line_8101701_200823666 |  | AD | node_8101701_200914616 | node_8101701_200823666 | 77.109 | bal_1P_4CU | 8101701 | no | no |  |  | no |  |  | 0 | 0 | 0 | 0
oh_line_8101701_200823668 |  | AD | node_8101701_200953719 | node_8101701_200823668 | 147.93 | bal_1P_4CU | 8101701 | no | no |  |  | no |  |  | 0 | 0 | 0 | 0
oh_line_8101701_200823669 |  | AD | node_8101701_200823668 | node_8101701_200823669 | 86.743 | bal_1P_4CU | 8101701 | no | no |  |  | no |  |  | 0 | 0 | 0 | 0
oh_line_8101701_200823670 |  | AD | node_8101701_200823669 | node_8101701_200823670 | 139.371 | bal_1P_4CU | 8101701 | no | no |  |  | no |  |  | 0 | 0 | 0 | 0
oh_line_8101701_200823671 |  | AD | node_8101701_200823670 | node_8101701_200823671 | 111.548 | bal_1P_4CU | 8101701 | no | no |  |  | no |  |  | 0 | 0 | 0 | 0
oh_line_8101701_200823673 |  | AD | node_8101701_200953720 | node_8101701_200823673 | 149.331 | bal_1P_1/0AC | 8101701 | no | no |  |  | no |  |  | 0 | 0 | 0 | 0
oh_line_8101701_200823674 |  | AD | node_8101701_200823673 | node_8101701_200823674 | 156.309 | bal_1P_1/0AC | 8101701 | no | no |  |  | no |  |  | 0 | 0 | 0 | 0
oh_line_8101701_200823675 |  | AD | node_8101701_200823674 | node_8101701_200823675 | 72.365 | bal_1P_1/0AC | 8101701 | no | no |  |  | no |  |  | 0 | 0 | 0 | 0
oh_line_8101701_200823677 |  | AD | node_8101701_200969884 | node_8101701_200823677 | 90.972 | bal_1P_4CU | 8101701 | no | no |  |  | no |  |  | 0 | 0 | 0 | 0
oh_line_8101701_200823678 |  | AD | node_8101701_200823677 | node_8101701_200823678 | 147.725 | bal_1P_4CU | 8101701 | no | no |  |  | no |  |  | 0 | 0 | 0 | 0
oh_line_8101701_200823679 |  | AD | node_8101701_200823678 | node_8101701_200823679 | 156.718 | bal_1P_1/0AC | 8101701 | no | no |  |  | no |  |  | 0 | 0 | 0 | 0
oh_line_8101701_200823680 |  | AD | node_8101701_200823666 | node_8101701_200823680 | 131.485 | bal_1P_4CU | 8101701 | no | no |  |  | no |  |  | 0 | 0 | 0 | 0
oh_line_8101701_200823681 |  | AD | node_8101701_200823679 | node_8101701_200823681 | 149.672 | bal_1P_1/0AC | 8101701 | no | no |  |  | no |  |  | 0 | 0 | 0 | 0
oh_line_8101701_200823682 |  | AD | node_8101701_200823681 | node_8101701_200823682 | 150.599 | bal_1P_1/0AC | 8101701 | no | no |  |  | no |  |  | 0 | 0 | 0 | 0
oh_line_8101701_200823683 |  | AD | node_8101701_200823682 | node_8101701_200823683 | 181.829 | bal_1P_1/0AC | 8101701 | no | no |  |  | no |  |  | 0 | 0 | 0 | 0
oh_line_8101701_200823684 |  | AD | node_8101701_200823683 | node_8101701_200823684 | 135.523 | bal_1P_1/0AC | 8101701 | no | no |  |  | no |  |  | 0 | 0 | 0 | 0
oh_line_8101701_200823687 |  | AD | node_8101701_200823680 | node_8101701_200823687 | 138.431 | bal_1P_4CU | 8101701 | no | no |  |  | no |  |  | 0 | 0 | 0 | 0
oh_line_8101701_200823688 |  | AD | node_8101701_200823687 | node_8101701_200823688 | 116.863 | bal_1P_4CU | 8101701 | no | no |  |  | no |  |  | 0 | 0 | 0 | 0
oh_line_8101701_200823692 |  | AD | node_8101701_200953718 | node_8101701_200823692 | 149.343 | bal_1P_4CU | 8101701 | no | no |  |  | no |  |  | 0 | 0 | 0 | 0
oh_line_8101701_200823693 |  | AD | node_8101701_200823692 | node_8101701_200823693 | 120.479 | bal_1P_4CU | 8101701 | no | no |  |  | no |  |  | 0 | 0 | 0 | 0
oh_line_8101701_200823694 |  | AD | node_8101701_200823693 | node_8101701_200823694 | 143.464 | bal_1P_4CU | 8101701 | no | no |  |  | no |  |  | 0 | 0 | 0 | 0
oh_line_8101701_200823695 |  | AD | node_8101701_200823694 | node_8101701_200823695 | 24.229 | bal_1P_4CU | 8101701 | no | no |  |  | no |  |  | 0 | 0 | 0 | 0
oh_line_8101701_200823696 |  | AD | node_8101701_200823695 | node_8101701_200823696 | 132.044 | bal_1P_4CU | 8101701 | no | no |  |  | no |  |  | 0 | 0 | 0 | 0
oh_line_8101701_200823722 |  | AD | node_8101701_200823391 | node_8101701_200823722 | 89.602 | bal_1P_1/0AC | 8101701 | no | no |  |  | no |  |  | 0 | 0 | 0 | 0
oh_line_8101701_200823723 |  | AD | node_8101701_200823722 | node_8101701_200823723 | 139.961 | bal_1P_1/0AC | 8101701 | no | no |  |  | no |  |  | 0 | 0 | 0 | 0
oh_line_8101701_200823724 |  | AD | node_8101701_200823723 | node_8101701_200823724 | 128.42 | bal_1P_1/0AC | 8101701 | no | no |  |  | no |  |  | 0 | 0 | 0 | 0
oh_line_8101701_200823726 |  | AD | node_8101701_200822387 | node_intto1_8101701_200823726 | 52.673 | bal_1P_4CU | 8101701 | no | no |  |  | no |  |  | 0 | 0 | 0 | 0
oh_line_8101701_200823729 |  | ABCD | node_8101701_200823997 | node_8101701_200823729 | 146.795 | bal_3P_1/0AC | 8101701 | no | no |  |  | no |  |  | 0 | 0 | 0 | 0
oh_line_8101701_200823730 |  | ABCD | node_8101701_200823729 | node_8101701_200823730 | 128.275 | bal_3P_1/0AC | 8101701 | no | no |  |  | no |  |  | 0 | 0 | 0 | 0
oh_line_8101701_200823731 |  | ABCD | node_8101701_200823730 | node_8101701_200823731 | 177.277 | bal_3P_1/0AC | 8101701 | no | no |  |  | no |  |  | 0 | 0 | 0 | 0
oh_line_8101701_200823732 |  | AD | node_8101701_200823726 | node_8101701_200823732 | 172.481 | bal_1P_4CU | 8101701 | no | no |  |  | no |  |  | 0 | 0 | 0 | 0
oh_line_8101701_200823733 |  | AD | node_8101701_200823732 | node_8101701_200823733 | 117.256 | bal_1P_4CU | 8101701 | no | no |  |  | no |  |  | 0 | 0 | 0 | 0
oh_line_8101701_200823734 |  | AD | node_8101701_200823733 | node_8101701_200823734 | 123.771 | bal_1P_4CU | 8101701 | no | no |  |  | no |  |  | 0 | 0 | 0 | 0
oh_line_8101701_200823735 |  | AD | node_8101701_200823734 | node_8101701_200823735 | 117.368 | bal_1P_4CU | 8101701 | no | no |  |  | no |  |  | 0 | 0 | 0 | 0
oh_line_8101701_200823804 |  | AD | node_8101701_200822385 | node_8101701_200823804 | 100.87 | bal_1P_1/0AC | 8101701 | no | no |  |  | no |  |  | 0 | 0 | 0 | 0
oh_line_8101701_200823805 |  | AD | node_8101701_200823804 | node_8101701_200823805 | 125.474 | bal_1P_1/0AC | 8101701 | no | no |  |  | no |  |  | 0 | 0 | 0 | 0
oh_line_8101701_200823806 |  | AD | node_8101701_200823805 | node_8101701_200823806 | 172.342 | bal_1P_1/0AC | 8101701 | no | no |  |  | no |  |  | 0 | 0 | 0 | 0
oh_line_8101701_200823819 |  | AD | node_8101701_200914616 | node_8101701_200823819 | 76.913 | bal_1P_1/0AC | 8101701 | no | no |  |  | no |  |  | 0 | 0 | 0 | 0
oh_line_8101701_200823820 |  | AD | node_8101701_200823819 | node_8101701_200823820 | 178.416 | bal_1P_1/0AC | 8101701 | no | no |  |  | no |  |  | 0 | 0 | 0 | 0
oh_line_8101701_200823881 |  | AD | node_8101701_200823395 | node_8101701_200823881 | 187.989 | bal_1P_1/0AC | 8101701 | no | no |  |  | no |  |  | 0 | 0 | 0 | 0
oh_line_8101701_200823882 |  | AD | node_8101701_200823881 | node_8101701_200823882 | 145.512 | bal_1P_1/0AC | 8101701 | no | no |  |  | no |  |  | 0 | 0 | 0 | 0
oh_line_8101701_200823886 |  | AD | node_8101701_200822411 | node_8101701_200823886 | 78.948 | bal_1P_2AC | 8101701 | no | no |  |  | no |  |  | 0 | 0 | 0 | 0
oh_line_8101701_200823887 |  | AD | node_8101701_200823886 | node_intto1_8101701_200823887 | 180.017 | bal_1P_2AC | 8101701 | no | no |  |  | no |  |  | 0 | 0 | 0 | 0
oh_line_8101701_200823888 |  | AD | node_8101701_200823887 | node_8101701_200823888 | 148.665 | bal_1P_2AC | 8101701 | no | no |  |  | no |  |  | 0 | 0 | 0 | 0
oh_line_8101701_200823889 |  | AD | node_8101701_200823888 | node_8101701_200823889 | 186.06 | bal_1P_2AC | 8101701 | no | no |  |  | no |  |  | 0 | 0 | 0 | 0
oh_line_8101701_200823909 |  | AD | node_8101701_200823396 | node_8101701_200823909 | 148.96 | bal_1P_4CU | 8101701 | no | no |  |  | no |  |  | 0 | 0 | 0 | 0
oh_line_8101701_200823910 |  | AD | node_8101701_200823909 | node_8101701_200823910 | 90.586 | bal_1P_4CU | 8101701 | no | no |  |  | no |  |  | 0 | 0 | 0 | 0
oh_line_8101701_200823911 |  | AD | node_8101701_200823910 | node_8101701_200823911 | 135.471 | bal_1P_4CU | 8101701 | no | no |  |  | no |  |  | 0 | 0 | 0 | 0
oh_line_8101701_200823912 |  | AD | node_8101701_200823911 | node_8101701_200823912 | 143.81 | bal_1P_4CU | 8101701 | no | no |  |  | no |  |  | 0 | 0 | 0 | 0
oh_line_8101701_200823940 |  | AD | node_8101701_200823941 | node_8101701_200823940 | 136.314 | bal_1P_4CU | 8101701 | no | no |  |  | no |  |  | 0 | 0 | 0 | 0
oh_line_8101701_200823941 |  | AD | node_8101701_200823942 | node_intto1_8101701_200823941 | 153.704 | bal_1P_4CU | 8101701 | no | no |  |  | no |  |  | 0 | 0 | 0 | 0
oh_line_8101701_200823942 |  | AD | node_8101701_200823029 | node_8101701_200823942 | 162.836 | bal_1P_4CU | 8101701 | no | no |  |  | no |  |  | 0 | 0 | 0 | 0
oh_line_8101701_200823943 |  | AD | node_8101701_200823025 | node_8101701_200823943 | 32.442 | bal_1P_1/0AC | 8101701 | no | no |  |  | no |  |  | 0 | 0 | 0 | 0
oh_line_8101701_200823944 |  | AD | node_8101701_200823943 | node_8101701_200823944 | 153.769 | bal_1P_1/0AC | 8101701 | no | no |  |  | no |  |  | 0 | 0 | 0 | 0
oh_line_8101701_200823945 |  | AD | node_8101701_200823944 | node_8101701_200823945 | 124.123 | bal_1P_1/0AC | 8101701 | no | no |  |  | no |  |  | 0 | 0 | 0 | 0
oh_line_8101701_200823967 |  | AD | node_8101701_200823986 | node_8101701_200823967 | 106.94 | bal_1P_4CU | 8101701 | no | no |  |  | no |  |  | 0 | 0 | 0 | 0
oh_line_8101701_200823971 |  | AD | node_8101701_200823967 | node_8101701_200823971 | 203.236 | bal_1P_1/0AC | 8101701 | no | no |  |  | no |  |  | 0 | 0 | 0 | 0
oh_line_8101701_200823974 |  | AD | node_8101701_200823971 | node_8101701_200823974 | 122.833 | bal_1P_1/0AC | 8101701 | no | no |  |  | no |  |  | 0 | 0 | 0 | 0
oh_line_8101701_200823975 |  | AD | node_8101701_200823974 | node_8101701_200823975 | 182.878 | bal_1P_1/0AC | 8101701 | no | no |  |  | no |  |  | 0 | 0 | 0 | 0
oh_line_8101701_200823979 |  | AD | node_8101701_200823982 | node_8101701_200823979 | 136.86 | bal_1P_4CU | 8101701 | no | no |  |  | no |  |  | 0 | 0 | 0 | 0
oh_line_8101701_200823980 |  | AD | node_8101701_200823979 | node_8101701_200823980 | 37.673 | bal_1P_4CU | 8101701 | no | no |  |  | no |  |  | 0 | 0 | 0 | 0
oh_line_8101701_200823981 |  | AD | node_8101701_200823980 | node_8101701_200823981 | 192.813 | bal_1P_4CU | 8101701 | no | no |  |  | no |  |  | 0 | 0 | 0 | 0
oh_line_8101701_200823982 |  | AD | node_8101701_200823983 | node_8101701_200823982 | 135.327 | bal_1P_4CU | 8101701 | no | no |  |  | no |  |  | 0 | 0 | 0 | 0
oh_line_8101701_200823983 |  | AD | node_8101701_200823984 | node_8101701_200823983 | 169.521 | bal_1P_4CU | 8101701 | no | no |  |  | no |  |  | 0 | 0 | 0 | 0
oh_line_8101701_200823984 |  | AD | node_8101701_200823696 | node_8101701_200823984 | 164.824 | bal_1P_4CU | 8101701 | no | no |  |  | no |  |  | 0 | 0 | 0 | 0
oh_line_8101701_200823985 |  | AD | node_8101701_200823984 | node_8101701_200823985 | 152.696 | bal_1P_4CU | 8101701 | no | no |  |  | no |  |  | 0 | 0 | 0 | 0
oh_line_8101701_200823986 |  | AD | node_8101701_200823985 | node_8101701_200823986 | 153.373 | bal_1P_4CU | 8101701 | no | no |  |  | no |  |  | 0 | 0 | 0 | 0
oh_line_8101701_200823993 |  | ABCD | node_8101701_200822395 | node_8101701_200823993 | 73.181 | bal_3P_1/0AC | 8101701 | no | no |  |  | no |  |  | 0 | 0 | 0 | 0
oh_line_8101701_200823994 |  | ABCD | node_8101701_200823993 | node_intto1_8101701_200823994 | 135.214 | bal_3P_1/0AC | 8101701 | no | no |  |  | no |  |  | 0 | 0 | 0 | 0
oh_line_8101701_200823995 |  | ABCD | node_8101701_200823994 | node_8101701_200823995 | 140.296 | bal_3P_1/0AC | 8101701 | no | no |  |  | no |  |  | 0 | 0 | 0 | 0
oh_line_8101701_200823996 |  | ABCD | node_8101701_200823995 | node_8101701_200823996 | 147.498 | bal_3P_1/0AC | 8101701 | no | no |  |  | no |  |  | 0 | 0 | 0 | 0
oh_line_8101701_200823997 |  | ABCD | node_8101701_200823996 | node_8101701_200823997 | 86.212 | bal_3P_1/0AC | 8101701 | no | no |  |  | no |  |  | 0 | 0 | 0 | 0
oh_line_8101701_200824006 |  | AD | node_8101701_200823981 | node_8101701_200824006 | 69.335 | bal_1P_4CU | 8101701 | no | no |  |  | no |  |  | 0 | 0 | 0 | 0
oh_line_8101701_200824007 |  | AD | node_8101701_200824006 | node_8101701_200824007 | 153.332 | bal_1P_4CU | 8101701 | no | no |  |  | no |  |  | 0 | 0 | 0 | 0
oh_line_8101701_200824008 |  | AD | node_8101701_200824007 | node_8101701_200824008 | 148.346 | bal_1P_4CU | 8101701 | no | no |  |  | no |  |  | 0 | 0 | 0 | 0
oh_line_8101701_200824009 |  | AD | node_8101701_200824008 | node_8101701_200824009 | 152.597 | bal_1P_1/0AC | 8101701 | no | no |  |  | no |  |  | 0 | 0 | 0 | 0
oh_line_8101701_200824010 |  | AD | node_8101701_200824009 | node_8101701_200824010 | 164.612 | bal_1P_1/0AC | 8101701 | no | no |  |  | no |  |  | 0 | 0 | 0 | 0
oh_line_8101701_200824023 |  | AD | node_8101701_200823402 | node_8101701_200824023 | 114.842 | bal_1P_4CU | 8101701 | no | no |  |  | no |  |  | 0 | 0 | 0 | 0
oh_line_8101701_200824024 |  | AD | node_8101701_200824023 | node_8101701_200824024 | 178.019 | bal_1P_4CU | 8101701 | no | no |  |  | no |  |  | 0 | 0 | 0 | 0
oh_line_8101701_200824025 |  | AD | node_8101701_200824024 | node_8101701_200824025 | 167.27 | bal_1P_1/0AC | 8101701 | no | no |  |  | no |  |  | 0 | 0 | 0 | 0
oh_line_8101701_200824027 |  | AD | node_8101701_200823399 | node_8101701_200824027 | 120.806 | bal_1P_4CU | 8101701 | no | no |  |  | no |  |  | 0 | 0 | 0 | 0
oh_line_8101701_200824028 |  | AD | node_8101701_200824027 | node_8101701_200824028 | 165.264 | bal_1P_4CU | 8101701 | no | no |  |  | no |  |  | 0 | 0 | 0 | 0
oh_line_8101701_200824092 |  | ABCD | node_8101701_200822365 | node_8101701_200824092 | 37.903 | unb_3P_2-1/0AC_1/0AA | 8101701 | no | no |  |  | no |  |  | 0 | 0 | 0 | 0
oh_line_8101701_200824094 |  | ABCD | node_8101701_200824092 | node_intto1_8101701_200824094 | 101.101 | unb_3P_2-1/0AC_1/0AA | 8101701 | no | no |  |  | no |  |  | 0 | 0 | 0 | 0
oh_line_8101701_200824095 |  | ABCD | node_8101701_200824094 | node_8101701_200824095 | 166.15 | unb_3P_2-1/0AC_1/0AA | 8101701 | no | no |  |  | no |  |  | 0 | 0 | 0 | 0
oh_line_8101701_200824096 |  | ABCD | node_8101701_200824095 | node_8101701_200824096 | 176.68 | unb_3P_2-1/0AC_1/0AA | 8101701 | no | no |  |  | no |  |  | 0 | 0 | 0 | 0
oh_line_8101701_200824097 |  | AD | node_8101701_200824096 | node_8101701_200824097 | 196.267 | bal_1P_1/0AC | 8101701 | no | no |  |  | no |  |  | 0 | 0 | 0 | 0
oh_line_8101701_200824098 |  | AD | node_8101701_200824097 | node_8101701_200824098 | 151.425 | bal_1P_1/0AC | 8101701 | no | no |  |  | no |  |  | 0 | 0 | 0 | 0
oh_line_8101701_200824099 |  | AD | node_8101701_200824098 | node_8101701_200824099 | 150.783 | bal_1P_1/0AC | 8101701 | no | no |  |  | no |  |  | 0 | 0 | 0 | 0
oh_line_8101701_200824100 |  | AD | node_8101701_200824099 | node_8101701_200824100 | 196.056 | bal_1P_1/0AC | 8101701 | no | no |  |  | no |  |  | 0 | 0 | 0 | 0
oh_line_8101701_200824101 |  | AD | node_8101701_200824100 | node_8101701_200824101 | 140.781 | bal_1P_1/0AA | 8101701 | no | no |  |  | no |  |  | 0 | 0 | 0 | 0
oh_line_8101701_200824173 |  | AD | node_8101701_200823675 | node_8101701_200824173 | 123.717 | bal_1P_1/0AC | 8101701 | no | no |  |  | no |  |  | 0 | 0 | 0 | 0
oh_line_8101701_200824175 |  | AD | node_8101701_200824173 | node_8101701_200824175 | 312.666 | bal_1P_1/0AC | 8101701 | no | no |  |  | no |  |  | 0 | 0 | 0 | 0
oh_line_8101701_200824176 |  | AD | node_8101701_200824173 | node_8101701_200824176 | 237.337 | bal_1P_1/0AC | 8101701 | no | no |  |  | no |  |  | 0 | 0 | 0 | 0
oh_line_8101701_200824177 |  | AD | node_8101701_200824176 | node_8101701_200824177 | 166.935 | bal_1P_1/0AC | 8101701 | no | no |  |  | no |  |  | 0 | 0 | 0 | 0
oh_line_8101701_200824178 |  | AD | node_8101701_200824177 | node_8101701_200824178 | 111.774 | bal_1P_1/0AC | 8101701 | no | no |  |  | no |  |  | 0 | 0 | 0 | 0
oh_line_8101701_200824310 |  | AD | node_8101701_200822412 | node_8101701_200824310 | 57.076 | bal_1P_1/0AC | 8101701 | no | no |  |  | no |  |  | 0 | 0 | 0 | 0
oh_line_8101701_200824311 |  | AD | node_8101701_200824310 | node_intto1_8101701_200824311 | 260.491 | bal_1P_1/0AC | 8101701 | no | no |  |  | no |  |  | 0 | 0 | 0 | 0
oh_line_8101701_200824312 |  | AD | node_8101701_200824311 | node_8101701_200824312 | 166.77 | bal_1P_1/0AC | 8101701 | no | no |  |  | no |  |  | 0 | 0 | 0 | 0
oh_line_8101701_200824313 |  | AD | node_8101701_200824312 | node_8101701_200824313 | 163.366 | bal_1P_1/0AC | 8101701 | no | no |  |  | no |  |  | 0 | 0 | 0 | 0
oh_line_8101701_200824314 |  | AD | node_8101701_200824313 | node_8101701_200824314 | 184.048 | bal_1P_1/0AC | 8101701 | no | no |  |  | no |  |  | 0 | 0 | 0 | 0
oh_line_8101701_200824315 |  | AD | node_8101701_200824314 | node_8101701_200824315 | 193.69 | bal_1P_1/0AC | 8101701 | no | no |  |  | no |  |  | 0 | 0 | 0 | 0
oh_line_8101701_200824316 |  | AD | node_8101701_200824315 | node_8101701_200824316 | 186.227 | bal_1P_1/0AA | 8101701 | no | no |  |  | no |  |  | 0 | 0 | 0 | 0
oh_line_8101701_200824317 |  | AD | node_8101701_200824316 | node_8101701_200824317 | 269.255 | bal_1P_1/0AA | 8101701 | no | no |  |  | no |  |  | 0 | 0 | 0 | 0
oh_line_8101701_200824343 |  | AD | node_8101701_200822327 | node_8101701_200824343 | 74.248 | bal_1P_1/0AC | 8101701 | no | no |  |  | no |  |  | 0 | 0 | 0 | 0
oh_line_8101701_200824344 |  | AD | node_8101701_200824343 | node_8101701_200824344 | 100.982 | bal_1P_1/0AC | 8101701 | no | no |  |  | no |  |  | 0 | 0 | 0 | 0
oh_line_8101701_200824345 |  | AD | node_8101701_200824344 | node_8101701_200824345 | 112.533 | bal_1P_1/0AC | 8101701 | no | no |  |  | no |  |  | 0 | 0 | 0 | 0
oh_line_8101701_200824346 |  | AD | node_8101701_200824345 | node_8101701_200824346 | 139.998 | bal_1P_1/0AC | 8101701 | no | no |  |  | no |  |  | 0 | 0 | 0 | 0
oh_line_8101701_200824347 |  | AD | node_8101701_200824346 | node_8101701_200824347 | 138.776 | bal_1P_1/0AC | 8101701 | no | no |  |  | no |  |  | 0 | 0 | 0 | 0
oh_line_8101701_200824348 |  | AD | node_8101701_200824347 | node_8101701_200824348 | 203.408 | bal_1P_1/0AC | 8101701 | no | no |  |  | no |  |  | 0 | 0 | 0 | 0
oh_line_8101701_200824349 |  | AD | node_8101701_200824348 | node_8101701_200824349 | 136.38 | bal_1P_1/0AC | 8101701 | no | no |  |  | no |  |  | 0 | 0 | 0 | 0
oh_line_8101701_200824358 |  | AD | node_8101701_200824312 | node_8101701_200824358 | 147.234 | bal_1P_1/0AC | 8101701 | no | no |  |  | no |  |  | 0 | 0 | 0 | 0
oh_line_8101701_200824359 |  | AD | node_8101701_200824358 | node_8101701_200824359 | 170.735 | bal_1P_1/0AC | 8101701 | no | no |  |  | no |  |  | 0 | 0 | 0 | 0
oh_line_8101701_200824360 |  | AD | node_8101701_200824359 | node_8101701_200824360 | 160.669 | bal_1P_1/0AC | 8101701 | no | no |  |  | no |  |  | 0 | 0 | 0 | 0
oh_line_8101701_200824361 |  | AD | node_8101701_200824360 | node_8101701_200824361 | 177.134 | bal_1P_1/0AC | 8101701 | no | no |  |  | no |  |  | 0 | 0 | 0 | 0
oh_line_8101701_200824362 |  | AD | node_8101701_200824361 | node_8101701_200824362 | 132.157 | bal_1P_2AC | 8101701 | no | no |  |  | no |  |  | 0 | 0 | 0 | 0
oh_line_8101701_200824363 |  | AD | node_8101701_200824361 | node_8101701_200824363 | 181.92 | bal_1P_1/0AC | 8101701 | no | no |  |  | no |  |  | 0 | 0 | 0 | 0
oh_line_8101701_200824364 |  | AD | node_8101701_200824363 | node_8101701_200824364 | 176.515 | bal_1P_1/0AC | 8101701 | no | no |  |  | no |  |  | 0 | 0 | 0 | 0
oh_line_8101701_200824494 |  | ABCD | node_8101701_200916296 | node_8101701_200824494 | 185.459 | bal_3P_477AL | 8101701 | no | no |  |  | no |  |  | 0 | 0 | 0 | 0
oh_line_8101701_200824495 |  | ABCD | node_8101701_200824494 | node_8101701_200824495 | 261.683 | bal_3P_477AL | 8101701 | no | no |  |  | no |  |  | 0 | 0 | 0 | 0
oh_line_8101701_200824496 |  | ABCD | node_8101701_200824502 | node_8101701_200824496 | 265.805 | bal_3P_477AL | 8101701 | no | no |  |  | no |  |  | 0 | 0 | 0 | 0
oh_line_8101701_200824497 |  | ABCD | node_8101701_200824496 | node_8101701_200824497 | 265.008 | bal_3P_477AL | 8101701 | no | no |  |  | no |  |  | 0 | 0 | 0 | 0
oh_line_8101701_200824498 |  | ABCD | node_8101701_200824497 | node_8101701_200824498 | 191.444 | bal_3P_477AL | 8101701 | no | no |  |  | no |  |  | 0 | 0 | 0 | 0
oh_line_8101701_200824499 |  | ABCD | node_8101701_200824498 | node_8101701_200824499 | 182.377 | bal_3P_477AL | 8101701 | no | no |  |  | no |  |  | 0 | 0 | 0 | 0
oh_line_8101701_200824500 |  | ABCD | node_8101701_200824499 | node_8101701_200824500 | 319.257 | bal_3P_477AL | 8101701 | no | no |  |  | no |  |  | 0 | 0 | 0 | 0
oh_line_8101701_200824501 |  | ABCD | node_8101701_200824500 | node_8101701_200824501 | 182.281 | bal_3P_477AL | 8101701 | no | no |  |  | no |  |  | 0 | 0 | 0 | 0
oh_line_8101701_200824502 |  | ABCD | node_8101701_200824495 | node_8101701_200824502 | 257.838 | bal_3P_477AL | 8101701 | no | no |  |  | no |  |  | 0 | 0 | 0 | 0
oh_line_8101701_200824503 |  | ABCD | node_8101701_200824502 | node_8101701_200824503 | 114.723 | bal_3P_1/0AC | 8101701 | no | no |  |  | no |  |  | 0 | 0 | 0 | 0
oh_line_8101701_200824504 |  | ABCD | node_8101701_200824497 | node_8101701_200824504 | 176.284 | bal_3P_1/0AA | 8101701 | no | no |  |  | no |  |  | 0 | 0 | 0 | 0
oh_line_8101701_200824565 |  | ABCD | node_8101701_200822323 | node_8101701_200824565 | 134.424 | bal_3P_1/0AC | 8101701 | no | no |  |  | no |  |  | 0 | 0 | 0 | 0
oh_line_8101701_200824566 |  | ABCD | node_8101701_200824565 | node_8101701_200824566 | 164.866 | bal_3P_1/0AC | 8101701 | no | no |  |  | no |  |  | 0 | 0 | 0 | 0
oh_line_8101701_200824567 |  | ABCD | node_8101701_200824566 | node_8101701_200824567 | 122.644 | bal_3P_1/0AC | 8101701 | no | no |  |  | no |  |  | 0 | 0 | 0 | 0
oh_line_8101701_200824568 |  | ABCD | node_8101701_200824567 | node_8101701_200824568 | 108.179 | bal_3P_1/0AC | 8101701 | no | no |  |  | no |  |  | 0 | 0 | 0 | 0
oh_line_8101701_200824569 |  | ABCD | node_8101701_200824568 | node_8101701_200824569 | 118.396 | bal_3P_1/0AC | 8101701 | no | no |  |  | no |  |  | 0 | 0 | 0 | 0
oh_line_8101701_200824570 |  | ABCD | node_8101701_200824569 | node_8101701_200824570 | 112.042 | bal_3P_1/0AC | 8101701 | no | no |  |  | no |  |  | 0 | 0 | 0 | 0
oh_line_8101701_200824571 |  | ABCD | node_8101701_200824570 | node_8101701_200824571 | 121.667 | bal_3P_1/0AC | 8101701 | no | no |  |  | no |  |  | 0 | 0 | 0 | 0
oh_line_8101701_200833127 |  | ABCD | node_8101701_200822485 | node_8101701_200833127 | 441.28 | bal_3P_477AL | 8101701 | no | no |  |  | no |  |  | 0 | 0 | 0 | 0
oh_line_8101701_200833260 |  | ABCD | node_8101701_311877273 | node_8101701_200833260 | 41.309 | bal_3P_477AL | 8101701 | no | no |  |  | no |  |  | 0 | 0 | 0 | 0
oh_line_8101701_200914616 |  | AD | node_8101701_200822391 | node_intto1_8101701_200914616 | 28.21 | bal_1P_4CU | 8101701 | no | no |  |  | no |  |  | 0 | 0 | 0 | 0
oh_line_8101701_200916296 |  | ABCD | node_SOURCE_8101701 | node_8101701_200916296 | 114.043 | bal_3P_477AL | 8101701 | no | no |  |  | no |  |  | 0 | 0 | 0 | 0
oh_line_8101701_200953717 |  | AD | node_8101701_200823688 | node_8101701_200953717 | 189.732 | bal_1P_4CU | 8101701 | no | no |  |  | no |  |  | 0 | 0 | 0 | 0
oh_line_8101701_200953718 |  | AD | node_8101701_200953717 | node_8101701_200953718 | 152.428 | bal_1P_4CU | 8101701 | no | no |  |  | no |  |  | 0 | 0 | 0 | 0
oh_line_8101701_200953719 |  | AD | node_8101701_200823694 | node_8101701_200953719 | 160.927 | bal_1P_4CU | 8101701 | no | no |  |  | no |  |  | 0 | 0 | 0 | 0
oh_line_8101701_200953720 |  | AD | node_8101701_200823671 | node_8101701_200953720 | 103.717 | bal_1P_4CU | 8101701 | no | no |  |  | no |  |  | 0 | 0 | 0 | 0
oh_line_8101701_200958794 |  | ABCD | node_8101701_200822452 | node_8101701_200958794 | 81.329 | bal_3P_1/0AC | 8101701 | no | no |  |  | no |  |  | 0 | 0 | 0 | 0
oh_line_8101701_200968681 |  | AD | node_8101701_200823005 | node_8101701_200968681 | 223.949 | bal_1P_4/0AL | 8101701 | no | no |  |  | no |  |  | 0 | 0 | 0 | 0
oh_line_8101701_200969884 |  | AD | node_8101701_200953720 | node_8101701_200969884 | 134.627 | bal_1P_4CU | 8101701 | no | no |  |  | no |  |  | 0 | 0 | 0 | 0
oh_line_8101701_200970211 |  | ABCN | node_8101701_200822496 | node_intto1_8101701_200970211 | 189.488 | bal_3P_DELTACUST | 8101701 | no | no |  |  | no |  |  | 0 | 0 | 0 | 0
oh_line_8101701_200977751 |  | ABCD | node_8101701_200822150 | node_8101701_200977751 | 94.353 | bal_3P_336AL | 8101701 | no | no |  |  | no |  |  | 0 | 0 | 0 | 0
oh_line_8101701_201014523 |  | ABCD | node_8101701_200822472 | node_8101701_201014523 | 121.476 | bal_3P_4CU | 8101701 | no | no |  |  | no |  |  | 0 | 0 | 0 | 0
oh_line_8101701_201017700 |  | ABCD | node_8101701_200822346 | node_intto1_8101701_201017700 | 141.352 | bal_3P_336AL | 8101701 | no | no |  |  | no |  |  | 0 | 0 | 0 | 0
oh_line_8101701_201018621 |  | ABCD | node_8101701_200822408 | node_8101701_201018621 | 190.416 | bal_3P_4/0AA | 8101701 | no | no |  |  | no |  |  | 0 | 0 | 0 | 0
oh_line_8101701_201019066 |  | ABCD | node_8101701_200824495 | node_8101701_201019066 | 33.553 | bal_3P_1/0AA | 8101701 | no | no |  |  | no |  |  | 0 | 0 | 0 | 0
oh_line_8101701_201023395 |  | ABCD | node_8101701_200822416 | node_8101701_201023395 | 114.52 | bal_3P_336AL | 8101701 | no | no |  |  | no |  |  | 0 | 0 | 0 | 0
oh_line_8101701_311877273 |  | ABCD | node_8101701_200833127 | node_8101701_311877273 | 63.925 | bal_3P_477AL | 8101701 | no | no |  |  | no |  |  | 0 | 0 | 0 | 0
oh_line_8101701_311909367-1 |  | AD | node_8101701_200823007 | node_intto1_220382781 | 36.385 | bal_1P_2AC | 8101701 | no | no |  |  | no |  |  | 0 | 0 | 0 | 0
oh_line_8101701_311909367-2 |  | AD | node_220382781 | node_intto1_220440788 | 11.779 | bal_1P_2AC | 8101701 | no | no |  |  | no |  |  | 0 | 0 | 0 | 0
oh_line_8101701_311909367-3 |  | AD | node_220440788 | node_intto1_220557261 | 8.969 | bal_1P_2AC | 8101701 | no | no |  |  | no |  |  | 0 | 0 | 0 | 0
oh_line_8101701_311909367-4 |  | AD | node_220557261 | node_8101701_311909367 | 12.827 | bal_1P_2AC | 8101701 | no | no |  |  | no |  |  | 0 | 0 | 0 | 0
oh_line_8101701_312159117 |  | ABCD | node_8101701_200822326 | node_8101701_312159117 | 90.723 | bal_3P_477AL | 8101701 | no | no |  |  | no |  |  | 0 | 0 | 0 | 0
oh_line_TAP_OH_894836 |  | ABCN | node_8101701_200822143 | node_1411319_435_15316772_191 | 0.033 | unb_TAPWIRE_OH | 8101701 | no | no |  |  | no |  |  | 0 | 0 | 0 | 0
oh_line_TAP_OH_894837 |  | ABCN | node_8101701_200822147 | node_1411829_191_15316905_708 | 0.033 | unb_TAPWIRE_OH | 8101701 | no | no |  |  | no |  |  | 0 | 0 | 0 | 0
oh_line_TAP_OH_894838 |  | ABCN | node_8101701_200822153 | node_1412259_045_15316908_595 | 0.033 | unb_TAPWIRE_OH | 8101701 | no | no |  |  | no |  |  | 0 | 0 | 0 | 0
oh_line_TAP_OH_894840 |  | ABCN | node_8101701_200822163 | node_1412854_831_15317320_449 | 0.033 | unb_TAPWIRE_OH | 8101701 | no | no |  |  | no |  |  | 0 | 0 | 0 | 0
oh_line_TAP_OH_894841 |  | ABCN | node_8101701_200822167 | node_1413293_889_15317693_586 | 0.033 | unb_TAPWIRE_OH | 8101701 | no | no |  |  | no |  |  | 0 | 0 | 0 | 0
oh_line_TAP_OH_894842 |  | ABCN | node_8101701_200822169 | node_1413465_211_15317932_663 | 0.033 | unb_TAPWIRE_OH | 8101701 | no | no |  |  | no |  |  | 0 | 0 | 0 | 0
oh_line_TAP_OH_894843 |  | ABCN | node_8101701_200822171 | node_1413741_437_15318188_705 | 0.033 | unb_TAPWIRE_OH | 8101701 | no | no |  |  | no |  |  | 0 | 0 | 0 | 0
oh_line_TAP_OH_894844 |  | ABCN | node_8101701_200822174 | node_1413989_145_15318371_204 | 0.033 | unb_TAPWIRE_OH | 8101701 | no | no |  |  | no |  |  | 0 | 0 | 0 | 0
oh_line_TAP_OH_894848 |  | ABCN | node_8101701_200822185 | node_1401128_099_15317751_503 | 0.033 | unb_TAPWIRE_OH | 8101701 | no | no |  |  | no |  |  | 0 | 0 | 0 | 0
oh_line_TAP_OH_894890 |  | ABCN | node_8101701_200822323 | node_1402225_016_15317889_404 | 0.033 | unb_TAPWIRE_OH | 8101701 | no | no |  |  | no |  |  | 0 | 0 | 0 | 0
oh_line_TAP_OH_894891 |  | ABCN | node_8101701_200822331 | node_1403077_009_15317944_275 | 0.033 | unb_TAPWIRE_OH | 8101701 | no | no |  |  | no |  |  | 0 | 0 | 0 | 0
oh_line_TAP_OH_894892 |  | ABCN | node_8101701_200822334 | node_1403399_776_15317866_694 | 0.033 | unb_TAPWIRE_OH | 8101701 | no | no |  |  | no |  |  | 0 | 0 | 0 | 0
oh_line_TAP_OH_894897 |  | ABCN | node_8101701_200822352 | node_1404463_268_15317819_091 | 0.033 | unb_TAPWIRE_OH | 8101701 | no | no |  |  | no |  |  | 0 | 0 | 0 | 0
oh_line_TAP_OH_894898 |  | ABCN | node_8101701_200822359 | node_1400296_419_15317708_396 | 0.033 | unb_TAPWIRE_OH | 8101701 | no | no |  |  | no |  |  | 0 | 0 | 0 | 0
oh_line_TAP_OH_894899 |  | ABCN | node_8101701_200822360 | node_1405113_41_15317453_72 | 0.033 | unb_TAPWIRE_OH | 8101701 | no | no |  |  | no |  |  | 0 | 0 | 0 | 0
oh_line_TAP_OH_894900 |  | AN | node_8101701_200822363 | node_1405248_623_15316818_626 | 0.033 | unb_TAPWIRE_OH | 8101701 | no | no |  |  | no |  |  | 0 | 0 | 0 | 0
oh_line_TAP_OH_894901 |  | ABCN | node_8101701_200822366 | node_1405573_894_15317310_464 | 0.033 | unb_TAPWIRE_OH | 8101701 | no | no |  |  | no |  |  | 0 | 0 | 0 | 0
oh_line_TAP_OH_894902 |  | ABCN | node_8101701_200822370 | node_1405820_752_15317250_125 | 0.033 | unb_TAPWIRE_OH | 8101701 | no | no |  |  | no |  |  | 0 | 0 | 0 | 0
oh_line_TAP_OH_894907 |  | ABCN | node_8101701_200822385 | node_1406547_433_15317144_495 | 0.033 | unb_TAPWIRE_OH | 8101701 | no | no |  |  | no |  |  | 0 | 0 | 0 | 0
oh_line_TAP_OH_894908 |  | ABCN | node_8101701_200822388 | node_1406804_102_15317105_159 | 0.033 | unb_TAPWIRE_OH | 8101701 | no | no |  |  | no |  |  | 0 | 0 | 0 | 0
oh_line_TAP_OH_894909 |  | ABCN | node_8101701_200822392 | node_1407291_157_15316981_121 | 0.033 | unb_TAPWIRE_OH | 8101701 | no | no |  |  | no |  |  | 0 | 0 | 0 | 0
oh_line_TAP_OH_894910 |  | ABCN | node_8101701_200822396 | node_1407640_221_15316938_34 | 0.033 | unb_TAPWIRE_OH | 8101701 | no | no |  |  | no |  |  | 0 | 0 | 0 | 0
oh_line_TAP_OH_894911 |  | ABCN | node_8101701_200822400 | node_1408184_658_15316870_173 | 0.033 | unb_TAPWIRE_OH | 8101701 | no | no |  |  | no |  |  | 0 | 0 | 0 | 0
oh_line_TAP_OH_894912 |  | ABCN | node_8101701_200822404 | node_1408680_98_15316859_519 | 0.033 | unb_TAPWIRE_OH | 8101701 | no | no |  |  | no |  |  | 0 | 0 | 0 | 0
oh_line_TAP_OH_894914 |  | ABCN | node_8101701_200822414 | node_1409252_418_15316729_133 | 0.033 | unb_TAPWIRE_OH | 8101701 | no | no |  |  | no |  |  | 0 | 0 | 0 | 0
oh_line_TAP_OH_894915 |  | ABCN | node_8101701_200822419 | node_1409729_544_15316728_855 | 0.033 | unb_TAPWIRE_OH | 8101701 | no | no |  |  | no |  |  | 0 | 0 | 0 | 0
oh_line_TAP_OH_894916 |  | ABCN | node_8101701_200822422 | node_1410031_673_15316686_65 | 0.033 | unb_TAPWIRE_OH | 8101701 | no | no |  |  | no |  |  | 0 | 0 | 0 | 0
oh_line_TAP_OH_894917 |  | ABCN | node_8101701_200822431 | node_1410642_129_15316687_989 | 0.033 | unb_TAPWIRE_OH | 8101701 | no | no |  |  | no |  |  | 0 | 0 | 0 | 0
oh_line_TAP_OH_894919 |  | AN | node_8101701_200822444 | node_1400505_962_15317399_276 | 0.033 | unb_TAPWIRE_OH | 8101701 | no | no |  |  | no |  |  | 0 | 0 | 0 | 0
oh_line_TAP_OH_894924 |  | ABCN | node_8101701_200822465 | node_1402932_945_15318082_465 | 0.033 | unb_TAPWIRE_OH | 8101701 | no | no |  |  | no |  |  | 0 | 0 | 0 | 0
oh_line_TAP_OH_894925 |  | ABCN | node_8101701_200822471 | node_1403035_959_15318823_666 | 0.033 | unb_TAPWIRE_OH | 8101701 | no | no |  |  | no |  |  | 0 | 0 | 0 | 0
oh_line_TAP_OH_894926 |  | ABCN | node_8101701_200822473 | node_1402828_056_15318916_406 | 0.033 | unb_TAPWIRE_OH | 8101701 | no | no |  |  | no |  |  | 0 | 0 | 0 | 0
oh_line_TAP_OH_894928 |  | ABCN | node_8101701_200822478 | node_1403035_596_15319389_406 | 0.033 | unb_TAPWIRE_OH | 8101701 | no | no |  |  | no |  |  | 0 | 0 | 0 | 0
oh_line_TAP_OH_894929 |  | AN | node_8101701_200822481 | node_1402726_25_15319444_458 | 0.033 | unb_TAPWIRE_OH | 8101701 | no | no |  |  | no |  |  | 0 | 0 | 0 | 0
oh_line_TAP_OH_894930 |  | ABCN | node_8101701_200822487 | node_1403794_926_15317305_568 | 0.033 | unb_TAPWIRE_OH | 8101701 | no | no |  |  | no |  |  | 0 | 0 | 0 | 0
oh_line_TAP_OH_894981 |  | AN | node_8101701_200822688 | node_1405295_415_15318354_734 | 0.033 | unb_TAPWIRE_OH | 8101701 | no | no |  |  | no |  |  | 0 | 0 | 0 | 0
oh_line_TAP_OH_895083 |  | AN | node_8101701_200822952 | node_1409781_959_15316454_366 | 0.033 | unb_TAPWIRE_OH | 8101701 | no | no |  |  | no |  |  | 0 | 0 | 0 | 0
oh_line_TAP_OH_895084 |  | AN | node_8101701_200822955 | node_1409816_84_15316047_331 | 0.033 | unb_TAPWIRE_OH | 8101701 | no | no |  |  | no |  |  | 0 | 0 | 0 | 0
oh_line_TAP_OH_895085 |  | AN | node_8101701_200822968 | node_1409833_66_15315247_398 | 0.033 | unb_TAPWIRE_OH | 8101701 | no | no |  |  | no |  |  | 0 | 0 | 0 | 0
oh_line_TAP_OH_895086 |  | AN | node_8101701_200822971 | node_1410129_631_15316314_986 | 0.033 | unb_TAPWIRE_OH | 8101701 | no | no |  |  | no |  |  | 0 | 0 | 0 | 0
oh_line_TAP_OH_895087 |  | AN | node_8101701_200822976 | node_1410178_84_15315586_102 | 0.033 | unb_TAPWIRE_OH | 8101701 | no | no |  |  | no |  |  | 0 | 0 | 0 | 0
oh_line_TAP_OH_895088 |  | AN | node_8101701_200822981 | node_1410502_623_15316366_3 | 0.033 | unb_TAPWIRE_OH | 8101701 | no | no |  |  | no |  |  | 0 | 0 | 0 | 0
oh_line_TAP_OH_895089 |  | AN | node_8101701_200822985 | node_1410514_375_15315900_942 | 0.033 | unb_TAPWIRE_OH | 8101701 | no | no |  |  | no |  |  | 0 | 0 | 0 | 0
oh_line_TAP_OH_895090 |  | AN | node_8101701_200822989 | node_1410489_719_15315613_11 | 0.033 | unb_TAPWIRE_OH | 8101701 | no | no |  |  | no |  |  | 0 | 0 | 0 | 0
oh_line_TAP_OH_895091 |  | AN | node_8101701_200822992 | node_1410606_325_15315537_56 | 0.033 | unb_TAPWIRE_OH | 8101701 | no | no |  |  | no |  |  | 0 | 0 | 0 | 0
oh_line_TAP_OH_895092 |  | ABCN | node_8101701_200822996 | node_1408278_597_15318937_437 | 0.033 | unb_TAPWIRE_OH | 8101701 | no | no |  |  | no |  |  | 0 | 0 | 0 | 0
oh_line_TAP_OH_895094 |  | AN | node_8101701_200823001 | node_1408483_855_15319570_09 | 0.033 | unb_TAPWIRE_OH | 8101701 | no | no |  |  | no |  |  | 0 | 0 | 0 | 0
oh_line_TAP_OH_895095 |  | AN | node_8101701_200823002 | node_1408449_41_15319298_307 | 0.033 | unb_TAPWIRE_OH | 8101701 | no | no |  |  | no |  |  | 0 | 0 | 0 | 0
oh_line_TAP_OH_895096 |  | AN | node_8101701_200823005 | node_1408667_812_15319849_167 | 0.033 | unb_TAPWIRE_OH | 8101701 | no | no |  |  | no |  |  | 0 | 0 | 0 | 0
oh_line_TAP_OH_895097 |  | ABCN | node_8101701_200823008 | node_1408303_372_15317280_904 | 0.033 | unb_TAPWIRE_OH | 8101701 | no | no |  |  | no |  |  | 0 | 0 | 0 | 0
oh_line_TAP_OH_895098 |  | AN | node_8101701_200823012 | node_1408753_41_15317210_432 | 0.033 | unb_TAPWIRE_OH | 8101701 | no | no |  |  | no |  |  | 0 | 0 | 0 | 0
oh_line_TAP_OH_895099 |  | AN | node_8101701_200823015 | node_1408818_968_15320362_155 | 0.033 | unb_TAPWIRE_OH | 8101701 | no | no |  |  | no |  |  | 0 | 0 | 0 | 0
oh_line_TAP_OH_895100 |  | AN | node_8101701_200823019 | node_1408917_627_15320817_953 | 0.033 | unb_TAPWIRE_OH | 8101701 | no | no |  |  | no |  |  | 0 | 0 | 0 | 0
oh_line_TAP_OH_895101 |  | AN | node_8101701_200823021 | node_1409119_989_15321040_51 | 0.033 | unb_TAPWIRE_OH | 8101701 | no | no |  |  | no |  |  | 0 | 0 | 0 | 0
oh_line_TAP_OH_895102 |  | ABCN | node_8101701_200823025 | node_1408297_367_15317694_488 | 0.033 | unb_TAPWIRE_OH | 8101701 | no | no |  |  | no |  |  | 0 | 0 | 0 | 0
oh_line_TAP_OH_895103 |  | ABCN | node_8101701_200823028 | node_1408317_757_15318085_495 | 0.033 | unb_TAPWIRE_OH | 8101701 | no | no |  |  | no |  |  | 0 | 0 | 0 | 0
oh_line_TAP_OH_895104 |  | ABCN | node_8101701_200823032 | node_1408232_545_15318533_612 | 0.033 | unb_TAPWIRE_OH | 8101701 | no | no |  |  | no |  |  | 0 | 0 | 0 | 0
oh_line_TAP_OH_895242 |  | ABCN | node_8101701_200823391 | node_1408221_847_15315796_487 | 0.033 | unb_TAPWIRE_OH | 8101701 | no | no |  |  | no |  |  | 0 | 0 | 0 | 0
oh_line_TAP_OH_895243 |  | ABCN | node_8101701_200823397 | node_1408837_59_15315628_509 | 0.033 | unb_TAPWIRE_OH | 8101701 | no | no |  |  | no |  |  | 0 | 0 | 0 | 0
oh_line_TAP_OH_895244 |  | ABCN | node_8101701_200823402 | node_1409418_541_15315566_095 | 0.033 | unb_TAPWIRE_OH | 8101701 | no | no |  |  | no |  |  | 0 | 0 | 0 | 0
oh_line_TAP_OH_895245 |  | AN | node_8101701_200823408 | node_1408127_687_15316524_316 | 0.033 | unb_TAPWIRE_OH | 8101701 | no | no |  |  | no |  |  | 0 | 0 | 0 | 0
oh_line_TAP_OH_895246 |  | AN | node_8101701_200823413 | node_1407843_008_15316428_275 | 0.033 | unb_TAPWIRE_OH | 8101701 | no | no |  |  | no |  |  | 0 | 0 | 0 | 0
oh_line_TAP_OH_895247 |  | ABCN | node_8101701_200823417 | node_1407907_355_15316068_657 | 0.033 | unb_TAPWIRE_OH | 8101701 | no | no |  |  | no |  |  | 0 | 0 | 0 | 0
oh_line_TAP_OH_895248 |  | AN | node_8101701_200823424 | node_1407887_588_15317600_734 | 0.033 | unb_TAPWIRE_OH | 8101701 | no | no |  |  | no |  |  | 0 | 0 | 0 | 0
oh_line_TAP_OH_895249 |  | AN | node_8101701_200823435 | node_1407702_857_15318790_442 | 0.033 | unb_TAPWIRE_OH | 8101701 | no | no |  |  | no |  |  | 0 | 0 | 0 | 0
oh_line_TAP_OH_895350 |  | AN | node_8101701_200823669 | node_1407012_416_15318604_354 | 0.033 | unb_TAPWIRE_OH | 8101701 | no | no |  |  | no |  |  | 0 | 0 | 0 | 0
oh_line_TAP_OH_895351 |  | AN | node_8101701_200823673 | node_1407390_475_15318742_051 | 0.033 | unb_TAPWIRE_OH | 8101701 | no | no |  |  | no |  |  | 0 | 0 | 0 | 0
oh_line_TAP_OH_895352 |  | AN | node_8101701_200823678 | node_1407418_989_15318215_984 | 0.033 | unb_TAPWIRE_OH | 8101701 | no | no |  |  | no |  |  | 0 | 0 | 0 | 0
oh_line_TAP_OH_895353 |  | AN | node_8101701_200823684 | node_1407459_831_15317466_822 | 0.033 | unb_TAPWIRE_OH | 8101701 | no | no |  |  | no |  |  | 0 | 0 | 0 | 0
oh_line_TAP_OH_895354 |  | AN | node_8101701_200823688 | node_1407085_329_15317448_295 | 0.033 | unb_TAPWIRE_OH | 8101701 | no | no |  |  | no |  |  | 0 | 0 | 0 | 0
oh_line_TAP_OH_895355 |  | AN | node_8101701_200823693 | node_1407025_561_15318070_658 | 0.033 | unb_TAPWIRE_OH | 8101701 | no | no |  |  | no |  |  | 0 | 0 | 0 | 0
oh_line_TAP_OH_895358 |  | AN | node_8101701_200823724 | node_1408259_213_15316167_33 | 0.033 | unb_TAPWIRE_OH | 8101701 | no | no |  |  | no |  |  | 0 | 0 | 0 | 0
oh_line_TAP_OH_895359 |  | ABCN | node_8101701_200823729 | node_1407394_657_15316270_066 | 0.033 | unb_TAPWIRE_OH | 8101701 | no | no |  |  | no |  |  | 0 | 0 | 0 | 0
oh_line_TAP_OH_895360 |  | ABCN | node_8101701_200823731 | node_1407675_754_15316167_744 | 0.033 | unb_TAPWIRE_OH | 8101701 | no | no |  |  | no |  |  | 0 | 0 | 0 | 0
oh_line_TAP_OH_895361 |  | AN | node_8101701_200823735 | node_1406776_948_15316524_487 | 0.033 | unb_TAPWIRE_OH | 8101701 | no | no |  |  | no |  |  | 0 | 0 | 0 | 0
oh_line_TAP_OH_895390 |  | AN | node_8101701_200823806 | node_1406457_105_15316750_256 | 0.033 | unb_TAPWIRE_OH | 8101701 | no | no |  |  | no |  |  | 0 | 0 | 0 | 0
oh_line_TAP_OH_895398 |  | AN | node_8101701_200823820 | node_1407072_448_15316767_993 | 0.033 | unb_TAPWIRE_OH | 8101701 | no | no |  |  | no |  |  | 0 | 0 | 0 | 0
oh_line_TAP_OH_895410 |  | AN | node_8101701_200823882 | node_1408544_176_15316018_416 | 0.033 | unb_TAPWIRE_OH | 8101701 | no | no |  |  | no |  |  | 0 | 0 | 0 | 0
oh_line_TAP_OH_895411 |  | AN | node_8101701_200823887 | node_1408926_483_15316552_202 | 0.033 | unb_TAPWIRE_OH | 8101701 | no | no |  |  | no |  |  | 0 | 0 | 0 | 0
oh_line_TAP_OH_895412 |  | AN | node_8101701_200823889 | node_1409110_631_15316342_729 | 0.033 | unb_TAPWIRE_OH | 8101701 | no | no |  |  | no |  |  | 0 | 0 | 0 | 0
oh_line_TAP_OH_895420 |  | AN | node_8101701_200823912 | node_1408839_837_15316174_978 | 0.033 | unb_TAPWIRE_OH | 8101701 | no | no |  |  | no |  |  | 0 | 0 | 0 | 0
oh_line_TAP_OH_895430 |  | AN | node_8101701_200823945 | node_1408615_957_15317667_259 | 0.033 | unb_TAPWIRE_OH | 8101701 | no | no |  |  | no |  |  | 0 | 0 | 0 | 0
oh_line_TAP_OH_895433 |  | AN | node_8101701_200823967 | node_1406679_394_15318543_762 | 0.033 | unb_TAPWIRE_OH | 8101701 | no | no |  |  | no |  |  | 0 | 0 | 0 | 0
oh_line_TAP_OH_895434 |  | AN | node_8101701_200823971 | node_1406674_502_15318768_352 | 0.033 | unb_TAPWIRE_OH | 8101701 | no | no |  |  | no |  |  | 0 | 0 | 0 | 0
oh_line_TAP_OH_895435 |  | AN | node_8101701_200823975 | node_1406975_038_15318810_214 | 0.033 | unb_TAPWIRE_OH | 8101701 | no | no |  |  | no |  |  | 0 | 0 | 0 | 0
oh_line_TAP_OH_895436 |  | AN | node_8101701_200823979 | node_1406734_197_15317678_854 | 0.033 | unb_TAPWIRE_OH | 8101701 | no | no |  |  | no |  |  | 0 | 0 | 0 | 0
oh_line_TAP_OH_895437 |  | AN | node_8101701_200823984 | node_1406642_861_15318119_336 | 0.033 | unb_TAPWIRE_OH | 8101701 | no | no |  |  | no |  |  | 0 | 0 | 0 | 0
oh_line_TAP_OH_895440 |  | ABCN | node_8101701_200823997 | node_1407510_098_15316416_511 | 0.033 | unb_TAPWIRE_OH | 8101701 | no | no |  |  | no |  |  | 0 | 0 | 0 | 0
oh_line_TAP_OH_895445 |  | AN | node_8101701_200824006 | node_1406379_962_15317639_588 | 0.033 | unb_TAPWIRE_OH | 8101701 | no | no |  |  | no |  |  | 0 | 0 | 0 | 0
oh_line_TAP_OH_895446 |  | AN | node_8101701_200824010 | node_1406410_461_15318251_493 | 0.033 | unb_TAPWIRE_OH | 8101701 | no | no |  |  | no |  |  | 0 | 0 | 0 | 0
oh_line_TAP_OH_895451 |  | AN | node_8101701_200824025 | node_1409430_856_15316060_17 | 0.033 | unb_TAPWIRE_OH | 8101701 | no | no |  |  | no |  |  | 0 | 0 | 0 | 0
oh_line_TAP_OH_895452 |  | AN | node_8101701_200824028 | node_1409149_764_15315913_705 | 0.033 | unb_TAPWIRE_OH | 8101701 | no | no |  |  | no |  |  | 0 | 0 | 0 | 0
oh_line_TAP_OH_895474 |  | ABCN | node_8101701_200824094 | node_1405497_151_15317514_957 | 0.033 | unb_TAPWIRE_OH | 8101701 | no | no |  |  | no |  |  | 0 | 0 | 0 | 0
oh_line_TAP_OH_895476 |  | ABCN | node_8101701_200824096 | node_1405745_659_15317760_411 | 0.033 | unb_TAPWIRE_OH | 8101701 | no | no |  |  | no |  |  | 0 | 0 | 0 | 0
oh_line_TAP_OH_895477 |  | AN | node_8101701_200824098 | node_1405840_807_15318097_878 | 0.033 | unb_TAPWIRE_OH | 8101701 | no | no |  |  | no |  |  | 0 | 0 | 0 | 0
oh_line_TAP_OH_895478 |  | AN | node_8101701_200824100 | node_1405764_627_15318475_198 | 0.033 | unb_TAPWIRE_OH | 8101701 | no | no |  |  | no |  |  | 0 | 0 | 0 | 0
oh_line_TAP_OH_895479 |  | AN | node_8101701_200824101 | node_1405917_001_15318483_911 | 0.033 | unb_TAPWIRE_OH | 8101701 | no | no |  |  | no |  |  | 0 | 0 | 0 | 0
oh_line_TAP_OH_895503 |  | AN | node_8101701_200824173 | node_1407293_291_15319120_366 | 0.033 | unb_TAPWIRE_OH | 8101701 | no | no |  |  | no |  |  | 0 | 0 | 0 | 0
oh_line_TAP_OH_895504 |  | AN | node_8101701_200824175 | node_1407637_443_15319079_281 | 0.033 | unb_TAPWIRE_OH | 8101701 | no | no |  |  | no |  |  | 0 | 0 | 0 | 0
oh_line_TAP_OH_895505 |  | AN | node_8101701_200824176 | node_1407053_521_15319116_761 | 0.033 | unb_TAPWIRE_OH | 8101701 | no | no |  |  | no |  |  | 0 | 0 | 0 | 0
oh_line_TAP_OH_895506 |  | AN | node_8101701_200824178 | node_1406773_173_15319116_932 | 0.033 | unb_TAPWIRE_OH | 8101701 | no | no |  |  | no |  |  | 0 | 0 | 0 | 0
oh_line_TAP_OH_895557 |  | AN | node_8101701_200824312 | node_1408978_354_15317264_473 | 0.033 | unb_TAPWIRE_OH | 8101701 | no | no |  |  | no |  |  | 0 | 0 | 0 | 0
oh_line_TAP_OH_895558 |  | AN | node_8101701_200824313 | node_1409035_944_15317427_374 | 0.033 | unb_TAPWIRE_OH | 8101701 | no | no |  |  | no |  |  | 0 | 0 | 0 | 0
oh_line_TAP_OH_895559 |  | AN | node_8101701_200824314 | node_1409026_968_15317610_876 | 0.033 | unb_TAPWIRE_OH | 8101701 | no | no |  |  | no |  |  | 0 | 0 | 0 | 0
oh_line_TAP_OH_895560 |  | AN | node_8101701_200824315 | node_1409018_445_15317804_237 | 0.033 | unb_TAPWIRE_OH | 8101701 | no | no |  |  | no |  |  | 0 | 0 | 0 | 0
oh_line_TAP_OH_895561 |  | AN | node_8101701_200824317 | node_1409011_402_15318294_235 | 0.033 | unb_TAPWIRE_OH | 8101701 | no | no |  |  | no |  |  | 0 | 0 | 0 | 0
oh_line_TAP_OH_895571 |  | AN | node_8101701_200824346 | node_1402661_367_15318293_682 | 0.033 | unb_TAPWIRE_OH | 8101701 | no | no |  |  | no |  |  | 0 | 0 | 0 | 0
oh_line_TAP_OH_895572 |  | AN | node_8101701_200824349 | node_1402786_268_15318643_91 | 0.033 | unb_TAPWIRE_OH | 8101701 | no | no |  |  | no |  |  | 0 | 0 | 0 | 0
oh_line_TAP_OH_895576 |  | AN | node_8101701_200824360 | node_1409355_29_15317400_893 | 0.033 | unb_TAPWIRE_OH | 8101701 | no | no |  |  | no |  |  | 0 | 0 | 0 | 0
oh_line_TAP_OH_895577 |  | AN | node_8101701_200824362 | node_1409481_858_15317581_076 | 0.033 | unb_TAPWIRE_OH | 8101701 | no | no |  |  | no |  |  | 0 | 0 | 0 | 0
oh_line_TAP_OH_895578 |  | AN | node_8101701_200824364 | node_1409327_475_15317948_032 | 0.033 | unb_TAPWIRE_OH | 8101701 | no | no |  |  | no |  |  | 0 | 0 | 0 | 0
oh_line_TAP_OH_898105 |  | ABCN | node_8101701_200833260 | node_1403674_893_15316412_295 | 0.033 | unb_TAPWIRE_OH | 8101701 | no | no |  |  | no |  |  | 0 | 0 | 0 | 0
oh_line_TAP_OH_1224745 |  | AN | node_8101701_200823909 | node_1408714_165_15315824_044 | 0.033 | unb_TAPWIRE_OH | 8101701 | no | no |  |  | no |  |  | 0 | 0 | 0 | 0
oh_line_TAP_OH_1268376 |  | AN | node_8101701_200823430 | node_1407727_321_15318234_684 | 0.033 | unb_TAPWIRE_OH | 8101701 | no | no |  |  | no |  |  | 0 | 0 | 0 | 0
oh_line_TAP_OH_1268377 |  | AN | node_8101701_200823941 | node_1407945_79_15318180_493 | 0.033 | unb_TAPWIRE_OH | 8101701 | no | no |  |  | no |  |  | 0 | 0 | 0 | 0
oh_line_TAP_OH_1440836 |  | ABCN | node_8101701_200970211 | node_1404104_946_15317603_399 | 0.033 | unb_TAPWIRE_OH | 8101701 | no | no |  |  | no |  |  | 0 | 0 | 0 | 0
oh_line_TAP_OH_2137737 |  | ABCN | node_8101701_200822336 | node_1403440_804_15318204_398 | 0.033 | unb_TAPWIRE_OH | 8101701 | no | no |  |  | no |  |  | 0 | 0 | 0 | 0
oh_line_TAP_OH_2137738 |  | ABCN | node_8101701_200822336 | node_1403420_994_15318204_344 | 0.033 | unb_TAPWIRE_OH | 8101701 | no | no |  |  | no |  |  | 0 | 0 | 0 | 0
oh_line_TAP_OH_2137739 |  | ABCN | node_8101701_200822336 | node_1403459_918_15318197_56 | 0.033 | unb_TAPWIRE_OH | 8101701 | no | no |  |  | no |  |  | 0 | 0 | 0 | 0
oh_line_TAP_OH_2137745 |  | ABCN | node_8101701_200822376 | node_1405876_572_15316733_32 | 0.033 | unb_TAPWIRE_OH | 8101701 | no | no |  |  | no |  |  | 0 | 0 | 0 | 0
oh_line_TAP_OH_2137746 |  | ABCN | node_8101701_200822376 | node_1405887_481_15316711_183 | 0.033 | unb_TAPWIRE_OH | 8101701 | no | no |  |  | no |  |  | 0 | 0 | 0 | 0
oh_line_TAP_OH_2137747 |  | ABCN | node_8101701_200822347 | node_1404041_66_15317960_645 | 0.033 | unb_TAPWIRE_OH | 8101701 | no | no |  |  | no |  |  | 0 | 0 | 0 | 0
oh_line_TAP_OH_2137748 |  | ABCN | node_8101701_200822347 | node_1404021_994_15317946_333 | 0.033 | unb_TAPWIRE_OH | 8101701 | no | no |  |  | no |  |  | 0 | 0 | 0 | 0
oh_line_TAP_OH_2137749 |  | ABCN | node_8101701_200822347 | node_1404052_168_15317973_306 | 0.033 | unb_TAPWIRE_OH | 8101701 | no | no |  |  | no |  |  | 0 | 0 | 0 | 0
oh_line_TAP_OH_2137753 |  | ABCN | node_8101701_200824504 | node_1401364_032_15318685_37 | 0.033 | unb_TAPWIRE_OH | 8101701 | no | no |  |  | no |  |  | 0 | 0 | 0 | 0
oh_line_TAP_OH_2137754 |  | ABCN | node_8101701_200824504 | node_1401350_26_15318666_115 | 0.033 | unb_TAPWIRE_OH | 8101701 | no | no |  |  | no |  |  | 0 | 0 | 0 | 0
oh_line_TAP_OH_2137755 |  | ABCN | node_8101701_200824504 | node_1401381_02_15318699_208 | 0.033 | unb_TAPWIRE_OH | 8101701 | no | no |  |  | no |  |  | 0 | 0 | 0 | 0
oh_line_TAP_OH_2137774 |  | ABCN | node_8101701_200822341 | node_1403709_647_15317764_501 | 0.033 | unb_TAPWIRE_OH | 8101701 | no | no |  |  | no |  |  | 0 | 0 | 0 | 0
oh_line_TAP_OH_2137775 |  | ABCN | node_8101701_200822341 | node_1403729_28_15317768_213 | 0.033 | unb_TAPWIRE_OH | 8101701 | no | no |  |  | no |  |  | 0 | 0 | 0 | 0
oh_line_TAP_OH_2137796 |  | ABCN | node_8101701_200824095 | node_1405656_843_15317609_21 | 0.033 | unb_TAPWIRE_OH | 8101701 | no | no |  |  | no |  |  | 0 | 0 | 0 | 0
oh_line_TAP_OH_2137800 |  | ABCN | node_8101701_200822154 | node_1400925_354_15317862_253 | 0.033 | unb_TAPWIRE_OH | 8101701 | no | no |  |  | no |  |  | 0 | 0 | 0 | 0
oh_line_TAP_OH_2137801 |  | ABCN | node_8101701_200822154 | node_1400906_375_15317854_464 | 0.033 | unb_TAPWIRE_OH | 8101701 | no | no |  |  | no |  |  | 0 | 0 | 0 | 0
oh_line_TAP_OH_2137826 |  | ABCN | node_8101701_200822305 | node_1401737_661_15317847_787 | 0.033 | unb_TAPWIRE_OH | 8101701 | no | no |  |  | no |  |  | 0 | 0 | 0 | 0
oh_line_TAP_OH_2137827 |  | ABCN | node_8101701_200822305 | node_1401693_823_15317838_52 | 0.033 | unb_TAPWIRE_OH | 8101701 | no | no |  |  | no |  |  | 0 | 0 | 0 | 0
oh_line_TAP_OH_2137845 |  | ABCN | node_8101701_200822452 | node_1401700_078_15318047_434 | 0.033 | unb_TAPWIRE_OH | 8101701 | no | no |  |  | no |  |  | 0 | 0 | 0 | 0
oh_line_TAP_OH_2137846 |  | ABCN | node_8101701_200822452 | node_1401708_514_15318059_121 | 0.033 | unb_TAPWIRE_OH | 8101701 | no | no |  |  | no |  |  | 0 | 0 | 0 | 0
oh_line_TAP_OH_2137847 |  | ABCN | node_8101701_200822452 | node_1401694_937_15318031_198 | 0.033 | unb_TAPWIRE_OH | 8101701 | no | no |  |  | no |  |  | 0 | 0 | 0 | 0
oh_line_TAP_OH_2140931 |  | ABCN | node_8101701_200822226 | node_1401473_953_15317950_136 | 0.033 | unb_TAPWIRE_OH | 8101701 | no | no |  |  | no |  |  | 0 | 0 | 0 | 0
oh_line_TAP_OH_2140932 |  | ABCN | node_8101701_200822226 | node_1401455_63_15317939_86 | 0.033 | unb_TAPWIRE_OH | 8101701 | no | no |  |  | no |  |  | 0 | 0 | 0 | 0
oh_line_TAP_OH_2140933 |  | ABCN | node_8101701_200822226 | node_1401493_6_15317953_704 | 0.033 | unb_TAPWIRE_OH | 8101701 | no | no |  |  | no |  |  | 0 | 0 | 0 | 0
oh_line_TAP_OH_2140947 |  | ABCN | node_8101701_200822495 | node_1403404_51_15317832_589 | 0.033 | unb_TAPWIRE_OH | 8101701 | no | no |  |  | no |  |  | 0 | 0 | 0 | 0
oh_line_TAP_OH_2140948 |  | ABCN | node_8101701_200822495 | node_1403384_843_15317829_23 | 0.033 | unb_TAPWIRE_OH | 8101701 | no | no |  |  | no |  |  | 0 | 0 | 0 | 0
oh_line_TAP_OH_2140949 |  | ABCN | node_8101701_200822495 | node_1403424_122_15317828_997 | 0.033 | unb_TAPWIRE_OH | 8101701 | no | no |  |  | no |  |  | 0 | 0 | 0 | 0
oh_line_TAP_OH_2140967 |  | ABCN | node_8101701_200824503 | node_1401132_65_15318319_75 | 0.033 | unb_TAPWIRE_OH | 8101701 | no | no |  |  | no |  |  | 0 | 0 | 0 | 0
oh_line_TAP_OH_2140968 |  | ABCN | node_8101701_200824503 | node_1401139_591_15318344_747 | 0.033 | unb_TAPWIRE_OH | 8101701 | no | no |  |  | no |  |  | 0 | 0 | 0 | 0
oh_line_TAP_OH_2140969 |  | ABCN | node_8101701_200824503 | node_1401121_143_15318297_979 | 0.033 | unb_TAPWIRE_OH | 8101701 | no | no |  |  | no |  |  | 0 | 0 | 0 | 0
oh_line_TAP_OH_2140970 |  | ABCN | node_8101701_200822372 | node_1406050_381_15317444_018 | 0.033 | unb_TAPWIRE_OH | 8101701 | no | no |  |  | no |  |  | 0 | 0 | 0 | 0
oh_line_TAP_OH_2140971 |  | ABCN | node_8101701_200822372 | node_1406047_689_15317470_376 | 0.033 | unb_TAPWIRE_OH | 8101701 | no | no |  |  | no |  |  | 0 | 0 | 0 | 0
oh_line_TAP_OH_2140972 |  | ABCN | node_8101701_200822372 | node_1406047_901_15317417_579 | 0.033 | unb_TAPWIRE_OH | 8101701 | no | no |  |  | no |  |  | 0 | 0 | 0 | 0
oh_line_TAP_OH_2141035 |  | ABCN | node_8101701_200822322 | node_1402123_251_15318186_164 | 0.033 | unb_TAPWIRE_OH | 8101701 | no | no |  |  | no |  |  | 0 | 0 | 0 | 0
oh_line_TAP_OH_2141036 |  | ABCN | node_8101701_200822322 | node_1402106_319_15318199_845 | 0.033 | unb_TAPWIRE_OH | 8101701 | no | no |  |  | no |  |  | 0 | 0 | 0 | 0
oh_line_TAP_OH_2141037 |  | ABCN | node_8101701_200822322 | node_1402136_945_15318167_038 | 0.033 | unb_TAPWIRE_OH | 8101701 | no | no |  |  | no |  |  | 0 | 0 | 0 | 0
oh_line_TAP_OH_2141041 |  | ABCN | node_8101701_200824571 | node_1403167_604_15317608_806 | 0.033 | unb_TAPWIRE_OH | 8101701 | no | no |  |  | no |  |  | 0 | 0 | 0 | 0
oh_line_TAP_OH_2141042 |  | ABCN | node_8101701_200824571 | node_1403169_178_15317635_362 | 0.033 | unb_TAPWIRE_OH | 8101701 | no | no |  |  | no |  |  | 0 | 0 | 0 | 0
oh_line_TAP_OH_2141043 |  | ABCN | node_8101701_200822474 | node_1402595_249_15319288_1 | 0.033 | unb_TAPWIRE_OH | 8101701 | no | no |  |  | no |  |  | 0 | 0 | 0 | 0
oh_line_TAP_OH_2141044 |  | ABCN | node_8101701_200822474 | node_1402582_892_15319267_185 | 0.033 | unb_TAPWIRE_OH | 8101701 | no | no |  |  | no |  |  | 0 | 0 | 0 | 0
oh_line_TAP_OH_2141045 |  | ABCN | node_8101701_200822474 | node_1402611_192_15319304_035 | 0.033 | unb_TAPWIRE_OH | 8101701 | no | no |  |  | no |  |  | 0 | 0 | 0 | 0
oh_line_TAP_OH_2141046 |  | ABCN | node_8101701_200823000 | node_1408282_912_15319489_356 | 0.033 | unb_TAPWIRE_OH | 8101701 | no | no |  |  | no |  |  | 0 | 0 | 0 | 0
oh_line_TAP_OH_2141047 |  | ABCN | node_8101701_200823000 | node_1408276_323_15319464_192 | 0.033 | unb_TAPWIRE_OH | 8101701 | no | no |  |  | no |  |  | 0 | 0 | 0 | 0
oh_line_TAP_OH_2141071 |  | ABCN | node_8101701_200822342 | node_1403732_378_15318005_896 | 0.033 | unb_TAPWIRE_OH | 8101701 | no | no |  |  | no |  |  | 0 | 0 | 0 | 0
oh_line_TAP_OH_2141072 |  | ABCN | node_8101701_200822342 | node_1403719_93_15318005_534 | 0.033 | unb_TAPWIRE_OH | 8101701 | no | no |  |  | no |  |  | 0 | 0 | 0 | 0
oh_line_TAP_OH_2141073 |  | ABCN | node_8101701_200822342 | node_1403745_78_15317995_164 | 0.033 | unb_TAPWIRE_OH | 8101701 | no | no |  |  | no |  |  | 0 | 0 | 0 | 0
oh_line_TAP_OH_2141093 |  | ABCN | node_8101701_200822408 | node_1400669_959_15317826_331 | 0.033 | unb_TAPWIRE_OH | 8101701 | no | no |  |  | no |  |  | 0 | 0 | 0 | 0
oh_line_TAP_OH_2141094 |  | ABCN | node_8101701_200822408 | node_1400651_052_15317818_225 | 0.033 | unb_TAPWIRE_OH | 8101701 | no | no |  |  | no |  |  | 0 | 0 | 0 | 0
oh_line_TAP_OH_2200572 |  | ABCN | node_8101701_200822488 | node_1403798_667_15317455_29 | 0.033 | unb_TAPWIRE_OH | 8101701 | no | no |  |  | no |  |  | 0 | 0 | 0 | 0
oh_line_TAP_OH_2200573 |  | ABCN | node_8101701_200822488 | node_1403796_736_15317428_773 | 0.033 | unb_TAPWIRE_OH | 8101701 | no | no |  |  | no |  |  | 0 | 0 | 0 | 0
oh_line_TAP_OH_3733419 |  | ABCN | node_8101701_200822381 | node_1400369_771_15317974_83 | 0.033 | unb_TAPWIRE_OH | 8101701 | no | no |  |  | no |  |  | 0 | 0 | 0 | 0
oh_line_TAP_OH_3733420 |  | ABCN | node_8101701_200822381 | node_1400385_792_15317977_438 | 0.033 | unb_TAPWIRE_OH | 8101701 | no | no |  |  | no |  |  | 0 | 0 | 0 | 0
oh_line_TAP_OH_3733421 |  | ABCN | node_8101701_200822381 | node_1400401_267_15317977_278 | 0.033 | unb_TAPWIRE_OH | 8101701 | no | no |  |  | no |  |  | 0 | 0 | 0 | 0
oh_line_TAP_OH_5616040 |  | ABCN | node_8101701_200824095 | node_1405659_103_15317628_978 | 0.033 | unb_TAPWIRE_OH | 8101701 | no | no |  |  | no |  |  | 0 | 0 | 0 | 0

## overhead_line_conductor
data_type | static
owner_type | feeder
owner | 8101701
object | overhead_line_conductor
name | groupid | geometric_mean_radius | resistance | diameter | rating_summer_continuous | rating_summer_emergency | rating_winter_continuous | rating_winter_emergency | dcircuit | selected | comments
oh_cond_1/0_AAAC |  | 0.012 | 0.876 | 0.398 | 235 | 235 | 310 | 310 |  | no
oh_cond_1/0_ACSR |  | 0.012 | 0.888 | 0.398 | 265 | 265 | 330 | 330 |  | no
oh_cond_2/0_CU |  | 0.013 | 0.44 | 0.414 | 295 | 295 | 425 | 425 |  | no
oh_cond_2_ACSR |  | 0.01 | 1.41 | 0.325 | 195 | 195 | 245 | 245 |  | no
oh_cond_3_#7_CWD_30% |  | 0.005 | 3.07 | 0.311 | 125 | 125 | 195 | 195 |  | no
oh_cond_4/0_AAAC |  | 0.017 | 0.439 | 0.563 | 365 | 365 | 480 | 480 |  | no
oh_cond_4/0_AL |  | 0.016 | 0.442 | 0.522 | 365 | 365 | 480 | 480 |  | no
oh_cond_4_CU |  | 0.007 | 1.388 | 0.232 | 140 | 140 | 200 | 200 |  | no
oh_cond_336_5_MCM_AL |  | 0.021 | 0.279 | 0.666 | 490 | 490 | 644 | 644 |  | no
oh_cond_477_MCM_AL |  | 0.025 | 0.198 | 0.792 | 605 | 605 | 810 | 810 |  | no
oh_cond_WP-4/0-CU |  | 0.015 | 0.273 | 0.81 | 340 | 340 | 390 | 390 |  | no

## switch
data_type | static
owner_type | feeder
owner | 8101701
object | switch
name | groupid | phases | fr | to | phase_A_state | phase_B_state | phase_C_state | operating_mode | status | dcircuit | selected | monitored | monitored_fields | class_monitored_fields | played | played_fields | comments
switch_220415716 |  | ABCD | node_intto1_8101701_200822351 | node_8101701_200822351 | CLOSED | CLOSED | CLOSED | INDIVIDUAL |  | 8101701 | no | no |  |  | no
switch_220415720 |  | ABCD | node_intto1_8101701_201017700 | node_8101701_201017700 | CLOSED | CLOSED | CLOSED | INDIVIDUAL |  | 8101701 | no | no |  |  | no
switch_220415763 |  | ABCD | node_intto1_8101701_200822165 | node_8101701_200822165 | CLOSED | CLOSED | CLOSED | INDIVIDUAL |  | 8101701 | no | no |  |  | no
switch_220416072 |  | ABCD | node_intto1_8101701_200822395 | node_8101701_200822395 | CLOSED | CLOSED | CLOSED | INDIVIDUAL |  | 8101701 | no | no |  |  | no
switch_220416075 |  | ABCD | node_intto1_8101701_200822416 | node_8101701_200822416 | CLOSED | CLOSED | CLOSED | INDIVIDUAL |  | 8101701 | no | no |  |  | no
switch_220416141 |  | AD | node_intto1_8101701_200822973 | node_8101701_200822973 | CLOSED | CLOSED | CLOSED | INDIVIDUAL |  | 8101701 | no | no |  |  | no
switch_220557261 |  | AD | node_intto1_220557261 | node_220557261 | CLOSED | CLOSED | CLOSED | INDIVIDUAL |  | 8101701 | no | no |  |  | no

## transformer
data_type | static
owner_type | feeder
owner | 8101701
object | transformer
name | groupid | phases | fr | to | configuration | climate | aging_constant | use_thermal_model | aging_granularity | dcircuit | selected | monitored | monitored_fields | class_monitored_fields | played | played_fields | comments
transformer_220440788 |  | AD | node_intto1_220440788 | node_220440788 | config_transformer_220440788 |  | 0 |  | 0 | 8101701 | no | no |  |  | no
transformer_220463535 |  | AD | node_intto1_220463535 | node_220463535 | config_transformer_220463535 |  | 0 |  | 0 | 8101701 | no | no |  |  | no

## transformer_configuration
data_type | static
owner_type | feeder
owner | 8101701
object | transformer_configuration
name | groupid | connect_type | install_type | coolant_type | cooling_type | primary_voltage | secondary_voltage | power_rating | powerA_rating | powerB_rating | powerC_rating | impedance | shunt_impedance | core_coil_weight | tank_fittings_weight | oil_volume | rated_winding_time_constant | rated_winding_hot_spot_rise | rated_top_oil_rise | no_load_loss | full_load_loss | reactance_resistance_ratio | installed_insulation_life | dcircuit | selected | comments
config_transformer_220440788 |  | DELTA_GWYE |  |  |  | 4800 | 12470 | 100 | 0 | 0 | 0 | 0.004+0.04j | 0 | 0 | 0 | 0 | 0 | 0 | 0 | 0 | 0 | 10 | 0 |  | no
config_transformer_220463535 |  | DELTA_GWYE |  |  |  | 4800 | 12470 | 100 | 0 | 0 | 0 | 0.004+0.04j | 0 | 0 | 0 | 0 | 0 | 0 | 0 | 0 | 0 | 10 | 0 |  | no

## underground_line
data_type | static
owner_type | feeder
owner | 8101701
object | underground_line
name | groupid | phases | fr | to | length | configuration | dcircuit | selected | monitored | monitored_fields | class_monitored_fields | played | played_fields | comments
und_line_8101701_200820550 |  | AN | node_8101701_311909367 | node_8101701_200820550 | 496.045 | und_1P_1/0ALURD_1/0AL(N) | 8101701 | no | no |  |  | no
und_line_8101701_200820552 |  | AN | node_8101701_200820550 | node_8101701_200820552 | 366.706 | und_1P_1/0ALURD_1/0AL(N) | 8101701 | no | no |  |  | no
und_line_8101701_200820558 |  | AN | node_8101701_200820552 | node_8101701_200820558 | 719.465 | und_1P_1/0ALURD_1/0AL(N) | 8101701 | no | no |  |  | no
und_line_8101701_200820561 |  | AN | node_8101701_200820558 | node_8101701_200820561 | 433.164 | und_1P_1/0ALURD_1/0AL(N) | 8101701 | no | no |  |  | no
und_line_8101701_200820571 |  | AN | node_8101701_201038539 | node_8101701_200820571 | 111.523 | und_1P_2ALURD_2AL(N) | 8101701 | no | no |  |  | no
und_line_8101701_200820783 |  | AN | node_8101701_200822337 | node_intto1_8101701_200820783 | 188.183 | und_1P_2ALURD | 8101701 | no | no |  |  | no
und_line_8101701_200820876 |  | AN | node_8101701_201049253 | node_8101701_200820876 | 645.657 | und_1P_2ALURD_2AL(N) | 8101701 | no | no |  |  | no
und_line_8101701_200820877 |  | AN | node_8101701_201049768 | node_8101701_200820877 | 262.521 | und_1P_2ALURD_2AL(N) | 8101701 | no | no |  |  | no
und_line_8101701_200820878 |  | AN | node_8101701_201049771 | node_8101701_200820878 | 406.918 | und_1P_2ALURD_2AL(N) | 8101701 | no | no |  |  | no
und_line_8101701_200820879 |  | AN | node_8101701_200823023 | node_8101701_200820879 | 615.693 | und_1P_2ALURD_2AL(N) | 8101701 | no | no |  |  | no
und_line_8101701_200820881 |  | AN | node_8101701_200820879 | node_8101701_200820881 | 507.248 | und_1P_2ALURD_2AL(N) | 8101701 | no | no |  |  | no
und_line_8101701_200820883 |  | AN | node_8101701_200820881 | node_8101701_200820883 | 494.788 | und_1P_2ALURD_2AL(N) | 8101701 | no | no |  |  | no
und_line_8101701_200820907 |  | AN | node_8101701_200820558 | node_8101701_200820907 | 525.836 | und_1P_2ALURD_2AL(N) | 8101701 | no | no |  |  | no
und_line_8101701_200820913 |  | AN | node_8101701_200820907 | node_8101701_200820913 | 436.459 | und_1P_2ALURD_2AL(N) | 8101701 | no | no |  |  | no
und_line_8101701_200916289 |  | ABCN | node_8101701_200970211 | node_intto1_8101701_200916289 | 567.272 | und_3P_DELTACUST | 8101701 | no | no |  |  | no
und_line_8101701_200916291 |  | ABCN | node_8101701_200970211 | node_intto1_8101701_200916291 | 466.433 | und_3P_DELTACUST | 8101701 | no | no |  |  | no
und_line_8101701_201019067 |  | ABCN | node_8101701_201019066 | node_intto1_8101701_201019067 | 197.886 | und_3P_DELTACUST | 8101701 | no | no |  |  | no
und_line_8101701_201038538 |  | AN | node_8101701_200820561 | node_8101701_201038538 | 466.51 | und_1P_2ALURD_2AL(N) | 8101701 | no | no |  |  | no
und_line_8101701_201038539 |  | AN | node_8101701_201038538 | node_8101701_201038539 | 490.221 | und_1P_2ALURD_2AL(N) | 8101701 | no | no |  |  | no
und_line_8101701_201042617 |  | AN | node_8101701_200820561 | node_8101701_201042617 | 167.511 | und_1P_1/0ALURD_1/0AL(N) | 8101701 | no | no |  |  | no
und_line_8101701_201049253 |  | AN | node_8101701_200820879 | node_8101701_201049253 | 42.305 | und_1P_2ALURD_2AL(N) | 8101701 | no | no |  |  | no
und_line_8101701_201049768 |  | AN | node_8101701_200820881 | node_8101701_201049768 | 48.124 | und_1P_2ALURD_2AL(N) | 8101701 | no | no |  |  | no
und_line_8101701_201049771 |  | AN | node_8101701_200820883 | node_8101701_201049771 | 242.684 | und_1P_2ALURD_2AL(N) | 8101701 | no | no |  |  | no
und_line_8101701_312127957 |  | AN | node_8101701_200824178 | node_intto1_8101701_312127957 | 236.239 | und_1P_DELTACUST | 8101701 | no | no |  |  | no
und_line_TAP_UG_58780 |  | AN | node_8101701_200820550 | node_1408251_518_15320457_353 | 0.033 | und_TAPWIRE_UG | 8101701 | no | no |  |  | no
und_line_TAP_UG_58781 |  | AN | node_8101701_200820552 | node_1407932_349_15320347_279 | 0.033 | und_TAPWIRE_UG | 8101701 | no | no |  |  | no
und_line_TAP_UG_58782 |  | AN | node_8101701_200820558 | node_1407622_283_15321040_299 | 0.033 | und_TAPWIRE_UG | 8101701 | no | no |  |  | no
und_line_TAP_UG_58783 |  | AN | node_8101701_200820561 | node_1407546_325_15321463_736 | 0.033 | und_TAPWIRE_UG | 8101701 | no | no |  |  | no
und_line_TAP_UG_58848 |  | AN | node_8101701_200820783 | node_1403581_055_15318109_775 | 0.033 | und_TAPWIRE_UG | 8101701 | no | no |  |  | no
und_line_TAP_UG_58874 |  | AN | node_8101701_200820876 | node_1409913_909_15320405_592 | 0.033 | und_TAPWIRE_UG | 8101701 | no | no |  |  | no
und_line_TAP_UG_58875 |  | AN | node_8101701_200820877 | node_1410292_648_15320964_434 | 0.033 | und_TAPWIRE_UG | 8101701 | no | no |  |  | no
und_line_TAP_UG_58876 |  | AN | node_8101701_200820878 | node_1411451_371_15321267_387 | 0.033 | und_TAPWIRE_UG | 8101701 | no | no |  |  | no
und_line_TAP_UG_58877 |  | AN | node_8101701_200820879 | node_1409804_371_15321159_515 | 0.033 | und_TAPWIRE_UG | 8101701 | no | no |  |  | no
und_line_TAP_UG_58878 |  | AN | node_8101701_200820881 | node_1410273_683_15321336_262 | 0.033 | und_TAPWIRE_UG | 8101701 | no | no |  |  | no
und_line_TAP_UG_58879 |  | AN | node_8101701_200820883 | node_1410771_557_15321246_309 | 0.033 | und_TAPWIRE_UG | 8101701 | no | no |  |  | no
und_line_TAP_UG_58888 |  | AN | node_8101701_200820907 | node_1408187_61_15321080_662 | 0.033 | und_TAPWIRE_UG | 8101701 | no | no |  |  | no
und_line_TAP_UG_58889 |  | AN | node_8101701_200820913 | node_1408625_794_15320890_928 | 0.033 | und_TAPWIRE_UG | 8101701 | no | no |  |  | no
und_line_TAP_UG_64874 |  | ABCN | node_8101701_201019067 | node_1400886_407_15318238_595 | 0.033 | und_TAPWIRE_UG | 8101701 | no | no |  |  | no
und_line_TAP_UG_66714 |  | AN | node_8101701_201038538 | node_1408041_706_15321464_327 | 0.033 | und_TAPWIRE_UG | 8101701 | no | no |  |  | no
und_line_TAP_UG_66715 |  | AN | node_8101701_201038539 | node_1408544_651_15321484_606 | 0.033 | und_TAPWIRE_UG | 8101701 | no | no |  |  | no
und_line_TAP_UG_2699832 |  | AN | node_8101701_312127957 | node_1406515_714_15319123_271 | 0.033 | und_TAPWIRE_UG | 8101701 | no | no |  |  | no

## underground_line_conductor
data_type | static
owner_type | feeder
owner | 8101701
object | underground_line_conductor
name | groupid | outer_diameter | conductor_gmr | conductor_diameter | conductor_resistance | neutral_gmr | neutral_diameter | neutral_resistance | neutral_strands | insulation_relative_permitivitty | shield_gmr | shield_resistance | rating_summer_continuous | rating_summer_emergency | rating_winter_continuous | rating_winter_emergency | dcircuit | selected | comments
und_cond_1P_1/0ALURD_1/0AL(N) | [12 empty] | 160 | 160 | 180 | 180 |  | no
und_cond_1P_2ALURD | [12 empty] | 125 | 125 | 140 | 140 |  | no
und_cond_1P_2ALURD_2AL(N) | [12 empty] | 125 | 125 | 140 | 140 |  | no
und_cond_1P_DELTACUST | [12 empty] | 685 | 685 | 685 | 685 |  | no
und_cond_3P_DELTACUST | [12 empty] | 685 | 685 | 685 | 685 |  | no
und_cond_TAPWIRE_UG | [12 empty] | 99999999 | 99999999 | 99999999 | 99999999 |  | no