## capacitor
data_type | static
owner_type | feeder
owner | 8101702
object | capacitor
name | groupid | parent | phases | nominal_voltage | pt_phase | phases_connected | switchA | switchB | switchC | control | voltage_set_high | voltage_set_low | VAr_set_high | VAr_set_low | current_set_high | current_set_low | capacitor_A | capacitor_B | capacitor_C | cap_nominal_voltage | time_delay | dwell_time | lockout_time | remote_sense | remote_sense_B | control_level | dcircuit | selected | monitored | monitored_fields | class_monitored_fields | played | played_fields | comments
cap_220368955 |  | node_1403298_968_15319797_459 | ABCN | 0 |  | ABCN | CLOSED | CLOSED | CLOSED | MANUAL | [6 empty] | 100000 | 100000 | 100000 | 4800 | [6 empty] | 8101702 | no | no |  |  | no
cap_220368958 |  | node_1398429_919_15334026_476 | AN | 0 |  | AN | CLOSED |  |  | MANUAL | [6 empty] | 100000 |  |  | 4800 | [6 empty] | 8101702 | no | no |  |  | no
cap_220368963 |  | node_1403671_42_15330395_543 | AN | 0 |  | AN | CLOSED |  |  | MANUAL | [6 empty] | 100000 |  |  | 4800 | [6 empty] | 8101702 | no | no |  |  | no
cap_220368964 |  | node_1405402_113_15329857_417 | AN | 0 |  | AN | CLOSED |  |  | MANUAL | [6 empty] | 50000 |  |  | 4800 | [6 empty] | 8101702 | no | no |  |  | no
cap_220575870 |  | node_1404402_605_15327270_598 | ABCN | 0 |  | ABCN | CLOSED | CLOSED | CLOSED | MANUAL | [6 empty] | 50000 | 50000 | 50000 | 4800 | [6 empty] | 8101702 | no | no |  |  | no
cap_220580556 |  | node_1407132_1_15324507_541 | AN | 0 |  | AN | CLOSED |  |  | MANUAL | [6 empty] | 50000 |  |  | 4800 | [6 empty] | 8101702 | no | no |  |  | no

## feeder
data_type | static
owner_type | feeder
owner | 8101702
object | feeder
name | transmission_bus | ARC | ADR | slack_bus | nom_voltages | num_nodes | num_ohlines | num_uglines | num_transformers | num_generators | num_pvs | num_storages | num_loads | miles | mw | mvar | losses_mw | losses_mvar | comments | use_feeder_load_shape | load_shape_scale | use_feeder_pv_shape | pv_shape_scale | description | restore_time | griddisconnect_scenario_probability | gridconnect_scenario_probability | use_energy_not_served | VOLL | discount_rate | yearly_load_growth_percent | planning_horizon | enable_traditional_project_deferral | lifetime_of_investment_years | start_year | base_year | year_the_investment_is_committed | revenue_requirement_scaling_factor | discount_rate | inflation_rate_for_investment | traditional_project_invested_capital | periodicity_of_investment_in_years | priority | maximum_total_investment_cost | DER_portfolio_NPV | DER_portfolio_BC_ratio | total_system_energy_avoided_cost_NPV | total_system_capacity_avoided_cost_NPV | total_system_ancillary_services_avoided_cost_NPV | total_system_CO2_avoided_cost_NPV | total_system_loss_of_load_avoided_cost_NPV | total_system_distribution_capacity_avoided_cost_NPV | total_system_investment_and_operational_cost_NPV | feeder_solar_pv_operating_cost_USdollarperkWh | feeder_energy_storage_operating_cost_USdollarperkWh | feeder_distributed_generator_operating_cost_USdollarperkWh | feeder_distributed_generator_CO2_cost_USdollarperkWh | feeder_demand_response_operating_cost_USdollarperkWh | feeder_solar_pv_investment_cost_USdollarperkW | feeder_energy_storage_investment_cost_USdollarperkW | feeder_distributed_generator_investment_cost_USdollarperkW | feeder_demand_response_investment_cost_USdollarperkW
8101702 |  | ts_slack | none | node_SOURCE_8101702 | 1066.732,2771.281 | 936 | 823 | 51 | 1 | 0 | 0 | 0 | 290 | 21.441 | 6.207 | 2.644 | 0 | 0 |  | 0 | 0 | 1 | 0 |  | 0 | 0 | 0 | 0 | 0 | 0 | 0 | 0 | 0 | 0 | 0 | 0 | 0 | 0 | 0 | 0 | 0 | 0 | 0 | 999999999 | 0 | 0 | 0 | 0 | 0 | 0 | 0 | 0 | 0 | 0 | 0 | 0 | 0 | 0 | 0 | 0 | 0 | 0

## fuse
data_type | static
owner_type | feeder
owner | 8101702
object | fuse
name | groupid | phases | fr | to | phase_A_status | phase_B_status | phase_C_status | repair_dist_type | current_limit | mean_replacement_time | status | dcircuit | selected | monitored | monitored_fields | class_monitored_fields | played | played_fields | comments
fuse_220382544 |  | AD | node_intto1_8101702_200824169 | node_8101702_200824169 | GOOD | GOOD | GOOD |  | 50 |  |  | 8101702 | no | no |  |  | no
fuse_220382554 |  | AD | node_intto1_8101702_200824140 | node_8101702_200824140 | GOOD | GOOD | GOOD |  | 50 |  |  | 8101702 | no | no |  |  | no
fuse_220382555 |  | AN | node_intto1_8101702_200824138 | node_8101702_200824138 | GOOD | GOOD | GOOD |  | 50 |  |  | 8101702 | no | no |  |  | no
fuse_220382556 |  | AN | node_intto1_8101702_200824112 | node_8101702_200824112 | GOOD | GOOD | GOOD |  | 50 |  |  | 8101702 | no | no |  |  | no
fuse_220382560 |  | AN | node_intto1_8101702_200824209 | node_8101702_200824209 | GOOD | GOOD | GOOD |  | 40 |  |  | 8101702 | no | no |  |  | no
fuse_220382561 |  | ABCD | node_intto1_8101702_200824399 | node_8101702_200824399 | GOOD | GOOD | GOOD |  | 80 |  |  | 8101702 | no | no |  |  | no
fuse_220382571 |  | AD | node_intto1_8101702_200824303 | node_8101702_200824303 | GOOD | GOOD | GOOD |  | 50 |  |  | 8101702 | no | no |  |  | no
fuse_220382581 |  | AD | node_intto1_8101702_200823744 | node_8101702_200823744 | GOOD | GOOD | GOOD |  | 30 |  |  | 8101702 | no | no |  |  | no
fuse_220382582 |  | AD | node_intto1_8101702_200823892 | node_8101702_200823892 | GOOD | GOOD | GOOD |  | 80 |  |  | 8101702 | no | no |  |  | no
fuse_220382583 |  | ABCD | node_intto1_8101702_200823746 | node_8101702_200823746 | GOOD | GOOD | GOOD |  | 140 |  |  | 8101702 | no | no |  |  | no
fuse_220382603 |  | AD | node_intto1_8101702_200823780 | node_8101702_200823780 | GOOD | GOOD | GOOD |  | 65 |  |  | 8101702 | no | no |  |  | no
fuse_220382605 |  | AN | node_intto1_8101702_200823743 | node_8101702_200823743 | GOOD | GOOD | GOOD |  | 30 |  |  | 8101702 | no | no |  |  | no
fuse_220382609 |  | AN | node_intto1_8101702_200823891 | node_8101702_200823891 | GOOD | GOOD | GOOD |  | 30 |  |  | 8101702 | no | no |  |  | no
fuse_220382659 |  | AD | node_intto1_8101702_200824684 | node_8101702_200824684 | GOOD | GOOD | GOOD |  | 50 |  |  | 8101702 | no | no |  |  | no
fuse_220382661 |  | ABCN | node_intto1_8101702_200824623 | node_8101702_200824623 | GOOD | GOOD | GOOD |  | 30 |  |  | 8101702 | no | no |  |  | no
fuse_220382668 |  | AN | node_intto1_8101702_201047773 | node_8101702_201047773 | GOOD | GOOD | GOOD |  | 50 |  |  | 8101702 | no | no |  |  | no
fuse_220382692 |  | AD | node_intto1_8101702_200824440 | node_8101702_200824440 | GOOD | GOOD | GOOD |  | 65 |  |  | 8101702 | no | no |  |  | no
fuse_220382698 |  | AN | node_intto1_8101702_200821188 | node_8101702_200821188 | GOOD | GOOD | GOOD |  | 40 |  |  | 8101702 | no | no |  |  | no
fuse_220382699 |  | ABCD | node_intto1_8101702_200821406 | node_8101702_200821406 | GOOD | GOOD | GOOD |  | 100 |  |  | 8101702 | no | no |  |  | no
fuse_220382726 |  | AD | node_intto1_8101702_200821395 | node_8101702_200821395 | GOOD | GOOD | GOOD |  | 65 |  |  | 8101702 | no | no |  |  | no
fuse_220382737 |  | AD | node_intto1_8101702_200824113 | node_8101702_200824113 | GOOD | GOOD | GOOD |  | 100 |  |  | 8101702 | no | no |  |  | no
fuse_220382738 |  | AD | node_intto1_220382738 | node_220382738 | GOOD | GOOD | GOOD |  | 80 |  |  | 8101702 | no | no |  |  | no
fuse_220382745 |  | AN | node_intto1_8101702_201058718 | node_8101702_201058718 | GOOD | GOOD | GOOD |  | 50 |  |  | 8101702 | no | no |  |  | no
fuse_220382757 |  | AN | node_intto1_8101702_200822721 | node_8101702_200822721 | GOOD | GOOD | GOOD |  | 25 |  |  | 8101702 | no | no |  |  | no
fuse_220382759 |  | AN | node_intto1_8101702_200822720 | node_8101702_200822720 | GOOD | GOOD | GOOD |  | 25 |  |  | 8101702 | no | no |  |  | no
fuse_220382760 |  | AD | node_intto1_8101702_200822653 | node_8101702_200822653 | GOOD | GOOD | GOOD |  | 100 |  |  | 8101702 | no | no |  |  | no
fuse_220382761 |  | AD | node_intto1_8101702_200822673 | node_8101702_200822673 | GOOD | GOOD | GOOD |  | 100 |  |  | 8101702 | no | no |  |  | no
fuse_220382763 |  | AD | node_intto1_8101702_200822561 | node_8101702_200822561 | GOOD | GOOD | GOOD |  | 100 |  |  | 8101702 | no | no |  |  | no
fuse_220382764 |  | AD | node_intto1_8101702_200823849 | node_8101702_200823849 | GOOD | GOOD | GOOD |  | 65 |  |  | 8101702 | no | no |  |  | no
fuse_220382765 |  | AD | node_intto1_8101702_200822530 | node_8101702_200822530 | GOOD | GOOD | GOOD |  | 140 |  |  | 8101702 | no | no |  |  | no
fuse_220382766 |  | AD | node_intto1_8101702_200822520 | node_8101702_200822520 | GOOD | GOOD | GOOD |  | 80 |  |  | 8101702 | no | no |  |  | no
fuse_220382767 |  | ABCD | node_intto1_8101702_200822689 | node_8101702_200822689 | GOOD | GOOD | GOOD |  | 100 |  |  | 8101702 | no | no |  |  | no
fuse_220382768 |  | ABCD | node_intto1_220382768 | node_220382768 | GOOD | GOOD | GOOD |  | 50 |  |  | 8101702 | no | no |  |  | no
fuse_220382795 |  | AD | node_intto1_8101702_200822660 | node_8101702_200822660 | GOOD | GOOD | GOOD |  | 100 |  |  | 8101702 | no | no |  |  | no
fuse_220520789 |  | AD | node_intto1_8101702_200822724 | node_8101702_200822724 | GOOD | GOOD | GOOD |  | 40 |  |  | 8101702 | no | no |  |  | no
fuse_220520791 |  | AD | node_intto1_8101702_200822768 | node_8101702_200822768 | GOOD | GOOD | GOOD |  | 100 |  |  | 8101702 | no | no |  |  | no
fuse_220520793 |  | AD | node_intto1_8101702_200824671 | node_8101702_200824671 | GOOD | GOOD | GOOD |  | 50 |  |  | 8101702 | no | no |  |  | no
fuse_220520796 |  | AD | node_intto1_8101702_200822587 | node_8101702_200822587 | GOOD | GOOD | GOOD |  | 50 |  |  | 8101702 | no | no |  |  | no
fuse_220536732 |  | AN | node_intto1_8101702_200957216 | node_8101702_200957216 | GOOD | GOOD | GOOD |  | 25 |  |  | 8101702 | no | no |  |  | no
fuse_220539551 |  | ABCN | node_intto1_8101702_200976907 | node_8101702_200976907 | GOOD | GOOD | GOOD |  | 80 |  |  | 8101702 | no | no |  |  | no
fuse_220543304 |  | AN | node_intto1_8101702_200822723 | node_8101702_200822723 | GOOD | GOOD | GOOD |  | 25 |  |  | 8101702 | no | no |  |  | no
fuse_220543349 |  | AD | node_intto1_8101702_200822730 | node_8101702_200822730 | GOOD | GOOD | GOOD |  | 140 |  |  | 8101702 | no | no |  |  | no
fuse_220543352 |  | AD | node_intto1_8101702_200824190 | node_8101702_200824190 | GOOD | GOOD | GOOD |  | 140 |  |  | 8101702 | no | no |  |  | no
fuse_220543353 |  | AD | node_intto1_8101702_200822459 | node_8101702_200822459 | GOOD | GOOD | GOOD |  | 140 |  |  | 8101702 | no | no |  |  | no
fuse_220543354 |  | ABCN | node_intto1_8101702_200824397 | node_8101702_200824397 | GOOD | GOOD | GOOD |  | 40 |  |  | 8101702 | no | no |  |  | no
fuse_220602972 |  | ABCN | node_intto1_8101702_201013594 | node_8101702_201013594 | GOOD | GOOD | GOOD |  | 100 |  |  | 8101702 | no | no |  |  | no
fuse_220602975 |  | ABCD | node_intto1_8101702_200824627 | node_8101702_200824627 | GOOD | GOOD | GOOD |  | 300 |  |  | 8101702 | no | no |  |  | no
fuse_310004013 |  | AD | node_intto1_8101702_200824133 | node_8101702_200824133 | GOOD | GOOD | GOOD |  | 300 |  |  | 8101702 | no | no |  |  | no
fuse_310014549 |  | AD | node_intto1_8101702_200822814 | node_8101702_200822814 | GOOD | GOOD | GOOD |  | 65 |  |  | 8101702 | no | no |  |  | no
fuse_312002310 |  | AN | node_intto1_8101702_312000218 | node_8101702_312000218 | GOOD | GOOD | GOOD |  | 15 |  |  | 8101702 | no | no |  |  | no
fuse_312005416 |  | AN | node_intto1_8101702_312005414 | node_8101702_312005414 | GOOD | GOOD | GOOD |  | 10 |  |  | 8101702 | no | no |  |  | no
fuse_312073476 |  | AN | node_intto1_8101702_312073475 | node_8101702_312073475 | GOOD | GOOD | GOOD |  | 15 |  |  | 8101702 | no | no |  |  | no
fuse_312115000 |  | ABCD | node_intto1_312115000 | node_312115000 | GOOD | GOOD | GOOD |  | 3 |  |  | 8101702 | no | no |  |  | no

## line_configuration
data_type | static
owner_type | feeder
owner | 8101702
object | line_configuration
name | groupid | conductor_A | conductor_B | conductor_C | conductor_N | spacing | z11 | z12 | z13 | z21 | z22 | z23 | z31 | z32 | z33 | c11 | c12 | c13 | c21 | c22 | c23 | c31 | c32 | c33 | dcircuit | selected | comments
bal_1P_1/0AA |  | oh_cond_1/0_AAAC | oh_cond_1/0_AAAC | oh_cond_1/0_AAAC |  |  | 0.972+1.499j | 0.095+0.781j | 0.095+0.781j | 0.095+0.781j | 0.972+1.499j | 0.095+0.781j | 0.095+0.781j | 0.095+0.781j | 0.972+1.499j | 12.796 | -3.172 | -3.172 | -3.172 | 12.796 | -3.172 | -3.172 | -3.172 | 12.796 |  | no
bal_1P_1/0AC |  | oh_cond_1/0_ACSR | oh_cond_1/0_ACSR | oh_cond_1/0_ACSR |  |  | 0.983+1.218j | 0.095+0.781j | 0.095+0.781j | 0.095+0.781j | 0.983+1.218j | 0.095+0.781j | 0.095+0.781j | 0.095+0.781j | 0.983+1.218j | 12.796 | -3.172 | -3.172 | -3.172 | 12.796 | -3.172 | -3.172 | -3.172 | 12.796 |  | no
bal_1P_2AC |  | oh_cond_2_ACSR | oh_cond_2_ACSR | oh_cond_2_ACSR |  |  | 1.505+1.527j | 0.095+0.781j | 0.095+0.781j | 0.095+0.781j | 1.505+1.527j | 0.095+0.781j | 0.095+0.781j | 0.095+0.781j | 1.505+1.527j | 12.393 | -3.017 | -3.017 | -3.017 | 12.393 | -3.017 | -3.017 | -3.017 | 12.393 |  | no
bal_1P_4/0AC |  | oh_cond_4/0_ACSR | oh_cond_4/0_ACSR | oh_cond_4/0_ACSR |  |  | 0.54+1.457j | 0.095+0.781j | 0.095+0.781j | 0.095+0.781j | 0.54+1.457j | 0.095+0.781j | 0.095+0.781j | 0.095+0.781j | 0.54+1.457j | 13.554 | -3.469 | -3.469 | -3.469 | 13.554 | -3.469 | -3.469 | -3.469 | 13.554 |  | no
bal_1P_4/0AL |  | oh_cond_4/0_AL | oh_cond_4/0_AL | oh_cond_4/0_AL |  |  | 0.537+1.466j | 0.095+0.781j | 0.095+0.781j | 0.095+0.781j | 0.537+1.466j | 0.095+0.781j | 0.095+0.781j | 0.095+0.781j | 0.537+1.466j | 13.381 | -3.4 | -3.4 | -3.4 | 13.381 | -3.4 | -3.4 | -3.4 | 13.381 |  | no
bal_1P_4AC |  | oh_cond_4_ACSR | oh_cond_4_ACSR | oh_cond_4_ACSR |  |  | 2.335+1.555j | 0.095+0.781j | 0.095+0.781j | 0.095+0.781j | 2.335+1.555j | 0.095+0.781j | 0.095+0.781j | 0.095+0.781j | 2.335+1.555j | 11.91 | -2.834 | -2.834 | -2.834 | 11.91 | -2.834 | -2.834 | -2.834 | 11.91 |  | no
bal_1P_4CU |  | oh_cond_4_CU | oh_cond_4_CU | oh_cond_4_CU |  |  | 1.483+1.565j | 0.095+0.781j | 0.095+0.781j | 0.095+0.781j | 1.483+1.565j | 0.095+0.781j | 0.095+0.781j | 0.095+0.781j | 1.483+1.565j | 11.78 | -2.785 | -2.785 | -2.785 | 11.78 | -2.785 | -2.785 | -2.785 | 11.78 |  | no
bal_1P_6CU |  | oh_cond_6_CU | oh_cond_6_CU | oh_cond_6_CU |  |  | 2.275+1.583j | 0.095+0.781j | 0.095+0.781j | 0.095+0.781j | 2.275+1.583j | 0.095+0.781j | 0.095+0.781j | 0.095+0.781j | 2.275+1.583j | 11.393 | -2.641 | -2.641 | -2.641 | 11.393 | -2.641 | -2.641 | -2.641 | 11.393 |  | no
bal_1P_477AL |  | oh_cond_477_MCM_AL | oh_cond_477_MCM_AL | oh_cond_477_MCM_AL |  |  | 0.293+1.41j | 0.095+0.781j | 0.095+0.781j | 0.095+0.781j | 0.293+1.41j | 0.095+0.781j | 0.095+0.781j | 0.095+0.781j | 0.293+1.41j | 14.4 | -3.806 | -3.806 | -3.806 | 14.4 | -3.806 | -3.806 | -3.806 | 14.4 |  | no
bal_1P_DELTACUST |  | oh_cond_2/0_CU | oh_cond_2/0_CU | oh_cond_2/0_CU | oh_cond_3_#7_CWD_30% |  | 0.66+1.378j | 0.22+0.666j | 0.22+0.666j | 0.22+0.666j | 0.66+1.378j | 0.22+0.666j | 0.22+0.666j | 0.22+0.666j | 0.66+1.378j | 13.24 | -2.712 | -2.712 | -2.712 | 13.24 | -2.712 | -2.712 | -2.712 | 13.24 |  | no
bal_3P_1/0AA |  | oh_cond_1/0_AAAC | oh_cond_1/0_AAAC | oh_cond_1/0_AAAC |  |  | 0.972+1.499j | 0.095+0.781j | 0.095+0.781j | 0.095+0.781j | 0.972+1.499j | 0.095+0.781j | 0.095+0.781j | 0.095+0.781j | 0.972+1.499j | 12.796 | -3.172 | -3.172 | -3.172 | 12.796 | -3.172 | -3.172 | -3.172 | 12.796 |  | no
bal_3P_1/0AC |  | oh_cond_1/0_ACSR | oh_cond_1/0_ACSR | oh_cond_1/0_ACSR |  |  | 0.983+1.497j | 0.095+0.781j | 0.095+0.781j | 0.095+0.781j | 0.983+1.497j | 0.095+0.781j | 0.095+0.781j | 0.095+0.781j | 0.983+1.497j | 12.796 | -3.172 | -3.172 | -3.172 | 12.796 | -3.172 | -3.172 | -3.172 | 12.796 |  | no
bal_3P_2/0CU |  | oh_cond_2/0_CU | oh_cond_2/0_CU | oh_cond_2/0_CU |  |  | 0.535+1.487j | 0.095+0.781j | 0.095+0.781j | 0.095+0.781j | 0.535+1.487j | 0.095+0.781j | 0.095+0.781j | 0.095+0.781j | 0.535+1.487j | 12.878 | -3.204 | -3.204 | -3.204 | 12.878 | -3.204 | -3.204 | -3.204 | 12.878 |  | no
bal_3P_2AC |  | oh_cond_2_ACSR | oh_cond_2_ACSR | oh_cond_2_ACSR |  |  | 1.505+1.527j | 0.095+0.781j | 0.095+0.781j | 0.095+0.781j | 1.505+1.527j | 0.095+0.781j | 0.095+0.781j | 0.095+0.781j | 1.505+1.527j | 12.393 | -3.017 | -3.017 | -3.017 | 12.393 | -3.017 | -3.017 | -3.017 | 12.393 |  | no
bal_3P_4/0AA |  | oh_cond_4/0_AAAC | oh_cond_4/0_AAAC | oh_cond_4/0_AAAC |  |  | 0.534+1.457j | 0.095+0.781j | 0.095+0.781j | 0.095+0.781j | 0.534+1.457j | 0.095+0.781j | 0.095+0.781j | 0.095+0.781j | 0.534+1.457j | 13.554 | -3.469 | -3.469 | -3.469 | 13.554 | -3.469 | -3.469 | -3.469 | 13.554 |  | no
bal_3P_4/0AC |  | oh_cond_4/0_ACSR | oh_cond_4/0_ACSR | oh_cond_4/0_ACSR |  |  | 0.54+1.457j | 0.095+0.781j | 0.095+0.781j | 0.095+0.781j | 0.54+1.457j | 0.095+0.781j | 0.095+0.781j | 0.095+0.781j | 0.54+1.457j | 13.554 | -3.469 | -3.469 | -3.469 | 13.554 | -3.469 | -3.469 | -3.469 | 13.554 |  | no
bal_3P_4/0AL |  | oh_cond_4/0_AL | oh_cond_4/0_AL | oh_cond_4/0_AL |  |  | 0.537+1.466j | 0.095+0.781j | 0.095+0.781j | 0.095+0.781j | 0.537+1.466j | 0.095+0.781j | 0.095+0.781j | 0.095+0.781j | 0.537+1.466j | 13.381 | -3.4 | -3.4 | -3.4 | 13.381 | -3.4 | -3.4 | -3.4 | 13.381 |  | no
bal_3P_4CU |  | oh_cond_4_CU | oh_cond_4_CU | oh_cond_4_CU |  |  | 1.483+1.565j | 0.095+0.781j | 0.095+0.781j | 0.095+0.781j | 1.483+1.565j | 0.095+0.781j | 0.095+0.781j | 0.095+0.781j | 1.483+1.565j | 11.78 | -2.785 | -2.785 | -2.785 | 11.78 | -2.785 | -2.785 | -2.785 | 11.78 |  | no
bal_3P_6CU |  | oh_cond_6_CU | oh_cond_6_CU | oh_cond_6_CU |  |  | 2.275+1.583j | 0.095+0.781j | 0.095+0.781j | 0.095+0.781j | 2.275+1.583j | 0.095+0.781j | 0.095+0.781j | 0.095+0.781j | 2.275+1.583j | 11.393 | -2.641 | -2.641 | -2.641 | 11.393 | -2.641 | -2.641 | -2.641 | 11.393 |  | no
bal_3P_336AL |  | oh_cond_336_5_MCM_AL | oh_cond_336_5_MCM_AL | oh_cond_336_5_MCM_AL |  |  | 0.374+1.431j | 0.095+0.781j | 0.095+0.781j | 0.095+0.781j | 0.374+1.431j | 0.095+0.781j | 0.095+0.781j | 0.095+0.781j | 0.374+1.431j | 13.957 | -3.628 | -3.628 | -3.628 | 13.957 | -3.628 | -3.628 | -3.628 | 13.957 |  | no
bal_3P_477AL |  | oh_cond_477_MCM_AL | oh_cond_477_MCM_AL | oh_cond_477_MCM_AL |  |  | 0.293+1.41j | 0.095+0.775j | 0.095+0.775j | 0.095+0.775j | 0.293+1.41j | 0.095+0.775j | 0.095+0.775j | 0.095+0.775j | 0.293+1.41j | 14.305 | -3.735 | -3.735 | -3.735 | 14.305 | -3.735 | -3.735 | -3.735 | 14.305 |  | no
bal_3P_WYECUST |  | oh_cond_2/0_CU | oh_cond_2/0_CU | oh_cond_2/0_CU | oh_cond_3_#7_CWD_30% |  | 0.66+1.378j | 0.22+0.666j | 0.22+0.666j | 0.22+0.666j | 0.66+1.378j | 0.22+0.666j | 0.22+0.666j | 0.22+0.666j | 0.66+1.378j | 13.24 | -2.712 | -2.712 | -2.712 | 13.24 | -2.712 | -2.712 | -2.712 | 13.24 |  | no
unb_3P_2-2AC_1/0AA |  | oh_cond_2_ACSR | oh_cond_2_ACSR | oh_cond_1/0_AAAC |  |  | 1.505+1.527j | 0.095+0.781j | 0.095+0.781j | 0.095+0.781j | 1.505+1.527j | 0.095+0.781j | 0.095+0.781j | 0.095+0.781j | 0.972+1.499j | 12.427 | -3.072 | -3.072 | -3.072 | 12.427 | -3.072 | -3.072 | -3.072 | 12.764 |  | no
unb_TAPWIRE_OH |  | oh_cond_WP-4/0-CU | oh_cond_WP-4/0-CU | oh_cond_WP-4/0-CU | oh_cond_WP-4/0-CU |  | 0.365+1.097j | 0.093+0.433j | 0.094+0.34j | 0.093+0.433j | 0.368+1.078j | 0.095+0.401j | 0.094+0.34j | 0.095+0.401j | 0.368+1.077j | 14.911 | -4.341 | -1.953 | -4.341 | 15.781 | -3.724 | -1.953 | -3.724 | 14.818 |  | no
und_1P_2ALURD |  | und_cond_1P_2ALURD | und_cond_1P_2ALURD | und_cond_1P_2ALURD |  |  | 2.379+0.823j | 0.0+0.0j | 0.0+0.0j | 0.0+0.0j | 2.379+0.823j | 0.0+0.0j | 0.0+0.0j | 0.0+0.0j | 2.379+0.823j | 401.497 | 0 | 0 | 0 | 401.497 | 0 | 0 | 0 | 401.497 |  | no
und_1P_2ALURD_2AL(N) |  | und_cond_1P_2ALURD_2AL(N) | und_cond_1P_2ALURD_2AL(N) | und_cond_1P_2ALURD_2AL(N) |  |  | 2.379+0.823j | 0.0+0.0j | 0.0+0.0j | 0.0+0.0j | 2.379+0.823j | 0.0+0.0j | 0.0+0.0j | 0.0+0.0j | 2.379+0.823j | 401.497 | 0 | 0 | 0 | 401.497 | 0 | 0 | 0 | 401.497 |  | no
und_1P_DELTACUST |  | und_cond_1P_DELTACUST | und_cond_1P_DELTACUST | und_cond_1P_DELTACUST |  |  | 0.179+0.233j | 0.061-0.024j | 0.061-0.024j | 0.061-0.024j | 0.179+0.233j | 0.061-0.024j | 0.061-0.024j | 0.061-0.024j | 0.179+0.233j | 324.124 | 0 | 0 | 0 | 324.124 | 0 | 0 | 0 | 324.124 |  | no
und_3P_2ALURD |  | und_cond_3P_2ALURD | und_cond_3P_2ALURD | und_cond_3P_2ALURD |  |  | 2.125+0.49j | 0.384+0.067j | 0.384+0.067j | 0.384+0.067j | 2.125+0.49j | 0.384+0.067j | 0.384+0.067j | 0.384+0.067j | 2.125+0.49j | 401.498 | 0 | 0 | 0 | 401.498 | 0 | 0 | 0 | 401.498 |  | no
und_3P_2ALURD_2AL(N) |  | und_cond_3P_2ALURD_2AL(N) | und_cond_3P_2ALURD_2AL(N) | und_cond_3P_2ALURD_2AL(N) |  |  | 2.125+0.49j | 0.384+0.067j | 0.384+0.067j | 0.384+0.067j | 2.125+0.49j | 0.384+0.067j | 0.384+0.067j | 0.384+0.067j | 2.125+0.49j | 401.497 | 0 | 0 | 0 | 401.497 | 0 | 0 | 0 | 401.497 |  | no
und_3P_DELTACUST |  | und_cond_3P_DELTACUST | und_cond_3P_DELTACUST | und_cond_3P_DELTACUST |  |  | 0.179+0.233j | 0.061-0.024j | 0.061-0.024j | 0.061-0.024j | 0.179+0.233j | 0.061-0.024j | 0.061-0.024j | 0.061-0.024j | 0.179+0.233j | 324.124 | 0 | 0 | 0 | 324.124 | 0 | 0 | 0 | 324.124 |  | no
und_TAPWIRE_UG |  | und_cond_TAPWIRE_UG | und_cond_TAPWIRE_UG | und_cond_TAPWIRE_UG |  |  | 0.001+0.001j | 0.0+0.0j | 0.0+0.0j | 0.0+0.0j | 0.001+0.001j | 0.0+0.0j | 0.0+0.0j | 0.0+0.0j | 0.001+0.001j | 0 | 0 | 0 | 0 | 0 | 0 | 0 | 0 | 0 |  | no

## load
data_type | static
owner_type | feeder
owner | 8101702
object | load
name | groupid | parent | bustype | phases | nominal_voltage | load_class | constant_power_A | constant_power_B | constant_power_C | constant_current_A | constant_current_B | constant_current_C | constant_impedance_A | constant_impedance_B | constant_impedance_C | base_power_A | base_power_B | base_power_C | power_pf_A | power_pf_B | power_pf_C | current_pf_A | current_pf_B | current_pf_C | impedance_pf_A | impedance_pf_B | impedance_pf_C | power_fraction_A | power_fraction_B | power_fraction_C | current_fraction_A | current_fraction_B | current_fraction_C | impedance_fraction_A | impedance_fraction_B | impedance_fraction_C | dcircuit | selected | monitored | monitored_fields | class_monitored_fields | played | played_fields | base_kw_A | base_kw_B | base_kw_C | kw_A | kw_B | kw_C | comments | critical_load | dem_resp_lb | dem_resp_ub | dem_resp_shortage_cost | dem_resp_surplus_cost | num_customers
load_220334726 |  | node_1400504_288_15318462_16 |  | AN | 0 | Residential | 74973.6+31938.62j | 0 | 0 | 0 | 0 | 0 | [24 empty] | 8101702 | no | no |  |  | no |  | 0 | 0 | 0 | 0 | 0 | 0 |  | 1 | 1 | 1 | 0 | 0 | 0
load_220334727 |  | node_1400902_251_15318482_624 |  | AN | 0 | Residential | 72216+30763.887j | 0 | 0 | 0 | 0 | 0 | [24 empty] | 8101702 | no | no |  |  | no |  | 0 | 0 | 0 | 0 | 0 | 0 |  | 1 | 1 | 1 | 0 | 0 | 0
load_220334728 |  | node_1401208_127_15318497_163 |  | AN | 0 | Residential | 66326.4+28254.928j | 0 | 0 | 0 | 0 | 0 | [24 empty] | 8101702 | no | no |  |  | no |  | 0 | 0 | 0 | 0 | 0 | 0 |  | 1 | 1 | 1 | 0 | 0 | 0
load_220334747 |  | node_1400653_7_15318800_374 |  | AN | 0 | Residential | 78674.4+33515.154j | 0 | 0 | 0 | 0 | 0 | [24 empty] | 8101702 | no | no |  |  | no |  | 0 | 0 | 0 | 0 | 0 | 0 |  | 1 | 1 | 1 | 0 | 0 | 0
load_220334748 |  | node_1400794_994_15318811_055 |  | AN | 0 | NonResidential | 612+260.711j | 0 | 0 | 0 | 0 | 0 | [24 empty] | 8101702 | no | no |  |  | no |  | 0 | 0 | 0 | 0 | 0 | 0 |  | 1 | 1 | 1 | 0 | 0 | 0
load_220334749 |  | node_1400944_097_15318817_767 |  | AN | 0 | Residential | 55296+23555.997j | 0 | 0 | 0 | 0 | 0 | [24 empty] | 8101702 | no | no |  |  | no |  | 0 | 0 | 0 | 0 | 0 | 0 |  | 1 | 1 | 1 | 0 | 0 | 0
load_220334750 |  | node_1401077_815_15318820_162 |  | AN | 0 | Residential | 69480+29598.356j | 0 | 0 | 0 | 0 | 0 | [24 empty] | 8101702 | no | no |  |  | no |  | 0 | 0 | 0 | 0 | 0 | 0 |  | 1 | 1 | 1 | 0 | 0 | 0
load_220334869 |  | node_1400356_8_15318395_701 |  | AN | 0 | Other | 0 | 0 | 0 | 0 | 0 | 0 | [24 empty] | 8101702 | no | no |  |  | no |  | 0 | 0 | 0 | 0 | 0 | 0 |  | 1 | 1 | 1 | 0 | 0 | 0
load_220334876 |  | node_1400998_199_15322510_327 |  | AN | 0 | Residential | 5594.4+2383.204j | 0 | 0 | 0 | 0 | 0 | [24 empty] | 8101702 | no | no |  |  | no |  | 0 | 0 | 0 | 0 | 0 | 0 |  | 1 | 1 | 1 | 0 | 0 | 0
load_220334877 |  | node_1401137_012_15322690_261 |  | AN | 0 | Residential | 29642.4+12627.61j | 0 | 0 | 0 | 0 | 0 | [24 empty] | 8101702 | no | no |  |  | no |  | 0 | 0 | 0 | 0 | 0 | 0 |  | 1 | 1 | 1 | 0 | 0 | 0
load_220334878 |  | node_1401181_974_15322927_863 |  | AN | 0 | Residential | 45216+19261.935j | 0 | 0 | 0 | 0 | 0 | [24 empty] | 8101702 | no | no |  |  | no |  | 0 | 0 | 0 | 0 | 0 | 0 |  | 1 | 1 | 1 | 0 | 0 | 0
load_220334880 |  | node_1401162_618_15323327_701 |  | AN | 0 | Residential | 27532.8+11728.924j | 0 | 0 | 0 | 0 | 0 | [24 empty] | 8101702 | no | no |  |  | no |  | 0 | 0 | 0 | 0 | 0 | 0 |  | 1 | 1 | 1 | 0 | 0 | 0
load_220334881 |  | node_1401450_367_15323410_657 |  | AN | 0 | Residential | 47635.2+20292.51j | 0 | 0 | 0 | 0 | 0 | [24 empty] | 8101702 | no | no |  |  | no |  | 0 | 0 | 0 | 0 | 0 | 0 |  | 1 | 1 | 1 | 0 | 0 | 0
load_220334882 |  | node_1401299_92_15323972_779 |  | AN | 0 | Residential | 9403.2+4005.746j | 0 | 0 | 0 | 0 | 0 | [24 empty] | 8101702 | no | no |  |  | no |  | 0 | 0 | 0 | 0 | 0 | 0 |  | 1 | 1 | 1 | 0 | 0 | 0
load_220334883 |  | node_1401322_143_15324131_496 |  | AN | 0 | NonResidential | 9115.2+3883.059j | 0 | 0 | 0 | 0 | 0 | [24 empty] | 8101702 | no | no |  |  | no |  | 0 | 0 | 0 | 0 | 0 | 0 |  | 1 | 1 | 1 | 0 | 0 | 0
load_220334884 |  | node_1401370_605_15324357_616 |  | AN | 0 | Other | 0 | 0 | 0 | 0 | 0 | 0 | [24 empty] | 8101702 | no | no |  |  | no |  | 0 | 0 | 0 | 0 | 0 | 0 |  | 1 | 1 | 1 | 0 | 0 | 0
load_220334886 |  | node_1401424_35_15324866_749 |  | AN | 0 | Residential | 4176+1778.969j | 0 | 0 | 0 | 0 | 0 | [24 empty] | 8101702 | no | no |  |  | no |  | 0 | 0 | 0 | 0 | 0 | 0 |  | 1 | 1 | 1 | 0 | 0 | 0
load_220334888 |  | node_1401391_545_15325165_938 |  | AN | 0 | Residential | 34581.6+14731.7j | 0 | 0 | 0 | 0 | 0 | [24 empty] | 8101702 | no | no |  |  | no |  | 0 | 0 | 0 | 0 | 0 | 0 |  | 1 | 1 | 1 | 0 | 0 | 0
load_220334890 |  | node_1401571_655_15325769_439 |  | AN | 0 | Residential | 12931.2+5508.668j | 0 | 0 | 0 | 0 | 0 | [24 empty] | 8101702 | no | no |  |  | no |  | 0 | 0 | 0 | 0 | 0 | 0 |  | 1 | 1 | 1 | 0 | 0 | 0
load_220334891 |  | node_1401737_873_15325899_856 |  | AN | 0 | NonResidential | 2757.6+1174.733j | 0 | 0 | 0 | 0 | 0 | [24 empty] | 8101702 | no | no |  |  | no |  | 0 | 0 | 0 | 0 | 0 | 0 |  | 1 | 1 | 1 | 0 | 0 | 0
load_220334892 |  | node_1402292_752_15326235_318 |  | AN | 0 | Residential | 6912+2944.5j | 0 | 0 | 0 | 0 | 0 | [24 empty] | 8101702 | no | no |  |  | no |  | 0 | 0 | 0 | 0 | 0 | 0 |  | 1 | 1 | 1 | 0 | 0 | 0
load_220334893 |  | node_1402437_02_15326224_997 |  | AN | 0 | Residential | 38505.6+16403.317j | 0 | 0 | 0 | 0 | 0 | [24 empty] | 8101702 | no | no |  |  | no |  | 0 | 0 | 0 | 0 | 0 | 0 |  | 1 | 1 | 1 | 0 | 0 | 0
load_220334894 |  | node_1402710_492_15326752_482 |  | AN | 0 | Residential | 34768.8+14811.447j | 0 | 0 | 0 | 0 | 0 | [24 empty] | 8101702 | no | no |  |  | no |  | 0 | 0 | 0 | 0 | 0 | 0 |  | 1 | 1 | 1 | 0 | 0 | 0
load_220334895 |  | node_1403024_758_15326749_45 |  | AN | 0 | NonResidential | 5623.2+2395.473j | 0 | 0 | 0 | 0 | 0 | [24 empty] | 8101702 | no | no |  |  | no |  | 0 | 0 | 0 | 0 | 0 | 0 |  | 1 | 1 | 1 | 0 | 0 | 0
load_220334896 |  | node_1403099_908_15326430_076 |  | AN | 0 | Residential | 48268.8+20562.423j | 0 | 0 | 0 | 0 | 0 | [24 empty] | 8101702 | no | no |  |  | no |  | 0 | 0 | 0 | 0 | 0 | 0 |  | 1 | 1 | 1 | 0 | 0 | 0
load_220334897 |  | node_1403137_15326084_601 |  | AN | 0 | Residential | 11188.8+4766.409j | 0 | 0 | 0 | 0 | 0 | [24 empty] | 8101702 | no | no |  |  | no |  | 0 | 0 | 0 | 0 | 0 | 0 |  | 1 | 1 | 1 | 0 | 0 | 0
load_220334898 |  | node_1402857_403_15326375_635 |  | AN | 0 | Residential | 68983.2+29386.72j | 0 | 0 | 0 | 0 | 0 | [24 empty] | 8101702 | no | no |  |  | no |  | 0 | 0 | 0 | 0 | 0 | 0 |  | 1 | 1 | 1 | 0 | 0 | 0
load_220334899 |  | node_1403081_96_15326832_699 |  | AN | 0 | Other | 0 | 0 | 0 | 0 | 0 | 0 | [24 empty] | 8101702 | no | no |  |  | no |  | 0 | 0 | 0 | 0 | 0 | 0 |  | 1 | 1 | 1 | 0 | 0 | 0
load_220334901 |  | node_1403799_608_15327040_835 |  | AN | 0 | NonResidential | 136.8+58.277j | 0 | 0 | 0 | 0 | 0 | [24 empty] | 8101702 | no | no |  |  | no |  | 0 | 0 | 0 | 0 | 0 | 0 |  | 1 | 1 | 1 | 0 | 0 | 0
load_220334902 |  | node_1404086_784_15327242_329 |  | AN | 0 | Residential | 15976.8+6806.088j | 0 | 0 | 0 | 0 | 0 | [24 empty] | 8101702 | no | no |  |  | no |  | 0 | 0 | 0 | 0 | 0 | 0 |  | 1 | 1 | 1 | 0 | 0 | 0
load_220334903 |  | node_1404305_991_15327225_592 |  | AN | 0 | Residential | 7999.2+3407.645j | 0 | 0 | 0 | 0 | 0 | [24 empty] | 8101702 | no | no |  |  | no |  | 0 | 0 | 0 | 0 | 0 | 0 |  | 1 | 1 | 1 | 0 | 0 | 0
load_220334904 |  | node_1404576_738_15327282_783 |  | AN | 0 | Residential | 31989.6+13627.513j | 0 | 0 | 0 | 0 | 0 | [24 empty] | 8101702 | no | no |  |  | no |  | 0 | 0 | 0 | 0 | 0 | 0 |  | 1 | 1 | 1 | 0 | 0 | 0
load_220334905 |  | node_1405191_647_15327502_555 |  | AN | 0 | NonResidential | 3571.2+1521.325j | 0 | 0 | 0 | 0 | 0 | [24 empty] | 8101702 | no | no |  |  | no |  | 0 | 0 | 0 | 0 | 0 | 0 |  | 1 | 1 | 1 | 0 | 0 | 0
load_220334907 |  | node_1405920_199_15327735_683 |  | AN | 0 | Residential | 14659.2+6244.793j | 0 | 0 | 0 | 0 | 0 | [24 empty] | 8101702 | no | no |  |  | no |  | 0 | 0 | 0 | 0 | 0 | 0 |  | 1 | 1 | 1 | 0 | 0 | 0
load_220334908 |  | node_1406386_979_15327905_566 |  | AN | 0 | Residential | 50961.6+21709.551j | 0 | 0 | 0 | 0 | 0 | [24 empty] | 8101702 | no | no |  |  | no |  | 0 | 0 | 0 | 0 | 0 | 0 |  | 1 | 1 | 1 | 0 | 0 | 0
load_220334909 |  | node_1406775_717_15328260_942 |  | AN | 0 | Residential | 62308.8+26543.438j | 0 | 0 | 0 | 0 | 0 | [24 empty] | 8101702 | no | no |  |  | no |  | 0 | 0 | 0 | 0 | 0 | 0 |  | 1 | 1 | 1 | 0 | 0 | 0
load_220335225 |  | node_1401701_222_15318267_351 |  | AN | 0 | Residential | 17258.4+7352.048j | 0 | 0 | 0 | 0 | 0 | [24 empty] | 8101702 | no | no |  |  | no |  | 0 | 0 | 0 | 0 | 0 | 0 |  | 1 | 1 | 1 | 0 | 0 | 0
load_220335226 |  | node_1401723_729_15318776_88 |  | AN | 0 | Residential | 27525.6+11725.856j | 0 | 0 | 0 | 0 | 0 | [24 empty] | 8101702 | no | no |  |  | no |  | 0 | 0 | 0 | 0 | 0 | 0 |  | 1 | 1 | 1 | 0 | 0 | 0
load_220335227 |  | node_1401894_284_15319321_332 |  | AN | 0 | Residential | 14817.6+6312.271j | 0 | 0 | 0 | 0 | 0 | [24 empty] | 8101702 | no | no |  |  | no |  | 0 | 0 | 0 | 0 | 0 | 0 |  | 1 | 1 | 1 | 0 | 0 | 0
load_220335242 |  | node_1403867_192_15318067_76 |  | AN | 0 | NonResidential | 10000+4259.982j | 0 | 0 | 0 | 0 | 0 | [24 empty] | 8101702 | no | no |  |  | no |  | 0 | 0 | 0 | 0 | 0 | 0 |  | 1 | 1 | 1 | 0 | 0 | 0
load_220335243 |  | node_1403795_216_15318265_296 |  | AN | 0 | NonResidential | 3578.4+1524.392j | 0 | 0 | 0 | 0 | 0 | [24 empty] | 8101702 | no | no |  |  | no |  | 0 | 0 | 0 | 0 | 0 | 0 |  | 1 | 1 | 1 | 0 | 0 | 0
load_220335244 |  | node_1403749_116_15318317_058 |  | AN | 0 | NonResidential | 13000+5537.977j | 0 | 0 | 0 | 0 | 0 | [24 empty] | 8101702 | no | no |  |  | no |  | 0 | 0 | 0 | 0 | 0 | 0 |  | 1 | 1 | 1 | 0 | 0 | 0
load_220335245 |  | node_1403752_228_15318290_787 |  | AN | 0 | NonResidential | 13000+5537.977j | 0 | 0 | 0 | 0 | 0 | [24 empty] | 8101702 | no | no |  |  | no |  | 0 | 0 | 0 | 0 | 0 | 0 |  | 1 | 1 | 1 | 0 | 0 | 0
load_220335246 |  | node_1403764_36_15318795_248 |  | AN | 0 | Residential | 49586.4+21123.718j | 0 | 0 | 0 | 0 | 0 | [24 empty] | 8101702 | no | no |  |  | no |  | 0 | 0 | 0 | 0 | 0 | 0 |  | 1 | 1 | 1 | 0 | 0 | 0
load_220335247 |  | node_1403424_384_15318939_872 |  | AN | 0 | NonResidential | 13000+5537.977j | 0 | 0 | 0 | 0 | 0 | [24 empty] | 8101702 | no | no |  |  | no |  | 0 | 0 | 0 | 0 | 0 | 0 |  | 1 | 1 | 1 | 0 | 0 | 0
load_220335248 |  | node_1403427_152_15318913_529 |  | AN | 0 | NonResidential | 13000+5537.977j | 0 | 0 | 0 | 0 | 0 | [24 empty] | 8101702 | no | no |  |  | no |  | 0 | 0 | 0 | 0 | 0 | 0 |  | 1 | 1 | 1 | 0 | 0 | 0
load_220335249 |  | node_1403465_736_15319168_593 |  | AN | 0 | NonResidential | 33666.667+14341.94j | 0 | 0 | 0 | 0 | 0 | [24 empty] | 8101702 | no | no |  |  | no |  | 0 | 0 | 0 | 0 | 0 | 0 |  | 1 | 1 | 1 | 0 | 0 | 0
load_220335250 |  | node_1403466_714_15319142_006 |  | BN | 0 | NonResidential | 0 | 33666.667+14341.94j | 0 | 0 | 0 | 0 | [24 empty] | 8101702 | no | no |  |  | no |  | 0 | 0 | 0 | 0 | 0 | 0 |  | 1 | 1 | 1 | 0 | 0 | 0
load_220335251 |  | node_1403469_911_15319194_656 |  | CN | 0 | NonResidential | 0 | 0 | 33666.667+14341.94j | 0 | 0 | 0 | [24 empty] | 8101702 | no | no |  |  | no |  | 0 | 0 | 0 | 0 | 0 | 0 |  | 1 | 1 | 1 | 0 | 0 | 0
load_220335252 |  | node_1404362_667_15319459_26 |  | AN | 0 | Residential | 3477.6+1481.451j | 0 | 0 | 0 | 0 | 0 | [24 empty] | 8101702 | no | no |  |  | no |  | 0 | 0 | 0 | 0 | 0 | 0 |  | 1 | 1 | 1 | 0 | 0 | 0
load_220335253 |  | node_1403712_45_15319623_771 |  | AN | 0 | Residential | 58867.2+25077.322j | 0 | 0 | 0 | 0 | 0 | [24 empty] | 8101702 | no | no |  |  | no |  | 0 | 0 | 0 | 0 | 0 | 0 |  | 1 | 1 | 1 | 0 | 0 | 0
load_220335254 |  | node_1404102_286_15319856_008 |  | AN | 0 | Residential | 28944+12330.092j | 0 | 0 | 0 | 0 | 0 | [24 empty] | 8101702 | no | no |  |  | no |  | 0 | 0 | 0 | 0 | 0 | 0 |  | 1 | 1 | 1 | 0 | 0 | 0
load_220335255 |  | node_1403796_434_15320309_06 |  | AN | 0 | Residential | 55656+23709.357j | 0 | 0 | 0 | 0 | 0 | [24 empty] | 8101702 | no | no |  |  | no |  | 0 | 0 | 0 | 0 | 0 | 0 |  | 1 | 1 | 1 | 0 | 0 | 0
load_220335256 |  | node_1403721_33_15320488_261 |  | AN | 0 | NonResidential | 720+306.719j | 0 | 0 | 0 | 0 | 0 | [24 empty] | 8101702 | no | no |  |  | no |  | 0 | 0 | 0 | 0 | 0 | 0 |  | 1 | 1 | 1 | 0 | 0 | 0
load_220335257 |  | node_1403716_377_15320779_456 |  | AN | 0 | Residential | 63928.8+27233.555j | 0 | 0 | 0 | 0 | 0 | [24 empty] | 8101702 | no | no |  |  | no |  | 0 | 0 | 0 | 0 | 0 | 0 |  | 1 | 1 | 1 | 0 | 0 | 0
load_220335258 |  | node_1403696_753_15321182_756 |  | AN | 0 | Residential | 16401.6+6987.052j | 0 | 0 | 0 | 0 | 0 | [24 empty] | 8101702 | no | no |  |  | no |  | 0 | 0 | 0 | 0 | 0 | 0 |  | 1 | 1 | 1 | 0 | 0 | 0
load_220335259 |  | node_1403758_15321457_63 |  | AN | 0 | Residential | 5313.6+2263.584j | 0 | 0 | 0 | 0 | 0 | [24 empty] | 8101702 | no | no |  |  | no |  | 0 | 0 | 0 | 0 | 0 | 0 |  | 1 | 1 | 1 | 0 | 0 | 0
load_220335261 |  | node_1404193_265_15322105_609 |  | AN | 0 | Residential | 6724.8+2864.753j | 0 | 0 | 0 | 0 | 0 | [24 empty] | 8101702 | no | no |  |  | no |  | 0 | 0 | 0 | 0 | 0 | 0 |  | 1 | 1 | 1 | 0 | 0 | 0
load_220335262 |  | node_1404361_978_15322338_02 |  | AN | 0 | Residential | 3146.4+1340.361j | 0 | 0 | 0 | 0 | 0 | [24 empty] | 8101702 | no | no |  |  | no |  | 0 | 0 | 0 | 0 | 0 | 0 |  | 1 | 1 | 1 | 0 | 0 | 0
load_220335263 |  | node_1404477_66_15322500_505 |  | AN | 0 | Residential | 3787.2+1613.34j | 0 | 0 | 0 | 0 | 0 | [24 empty] | 8101702 | no | no |  |  | no |  | 0 | 0 | 0 | 0 | 0 | 0 |  | 1 | 1 | 1 | 0 | 0 | 0
load_220335264 |  | node_1404581_974_15322660_167 |  | AN | 0 | NonResidential | 50.4+21.47j | 0 | 0 | 0 | 0 | 0 | [24 empty] | 8101702 | no | no |  |  | no |  | 0 | 0 | 0 | 0 | 0 | 0 |  | 1 | 1 | 1 | 0 | 0 | 0
load_220335265 |  | node_1404703_546_15322847_438 |  | AN | 0 | Residential | 10641.6+4533.303j | 0 | 0 | 0 | 0 | 0 | [24 empty] | 8101702 | no | no |  |  | no |  | 0 | 0 | 0 | 0 | 0 | 0 |  | 1 | 1 | 1 | 0 | 0 | 0
load_220335266 |  | node_1404831_268_15323171_913 |  | AN | 0 | Residential | 7293.6+3107.061j | 0 | 0 | 0 | 0 | 0 | [24 empty] | 8101702 | no | no |  |  | no |  | 0 | 0 | 0 | 0 | 0 | 0 |  | 1 | 1 | 1 | 0 | 0 | 0
load_220335268 |  | node_1405291_856_15323346_618 |  | AN | 0 | Residential | 2858.4+1217.673j | 0 | 0 | 0 | 0 | 0 | [24 empty] | 8101702 | no | no |  |  | no |  | 0 | 0 | 0 | 0 | 0 | 0 |  | 1 | 1 | 1 | 0 | 0 | 0
load_220335269 |  | node_1405404_08_15323791_315 |  | AN | 0 | Residential | 19857.6+8459.302j | 0 | 0 | 0 | 0 | 0 | [24 empty] | 8101702 | no | no |  |  | no |  | 0 | 0 | 0 | 0 | 0 | 0 |  | 1 | 1 | 1 | 0 | 0 | 0
load_220335271 |  | node_1406007_203_15324383_073 |  | AN | 0 | Residential | 17056.8+7266.166j | 0 | 0 | 0 | 0 | 0 | [24 empty] | 8101702 | no | no |  |  | no |  | 0 | 0 | 0 | 0 | 0 | 0 |  | 1 | 1 | 1 | 0 | 0 | 0
load_220335272 |  | node_1406244_812_15324435_088 |  | AN | 0 | Residential | 9993.6+4257.256j | 0 | 0 | 0 | 0 | 0 | [24 empty] | 8101702 | no | no |  |  | no |  | 0 | 0 | 0 | 0 | 0 | 0 |  | 1 | 1 | 1 | 0 | 0 | 0
load_220335273 |  | node_1406648_084_15324518_354 |  | AN | 0 | Residential | 14644.8+6238.659j | 0 | 0 | 0 | 0 | 0 | [24 empty] | 8101702 | no | no |  |  | no |  | 0 | 0 | 0 | 0 | 0 | 0 |  | 1 | 1 | 1 | 0 | 0 | 0
load_220335275 |  | node_1407335_479_15324553_002 |  | AN | 0 | Residential | 18640.8+7940.948j | 0 | 0 | 0 | 0 | 0 | [24 empty] | 8101702 | no | no |  |  | no |  | 0 | 0 | 0 | 0 | 0 | 0 |  | 1 | 1 | 1 | 0 | 0 | 0
load_220335276 |  | node_1407934_882_15324534_881 |  | AN | 0 | Residential | 38678.4+16476.929j | 0 | 0 | 0 | 0 | 0 | [24 empty] | 8101702 | no | no |  |  | no |  | 0 | 0 | 0 | 0 | 0 | 0 |  | 1 | 1 | 1 | 0 | 0 | 0
load_220335277 |  | node_1408138_583_15324474_516 |  | AN | 0 | Other | 0 | 0 | 0 | 0 | 0 | 0 | [24 empty] | 8101702 | no | no |  |  | no |  | 0 | 0 | 0 | 0 | 0 | 0 |  | 1 | 1 | 1 | 0 | 0 | 0
load_220335278 |  | node_1409071_341_15324572_228 |  | AN | 0 | NonResidential | 180+76.68j | 0 | 0 | 0 | 0 | 0 | [24 empty] | 8101702 | no | no |  |  | no |  | 0 | 0 | 0 | 0 | 0 | 0 |  | 1 | 1 | 1 | 0 | 0 | 0
load_220335279 |  | node_1409261_318_15324583_374 |  | AN | 0 | Residential | 3823.2+1628.676j | 0 | 0 | 0 | 0 | 0 | [24 empty] | 8101702 | no | no |  |  | no |  | 0 | 0 | 0 | 0 | 0 | 0 |  | 1 | 1 | 1 | 0 | 0 | 0
load_220335280 |  | node_1409420_676_15324656_575 |  | AN | 0 | Residential | 1922.4+818.939j | 0 | 0 | 0 | 0 | 0 | [24 empty] | 8101702 | no | no |  |  | no |  | 0 | 0 | 0 | 0 | 0 | 0 |  | 1 | 1 | 1 | 0 | 0 | 0
load_220335291 |  | node_1404882_761_15323706_782 |  | AN | 0 | Residential | 2577.6+1098.053j | 0 | 0 | 0 | 0 | 0 | [24 empty] | 8101702 | no | no |  |  | no |  | 0 | 0 | 0 | 0 | 0 | 0 |  | 1 | 1 | 1 | 0 | 0 | 0
load_220335295 |  | node_1402386_903_15320018_582 |  | AN | 0 | NonResidential | 0 | 0 | 0 | 0 | 0 | 0 | [24 empty] | 8101702 | no | no |  |  | no |  | 0 | 0 | 0 | 0 | 0 | 0 |  | 1 | 1 | 1 | 0 | 0 | 0
load_220335296 |  | node_1402367_136_15320016_696 |  | BN | 0 | NonResidential | 0 | 0 | 0 | 0 | 0 | 0 | [24 empty] | 8101702 | no | no |  |  | no |  | 0 | 0 | 0 | 0 | 0 | 0 |  | 1 | 1 | 1 | 0 | 0 | 0
load_220335297 |  | node_1404288_673_15318056_271 |  | AN | 0 | Residential | 129974.4+55368.863j | 0 | 0 | 0 | 0 | 0 | [24 empty] | 8101702 | no | no |  |  | no |  | 0 | 0 | 0 | 0 | 0 | 0 |  | 1 | 1 | 1 | 0 | 0 | 0
load_220335298 |  | node_1404430_571_15318374_714 |  | AN | 0 | Residential | 148716+63352.751j | 0 | 0 | 0 | 0 | 0 | [24 empty] | 8101702 | no | no |  |  | no |  | 0 | 0 | 0 | 0 | 0 | 0 |  | 1 | 1 | 1 | 0 | 0 | 0
load_220335299 |  | node_1404788_665_15318559_929 |  | AN | 0 | Residential | 105292.8+44854.545j | 0 | 0 | 0 | 0 | 0 | [24 empty] | 8101702 | no | no |  |  | no |  | 0 | 0 | 0 | 0 | 0 | 0 |  | 1 | 1 | 1 | 0 | 0 | 0
load_220335301 |  | node_1404021_962_15319133_099 |  | AN | 0 | Residential | 60336+25703.028j | 0 | 0 | 0 | 0 | 0 | [24 empty] | 8101702 | no | no |  |  | no |  | 0 | 0 | 0 | 0 | 0 | 0 |  | 1 | 1 | 1 | 0 | 0 | 0
load_220335302 |  | node_1404328_565_15319126_998 |  | AN | 0 | Residential | 35985.6+15329.801j | 0 | 0 | 0 | 0 | 0 | [24 empty] | 8101702 | no | no |  |  | no |  | 0 | 0 | 0 | 0 | 0 | 0 |  | 1 | 1 | 1 | 0 | 0 | 0
load_220335303 |  | node_1404966_112_15319194_85 |  | AN | 0 | NonResidential | 0 | 0 | 0 | 0 | 0 | 0 | [24 empty] | 8101702 | no | no |  |  | no |  | 0 | 0 | 0 | 0 | 0 | 0 |  | 1 | 1 | 1 | 0 | 0 | 0
load_220335304 |  | node_1405479_908_15319276_367 |  | AN | 0 | Residential | 25315.2+10784.23j | 0 | 0 | 0 | 0 | 0 | [24 empty] | 8101702 | no | no |  |  | no |  | 0 | 0 | 0 | 0 | 0 | 0 |  | 1 | 1 | 1 | 0 | 0 | 0
load_220335305 |  | node_1405520_065_15319539_001 |  | AN | 0 | Residential | 1807.2+769.864j | 0 | 0 | 0 | 0 | 0 | [24 empty] | 8101702 | no | no |  |  | no |  | 0 | 0 | 0 | 0 | 0 | 0 |  | 1 | 1 | 1 | 0 | 0 | 0
load_220335307 |  | node_1405908_016_15319530_315 |  | AN | 0 | Residential | 2124+904.82j | 0 | 0 | 0 | 0 | 0 | [24 empty] | 8101702 | no | no |  |  | no |  | 0 | 0 | 0 | 0 | 0 | 0 |  | 1 | 1 | 1 | 0 | 0 | 0
load_220335312 |  | node_1397168_858_15337804_394 |  | AN | 0 | Residential | 3160.8+1346.495j | 0 | 0 | 0 | 0 | 0 | [24 empty] | 8101702 | no | no |  |  | no |  | 0 | 0 | 0 | 0 | 0 | 0 |  | 1 | 1 | 1 | 0 | 0 | 0
load_220335313 |  | node_1397339_974_15338290_23 |  | AN | 0 | Residential | 8287.2+3530.332j | 0 | 0 | 0 | 0 | 0 | [24 empty] | 8101702 | no | no |  |  | no |  | 0 | 0 | 0 | 0 | 0 | 0 |  | 1 | 1 | 1 | 0 | 0 | 0
load_220335314 |  | node_1401071_837_15325863_242 |  | AN | 0 | Residential | 7178.4+3057.986j | 0 | 0 | 0 | 0 | 0 | [24 empty] | 8101702 | no | no |  |  | no |  | 0 | 0 | 0 | 0 | 0 | 0 |  | 1 | 1 | 1 | 0 | 0 | 0
load_220335315 |  | node_1401263_744_15326067_249 |  | AN | 0 | Residential | 10260+4370.742j | 0 | 0 | 0 | 0 | 0 | [24 empty] | 8101702 | no | no |  |  | no |  | 0 | 0 | 0 | 0 | 0 | 0 |  | 1 | 1 | 1 | 0 | 0 | 0
load_220335316 |  | node_1399947_658_15327518_832 |  | AN | 0 | Residential | 24674.4+10511.25j | 0 | 0 | 0 | 0 | 0 | [24 empty] | 8101702 | no | no |  |  | no |  | 0 | 0 | 0 | 0 | 0 | 0 |  | 1 | 1 | 1 | 0 | 0 | 0
load_220335317 |  | node_1400067_236_15327999_512 |  | AN | 0 | Residential | 22168.8+9443.869j | 0 | 0 | 0 | 0 | 0 | [24 empty] | 8101702 | no | no |  |  | no |  | 0 | 0 | 0 | 0 | 0 | 0 |  | 1 | 1 | 1 | 0 | 0 | 0
load_220335318 |  | node_1399980_353_15329178_054 |  | AN | 0 | Residential | 4291.2+1828.044j | 0 | 0 | 0 | 0 | 0 | [24 empty] | 8101702 | no | no |  |  | no |  | 0 | 0 | 0 | 0 | 0 | 0 |  | 1 | 1 | 1 | 0 | 0 | 0
load_220335320 |  | node_1399865_402_15329431_352 |  | AN | 0 | Residential | 13312.8+5671.229j | 0 | 0 | 0 | 0 | 0 | [24 empty] | 8101702 | no | no |  |  | no |  | 0 | 0 | 0 | 0 | 0 | 0 |  | 1 | 1 | 1 | 0 | 0 | 0
load_220335321 |  | node_1399842_603_15329381_549 |  | AN | 0 | Residential | 19677.6+8382.622j | 0 | 0 | 0 | 0 | 0 | [24 empty] | 8101702 | no | no |  |  | no |  | 0 | 0 | 0 | 0 | 0 | 0 |  | 1 | 1 | 1 | 0 | 0 | 0
load_220335322 |  | node_1399651_11_15329663_722 |  | AN | 0 | Residential | 11181.6+4763.342j | 0 | 0 | 0 | 0 | 0 | [24 empty] | 8101702 | no | no |  |  | no |  | 0 | 0 | 0 | 0 | 0 | 0 |  | 1 | 1 | 1 | 0 | 0 | 0
load_220335323 |  | node_1399587_439_15329940_033 |  | AN | 0 | Residential | 16509.6+7033.06j | 0 | 0 | 0 | 0 | 0 | [24 empty] | 8101702 | no | no |  |  | no |  | 0 | 0 | 0 | 0 | 0 | 0 |  | 1 | 1 | 1 | 0 | 0 | 0
load_220335324 |  | node_1399499_357_15330306_731 |  | AN | 0 | Residential | 23140.8+9857.94j | 0 | 0 | 0 | 0 | 0 | [24 empty] | 8101702 | no | no |  |  | no |  | 0 | 0 | 0 | 0 | 0 | 0 |  | 1 | 1 | 1 | 0 | 0 | 0
load_220335325 |  | node_1399438_503_15330819_344 |  | AN | 0 | Residential | 6904.8+2941.432j | 0 | 0 | 0 | 0 | 0 | [24 empty] | 8101702 | no | no |  |  | no |  | 0 | 0 | 0 | 0 | 0 | 0 |  | 1 | 1 | 1 | 0 | 0 | 0
load_220335326 |  | node_1399305_388_15331126_962 |  | AN | 0 | Residential | 6998.4+2981.306j | 0 | 0 | 0 | 0 | 0 | [24 empty] | 8101702 | no | no |  |  | no |  | 0 | 0 | 0 | 0 | 0 | 0 |  | 1 | 1 | 1 | 0 | 0 | 0
load_220335327 |  | node_1399107_09_15330997_513 |  | AN | 0 | Residential | 7725.6+3291.092j | 0 | 0 | 0 | 0 | 0 | [24 empty] | 8101702 | no | no |  |  | no |  | 0 | 0 | 0 | 0 | 0 | 0 |  | 1 | 1 | 1 | 0 | 0 | 0
load_220335328 |  | node_1399300_645_15331399_687 |  | AN | 0 | NonResidential | 13752+5858.327j | 0 | 0 | 0 | 0 | 0 | [24 empty] | 8101702 | no | no |  |  | no |  | 0 | 0 | 0 | 0 | 0 | 0 |  | 1 | 1 | 1 | 0 | 0 | 0
load_220335329 |  | node_1399232_315_15331600_41 |  | AN | 0 | Residential | 12902.4+5496.399j | 0 | 0 | 0 | 0 | 0 | [24 empty] | 8101702 | no | no |  |  | no |  | 0 | 0 | 0 | 0 | 0 | 0 |  | 1 | 1 | 1 | 0 | 0 | 0
load_220335330 |  | node_1399328_791_15331952_551 |  | AN | 0 | Residential | 17798.4+7582.087j | 0 | 0 | 0 | 0 | 0 | [24 empty] | 8101702 | no | no |  |  | no |  | 0 | 0 | 0 | 0 | 0 | 0 |  | 1 | 1 | 1 | 0 | 0 | 0
load_220335331 |  | node_1399335_167_15332371_094 |  | AN | 0 | Residential | 3045.6+1297.42j | 0 | 0 | 0 | 0 | 0 | [24 empty] | 8101702 | no | no |  |  | no |  | 0 | 0 | 0 | 0 | 0 | 0 |  | 1 | 1 | 1 | 0 | 0 | 0
load_220335332 |  | node_1399114_723_15332431_76 |  | AN | 0 | Residential | 0 | 0 | 0 | 0 | 0 | 0 | [24 empty] | 8101702 | no | no |  |  | no |  | 0 | 0 | 0 | 0 | 0 | 0 |  | 1 | 1 | 1 | 0 | 0 | 0
load_220335333 |  | node_1398902_016_15332087_391 |  | AN | 0 | Residential | 8920.8+3800.245j | 0 | 0 | 0 | 0 | 0 | [24 empty] | 8101702 | no | no |  |  | no |  | 0 | 0 | 0 | 0 | 0 | 0 |  | 1 | 1 | 1 | 0 | 0 | 0
load_220335334 |  | node_1398733_534_15332567_581 |  | AN | 0 | Residential | 11354.4+4836.954j | 0 | 0 | 0 | 0 | 0 | [24 empty] | 8101702 | no | no |  |  | no |  | 0 | 0 | 0 | 0 | 0 | 0 |  | 1 | 1 | 1 | 0 | 0 | 0
load_220335335 |  | node_1398588_973_15332707_767 |  | AN | 0 | Residential | 14745.6+6281.599j | 0 | 0 | 0 | 0 | 0 | [24 empty] | 8101702 | no | no |  |  | no |  | 0 | 0 | 0 | 0 | 0 | 0 |  | 1 | 1 | 1 | 0 | 0 | 0
load_220335336 |  | node_1398563_255_15333176_847 |  | AN | 0 | NonResidential | 3175.2+1352.63j | 0 | 0 | 0 | 0 | 0 | [24 empty] | 8101702 | no | no |  |  | no |  | 0 | 0 | 0 | 0 | 0 | 0 |  | 1 | 1 | 1 | 0 | 0 | 0
load_220335337 |  | node_1398476_154_15333463_173 |  | AN | 0 | Residential | 11628+4953.507j | 0 | 0 | 0 | 0 | 0 | [24 empty] | 8101702 | no | no |  |  | no |  | 0 | 0 | 0 | 0 | 0 | 0 |  | 1 | 1 | 1 | 0 | 0 | 0
load_220335338 |  | node_1398568_346_15333776_532 |  | AN | 0 | Residential | 25668+10934.522j | 0 | 0 | 0 | 0 | 0 | [24 empty] | 8101702 | no | no |  |  | no |  | 0 | 0 | 0 | 0 | 0 | 0 |  | 1 | 1 | 1 | 0 | 0 | 0
load_220335339 |  | node_1398645_305_15333734_375 |  | AN | 0 | Residential | 4276.8+1821.909j | 0 | 0 | 0 | 0 | 0 | [24 empty] | 8101702 | no | no |  |  | no |  | 0 | 0 | 0 | 0 | 0 | 0 |  | 1 | 1 | 1 | 0 | 0 | 0
load_220335340 |  | node_1398164_399_15334591_41 |  | AN | 0 | Residential | 11714.4+4990.314j | 0 | 0 | 0 | 0 | 0 | [24 empty] | 8101702 | no | no |  |  | no |  | 0 | 0 | 0 | 0 | 0 | 0 |  | 1 | 1 | 1 | 0 | 0 | 0
load_220335341 |  | node_1398227_717_15334799_88 |  | AN | 0 | Residential | 1850.4+788.267j | 0 | 0 | 0 | 0 | 0 | [24 empty] | 8101702 | no | no |  |  | no |  | 0 | 0 | 0 | 0 | 0 | 0 |  | 1 | 1 | 1 | 0 | 0 | 0
load_220335342 |  | node_1397917_486_15334756_594 |  | AN | 0 | Residential | 18244.8+7772.252j | 0 | 0 | 0 | 0 | 0 | [24 empty] | 8101702 | no | no |  |  | no |  | 0 | 0 | 0 | 0 | 0 | 0 |  | 1 | 1 | 1 | 0 | 0 | 0
load_220335343 |  | node_1398223_082_15335027_093 |  | AN | 0 | Residential | 2383.2+1015.239j | 0 | 0 | 0 | 0 | 0 | [24 empty] | 8101702 | no | no |  |  | no |  | 0 | 0 | 0 | 0 | 0 | 0 |  | 1 | 1 | 1 | 0 | 0 | 0
load_220335344 |  | node_1398181_414_15335219_956 |  | AN | 0 | Residential | 10303.2+4389.145j | 0 | 0 | 0 | 0 | 0 | [24 empty] | 8101702 | no | no |  |  | no |  | 0 | 0 | 0 | 0 | 0 | 0 |  | 1 | 1 | 1 | 0 | 0 | 0
load_220335345 |  | node_1398148_597_15335406_923 |  | AN | 0 | Residential | 15566.4+6631.259j | 0 | 0 | 0 | 0 | 0 | [24 empty] | 8101702 | no | no |  |  | no |  | 0 | 0 | 0 | 0 | 0 | 0 |  | 1 | 1 | 1 | 0 | 0 | 0
load_220335346 |  | node_1398101_908_15335636_743 |  | AN | 0 | Residential | 21.6+9.202j | 0 | 0 | 0 | 0 | 0 | [24 empty] | 8101702 | no | no |  |  | no |  | 0 | 0 | 0 | 0 | 0 | 0 |  | 1 | 1 | 1 | 0 | 0 | 0
load_220335347 |  | node_1397840_588_15335961_985 |  | AN | 0 | Residential | 9352.8+3984.276j | 0 | 0 | 0 | 0 | 0 | [24 empty] | 8101702 | no | no |  |  | no |  | 0 | 0 | 0 | 0 | 0 | 0 |  | 1 | 1 | 1 | 0 | 0 | 0
load_220335348 |  | node_1398012_692_15336087_39 |  | AN | 0 | Residential | 25754.4+10971.328j | 0 | 0 | 0 | 0 | 0 | [24 empty] | 8101702 | no | no |  |  | no |  | 0 | 0 | 0 | 0 | 0 | 0 |  | 1 | 1 | 1 | 0 | 0 | 0
load_220335349 |  | node_1397912_643_15336578_15 |  | AN | 0 | NonResidential | 0 | 0 | 0 | 0 | 0 | 0 | [24 empty] | 8101702 | no | no |  |  | no |  | 0 | 0 | 0 | 0 | 0 | 0 |  | 1 | 1 | 1 | 0 | 0 | 0
load_220335351 |  | node_1397527_719_15337152_084 |  | AN | 0 | Residential | 14162.4+6033.157j | 0 | 0 | 0 | 0 | 0 | [24 empty] | 8101702 | no | no |  |  | no |  | 0 | 0 | 0 | 0 | 0 | 0 |  | 1 | 1 | 1 | 0 | 0 | 0
load_220335352 |  | node_1397251_764_15337095_03 |  | AN | 0 | Residential | 18554.4+7904.141j | 0 | 0 | 0 | 0 | 0 | [24 empty] | 8101702 | no | no |  |  | no |  | 0 | 0 | 0 | 0 | 0 | 0 |  | 1 | 1 | 1 | 0 | 0 | 0
load_220335353 |  | node_1397845_92_15337451_484 |  | AN | 0 | Residential | 20757.6+8842.701j | 0 | 0 | 0 | 0 | 0 | [24 empty] | 8101702 | no | no |  |  | no |  | 0 | 0 | 0 | 0 | 0 | 0 |  | 1 | 1 | 1 | 0 | 0 | 0
load_220335354 |  | node_1397827_564_15337641_335 |  | AN | 0 | Residential | 13824+5888.999j | 0 | 0 | 0 | 0 | 0 | [24 empty] | 8101702 | no | no |  |  | no |  | 0 | 0 | 0 | 0 | 0 | 0 |  | 1 | 1 | 1 | 0 | 0 | 0
load_220335355 |  | node_1397805_879_15337849_71 |  | AN | 0 | Residential | 4716+2009.008j | 0 | 0 | 0 | 0 | 0 | [24 empty] | 8101702 | no | no |  |  | no |  | 0 | 0 | 0 | 0 | 0 | 0 |  | 1 | 1 | 1 | 0 | 0 | 0
load_220335356 |  | node_1397727_176_15338542_187 |  | AN | 0 | Residential | 4384.8+1867.917j | 0 | 0 | 0 | 0 | 0 | [24 empty] | 8101702 | no | no |  |  | no |  | 0 | 0 | 0 | 0 | 0 | 0 |  | 1 | 1 | 1 | 0 | 0 | 0
load_220335357 |  | node_1397706_603_15338743_301 |  | AN | 0 | Residential | 11534.4+4913.634j | 0 | 0 | 0 | 0 | 0 | [24 empty] | 8101702 | no | no |  |  | no |  | 0 | 0 | 0 | 0 | 0 | 0 |  | 1 | 1 | 1 | 0 | 0 | 0
load_220335358 |  | node_1397267_722_15338627_283 |  | AN | 0 | Residential | 22917.6+9762.857j | 0 | 0 | 0 | 0 | 0 | [24 empty] | 8101702 | no | no |  |  | no |  | 0 | 0 | 0 | 0 | 0 | 0 |  | 1 | 1 | 1 | 0 | 0 | 0
load_220335710 |  | node_1403869_115_15331388_661 |  | AN | 0 | Residential | 7603.2+3238.95j | 0 | 0 | 0 | 0 | 0 | [24 empty] | 8101702 | no | no |  |  | no |  | 0 | 0 | 0 | 0 | 0 | 0 |  | 1 | 1 | 1 | 0 | 0 | 0
load_220335711 |  | node_1403538_45_15327187_345 |  | AN | 0 | NonResidential | 14000+5963.975j | 0 | 0 | 0 | 0 | 0 | [24 empty] | 8101702 | no | no |  |  | no |  | 0 | 0 | 0 | 0 | 0 | 0 |  | 1 | 1 | 1 | 0 | 0 | 0
load_220335712 |  | node_1403533_903_15327213_223 |  | AN | 0 | Residential | 14047.2+5984.082j | 0 | 0 | 0 | 0 | 0 | [24 empty] | 8101702 | no | no |  |  | no |  | 0 | 0 | 0 | 0 | 0 | 0 |  | 1 | 1 | 1 | 0 | 0 | 0
load_220335714 |  | node_1403404_307_15328857_575 |  | AN | 0 | Residential | 14112+6011.687j | 0 | 0 | 0 | 0 | 0 | [24 empty] | 8101702 | no | no |  |  | no |  | 0 | 0 | 0 | 0 | 0 | 0 |  | 1 | 1 | 1 | 0 | 0 | 0
load_220335715 |  | node_1403049_758_15329252_769 |  | AN | 0 | Residential | 7012.8+2987.44j | 0 | 0 | 0 | 0 | 0 | [24 empty] | 8101702 | no | no |  |  | no |  | 0 | 0 | 0 | 0 | 0 | 0 |  | 1 | 1 | 1 | 0 | 0 | 0
load_220335716 |  | node_1403289_775_15329612_806 |  | AN | 0 | NonResidential | 3312+1410.906j | 0 | 0 | 0 | 0 | 0 | [24 empty] | 8101702 | no | no |  |  | no |  | 0 | 0 | 0 | 0 | 0 | 0 |  | 1 | 1 | 1 | 0 | 0 | 0
load_220335717 |  | node_1403461_601_15329991_946 |  | AN | 0 | Residential | 14508+6180.382j | 0 | 0 | 0 | 0 | 0 | [24 empty] | 8101702 | no | no |  |  | no |  | 0 | 0 | 0 | 0 | 0 | 0 |  | 1 | 1 | 1 | 0 | 0 | 0
load_220335718 |  | node_1403696_009_15330556_36 |  | AN | 0 | Residential | 8071.2+3438.317j | 0 | 0 | 0 | 0 | 0 | [24 empty] | 8101702 | no | no |  |  | no |  | 0 | 0 | 0 | 0 | 0 | 0 |  | 1 | 1 | 1 | 0 | 0 | 0
load_220335719 |  | node_1403808_194_15330655_301 |  | AN | 0 | Residential | 23896.8+10179.994j | 0 | 0 | 0 | 0 | 0 | [24 empty] | 8101702 | no | no |  |  | no |  | 0 | 0 | 0 | 0 | 0 | 0 |  | 1 | 1 | 1 | 0 | 0 | 0
load_220335720 |  | node_1403931_581_15330933_065 |  | AN | 0 | Residential | 18360+7821.327j | 0 | 0 | 0 | 0 | 0 | [24 empty] | 8101702 | no | no |  |  | no |  | 0 | 0 | 0 | 0 | 0 | 0 |  | 1 | 1 | 1 | 0 | 0 | 0
load_220335721 |  | node_1404061_442_15331178_275 |  | AN | 0 | Residential | 13701.6+5836.857j | 0 | 0 | 0 | 0 | 0 | [24 empty] | 8101702 | no | no |  |  | no |  | 0 | 0 | 0 | 0 | 0 | 0 |  | 1 | 1 | 1 | 0 | 0 | 0
load_220335722 |  | node_1403355_915_15327443_885 |  | AN | 0 | Residential | 18079.2+7701.707j | 0 | 0 | 0 | 0 | 0 | [24 empty] | 8101702 | no | no |  |  | no |  | 0 | 0 | 0 | 0 | 0 | 0 |  | 1 | 1 | 1 | 0 | 0 | 0
load_220335723 |  | node_1404135_19_15331456_027 |  | AN | 0 | Residential | 3600+1533.594j | 0 | 0 | 0 | 0 | 0 | [24 empty] | 8101702 | no | no |  |  | no |  | 0 | 0 | 0 | 0 | 0 | 0 |  | 1 | 1 | 1 | 0 | 0 | 0
load_220335725 |  | node_1404392_701_15332060_589 |  | AN | 0 | Residential | 32983.2+14050.784j | 0 | 0 | 0 | 0 | 0 | [24 empty] | 8101702 | no | no |  |  | no |  | 0 | 0 | 0 | 0 | 0 | 0 |  | 1 | 1 | 1 | 0 | 0 | 0
load_220335727 |  | node_1404409_983_15332454_434 |  | AN | 0 | Residential | 8049.6+3429.115j | 0 | 0 | 0 | 0 | 0 | [24 empty] | 8101702 | no | no |  |  | no |  | 0 | 0 | 0 | 0 | 0 | 0 |  | 1 | 1 | 1 | 0 | 0 | 0
load_220335728 |  | node_1404419_28_15332785_356 |  | AN | 0 | Residential | 12758.4+5435.056j | 0 | 0 | 0 | 0 | 0 | [24 empty] | 8101702 | no | no |  |  | no |  | 0 | 0 | 0 | 0 | 0 | 0 |  | 1 | 1 | 1 | 0 | 0 | 0
load_220335729 |  | node_1404432_878_15333260_654 |  | AN | 0 | Residential | 11160+4754.14j | 0 | 0 | 0 | 0 | 0 | [24 empty] | 8101702 | no | no |  |  | no |  | 0 | 0 | 0 | 0 | 0 | 0 |  | 1 | 1 | 1 | 0 | 0 | 0
load_220335730 |  | node_1404369_257_15333665_333 |  | AN | 0 | Residential | 5205.6+2217.576j | 0 | 0 | 0 | 0 | 0 | [24 empty] | 8101702 | no | no |  |  | no |  | 0 | 0 | 0 | 0 | 0 | 0 |  | 1 | 1 | 1 | 0 | 0 | 0
load_220335731 |  | node_1404429_978_15334053_754 |  | AN | 0 | Residential | 24285.6+10345.622j | 0 | 0 | 0 | 0 | 0 | [24 empty] | 8101702 | no | no |  |  | no |  | 0 | 0 | 0 | 0 | 0 | 0 |  | 1 | 1 | 1 | 0 | 0 | 0
load_220335732 |  | node_1404052_617_15333903_742 |  | AN | 0 | Residential | 22845.6+9732.185j | 0 | 0 | 0 | 0 | 0 | [24 empty] | 8101702 | no | no |  |  | no |  | 0 | 0 | 0 | 0 | 0 | 0 |  | 1 | 1 | 1 | 0 | 0 | 0
load_220335733 |  | node_1404386_849_15334451_254 |  | AN | 0 | Residential | 37101.6+15805.215j | 0 | 0 | 0 | 0 | 0 | [24 empty] | 8101702 | no | no |  |  | no |  | 0 | 0 | 0 | 0 | 0 | 0 |  | 1 | 1 | 1 | 0 | 0 | 0
load_220335734 |  | node_1403205_699_15327539_759 |  | AN | 0 | Residential | 19886.4+8471.571j | 0 | 0 | 0 | 0 | 0 | [24 empty] | 8101702 | no | no |  |  | no |  | 0 | 0 | 0 | 0 | 0 | 0 |  | 1 | 1 | 1 | 0 | 0 | 0
load_220335735 |  | node_1402952_781_15327665_784 |  | AN | 0 | Residential | 17164.8+7312.174j | 0 | 0 | 0 | 0 | 0 | [24 empty] | 8101702 | no | no |  |  | no |  | 0 | 0 | 0 | 0 | 0 | 0 |  | 1 | 1 | 1 | 0 | 0 | 0
load_220335736 |  | node_1403296_808_15328093_588 |  | AN | 0 | Residential | 5810.4+2475.22j | 0 | 0 | 0 | 0 | 0 | [24 empty] | 8101702 | no | no |  |  | no |  | 0 | 0 | 0 | 0 | 0 | 0 |  | 1 | 1 | 1 | 0 | 0 | 0
load_220335738 |  | node_1402712_213_15328031_914 |  | AN | 0 | Residential | 10533.6+4487.295j | 0 | 0 | 0 | 0 | 0 | [24 empty] | 8101702 | no | no |  |  | no |  | 0 | 0 | 0 | 0 | 0 | 0 |  | 1 | 1 | 1 | 0 | 0 | 0
load_220335739 |  | node_1402897_795_15328384_878 |  | AN | 0 | Residential | 62006.4+26414.616j | 0 | 0 | 0 | 0 | 0 | [24 empty] | 8101702 | no | no |  |  | no |  | 0 | 0 | 0 | 0 | 0 | 0 |  | 1 | 1 | 1 | 0 | 0 | 0
load_220335740 |  | node_1402957_209_15328594_478 |  | AN | 0 | Residential | 48909.6+20835.402j | 0 | 0 | 0 | 0 | 0 | [24 empty] | 8101702 | no | no |  |  | no |  | 0 | 0 | 0 | 0 | 0 | 0 |  | 1 | 1 | 1 | 0 | 0 | 0
load_220335756 |  | node_1403595_173_15321772_233 |  | AN | 0 | Residential | 12146.4+5174.345j | 0 | 0 | 0 | 0 | 0 | [24 empty] | 8101702 | no | no |  |  | no |  | 0 | 0 | 0 | 0 | 0 | 0 |  | 1 | 1 | 1 | 0 | 0 | 0
load_220335757 |  | node_1402537_052_15321373_651 |  | AN | 0 | NonResidential | 0 | 0 | 0 | 0 | 0 | 0 | [24 empty] | 8101702 | no | no |  |  | no |  | 0 | 0 | 0 | 0 | 0 | 0 |  | 1 | 1 | 1 | 0 | 0 | 0
load_220335758 |  | node_1402602_165_15321667_594 |  | AN | 0 | Residential | 23630.4+10066.508j | 0 | 0 | 0 | 0 | 0 | [24 empty] | 8101702 | no | no |  |  | no |  | 0 | 0 | 0 | 0 | 0 | 0 |  | 1 | 1 | 1 | 0 | 0 | 0
load_220335759 |  | node_1403181_897_15321710_797 |  | AN | 0 | Residential | 30153.6+12845.38j | 0 | 0 | 0 | 0 | 0 | [24 empty] | 8101702 | no | no |  |  | no |  | 0 | 0 | 0 | 0 | 0 | 0 |  | 1 | 1 | 1 | 0 | 0 | 0
load_220335761 |  | node_1403483_599_15321387_228 |  | AN | 0 | NonResidential | 273.6+116.553j | 0 | 0 | 0 | 0 | 0 | [24 empty] | 8101702 | no | no |  |  | no |  | 0 | 0 | 0 | 0 | 0 | 0 |  | 1 | 1 | 1 | 0 | 0 | 0
load_220335769 |  | node_1403663_699_15329801_942 |  | AN | 0 | Residential | 8330.4+3548.736j | 0 | 0 | 0 | 0 | 0 | [24 empty] | 8101702 | no | no |  |  | no |  | 0 | 0 | 0 | 0 | 0 | 0 |  | 1 | 1 | 1 | 0 | 0 | 0
load_220335770 |  | node_1405268_614_15329530_814 |  | AN | 0 | Residential | 29224.8+12449.713j | 0 | 0 | 0 | 0 | 0 | [24 empty] | 8101702 | no | no |  |  | no |  | 0 | 0 | 0 | 0 | 0 | 0 |  | 1 | 1 | 1 | 0 | 0 | 0
load_220335772 |  | node_1404316_848_15329832_37 |  | AN | 0 | Residential | 0 | 0 | 0 | 0 | 0 | 0 | [24 empty] | 8101702 | no | no |  |  | no |  | 0 | 0 | 0 | 0 | 0 | 0 |  | 1 | 1 | 1 | 0 | 0 | 0
load_220335773 |  | node_1404553_724_15329839_679 |  | AN | 0 | Residential | 42199.2+17976.784j | 0 | 0 | 0 | 0 | 0 | [24 empty] | 8101702 | no | no |  |  | no |  | 0 | 0 | 0 | 0 | 0 | 0 |  | 1 | 1 | 1 | 0 | 0 | 0
load_220335774 |  | node_1404995_169_15329861_158 |  | AN | 0 | Residential | 17949.6+7646.498j | 0 | 0 | 0 | 0 | 0 | [24 empty] | 8101702 | no | no |  |  | no |  | 0 | 0 | 0 | 0 | 0 | 0 |  | 1 | 1 | 1 | 0 | 0 | 0
load_220335775 |  | node_1405379_708_15329680_727 |  | AN | 0 | Residential | 54410.4+23178.733j | 0 | 0 | 0 | 0 | 0 | [24 empty] | 8101702 | no | no |  |  | no |  | 0 | 0 | 0 | 0 | 0 | 0 |  | 1 | 1 | 1 | 0 | 0 | 0
load_220335790 |  | node_1400925_602_15319001_13 |  | AN | 0 | Residential | 71510.4+30463.303j | 0 | 0 | 0 | 0 | 0 | [24 empty] | 8101702 | no | no |  |  | no |  | 0 | 0 | 0 | 0 | 0 | 0 |  | 1 | 1 | 1 | 0 | 0 | 0
load_220335791 |  | node_1401225_04_15319016_751 |  | AN | 0 | Residential | 40384.8+17203.853j | 0 | 0 | 0 | 0 | 0 | [24 empty] | 8101702 | no | no |  |  | no |  | 0 | 0 | 0 | 0 | 0 | 0 |  | 1 | 1 | 1 | 0 | 0 | 0
load_220335798 |  | node_1404041_286_15321154_817 |  | AN | 0 | Residential | 50853.6+21663.543j | 0 | 0 | 0 | 0 | 0 | [24 empty] | 8101702 | no | no |  |  | no |  | 0 | 0 | 0 | 0 | 0 | 0 |  | 1 | 1 | 1 | 0 | 0 | 0
load_220335799 |  | node_1404295_575_15321164_335 |  | AN | 0 | Residential | 16250.4+6922.641j | 0 | 0 | 0 | 0 | 0 | [24 empty] | 8101702 | no | no |  |  | no |  | 0 | 0 | 0 | 0 | 0 | 0 |  | 1 | 1 | 1 | 0 | 0 | 0
load_220335813 |  | node_1404187_697_15320841_515 |  | AN | 0 | Residential | 34365.6+14639.684j | 0 | 0 | 0 | 0 | 0 | [24 empty] | 8101702 | no | no |  |  | no |  | 0 | 0 | 0 | 0 | 0 | 0 |  | 1 | 1 | 1 | 0 | 0 | 0
load_220335858 |  | node_1401118_526_15323844_083 |  | AN | 0 | Residential | 3924+1671.617j | 0 | 0 | 0 | 0 | 0 | [24 empty] | 8101702 | no | no |  |  | no |  | 0 | 0 | 0 | 0 | 0 | 0 |  | 1 | 1 | 1 | 0 | 0 | 0
load_220335860 |  | node_1400844_198_15323771_075 |  | AN | 0 | Residential | 25257.6+10759.693j | 0 | 0 | 0 | 0 | 0 | [24 empty] | 8101702 | no | no |  |  | no |  | 0 | 0 | 0 | 0 | 0 | 0 |  | 1 | 1 | 1 | 0 | 0 | 0
load_220335861 |  | node_1400504_622_15323668_728 |  | AN | 0 | Residential | 21110.4+8992.993j | 0 | 0 | 0 | 0 | 0 | [24 empty] | 8101702 | no | no |  |  | no |  | 0 | 0 | 0 | 0 | 0 | 0 |  | 1 | 1 | 1 | 0 | 0 | 0
load_220335863 |  | node_1399648_821_15324321_024 |  | AN | 0 | Other | 0 | 0 | 0 | 0 | 0 | 0 | [24 empty] | 8101702 | no | no |  |  | no |  | 0 | 0 | 0 | 0 | 0 | 0 |  | 1 | 1 | 1 | 0 | 0 | 0
load_220335864 |  | node_1398590_048_15322508_351 |  | AN | 0 | NonResidential | 19000+8093.966j | 0 | 0 | 0 | 0 | 0 | [24 empty] | 8101702 | no | no |  |  | no |  | 0 | 0 | 0 | 0 | 0 | 0 |  | 1 | 1 | 1 | 0 | 0 | 0
load_220335865 |  | node_1404473_68_15331399_414 |  | AN | 0 | Residential | 46029.6+19608.527j | 0 | 0 | 0 | 0 | 0 | [24 empty] | 8101702 | no | no |  |  | no |  | 0 | 0 | 0 | 0 | 0 | 0 |  | 1 | 1 | 1 | 0 | 0 | 0
load_220335866 |  | node_1404816_793_15331432_615 |  | AN | 0 | Residential | 24955.2+10630.871j | 0 | 0 | 0 | 0 | 0 | [24 empty] | 8101702 | no | no |  |  | no |  | 0 | 0 | 0 | 0 | 0 | 0 |  | 1 | 1 | 1 | 0 | 0 | 0
load_220335867 |  | node_1405114_666_15331352_3 |  | AN | 0 | Residential | 7689.6+3275.756j | 0 | 0 | 0 | 0 | 0 | [24 empty] | 8101702 | no | no |  |  | no |  | 0 | 0 | 0 | 0 | 0 | 0 |  | 1 | 1 | 1 | 0 | 0 | 0
load_220335868 |  | node_1405166_98_15331560_41 |  | AN | 0 | Residential | 3146.4+1340.361j | 0 | 0 | 0 | 0 | 0 | [24 empty] | 8101702 | no | no |  |  | no |  | 0 | 0 | 0 | 0 | 0 | 0 |  | 1 | 1 | 1 | 0 | 0 | 0
load_220335875 |  | node_1404239_367_15330092_529 |  | AN | 0 | Residential | 16754.4+7137.345j | 0 | 0 | 0 | 0 | 0 | [24 empty] | 8101702 | no | no |  |  | no |  | 0 | 0 | 0 | 0 | 0 | 0 |  | 1 | 1 | 1 | 0 | 0 | 0
load_220335876 |  | node_1404262_838_15330555_128 |  | AN | 0 | Residential | 5032.8+2143.964j | 0 | 0 | 0 | 0 | 0 | [24 empty] | 8101702 | no | no |  |  | no |  | 0 | 0 | 0 | 0 | 0 | 0 |  | 1 | 1 | 1 | 0 | 0 | 0
load_220335882 |  | node_1404570_382_15330302_658 |  | AN | 0 | Residential | 40723.2+17348.011j | 0 | 0 | 0 | 0 | 0 | [24 empty] | 8101702 | no | no |  |  | no |  | 0 | 0 | 0 | 0 | 0 | 0 |  | 1 | 1 | 1 | 0 | 0 | 0
load_220335883 |  | node_1405034_308_15330346_777 |  | AN | 0 | Residential | 107791.2+45918.859j | 0 | 0 | 0 | 0 | 0 | [24 empty] | 8101702 | no | no |  |  | no |  | 0 | 0 | 0 | 0 | 0 | 0 |  | 1 | 1 | 1 | 0 | 0 | 0
load_220335884 |  | node_1404777_967_15330788_023 |  | AN | 0 | Residential | 68817.6+29316.175j | 0 | 0 | 0 | 0 | 0 | [24 empty] | 8101702 | no | no |  |  | no |  | 0 | 0 | 0 | 0 | 0 | 0 |  | 1 | 1 | 1 | 0 | 0 | 0
load_220335885 |  | node_1404486_394_15330754_859 |  | AN | 0 | Residential | 23076+9830.335j | 0 | 0 | 0 | 0 | 0 | [24 empty] | 8101702 | no | no |  |  | no |  | 0 | 0 | 0 | 0 | 0 | 0 |  | 1 | 1 | 1 | 0 | 0 | 0
load_220335886 |  | node_1401037_055_15320384_517 |  | AN | 0 | Residential | 12340.8+5257.159j | 0 | 0 | 0 | 0 | 0 | [24 empty] | 8101702 | no | no |  |  | no |  | 0 | 0 | 0 | 0 | 0 | 0 |  | 1 | 1 | 1 | 0 | 0 | 0
load_220335887 |  | node_1401042_616_15319600_719 |  | AN | 0 | Residential | 71776.8+30576.789j | 0 | 0 | 0 | 0 | 0 | [24 empty] | 8101702 | no | no |  |  | no |  | 0 | 0 | 0 | 0 | 0 | 0 |  | 1 | 1 | 1 | 0 | 0 | 0
load_220335888 |  | node_1401066_815_15319751_63 |  | AN | 0 | Residential | 45201.6+19255.801j | 0 | 0 | 0 | 0 | 0 | [24 empty] | 8101702 | no | no |  |  | no |  | 0 | 0 | 0 | 0 | 0 | 0 |  | 1 | 1 | 1 | 0 | 0 | 0
load_220335889 |  | node_1401121_097_15320044_766 |  | AN | 0 | Residential | 59911.2+25522.064j | 0 | 0 | 0 | 0 | 0 | [24 empty] | 8101702 | no | no |  |  | no |  | 0 | 0 | 0 | 0 | 0 | 0 |  | 1 | 1 | 1 | 0 | 0 | 0
load_220335890 |  | node_1404128_072_15321737_924 |  | AN | 0 | Residential | 97459.2+41517.445j | 0 | 0 | 0 | 0 | 0 | [24 empty] | 8101702 | no | no |  |  | no |  | 0 | 0 | 0 | 0 | 0 | 0 |  | 1 | 1 | 1 | 0 | 0 | 0
load_220335891 |  | node_1404545_956_15321779_738 |  | AN | 0 | Residential | 28548+12161.397j | 0 | 0 | 0 | 0 | 0 | [24 empty] | 8101702 | no | no |  |  | no |  | 0 | 0 | 0 | 0 | 0 | 0 |  | 1 | 1 | 1 | 0 | 0 | 0
load_220335897 |  | node_1405672_035_15327646_384 |  | AN | 0 | NonResidential | 3000+1277.995j | 0 | 0 | 0 | 0 | 0 | [24 empty] | 8101702 | no | no |  |  | no |  | 0 | 0 | 0 | 0 | 0 | 0 |  | 1 | 1 | 1 | 0 | 0 | 0
load_220335898 |  | node_1406561_149_15328402_095 |  | AN | 0 | Residential | 50594.4+21553.124j | 0 | 0 | 0 | 0 | 0 | [24 empty] | 8101702 | no | no |  |  | no |  | 0 | 0 | 0 | 0 | 0 | 0 |  | 1 | 1 | 1 | 0 | 0 | 0
load_220335899 |  | node_1406823_932_15328736_585 |  | AN | 0 | Residential | 95630.4+40738.38j | 0 | 0 | 0 | 0 | 0 | [24 empty] | 8101702 | no | no |  |  | no |  | 0 | 0 | 0 | 0 | 0 | 0 |  | 1 | 1 | 1 | 0 | 0 | 0
load_220335901 |  | node_1405539_722_15328047_936 |  | AN | 0 | Residential | 1566+667.113j | 0 | 0 | 0 | 0 | 0 | [24 empty] | 8101702 | no | no |  |  | no |  | 0 | 0 | 0 | 0 | 0 | 0 |  | 1 | 1 | 1 | 0 | 0 | 0
load_220335902 |  | node_1405522_136_15328060_027 |  | AN | 0 | Residential | 1566+667.113j | 0 | 0 | 0 | 0 | 0 | [24 empty] | 8101702 | no | no |  |  | no |  | 0 | 0 | 0 | 0 | 0 | 0 |  | 1 | 1 | 1 | 0 | 0 | 0
load_220335903 |  | node_1406353_29_15328239_713 |  | AN | 0 | Residential | 70020+29828.395j | 0 | 0 | 0 | 0 | 0 | [24 empty] | 8101702 | no | no |  |  | no |  | 0 | 0 | 0 | 0 | 0 | 0 |  | 1 | 1 | 1 | 0 | 0 | 0
load_220335941 |  | node_1407094_807_15328976_04 |  | AN | 0 | Residential | 36043.2+15354.339j | 0 | 0 | 0 | 0 | 0 | [24 empty] | 8101702 | no | no |  |  | no |  | 0 | 0 | 0 | 0 | 0 | 0 |  | 1 | 1 | 1 | 0 | 0 | 0
load_220335942 |  | node_1406856_886_15328946_348 |  | AN | 0 | Residential | 27892.8+11882.283j | 0 | 0 | 0 | 0 | 0 | [24 empty] | 8101702 | no | no |  |  | no |  | 0 | 0 | 0 | 0 | 0 | 0 |  | 1 | 1 | 1 | 0 | 0 | 0
load_220335943 |  | node_1407193_108_15329456_32 |  | AN | 0 | Residential | 65376+27850.059j | 0 | 0 | 0 | 0 | 0 | [24 empty] | 8101702 | no | no |  |  | no |  | 0 | 0 | 0 | 0 | 0 | 0 |  | 1 | 1 | 1 | 0 | 0 | 0
load_220335956 |  | node_1403971_671_15329585_202 |  | AN | 0 | Residential | 15055.2+6413.488j | 0 | 0 | 0 | 0 | 0 | [24 empty] | 8101702 | no | no |  |  | no |  | 0 | 0 | 0 | 0 | 0 | 0 |  | 1 | 1 | 1 | 0 | 0 | 0
load_220335957 |  | node_1403979_593_15329325_567 |  | AN | 0 | Residential | 3996+1702.289j | 0 | 0 | 0 | 0 | 0 | [24 empty] | 8101702 | no | no |  |  | no |  | 0 | 0 | 0 | 0 | 0 | 0 |  | 1 | 1 | 1 | 0 | 0 | 0
load_220335958 |  | node_1404019_249_15329073_307 |  | AN | 0 | Residential | 15566.4+6631.259j | 0 | 0 | 0 | 0 | 0 | [24 empty] | 8101702 | no | no |  |  | no |  | 0 | 0 | 0 | 0 | 0 | 0 |  | 1 | 1 | 1 | 0 | 0 | 0
load_220335969 |  | node_1400627_279_15322513_803 |  | AN | 0 | Residential | 7408.8+3156.136j | 0 | 0 | 0 | 0 | 0 | [24 empty] | 8101702 | no | no |  |  | no |  | 0 | 0 | 0 | 0 | 0 | 0 |  | 1 | 1 | 1 | 0 | 0 | 0
load_220335983 |  | node_1403554_46_15326692_469 |  | AN | 0 | Residential | 3074.4+1309.689j | 0 | 0 | 0 | 0 | 0 | [24 empty] | 8101702 | no | no |  |  | no |  | 0 | 0 | 0 | 0 | 0 | 0 |  | 1 | 1 | 1 | 0 | 0 | 0
load_220335984 |  | node_1403551_275_15326718_723 |  | AN | 0 | Residential | 3074.4+1309.689j | 0 | 0 | 0 | 0 | 0 | [24 empty] | 8101702 | no | no |  |  | no |  | 0 | 0 | 0 | 0 | 0 | 0 |  | 1 | 1 | 1 | 0 | 0 | 0
load_220335985 |  | node_1403471_962_15326046_922 |  | AN | 0 | NonResidential | 986.4+420.205j | 0 | 0 | 0 | 0 | 0 | [24 empty] | 8101702 | no | no |  |  | no |  | 0 | 0 | 0 | 0 | 0 | 0 |  | 1 | 1 | 1 | 0 | 0 | 0
load_220335986 |  | node_1403595_845_15325789_793 |  | AN | 0 | NonResidential | 2000+851.996j | 0 | 0 | 0 | 0 | 0 | [24 empty] | 8101702 | no | no |  |  | no |  | 0 | 0 | 0 | 0 | 0 | 0 |  | 1 | 1 | 1 | 0 | 0 | 0
load_220335987 |  | node_1403587_734_15325814_017 |  | AN | 0 | NonResidential | 2000+851.996j | 0 | 0 | 0 | 0 | 0 | [24 empty] | 8101702 | no | no |  |  | no |  | 0 | 0 | 0 | 0 | 0 | 0 |  | 1 | 1 | 1 | 0 | 0 | 0
load_220335988 |  | node_1403882_78_15325383_49 |  | AN | 0 | Other | 0 | 0 | 0 | 0 | 0 | 0 | [24 empty] | 8101702 | no | no |  |  | no |  | 0 | 0 | 0 | 0 | 0 | 0 |  | 1 | 1 | 1 | 0 | 0 | 0
load_220335989 |  | node_1404097_116_15325225_608 |  | AN | 0 | NonResidential | 5666.667+2413.99j | 0 | 0 | 0 | 0 | 0 | [24 empty] | 8101702 | no | no |  |  | no |  | 0 | 0 | 0 | 0 | 0 | 0 |  | 1 | 1 | 1 | 0 | 0 | 0
load_220335990 |  | node_1404084_393_15325245_909 |  | BN | 0 | NonResidential | 0 | 5666.667+2413.99j | 0 | 0 | 0 | 0 | [24 empty] | 8101702 | no | no |  |  | no |  | 0 | 0 | 0 | 0 | 0 | 0 |  | 1 | 1 | 1 | 0 | 0 | 0
load_220335991 |  | node_1404105_476_15325201_539 |  | CN | 0 | NonResidential | 0 | 0 | 5666.667+2413.99j | 0 | 0 | 0 | [24 empty] | 8101702 | no | no |  |  | no |  | 0 | 0 | 0 | 0 | 0 | 0 |  | 1 | 1 | 1 | 0 | 0 | 0
load_220335992 |  | node_1404235_365_15324895_025 |  | AN | 0 | Residential | 7718.4+3288.025j | 0 | 0 | 0 | 0 | 0 | [24 empty] | 8101702 | no | no |  |  | no |  | 0 | 0 | 0 | 0 | 0 | 0 |  | 1 | 1 | 1 | 0 | 0 | 0
load_220336006 |  | node_1402606_713_15326111_368 |  | AN | 0 | Residential | 23594.4+10051.172j | 0 | 0 | 0 | 0 | 0 | [24 empty] | 8101702 | no | no |  |  | no |  | 0 | 0 | 0 | 0 | 0 | 0 |  | 1 | 1 | 1 | 0 | 0 | 0
load_220336007 |  | node_1402605_555_15325956_929 |  | AN | 0 | Residential | 43034.4+18332.578j | 0 | 0 | 0 | 0 | 0 | [24 empty] | 8101702 | no | no |  |  | no |  | 0 | 0 | 0 | 0 | 0 | 0 |  | 1 | 1 | 1 | 0 | 0 | 0
load_220336086 |  | node_1402986_355_15320359_877 |  | AN | 0 | Other | 0 | 0 | 0 | 0 | 0 | 0 | [24 empty] | 8101702 | no | no |  |  | no |  | 0 | 0 | 0 | 0 | 0 | 0 |  | 1 | 1 | 1 | 0 | 0 | 0
load_220336105 |  | node_1399820_815_15326413_831 |  | AN | 0 | Residential | 26712+11379.264j | 0 | 0 | 0 | 0 | 0 | [24 empty] | 8101702 | no | no |  |  | no |  | 0 | 0 | 0 | 0 | 0 | 0 |  | 1 | 1 | 1 | 0 | 0 | 0
load_220336106 |  | node_1400124_797_15326069_19 |  | AN | 0 | Residential | 11124+4738.804j | 0 | 0 | 0 | 0 | 0 | [24 empty] | 8101702 | no | no |  |  | no |  | 0 | 0 | 0 | 0 | 0 | 0 |  | 1 | 1 | 1 | 0 | 0 | 0
load_220336107 |  | node_1400403_418_15326060_32 |  | AN | 0 | Residential | 30016.8+12787.103j | 0 | 0 | 0 | 0 | 0 | [24 empty] | 8101702 | no | no |  |  | no |  | 0 | 0 | 0 | 0 | 0 | 0 |  | 1 | 1 | 1 | 0 | 0 | 0
load_220336110 |  | node_1400671_545_15326625_525 |  | AN | 0 | Residential | 29109.6+12400.638j | 0 | 0 | 0 | 0 | 0 | [24 empty] | 8101702 | no | no |  |  | no |  | 0 | 0 | 0 | 0 | 0 | 0 |  | 1 | 1 | 1 | 0 | 0 | 0
load_220336111 |  | node_1400980_993_15326666_659 |  | AN | 0 | Residential | 4730.4+2015.142j | 0 | 0 | 0 | 0 | 0 | [24 empty] | 8101702 | no | no |  |  | no |  | 0 | 0 | 0 | 0 | 0 | 0 |  | 1 | 1 | 1 | 0 | 0 | 0
load_220336112 |  | node_1401610_749_15326921_98 |  | AN | 0 | Residential | 13960.8+5947.276j | 0 | 0 | 0 | 0 | 0 | [24 empty] | 8101702 | no | no |  |  | no |  | 0 | 0 | 0 | 0 | 0 | 0 |  | 1 | 1 | 1 | 0 | 0 | 0
load_220336113 |  | node_1401906_905_15327161_465 |  | AN | 0 | Residential | 27460.8+11698.252j | 0 | 0 | 0 | 0 | 0 | [24 empty] | 8101702 | no | no |  |  | no |  | 0 | 0 | 0 | 0 | 0 | 0 |  | 1 | 1 | 1 | 0 | 0 | 0
load_220431677 |  | node_1402792_475_15326218_137 |  | AN | 0 | Residential | 31564.8+13446.548j | 0 | 0 | 0 | 0 | 0 | [24 empty] | 8101702 | no | no |  |  | no |  | 0 | 0 | 0 | 0 | 0 | 0 |  | 1 | 1 | 1 | 0 | 0 | 0
load_220431698 |  | node_1402839_107_15326037_702 |  | AN | 0 | Residential | 61761.6+26310.331j | 0 | 0 | 0 | 0 | 0 | [24 empty] | 8101702 | no | no |  |  | no |  | 0 | 0 | 0 | 0 | 0 | 0 |  | 1 | 1 | 1 | 0 | 0 | 0
load_220432140 |  | node_1398412_273_15332108_767 |  | AN | 0 | Residential | 10137.6+4318.6j | 0 | 0 | 0 | 0 | 0 | [24 empty] | 8101702 | no | no |  |  | no |  | 0 | 0 | 0 | 0 | 0 | 0 |  | 1 | 1 | 1 | 0 | 0 | 0
load_220435160 |  | node_1402406_328_15320013_53 |  | CN | 0 | NonResidential | 0 | 0 | 0 | 0 | 0 | 0 | [24 empty] | 8101702 | no | no |  |  | no |  | 0 | 0 | 0 | 0 | 0 | 0 |  | 1 | 1 | 1 | 0 | 0 | 0
load_220473909 |  | node_1403622_525_15324351_913 |  | AN | 0 | Other | 0 | 0 | 0 | 0 | 0 | 0 | [24 empty] | 8101702 | no | no |  |  | no |  | 0 | 0 | 0 | 0 | 0 | 0 |  | 1 | 1 | 1 | 0 | 0 | 0
load_220473910 |  | node_1403642_034_15324347_484 |  | BN | 0 | Other | 0 | 0 | 0 | 0 | 0 | 0 | [24 empty] | 8101702 | no | no |  |  | no |  | 0 | 0 | 0 | 0 | 0 | 0 |  | 1 | 1 | 1 | 0 | 0 | 0
load_220473911 |  | node_1403604_566_15324362_987 |  | CN | 0 | Other | 0 | 0 | 0 | 0 | 0 | 0 | [24 empty] | 8101702 | no | no |  |  | no |  | 0 | 0 | 0 | 0 | 0 | 0 |  | 1 | 1 | 1 | 0 | 0 | 0
load_220481995 |  | node_1399910_795_15324080_114 |  | AN | 0 | Residential | 13341.6+5683.498j | 0 | 0 | 0 | 0 | 0 | [24 empty] | 8101702 | no | no |  |  | no |  | 0 | 0 | 0 | 0 | 0 | 0 |  | 1 | 1 | 1 | 0 | 0 | 0
load_220500738 |  | node_1401404_59_15324517_552 |  | AN | 0 | NonResidential | 2000+851.996j | 0 | 0 | 0 | 0 | 0 | [24 empty] | 8101702 | no | no |  |  | no |  | 0 | 0 | 0 | 0 | 0 | 0 |  | 1 | 1 | 1 | 0 | 0 | 0
load_220514512 |  | node_1401420_708_15324892_892 |  | AN | 0 | Residential | 4176+1778.969j | 0 | 0 | 0 | 0 | 0 | [24 empty] | 8101702 | no | no |  |  | no |  | 0 | 0 | 0 | 0 | 0 | 0 |  | 1 | 1 | 1 | 0 | 0 | 0
load_220518739 |  | node_1402939_456_15321643_68 |  | AN | 0 | Residential | 42876+18265.1j | 0 | 0 | 0 | 0 | 0 | [24 empty] | 8101702 | no | no |  |  | no |  | 0 | 0 | 0 | 0 | 0 | 0 |  | 1 | 1 | 1 | 0 | 0 | 0
load_220522790 |  | node_1399484_75_15330919_455 |  | AN | 0 | Residential | 14083.2+5999.418j | 0 | 0 | 0 | 0 | 0 | [24 empty] | 8101702 | no | no |  |  | no |  | 0 | 0 | 0 | 0 | 0 | 0 |  | 1 | 1 | 1 | 0 | 0 | 0
load_220529659 |  | node_1404273_832_15327911_306 |  | AN | 0 | Residential | 20512.8+8738.416j | 0 | 0 | 0 | 0 | 0 | [24 empty] | 8101702 | no | no |  |  | no |  | 0 | 0 | 0 | 0 | 0 | 0 |  | 1 | 1 | 1 | 0 | 0 | 0
load_220530125 |  | node_1400655_386_15326986_46 |  | AN | 0 | Residential | 9021.6+3843.186j | 0 | 0 | 0 | 0 | 0 | [24 empty] | 8101702 | no | no |  |  | no |  | 0 | 0 | 0 | 0 | 0 | 0 |  | 1 | 1 | 1 | 0 | 0 | 0
load_220530178 |  | node_1399103_33_15333958_962 |  | AN | 0 | Residential | 5868+2499.758j | 0 | 0 | 0 | 0 | 0 | [24 empty] | 8101702 | no | no |  |  | no |  | 0 | 0 | 0 | 0 | 0 | 0 |  | 1 | 1 | 1 | 0 | 0 | 0
load_220530216 |  | node_1406571_959_15327493_308 |  | AN | 0 | NonResidential | 14000+5963.975j | 0 | 0 | 0 | 0 | 0 | [24 empty] | 8101702 | no | no |  |  | no |  | 0 | 0 | 0 | 0 | 0 | 0 |  | 1 | 1 | 1 | 0 | 0 | 0
load_220530578 |  | node_1402897_787_15320664_209 |  | ABCN | 0 | NonResidential | 14000+5963.975j | 14000+5963.975j | 14000+5963.975j | 0 | 0 | 0 | [24 empty] | 8101702 | no | no |  |  | no |  | 0 | 0 | 0 | 0 | 0 | 0 |  | 1 | 1 | 1 | 0 | 0 | 0
load_220530988 |  | node_1403649_326_15333032_232 |  | AN | 0 | NonResidential | 86.4+36.806j | 0 | 0 | 0 | 0 | 0 | [24 empty] | 8101702 | no | no |  |  | no |  | 0 | 0 | 0 | 0 | 0 | 0 |  | 1 | 1 | 1 | 0 | 0 | 0
load_220531219 |  | node_1397219_94_15335814_557 |  | AN | 0 | Residential | 37886.4+16139.539j | 0 | 0 | 0 | 0 | 0 | [24 empty] | 8101702 | no | no |  |  | no |  | 0 | 0 | 0 | 0 | 0 | 0 |  | 1 | 1 | 1 | 0 | 0 | 0
load_220531493 |  | node_1405273_169_15330358_265 |  | AN | 0 | Residential | 11073.6+4717.334j | 0 | 0 | 0 | 0 | 0 | [24 empty] | 8101702 | no | no |  |  | no |  | 0 | 0 | 0 | 0 | 0 | 0 |  | 1 | 1 | 1 | 0 | 0 | 0
load_220531582 |  | node_1399454_124_15330540_234 |  | AN | 0 | Other | 0 | 0 | 0 | 0 | 0 | 0 | [24 empty] | 8101702 | no | no |  |  | no |  | 0 | 0 | 0 | 0 | 0 | 0 |  | 1 | 1 | 1 | 0 | 0 | 0
load_220532209 |  | node_1397065_511_15336631_027 |  | AN | 0 | Residential | 21038.4+8962.321j | 0 | 0 | 0 | 0 | 0 | [24 empty] | 8101702 | no | no |  |  | no |  | 0 | 0 | 0 | 0 | 0 | 0 |  | 1 | 1 | 1 | 0 | 0 | 0
load_220532291 |  | node_1398384_442_15323418_931 |  | AN | 0 | Residential | 11044.8+4705.065j | 0 | 0 | 0 | 0 | 0 | [24 empty] | 8101702 | no | no |  |  | no |  | 0 | 0 | 0 | 0 | 0 | 0 |  | 1 | 1 | 1 | 0 | 0 | 0
load_220534205 |  | node_1402760_588_15327832_8 |  | AN | 0 | Residential | 14486.4+6171.181j | 0 | 0 | 0 | 0 | 0 | [24 empty] | 8101702 | no | no |  |  | no |  | 0 | 0 | 0 | 0 | 0 | 0 |  | 1 | 1 | 1 | 0 | 0 | 0
load_220535571 |  | node_1402989_572_15328997_518 |  | AN | 0 | Residential | 13024.8+5548.542j | 0 | 0 | 0 | 0 | 0 | [24 empty] | 8101702 | no | no |  |  | no |  | 0 | 0 | 0 | 0 | 0 | 0 |  | 1 | 1 | 1 | 0 | 0 | 0
load_220541301 |  | node_1404013_122_15329884_799 |  | AN | 0 | Residential | 40356+17191.584j | 0 | 0 | 0 | 0 | 0 | [24 empty] | 8101702 | no | no |  |  | no |  | 0 | 0 | 0 | 0 | 0 | 0 |  | 1 | 1 | 1 | 0 | 0 | 0
load_220541315 |  | node_1402543_491_15319958_744 |  | AN | 0 | NonResidential | 52000+22151.907j | 0 | 0 | 0 | 0 | 0 | [24 empty] | 8101702 | no | no |  |  | no |  | 0 | 0 | 0 | 0 | 0 | 0 |  | 1 | 1 | 1 | 0 | 0 | 0
load_220544285 |  | node_1400167_764_15328910_212 |  | AN | 0 | Residential | 31881.6+13581.505j | 0 | 0 | 0 | 0 | 0 | [24 empty] | 8101702 | no | no |  |  | no |  | 0 | 0 | 0 | 0 | 0 | 0 |  | 1 | 1 | 1 | 0 | 0 | 0
load_220544618 |  | node_1404330_75_15331692_773 |  | AN | 0 | Residential | 33631.2+14326.831j | 0 | 0 | 0 | 0 | 0 | [24 empty] | 8101702 | no | no |  |  | no |  | 0 | 0 | 0 | 0 | 0 | 0 |  | 1 | 1 | 1 | 0 | 0 | 0
load_220547533 |  | node_1404414_153_15332628_626 |  | AN | 0 | Other | 0 | 0 | 0 | 0 | 0 | 0 | [24 empty] | 8101702 | no | no |  |  | no |  | 0 | 0 | 0 | 0 | 0 | 0 |  | 1 | 1 | 1 | 0 | 0 | 0
load_220549208 |  | node_1405328_99_15329932_57 |  | AN | 0 | Residential | 16970.4+7229.36j | 0 | 0 | 0 | 0 | 0 | [24 empty] | 8101702 | no | no |  |  | no |  | 0 | 0 | 0 | 0 | 0 | 0 |  | 1 | 1 | 1 | 0 | 0 | 0
load_220565011 |  | node_1402698_798_15326506_809 |  | AN | 0 | Residential | 5464.8+2327.995j | 0 | 0 | 0 | 0 | 0 | [24 empty] | 8101702 | no | no |  |  | no |  | 0 | 0 | 0 | 0 | 0 | 0 |  | 1 | 1 | 1 | 0 | 0 | 0
load_220566609 |  | node_1402750_623_15319754_438 |  | AN | 0 | Residential | 116661.6+49697.633j | 0 | 0 | 0 | 0 | 0 | [24 empty] | 8101702 | no | no |  |  | no |  | 0 | 0 | 0 | 0 | 0 | 0 |  | 1 | 1 | 1 | 0 | 0 | 0
load_220572381 |  | node_1401525_796_15325401_193 |  | AN | 0 | Residential | 31406.4+13379.07j | 0 | 0 | 0 | 0 | 0 | [24 empty] | 8101702 | no | no |  |  | no |  | 0 | 0 | 0 | 0 | 0 | 0 |  | 1 | 1 | 1 | 0 | 0 | 0
load_220575855 |  | node_1407321_215_15328695_403 |  | AN | 0 | Residential | 9050.4+3855.454j | 0 | 0 | 0 | 0 | 0 | [24 empty] | 8101702 | no | no |  |  | no |  | 0 | 0 | 0 | 0 | 0 | 0 |  | 1 | 1 | 1 | 0 | 0 | 0
load_220575856 |  | node_1405611_487_15327976_695 |  | AN | 0 | Residential | 41263.2+17578.05j | 0 | 0 | 0 | 0 | 0 | [24 empty] | 8101702 | no | no |  |  | no |  | 0 | 0 | 0 | 0 | 0 | 0 |  | 1 | 1 | 1 | 0 | 0 | 0
load_220575857 |  | node_1407465_687_15328884_815 |  | AN | 0 | Other | 0 | 0 | 0 | 0 | 0 | 0 | [24 empty] | 8101702 | no | no |  |  | no |  | 0 | 0 | 0 | 0 | 0 | 0 |  | 1 | 1 | 1 | 0 | 0 | 0
load_220576019 |  | node_1400854_523_15320749_757 |  | AN | 0 | NonResidential | 482.4+205.502j | 0 | 0 | 0 | 0 | 0 | [24 empty] | 8101702 | no | no |  |  | no |  | 0 | 0 | 0 | 0 | 0 | 0 |  | 1 | 1 | 1 | 0 | 0 | 0
load_220576020 |  | node_1400781_108_15320304_717 |  | AN | 0 | NonResidential | 864+368.062j | 0 | 0 | 0 | 0 | 0 | [24 empty] | 8101702 | no | no |  |  | no |  | 0 | 0 | 0 | 0 | 0 | 0 |  | 1 | 1 | 1 | 0 | 0 | 0
load_220576021 |  | node_1400492_085_15318829_393 |  | AN | 0 | NonResidential | 0 | 0 | 0 | 0 | 0 | 0 | [24 empty] | 8101702 | no | no |  |  | no |  | 0 | 0 | 0 | 0 | 0 | 0 |  | 1 | 1 | 1 | 0 | 0 | 0
load_220576022 |  | node_1400687_245_15319709_9 |  | AN | 0 | Residential | 46893.6+19976.59j | 0 | 0 | 0 | 0 | 0 | [24 empty] | 8101702 | no | no |  |  | no |  | 0 | 0 | 0 | 0 | 0 | 0 |  | 1 | 1 | 1 | 0 | 0 | 0
load_220576566 |  | node_1405497_992_15327520_626 |  | AN | 0 | Residential | 66772.8+28445.094j | 0 | 0 | 0 | 0 | 0 | [24 empty] | 8101702 | no | no |  |  | no |  | 0 | 0 | 0 | 0 | 0 | 0 |  | 1 | 1 | 1 | 0 | 0 | 0
load_220594770 |  | node_1404136_461_15321464_975 |  | AN | 0 | Residential | 87710.4+37364.474j | 0 | 0 | 0 | 0 | 0 | [24 empty] | 8101702 | no | no |  |  | no |  | 0 | 0 | 0 | 0 | 0 | 0 |  | 1 | 1 | 1 | 0 | 0 | 0
load_220602978 |  | node_1402978_358_15319762_449 |  | AN | 0 | Residential | 14011.2+5968.746j | 0 | 0 | 0 | 0 | 0 | [24 empty] | 8101702 | no | no |  |  | no |  | 0 | 0 | 0 | 0 | 0 | 0 |  | 1 | 1 | 1 | 0 | 0 | 0
load_220614043 |  | node_1405586_526_15324022_088 |  | AN | 0 | Residential | 25502.4+10863.977j | 0 | 0 | 0 | 0 | 0 | [24 empty] | 8101702 | no | no |  |  | no |  | 0 | 0 | 0 | 0 | 0 | 0 |  | 1 | 1 | 1 | 0 | 0 | 0
load_220616486 |  | node_1406925_216_15324467_314 |  | AN | 0 | Residential | 10519.2+4481.16j | 0 | 0 | 0 | 0 | 0 | [24 empty] | 8101702 | no | no |  |  | no |  | 0 | 0 | 0 | 0 | 0 | 0 |  | 1 | 1 | 1 | 0 | 0 | 0
load_220617128 |  | node_1397780_3_15338062_937 |  | AN | 0 | Residential | 10627.2+4527.168j | 0 | 0 | 0 | 0 | 0 | [24 empty] | 8101702 | no | no |  |  | no |  | 0 | 0 | 0 | 0 | 0 | 0 |  | 1 | 1 | 1 | 0 | 0 | 0
load_220623588 |  | node_1404424_583_15332289_857 |  | AN | 0 | Residential | 2469.6+1052.045j | 0 | 0 | 0 | 0 | 0 | [24 empty] | 8101702 | no | no |  |  | no |  | 0 | 0 | 0 | 0 | 0 | 0 |  | 1 | 1 | 1 | 0 | 0 | 0
load_220647066 |  | node_1400217_101_15323644_059 |  | AN | 0 | Residential | 9482.4+4039.485j | 0 | 0 | 0 | 0 | 0 | [24 empty] | 8101702 | no | no |  |  | no |  | 0 | 0 | 0 | 0 | 0 | 0 |  | 1 | 1 | 1 | 0 | 0 | 0
load_220647719 |  | node_1402054_606_15326273_536 |  | AN | 0 | Residential | 0 | 0 | 0 | 0 | 0 | 0 | [24 empty] | 8101702 | no | no |  |  | no |  | 0 | 0 | 0 | 0 | 0 | 0 |  | 1 | 1 | 1 | 0 | 0 | 0
load_220647741 |  | node_1403460_551_15326351_999 |  | AN | 0 | NonResidential | 0 | 0 | 0 | 0 | 0 | 0 | [24 empty] | 8101702 | no | no |  |  | no |  | 0 | 0 | 0 | 0 | 0 | 0 |  | 1 | 1 | 1 | 0 | 0 | 0
load_220649135 |  | node_1401251_69_15323575_68 |  | AN | 0 | Other | 0 | 0 | 0 | 0 | 0 | 0 | [24 empty] | 8101702 | no | no |  |  | no |  | 0 | 0 | 0 | 0 | 0 | 0 |  | 1 | 1 | 1 | 0 | 0 | 0
load_220656055 |  | node_1403601_435_15319753_675 |  | AN | 0 | Residential | 31910.4+13593.773j | 0 | 0 | 0 | 0 | 0 | [24 empty] | 8101702 | no | no |  |  | no |  | 0 | 0 | 0 | 0 | 0 | 0 |  | 1 | 1 | 1 | 0 | 0 | 0
load_220657251 |  | node_1403191_487_15321344_377 |  | AN | 0 | Residential | 1375.2+585.833j | 0 | 0 | 0 | 0 | 0 | [24 empty] | 8101702 | no | no |  |  | no |  | 0 | 0 | 0 | 0 | 0 | 0 |  | 1 | 1 | 1 | 0 | 0 | 0
load_310003685 |  | node_1399983_068_15327712_244 |  | AN | 0 | Other | 0 | 0 | 0 | 0 | 0 | 0 | [24 empty] | 8101702 | no | no |  |  | no |  | 0 | 0 | 0 | 0 | 0 | 0 |  | 1 | 1 | 1 | 0 | 0 | 0
load_310020338 |  | node_1400377_444_15327597_816 |  | AN | 0 | Residential | 2138.4+910.955j | 0 | 0 | 0 | 0 | 0 | [24 empty] | 8101702 | no | no |  |  | no |  | 0 | 0 | 0 | 0 | 0 | 0 |  | 1 | 1 | 1 | 0 | 0 | 0
load_311909740 |  | node_1400463_057_15319704_388 |  | AN | 0 | NonResidential | 68000+28967.879j | 0 | 0 | 0 | 0 | 0 | [24 empty] | 8101702 | no | no |  |  | no |  | 0 | 0 | 0 | 0 | 0 | 0 |  | 1 | 1 | 1 | 0 | 0 | 0
load_312000222 |  | node_1404740_103_15329195_692 |  | AN | 0 | Residential | 3729.6+1588.803j | 0 | 0 | 0 | 0 | 0 | [24 empty] | 8101702 | no | no |  |  | no |  | 0 | 0 | 0 | 0 | 0 | 0 |  | 1 | 1 | 1 | 0 | 0 | 0
load_312005419 |  | node_1399501_78_15326776_052 |  | AN | 0 | Residential | 10821.6+4609.982j | 0 | 0 | 0 | 0 | 0 | [24 empty] | 8101702 | no | no |  |  | no |  | 0 | 0 | 0 | 0 | 0 | 0 |  | 1 | 1 | 1 | 0 | 0 | 0
load_312073556 |  | node_1401265_855_15328194_366 |  | AN | 0 | Residential | 29253.6+12461.981j | 0 | 0 | 0 | 0 | 0 | [24 empty] | 8101702 | no | no |  |  | no |  | 0 | 0 | 0 | 0 | 0 | 0 |  | 1 | 1 | 1 | 0 | 0 | 0
load_312092017 |  | node_1402106_617_15326481_472 |  | AN | 0 | Other | 0 | 0 | 0 | 0 | 0 | 0 | [24 empty] | 8101702 | no | no |  |  | no |  | 0 | 0 | 0 | 0 | 0 | 0 |  | 1 | 1 | 1 | 0 | 0 | 0
load_312092017-L1-1 |  | node_1402106_617_15326481_472 |  | AN | 0 | Other | 0 | 0 | 0 | 0 | 0 | 0 | [24 empty] | 8101702 | no | no |  |  | no |  | 0 | 0 | 0 | 0 | 0 | 0 |  | 1 | 1 | 1 | 0 | 0 | 0

## node
data_type | static
owner_type | feeder
owner | 8101702
object | node
name | groupid | parent | bustype | phases | nominal_voltage | dcircuit | selected | monitored | monitored_fields | class_monitored_fields | played | played_fields | subsystem | x | y | comments | dist_to_slack
node_1397065_511_15336631_027 |  |  | PQ | AN | 2771.281 | 8101702 | no | no |  |  | no |  |  | 1397065.511 | 15336631.027 |  | -1
node_1397168_858_15337804_394 |  |  | PQ | AN | 2771.281 | 8101702 | no | no |  |  | no |  |  | 1397168.858 | 15337804.394 |  | -1
node_1397219_94_15335814_557 |  |  | PQ | AN | 2771.281 | 8101702 | no | no |  |  | no |  |  | 1397219.94 | 15335814.557 |  | -1
node_1397251_764_15337095_03 |  |  | PQ | AN | 2771.281 | 8101702 | no | no |  |  | no |  |  | 1397251.764 | 15337095.03 |  | -1
node_1397267_722_15338627_283 |  |  | PQ | AN | 2771.281 | 8101702 | no | no |  |  | no |  |  | 1397267.722 | 15338627.283 |  | -1
node_1397339_974_15338290_23 |  |  | PQ | AN | 2771.281 | 8101702 | no | no |  |  | no |  |  | 1397339.974 | 15338290.23 |  | -1
node_1397527_719_15337152_084 |  |  | PQ | AN | 2771.281 | 8101702 | no | no |  |  | no |  |  | 1397527.719 | 15337152.084 |  | -1
node_1397706_603_15338743_301 |  |  | PQ | AN | 2771.281 | 8101702 | no | no |  |  | no |  |  | 1397706.603 | 15338743.301 |  | -1
node_1397727_176_15338542_187 |  |  | PQ | AN | 2771.281 | 8101702 | no | no |  |  | no |  |  | 1397727.176 | 15338542.187 |  | -1
node_1397780_3_15338062_937 |  |  | PQ | AN | 2771.281 | 8101702 | no | no |  |  | no |  |  | 1397780.3 | 15338062.937 |  | -1
node_1397805_879_15337849_71 |  |  | PQ | AN | 2771.281 | 8101702 | no | no |  |  | no |  |  | 1397805.879 | 15337849.71 |  | -1
node_1397827_564_15337641_335 |  |  | PQ | AN | 2771.281 | 8101702 | no | no |  |  | no |  |  | 1397827.564 | 15337641.335 |  | -1
node_1397840_588_15335961_985 |  |  | PQ | AN | 2771.281 | 8101702 | no | no |  |  | no |  |  | 1397840.588 | 15335961.985 |  | -1
node_1397845_92_15337451_484 |  |  | PQ | AN | 2771.281 | 8101702 | no | no |  |  | no |  |  | 1397845.92 | 15337451.484 |  | -1
node_1397912_643_15336578_15 |  |  | PQ | AN | 2771.281 | 8101702 | no | no |  |  | no |  |  | 1397912.643 | 15336578.15 |  | -1
node_1397917_486_15334756_594 |  |  | PQ | AN | 2771.281 | 8101702 | no | no |  |  | no |  |  | 1397917.486 | 15334756.594 |  | -1
node_1398012_692_15336087_39 |  |  | PQ | AN | 2771.281 | 8101702 | no | no |  |  | no |  |  | 1398012.692 | 15336087.39 |  | -1
node_1398101_908_15335636_743 |  |  | PQ | AN | 2771.281 | 8101702 | no | no |  |  | no |  |  | 1398101.908 | 15335636.743 |  | -1
node_1398148_597_15335406_923 |  |  | PQ | AN | 2771.281 | 8101702 | no | no |  |  | no |  |  | 1398148.597 | 15335406.923 |  | -1
node_1398164_399_15334591_41 |  |  | PQ | AN | 2771.281 | 8101702 | no | no |  |  | no |  |  | 1398164.399 | 15334591.41 |  | -1
node_1398181_414_15335219_956 |  |  | PQ | AN | 2771.281 | 8101702 | no | no |  |  | no |  |  | 1398181.414 | 15335219.956 |  | -1
node_1398223_082_15335027_093 |  |  | PQ | AN | 2771.281 | 8101702 | no | no |  |  | no |  |  | 1398223.082 | 15335027.093 |  | -1
node_1398227_717_15334799_88 |  |  | PQ | AN | 2771.281 | 8101702 | no | no |  |  | no |  |  | 1398227.717 | 15334799.88 |  | -1
node_1398384_442_15323418_931 |  |  | PQ | AN | 2771.281 | 8101702 | no | no |  |  | no |  |  | 1398384.442 | 15323418.931 |  | -1
node_1398412_273_15332108_767 |  |  | PQ | AN | 2771.281 | 8101702 | no | no |  |  | no |  |  | 1398412.273 | 15332108.767 |  | -1
node_1398429_919_15334026_476 |  |  | PQ | AD | 2771.281 | 8101702 | no | no |  |  | no |  |  | 1398429.919 | 15334026.476 |  | -1
node_1398476_154_15333463_173 |  |  | PQ | AN | 2771.281 | 8101702 | no | no |  |  | no |  |  | 1398476.154 | 15333463.173 |  | -1
node_1398563_255_15333176_847 |  |  | PQ | AN | 2771.281 | 8101702 | no | no |  |  | no |  |  | 1398563.255 | 15333176.847 |  | -1
node_1398568_346_15333776_532 |  |  | PQ | AN | 2771.281 | 8101702 | no | no |  |  | no |  |  | 1398568.346 | 15333776.532 |  | -1
node_1398588_973_15332707_767 |  |  | PQ | AN | 2771.281 | 8101702 | no | no |  |  | no |  |  | 1398588.973 | 15332707.767 |  | -1
node_1398590_048_15322508_351 |  |  | PQ | AN | 2771.281 | 8101702 | no | no |  |  | no |  |  | 1398590.048 | 15322508.351 |  | -1
node_1398645_305_15333734_375 |  |  | PQ | AN | 2771.281 | 8101702 | no | no |  |  | no |  |  | 1398645.305 | 15333734.375 |  | -1
node_1398733_534_15332567_581 |  |  | PQ | AN | 2771.281 | 8101702 | no | no |  |  | no |  |  | 1398733.534 | 15332567.581 |  | -1
node_1398902_016_15332087_391 |  |  | PQ | AN | 2771.281 | 8101702 | no | no |  |  | no |  |  | 1398902.016 | 15332087.391 |  | -1
node_1399103_33_15333958_962 |  |  | PQ | AN | 2771.281 | 8101702 | no | no |  |  | no |  |  | 1399103.33 | 15333958.962 |  | -1
node_1399107_09_15330997_513 |  |  | PQ | AN | 2771.281 | 8101702 | no | no |  |  | no |  |  | 1399107.09 | 15330997.513 |  | -1
node_1399114_723_15332431_76 |  |  | PQ | AN | 2771.281 | 8101702 | no | no |  |  | no |  |  | 1399114.723 | 15332431.76 |  | -1
node_1399232_315_15331600_41 |  |  | PQ | AN | 2771.281 | 8101702 | no | no |  |  | no |  |  | 1399232.315 | 15331600.41 |  | -1
node_1399300_645_15331399_687 |  |  | PQ | AN | 2771.281 | 8101702 | no | no |  |  | no |  |  | 1399300.645 | 15331399.687 |  | -1
node_1399305_388_15331126_962 |  |  | PQ | AN | 2771.281 | 8101702 | no | no |  |  | no |  |  | 1399305.388 | 15331126.962 |  | -1
node_1399328_791_15331952_551 |  |  | PQ | AN | 2771.281 | 8101702 | no | no |  |  | no |  |  | 1399328.791 | 15331952.551 |  | -1
node_1399335_167_15332371_094 |  |  | PQ | AN | 2771.281 | 8101702 | no | no |  |  | no |  |  | 1399335.167 | 15332371.094 |  | -1
node_1399438_503_15330819_344 |  |  | PQ | AN | 2771.281 | 8101702 | no | no |  |  | no |  |  | 1399438.503 | 15330819.344 |  | -1
node_1399454_124_15330540_234 |  |  | PQ | AN | 2771.281 | 8101702 | no | no |  |  | no |  |  | 1399454.124 | 15330540.234 |  | -1
node_1399484_75_15330919_455 |  |  | PQ | AN | 2771.281 | 8101702 | no | no |  |  | no |  |  | 1399484.75 | 15330919.455 |  | -1
node_1399499_357_15330306_731 |  |  | PQ | AN | 2771.281 | 8101702 | no | no |  |  | no |  |  | 1399499.357 | 15330306.731 |  | -1
node_1399501_78_15326776_052 |  |  | PQ | AN | 2771.281 | 8101702 | no | no |  |  | no |  |  | 1399501.78 | 15326776.052 |  | -1
node_1399587_439_15329940_033 |  |  | PQ | AN | 2771.281 | 8101702 | no | no |  |  | no |  |  | 1399587.439 | 15329940.033 |  | -1
node_1399648_821_15324321_024 |  |  | PQ | AN | 2771.281 | 8101702 | no | no |  |  | no |  |  | 1399648.821 | 15324321.024 |  | -1
node_1399651_11_15329663_722 |  |  | PQ | AN | 2771.281 | 8101702 | no | no |  |  | no |  |  | 1399651.11 | 15329663.722 |  | -1
node_1399820_815_15326413_831 |  |  | PQ | AN | 2771.281 | 8101702 | no | no |  |  | no |  |  | 1399820.815 | 15326413.831 |  | -1
node_1399842_603_15329381_549 |  |  | PQ | AN | 2771.281 | 8101702 | no | no |  |  | no |  |  | 1399842.603 | 15329381.549 |  | -1
node_1399865_402_15329431_352 |  |  | PQ | AN | 2771.281 | 8101702 | no | no |  |  | no |  |  | 1399865.402 | 15329431.352 |  | -1
node_1399910_795_15324080_114 |  |  | PQ | AN | 2771.281 | 8101702 | no | no |  |  | no |  |  | 1399910.795 | 15324080.114 |  | -1
node_1399947_658_15327518_832 |  |  | PQ | AN | 2771.281 | 8101702 | no | no |  |  | no |  |  | 1399947.658 | 15327518.832 |  | -1
node_1399980_353_15329178_054 |  |  | PQ | AN | 2771.281 | 8101702 | no | no |  |  | no |  |  | 1399980.353 | 15329178.054 |  | -1
node_1399983_068_15327712_244 |  |  | PQ | AN | 2771.281 | 8101702 | no | no |  |  | no |  |  | 1399983.068 | 15327712.244 |  | -1
node_1400067_236_15327999_512 |  |  | PQ | AN | 2771.281 | 8101702 | no | no |  |  | no |  |  | 1400067.236 | 15327999.512 |  | -1
node_1400124_797_15326069_19 |  |  | PQ | AN | 2771.281 | 8101702 | no | no |  |  | no |  |  | 1400124.797 | 15326069.19 |  | -1
node_1400167_764_15328910_212 |  |  | PQ | AN | 2771.281 | 8101702 | no | no |  |  | no |  |  | 1400167.764 | 15328910.212 |  | -1
node_1400217_101_15323644_059 |  |  | PQ | AN | 2771.281 | 8101702 | no | no |  |  | no |  |  | 1400217.101 | 15323644.059 |  | -1
node_1400356_8_15318395_701 |  |  | PQ | ABCN | 2771.281 | 8101702 | no | no |  |  | no |  |  | 1400356.8 | 15318395.701 |  | -1
node_1400377_444_15327597_816 |  |  | PQ | AN | 2771.281 | 8101702 | no | no |  |  | no |  |  | 1400377.444 | 15327597.816 |  | -1
node_1400403_418_15326060_32 |  |  | PQ | AN | 2771.281 | 8101702 | no | no |  |  | no |  |  | 1400403.418 | 15326060.32 |  | -1
node_1400463_057_15319704_388 |  |  | PQ | ABCN | 2771.281 | 8101702 | no | no |  |  | no |  |  | 1400463.057 | 15319704.388 |  | -1
node_1400492_085_15318829_393 |  |  | PQ | ABCN | 2771.281 | 8101702 | no | no |  |  | no |  |  | 1400492.085 | 15318829.393 |  | -1
node_1400504_288_15318462_16 |  |  | PQ | AN | 1066.732 | 8101702 | no | no |  |  | no |  |  | 1400504.288 | 15318462.16 |  | -1
node_1400504_622_15323668_728 |  |  | PQ | AN | 2771.281 | 8101702 | no | no |  |  | no |  |  | 1400504.622 | 15323668.728 |  | -1
node_1400627_279_15322513_803 |  |  | PQ | AN | 2771.281 | 8101702 | no | no |  |  | no |  |  | 1400627.279 | 15322513.803 |  | -1
node_1400653_7_15318800_374 |  |  | PQ | AN | 1066.732 | 8101702 | no | no |  |  | no |  |  | 1400653.7 | 15318800.374 |  | -1
node_1400655_386_15326986_46 |  |  | PQ | AN | 2771.281 | 8101702 | no | no |  |  | no |  |  | 1400655.386 | 15326986.46 |  | -1
node_1400671_545_15326625_525 |  |  | PQ | AN | 2771.281 | 8101702 | no | no |  |  | no |  |  | 1400671.545 | 15326625.525 |  | -1
node_1400687_245_15319709_9 |  |  | PQ | ABCN | 2771.281 | 8101702 | no | no |  |  | no |  |  | 1400687.245 | 15319709.9 |  | -1
node_1400781_108_15320304_717 |  |  | PQ | ABCN | 2771.281 | 8101702 | no | no |  |  | no |  |  | 1400781.108 | 15320304.717 |  | -1
node_1400794_994_15318811_055 |  |  | PQ | AN | 1066.732 | 8101702 | no | no |  |  | no |  |  | 1400794.994 | 15318811.055 |  | -1
node_1400844_198_15323771_075 |  |  | PQ | AN | 2771.281 | 8101702 | no | no |  |  | no |  |  | 1400844.198 | 15323771.075 |  | -1
node_1400854_523_15320749_757 |  |  | PQ | ABCN | 2771.281 | 8101702 | no | no |  |  | no |  |  | 1400854.523 | 15320749.757 |  | -1
node_1400902_251_15318482_624 |  |  | PQ | AN | 1066.732 | 8101702 | no | no |  |  | no |  |  | 1400902.251 | 15318482.624 |  | -1
node_1400925_602_15319001_13 |  |  | PQ | ABCN | 2771.281 | 8101702 | no | no |  |  | no |  |  | 1400925.602 | 15319001.13 |  | -1
node_1400944_097_15318817_767 |  |  | PQ | AN | 1066.732 | 8101702 | no | no |  |  | no |  |  | 1400944.097 | 15318817.767 |  | -1
node_1400980_993_15326666_659 |  |  | PQ | AN | 2771.281 | 8101702 | no | no |  |  | no |  |  | 1400980.993 | 15326666.659 |  | -1
node_1400998_199_15322510_327 |  |  | PQ | AN | 2771.281 | 8101702 | no | no |  |  | no |  |  | 1400998.199 | 15322510.327 |  | -1
node_1401037_055_15320384_517 |  |  | PQ | AN | 2771.281 | 8101702 | no | no |  |  | no |  |  | 1401037.055 | 15320384.517 |  | -1
node_1401042_616_15319600_719 |  |  | PQ | AN | 2771.281 | 8101702 | no | no |  |  | no |  |  | 1401042.616 | 15319600.719 |  | -1
node_1401066_815_15319751_63 |  |  | PQ | AN | 2771.281 | 8101702 | no | no |  |  | no |  |  | 1401066.815 | 15319751.63 |  | -1
node_1401071_837_15325863_242 |  |  | PQ | AN | 2771.281 | 8101702 | no | no |  |  | no |  |  | 1401071.837 | 15325863.242 |  | -1
node_1401077_815_15318820_162 |  |  | PQ | AN | 1066.732 | 8101702 | no | no |  |  | no |  |  | 1401077.815 | 15318820.162 |  | -1
node_1401118_526_15323844_083 |  |  | PQ | AN | 2771.281 | 8101702 | no | no |  |  | no |  |  | 1401118.526 | 15323844.083 |  | -1
node_1401121_097_15320044_766 |  |  | PQ | AN | 2771.281 | 8101702 | no | no |  |  | no |  |  | 1401121.097 | 15320044.766 |  | -1
node_1401137_012_15322690_261 |  |  | PQ | ABCN | 2771.281 | 8101702 | no | no |  |  | no |  |  | 1401137.012 | 15322690.261 |  | -1
node_1401162_618_15323327_701 |  |  | PQ | ABCN | 2771.281 | 8101702 | no | no |  |  | no |  |  | 1401162.618 | 15323327.701 |  | -1
node_1401181_974_15322927_863 |  |  | PQ | ABCN | 2771.281 | 8101702 | no | no |  |  | no |  |  | 1401181.974 | 15322927.863 |  | -1
node_1401208_127_15318497_163 |  |  | PQ | AN | 1066.732 | 8101702 | no | no |  |  | no |  |  | 1401208.127 | 15318497.163 |  | -1
node_1401225_04_15319016_751 |  |  | PQ | ABCN | 2771.281 | 8101702 | no | no |  |  | no |  |  | 1401225.04 | 15319016.751 |  | -1
node_1401251_69_15323575_68 |  |  | PQ | ABCN | 2771.281 | 8101702 | no | no |  |  | no |  |  | 1401251.69 | 15323575.68 |  | -1
node_1401263_744_15326067_249 |  |  | PQ | AN | 2771.281 | 8101702 | no | no |  |  | no |  |  | 1401263.744 | 15326067.249 |  | -1
node_1401265_855_15328194_366 |  |  | PQ | AN | 2771.281 | 8101702 | no | no |  |  | no |  |  | 1401265.855 | 15328194.366 |  | -1
node_1401299_92_15323972_779 |  |  | PQ | ABCN | 2771.281 | 8101702 | no | no |  |  | no |  |  | 1401299.92 | 15323972.779 |  | -1
node_1401322_143_15324131_496 |  |  | PQ | ABCN | 2771.281 | 8101702 | no | no |  |  | no |  |  | 1401322.143 | 15324131.496 |  | -1
node_1401370_605_15324357_616 |  |  | PQ | ABCN | 2771.281 | 8101702 | no | no |  |  | no |  |  | 1401370.605 | 15324357.616 |  | -1
node_1401391_545_15325165_938 |  |  | PQ | ABCN | 2771.281 | 8101702 | no | no |  |  | no |  |  | 1401391.545 | 15325165.938 |  | -1
node_1401404_59_15324517_552 |  |  | PQ | ABCN | 2771.281 | 8101702 | no | no |  |  | no |  |  | 1401404.59 | 15324517.552 |  | -1
node_1401420_708_15324892_892 |  |  | PQ | ABCN | 2771.281 | 8101702 | no | no |  |  | no |  |  | 1401420.708 | 15324892.892 |  | -1
node_1401424_35_15324866_749 |  |  | PQ | ABCN | 2771.281 | 8101702 | no | no |  |  | no |  |  | 1401424.35 | 15324866.749 |  | -1
node_1401450_367_15323410_657 |  |  | PQ | AN | 2771.281 | 8101702 | no | no |  |  | no |  |  | 1401450.367 | 15323410.657 |  | -1
node_1401525_796_15325401_193 |  |  | PQ | ABCN | 2771.281 | 8101702 | no | no |  |  | no |  |  | 1401525.796 | 15325401.193 |  | -1
node_1401571_655_15325769_439 |  |  | PQ | ABCN | 2771.281 | 8101702 | no | no |  |  | no |  |  | 1401571.655 | 15325769.439 |  | -1
node_1401610_749_15326921_98 |  |  | PQ | AN | 2771.281 | 8101702 | no | no |  |  | no |  |  | 1401610.749 | 15326921.98 |  | -1
node_1401701_222_15318267_351 |  |  | PQ | AN | 2771.281 | 8101702 | no | no |  |  | no |  |  | 1401701.222 | 15318267.351 |  | -1
node_1401723_729_15318776_88 |  |  | PQ | AN | 2771.281 | 8101702 | no | no |  |  | no |  |  | 1401723.729 | 15318776.88 |  | -1
node_1401737_873_15325899_856 |  |  | PQ | ABCN | 2771.281 | 8101702 | no | no |  |  | no |  |  | 1401737.873 | 15325899.856 |  | -1
node_1401894_284_15319321_332 |  |  | PQ | ABCN | 2771.281 | 8101702 | no | no |  |  | no |  |  | 1401894.284 | 15319321.332 |  | -1
node_1401906_905_15327161_465 |  |  | PQ | AN | 2771.281 | 8101702 | no | no |  |  | no |  |  | 1401906.905 | 15327161.465 |  | -1
node_1402054_606_15326273_536 |  |  | PQ | ABCN | 2771.281 | 8101702 | no | no |  |  | no |  |  | 1402054.606 | 15326273.536 |  | -1
node_1402106_617_15326481_472 |  |  | PQ | ABCN | 2771.281 | 8101702 | no | no |  |  | no |  |  | 1402106.617 | 15326481.472 |  | -1
node_1402292_752_15326235_318 |  |  | PQ | AN | 2771.281 | 8101702 | no | no |  |  | no |  |  | 1402292.752 | 15326235.318 |  | -1
node_1402367_136_15320016_696 |  |  | PQ | ABCN | 2771.281 | 8101702 | no | no |  |  | no |  |  | 1402367.136 | 15320016.696 |  | -1
node_1402386_903_15320018_582 |  |  | PQ | ABCN | 2771.281 | 8101702 | no | no |  |  | no |  |  | 1402386.903 | 15320018.582 |  | -1
node_1402406_328_15320013_53 |  |  | PQ | ABCN | 2771.281 | 8101702 | no | no |  |  | no |  |  | 1402406.328 | 15320013.53 |  | -1
node_1402437_02_15326224_997 |  |  | PQ | AN | 2771.281 | 8101702 | no | no |  |  | no |  |  | 1402437.02 | 15326224.997 |  | -1
node_1402537_052_15321373_651 |  |  | PQ | AN | 2771.281 | 8101702 | no | no |  |  | no |  |  | 1402537.052 | 15321373.651 |  | -1
node_1402543_491_15319958_744 |  |  | PQ | ABCN | 2771.281 | 8101702 | no | no |  |  | no |  |  | 1402543.491 | 15319958.744 |  | -1
node_1402602_165_15321667_594 |  |  | PQ | AN | 2771.281 | 8101702 | no | no |  |  | no |  |  | 1402602.165 | 15321667.594 |  | -1
node_1402605_555_15325956_929 |  |  | PQ | AN | 2771.281 | 8101702 | no | no |  |  | no |  |  | 1402605.555 | 15325956.929 |  | -1
node_1402606_713_15326111_368 |  |  | PQ | AN | 2771.281 | 8101702 | no | no |  |  | no |  |  | 1402606.713 | 15326111.368 |  | -1
node_1402698_798_15326506_809 |  |  | PQ | AN | 2771.281 | 8101702 | no | no |  |  | no |  |  | 1402698.798 | 15326506.809 |  | -1
node_1402710_492_15326752_482 |  |  | PQ | ABCN | 2771.281 | 8101702 | no | no |  |  | no |  |  | 1402710.492 | 15326752.482 |  | -1
node_1402712_213_15328031_914 |  |  | PQ | AN | 2771.281 | 8101702 | no | no |  |  | no |  |  | 1402712.213 | 15328031.914 |  | -1
node_1402750_623_15319754_438 |  |  | PQ | ABCN | 2771.281 | 8101702 | no | no |  |  | no |  |  | 1402750.623 | 15319754.438 |  | -1
node_1402760_588_15327832_8 |  |  | PQ | AN | 2771.281 | 8101702 | no | no |  |  | no |  |  | 1402760.588 | 15327832.8 |  | -1
node_1402792_475_15326218_137 |  |  | PQ | AN | 2771.281 | 8101702 | no | no |  |  | no |  |  | 1402792.475 | 15326218.137 |  | -1
node_1402839_107_15326037_702 |  |  | PQ | AN | 2771.281 | 8101702 | no | no |  |  | no |  |  | 1402839.107 | 15326037.702 |  | -1
node_1402857_403_15326375_635 |  |  | PQ | AN | 2771.281 | 8101702 | no | no |  |  | no |  |  | 1402857.403 | 15326375.635 |  | -1
node_1402897_787_15320664_209 |  |  | PQ | ABCN | 2771.281 | 8101702 | no | no |  |  | no |  |  | 1402897.787 | 15320664.209 |  | -1
node_1402897_795_15328384_878 |  |  | PQ | AN | 2771.281 | 8101702 | no | no |  |  | no |  |  | 1402897.795 | 15328384.878 |  | -1
node_1402939_456_15321643_68 |  |  | PQ | AN | 2771.281 | 8101702 | no | no |  |  | no |  |  | 1402939.456 | 15321643.68 |  | -1
node_1402952_781_15327665_784 |  |  | PQ | AN | 2771.281 | 8101702 | no | no |  |  | no |  |  | 1402952.781 | 15327665.784 |  | -1
node_1402957_209_15328594_478 |  |  | PQ | AN | 2771.281 | 8101702 | no | no |  |  | no |  |  | 1402957.209 | 15328594.478 |  | -1
node_1402978_358_15319762_449 |  |  | PQ | ABCN | 2771.281 | 8101702 | no | no |  |  | no |  |  | 1402978.358 | 15319762.449 |  | -1
node_1402986_355_15320359_877 |  |  | PQ | ABCN | 2771.281 | 8101702 | no | no |  |  | no |  |  | 1402986.355 | 15320359.877 |  | -1
node_1402989_572_15328997_518 |  |  | PQ | AN | 2771.281 | 8101702 | no | no |  |  | no |  |  | 1402989.572 | 15328997.518 |  | -1
node_1403024_758_15326749_45 |  |  | PQ | AN | 2771.281 | 8101702 | no | no |  |  | no |  |  | 1403024.758 | 15326749.45 |  | -1
node_1403049_758_15329252_769 |  |  | PQ | AN | 2771.281 | 8101702 | no | no |  |  | no |  |  | 1403049.758 | 15329252.769 |  | -1
node_1403081_96_15326832_699 |  |  | PQ | ABCN | 2771.281 | 8101702 | no | no |  |  | no |  |  | 1403081.96 | 15326832.699 |  | -1
node_1403099_908_15326430_076 |  |  | PQ | AN | 2771.281 | 8101702 | no | no |  |  | no |  |  | 1403099.908 | 15326430.076 |  | -1
node_1403137_15326084_601 |  |  | PQ | AN | 2771.281 | 8101702 | no | no |  |  | no |  |  | 1403137 | 15326084.601 |  | -1
node_1403181_897_15321710_797 |  |  | PQ | AN | 2771.281 | 8101702 | no | no |  |  | no |  |  | 1403181.897 | 15321710.797 |  | -1
node_1403191_487_15321344_377 |  |  | PQ | AN | 2771.281 | 8101702 | no | no |  |  | no |  |  | 1403191.487 | 15321344.377 |  | -1
node_1403205_699_15327539_759 |  |  | PQ | AN | 2771.281 | 8101702 | no | no |  |  | no |  |  | 1403205.699 | 15327539.759 |  | -1
node_1403289_775_15329612_806 |  |  | PQ | AN | 2771.281 | 8101702 | no | no |  |  | no |  |  | 1403289.775 | 15329612.806 |  | -1
node_1403296_808_15328093_588 |  |  | PQ | AN | 2771.281 | 8101702 | no | no |  |  | no |  |  | 1403296.808 | 15328093.588 |  | -1
node_1403298_968_15319797_459 |  |  | PQ | ABCD | 2771.281 | 8101702 | no | no |  |  | no |  |  | 1403298.968 | 15319797.459 |  | -1
node_1403355_915_15327443_885 |  |  | PQ | AN | 2771.281 | 8101702 | no | no |  |  | no |  |  | 1403355.915 | 15327443.885 |  | -1
node_1403404_307_15328857_575 |  |  | PQ | AN | 2771.281 | 8101702 | no | no |  |  | no |  |  | 1403404.307 | 15328857.575 |  | -1
node_1403424_384_15318939_872 |  |  | PQ | ABCN | 2771.281 | 8101702 | no | no |  |  | no |  |  | 1403424.384 | 15318939.872 |  | -1
node_1403427_152_15318913_529 |  |  | PQ | ABCN | 2771.281 | 8101702 | no | no |  |  | no |  |  | 1403427.152 | 15318913.529 |  | -1
node_1403460_551_15326351_999 |  |  | PQ | ABCN | 2771.281 | 8101702 | no | no |  |  | no |  |  | 1403460.551 | 15326351.999 |  | -1
node_1403461_601_15329991_946 |  |  | PQ | AN | 2771.281 | 8101702 | no | no |  |  | no |  |  | 1403461.601 | 15329991.946 |  | -1
node_1403465_736_15319168_593 |  |  | PQ | ABCN | 2771.281 | 8101702 | no | no |  |  | no |  |  | 1403465.736 | 15319168.593 |  | -1
node_1403466_714_15319142_006 |  |  | PQ | ABCN | 2771.281 | 8101702 | no | no |  |  | no |  |  | 1403466.714 | 15319142.006 |  | -1
node_1403469_911_15319194_656 |  |  | PQ | ABCN | 2771.281 | 8101702 | no | no |  |  | no |  |  | 1403469.911 | 15319194.656 |  | -1
node_1403471_962_15326046_922 |  |  | PQ | ABCN | 2771.281 | 8101702 | no | no |  |  | no |  |  | 1403471.962 | 15326046.922 |  | -1
node_1403483_599_15321387_228 |  |  | PQ | AN | 2771.281 | 8101702 | no | no |  |  | no |  |  | 1403483.599 | 15321387.228 |  | -1
node_1403533_903_15327213_223 |  |  | PQ | ABCN | 2771.281 | 8101702 | no | no |  |  | no |  |  | 1403533.903 | 15327213.223 |  | -1
node_1403538_45_15327187_345 |  |  | PQ | ABCN | 2771.281 | 8101702 | no | no |  |  | no |  |  | 1403538.45 | 15327187.345 |  | -1
node_1403551_275_15326718_723 |  |  | PQ | ABCN | 2771.281 | 8101702 | no | no |  |  | no |  |  | 1403551.275 | 15326718.723 |  | -1
node_1403554_46_15326692_469 |  |  | PQ | ABCN | 2771.281 | 8101702 | no | no |  |  | no |  |  | 1403554.46 | 15326692.469 |  | -1
node_1403587_734_15325814_017 |  |  | PQ | ABCN | 2771.281 | 8101702 | no | no |  |  | no |  |  | 1403587.734 | 15325814.017 |  | -1
node_1403595_173_15321772_233 |  |  | PQ | AN | 2771.281 | 8101702 | no | no |  |  | no |  |  | 1403595.173 | 15321772.233 |  | -1
node_1403595_845_15325789_793 |  |  | PQ | ABCN | 2771.281 | 8101702 | no | no |  |  | no |  |  | 1403595.845 | 15325789.793 |  | -1
node_1403601_435_15319753_675 |  |  | PQ | ABCN | 2771.281 | 8101702 | no | no |  |  | no |  |  | 1403601.435 | 15319753.675 |  | -1
node_1403604_566_15324362_987 |  |  | PQ | ABCN | 2771.281 | 8101702 | no | no |  |  | no |  |  | 1403604.566 | 15324362.987 |  | -1
node_1403622_525_15324351_913 |  |  | PQ | ABCN | 2771.281 | 8101702 | no | no |  |  | no |  |  | 1403622.525 | 15324351.913 |  | -1
node_1403642_034_15324347_484 |  |  | PQ | ABCN | 2771.281 | 8101702 | no | no |  |  | no |  |  | 1403642.034 | 15324347.484 |  | -1
node_1403649_326_15333032_232 |  |  | PQ | AN | 2771.281 | 8101702 | no | no |  |  | no |  |  | 1403649.326 | 15333032.232 |  | -1
node_1403663_699_15329801_942 |  |  | PQ | AN | 2771.281 | 8101702 | no | no |  |  | no |  |  | 1403663.699 | 15329801.942 |  | -1
node_1403671_42_15330395_543 |  |  | PQ | AD | 2771.281 | 8101702 | no | no |  |  | no |  |  | 1403671.42 | 15330395.543 |  | -1
node_1403696_009_15330556_36 |  |  | PQ | AN | 2771.281 | 8101702 | no | no |  |  | no |  |  | 1403696.009 | 15330556.36 |  | -1
node_1403696_753_15321182_756 |  |  | PQ | AN | 2771.281 | 8101702 | no | no |  |  | no |  |  | 1403696.753 | 15321182.756 |  | -1
node_1403712_45_15319623_771 |  |  | PQ | ABCN | 2771.281 | 8101702 | no | no |  |  | no |  |  | 1403712.45 | 15319623.771 |  | -1
node_1403716_377_15320779_456 |  |  | PQ | AN | 2771.281 | 8101702 | no | no |  |  | no |  |  | 1403716.377 | 15320779.456 |  | -1
node_1403721_33_15320488_261 |  |  | PQ | AN | 2771.281 | 8101702 | no | no |  |  | no |  |  | 1403721.33 | 15320488.261 |  | -1
node_1403749_116_15318317_058 |  |  | PQ | ABCN | 2771.281 | 8101702 | no | no |  |  | no |  |  | 1403749.116 | 15318317.058 |  | -1
node_1403752_228_15318290_787 |  |  | PQ | ABCN | 2771.281 | 8101702 | no | no |  |  | no |  |  | 1403752.228 | 15318290.787 |  | -1
node_1403758_15321457_63 |  |  | PQ | AN | 2771.281 | 8101702 | no | no |  |  | no |  |  | 1403758 | 15321457.63 |  | -1
node_1403764_36_15318795_248 |  |  | PQ | ABCN | 2771.281 | 8101702 | no | no |  |  | no |  |  | 1403764.36 | 15318795.248 |  | -1
node_1403795_216_15318265_296 |  |  | PQ | ABCN | 2771.281 | 8101702 | no | no |  |  | no |  |  | 1403795.216 | 15318265.296 |  | -1
node_1403796_434_15320309_06 |  |  | PQ | AN | 2771.281 | 8101702 | no | no |  |  | no |  |  | 1403796.434 | 15320309.06 |  | -1
node_1403799_608_15327040_835 |  |  | PQ | ABCN | 2771.281 | 8101702 | no | no |  |  | no |  |  | 1403799.608 | 15327040.835 |  | -1
node_1403808_194_15330655_301 |  |  | PQ | AN | 2771.281 | 8101702 | no | no |  |  | no |  |  | 1403808.194 | 15330655.301 |  | -1
node_1403867_192_15318067_76 |  |  | PQ | ABCN | 2771.281 | 8101702 | no | no |  |  | no |  |  | 1403867.192 | 15318067.76 |  | -1
node_1403869_115_15331388_661 |  |  | PQ | AN | 2771.281 | 8101702 | no | no |  |  | no |  |  | 1403869.115 | 15331388.661 |  | -1
node_1403882_78_15325383_49 |  |  | PQ | ABCN | 2771.281 | 8101702 | no | no |  |  | no |  |  | 1403882.78 | 15325383.49 |  | -1
node_1403931_581_15330933_065 |  |  | PQ | AN | 2771.281 | 8101702 | no | no |  |  | no |  |  | 1403931.581 | 15330933.065 |  | -1
node_1403971_671_15329585_202 |  |  | PQ | AN | 2771.281 | 8101702 | no | no |  |  | no |  |  | 1403971.671 | 15329585.202 |  | -1
node_1403979_593_15329325_567 |  |  | PQ | AN | 2771.281 | 8101702 | no | no |  |  | no |  |  | 1403979.593 | 15329325.567 |  | -1
node_1404013_122_15329884_799 |  |  | PQ | AN | 2771.281 | 8101702 | no | no |  |  | no |  |  | 1404013.122 | 15329884.799 |  | -1
node_1404019_249_15329073_307 |  |  | PQ | AN | 2771.281 | 8101702 | no | no |  |  | no |  |  | 1404019.249 | 15329073.307 |  | -1
node_1404021_962_15319133_099 |  |  | PQ | ABCN | 2771.281 | 8101702 | no | no |  |  | no |  |  | 1404021.962 | 15319133.099 |  | -1
node_1404041_286_15321154_817 |  |  | PQ | AN | 2771.281 | 8101702 | no | no |  |  | no |  |  | 1404041.286 | 15321154.817 |  | -1
node_1404052_617_15333903_742 |  |  | PQ | AN | 2771.281 | 8101702 | no | no |  |  | no |  |  | 1404052.617 | 15333903.742 |  | -1
node_1404061_442_15331178_275 |  |  | PQ | AN | 2771.281 | 8101702 | no | no |  |  | no |  |  | 1404061.442 | 15331178.275 |  | -1
node_1404084_393_15325245_909 |  |  | PQ | ABCN | 2771.281 | 8101702 | no | no |  |  | no |  |  | 1404084.393 | 15325245.909 |  | -1
node_1404086_784_15327242_329 |  |  | PQ | ABCN | 2771.281 | 8101702 | no | no |  |  | no |  |  | 1404086.784 | 15327242.329 |  | -1
node_1404097_116_15325225_608 |  |  | PQ | ABCN | 2771.281 | 8101702 | no | no |  |  | no |  |  | 1404097.116 | 15325225.608 |  | -1
node_1404102_286_15319856_008 |  |  | PQ | AN | 2771.281 | 8101702 | no | no |  |  | no |  |  | 1404102.286 | 15319856.008 |  | -1
node_1404105_476_15325201_539 |  |  | PQ | ABCN | 2771.281 | 8101702 | no | no |  |  | no |  |  | 1404105.476 | 15325201.539 |  | -1
node_1404128_072_15321737_924 |  |  | PQ | AN | 2771.281 | 8101702 | no | no |  |  | no |  |  | 1404128.072 | 15321737.924 |  | -1
node_1404135_19_15331456_027 |  |  | PQ | AN | 2771.281 | 8101702 | no | no |  |  | no |  |  | 1404135.19 | 15331456.027 |  | -1
node_1404136_461_15321464_975 |  |  | PQ | AN | 2771.281 | 8101702 | no | no |  |  | no |  |  | 1404136.461 | 15321464.975 |  | -1
node_1404187_697_15320841_515 |  |  | PQ | AN | 2771.281 | 8101702 | no | no |  |  | no |  |  | 1404187.697 | 15320841.515 |  | -1
node_1404193_265_15322105_609 |  |  | PQ | AN | 2771.281 | 8101702 | no | no |  |  | no |  |  | 1404193.265 | 15322105.609 |  | -1
node_1404235_365_15324895_025 |  |  | PQ | AN | 2771.281 | 8101702 | no | no |  |  | no |  |  | 1404235.365 | 15324895.025 |  | -1
node_1404239_367_15330092_529 |  |  | PQ | AN | 2771.281 | 8101702 | no | no |  |  | no |  |  | 1404239.367 | 15330092.529 |  | -1
node_1404262_838_15330555_128 |  |  | PQ | AN | 2771.281 | 8101702 | no | no |  |  | no |  |  | 1404262.838 | 15330555.128 |  | -1
node_1404273_832_15327911_306 |  |  | PQ | AN | 2771.281 | 8101702 | no | no |  |  | no |  |  | 1404273.832 | 15327911.306 |  | -1
node_1404288_673_15318056_271 |  |  | PQ | AN | 2771.281 | 8101702 | no | no |  |  | no |  |  | 1404288.673 | 15318056.271 |  | -1
node_1404295_575_15321164_335 |  |  | PQ | AN | 2771.281 | 8101702 | no | no |  |  | no |  |  | 1404295.575 | 15321164.335 |  | -1
node_1404305_991_15327225_592 |  |  | PQ | ABCN | 2771.281 | 8101702 | no | no |  |  | no |  |  | 1404305.991 | 15327225.592 |  | -1
node_1404316_848_15329832_37 |  |  | PQ | AN | 2771.281 | 8101702 | no | no |  |  | no |  |  | 1404316.848 | 15329832.37 |  | -1
node_1404328_565_15319126_998 |  |  | PQ | ABCN | 2771.281 | 8101702 | no | no |  |  | no |  |  | 1404328.565 | 15319126.998 |  | -1
node_1404330_75_15331692_773 |  |  | PQ | AN | 2771.281 | 8101702 | no | no |  |  | no |  |  | 1404330.75 | 15331692.773 |  | -1
node_1404361_978_15322338_02 |  |  | PQ | AN | 2771.281 | 8101702 | no | no |  |  | no |  |  | 1404361.978 | 15322338.02 |  | -1
node_1404362_667_15319459_26 |  |  | PQ | AN | 2771.281 | 8101702 | no | no |  |  | no |  |  | 1404362.667 | 15319459.26 |  | -1
node_1404369_257_15333665_333 |  |  | PQ | AN | 2771.281 | 8101702 | no | no |  |  | no |  |  | 1404369.257 | 15333665.333 |  | -1
node_1404386_849_15334451_254 |  |  | PQ | AN | 2771.281 | 8101702 | no | no |  |  | no |  |  | 1404386.849 | 15334451.254 |  | -1
node_1404392_701_15332060_589 |  |  | PQ | AN | 2771.281 | 8101702 | no | no |  |  | no |  |  | 1404392.701 | 15332060.589 |  | -1
node_1404402_605_15327270_598 |  |  | PQ | ABCD | 2771.281 | 8101702 | no | no |  |  | no |  |  | 1404402.605 | 15327270.598 |  | -1
node_1404409_983_15332454_434 |  |  | PQ | AN | 2771.281 | 8101702 | no | no |  |  | no |  |  | 1404409.983 | 15332454.434 |  | -1
node_1404414_153_15332628_626 |  |  | PQ | AN | 2771.281 | 8101702 | no | no |  |  | no |  |  | 1404414.153 | 15332628.626 |  | -1
node_1404419_28_15332785_356 |  |  | PQ | AN | 2771.281 | 8101702 | no | no |  |  | no |  |  | 1404419.28 | 15332785.356 |  | -1
node_1404424_583_15332289_857 |  |  | PQ | AN | 2771.281 | 8101702 | no | no |  |  | no |  |  | 1404424.583 | 15332289.857 |  | -1
node_1404429_978_15334053_754 |  |  | PQ | AN | 2771.281 | 8101702 | no | no |  |  | no |  |  | 1404429.978 | 15334053.754 |  | -1
node_1404430_571_15318374_714 |  |  | PQ | AN | 2771.281 | 8101702 | no | no |  |  | no |  |  | 1404430.571 | 15318374.714 |  | -1
node_1404432_878_15333260_654 |  |  | PQ | AN | 2771.281 | 8101702 | no | no |  |  | no |  |  | 1404432.878 | 15333260.654 |  | -1
node_1404473_68_15331399_414 |  |  | PQ | AN | 2771.281 | 8101702 | no | no |  |  | no |  |  | 1404473.68 | 15331399.414 |  | -1
node_1404477_66_15322500_505 |  |  | PQ | AN | 2771.281 | 8101702 | no | no |  |  | no |  |  | 1404477.66 | 15322500.505 |  | -1
node_1404486_394_15330754_859 |  |  | PQ | AN | 2771.281 | 8101702 | no | no |  |  | no |  |  | 1404486.394 | 15330754.859 |  | -1
node_1404545_956_15321779_738 |  |  | PQ | AN | 2771.281 | 8101702 | no | no |  |  | no |  |  | 1404545.956 | 15321779.738 |  | -1
node_1404553_724_15329839_679 |  |  | PQ | AN | 2771.281 | 8101702 | no | no |  |  | no |  |  | 1404553.724 | 15329839.679 |  | -1
node_1404570_382_15330302_658 |  |  | PQ | AN | 2771.281 | 8101702 | no | no |  |  | no |  |  | 1404570.382 | 15330302.658 |  | -1
node_1404576_738_15327282_783 |  |  | PQ | ABCN | 2771.281 | 8101702 | no | no |  |  | no |  |  | 1404576.738 | 15327282.783 |  | -1
node_1404581_974_15322660_167 |  |  | PQ | AN | 2771.281 | 8101702 | no | no |  |  | no |  |  | 1404581.974 | 15322660.167 |  | -1
node_1404703_546_15322847_438 |  |  | PQ | AN | 2771.281 | 8101702 | no | no |  |  | no |  |  | 1404703.546 | 15322847.438 |  | -1
node_1404740_103_15329195_692 |  |  | PQ | AN | 2771.281 | 8101702 | no | no |  |  | no |  |  | 1404740.103 | 15329195.692 |  | -1
node_1404777_967_15330788_023 |  |  | PQ | AN | 2771.281 | 8101702 | no | no |  |  | no |  |  | 1404777.967 | 15330788.023 |  | -1
node_1404788_665_15318559_929 |  |  | PQ | AN | 2771.281 | 8101702 | no | no |  |  | no |  |  | 1404788.665 | 15318559.929 |  | -1
node_1404816_793_15331432_615 |  |  | PQ | AN | 2771.281 | 8101702 | no | no |  |  | no |  |  | 1404816.793 | 15331432.615 |  | -1
node_1404831_268_15323171_913 |  |  | PQ | AN | 2771.281 | 8101702 | no | no |  |  | no |  |  | 1404831.268 | 15323171.913 |  | -1
node_1404882_761_15323706_782 |  |  | PQ | AN | 2771.281 | 8101702 | no | no |  |  | no |  |  | 1404882.761 | 15323706.782 |  | -1
node_1404966_112_15319194_85 |  |  | PQ | ABCN | 2771.281 | 8101702 | no | no |  |  | no |  |  | 1404966.112 | 15319194.85 |  | -1
node_1404995_169_15329861_158 |  |  | PQ | AN | 2771.281 | 8101702 | no | no |  |  | no |  |  | 1404995.169 | 15329861.158 |  | -1
node_1405034_308_15330346_777 |  |  | PQ | AN | 2771.281 | 8101702 | no | no |  |  | no |  |  | 1405034.308 | 15330346.777 |  | -1
node_1405114_666_15331352_3 |  |  | PQ | AN | 2771.281 | 8101702 | no | no |  |  | no |  |  | 1405114.666 | 15331352.3 |  | -1
node_1405166_98_15331560_41 |  |  | PQ | AN | 2771.281 | 8101702 | no | no |  |  | no |  |  | 1405166.98 | 15331560.41 |  | -1
node_1405191_647_15327502_555 |  |  | PQ | ABCN | 2771.281 | 8101702 | no | no |  |  | no |  |  | 1405191.647 | 15327502.555 |  | -1
node_1405268_614_15329530_814 |  |  | PQ | AN | 2771.281 | 8101702 | no | no |  |  | no |  |  | 1405268.614 | 15329530.814 |  | -1
node_1405273_169_15330358_265 |  |  | PQ | AN | 2771.281 | 8101702 | no | no |  |  | no |  |  | 1405273.169 | 15330358.265 |  | -1
node_1405291_856_15323346_618 |  |  | PQ | AN | 2771.281 | 8101702 | no | no |  |  | no |  |  | 1405291.856 | 15323346.618 |  | -1
node_1405328_99_15329932_57 |  |  | PQ | AN | 2771.281 | 8101702 | no | no |  |  | no |  |  | 1405328.99 | 15329932.57 |  | -1
node_1405379_708_15329680_727 |  |  | PQ | AN | 2771.281 | 8101702 | no | no |  |  | no |  |  | 1405379.708 | 15329680.727 |  | -1
node_1405402_113_15329857_417 |  |  | PQ | AD | 2771.281 | 8101702 | no | no |  |  | no |  |  | 1405402.113 | 15329857.417 |  | -1
node_1405404_08_15323791_315 |  |  | PQ | AN | 2771.281 | 8101702 | no | no |  |  | no |  |  | 1405404.08 | 15323791.315 |  | -1
node_1405479_908_15319276_367 |  |  | PQ | ABCN | 2771.281 | 8101702 | no | no |  |  | no |  |  | 1405479.908 | 15319276.367 |  | -1
node_1405497_992_15327520_626 |  |  | PQ | ABCN | 2771.281 | 8101702 | no | no |  |  | no |  |  | 1405497.992 | 15327520.626 |  | -1
node_1405520_065_15319539_001 |  |  | PQ | AN | 2771.281 | 8101702 | no | no |  |  | no |  |  | 1405520.065 | 15319539.001 |  | -1
node_1405522_136_15328060_027 |  |  | PQ | ABCN | 2771.281 | 8101702 | no | no |  |  | no |  |  | 1405522.136 | 15328060.027 |  | -1
node_1405539_722_15328047_936 |  |  | PQ | ABCN | 2771.281 | 8101702 | no | no |  |  | no |  |  | 1405539.722 | 15328047.936 |  | -1
node_1405586_526_15324022_088 |  |  | PQ | AN | 2771.281 | 8101702 | no | no |  |  | no |  |  | 1405586.526 | 15324022.088 |  | -1
node_1405611_487_15327976_695 |  |  | PQ | AN | 2771.281 | 8101702 | no | no |  |  | no |  |  | 1405611.487 | 15327976.695 |  | -1
node_1405672_035_15327646_384 |  |  | PQ | ABCN | 2771.281 | 8101702 | no | no |  |  | no |  |  | 1405672.035 | 15327646.384 |  | -1
node_1405908_016_15319530_315 |  |  | PQ | ABCN | 2771.281 | 8101702 | no | no |  |  | no |  |  | 1405908.016 | 15319530.315 |  | -1
node_1405920_199_15327735_683 |  |  | PQ | ABCN | 2771.281 | 8101702 | no | no |  |  | no |  |  | 1405920.199 | 15327735.683 |  | -1
node_1406007_203_15324383_073 |  |  | PQ | AN | 2771.281 | 8101702 | no | no |  |  | no |  |  | 1406007.203 | 15324383.073 |  | -1
node_1406244_812_15324435_088 |  |  | PQ | AN | 2771.281 | 8101702 | no | no |  |  | no |  |  | 1406244.812 | 15324435.088 |  | -1
node_1406353_29_15328239_713 |  |  | PQ | AN | 2771.281 | 8101702 | no | no |  |  | no |  |  | 1406353.29 | 15328239.713 |  | -1
node_1406386_979_15327905_566 |  |  | PQ | ABCN | 2771.281 | 8101702 | no | no |  |  | no |  |  | 1406386.979 | 15327905.566 |  | -1
node_1406561_149_15328402_095 |  |  | PQ | AN | 2771.281 | 8101702 | no | no |  |  | no |  |  | 1406561.149 | 15328402.095 |  | -1
node_1406571_959_15327493_308 |  |  | PQ | AN | 2771.281 | 8101702 | no | no |  |  | no |  |  | 1406571.959 | 15327493.308 |  | -1
node_1406648_084_15324518_354 |  |  | PQ | AN | 2771.281 | 8101702 | no | no |  |  | no |  |  | 1406648.084 | 15324518.354 |  | -1
node_1406775_717_15328260_942 |  |  | PQ | ABCN | 2771.281 | 8101702 | no | no |  |  | no |  |  | 1406775.717 | 15328260.942 |  | -1
node_1406823_932_15328736_585 |  |  | PQ | AN | 2771.281 | 8101702 | no | no |  |  | no |  |  | 1406823.932 | 15328736.585 |  | -1
node_1406856_886_15328946_348 |  |  | PQ | AN | 2771.281 | 8101702 | no | no |  |  | no |  |  | 1406856.886 | 15328946.348 |  | -1
node_1406925_216_15324467_314 |  |  | PQ | AN | 2771.281 | 8101702 | no | no |  |  | no |  |  | 1406925.216 | 15324467.314 |  | -1
node_1407094_807_15328976_04 |  |  | PQ | AN | 2771.281 | 8101702 | no | no |  |  | no |  |  | 1407094.807 | 15328976.04 |  | -1
node_1407132_1_15324507_541 |  |  | PQ | AD | 2771.281 | 8101702 | no | no |  |  | no |  |  | 1407132.1 | 15324507.541 |  | -1
node_1407193_108_15329456_32 |  |  | PQ | AN | 2771.281 | 8101702 | no | no |  |  | no |  |  | 1407193.108 | 15329456.32 |  | -1
node_1407321_215_15328695_403 |  |  | PQ | AN | 2771.281 | 8101702 | no | no |  |  | no |  |  | 1407321.215 | 15328695.403 |  | -1
node_1407335_479_15324553_002 |  |  | PQ | AN | 2771.281 | 8101702 | no | no |  |  | no |  |  | 1407335.479 | 15324553.002 |  | -1
node_1407465_687_15328884_815 |  |  | PQ | AN | 2771.281 | 8101702 | no | no |  |  | no |  |  | 1407465.687 | 15328884.815 |  | -1
node_1407934_882_15324534_881 |  |  | PQ | AN | 2771.281 | 8101702 | no | no |  |  | no |  |  | 1407934.882 | 15324534.881 |  | -1
node_1408138_583_15324474_516 |  |  | PQ | AN | 2771.281 | 8101702 | no | no |  |  | no |  |  | 1408138.583 | 15324474.516 |  | -1
node_1409071_341_15324572_228 |  |  | PQ | AN | 2771.281 | 8101702 | no | no |  |  | no |  |  | 1409071.341 | 15324572.228 |  | -1
node_1409261_318_15324583_374 |  |  | PQ | AN | 2771.281 | 8101702 | no | no |  |  | no |  |  | 1409261.318 | 15324583.374 |  | -1
node_1409420_676_15324656_575 |  |  | PQ | AN | 2771.281 | 8101702 | no | no |  |  | no |  |  | 1409420.676 | 15324656.575 |  | -1
node_8101702_200820789 |  |  | PQ | AN | 1066.732 | 8101702 | no | no |  |  | no |  |  | 1400502.881 | 15318501.785 |  | -1
node_8101702_200820793 |  |  | PQ | AN | 1066.732 | 8101702 | no | no |  |  | no |  |  | 1400890.214 | 15318517.311 |  | -1
node_8101702_200820798 |  |  | PQ | AN | 1066.732 | 8101702 | no | no |  |  | no |  |  | 1401192.595 | 15318535.31 |  | -1
node_8101702_200820865 |  |  | PQ | AN | 1066.732 | 8101702 | no | no |  |  | no |  |  | 1400646.755 | 15318767.993 |  | -1
node_8101702_200820868 |  |  | PQ | AN | 1066.732 | 8101702 | no | no |  |  | no |  |  | 1400787.754 | 15318783.025 |  | -1
node_8101702_200820870 |  |  | PQ | AN | 1066.732 | 8101702 | no | no |  |  | no |  |  | 1400932.965 | 15318781.702 |  | -1
node_8101702_200820872 |  |  | PQ | AN | 1066.732 | 8101702 | no | no |  |  | no |  |  | 1401071.135 | 15318789.286 |  | -1
node_8101702_200821188 |  |  | PQ | AN | 2771.281 | 8101702 | no | no |  |  | no |  |  | 1406544.049 | 15327512.686 |  | -1
node_8101702_200821311 |  |  | PQ | ABCN | 2771.281 | 8101702 | no | no |  |  | no |  |  | 1400319.584 | 15318415.883 |  | -1
node_8101702_200821316 |  |  | PQ | ABCD | 2771.281 | 8101702 | no | no |  |  | no |  |  | 1400353.011 | 15318535.028 |  | -1
node_8101702_200821339 |  |  | PQ | ABCD | 2771.281 | 8101702 | no | no |  |  | no |  |  | 1400921.923 | 15321390.172 |  | -1
node_8101702_200821340 |  |  | PQ | ABCD | 2771.281 | 8101702 | no | no |  |  | no |  |  | 1400941.81 | 15321525.684 |  | -1
node_8101702_200821341 |  |  | PQ | ABCD | 2771.281 | 8101702 | no | no |  |  | no |  |  | 1400981.573 | 15321676.728 |  | -1
node_8101702_200821342 |  |  | PQ | ABCD | 2771.281 | 8101702 | no | no |  |  | no |  |  | 1401007.41 | 15321809.437 |  | -1
node_8101702_200821344 |  |  | PQ | ABCD | 2771.281 | 8101702 | no | no |  |  | no |  |  | 1401028.382 | 15321957.416 |  | -1
node_8101702_200821345 |  |  | PQ | ABCD | 2771.281 | 8101702 | no | no |  |  | no |  |  | 1401078.893 | 15322245.587 |  | -1
node_8101702_200821346 |  |  | PQ | ABCD | 2771.281 | 8101702 | no | no |  |  | no |  |  | 1401108.669 | 15322409.859 |  | -1
node_8101702_200821347 |  |  | PQ | AN | 2771.281 | 8101702 | no | no |  |  | no |  |  | 1401024.42 | 15322493.586 |  | -1
node_8101702_200821348 |  |  | PQ | ABCN | 2771.281 | 8101702 | no | no |  |  | no |  |  | 1401126.939 | 15322677.448 |  | -1
node_8101702_200821350 |  |  | PQ | ABCN | 2771.281 | 8101702 | no | no |  |  | no |  |  | 1401151.889 | 15322936.176 |  | -1
node_8101702_200821352 |  |  | PQ | ABCD | 2771.281 | 8101702 | no | no |  |  | no |  |  | 1401169.352 | 15323111.822 |  | -1
node_8101702_200821354 |  |  | PQ | ABCN | 2771.281 | 8101702 | no | no |  |  | no |  |  | 1401193.803 | 15323341.704 |  | -1
node_8101702_200821355 |  |  | PQ | AN | 2771.281 | 8101702 | no | no |  |  | no |  |  | 1401419.359 | 15323415.013 |  | -1
node_8101702_200821358 |  |  | PQ | ABCN | 2771.281 | 8101702 | no | no |  |  | no |  |  | 1401221.858 | 15323582.23 |  | -1
node_8101702_200821360 |  |  | PQ | ABCD | 2771.281 | 8101702 | no | no |  |  | no |  |  | 1401249.026 | 15323822.997 |  | -1
node_8101702_200821361 |  |  | PQ | ABCN | 2771.281 | 8101702 | no | no |  |  | no |  |  | 1401261.405 | 15323974.417 |  | -1
node_8101702_200821362 |  |  | PQ | ABCN | 2771.281 | 8101702 | no | no |  |  | no |  |  | 1401288.658 | 15324131.026 |  | -1
node_8101702_200821365 |  |  | PQ | ABCN | 2771.281 | 8101702 | no | no |  |  | no |  |  | 1401330.33 | 15324364.083 |  | -1
node_8101702_200821367 |  |  | PQ | ABCN | 2771.281 | 8101702 | no | no |  |  | no |  |  | 1401365.85 | 15324524.795 |  | -1
node_8101702_200821368 |  |  | PQ | ABCD | 2771.281 | 8101702 | no | no |  |  | no |  |  | 1401391.473 | 15324630.7 |  | -1
node_8101702_200821369 |  |  | PQ | ABCN | 2771.281 | 8101702 | no | no |  |  | no |  |  | 1401344.588 | 15324866.022 |  | -1
node_8101702_200821371 |  |  | PQ | ABCD | 2771.281 | 8101702 | no | no |  |  | no |  |  | 1401386.398 | 15325006.192 |  | -1
node_8101702_200821377 |  |  | PQ | ABCD | 2771.281 | 8101702 | no | no |  |  | no |  |  | 1401539.322 | 15325597.655 |  | -1
node_8101702_200821378 |  |  | PQ | ABCN | 2771.281 | 8101702 | no | no |  |  | no |  |  | 1401572.965 | 15325742.699 |  | -1
node_8101702_200821381 |  |  | PQ | ABCN | 2771.281 | 8101702 | no | no |  |  | no |  |  | 1401699.997 | 15325921.573 |  | -1
node_8101702_200821384 |  |  | PQ | ABCN | 2771.281 | 8101702 | no | no |  |  | no |  |  | 1402023.635 | 15326303.254 |  | -1
node_8101702_200821385 |  |  | PQ | ABCN | 2771.281 | 8101702 | no | no |  |  | no |  |  | 1402132.75 | 15326427.629 |  | -1
node_8101702_200821387 |  |  | PQ | ABCD | 2771.281 | 8101702 | no | no |  |  | no |  |  | 1402274.959 | 15326508.256 |  | -1
node_8101702_200821388 |  |  | PQ | AN | 2771.281 | 8101702 | no | no |  |  | no |  |  | 1402291.042 | 15326282.482 |  | -1
node_8101702_200821389 |  |  | PQ | ABCD | 2771.281 | 8101702 | no | no |  |  | no |  |  | 1402429.911 | 15326577.842 |  | -1
node_8101702_200821390 |  |  | PQ | AD | 2771.281 | 8101702 | no | no |  |  | no |  |  | 1402421.552 | 15326429.342 |  | -1
node_8101702_200821391 |  |  | PQ | AN | 2771.281 | 8101702 | no | no |  |  | no |  |  | 1402434.572 | 15326269.814 |  | -1
node_8101702_200821392 |  |  | PQ | ABCD | 2771.281 | 8101702 | no | no |  |  | no |  |  | 1402571.006 | 15326656.494 |  | -1
node_8101702_200821393 |  |  | PQ | ABCN | 2771.281 | 8101702 | no | no |  |  | no |  |  | 1402725.126 | 15326739.474 |  | -1
node_8101702_200821394 |  |  | PQ | ABCD | 2771.281 | 8101702 | no | no |  |  | no |  |  | 1402904.411 | 15326814.046 |  | -1
node_8101702_200821395 |  |  | PQ | AN | 2771.281 | 8101702 | no | no |  |  | no |  |  | 1402999.866 | 15326735.747 |  | -1
node_8101702_200821396 |  |  | PQ | AN | 2771.281 | 8101702 | no | no |  |  | no |  |  | 1403067.622 | 15326431.099 |  | -1
node_8101702_200821397 |  |  | PQ | AN | 2771.281 | 8101702 | no | no |  |  | no |  |  | 1403152.086 | 15326116.55 |  | -1
node_8101702_200821399 |  |  | PQ | AN | 2771.281 | 8101702 | no | no |  |  | no |  |  | 1402891.277 | 15326391.067 |  | -1
node_8101702_200821400 |  |  | PQ | ABCN | 2771.281 | 8101702 | no | no |  |  | no |  |  | 1403065.053 | 15326871.114 |  | -1
node_8101702_200821402 |  |  | PQ | ABCD | 2771.281 | 8101702 | no | no |  |  | no |  |  | 1403308.732 | 15326895.338 |  | -1
node_8101702_200821404 |  |  | PQ | ABCD | 2771.281 | 8101702 | no | no |  |  | no |  |  | 1403480.559 | 15326971.095 |  | -1
node_8101702_200821405 |  |  | PQ | ABCD | 2771.281 | 8101702 | no | no |  |  | no |  |  | 1403639.423 | 15327032.438 |  | -1
node_8101702_200821406 |  |  | PQ | ABCN | 2771.281 | 8101702 | no | no |  |  | no |  |  | 1403788.658 | 15327077.128 |  | -1
node_8101702_200821408 |  |  | PQ | ABCD | 2771.281 | 8101702 | no | no |  |  | no |  |  | 1403903.217 | 15327113.972 |  | -1
node_8101702_200821409 |  |  | PQ | ABCN | 2771.281 | 8101702 | no | no |  |  | no |  |  | 1404094.938 | 15327204.205 |  | -1
node_8101702_200821411 |  |  | PQ | ABCN | 2771.281 | 8101702 | no | no |  |  | no |  |  | 1404291.76 | 15327250.004 |  | -1
node_8101702_200821412 |  |  | PQ | ABCD | 2771.281 | 8101702 | no | no |  |  | no |  |  | 1404407.713 | 15327271.547 |  | -1
node_8101702_200821413 |  |  | PQ | ABCN | 2771.281 | 8101702 | no | no |  |  | no |  |  | 1404582.695 | 15327311.981 |  | -1
node_8101702_200821414 |  |  | PQ | ABCD | 2771.281 | 8101702 | no | no |  |  | no |  |  | 1404729.413 | 15327347.515 |  | -1
node_8101702_200821416 |  |  | PQ | ABCD | 2771.281 | 8101702 | no | no |  |  | no |  |  | 1404922.585 | 15327396.068 |  | -1
node_8101702_200821417 |  |  | PQ | ABCD | 2771.281 | 8101702 | no | no |  |  | no |  |  | 1405114.943 | 15327439.221 |  | -1
node_8101702_200821418 |  |  | PQ | ABCN | 2771.281 | 8101702 | no | no |  |  | no |  |  | 1405198.183 | 15327475.506 |  | -1
node_8101702_200821424 |  |  | PQ | ABCN | 2771.281 | 8101702 | no | no |  |  | no |  |  | 1405934.14 | 15327718.427 |  | -1
node_8101702_200821427 |  |  | PQ | ABCD | 2771.281 | 8101702 | no | no |  |  | no |  |  | 1406139.191 | 15327796.752 |  | -1
node_8101702_200821429 |  |  | PQ | ABCD | 2771.281 | 8101702 | no | no |  |  | no |  |  | 1406210.453 | 15327857.039 |  | -1
node_8101702_200821430 |  |  | PQ | AN | 2771.281 | 8101702 | no | no |  |  | no |  |  | 1406280.609 | 15327728.516 |  | -1
node_8101702_200821431 |  |  | PQ | ABCN | 2771.281 | 8101702 | no | no |  |  | no |  |  | 1406366.436 | 15327932.389 |  | -1
node_8101702_200821432 |  |  | PQ | ABCD | 2771.281 | 8101702 | no | no |  |  | no |  |  | 1406479.179 | 15327992.919 |  | -1
node_8101702_200821433 |  |  | PQ | ABCD | 2771.281 | 8101702 | no | no |  |  | no |  |  | 1406593.08 | 15328063.15 |  | -1
node_8101702_200821434 |  |  | PQ | ABCD | 2771.281 | 8101702 | no | no |  |  | no |  |  | 1406689.471 | 15328153.775 |  | -1
node_8101702_200821436 |  |  | PQ | ABCN | 2771.281 | 8101702 | no | no |  |  | no |  |  | 1406797.104 | 15328230.88 |  | -1
node_8101702_200822453 |  |  | PQ | AD | 2771.281 | 8101702 | no | no |  |  | no |  |  | 1401731.648 | 15318154.865 |  | -1
node_8101702_200822454 |  |  | PQ | AN | 2771.281 | 8101702 | no | no |  |  | no |  |  | 1401738.132 | 15318268.733 |  | -1
node_8101702_200822455 |  |  | PQ | AD | 2771.281 | 8101702 | no | no |  |  | no |  |  | 1401740.649 | 15318397.283 |  | -1
node_8101702_200822456 |  |  | PQ | AD | 2771.281 | 8101702 | no | no |  |  | no |  |  | 1401749.617 | 15318519.188 |  | -1
node_8101702_200822457 |  |  | PQ | AD | 2771.281 | 8101702 | no | no |  |  | no |  |  | 1401751.36 | 15318643.765 |  | -1
node_8101702_200822458 |  |  | PQ | AN | 2771.281 | 8101702 | no | no |  |  | no |  |  | 1401757.576 | 15318784.408 |  | -1
node_8101702_200822459 |  |  | PQ | AD | 2771.281 | 8101702 | no | no |  |  | no |  |  | 1401760.604 | 15318915.762 |  | -1
node_8101702_200822460 |  |  | PQ | ABCD | 2771.281 | 8101702 | no | no |  |  | no |  |  | 1401736.905 | 15319070.515 |  | -1
node_8101702_200822461 |  |  | PQ | ABCD | 2771.281 | 8101702 | no | no |  |  | no |  |  | 1401743.248 | 15319227.899 |  | -1
node_8101702_200822462 |  |  | PQ | ABCN | 2771.281 | 8101702 | no | no |  |  | no |  |  | 1401864.067 | 15319357.804 |  | -1
node_8101702_200822463 |  |  | PQ | ABCD | 2771.281 | 8101702 | no | no |  |  | no |  |  | 1402026.738 | 15319502.725 |  | -1
node_8101702_200822499 |  |  | PQ | ABCN | 2771.281 | 8101702 | no | no |  |  | no |  |  | 1403836.675 | 15318060.352 |  | -1
node_8101702_200822501 |  |  | PQ | ABCD | 2771.281 | 8101702 | no | no |  |  | no |  |  | 1403828.004 | 15318202.736 |  | -1
node_8101702_200822502 |  |  | PQ | ABCN | 2771.281 | 8101702 | no | no |  |  | no |  |  | 1403827.843 | 15318262.546 |  | -1
node_8101702_200822503 |  |  | PQ | ABCN | 2771.281 | 8101702 | no | no |  |  | no |  |  | 1403822.637 | 15318317.701 |  | -1
node_8101702_200822504 |  |  | PQ | ABCD | 2771.281 | 8101702 | no | no |  |  | no |  |  | 1403812.991 | 15318438.907 |  | -1
node_8101702_200822505 |  |  | PQ | ABCD | 2771.281 | 8101702 | no | no |  |  | no |  |  | 1403806.535 | 15318537.77 |  | -1
node_8101702_200822506 |  |  | PQ | ABCD | 2771.281 | 8101702 | no | no |  |  | no |  |  | 1403801.46 | 15318701.503 |  | -1
node_8101702_200822508 |  |  | PQ | ABCN | 2771.281 | 8101702 | no | no |  |  | no |  |  | 1403796.645 | 15318798.665 |  | -1
node_8101702_200822509 |  |  | PQ | ABCD | 2771.281 | 8101702 | no | no |  |  | no |  |  | 1403785.097 | 15318941.117 |  | -1
node_8101702_200822510 |  |  | PQ | ABCD | 2771.281 | 8101702 | no | no |  |  | no |  |  | 1403765.045 | 15318944.315 |  | -1
node_8101702_200822511 |  |  | PQ | ABCN | 2771.281 | 8101702 | no | no |  |  | no |  |  | 1403496.896 | 15318941.773 |  | -1
node_8101702_200822512 |  |  | PQ | ABCD | 2771.281 | 8101702 | no | no |  |  | no |  |  | 1403781.391 | 15319051.833 |  | -1
node_8101702_200822513 |  |  | PQ | ABCD | 2771.281 | 8101702 | no | no |  |  | no |  |  | 1403775.047 | 15319148.552 |  | -1
node_8101702_200822514 |  |  | PQ | ABCD | 2771.281 | 8101702 | no | no |  |  | no |  |  | 1403720.873 | 15319142.223 |  | -1
node_8101702_200822515 |  |  | PQ | ABCN | 2771.281 | 8101702 | no | no |  |  | no |  |  | 1403541.845 | 15319137.469 |  | -1
node_8101702_200822516 |  |  | PQ | ABCD | 2771.281 | 8101702 | no | no |  |  | no |  |  | 1403764.405 | 15319249.826 |  | -1
node_8101702_200822518 |  |  | PQ | ABCD | 2771.281 | 8101702 | no | no |  |  | no |  |  | 1403762.778 | 15319351.484 |  | -1
node_8101702_200822519 |  |  | PQ | ABCD | 2771.281 | 8101702 | no | no |  |  | no |  |  | 1403754.881 | 15319451.041 |  | -1
node_8101702_200822520 |  |  | PQ | AD | 2771.281 | 8101702 | no | no |  |  | no |  |  | 1403838.863 | 15319462.845 |  | -1
node_8101702_200822523 |  |  | PQ | AD | 2771.281 | 8101702 | no | no |  |  | no |  |  | 1404013.204 | 15319469.798 |  | -1
node_8101702_200822524 |  |  | PQ | AD | 2771.281 | 8101702 | no | no |  |  | no |  |  | 1404182.053 | 15319479.715 |  | -1
node_8101702_200822525 |  |  | PQ | AN | 2771.281 | 8101702 | no | no |  |  | no |  |  | 1404338.102 | 15319482.743 |  | -1
node_8101702_200822528 |  |  | PQ | ABCN | 2771.281 | 8101702 | no | no |  |  | no |  |  | 1403742.002 | 15319623.735 |  | -1
node_8101702_200822529 |  |  | PQ | ABCD | 2771.281 | 8101702 | no | no |  |  | no |  |  | 1403734.909 | 15319795.829 |  | -1
node_8101702_200822530 |  |  | PQ | AD | 2771.281 | 8101702 | no | no |  |  | no |  |  | 1403778.348 | 15319889.664 |  | -1
node_8101702_200822531 |  |  | PQ | AD | 2771.281 | 8101702 | no | no |  |  | no |  |  | 1403936.785 | 15319883.368 |  | -1
node_8101702_200822532 |  |  | PQ | AN | 2771.281 | 8101702 | no | no |  |  | no |  |  | 1404106.915 | 15319883.574 |  | -1
node_8101702_200822537 |  |  | PQ | AD | 2771.281 | 8101702 | no | no |  |  | no |  |  | 1403767.685 | 15320124.434 |  | -1
node_8101702_200822538 |  |  | PQ | AN | 2771.281 | 8101702 | no | no |  |  | no |  |  | 1403758.8 | 15320306.579 |  | -1
node_8101702_200822539 |  |  | PQ | AN | 2771.281 | 8101702 | no | no |  |  | no |  |  | 1403757.191 | 15320497.365 |  | -1
node_8101702_200822542 |  |  | PQ | AD | 2771.281 | 8101702 | no | no |  |  | no |  |  | 1403752.076 | 15320596.421 |  | -1
node_8101702_200822544 |  |  | PQ | AN | 2771.281 | 8101702 | no | no |  |  | no |  |  | 1403746.112 | 15320783.93 |  | -1
node_8101702_200822545 |  |  | PQ | AD | 2771.281 | 8101702 | no | no |  |  | no |  |  | 1403732.737 | 15320989.571 |  | -1
node_8101702_200822546 |  |  | PQ | AN | 2771.281 | 8101702 | no | no |  |  | no |  |  | 1403728.138 | 15321186.157 |  | -1
node_8101702_200822547 |  |  | PQ | AD | 2771.281 | 8101702 | no | no |  |  | no |  |  | 1403721.501 | 15321325.842 |  | -1
node_8101702_200822549 |  |  | PQ | AN | 2771.281 | 8101702 | no | no |  |  | no |  |  | 1403735.499 | 15321479.849 |  | -1
node_8101702_200822550 |  |  | PQ | AD | 2771.281 | 8101702 | no | no |  |  | no |  |  | 1403939.946 | 15321488.793 |  | -1
node_8101702_200822551 |  |  | PQ | AN | 2771.281 | 8101702 | no | no |  |  | no |  |  | 1404136.98 | 15321497.432 |  | -1
node_8101702_200822556 |  |  | PQ | AD | 2771.281 | 8101702 | no | no |  |  | no |  |  | 1403802.438 | 15321755.84 |  | -1
node_8101702_200822559 |  |  | PQ | AD | 2771.281 | 8101702 | no | no |  |  | no |  |  | 1403858.96 | 15321766.948 |  | -1
node_8101702_200822561 |  |  | PQ | AD | 2771.281 | 8101702 | no | no |  |  | no |  |  | 1404040.581 | 15321761.682 |  | -1
node_8101702_200822562 |  |  | PQ | AD | 2771.281 | 8101702 | no | no |  |  | no |  |  | 1404029.347 | 15321870.109 |  | -1
node_8101702_200822563 |  |  | PQ | AN | 2771.281 | 8101702 | no | no |  |  | no |  |  | 1404160.988 | 15322124.186 |  | -1
node_8101702_200822564 |  |  | PQ | AN | 2771.281 | 8101702 | no | no |  |  | no |  |  | 1404332.346 | 15322354.973 |  | -1
node_8101702_200822565 |  |  | PQ | AN | 2771.281 | 8101702 | no | no |  |  | no |  |  | 1404452.437 | 15322521.117 |  | -1
node_8101702_200822566 |  |  | PQ | AN | 2771.281 | 8101702 | no | no |  |  | no |  |  | 1404553.007 | 15322683.431 |  | -1
node_8101702_200822567 |  |  | PQ | AN | 2771.281 | 8101702 | no | no |  |  | no |  |  | 1404675.632 | 15322871.36 |  | -1
node_8101702_200822568 |  |  | PQ | AN | 2771.281 | 8101702 | no | no |  |  | no |  |  | 1404852.756 | 15323150.055 |  | -1
node_8101702_200822570 |  |  | PQ | AD | 2771.281 | 8101702 | no | no |  |  | no |  |  | 1405121.72 | 15323491.475 |  | -1
node_8101702_200822571 |  |  | PQ | AN | 2771.281 | 8101702 | no | no |  |  | no |  |  | 1405265.3 | 15323365.054 |  | -1
node_8101702_200822572 |  |  | PQ | AN | 2771.281 | 8101702 | no | no |  |  | no |  |  | 1405376.541 | 15323820.598 |  | -1
node_8101702_200822575 |  |  | PQ | AD | 2771.281 | 8101702 | no | no |  |  | no |  |  | 1405672.539 | 15324180.718 |  | -1
node_8101702_200822576 |  |  | PQ | AD | 2771.281 | 8101702 | no | no |  |  | no |  |  | 1405786.661 | 15324245.183 |  | -1
node_8101702_200822577 |  |  | PQ | AN | 2771.281 | 8101702 | no | no |  |  | no |  |  | 1405969.477 | 15324376.64 |  | -1
node_8101702_200822582 |  |  | PQ | AD | 2771.281 | 8101702 | no | no |  |  | no |  |  | 1405936.91 | 15324442.175 |  | -1
node_8101702_200822584 |  |  | PQ | AN | 2771.281 | 8101702 | no | no |  |  | no |  |  | 1406225.784 | 15324459.07 |  | -1
node_8101702_200822587 |  |  | PQ | AD | 2771.281 | 8101702 | no | no |  |  | no |  |  | 1406367.183 | 15324463.282 |  | -1
node_8101702_200822588 |  |  | PQ | AN | 2771.281 | 8101702 | no | no |  |  | no |  |  | 1406647.652 | 15324479.378 |  | -1
node_8101702_200822592 |  |  | PQ | AD | 2771.281 | 8101702 | no | no |  |  | no |  |  | 1407123.568 | 15324507.225 |  | -1
node_8101702_200822593 |  |  | PQ | AN | 2771.281 | 8101702 | no | no |  |  | no |  |  | 1407335.603 | 15324515.085 |  | -1
node_8101702_200822595 |  |  | PQ | AD | 2771.281 | 8101702 | no | no |  |  | no |  |  | 1407528.922 | 15324527.06 |  | -1
node_8101702_200822596 |  |  | PQ | AD | 2771.281 | 8101702 | no | no |  |  | no |  |  | 1407507.768 | 15324479.96 |  | -1
node_8101702_200822597 |  |  | PQ | AD | 2771.281 | 8101702 | no | no |  |  | no |  |  | 1407766.354 | 15324494.286 |  | -1
node_8101702_200822598 |  |  | PQ | AN | 2771.281 | 8101702 | no | no |  |  | no |  |  | 1407939.425 | 15324496.543 |  | -1
node_8101702_200822599 |  |  | PQ | AN | 2771.281 | 8101702 | no | no |  |  | no |  |  | 1408137.9 | 15324502.178 |  | -1
node_8101702_200822601 |  |  | PQ | AD | 2771.281 | 8101702 | no | no |  |  | no |  |  | 1408256.731 | 15324558.138 |  | -1
node_8101702_200822603 |  |  | PQ | AD | 2771.281 | 8101702 | no | no |  |  | no |  |  | 1408663.132 | 15324580.489 |  | -1
node_8101702_200822604 |  |  | PQ | AN | 2771.281 | 8101702 | no | no |  |  | no |  |  | 1409064.375 | 15324601.83 |  | -1
node_8101702_200822608 |  |  | PQ | AN | 2771.281 | 8101702 | no | no |  |  | no |  |  | 1409258.8 | 15324608.708 |  | -1
node_8101702_200822610 |  |  | PQ | AN | 2771.281 | 8101702 | no | no |  |  | no |  |  | 1409418.156 | 15324615.328 |  | -1
node_8101702_200822637 |  |  | PQ | AD | 2771.281 | 8101702 | no | no |  |  | no |  |  | 1405010.746 | 15323591.363 |  | -1
node_8101702_200822638 |  |  | PQ | AN | 2771.281 | 8101702 | no | no |  |  | no |  |  | 1404904.231 | 15323691.956 |  | -1
node_8101702_200822640 |  |  | PQ | ABCD | 2771.281 | 8101702 | no | no |  |  | no |  |  | 1403441.745 | 15319792.943 |  | -1
node_8101702_200822641 |  |  | PQ | ABCD | 2771.281 | 8101702 | no | no |  |  | no |  |  | 1403287.493 | 15319797.822 |  | -1
node_8101702_200822642 |  |  | PQ | ABCD | 2771.281 | 8101702 | no | no |  |  | no |  |  | 1403150.335 | 15319801.617 |  | -1
node_8101702_200822643 |  |  | PQ | ABCN | 2771.281 | 8101702 | no | no |  |  | no |  |  | 1402972.389 | 15319788.38 |  | -1
node_8101702_200822644 |  |  | PQ | ABCD | 2771.281 | 8101702 | no | no |  |  | no |  |  | 1402831.655 | 15319784.255 |  | -1
node_8101702_200822645 |  |  | PQ | ABCN | 2771.281 | 8101702 | no | no |  |  | no |  |  | 1402742.22 | 15319774.357 |  | -1
node_8101702_200822646 |  |  | PQ | ABCD | 2771.281 | 8101702 | no | no |  |  | no |  |  | 1402541.611 | 15319770.535 |  | -1
node_8101702_200822647 |  |  | PQ | ABCD | 2771.281 | 8101702 | no | no |  |  | no |  |  | 1402381.187 | 15319745.486 |  | -1
node_8101702_200822648 |  |  | PQ | ABCN | 2771.281 | 8101702 | no | no |  |  | no |  |  | 1402380.089 | 15319919.124 |  | -1
node_8101702_200822650 |  |  | PQ | ABCD | 2771.281 | 8101702 | no | no |  |  | no |  |  | 1402194.676 | 15319733.143 |  | -1
node_8101702_200822652 |  |  | PQ | ABCD | 2771.281 | 8101702 | no | no |  |  | no |  |  | 1402052.674 | 15319630.528 |  | -1
node_8101702_200822653 |  |  | PQ | AD | 2771.281 | 8101702 | no | no |  |  | no |  |  | 1404024.045 | 15318164.729 |  | -1
node_8101702_200822654 |  |  | PQ | AD | 2771.281 | 8101702 | no | no |  |  | no |  |  | 1404173.251 | 15318123.278 |  | -1
node_8101702_200822655 |  |  | PQ | AN | 2771.281 | 8101702 | no | no |  |  | no |  |  | 1404291.08 | 15318091.615 |  | -1
node_8101702_200822660 |  |  | PQ | AD | 2771.281 | 8101702 | no | no |  |  | no |  |  | 1403885.084 | 15318538.444 |  | -1
node_8101702_200822663 |  |  | PQ | AD | 2771.281 | 8101702 | no | no |  |  | no |  |  | 1404061.747 | 15318503.76 |  | -1
node_8101702_200822664 |  |  | PQ | AD | 2771.281 | 8101702 | no | no |  |  | no |  |  | 1404161.351 | 15318476.967 |  | -1
node_8101702_200822665 |  |  | PQ | AD | 2771.281 | 8101702 | no | no |  |  | no |  |  | 1404305.164 | 15318442.913 |  | -1
node_8101702_200822666 |  |  | PQ | AN | 2771.281 | 8101702 | no | no |  |  | no |  |  | 1404432.133 | 15318415.017 |  | -1
node_8101702_200822673 |  |  | PQ | AD | 2771.281 | 8101702 | no | no |  |  | no |  |  | 1403956.406 | 15318706.563 |  | -1
node_8101702_200822678 |  |  | PQ | AD | 2771.281 | 8101702 | no | no |  |  | no |  |  | 1404150.345 | 15318684.944 |  | -1
node_8101702_200822680 |  |  | PQ | AD | 2771.281 | 8101702 | no | no |  |  | no |  |  | 1404246.849 | 15318676.922 |  | -1
node_8101702_200822682 |  |  | PQ | AD | 2771.281 | 8101702 | no | no |  |  | no |  |  | 1404397.546 | 15318651.077 |  | -1
node_8101702_200822683 |  |  | PQ | AD | 2771.281 | 8101702 | no | no |  |  | no |  |  | 1404592.823 | 15318618.04 |  | -1
node_8101702_200822684 |  |  | PQ | AN | 2771.281 | 8101702 | no | no |  |  | no |  |  | 1404795.332 | 15318590.862 |  | -1
node_8101702_200822689 |  |  | PQ | ABCD | 2771.281 | 8101702 | no | no |  |  | no |  |  | 1403890.588 | 15319179.273 |  | -1
node_8101702_200822691 |  |  | PQ | ABCN | 2771.281 | 8101702 | no | no |  |  | no |  |  | 1404026.256 | 15319163.947 |  | -1
node_8101702_200822692 |  |  | PQ | ABCD | 2771.281 | 8101702 | no | no |  |  | no |  |  | 1404170.052 | 15319160.459 |  | -1
node_8101702_200822694 |  |  | PQ | ABCN | 2771.281 | 8101702 | no | no |  |  | no |  |  | 1404329.134 | 15319152.84 |  | -1
node_8101702_200822695 |  |  | PQ | ABCD | 2771.281 | 8101702 | no | no |  |  | no |  |  | 1404517.084 | 15319156.626 |  | -1
node_8101702_200822698 |  |  | PQ | ABCD | 2771.281 | 8101702 | no | no |  |  | no |  |  | 1404653.265 | 15319176.049 |  | -1
node_8101702_200822699 |  |  | PQ | ABCD | 2771.281 | 8101702 | no | no |  |  | no |  |  | 1404814.559 | 15319202.208 |  | -1
node_8101702_200822700 |  |  | PQ | ABCN | 2771.281 | 8101702 | no | no |  |  | no |  |  | 1404961.091 | 15319228.922 |  | -1
node_8101702_200822701 |  |  | PQ | ABCD | 2771.281 | 8101702 | no | no |  |  | no |  |  | 1405113.295 | 15319246.965 |  | -1
node_8101702_200822703 |  |  | PQ | ABCD | 2771.281 | 8101702 | no | no |  |  | no |  |  | 1405292.305 | 15319277.219 |  | -1
node_8101702_200822704 |  |  | PQ | ABCN | 2771.281 | 8101702 | no | no |  |  | no |  |  | 1405476.255 | 15319306.426 |  | -1
node_8101702_200822705 |  |  | PQ | AD | 2771.281 | 8101702 | no | no |  |  | no |  |  | 1405496.623 | 15319368.178 |  | -1
node_8101702_200822706 |  |  | PQ | AN | 2771.281 | 8101702 | no | no |  |  | no |  |  | 1405494.892 | 15319527.788 |  | -1
node_8101702_200822708 |  |  | PQ | ABCD | 2771.281 | 8101702 | no | no |  |  | no |  |  | 1405656.047 | 15319338.706 |  | -1
node_8101702_200822709 |  |  | PQ | AD | 2771.281 | 8101702 | no | no |  |  | no |  |  | 1405777.832 | 15319346.165 |  | -1
node_8101702_200822710 |  |  | PQ | ABCD | 2771.281 | 8101702 | no | no |  |  | no |  |  | 1405805.906 | 15319473.21 |  | -1
node_8101702_200822711 |  |  | PQ | ABCN | 2771.281 | 8101702 | no | no |  |  | no |  |  | 1405919.005 | 15319492.26 |  | -1
node_8101702_200822712 |  |  | PQ | ABCD | 2771.281 | 8101702 | no | no |  |  | no |  |  | 1406109.09 | 15319541.993 |  | -1
node_8101702_200822713 |  |  | PQ | ABCD | 2771.281 | 8101702 | no | no |  |  | no |  |  | 1406323.851 | 15319571.414 |  | -1
node_8101702_200822714 |  |  | PQ | ABCD | 2771.281 | 8101702 | no | no |  |  | no |  |  | 1406484.007 | 15319575.717 |  | -1
node_8101702_200822720 |  |  | PQ | AN | 2771.281 | 8101702 | no | no |  |  | no |  |  | 1397251.464 | 15335824.966 |  | -1
node_8101702_200822721 |  |  | PQ | AN | 2771.281 | 8101702 | no | no |  |  | no |  |  | 1397099.978 | 15336632.381 |  | -1
node_8101702_200822722 |  |  | PQ | AN | 2771.281 | 8101702 | no | no |  |  | no |  |  | 1398460.168 | 15332098.037 |  | -1
node_8101702_200822723 |  |  | PQ | AN | 2771.281 | 8101702 | no | no |  |  | no |  |  | 1399070.667 | 15333955.993 |  | -1
node_8101702_200822724 |  |  | PQ | AD | 2771.281 | 8101702 | no | no |  |  | no |  |  | 1397631.719 | 15337848.003 |  | -1
node_8101702_200822725 |  |  | PQ | AD | 2771.281 | 8101702 | no | no |  |  | no |  |  | 1397420.633 | 15337791.182 |  | -1
node_8101702_200822726 |  |  | PQ | AN | 2771.281 | 8101702 | no | no |  |  | no |  |  | 1397190.085 | 15337825.823 |  | -1
node_8101702_200822727 |  |  | PQ | AN | 2771.281 | 8101702 | no | no |  |  | no |  |  | 1397371.039 | 15338288.38 |  | -1
node_8101702_200822730 |  |  | PQ | AD | 2771.281 | 8101702 | no | no |  |  | no |  |  | 1401290.066 | 15325844.457 |  | -1
node_8101702_200822731 |  |  | PQ | AN | 2771.281 | 8101702 | no | no |  |  | no |  |  | 1401056.211 | 15325922.436 |  | -1
node_8101702_200822732 |  |  | PQ | AN | 2771.281 | 8101702 | no | no |  |  | no |  |  | 1399978.216 | 15327517.704 |  | -1
node_8101702_200822733 |  |  | PQ | AD | 2771.281 | 8101702 | no | no |  |  | no |  |  | 1400434.899 | 15326568.01 |  | -1
node_8101702_200822734 |  |  | PQ | AD | 2771.281 | 8101702 | no | no |  |  | no |  |  | 1400819.624 | 15326271.136 |  | -1
node_8101702_200822735 |  |  | PQ | AN | 2771.281 | 8101702 | no | no |  |  | no |  |  | 1401234.705 | 15326086.458 |  | -1
node_8101702_200822736 |  |  | PQ | AD | 2771.281 | 8101702 | no | no |  |  | no |  |  | 1400290.754 | 15326755.516 |  | -1
node_8101702_200822737 |  |  | PQ | AD | 2771.281 | 8101702 | no | no |  |  | no |  |  | 1400137.114 | 15326941.643 |  | -1
node_8101702_200822738 |  |  | PQ | AD | 2771.281 | 8101702 | no | no |  |  | no |  |  | 1399990.121 | 15327131.118 |  | -1
node_8101702_200822742 |  |  | PQ | AN | 2771.281 | 8101702 | no | no |  |  | no |  |  | 1400026.017 | 15327709.09 |  | -1
node_8101702_200822743 |  |  | PQ | AN | 2771.281 | 8101702 | no | no |  |  | no |  |  | 1400100.345 | 15327993.988 |  | -1
node_8101702_200822745 |  |  | PQ | AN | 2771.281 | 8101702 | no | no |  |  | no |  |  | 1400186.198 | 15328048.82 |  | -1
node_8101702_200822746 |  |  | PQ | AD | 2771.281 | 8101702 | no | no |  |  | no |  |  | 1400156.016 | 15328200.532 |  | -1
node_8101702_200822748 |  |  | PQ | AD | 2771.281 | 8101702 | no | no |  |  | no |  |  | 1399920.67 | 15329088.805 |  | -1
node_8101702_200822749 |  |  | PQ | AN | 2771.281 | 8101702 | no | no |  |  | no |  |  | 1400012.664 | 15329173.068 |  | -1
node_8101702_200822751 |  |  | PQ | AN | 2771.281 | 8101702 | no | no |  |  | no |  |  | 1400152.164 | 15328943.501 |  | -1
node_8101702_200822752 |  |  | PQ | AN | 2771.281 | 8101702 | no | no |  |  | no |  |  | 1399881.587 | 15329412.082 |  | -1
node_8101702_200822753 |  |  | PQ | AN | 2771.281 | 8101702 | no | no |  |  | no |  |  | 1399807.517 | 15329366.088 |  | -1
node_8101702_200822754 |  |  | PQ | AN | 2771.281 | 8101702 | no | no |  |  | no |  |  | 1399684.734 | 15329671.265 |  | -1
node_8101702_200822755 |  |  | PQ | AD | 2771.281 | 8101702 | no | no |  |  | no |  |  | 1399743.94 | 15329759.079 |  | -1
node_8101702_200822756 |  |  | PQ | AN | 2771.281 | 8101702 | no | no |  |  | no |  |  | 1399618.187 | 15329950.489 |  | -1
node_8101702_200822758 |  |  | PQ | AN | 2771.281 | 8101702 | no | no |  |  | no |  |  | 1399532.904 | 15330313.104 |  | -1
node_8101702_200822760 |  |  | PQ | AN | 2771.281 | 8101702 | no | no |  |  | no |  |  | 1399499.506 | 15330544.888 |  | -1
node_8101702_200822762 |  |  | PQ | AN | 2771.281 | 8101702 | no | no |  |  | no |  |  | 1399406.514 | 15330828.117 |  | -1
node_8101702_200822763 |  |  | PQ | AN | 2771.281 | 8101702 | no | no |  |  | no |  |  | 1399465.757 | 15330894.102 |  | -1
node_8101702_200822765 |  |  | PQ | AN | 2771.281 | 8101702 | no | no |  |  | no |  |  | 1399334.702 | 15331112.967 |  | -1
node_8101702_200822766 |  |  | PQ | AD | 2771.281 | 8101702 | no | no |  |  | no |  |  | 1399380.277 | 15331138.189 |  | -1
node_8101702_200822767 |  |  | PQ | AN | 2771.281 | 8101702 | no | no |  |  | no |  |  | 1399133.975 | 15331013.441 |  | -1
node_8101702_200822768 |  |  | PQ | AN | 2771.281 | 8101702 | no | no |  |  | no |  |  | 1399268.461 | 15331387.29 |  | -1
node_8101702_200822769 |  |  | PQ | AN | 2771.281 | 8101702 | no | no |  |  | no |  |  | 1399197.96 | 15331592.263 |  | -1
node_8101702_200822770 |  |  | PQ | AD | 2771.281 | 8101702 | no | no |  |  | no |  |  | 1399129.71 | 15331795.058 |  | -1
node_8101702_200822771 |  |  | PQ | AD | 2771.281 | 8101702 | no | no |  |  | no |  |  | 1399142.281 | 15331815.042 |  | -1
node_8101702_200822772 |  |  | PQ | AN | 2771.281 | 8101702 | no | no |  |  | no |  |  | 1399302.039 | 15331934.044 |  | -1
node_8101702_200822773 |  |  | PQ | AD | 2771.281 | 8101702 | no | no |  |  | no |  |  | 1399015.761 | 15332097.766 |  | -1
node_8101702_200822774 |  |  | PQ | AD | 2771.281 | 8101702 | no | no |  |  | no |  |  | 1399077.556 | 15332311.054 |  | -1
node_8101702_200822775 |  |  | PQ | AN | 2771.281 | 8101702 | no | no |  |  | no |  |  | 1399316.157 | 15332362.97 |  | -1
node_8101702_200822776 |  |  | PQ | AN | 2771.281 | 8101702 | no | no |  |  | no |  |  | 1399109.419 | 15332400.125 |  | -1
node_8101702_200822777 |  |  | PQ | AN | 2771.281 | 8101702 | no | no |  |  | no |  |  | 1398920.981 | 15332112.521 |  | -1
node_8101702_200822779 |  |  | PQ | AD | 2771.281 | 8101702 | no | no |  |  | no |  |  | 1398813.037 | 15332331.241 |  | -1
node_8101702_200822781 |  |  | PQ | AN | 2771.281 | 8101702 | no | no |  |  | no |  |  | 1398697.536 | 15332550.421 |  | -1
node_8101702_200822782 |  |  | PQ | AN | 2771.281 | 8101702 | no | no |  |  | no |  |  | 1398620.633 | 15332715.667 |  | -1
node_8101702_200822784 |  |  | PQ | AD | 2771.281 | 8101702 | no | no |  |  | no |  |  | 1398545.966 | 15332961.774 |  | -1
node_8101702_200822785 |  |  | PQ | AN | 2771.281 | 8101702 | no | no |  |  | no |  |  | 1398528.331 | 15333174.479 |  | -1
node_8101702_200822786 |  |  | PQ | AD | 2771.281 | 8101702 | no | no |  |  | no |  |  | 1398523.878 | 15333409.832 |  | -1
node_8101702_200822787 |  |  | PQ | AN | 2771.281 | 8101702 | no | no |  |  | no |  |  | 1398512.627 | 15333475.612 |  | -1
node_8101702_200822788 |  |  | PQ | AN | 2771.281 | 8101702 | no | no |  |  | no |  |  | 1398539.588 | 15333765.485 |  | -1
node_8101702_200822790 |  |  | PQ | AN | 2771.281 | 8101702 | no | no |  |  | no |  |  | 1398609.043 | 15333707.962 |  | -1
node_8101702_200822793 |  |  | PQ | AD | 2771.281 | 8101702 | no | no |  |  | no |  |  | 1398428.02 | 15334030.994 |  | -1
node_8101702_200822794 |  |  | PQ | AD | 2771.281 | 8101702 | no | no |  |  | no |  |  | 1398360.567 | 15334196.297 |  | -1
node_8101702_200822795 |  |  | PQ | AN | 2771.281 | 8101702 | no | no |  |  | no |  |  | 1398513.791 | 15334031.885 |  | -1
node_8101702_200822796 |  |  | PQ | AD | 2771.281 | 8101702 | no | no |  |  | no |  |  | 1398284.778 | 15334375.499 |  | -1
node_8101702_200822797 |  |  | PQ | AN | 2771.281 | 8101702 | no | no |  |  | no |  |  | 1398189.39 | 15334600.59 |  | -1
node_8101702_200822798 |  |  | PQ | AN | 2771.281 | 8101702 | no | no |  |  | no |  |  | 1398190.515 | 15334801.669 |  | -1
node_8101702_200822800 |  |  | PQ | AN | 2771.281 | 8101702 | no | no |  |  | no |  |  | 1397959.951 | 15334773.521 |  | -1
node_8101702_200822801 |  |  | PQ | AN | 2771.281 | 8101702 | no | no |  |  | no |  |  | 1398187.907 | 15335019.491 |  | -1
node_8101702_200822802 |  |  | PQ | AN | 2771.281 | 8101702 | no | no |  |  | no |  |  | 1398147.429 | 15335212.347 |  | -1
node_8101702_200822803 |  |  | PQ | AN | 2771.281 | 8101702 | no | no |  |  | no |  |  | 1398111.441 | 15335402.212 |  | -1
node_8101702_200822805 |  |  | PQ | AN | 2771.281 | 8101702 | no | no |  |  | no |  |  | 1398068.922 | 15335629.387 |  | -1
node_8101702_200822806 |  |  | PQ | AD | 2771.281 | 8101702 | no | no |  |  | no |  |  | 1398022.37 | 15335864.681 |  | -1
node_8101702_200822807 |  |  | PQ | AN | 2771.281 | 8101702 | no | no |  |  | no |  |  | 1397841.247 | 15335920.562 |  | -1
node_8101702_200822808 |  |  | PQ | AN | 2771.281 | 8101702 | no | no |  |  | no |  |  | 1397980.194 | 15336082.358 |  | -1
node_8101702_200822809 |  |  | PQ | AD | 2771.281 | 8101702 | no | no |  |  | no |  |  | 1397938.689 | 15336292.27 |  | -1
node_8101702_200822811 |  |  | PQ | AD | 2771.281 | 8101702 | no | no |  |  | no |  |  | 1397850.886 | 15336720.247 |  | -1
node_8101702_200822812 |  |  | PQ | AN | 2771.281 | 8101702 | no | no |  |  | no |  |  | 1397812.639 | 15336671.949 |  | -1
node_8101702_200822814 |  |  | PQ | AD | 2771.281 | 8101702 | no | no |  |  | no |  |  | 1397840.051 | 15337027.494 |  | -1
node_8101702_200822815 |  |  | PQ | AD | 2771.281 | 8101702 | no | no |  |  | no |  |  | 1397776.267 | 15337145.968 |  | -1
node_8101702_200822816 |  |  | PQ | AN | 2771.281 | 8101702 | no | no |  |  | no |  |  | 1397528.364 | 15337120.377 |  | -1
node_8101702_200822817 |  |  | PQ | AN | 2771.281 | 8101702 | no | no |  |  | no |  |  | 1397286.199 | 15337091.89 |  | -1
node_8101702_200822818 |  |  | PQ | AD | 2771.281 | 8101702 | no | no |  |  | no |  |  | 1397839.307 | 15337257.719 |  | -1
node_8101702_200822819 |  |  | PQ | AN | 2771.281 | 8101702 | no | no |  |  | no |  |  | 1397809.587 | 15337450.137 |  | -1
node_8101702_200822821 |  |  | PQ | AN | 2771.281 | 8101702 | no | no |  |  | no |  |  | 1397793.179 | 15337641.343 |  | -1
node_8101702_200822822 |  |  | PQ | AN | 2771.281 | 8101702 | no | no |  |  | no |  |  | 1397772.954 | 15337846.905 |  | -1
node_8101702_200822824 |  |  | PQ | AD | 2771.281 | 8101702 | no | no |  |  | no |  |  | 1397719.35 | 15338296.17 |  | -1
node_8101702_200822825 |  |  | PQ | AN | 2771.281 | 8101702 | no | no |  |  | no |  |  | 1397694.54 | 15338542.458 |  | -1
node_8101702_200822826 |  |  | PQ | AN | 2771.281 | 8101702 | no | no |  |  | no |  |  | 1397671.124 | 15338738.258 |  | -1
node_8101702_200822827 |  |  | PQ | AD | 2771.281 | 8101702 | no | no |  |  | no |  |  | 1397620.225 | 15338634.703 |  | -1
node_8101702_200822828 |  |  | PQ | AN | 2771.281 | 8101702 | no | no |  |  | no |  |  | 1397297.589 | 15338632.004 |  | -1
node_8101702_200822829 |  |  | PQ | AD | 2771.281 | 8101702 | no | no |  |  | no |  |  | 1397648.786 | 15338928.546 |  | -1
node_8101702_200823743 |  |  | PQ | AN | 2771.281 | 8101702 | no | no |  |  | no |  |  | 1403681.921 | 15333020.451 |  | -1
node_8101702_200823744 |  |  | PQ | AN | 2771.281 | 8101702 | no | no |  |  | no |  |  | 1403897.78 | 15331358.284 |  | -1
node_8101702_200823745 |  |  | PQ | ABCD | 2771.281 | 8101702 | no | no |  |  | no |  |  | 1403481.019 | 15327064.782 |  | -1
node_8101702_200823746 |  |  | PQ | ABCN | 2771.281 | 8101702 | no | no |  |  | no |  |  | 1403459.84 | 15327179.649 |  | -1
node_8101702_200823749 |  |  | PQ | AD | 2771.281 | 8101702 | no | no |  |  | no |  |  | 1403435.62 | 15327285.21 |  | -1
node_8101702_200823751 |  |  | PQ | AN | 2771.281 | 8101702 | no | no |  |  | no |  |  | 1403018.953 | 15328985.249 |  | -1
node_8101702_200823752 |  |  | PQ | AN | 2771.281 | 8101702 | no | no |  |  | no |  |  | 1403372.538 | 15328872.02 |  | -1
node_8101702_200823753 |  |  | PQ | AN | 2771.281 | 8101702 | no | no |  |  | no |  |  | 1403080.172 | 15329236.324 |  | -1
node_8101702_200823756 |  |  | PQ | AN | 2771.281 | 8101702 | no | no |  |  | no |  |  | 1403258.102 | 15329617.87 |  | -1
node_8101702_200823757 |  |  | PQ | AD | 2771.281 | 8101702 | no | no |  |  | no |  |  | 1403342.402 | 15329793.628 |  | -1
node_8101702_200823758 |  |  | PQ | AN | 2771.281 | 8101702 | no | no |  |  | no |  |  | 1403435.497 | 15330000.772 |  | -1
node_8101702_200823759 |  |  | PQ | AD | 2771.281 | 8101702 | no | no |  |  | no |  |  | 1403512.695 | 15330173.86 |  | -1
node_8101702_200823760 |  |  | PQ | AD | 2771.281 | 8101702 | no | no |  |  | no |  |  | 1403590.379 | 15330347.728 |  | -1
node_8101702_200823761 |  |  | PQ | AD | 2771.281 | 8101702 | no | no |  |  | no |  |  | 1403675.647 | 15330398.036 |  | -1
node_8101702_200823762 |  |  | PQ | AN | 2771.281 | 8101702 | no | no |  |  | no |  |  | 1403735.617 | 15330551.246 |  | -1
node_8101702_200823764 |  |  | PQ | AD | 2771.281 | 8101702 | no | no |  |  | no |  |  | 1402951.368 | 15327786.485 |  | -1
node_8101702_200823765 |  |  | PQ | AN | 2771.281 | 8101702 | no | no |  |  | no |  |  | 1403789.1 | 15330683.589 |  | -1
node_8101702_200823768 |  |  | PQ | AN | 2771.281 | 8101702 | no | no |  |  | no |  |  | 1403907.676 | 15330955.683 |  | -1
node_8101702_200823772 |  |  | PQ | AN | 2771.281 | 8101702 | no | no |  |  | no |  |  | 1404034.217 | 15331188.58 |  | -1
node_8101702_200823773 |  |  | PQ | AD | 2771.281 | 8101702 | no | no |  |  | no |  |  | 1403975.971 | 15331263.172 |  | -1
node_8101702_200823774 |  |  | PQ | AN | 2771.281 | 8101702 | no | no |  |  | no |  |  | 1403334.639 | 15327424.653 |  | -1
node_8101702_200823775 |  |  | PQ | AN | 2771.281 | 8101702 | no | no |  |  | no |  |  | 1404159.936 | 15331441.905 |  | -1
node_8101702_200823779 |  |  | PQ | AD | 2771.281 | 8101702 | no | no |  |  | no |  |  | 1404322.754 | 15331861.213 |  | -1
node_8101702_200823780 |  |  | PQ | AN | 2771.281 | 8101702 | no | no |  |  | no |  |  | 1404365.31 | 15332074.804 |  | -1
node_8101702_200823782 |  |  | PQ | AN | 2771.281 | 8101702 | no | no |  |  | no |  |  | 1404389.029 | 15332289.752 |  | -1
node_8101702_200823783 |  |  | PQ | AN | 2771.281 | 8101702 | no | no |  |  | no |  |  | 1404377.899 | 15332447.937 |  | -1
node_8101702_200823784 |  |  | PQ | AN | 2771.281 | 8101702 | no | no |  |  | no |  |  | 1404384.322 | 15332779.626 |  | -1
node_8101702_200823786 |  |  | PQ | AN | 2771.281 | 8101702 | no | no |  |  | no |  |  | 1404403.441 | 15333262.14 |  | -1
node_8101702_200823787 |  |  | PQ | AN | 2771.281 | 8101702 | no | no |  |  | no |  |  | 1404406.637 | 15333651.447 |  | -1
node_8101702_200823789 |  |  | PQ | AN | 2771.281 | 8101702 | no | no |  |  | no |  |  | 1404394.807 | 15334053.882 |  | -1
node_8101702_200823792 |  |  | PQ | AN | 2771.281 | 8101702 | no | no |  |  | no |  |  | 1404386.03 | 15334421.736 |  | -1
node_8101702_200823794 |  |  | PQ | AN | 2771.281 | 8101702 | no | no |  |  | no |  |  | 1403183.346 | 15327509.508 |  | -1
node_8101702_200823795 |  |  | PQ | AN | 2771.281 | 8101702 | no | no |  |  | no |  |  | 1402970.104 | 15327717.1 |  | -1
node_8101702_200823796 |  |  | PQ | AD | 2771.281 | 8101702 | no | no |  |  | no |  |  | 1403120.525 | 15327964.674 |  | -1
node_8101702_200823797 |  |  | PQ | AN | 2771.281 | 8101702 | no | no |  |  | no |  |  | 1403266.892 | 15328069.795 |  | -1
node_8101702_200823798 |  |  | PQ | AN | 2771.281 | 8101702 | no | no |  |  | no |  |  | 1402784.051 | 15327858.147 |  | -1
node_8101702_200823799 |  |  | PQ | AN | 2771.281 | 8101702 | no | no |  |  | no |  |  | 1402739.045 | 15328036.856 |  | -1
node_8101702_200823800 |  |  | PQ | AD | 2771.281 | 8101702 | no | no |  |  | no |  |  | 1402788.344 | 15328234.116 |  | -1
node_8101702_200823801 |  |  | PQ | AN | 2771.281 | 8101702 | no | no |  |  | no |  |  | 1402858.981 | 15328402.032 |  | -1
node_8101702_200823802 |  |  | PQ | AN | 2771.281 | 8101702 | no | no |  |  | no |  |  | 1402922.375 | 15328611.669 |  | -1
node_8101702_200823803 |  |  | PQ | AD | 2771.281 | 8101702 | no | no |  |  | no |  |  | 1402970.547 | 15328804.823 |  | -1
node_8101702_200823849 |  |  | PQ | AN | 2771.281 | 8101702 | no | no |  |  | no |  |  | 1403591.763 | 15321735.892 |  | -1
node_8101702_200823850 |  |  | PQ | AD | 2771.281 | 8101702 | no | no |  |  | no |  |  | 1402590.964 | 15321360.474 |  | -1
node_8101702_200823851 |  |  | PQ | AN | 2771.281 | 8101702 | no | no |  |  | no |  |  | 1402559.967 | 15321384.624 |  | -1
node_8101702_200823852 |  |  | PQ | AD | 2771.281 | 8101702 | no | no |  |  | no |  |  | 1402562.582 | 15321566.168 |  | -1
node_8101702_200823853 |  |  | PQ | AN | 2771.281 | 8101702 | no | no |  |  | no |  |  | 1402570.836 | 15321658.737 |  | -1
node_8101702_200823856 |  |  | PQ | AD | 2771.281 | 8101702 | no | no |  |  | no |  |  | 1403402.694 | 15321715.265 |  | -1
node_8101702_200823857 |  |  | PQ | AN | 2771.281 | 8101702 | no | no |  |  | no |  |  | 1403215.457 | 15321708.901 |  | -1
node_8101702_200823859 |  |  | PQ | AD | 2771.281 | 8101702 | no | no |  |  | no |  |  | 1403212.943 | 15321549.076 |  | -1
node_8101702_200823862 |  |  | PQ | AN | 2771.281 | 8101702 | no | no |  |  | no |  |  | 1403447.397 | 15321382.872 |  | -1
node_8101702_200823863 |  |  | PQ | AD | 2771.281 | 8101702 | no | no |  |  | no |  |  | 1402924.23 | 15321375.356 |  | -1
node_8101702_200823864 |  |  | PQ | AD | 2771.281 | 8101702 | no | no |  |  | no |  |  | 1402904.066 | 15321394.067 |  | -1
node_8101702_200823865 |  |  | PQ | AN | 2771.281 | 8101702 | no | no |  |  | no |  |  | 1402904.17 | 15321643.375 |  | -1
node_8101702_200823868 |  |  | PQ | AD | 2771.281 | 8101702 | no | no |  |  | no |  |  | 1402768.977 | 15321358.424 |  | -1
node_8101702_200823891 |  |  | PQ | AN | 2771.281 | 8101702 | no | no |  |  | no |  |  | 1405261.21 | 15330317.333 |  | -1
node_8101702_200823892 |  |  | PQ | AD | 2771.281 | 8101702 | no | no |  |  | no |  |  | 1403476.526 | 15329818.936 |  | -1
node_8101702_200823893 |  |  | PQ | AN | 2771.281 | 8101702 | no | no |  |  | no |  |  | 1403662.818 | 15329833.376 |  | -1
node_8101702_200823894 |  |  | PQ | AD | 2771.281 | 8101702 | no | no |  |  | no |  |  | 1405390.683 | 15329495.755 |  | -1
node_8101702_200823895 |  |  | PQ | AN | 2771.281 | 8101702 | no | no |  |  | no |  |  | 1405275.421 | 15329498.139 |  | -1
node_8101702_200823896 |  |  | PQ | AD | 2771.281 | 8101702 | no | no |  |  | no |  |  | 1405131.189 | 15329495.722 |  | -1
node_8101702_200823897 |  |  | PQ | AD | 2771.281 | 8101702 | no | no |  |  | no |  |  | 1403839.465 | 15329838.916 |  | -1
node_8101702_200823899 |  |  | PQ | AD | 2771.281 | 8101702 | no | no |  |  | no |  |  | 1404197.366 | 15329857.345 |  | -1
node_8101702_200823900 |  |  | PQ | AN | 2771.281 | 8101702 | no | no |  |  | no |  |  | 1404318.809 | 15329879.015 |  | -1
node_8101702_200823901 |  |  | PQ | AN | 2771.281 | 8101702 | no | no |  |  | no |  |  | 1404555.305 | 15329876.379 |  | -1
node_8101702_200823902 |  |  | PQ | AD | 2771.281 | 8101702 | no | no |  |  | no |  |  | 1404745.87 | 15329882.424 |  | -1
node_8101702_200823903 |  |  | PQ | AN | 2771.281 | 8101702 | no | no |  |  | no |  |  | 1404990.478 | 15329899.363 |  | -1
node_8101702_200823904 |  |  | PQ | AN | 2771.281 | 8101702 | no | no |  |  | no |  |  | 1405315.969 | 15329904.41 |  | -1
node_8101702_200823905 |  |  | PQ | AN | 2771.281 | 8101702 | no | no |  |  | no |  |  | 1405256.231 | 15329930.402 |  | -1
node_8101702_200823906 |  |  | PQ | AD | 2771.281 | 8101702 | no | no |  |  | no |  |  | 1405410.332 | 15329852.934 |  | -1
node_8101702_200823907 |  |  | PQ | AN | 2771.281 | 8101702 | no | no |  |  | no |  |  | 1405414.236 | 15329680.119 |  | -1
node_8101702_200823908 |  |  | PQ | AD | 2771.281 | 8101702 | no | no |  |  | no |  |  | 1405418.076 | 15329530.755 |  | -1
node_8101702_200823947 |  |  | PQ | ABCD | 2771.281 | 8101702 | no | no |  |  | no |  |  | 1400545.107 | 15319067.912 |  | -1
node_8101702_200823948 |  |  | PQ | ABCD | 2771.281 | 8101702 | no | no |  |  | no |  |  | 1400682.077 | 15319027.859 |  | -1
node_8101702_200823949 |  |  | PQ | ABCD | 2771.281 | 8101702 | no | no |  |  | no |  |  | 1400804.736 | 15319037.242 |  | -1
node_8101702_200823950 |  |  | PQ | ABCN | 2771.281 | 8101702 | no | no |  |  | no |  |  | 1400920.027 | 15319034.649 |  | -1
node_8101702_200823951 |  |  | PQ | ABCD | 2771.281 | 8101702 | no | no |  |  | no |  |  | 1401037.928 | 15319044.872 |  | -1
node_8101702_200823952 |  |  | PQ | ABCN | 2771.281 | 8101702 | no | no |  |  | no |  |  | 1401219.488 | 15319057.481 |  | -1
node_8101702_200823953 |  |  | PQ | ABCD | 2771.281 | 8101702 | no | no |  |  | no |  |  | 1401370.815 | 15319065.991 |  | -1
node_8101702_200823954 |  |  | PQ | ABCD | 2771.281 | 8101702 | no | no |  |  | no |  |  | 1401697.657 | 15319089.44 |  | -1
node_8101702_200823987 |  |  | PQ | AD | 2771.281 | 8101702 | no | no |  |  | no |  |  | 1403783.314 | 15321188.276 |  | -1
node_8101702_200823988 |  |  | PQ | AD | 2771.281 | 8101702 | no | no |  |  | no |  |  | 1403942.336 | 15321184.473 |  | -1
node_8101702_200823989 |  |  | PQ | AN | 2771.281 | 8101702 | no | no |  |  | no |  |  | 1404038.057 | 15321185.551 |  | -1
node_8101702_200823990 |  |  | PQ | AD | 2771.281 | 8101702 | no | no |  |  | no |  |  | 1404141.748 | 15321189.096 |  | -1
node_8101702_200823991 |  |  | PQ | AN | 2771.281 | 8101702 | no | no |  |  | no |  |  | 1404286.819 | 15321198.627 |  | -1
node_8101702_200824033 |  |  | PQ | AD | 2771.281 | 8101702 | no | no |  |  | no |  |  | 1403807.192 | 15320829.983 |  | -1
node_8101702_200824034 |  |  | PQ | AD | 2771.281 | 8101702 | no | no |  |  | no |  |  | 1404008.373 | 15320841.746 |  | -1
node_8101702_200824035 |  |  | PQ | AN | 2771.281 | 8101702 | no | no |  |  | no |  |  | 1404155.354 | 15320839.624 |  | -1
node_8101702_200824112 |  |  | PQ | AN | 2771.281 | 8101702 | no | no |  |  | no |  |  | 1398418.24 | 15323437.143 |  | -1
node_8101702_200824113 |  |  | PQ | AN | 2771.281 | 8101702 | no | no |  |  | no |  |  | 1401126.084 | 15323814.807 |  | -1
node_8101702_200824115 |  |  | PQ | AN | 2771.281 | 8101702 | no | no |  |  | no |  |  | 1400238.791 | 15323666.989 |  | -1
node_8101702_200824117 |  |  | PQ | AN | 2771.281 | 8101702 | no | no |  |  | no |  |  | 1400839.065 | 15323805.106 |  | -1
node_8101702_200824119 |  |  | PQ | AD | 2771.281 | 8101702 | no | no |  |  | no |  |  | 1400563.261 | 15323786.703 |  | -1
node_8101702_200824120 |  |  | PQ | AD | 2771.281 | 8101702 | no | no |  |  | no |  |  | 1400573.809 | 15323762.748 |  | -1
node_8101702_200824121 |  |  | PQ | AN | 2771.281 | 8101702 | no | no |  |  | no |  |  | 1400533.84 | 15323664.615 |  | -1
node_8101702_200824124 |  |  | PQ | AD | 2771.281 | 8101702 | no | no |  |  | no |  |  | 1400243.776 | 15323975.611 |  | -1
node_8101702_200824125 |  |  | PQ | AN | 2771.281 | 8101702 | no | no |  |  | no |  |  | 1399913.984 | 15324036.068 |  | -1
node_8101702_200824126 |  |  | PQ | AN | 2771.281 | 8101702 | no | no |  |  | no |  |  | 1399666.881 | 15324308.772 |  | -1
node_8101702_200824127 |  |  | PQ | AD | 2771.281 | 8101702 | no | no |  |  | no |  |  | 1399657.38 | 15324157.216 |  | -1
node_8101702_200824128 |  |  | PQ | AD | 2771.281 | 8101702 | no | no |  |  | no |  |  | 1398642.348 | 15323054.331 |  | -1
node_8101702_200824129 |  |  | PQ | AD | 2771.281 | 8101702 | no | no |  |  | no |  |  | 1398628.636 | 15322797.39 |  | -1
node_8101702_200824130 |  |  | PQ | AN | 2771.281 | 8101702 | no | no |  |  | no |  |  | 1398598.914 | 15322546.881 |  | -1
node_8101702_200824131 |  |  | PQ | AD | 2771.281 | 8101702 | no | no |  |  | no |  |  | 1399563.005 | 15324083.33 |  | -1
node_8101702_200824132 |  |  | PQ | AD | 2771.281 | 8101702 | no | no |  |  | no |  |  | 1399421.958 | 15323966.429 |  | -1
node_8101702_200824133 |  |  | PQ | AD | 2771.281 | 8101702 | no | no |  |  | no |  |  | 1399234.388 | 15323977.931 |  | -1
node_8101702_200824134 |  |  | PQ | AD | 2771.281 | 8101702 | no | no |  |  | no |  |  | 1398986.716 | 15323922.154 |  | -1
node_8101702_200824135 |  |  | PQ | AD | 2771.281 | 8101702 | no | no |  |  | no |  |  | 1398750.314 | 15323836.027 |  | -1
node_8101702_200824136 |  |  | PQ | AN | 2771.281 | 8101702 | no | no |  |  | no |  |  | 1398758.173 | 15323592.913 |  | -1
node_8101702_200824137 |  |  | PQ | AN | 2771.281 | 8101702 | no | no |  |  | no |  |  | 1398782.721 | 15323427.653 |  | -1
node_8101702_200824138 |  |  | PQ | AN | 2771.281 | 8101702 | no | no |  |  | no |  |  | 1398781.074 | 15323289.304 |  | -1
node_8101702_200824139 |  |  | PQ | AD | 2771.281 | 8101702 | no | no |  |  | no |  |  | 1404202.657 | 15331488.702 |  | -1
node_8101702_200824140 |  |  | PQ | AN | 2771.281 | 8101702 | no | no |  |  | no |  |  | 1404478.346 | 15331427.181 |  | -1
node_8101702_200824141 |  |  | PQ | AD | 2771.281 | 8101702 | no | no |  |  | no |  |  | 1404659.794 | 15331401.282 |  | -1
node_8101702_200824142 |  |  | PQ | AN | 2771.281 | 8101702 | no | no |  |  | no |  |  | 1404815.626 | 15331398.033 |  | -1
node_8101702_200824145 |  |  | PQ | AN | 2771.281 | 8101702 | no | no |  |  | no |  |  | 1405095.316 | 15331390.498 |  | -1
node_8101702_200824146 |  |  | PQ | AN | 2771.281 | 8101702 | no | no |  |  | no |  |  | 1405132.616 | 15331555.648 |  | -1
node_8101702_200824147 |  |  | PQ | AD | 2771.281 | 8101702 | no | no |  |  | no |  |  | 1405098.101 | 15331753.934 |  | -1
node_8101702_200824168 |  |  | PQ | AD | 2771.281 | 8101702 | no | no |  |  | no |  |  | 1404273.272 | 15329938.915 |  | -1
node_8101702_200824169 |  |  | PQ | AN | 2771.281 | 8101702 | no | no |  |  | no |  |  | 1404270.085 | 15330091.833 |  | -1
node_8101702_200824171 |  |  | PQ | AD | 2771.281 | 8101702 | no | no |  |  | no |  |  | 1404263.619 | 15330253.793 |  | -1
node_8101702_200824172 |  |  | PQ | AN | 2771.281 | 8101702 | no | no |  |  | no |  |  | 1404260.926 | 15330526.06 |  | -1
node_8101702_200824180 |  |  | PQ | AD | 2771.281 | 8101702 | no | no |  |  | no |  |  | 1404334.931 | 15330295.664 |  | -1
node_8101702_200824181 |  |  | PQ | AN | 2771.281 | 8101702 | no | no |  |  | no |  |  | 1404570.955 | 15330332.131 |  | -1
node_8101702_200824182 |  |  | PQ | AD | 2771.281 | 8101702 | no | no |  |  | no |  |  | 1404824.901 | 15330340.454 |  | -1
node_8101702_200824183 |  |  | PQ | AN | 2771.281 | 8101702 | no | no |  |  | no |  |  | 1404994.326 | 15330351.926 |  | -1
node_8101702_200824185 |  |  | PQ | AD | 2771.281 | 8101702 | no | no |  |  | no |  |  | 1404996.199 | 15330488.395 |  | -1
node_8101702_200824186 |  |  | PQ | AD | 2771.281 | 8101702 | no | no |  |  | no |  |  | 1404992.599 | 15330744.543 |  | -1
node_8101702_200824187 |  |  | PQ | AD | 2771.281 | 8101702 | no | no |  |  | no |  |  | 1404902.935 | 15330760.856 |  | -1
node_8101702_200824188 |  |  | PQ | AN | 2771.281 | 8101702 | no | no |  |  | no |  |  | 1404776.024 | 15330755.447 |  | -1
node_8101702_200824189 |  |  | PQ | AN | 2771.281 | 8101702 | no | no |  |  | no |  |  | 1404515.329 | 15330761.968 |  | -1
node_8101702_200824190 |  |  | PQ | AD | 2771.281 | 8101702 | no | no |  |  | no |  |  | 1400988.629 | 15319118.784 |  | -1
node_8101702_200824191 |  |  | PQ | AN | 2771.281 | 8101702 | no | no |  |  | no |  |  | 1401062.297 | 15320379.863 |  | -1
node_8101702_200824192 |  |  | PQ | AD | 2771.281 | 8101702 | no | no |  |  | no |  |  | 1400972.816 | 15319319.968 |  | -1
node_8101702_200824193 |  |  | PQ | AD | 2771.281 | 8101702 | no | no |  |  | no |  |  | 1400984.39 | 15319471.429 |  | -1
node_8101702_200824194 |  |  | PQ | AN | 2771.281 | 8101702 | no | no |  |  | no |  |  | 1401006.931 | 15319614.626 |  | -1
node_8101702_200824195 |  |  | PQ | AN | 2771.281 | 8101702 | no | no |  |  | no |  |  | 1401032.006 | 15319764.554 |  | -1
node_8101702_200824196 |  |  | PQ | AD | 2771.281 | 8101702 | no | no |  |  | no |  |  | 1401058.356 | 15319912.905 |  | -1
node_8101702_200824197 |  |  | PQ | AN | 2771.281 | 8101702 | no | no |  |  | no |  |  | 1401089.541 | 15320066.463 |  | -1
node_8101702_200824198 |  |  | PQ | AD | 2771.281 | 8101702 | no | no |  |  | no |  |  | 1401111.835 | 15320209.606 |  | -1
node_8101702_200824199 |  |  | PQ | AD | 2771.281 | 8101702 | no | no |  |  | no |  |  | 1401139.867 | 15320336.048 |  | -1
node_8101702_200824200 |  |  | PQ | AN | 2771.281 | 8101702 | no | no |  |  | no |  |  | 1404127.736 | 15321771.937 |  | -1
node_8101702_200824201 |  |  | PQ | AD | 2771.281 | 8101702 | no | no |  |  | no |  |  | 1404242.252 | 15321767.74 |  | -1
node_8101702_200824203 |  |  | PQ | AN | 2771.281 | 8101702 | no | no |  |  | no |  |  | 1404511.611 | 15321781.031 |  | -1
node_8101702_200824209 |  |  | PQ | AN | 2771.281 | 8101702 | no | no |  |  | no |  |  | 1404303.689 | 15327921.009 |  | -1
node_8101702_200824210 |  |  | PQ | ABCN | 2771.281 | 8101702 | no | no |  |  | no |  |  | 1405694.436 | 15327657.604 |  | -1
node_8101702_200824211 |  |  | PQ | AN | 2771.281 | 8101702 | no | no |  |  | no |  |  | 1406536.28 | 15328420.887 |  | -1
node_8101702_200824212 |  |  | PQ | AD | 2771.281 | 8101702 | no | no |  |  | no |  |  | 1406631.86 | 15328511.606 |  | -1
node_8101702_200824213 |  |  | PQ | AD | 2771.281 | 8101702 | no | no |  |  | no |  |  | 1406728.34 | 15328649.739 |  | -1
node_8101702_200824214 |  |  | PQ | AN | 2771.281 | 8101702 | no | no |  |  | no |  |  | 1406818.894 | 15328693.414 |  | -1
node_8101702_200824215 |  |  | PQ | AD | 2771.281 | 8101702 | no | no |  |  | no |  |  | 1406954.836 | 15328710.686 |  | -1
node_8101702_200824216 |  |  | PQ | AD | 2771.281 | 8101702 | no | no |  |  | no |  |  | 1407083.408 | 15328713.937 |  | -1
node_8101702_200824217 |  |  | PQ | ABCD | 2771.281 | 8101702 | no | no |  |  | no |  |  | 1405589.441 | 15327842.794 |  | -1
node_8101702_200824218 |  |  | PQ | ABCN | 2771.281 | 8101702 | no | no |  |  | no |  |  | 1405491.961 | 15327954.037 |  | -1
node_8101702_200824219 |  |  | PQ | AN | 2771.281 | 8101702 | no | no |  |  | no |  |  | 1405443.249 | 15327972.189 |  | -1
node_8101702_200824220 |  |  | PQ | AN | 2771.281 | 8101702 | no | no |  |  | no |  |  | 1405646.746 | 15327952.66 |  | -1
node_8101702_200824221 |  |  | PQ | AD | 2771.281 | 8101702 | no | no |  |  | no |  |  | 1405824.166 | 15328027.199 |  | -1
node_8101702_200824222 |  |  | PQ | AD | 2771.281 | 8101702 | no | no |  |  | no |  |  | 1406003.447 | 15328073.077 |  | -1
node_8101702_200824223 |  |  | PQ | AD | 2771.281 | 8101702 | no | no |  |  | no |  |  | 1406112.955 | 15328131.603 |  | -1
node_8101702_200824224 |  |  | PQ | AD | 2771.281 | 8101702 | no | no |  |  | no |  |  | 1406226.364 | 15328187.99 |  | -1
node_8101702_200824225 |  |  | PQ | AN | 2771.281 | 8101702 | no | no |  |  | no |  |  | 1406331.326 | 15328265.359 |  | -1
node_8101702_200824226 |  |  | PQ | AD | 2771.281 | 8101702 | no | no |  |  | no |  |  | 1406436.755 | 15328346.828 |  | -1
node_8101702_200824302 |  |  | PQ | AD | 2771.281 | 8101702 | no | no |  |  | no |  |  | 1407411.759 | 15329010.346 |  | -1
node_8101702_200824303 |  |  | PQ | AD | 2771.281 | 8101702 | no | no |  |  | no |  |  | 1407262.685 | 15329005.986 |  | -1
node_8101702_200824304 |  |  | PQ | AN | 2771.281 | 8101702 | no | no |  |  | no |  |  | 1407091.865 | 15329003.171 |  | -1
node_8101702_200824305 |  |  | PQ | AN | 2771.281 | 8101702 | no | no |  |  | no |  |  | 1406864.162 | 15328971.949 |  | -1
node_8101702_200824307 |  |  | PQ | AD | 2771.281 | 8101702 | no | no |  |  | no |  |  | 1407131.634 | 15329273.745 |  | -1
node_8101702_200824308 |  |  | PQ | AN | 2771.281 | 8101702 | no | no |  |  | no |  |  | 1407161.169 | 15329454.524 |  | -1
node_8101702_200824339 |  |  | PQ | AD | 2771.281 | 8101702 | no | no |  |  | no |  |  | 1403996.834 | 15329821.031 |  | -1
node_8101702_200824340 |  |  | PQ | AN | 2771.281 | 8101702 | no | no |  |  | no |  |  | 1403992.923 | 15329590.316 |  | -1
node_8101702_200824341 |  |  | PQ | AN | 2771.281 | 8101702 | no | no |  |  | no |  |  | 1404005.073 | 15329328.457 |  | -1
node_8101702_200824342 |  |  | PQ | AN | 2771.281 | 8101702 | no | no |  |  | no |  |  | 1404025.874 | 15329098.168 |  | -1
node_8101702_200824366 |  |  | PQ | AD | 2771.281 | 8101702 | no | no |  |  | no |  |  | 1400978.41 | 15322307.055 |  | -1
node_8101702_200824367 |  |  | PQ | AD | 2771.281 | 8101702 | no | no |  |  | no |  |  | 1400825.169 | 15322315.365 |  | -1
node_8101702_200824368 |  |  | PQ | AD | 2771.281 | 8101702 | no | no |  |  | no |  |  | 1400625.997 | 15322342.041 |  | -1
node_8101702_200824369 |  |  | PQ | AN | 2771.281 | 8101702 | no | no |  |  | no |  |  | 1400645.447 | 15322476.843 |  | -1
node_8101702_200824397 |  |  | PQ | ABCN | 2771.281 | 8101702 | no | no |  |  | no |  |  | 1403642.328 | 15324443.846 |  | -1
node_8101702_200824398 |  |  | PQ | ABCD | 2771.281 | 8101702 | no | no |  |  | no |  |  | 1403464.992 | 15326937.213 |  | -1
node_8101702_200824399 |  |  | PQ | ABCN | 2771.281 | 8101702 | no | no |  |  | no |  |  | 1403480.733 | 15326682.44 |  | -1
node_8101702_200824401 |  |  | PQ | ABCN | 2771.281 | 8101702 | no | no |  |  | no |  |  | 1403483.175 | 15326357.984 |  | -1
node_8101702_200824402 |  |  | PQ | ABCN | 2771.281 | 8101702 | no | no |  |  | no |  |  | 1403501.01 | 15326047.183 |  | -1
node_8101702_200824403 |  |  | PQ | ABCN | 2771.281 | 8101702 | no | no |  |  | no |  |  | 1403526.671 | 15325752.439 |  | -1
node_8101702_200824405 |  |  | PQ | ABCD | 2771.281 | 8101702 | no | no |  |  | no |  |  | 1403695.632 | 15325549.635 |  | -1
node_8101702_200824406 |  |  | PQ | ABCN | 2771.281 | 8101702 | no | no |  |  | no |  |  | 1403853.632 | 15325365.012 |  | -1
node_8101702_200824408 |  |  | PQ | ABCN | 2771.281 | 8101702 | no | no |  |  | no |  |  | 1404034.491 | 15325173.105 |  | -1
node_8101702_200824410 |  |  | PQ | AN | 2771.281 | 8101702 | no | no |  |  | no |  |  | 1404221.619 | 15324924.616 |  | -1
node_8101702_200824438 |  |  | PQ | AN | 2771.281 | 8101702 | no | no |  |  | no |  |  | 1402823.953 | 15326233.493 |  | -1
node_8101702_200824439 |  |  | PQ | AN | 2771.281 | 8101702 | no | no |  |  | no |  |  | 1402820.764 | 15326077.057 |  | -1
node_8101702_200824440 |  |  | PQ | AN | 2771.281 | 8101702 | no | no |  |  | no |  |  | 1402726.656 | 15326518.784 |  | -1
node_8101702_200824441 |  |  | PQ | AD | 2771.281 | 8101702 | no | no |  |  | no |  |  | 1402740.64 | 15326321.017 |  | -1
node_8101702_200824442 |  |  | PQ | AN | 2771.281 | 8101702 | no | no |  |  | no |  |  | 1402800.566 | 15326313.059 |  | -1
node_8101702_200824443 |  |  | PQ | AD | 2771.281 | 8101702 | no | no |  |  | no |  |  | 1402639.136 | 15326228.989 |  | -1
node_8101702_200824444 |  |  | PQ | AN | 2771.281 | 8101702 | no | no |  |  | no |  |  | 1402637.839 | 15326125.314 |  | -1
node_8101702_200824445 |  |  | PQ | AN | 2771.281 | 8101702 | no | no |  |  | no |  |  | 1402638.756 | 15325973.073 |  | -1
node_8101702_200824623 |  |  | PQ | ABCN | 2771.281 | 8101702 | no | no |  |  | no |  |  | 1402886.863 | 15320618.355 |  | -1
node_8101702_200824624 |  |  | PQ | ABCN | 2771.281 | 8101702 | no | no |  |  | no |  |  | 1403189.948 | 15319932.781 |  | -1
node_8101702_200824627 |  |  | PQ | ABCD | 2771.281 | 8101702 | no | no |  |  | no |  |  | 1403142.657 | 15320334.822 |  | -1
node_8101702_200824628 |  |  | PQ | ABCN | 2771.281 | 8101702 | no | no |  |  | no |  |  | 1402983.321 | 15320323.97 |  | -1
node_8101702_200824629 |  |  | PQ | ABCN | 2771.281 | 8101702 | no | no |  |  | no |  |  | 1402842.257 | 15320314.293 |  | -1
node_8101702_200824671 |  |  | PQ | AD | 2771.281 | 8101702 | no | no |  |  | no |  |  | 1400294.139 | 15326615.927 |  | -1
node_8101702_200824672 |  |  | PQ | AD | 2771.281 | 8101702 | no | no |  |  | no |  |  | 1400055.618 | 15326689.585 |  | -1
node_8101702_200824673 |  |  | PQ | AD | 2771.281 | 8101702 | no | no |  |  | no |  |  | 1399784.542 | 15326583.304 |  | -1
node_8101702_200824674 |  |  | PQ | AN | 2771.281 | 8101702 | no | no |  |  | no |  |  | 1399849.289 | 15326428.39 |  | -1
node_8101702_200824675 |  |  | PQ | AD | 2771.281 | 8101702 | no | no |  |  | no |  |  | 1399905.843 | 15326239.095 |  | -1
node_8101702_200824676 |  |  | PQ | AN | 2771.281 | 8101702 | no | no |  |  | no |  |  | 1400136.506 | 15326111.017 |  | -1
node_8101702_200824678 |  |  | PQ | AN | 2771.281 | 8101702 | no | no |  |  | no |  |  | 1400376.023 | 15326063.218 |  | -1
node_8101702_200824683 |  |  | PQ | AN | 2771.281 | 8101702 | no | no |  |  | no |  |  | 1400662.085 | 15326657.37 |  | -1
node_8101702_200824684 |  |  | PQ | AD | 2771.281 | 8101702 | no | no |  |  | no |  |  | 1400651.429 | 15326725.927 |  | -1
node_8101702_200824685 |  |  | PQ | AN | 2771.281 | 8101702 | no | no |  |  | no |  |  | 1400975.126 | 15326699.315 |  | -1
node_8101702_200824686 |  |  | PQ | AN | 2771.281 | 8101702 | no | no |  |  | no |  |  | 1401293.576 | 15326748.414 |  | -1
node_8101702_200824687 |  |  | PQ | AN | 2771.281 | 8101702 | no | no |  |  | no |  |  | 1401276.643 | 15326809.967 |  | -1
node_8101702_200824688 |  |  | PQ | AN | 2771.281 | 8101702 | no | no |  |  | no |  |  | 1401640.877 | 15326888.664 |  | -1
node_8101702_200824689 |  |  | PQ | AN | 2771.281 | 8101702 | no | no |  |  | no |  |  | 1401883.799 | 15327148.299 |  | -1
node_8101702_200914577 |  |  | PQ | AD | 2771.281 | 8101702 | no | no |  |  | no |  |  | 1409672.908 | 15324669.942 |  | -1
node_8101702_200916273 |  |  | PQ | ABCD | 2771.281 | 8101702 | no | no |  |  | no |  |  | 1402891.81 | 15322824.169 |  | -1
node_8101702_200916290 |  |  | PQ | ABCD | 2771.281 | 8101702 | no | no |  |  | no |  |  | 1402279.411 | 15322350.248 |  | -1
node_8101702_200916293 |  |  | PQ | ABCD | 2771.281 | 8101702 | no | no |  |  | no |  |  | 1403888.884 | 15317979.169 |  | -1
node_8101702_200916295 |  |  | PQ | ABCD | 2771.281 | 8101702 | no | no |  |  | no |  |  | 1400260.771 | 15318371.882 |  | -1
node_8101702_200943307 |  |  | PQ | ABCN | 2771.281 | 8101702 | no | no |  |  | no |  |  | 1400511.42 | 15319673.657 |  | -1
node_8101702_200957216 |  |  | PQ | AN | 2771.281 | 8101702 | no | no |  |  | no |  |  | 1397350.249 | 15336297.47 |  | -1
node_8101702_200957217 |  |  | PQ | AN | 2771.281 | 8101702 | no | no |  |  | no |  |  | 1397814.54 | 15336400.006 |  | -1
node_8101702_200957218 |  |  | PQ | AN | 2771.281 | 8101702 | no | no |  |  | no |  |  | 1397880.787 | 15336572.264 |  | -1
node_8101702_200968402 |  |  | PQ | AN | 2771.281 | 8101702 | no | no |  |  | no |  |  | 1404300.987 | 15331710.161 |  | -1
node_8101702_200969440 |  |  | PQ | AD | 2771.281 | 8101702 | no | no |  |  | no |  |  | 1400206.243 | 15328387.304 |  | -1
node_8101702_200976830 |  |  | PQ | AN | 2771.281 | 8101702 | no | no |  |  | no |  |  | 1404009.235 | 15329850.831 |  | -1
node_8101702_200976907 |  |  | PQ | ABCN | 2771.281 | 8101702 | no | no |  |  | no |  |  | 1402512.755 | 15319947.3 |  | -1
node_8101702_200976908 |  |  | PQ | ABCN | 2771.281 | 8101702 | no | no |  |  | no |  |  | 1402375.931 | 15319898.549 |  | -1
node_8101702_200980629 |  |  | PQ | AN | 2771.281 | 8101702 | no | no |  |  | no |  |  | 1403184.356 | 15321376.994 |  | -1
node_8101702_200980798 |  |  | PQ | AN | 2771.281 | 8101702 | no | no |  |  | no |  |  | 1404385.224 | 15332625.192 |  | -1
node_8101702_200981850 |  |  | PQ | AD | 2771.281 | 8101702 | no | no |  |  | no |  |  | 1403206.619 | 15321405.93 |  | -1
node_8101702_201008168 |  |  | PQ | AD | 2771.281 | 8101702 | no | no |  |  | no |  |  | 1405241.54 | 15329892.11 |  | -1
node_8101702_201008298 |  |  | PQ | ABCN | 2771.281 | 8101702 | no | no |  |  | no |  |  | 1401485.424 | 15325416.535 |  | -1
node_8101702_201009003 |  |  | PQ | ABCD | 2771.281 | 8101702 | no | no |  |  | no |  |  | 1401828.701 | 15326076.772 |  | -1
node_8101702_201009004 |  |  | PQ | ABCD | 2771.281 | 8101702 | no | no |  |  | no |  |  | 1401911.455 | 15326169.602 |  | -1
node_8101702_201009046 |  |  | PQ | ABCN | 2771.281 | 8101702 | no | no |  |  | no |  |  | 1401420.37 | 15325159.254 |  | -1
node_8101702_201010024 |  |  | PQ | ABCD | 2771.281 | 8101702 | no | no |  |  | no |  |  | 1405389.637 | 15327527.645 |  | -1
node_8101702_201010025 |  |  | PQ | ABCN | 2771.281 | 8101702 | no | no |  |  | no |  |  | 1405483.792 | 15327557.448 |  | -1
node_8101702_201010027 |  |  | PQ | ABCD | 2771.281 | 8101702 | no | no |  |  | no |  |  | 1405734.344 | 15327631.053 |  | -1
node_8101702_201010080 |  |  | PQ | AN | 2771.281 | 8101702 | no | no |  |  | no |  |  | 1407307.243 | 15328706.288 |  | -1
node_8101702_201010081 |  |  | PQ | AN | 2771.281 | 8101702 | no | no |  |  | no |  |  | 1407450.045 | 15328891.124 |  | -1
node_8101702_201010084 |  |  | PQ | AD | 2771.281 | 8101702 | no | no |  |  | no |  |  | 1407553.357 | 15329035.618 |  | -1
node_8101702_201010129 |  |  | PQ | ABCN | 2771.281 | 8101702 | no | no |  |  | no |  |  | 1400824.059 | 15320751.942 |  | -1
node_8101702_201010133 |  |  | PQ | ABCD | 2771.281 | 8101702 | no | no |  |  | no |  |  | 1400383.164 | 15318616.812 |  | -1
node_8101702_201010134 |  |  | PQ | ABCD | 2771.281 | 8101702 | no | no |  |  | no |  |  | 1400431.281 | 15318760.657 |  | -1
node_8101702_201010135 |  |  | PQ | ABCD | 2771.281 | 8101702 | no | no |  |  | no |  |  | 1400502.185 | 15318991.787 |  | -1
node_8101702_201010137 |  |  | PQ | ABCD | 2771.281 | 8101702 | no | no |  |  | no |  |  | 1400533.424 | 15319116.039 |  | -1
node_8101702_201010138 |  |  | PQ | ABCD | 2771.281 | 8101702 | no | no |  |  | no |  |  | 1400567.904 | 15319257.282 |  | -1
node_8101702_201010139 |  |  | PQ | ABCD | 2771.281 | 8101702 | no | no |  |  | no |  |  | 1400605.054 | 15319408.321 |  | -1
node_8101702_201010140 |  |  | PQ | ABCD | 2771.281 | 8101702 | no | no |  |  | no |  |  | 1400630.143 | 15319556.489 |  | -1
node_8101702_201010141 |  |  | PQ | ABCN | 2771.281 | 8101702 | no | no |  |  | no |  |  | 1400661.434 | 15319730.003 |  | -1
node_8101702_201010142 |  |  | PQ | ABCD | 2771.281 | 8101702 | no | no |  |  | no |  |  | 1400687.132 | 15319875.641 |  | -1
node_8101702_201010143 |  |  | PQ | ABCD | 2771.281 | 8101702 | no | no |  |  | no |  |  | 1400702.417 | 15319986.034 |  | -1
node_8101702_201010144 |  |  | PQ | ABCD | 2771.281 | 8101702 | no | no |  |  | no |  |  | 1400734.009 | 15320167.263 |  | -1
node_8101702_201010145 |  |  | PQ | ABCN | 2771.281 | 8101702 | no | no |  |  | no |  |  | 1400763.39 | 15320319.125 |  | -1
node_8101702_201010147 |  |  | PQ | ABCD | 2771.281 | 8101702 | no | no |  |  | no |  |  | 1400776.662 | 15320457.97 |  | -1
node_8101702_201010148 |  |  | PQ | ABCD | 2771.281 | 8101702 | no | no |  |  | no |  |  | 1400810.151 | 15320646.535 |  | -1
node_8101702_201010150 |  |  | PQ | ABCD | 2771.281 | 8101702 | no | no |  |  | no |  |  | 1400880.161 | 15321117.04 |  | -1
node_8101702_201010151 |  |  | PQ | ABCD | 2771.281 | 8101702 | no | no |  |  | no |  |  | 1400903.416 | 15321259.294 |  | -1
node_8101702_201010152 |  |  | PQ | ABCD | 2771.281 | 8101702 | no | no |  |  | no |  |  | 1400851.701 | 15320914.268 |  | -1
node_8101702_201010616 |  |  | PQ | ABCN | 2771.281 | 8101702 | no | no |  |  | no |  |  | 1400456.014 | 15318850.072 |  | -1
node_8101702_201011138 |  |  | PQ | AD | 2771.281 | 8101702 | no | no |  |  | no |  |  | 1403185.716 | 15329454.151 |  | -1
node_8101702_201013594 |  |  | PQ | ABCN | 2771.281 | 8101702 | no | no |  |  | no |  |  | 1403142.584 | 15320302.236 |  | -1
node_8101702_201020652 |  |  | PQ | ABCN | 2771.281 | 8101702 | no | no |  |  | no |  |  | 1403601.434 | 15319792.282 |  | -1
node_8101702_201025311 |  |  | PQ | AN | 2771.281 | 8101702 | no | no |  |  | no |  |  | 1405555.681 | 15324043.229 |  | -1
node_8101702_201025852 |  |  | PQ | AD | 2771.281 | 8101702 | no | no |  |  | no |  |  | 1404339.99 | 15333945.786 |  | -1
node_8101702_201025853 |  |  | PQ | AN | 2771.281 | 8101702 | no | no |  |  | no |  |  | 1404083.483 | 15333909.897 |  | -1
node_8101702_201027972 |  |  | PQ | AN | 2771.281 | 8101702 | no | no |  |  | no |  |  | 1406918.277 | 15324500.472 |  | -1
node_8101702_201030684 |  |  | PQ | AN | 2771.281 | 8101702 | no | no |  |  | no |  |  | 1397750.54 | 15338054.005 |  | -1
node_8101702_201046634 |  |  | PQ | AN | 2771.281 | 8101702 | no | no |  |  | no |  |  | 1400369.564 | 15327525.405 |  | -1
node_8101702_201046721 |  |  | PQ | AN | 2771.281 | 8101702 | no | no |  |  | no |  |  | 1399985.996 | 15327340.038 |  | -1
node_8101702_201047773 |  |  | PQ | AN | 2771.281 | 8101702 | no | no |  |  | no |  |  | 1400687.008 | 15326977.199 |  | -1
node_8101702_201055600 |  |  | PQ | AD | 2771.281 | 8101702 | no | no |  |  | no |  |  | 1403742.884 | 15321602.727 |  | -1
node_8101702_201058714 |  |  | PQ | AD | 2771.281 | 8101702 | no | no |  |  | no |  |  | 1400897.452 | 15325971.595 |  | -1
node_8101702_201058715 |  |  | PQ | AD | 2771.281 | 8101702 | no | no |  |  | no |  |  | 1400443.615 | 15323938.026 |  | -1
node_8101702_201058716 |  |  | PQ | AD | 2771.281 | 8101702 | no | no |  |  | no |  |  | 1401051.159 | 15326169.039 |  | -1
node_8101702_201058717 |  |  | PQ | AD | 2771.281 | 8101702 | no | no |  |  | no |  |  | 1400401.773 | 15323771.907 |  | -1
node_8101702_201058718 |  |  | PQ | AN | 2771.281 | 8101702 | no | no |  |  | no |  |  | 1401535.129 | 15326760.832 |  | -1
node_8101702_201058720 |  |  | PQ | AD | 2771.281 | 8101702 | no | no |  |  | no |  |  | 1403121.193 | 15327571.637 |  | -1
node_8101702_310011753 |  |  | PQ | AD | 2771.281 | 8101702 | no | no |  |  | no |  |  | 1400591.319 | 15326369.948 |  | -1
node_8101702_310037901 |  |  | PQ | AD | 2771.281 | 8101702 | no | no |  |  | no |  |  | 1400750.68 | 15326172.259 |  | -1
node_8101702_310037902 |  |  | PQ | AN | 2771.281 | 8101702 | no | no |  |  | no |  |  | 1401243.836 | 15327372.923 |  | -1
node_8101702_311894550 |  |  | PQ | ABCN | 2771.281 | 8101702 | no | no |  |  | no |  |  | 1400466.235 | 15319670.56 |  | -1
node_8101702_311909368 |  |  | PQ | AN | 1066.732 | 8101702 | no | no |  |  | no |  |  | 1400376.728 | 15318529.981 |  | -1
node_8101702_312000088 |  |  | PQ | AD | 2771.281 | 8101702 | no | no |  |  | no |  |  | 1403049.393 | 15329110.089 |  | -1
node_8101702_312000218 |  |  | PQ | AN | 2771.281 | 8101702 | no | no |  |  | no |  |  | 1404787.925 | 15329239.415 |  | -1
node_8101702_312002306 |  |  | PQ | AN | 2771.281 | 8101702 | no | no |  |  | no |  |  | 1405060.145 | 15329497.357 |  | -1
node_8101702_312005409 |  |  | PQ | AD | 2771.281 | 8101702 | no | no |  |  | no |  |  | 1399738.087 | 15326521.461 |  | -1
node_8101702_312005413 |  |  | PQ | AN | 2771.281 | 8101702 | no | no |  |  | no |  |  | 1399577.992 | 15326392.012 |  | -1
node_8101702_312005414 |  |  | PQ | AN | 2771.281 | 8101702 | no | no |  |  | no |  |  | 1399511.339 | 15326723.21 |  | -1
node_8101702_312073475 |  |  | PQ | AN | 2771.281 | 8101702 | no | no |  |  | no |  |  | 1401222.997 | 15328164.035 |  | -1
node_220382738 |  |  | PQ | AD | 2771.281 | 8101702 | no | no |  |  | no |  |  | 1400367.509 | 15318531.943 |  | -1
node_220382768 |  |  | PQ | ABCD | 2771.281 | 8101702 | no | no |  |  | no |  |  | 1403764.643 | 15319147.336 |  | -1
node_220416057 |  |  | PQ | ABCD | 2771.281 | 8101702 | no | no |  |  | no |  |  | 1403769.845 | 15319147.944 |  | -1
node_220464947 |  |  | PQ | AD | 1066.732 | 8101702 | no | no |  |  | no |  |  | 1400371.606 | 15318531.071 |  | -1
node_312115000 |  |  | PQ | ABCD | 2771.281 | 8101702 | no | no |  |  | no |  |  | 1404300.096 | 15327251.553 |  | -1
node_SOURCE_8101702 |  |  | SWING | ABCN | 2771.281 | 8101702 | no | no |  |  | no |  |  | 1400146.618 | 15318365.344 |  | -1
node_intto1_8101702_200821188 |  |  | PQ | AN | 2771.281 | 8101702 | no | no |  |  | no |  |  | 1406544.049 | 15327512.686 |  | -1
node_intto1_8101702_200821311 |  |  | PQ | ABCD | 2771.281 | 8101702 | no | no |  |  | no |  |  | 1400319.584 | 15318415.883 |  | -1
node_intto1_8101702_200821395 |  |  | PQ | AD | 2771.281 | 8101702 | no | no |  |  | no |  |  | 1402999.866 | 15326735.747 |  | -1
node_intto1_8101702_200821406 |  |  | PQ | ABCD | 2771.281 | 8101702 | no | no |  |  | no |  |  | 1403788.658 | 15327077.128 |  | -1
node_intto1_8101702_200822459 |  |  | PQ | AD | 2771.281 | 8101702 | no | no |  |  | no |  |  | 1401760.604 | 15318915.762 |  | -1
node_intto1_8101702_200822520 |  |  | PQ | AD | 2771.281 | 8101702 | no | no |  |  | no |  |  | 1403838.863 | 15319462.845 |  | -1
node_intto1_8101702_200822530 |  |  | PQ | AD | 2771.281 | 8101702 | no | no |  |  | no |  |  | 1403778.348 | 15319889.664 |  | -1
node_intto1_8101702_200822561 |  |  | PQ | AD | 2771.281 | 8101702 | no | no |  |  | no |  |  | 1404040.581 | 15321761.682 |  | -1
node_intto1_8101702_200822587 |  |  | PQ | AD | 2771.281 | 8101702 | no | no |  |  | no |  |  | 1406367.183 | 15324463.282 |  | -1
node_intto1_8101702_200822653 |  |  | PQ | AD | 2771.281 | 8101702 | no | no |  |  | no |  |  | 1404024.045 | 15318164.729 |  | -1
node_intto1_8101702_200822660 |  |  | PQ | AD | 2771.281 | 8101702 | no | no |  |  | no |  |  | 1403885.084 | 15318538.444 |  | -1
node_intto1_8101702_200822673 |  |  | PQ | AD | 2771.281 | 8101702 | no | no |  |  | no |  |  | 1403956.406 | 15318706.563 |  | -1
node_intto1_8101702_200822689 |  |  | PQ | ABCD | 2771.281 | 8101702 | no | no |  |  | no |  |  | 1403890.588 | 15319179.273 |  | -1
node_intto1_8101702_200822720 |  |  | PQ | AN | 2771.281 | 8101702 | no | no |  |  | no |  |  | 1397251.464 | 15335824.966 |  | -1
node_intto1_8101702_200822721 |  |  | PQ | AN | 2771.281 | 8101702 | no | no |  |  | no |  |  | 1397099.978 | 15336632.381 |  | -1
node_intto1_8101702_200822723 |  |  | PQ | AN | 2771.281 | 8101702 | no | no |  |  | no |  |  | 1399070.667 | 15333955.993 |  | -1
node_intto1_8101702_200822724 |  |  | PQ | AD | 2771.281 | 8101702 | no | no |  |  | no |  |  | 1397631.719 | 15337848.003 |  | -1
node_intto1_8101702_200822730 |  |  | PQ | AD | 2771.281 | 8101702 | no | no |  |  | no |  |  | 1401290.066 | 15325844.457 |  | -1
node_intto1_8101702_200822748 |  |  | PQ | AD | 2771.281 | 8101702 | no | no |  |  | no |  |  | 1399920.67 | 15329088.805 |  | -1
node_intto1_8101702_200822768 |  |  | PQ | AD | 2771.281 | 8101702 | no | no |  |  | no |  |  | 1399268.461 | 15331387.29 |  | -1
node_intto1_8101702_200822814 |  |  | PQ | AD | 2771.281 | 8101702 | no | no |  |  | no |  |  | 1397840.051 | 15337027.494 |  | -1
node_intto1_8101702_200823743 |  |  | PQ | AN | 2771.281 | 8101702 | no | no |  |  | no |  |  | 1403681.921 | 15333020.451 |  | -1
node_intto1_8101702_200823744 |  |  | PQ | AD | 2771.281 | 8101702 | no | no |  |  | no |  |  | 1403897.78 | 15331358.284 |  | -1
node_intto1_8101702_200823746 |  |  | PQ | ABCD | 2771.281 | 8101702 | no | no |  |  | no |  |  | 1403459.84 | 15327179.649 |  | -1
node_intto1_8101702_200823753 |  |  | PQ | AD | 2771.281 | 8101702 | no | no |  |  | no |  |  | 1403080.172 | 15329236.324 |  | -1
node_intto1_8101702_200823780 |  |  | PQ | AD | 2771.281 | 8101702 | no | no |  |  | no |  |  | 1404365.31 | 15332074.804 |  | -1
node_intto1_8101702_200823849 |  |  | PQ | AD | 2771.281 | 8101702 | no | no |  |  | no |  |  | 1403591.763 | 15321735.892 |  | -1
node_intto1_8101702_200823891 |  |  | PQ | AN | 2771.281 | 8101702 | no | no |  |  | no |  |  | 1405261.21 | 15330317.333 |  | -1
node_intto1_8101702_200823892 |  |  | PQ | AD | 2771.281 | 8101702 | no | no |  |  | no |  |  | 1403476.526 | 15329818.936 |  | -1
node_intto1_8101702_200823948 |  |  | PQ | ABCD | 2771.281 | 8101702 | no | no |  |  | no |  |  | 1400682.077 | 15319027.859 |  | -1
node_intto1_8101702_200824112 |  |  | PQ | AN | 2771.281 | 8101702 | no | no |  |  | no |  |  | 1398418.24 | 15323437.143 |  | -1
node_intto1_8101702_200824113 |  |  | PQ | AD | 2771.281 | 8101702 | no | no |  |  | no |  |  | 1401126.084 | 15323814.807 |  | -1
node_intto1_8101702_200824128 |  |  | PQ | AD | 2771.281 | 8101702 | no | no |  |  | no |  |  | 1398642.348 | 15323054.331 |  | -1
node_intto1_8101702_200824133 |  |  | PQ | AD | 2771.281 | 8101702 | no | no |  |  | no |  |  | 1399234.388 | 15323977.931 |  | -1
node_intto1_8101702_200824138 |  |  | PQ | AN | 2771.281 | 8101702 | no | no |  |  | no |  |  | 1398781.074 | 15323289.304 |  | -1
node_intto1_8101702_200824140 |  |  | PQ | AD | 2771.281 | 8101702 | no | no |  |  | no |  |  | 1404478.346 | 15331427.181 |  | -1
node_intto1_8101702_200824169 |  |  | PQ | AD | 2771.281 | 8101702 | no | no |  |  | no |  |  | 1404270.085 | 15330091.833 |  | -1
node_intto1_8101702_200824190 |  |  | PQ | AD | 2771.281 | 8101702 | no | no |  |  | no |  |  | 1400988.629 | 15319118.784 |  | -1
node_intto1_8101702_200824209 |  |  | PQ | AN | 2771.281 | 8101702 | no | no |  |  | no |  |  | 1404303.689 | 15327921.009 |  | -1
node_intto1_8101702_200824303 |  |  | PQ | AD | 2771.281 | 8101702 | no | no |  |  | no |  |  | 1407262.685 | 15329005.986 |  | -1
node_intto1_8101702_200824397 |  |  | PQ | ABCN | 2771.281 | 8101702 | no | no |  |  | no |  |  | 1403642.328 | 15324443.846 |  | -1
node_intto1_8101702_200824399 |  |  | PQ | ABCD | 2771.281 | 8101702 | no | no |  |  | no |  |  | 1403480.733 | 15326682.44 |  | -1
node_intto1_8101702_200824440 |  |  | PQ | AD | 2771.281 | 8101702 | no | no |  |  | no |  |  | 1402726.656 | 15326518.784 |  | -1
node_intto1_8101702_200824623 |  |  | PQ | ABCN | 2771.281 | 8101702 | no | no |  |  | no |  |  | 1402886.863 | 15320618.355 |  | -1
node_intto1_8101702_200824627 |  |  | PQ | ABCD | 2771.281 | 8101702 | no | no |  |  | no |  |  | 1403142.657 | 15320334.822 |  | -1
node_intto1_8101702_200824671 |  |  | PQ | AD | 2771.281 | 8101702 | no | no |  |  | no |  |  | 1400294.139 | 15326615.927 |  | -1
node_intto1_8101702_200824684 |  |  | PQ | AD | 2771.281 | 8101702 | no | no |  |  | no |  |  | 1400651.429 | 15326725.927 |  | -1
node_intto1_8101702_200957216 |  |  | PQ | AN | 2771.281 | 8101702 | no | no |  |  | no |  |  | 1397350.249 | 15336297.47 |  | -1
node_intto1_8101702_200976907 |  |  | PQ | ABCN | 2771.281 | 8101702 | no | no |  |  | no |  |  | 1402512.755 | 15319947.3 |  | -1
node_intto1_8101702_201013594 |  |  | PQ | ABCN | 2771.281 | 8101702 | no | no |  |  | no |  |  | 1403142.584 | 15320302.236 |  | -1
node_intto1_8101702_201020652 |  |  | PQ | ABCD | 2771.281 | 8101702 | no | no |  |  | no |  |  | 1403601.434 | 15319792.282 |  | -1
node_intto1_8101702_201047773 |  |  | PQ | AN | 2771.281 | 8101702 | no | no |  |  | no |  |  | 1400687.008 | 15326977.199 |  | -1
node_intto1_8101702_201058718 |  |  | PQ | AN | 2771.281 | 8101702 | no | no |  |  | no |  |  | 1401535.129 | 15326760.832 |  | -1
node_intto1_8101702_312000218 |  |  | PQ | AN | 2771.281 | 8101702 | no | no |  |  | no |  |  | 1404787.925 | 15329239.415 |  | -1
node_intto1_8101702_312005414 |  |  | PQ | AN | 2771.281 | 8101702 | no | no |  |  | no |  |  | 1399511.339 | 15326723.21 |  | -1
node_intto1_8101702_312073475 |  |  | PQ | AN | 2771.281 | 8101702 | no | no |  |  | no |  |  | 1401222.997 | 15328164.035 |  | -1
node_intto1_220382738 |  |  | PQ | AD | 2771.281 | 8101702 | no | no |  |  | no |  |  | 1400367.509 | 15318531.943 |  | -1
node_intto1_220382768 |  |  | PQ | ABCD | 2771.281 | 8101702 | no | no |  |  | no |  |  | 1403764.643 | 15319147.336 |  | -1
node_intto1_220416057 |  |  | PQ | ABCD | 2771.281 | 8101702 | no | no |  |  | no |  |  | 1403769.845 | 15319147.944 |  | -1
node_intto1_220464947 |  |  | PQ | AD | 2771.281 | 8101702 | no | no |  |  | no |  |  | 1400371.606 | 15318531.071 |  | -1
node_intto1_312115000 |  |  | PQ | ABCD | 2771.281 | 8101702 | no | no |  |  | no |  |  | 1404300.096 | 15327251.553 |  | -1

## overhead_line
data_type | static
owner_type | feeder
owner | 8101702
object | overhead_line
name | groupid | phases | fr | to | length | configuration | dcircuit | selected | monitored | monitored_fields | class_monitored_fields | played | played_fields | comments | R | X | B | lim_kw
oh_line_8101702_200821311 |  | ABCD | node_8101702_200916295 | node_intto1_8101702_200821311 | 73.483 | bal_3P_477AL | 8101702 | no | no |  |  | no |  |  | 0 | 0 | 0 | 0
oh_line_8101702_200821316 |  | ABCD | node_8101702_200821311 | node_8101702_200821316 | 123.745 | bal_3P_477AL | 8101702 | no | no |  |  | no |  |  | 0 | 0 | 0 | 0
oh_line_8101702_200821339 |  | ABCD | node_8101702_201010151 | node_8101702_200821339 | 132.18 | bal_3P_336AL | 8101702 | no | no |  |  | no |  |  | 0 | 0 | 0 | 0
oh_line_8101702_200821340 |  | ABCD | node_8101702_200821339 | node_8101702_200821340 | 136.963 | bal_3P_336AL | 8101702 | no | no |  |  | no |  |  | 0 | 0 | 0 | 0
oh_line_8101702_200821341 |  | ABCD | node_8101702_200821340 | node_8101702_200821341 | 156.19 | bal_3P_336AL | 8101702 | no | no |  |  | no |  |  | 0 | 0 | 0 | 0
oh_line_8101702_200821342 |  | ABCD | node_8101702_200821341 | node_8101702_200821342 | 135.201 | bal_3P_336AL | 8101702 | no | no |  |  | no |  |  | 0 | 0 | 0 | 0
oh_line_8101702_200821344 |  | ABCD | node_8101702_200821342 | node_8101702_200821344 | 149.458 | bal_3P_336AL | 8101702 | no | no |  |  | no |  |  | 0 | 0 | 0 | 0
oh_line_8101702_200821345 |  | ABCD | node_8101702_200821344 | node_8101702_200821345 | 292.564 | bal_3P_336AL | 8101702 | no | no |  |  | no |  |  | 0 | 0 | 0 | 0
oh_line_8101702_200821346 |  | ABCD | node_8101702_200821345 | node_8101702_200821346 | 166.948 | bal_3P_4/0AC | 8101702 | no | no |  |  | no |  |  | 0 | 0 | 0 | 0
oh_line_8101702_200821347 |  | AD | node_8101702_200821346 | node_8101702_200821347 | 118.777 | bal_1P_2AC | 8101702 | no | no |  |  | no |  |  | 0 | 0 | 0 | 0
oh_line_8101702_200821348 |  | ABCD | node_8101702_200821346 | node_8101702_200821348 | 268.212 | bal_3P_4/0AC | 8101702 | no | no |  |  | no |  |  | 0 | 0 | 0 | 0
oh_line_8101702_200821350 |  | ABCD | node_8101702_200821348 | node_8101702_200821350 | 259.928 | bal_3P_336AL | 8101702 | no | no |  |  | no |  |  | 0 | 0 | 0 | 0
oh_line_8101702_200821352 |  | ABCD | node_8101702_200821350 | node_8101702_200821352 | 176.512 | bal_3P_336AL | 8101702 | no | no |  |  | no |  |  | 0 | 0 | 0 | 0
oh_line_8101702_200821354 |  | ABCD | node_8101702_200821352 | node_8101702_200821354 | 231.179 | bal_3P_336AL | 8101702 | no | no |  |  | no |  |  | 0 | 0 | 0 | 0
oh_line_8101702_200821355 |  | AD | node_8101702_200821354 | node_8101702_200821355 | 237.171 | bal_1P_1/0AC | 8101702 | no | no |  |  | no |  |  | 0 | 0 | 0 | 0
oh_line_8101702_200821358 |  | ABCD | node_8101702_200821354 | node_8101702_200821358 | 242.157 | bal_3P_336AL | 8101702 | no | no |  |  | no |  |  | 0 | 0 | 0 | 0
oh_line_8101702_200821360 |  | ABCD | node_8101702_200821358 | node_8101702_200821360 | 242.295 | bal_3P_4/0AC | 8101702 | no | no |  |  | no |  |  | 0 | 0 | 0 | 0
oh_line_8101702_200821361 |  | ABCD | node_8101702_200821360 | node_8101702_200821361 | 151.925 | bal_3P_4/0AC | 8101702 | no | no |  |  | no |  |  | 0 | 0 | 0 | 0
oh_line_8101702_200821362 |  | ABCD | node_8101702_200821361 | node_8101702_200821362 | 158.963 | bal_3P_4/0AC | 8101702 | no | no |  |  | no |  |  | 0 | 0 | 0 | 0
oh_line_8101702_200821365 |  | ABCD | node_8101702_200821362 | node_8101702_200821365 | 236.753 | bal_3P_4/0AC | 8101702 | no | no |  |  | no |  |  | 0 | 0 | 0 | 0
oh_line_8101702_200821367 |  | ABCD | node_8101702_200821365 | node_8101702_200821367 | 164.591 | bal_3P_4/0AC | 8101702 | no | no |  |  | no |  |  | 0 | 0 | 0 | 0
oh_line_8101702_200821368 |  | ABCD | node_8101702_200821367 | node_8101702_200821368 | 108.961 | bal_3P_4/0AC | 8101702 | no | no |  |  | no |  |  | 0 | 0 | 0 | 0
oh_line_8101702_200821369 |  | ABCD | node_8101702_200821368 | node_8101702_200821369 | 239.947 | bal_3P_4/0AC | 8101702 | no | no |  |  | no |  |  | 0 | 0 | 0 | 0
oh_line_8101702_200821371 |  | ABCD | node_8101702_200821369 | node_8101702_200821371 | 146.273 | bal_3P_4/0AC | 8101702 | no | no |  |  | no |  |  | 0 | 0 | 0 | 0
oh_line_8101702_200821377 |  | ABCD | node_8101702_201008298 | node_8101702_200821377 | 188.969 | bal_3P_4/0AC | 8101702 | no | no |  |  | no |  |  | 0 | 0 | 0 | 0
oh_line_8101702_200821378 |  | ABCD | node_8101702_200821377 | node_8101702_200821378 | 148.894 | bal_3P_4/0AC | 8101702 | no | no |  |  | no |  |  | 0 | 0 | 0 | 0
oh_line_8101702_200821381 |  | ABCD | node_8101702_200821378 | node_8101702_200821381 | 219.393 | bal_3P_4/0AC | 8101702 | no | no |  |  | no |  |  | 0 | 0 | 0 | 0
oh_line_8101702_200821384 |  | ABCD | node_8101702_201009004 | node_8101702_200821384 | 174.49 | bal_3P_4/0AC | 8101702 | no | no |  |  | no |  |  | 0 | 0 | 0 | 0
oh_line_8101702_200821385 |  | ABCD | node_8101702_200821384 | node_8101702_200821385 | 165.455 | bal_3P_4/0AC | 8101702 | no | no |  |  | no |  |  | 0 | 0 | 0 | 0
oh_line_8101702_200821387 |  | ABCD | node_8101702_200821385 | node_8101702_200821387 | 163.475 | bal_3P_4/0AC | 8101702 | no | no |  |  | no |  |  | 0 | 0 | 0 | 0
oh_line_8101702_200821388 |  | AD | node_8101702_200821387 | node_8101702_200821388 | 226.346 | bal_1P_1/0AC | 8101702 | no | no |  |  | no |  |  | 0 | 0 | 0 | 0
oh_line_8101702_200821389 |  | ABCD | node_8101702_200821387 | node_8101702_200821389 | 169.859 | bal_3P_4/0AC | 8101702 | no | no |  |  | no |  |  | 0 | 0 | 0 | 0
oh_line_8101702_200821390 |  | AD | node_8101702_200821389 | node_8101702_200821390 | 148.735 | bal_1P_1/0AC | 8101702 | no | no |  |  | no |  |  | 0 | 0 | 0 | 0
oh_line_8101702_200821391 |  | AD | node_8101702_200821390 | node_8101702_200821391 | 160.058 | bal_1P_1/0AC | 8101702 | no | no |  |  | no |  |  | 0 | 0 | 0 | 0
oh_line_8101702_200821392 |  | ABCD | node_8101702_200821389 | node_8101702_200821392 | 161.536 | bal_3P_4/0AC | 8101702 | no | no |  |  | no |  |  | 0 | 0 | 0 | 0
oh_line_8101702_200821393 |  | ABCD | node_8101702_200821392 | node_8101702_200821393 | 175.039 | bal_3P_4/0AC | 8101702 | no | no |  |  | no |  |  | 0 | 0 | 0 | 0
oh_line_8101702_200821394 |  | ABCD | node_8101702_200821393 | node_8101702_200821394 | 194.175 | bal_3P_4/0AC | 8101702 | no | no |  |  | no |  |  | 0 | 0 | 0 | 0
oh_line_8101702_200821395 |  | AD | node_8101702_200821394 | node_intto1_8101702_200821395 | 123.46 | bal_1P_2AC | 8101702 | no | no |  |  | no |  |  | 0 | 0 | 0 | 0
oh_line_8101702_200821396 |  | AD | node_8101702_200821395 | node_8101702_200821396 | 312.091 | bal_1P_2AC | 8101702 | no | no |  |  | no |  |  | 0 | 0 | 0 | 0
oh_line_8101702_200821397 |  | AD | node_8101702_200821396 | node_8101702_200821397 | 325.692 | bal_1P_2AC | 8101702 | no | no |  |  | no |  |  | 0 | 0 | 0 | 0
oh_line_8101702_200821399 |  | AD | node_8101702_200821396 | node_8101702_200821399 | 180.832 | bal_1P_2AC | 8101702 | no | no |  |  | no |  |  | 0 | 0 | 0 | 0
oh_line_8101702_200821400 |  | ABCD | node_8101702_200821394 | node_8101702_200821400 | 170.478 | bal_3P_336AL | 8101702 | no | no |  |  | no |  |  | 0 | 0 | 0 | 0
oh_line_8101702_200821402 |  | ABCD | node_8101702_200821400 | node_8101702_200821402 | 244.88 | bal_3P_477AL | 8101702 | no | no |  |  | no |  |  | 0 | 0 | 0 | 0
oh_line_8101702_200821404 |  | ABCD | node_8101702_200821402 | node_8101702_200821404 | 187.786 | bal_3P_477AL | 8101702 | no | no |  |  | no |  |  | 0 | 0 | 0 | 0
oh_line_8101702_200821405 |  | ABCD | node_8101702_200821404 | node_8101702_200821405 | 170.295 | bal_3P_477AL | 8101702 | no | no |  |  | no |  |  | 0 | 0 | 0 | 0
oh_line_8101702_200821406 |  | ABCD | node_8101702_200821405 | node_intto1_8101702_200821406 | 155.783 | bal_3P_477AL | 8101702 | no | no |  |  | no |  |  | 0 | 0 | 0 | 0
oh_line_8101702_200821408 |  | ABCD | node_8101702_200821406 | node_8101702_200821408 | 120.338 | bal_3P_477AL | 8101702 | no | no |  |  | no |  |  | 0 | 0 | 0 | 0
oh_line_8101702_200821409 |  | ABCD | node_8101702_200821408 | node_8101702_200821409 | 211.893 | bal_3P_477AL | 8101702 | no | no |  |  | no |  |  | 0 | 0 | 0 | 0
oh_line_8101702_200821411 |  | ABCD | node_8101702_200821409 | node_8101702_200821411 | 202.08 | bal_3P_4/0AC | 8101702 | no | no |  |  | no |  |  | 0 | 0 | 0 | 0
oh_line_8101702_200821412-1 |  | ABCD | node_8101702_200821411 | node_intto1_312115000 | 8.479 | bal_3P_4/0AC | 8101702 | no | no |  |  | no |  |  | 0 | 0 | 0 | 0
oh_line_8101702_200821412-2 |  | ABCD | node_312115000 | node_1404402_605_15327270_598 | 104.264 | bal_3P_4/0AC | 8101702 | no | no |  |  | no |  |  | 0 | 0 | 0 | 0
oh_line_8101702_200821412-3 |  | ABCD | node_1404402_605_15327270_598 | node_8101702_200821412 | 5.195 | bal_3P_4/0AC | 8101702 | no | no |  |  | no |  |  | 0 | 0 | 0 | 0
oh_line_8101702_200821413 |  | ABCD | node_8101702_200821412 | node_8101702_200821413 | 179.593 | bal_3P_4/0AC | 8101702 | no | no |  |  | no |  |  | 0 | 0 | 0 | 0
oh_line_8101702_200821414 |  | ABCD | node_8101702_200821413 | node_8101702_200821414 | 150.96 | bal_3P_4/0AC | 8101702 | no | no |  |  | no |  |  | 0 | 0 | 0 | 0
oh_line_8101702_200821416 |  | ABCD | node_8101702_200821414 | node_8101702_200821416 | 199.18 | bal_3P_4/0AC | 8101702 | no | no |  |  | no |  |  | 0 | 0 | 0 | 0
oh_line_8101702_200821417 |  | ABCD | node_8101702_200821416 | node_8101702_200821417 | 197.14 | bal_3P_4/0AC | 8101702 | no | no |  |  | no |  |  | 0 | 0 | 0 | 0
oh_line_8101702_200821418 |  | ABCD | node_8101702_200821417 | node_8101702_200821418 | 90.804 | bal_3P_4/0AC | 8101702 | no | no |  |  | no |  |  | 0 | 0 | 0 | 0
oh_line_8101702_200821424 |  | ABCD | node_8101702_201010027 | node_8101702_200821424 | 218.066 | bal_3P_4/0AC | 8101702 | no | no |  |  | no |  |  | 0 | 0 | 0 | 0
oh_line_8101702_200821427 |  | ABCD | node_8101702_200821424 | node_8101702_200821427 | 219.501 | bal_3P_4/0AC | 8101702 | no | no |  |  | no |  |  | 0 | 0 | 0 | 0
oh_line_8101702_200821429 |  | ABCD | node_8101702_200821427 | node_8101702_200821429 | 93.342 | bal_3P_4/0AL | 8101702 | no | no |  |  | no |  |  | 0 | 0 | 0 | 0
oh_line_8101702_200821430 |  | AD | node_8101702_200821429 | node_8101702_200821430 | 146.424 | bal_1P_1/0AA | 8101702 | no | no |  |  | no |  |  | 0 | 0 | 0 | 0
oh_line_8101702_200821431 |  | ABCD | node_8101702_200821429 | node_8101702_200821431 | 173.23 | bal_3P_4/0AL | 8101702 | no | no |  |  | no |  |  | 0 | 0 | 0 | 0
oh_line_8101702_200821432 |  | ABCD | node_8101702_200821431 | node_8101702_200821432 | 127.963 | bal_3P_4/0AL | 8101702 | no | no |  |  | no |  |  | 0 | 0 | 0 | 0
oh_line_8101702_200821433 |  | ABCD | node_8101702_200821432 | node_8101702_200821433 | 133.813 | bal_3P_4/0AL | 8101702 | no | no |  |  | no |  |  | 0 | 0 | 0 | 0
oh_line_8101702_200821434 |  | ABCD | node_8101702_200821433 | node_8101702_200821434 | 132.304 | bal_3P_4/0AL | 8101702 | no | no |  |  | no |  |  | 0 | 0 | 0 | 0
oh_line_8101702_200821436 |  | ABCD | node_8101702_200821434 | node_8101702_200821436 | 132.4 | bal_3P_4/0AL | 8101702 | no | no |  |  | no |  |  | 0 | 0 | 0 | 0
oh_line_8101702_200822453 |  | AD | node_8101702_200822454 | node_8101702_200822453 | 114.052 | bal_1P_6CU | 8101702 | no | no |  |  | no |  |  | 0 | 0 | 0 | 0
oh_line_8101702_200822454 |  | AD | node_8101702_200822455 | node_8101702_200822454 | 128.575 | bal_1P_6CU | 8101702 | no | no |  |  | no |  |  | 0 | 0 | 0 | 0
oh_line_8101702_200822455 |  | AD | node_8101702_200822456 | node_8101702_200822455 | 122.235 | bal_1P_6CU | 8101702 | no | no |  |  | no |  |  | 0 | 0 | 0 | 0
oh_line_8101702_200822456 |  | AD | node_8101702_200822457 | node_8101702_200822456 | 124.589 | bal_1P_6CU | 8101702 | no | no |  |  | no |  |  | 0 | 0 | 0 | 0
oh_line_8101702_200822457 |  | AD | node_8101702_200822458 | node_8101702_200822457 | 140.781 | bal_1P_2AC | 8101702 | no | no |  |  | no |  |  | 0 | 0 | 0 | 0
oh_line_8101702_200822458 |  | AD | node_8101702_200822459 | node_8101702_200822458 | 131.388 | bal_1P_2AC | 8101702 | no | no |  |  | no |  |  | 0 | 0 | 0 | 0
oh_line_8101702_200822459 |  | AD | node_8101702_200822460 | node_intto1_8101702_200822459 | 156.557 | bal_1P_2AC | 8101702 | no | no |  |  | no |  |  | 0 | 0 | 0 | 0
oh_line_8101702_200822460 |  | ABCD | node_8101702_200823954 | node_8101702_200822460 | 43.573 | bal_3P_4/0AA | 8101702 | no | no |  |  | no |  |  | 0 | 0 | 0 | 0
oh_line_8101702_200822461 |  | ABCD | node_8101702_200822460 | node_8101702_200822461 | 157.512 | bal_3P_4/0AA | 8101702 | no | no |  |  | no |  |  | 0 | 0 | 0 | 0
oh_line_8101702_200822462 |  | ABCD | node_8101702_200822461 | node_8101702_200822462 | 177.405 | bal_3P_4/0AA | 8101702 | no | no |  |  | no |  |  | 0 | 0 | 0 | 0
oh_line_8101702_200822463 |  | ABCD | node_8101702_200822462 | node_8101702_200822463 | 217.863 | bal_3P_4/0AA | 8101702 | no | no |  |  | no |  |  | 0 | 0 | 0 | 0
oh_line_8101702_200822499 |  | ABCD | node_8101702_200822501 | node_8101702_200822499 | 142.648 | bal_3P_2/0CU | 8101702 | no | no |  |  | no |  |  | 0 | 0 | 0 | 0
oh_line_8101702_200822501 |  | ABCD | node_8101702_200822502 | node_8101702_200822501 | 59.81 | bal_3P_2/0CU | 8101702 | no | no |  |  | no |  |  | 0 | 0 | 0 | 0
oh_line_8101702_200822502 |  | ABCD | node_8101702_200822503 | node_8101702_200822502 | 55.4 | bal_3P_2/0CU | 8101702 | no | no |  |  | no |  |  | 0 | 0 | 0 | 0
oh_line_8101702_200822503 |  | ABCD | node_8101702_200822504 | node_8101702_200822503 | 121.59 | bal_3P_2/0CU | 8101702 | no | no |  |  | no |  |  | 0 | 0 | 0 | 0
oh_line_8101702_200822504 |  | ABCD | node_8101702_200822505 | node_8101702_200822504 | 99.073 | bal_3P_2/0CU | 8101702 | no | no |  |  | no |  |  | 0 | 0 | 0 | 0
oh_line_8101702_200822505 |  | ABCD | node_8101702_200822506 | node_8101702_200822505 | 163.812 | bal_3P_2/0CU | 8101702 | no | no |  |  | no |  |  | 0 | 0 | 0 | 0
oh_line_8101702_200822506 |  | ABCD | node_8101702_200822508 | node_8101702_200822506 | 97.281 | bal_3P_2/0CU | 8101702 | no | no |  |  | no |  |  | 0 | 0 | 0 | 0
oh_line_8101702_200822508 |  | ABCD | node_8101702_200822509 | node_8101702_200822508 | 142.919 | bal_3P_2/0CU | 8101702 | no | no |  |  | no |  |  | 0 | 0 | 0 | 0
oh_line_8101702_200822509 |  | ABCD | node_8101702_200822512 | node_8101702_200822509 | 110.778 | bal_3P_2/0CU | 8101702 | no | no |  |  | no |  |  | 0 | 0 | 0 | 0
oh_line_8101702_200822510 |  | ABCD | node_8101702_200822509 | node_8101702_200822510 | 20.306 | unb_3P_2-2AC_1/0AA | 8101702 | no | no |  |  | no |  |  | 0 | 0 | 0 | 0
oh_line_8101702_200822511 |  | ABCD | node_8101702_200822510 | node_8101702_200822511 | 268.161 | unb_3P_2-2AC_1/0AA | 8101702 | no | no |  |  | no |  |  | 0 | 0 | 0 | 0
oh_line_8101702_200822512 |  | ABCD | node_8101702_200822513 | node_8101702_200822512 | 96.927 | bal_3P_2/0CU | 8101702 | no | no |  |  | no |  |  | 0 | 0 | 0 | 0
oh_line_8101702_200822513 |  | ABCD | node_8101702_200822516 | node_8101702_200822513 | 101.832 | bal_3P_2/0CU | 8101702 | no | no |  |  | no |  |  | 0 | 0 | 0 | 0
oh_line_8101702_200822514-1 |  | ABCD | node_220382768 | node_8101702_200822514 | 44.068 | bal_3P_1/0AC | 8101702 | no | no |  |  | no |  |  | 0 | 0 | 0 | 0
oh_line_8101702_200822514-2 |  | ABCD | node_220416057 | node_intto1_220382768 | 5.237 | bal_3P_1/0AC | 8101702 | no | no |  |  | no |  |  | 0 | 0 | 0 | 0
oh_line_8101702_200822514-3 |  | ABCD | node_8101702_200822513 | node_intto1_220416057 | 5.237 | bal_3P_1/0AC | 8101702 | no | no |  |  | no |  |  | 0 | 0 | 0 | 0
oh_line_8101702_200822515 |  | ABCD | node_8101702_200822514 | node_8101702_200822515 | 179.091 | bal_3P_1/0AC | 8101702 | no | no |  |  | no |  |  | 0 | 0 | 0 | 0
oh_line_8101702_200822516 |  | ABCD | node_8101702_200822518 | node_8101702_200822516 | 101.671 | bal_3P_2/0CU | 8101702 | no | no |  |  | no |  |  | 0 | 0 | 0 | 0
oh_line_8101702_200822518 |  | ABCD | node_8101702_200822519 | node_8101702_200822518 | 99.87 | bal_3P_2/0CU | 8101702 | no | no |  |  | no |  |  | 0 | 0 | 0 | 0
oh_line_8101702_200822519 |  | ABCD | node_8101702_200822528 | node_8101702_200822519 | 173.173 | bal_3P_2/0CU | 8101702 | no | no |  |  | no |  |  | 0 | 0 | 0 | 0
oh_line_8101702_200822520 |  | AD | node_8101702_200822519 | node_intto1_8101702_200822520 | 84.808 | bal_1P_1/0AC | 8101702 | no | no |  |  | no |  |  | 0 | 0 | 0 | 0
oh_line_8101702_200822523 |  | AD | node_8101702_200822520 | node_8101702_200822523 | 174.48 | bal_1P_1/0AC | 8101702 | no | no |  |  | no |  |  | 0 | 0 | 0 | 0
oh_line_8101702_200822524 |  | AD | node_8101702_200822523 | node_8101702_200822524 | 169.14 | bal_1P_1/0AC | 8101702 | no | no |  |  | no |  |  | 0 | 0 | 0 | 0
oh_line_8101702_200822525 |  | AD | node_8101702_200822524 | node_8101702_200822525 | 156.078 | bal_1P_1/0AC | 8101702 | no | no |  |  | no |  |  | 0 | 0 | 0 | 0
oh_line_8101702_200822528 |  | ABCD | node_8101702_200822529 | node_8101702_200822528 | 172.241 | bal_3P_2/0CU | 8101702 | no | no |  |  | no |  |  | 0 | 0 | 0 | 0
oh_line_8101702_200822529 |  | ABCD | node_8101702_201020652 | node_8101702_200822529 | 133.522 | bal_3P_2/0CU | 8101702 | no | no |  |  | no |  |  | 0 | 0 | 0 | 0
oh_line_8101702_200822530 |  | AD | node_8101702_200822529 | node_intto1_8101702_200822530 | 103.402 | bal_1P_4/0AL | 8101702 | no | no |  |  | no |  |  | 0 | 0 | 0 | 0
oh_line_8101702_200822531 |  | AD | node_8101702_200822530 | node_8101702_200822531 | 158.562 | bal_1P_4CU | 8101702 | no | no |  |  | no |  |  | 0 | 0 | 0 | 0
oh_line_8101702_200822532 |  | AD | node_8101702_200822531 | node_8101702_200822532 | 170.131 | bal_1P_4CU | 8101702 | no | no |  |  | no |  |  | 0 | 0 | 0 | 0
oh_line_8101702_200822537 |  | AD | node_8101702_200822530 | node_8101702_200822537 | 235.012 | bal_1P_4/0AL | 8101702 | no | no |  |  | no |  |  | 0 | 0 | 0 | 0
oh_line_8101702_200822538 |  | AD | node_8101702_200822537 | node_8101702_200822538 | 182.362 | bal_1P_4/0AL | 8101702 | no | no |  |  | no |  |  | 0 | 0 | 0 | 0
oh_line_8101702_200822539 |  | AD | node_8101702_200822538 | node_8101702_200822539 | 190.793 | bal_1P_4/0AL | 8101702 | no | no |  |  | no |  |  | 0 | 0 | 0 | 0
oh_line_8101702_200822542 |  | AD | node_8101702_200822539 | node_8101702_200822542 | 99.188 | bal_1P_4/0AL | 8101702 | no | no |  |  | no |  |  | 0 | 0 | 0 | 0
oh_line_8101702_200822544 |  | AD | node_8101702_200822542 | node_8101702_200822544 | 187.604 | bal_1P_4/0AL | 8101702 | no | no |  |  | no |  |  | 0 | 0 | 0 | 0
oh_line_8101702_200822545 |  | AD | node_8101702_200822544 | node_8101702_200822545 | 206.076 | bal_1P_4/0AL | 8101702 | no | no |  |  | no |  |  | 0 | 0 | 0 | 0
oh_line_8101702_200822546 |  | AD | node_8101702_200822545 | node_8101702_200822546 | 196.639 | bal_1P_4/0AL | 8101702 | no | no |  |  | no |  |  | 0 | 0 | 0 | 0
oh_line_8101702_200822547 |  | AD | node_8101702_200822546 | node_8101702_200822547 | 139.842 | bal_1P_477AL | 8101702 | no | no |  |  | no |  |  | 0 | 0 | 0 | 0
oh_line_8101702_200822549 |  | AD | node_8101702_200822547 | node_8101702_200822549 | 154.642 | bal_1P_477AL | 8101702 | no | no |  |  | no |  |  | 0 | 0 | 0 | 0
oh_line_8101702_200822550 |  | AD | node_8101702_200822549 | node_8101702_200822550 | 204.642 | bal_1P_1/0AC | 8101702 | no | no |  |  | no |  |  | 0 | 0 | 0 | 0
oh_line_8101702_200822551 |  | AD | node_8101702_200822550 | node_8101702_200822551 | 197.223 | bal_1P_1/0AC | 8101702 | no | no |  |  | no |  |  | 0 | 0 | 0 | 0
oh_line_8101702_200822556 |  | AD | node_8101702_201055600 | node_8101702_200822556 | 164.287 | bal_1P_477AL | 8101702 | no | no |  |  | no |  |  | 0 | 0 | 0 | 0
oh_line_8101702_200822559 |  | AD | node_8101702_200822556 | node_8101702_200822559 | 57.603 | bal_1P_4CU | 8101702 | no | no |  |  | no |  |  | 0 | 0 | 0 | 0
oh_line_8101702_200822561 |  | AD | node_8101702_200822559 | node_intto1_8101702_200822561 | 181.931 | bal_1P_2AC | 8101702 | no | no |  |  | no |  |  | 0 | 0 | 0 | 0
oh_line_8101702_200822562 |  | AD | node_8101702_200822561 | node_8101702_200822562 | 109.007 | bal_1P_2AC | 8101702 | no | no |  |  | no |  |  | 0 | 0 | 0 | 0
oh_line_8101702_200822563 |  | AD | node_8101702_200822562 | node_8101702_200822563 | 286.155 | bal_1P_2AC | 8101702 | no | no |  |  | no |  |  | 0 | 0 | 0 | 0
oh_line_8101702_200822564 |  | AD | node_8101702_200822563 | node_8101702_200822564 | 287.448 | bal_1P_2AC | 8101702 | no | no |  |  | no |  |  | 0 | 0 | 0 | 0
oh_line_8101702_200822565 |  | AD | node_8101702_200822564 | node_8101702_200822565 | 205.002 | bal_1P_2AC | 8101702 | no | no |  |  | no |  |  | 0 | 0 | 0 | 0
oh_line_8101702_200822566 |  | AD | node_8101702_200822565 | node_8101702_200822566 | 190.945 | bal_1P_2AC | 8101702 | no | no |  |  | no |  |  | 0 | 0 | 0 | 0
oh_line_8101702_200822567 |  | AD | node_8101702_200822566 | node_8101702_200822567 | 224.397 | bal_1P_2AC | 8101702 | no | no |  |  | no |  |  | 0 | 0 | 0 | 0
oh_line_8101702_200822568 |  | AD | node_8101702_200822567 | node_8101702_200822568 | 330.218 | bal_1P_2AC | 8101702 | no | no |  |  | no |  |  | 0 | 0 | 0 | 0
oh_line_8101702_200822570 |  | AD | node_8101702_200822568 | node_8101702_200822570 | 434.637 | bal_1P_2AC | 8101702 | no | no |  |  | no |  |  | 0 | 0 | 0 | 0
oh_line_8101702_200822571 |  | AD | node_8101702_200822570 | node_8101702_200822571 | 191.305 | bal_1P_2AC | 8101702 | no | no |  |  | no |  |  | 0 | 0 | 0 | 0
oh_line_8101702_200822572 |  | AD | node_8101702_200822570 | node_8101702_200822572 | 416.24 | bal_1P_2AC | 8101702 | no | no |  |  | no |  |  | 0 | 0 | 0 | 0
oh_line_8101702_200822575 |  | AD | node_8101702_201025311 | node_8101702_200822575 | 180.441 | bal_1P_2AC | 8101702 | no | no |  |  | no |  |  | 0 | 0 | 0 | 0
oh_line_8101702_200822576 |  | AD | node_8101702_200822575 | node_8101702_200822576 | 131.071 | bal_1P_2AC | 8101702 | no | no |  |  | no |  |  | 0 | 0 | 0 | 0
oh_line_8101702_200822577 |  | AD | node_8101702_200822576 | node_8101702_200822577 | 225.173 | bal_1P_2AC | 8101702 | no | no |  |  | no |  |  | 0 | 0 | 0 | 0
oh_line_8101702_200822582 |  | AD | node_8101702_200822577 | node_8101702_200822582 | 73.181 | bal_1P_4/0AC | 8101702 | no | no |  |  | no |  |  | 0 | 0 | 0 | 0
oh_line_8101702_200822584 |  | AD | node_8101702_200822582 | node_8101702_200822584 | 289.367 | bal_1P_4/0AC | 8101702 | no | no |  |  | no |  |  | 0 | 0 | 0 | 0
oh_line_8101702_200822587 |  | AD | node_8101702_200822584 | node_intto1_8101702_200822587 | 141.462 | bal_1P_2AC | 8101702 | no | no |  |  | no |  |  | 0 | 0 | 0 | 0
oh_line_8101702_200822588 |  | AD | node_8101702_200822587 | node_8101702_200822588 | 280.931 | bal_1P_2AC | 8101702 | no | no |  |  | no |  |  | 0 | 0 | 0 | 0
oh_line_8101702_200822592 |  | AD | node_8101702_201027972 | node_8101702_200822592 | 205.403 | bal_1P_2AC | 8101702 | no | no |  |  | no |  |  | 0 | 0 | 0 | 0
oh_line_8101702_200822593-1 |  | AD | node_8101702_200822592 | node_1407132_1_15324507_541 | 8.538 | bal_1P_2AC | 8101702 | no | no |  |  | no |  |  | 0 | 0 | 0 | 0
oh_line_8101702_200822593-2 |  | AD | node_1407132_1_15324507_541 | node_8101702_200822593 | 203.642 | bal_1P_2AC | 8101702 | no | no |  |  | no |  |  | 0 | 0 | 0 | 0
oh_line_8101702_200822595 |  | AD | node_8101702_200822593 | node_8101702_200822595 | 193.689 | bal_1P_2AC | 8101702 | no | no |  |  | no |  |  | 0 | 0 | 0 | 0
oh_line_8101702_200822596 |  | AD | node_8101702_200822595 | node_8101702_200822596 | 51.632 | bal_1P_2AC | 8101702 | no | no |  |  | no |  |  | 0 | 0 | 0 | 0
oh_line_8101702_200822597 |  | AD | node_8101702_200822596 | node_8101702_200822597 | 258.983 | bal_1P_2AC | 8101702 | no | no |  |  | no |  |  | 0 | 0 | 0 | 0
oh_line_8101702_200822598 |  | AD | node_8101702_200822597 | node_8101702_200822598 | 173.085 | bal_1P_2AC | 8101702 | no | no |  |  | no |  |  | 0 | 0 | 0 | 0
oh_line_8101702_200822599 |  | AD | node_8101702_200822598 | node_8101702_200822599 | 198.555 | bal_1P_2AC | 8101702 | no | no |  |  | no |  |  | 0 | 0 | 0 | 0
oh_line_8101702_200822601 |  | AD | node_8101702_200822598 | node_8101702_200822601 | 323.229 | bal_1P_2AC | 8101702 | no | no |  |  | no |  |  | 0 | 0 | 0 | 0
oh_line_8101702_200822603 |  | AD | node_8101702_200822601 | node_8101702_200822603 | 407.015 | bal_1P_2AC | 8101702 | no | no |  |  | no |  |  | 0 | 0 | 0 | 0
oh_line_8101702_200822604 |  | AD | node_8101702_200822603 | node_8101702_200822604 | 401.81 | bal_1P_2AC | 8101702 | no | no |  |  | no |  |  | 0 | 0 | 0 | 0
oh_line_8101702_200822608 |  | AD | node_8101702_200822604 | node_8101702_200822608 | 194.546 | bal_1P_2AC | 8101702 | no | no |  |  | no |  |  | 0 | 0 | 0 | 0
oh_line_8101702_200822610 |  | AD | node_8101702_200822608 | node_8101702_200822610 | 159.493 | bal_1P_2AC | 8101702 | no | no |  |  | no |  |  | 0 | 0 | 0 | 0
oh_line_8101702_200822637 |  | AD | node_8101702_200822570 | node_8101702_200822637 | 149.308 | bal_1P_2AC | 8101702 | no | no |  |  | no |  |  | 0 | 0 | 0 | 0
oh_line_8101702_200822638 |  | AD | node_8101702_200822637 | node_8101702_200822638 | 146.508 | bal_1P_2AC | 8101702 | no | no |  |  | no |  |  | 0 | 0 | 0 | 0
oh_line_8101702_200822640-1 |  | ABCD | node_8101702_200822641 | node_1403298_968_15319797_459 | 11.481 | bal_3P_2/0CU | 8101702 | no | no |  |  | no |  |  | 0 | 0 | 0 | 0
oh_line_8101702_200822640-2 |  | ABCD | node_1403298_968_15319797_459 | node_8101702_200822640 | 142.848 | bal_3P_2/0CU | 8101702 | no | no |  |  | no |  |  | 0 | 0 | 0 | 0
oh_line_8101702_200822641 |  | ABCD | node_8101702_200822642 | node_8101702_200822641 | 137.211 | bal_3P_2/0CU | 8101702 | no | no |  |  | no |  |  | 0 | 0 | 0 | 0
oh_line_8101702_200822642 |  | ABCD | node_8101702_200822643 | node_8101702_200822642 | 178.437 | bal_3P_4/0AA | 8101702 | no | no |  |  | no |  |  | 0 | 0 | 0 | 0
oh_line_8101702_200822643 |  | ABCD | node_8101702_200822644 | node_8101702_200822643 | 140.795 | bal_3P_4/0AA | 8101702 | no | no |  |  | no |  |  | 0 | 0 | 0 | 0
oh_line_8101702_200822644 |  | ABCD | node_8101702_200822645 | node_8101702_200822644 | 89.98 | bal_3P_4/0AA | 8101702 | no | no |  |  | no |  |  | 0 | 0 | 0 | 0
oh_line_8101702_200822645 |  | ABCD | node_8101702_200822646 | node_8101702_200822645 | 200.646 | bal_3P_4/0AA | 8101702 | no | no |  |  | no |  |  | 0 | 0 | 0 | 0
oh_line_8101702_200822646 |  | ABCD | node_8101702_200822647 | node_8101702_200822646 | 162.368 | bal_3P_4/0AA | 8101702 | no | no |  |  | no |  |  | 0 | 0 | 0 | 0
oh_line_8101702_200822647 |  | ABCD | node_8101702_200822650 | node_8101702_200822647 | 186.918 | bal_3P_4/0AA | 8101702 | no | no |  |  | no |  |  | 0 | 0 | 0 | 0
oh_line_8101702_200822648 |  | ABCD | node_8101702_200976908 | node_8101702_200822648 | 20.991 | bal_3P_2AC | 8101702 | no | no |  |  | no |  |  | 0 | 0 | 0 | 0
oh_line_8101702_200822650 |  | ABCD | node_8101702_200822652 | node_8101702_200822650 | 175.198 | bal_3P_4/0AA | 8101702 | no | no |  |  | no |  |  | 0 | 0 | 0 | 0
oh_line_8101702_200822652 |  | ABCD | node_8101702_200822463 | node_8101702_200822652 | 130.408 | bal_3P_4/0AA | 8101702 | no | no |  |  | no |  |  | 0 | 0 | 0 | 0
oh_line_8101702_200822653 |  | AD | node_8101702_200822501 | node_intto1_8101702_200822653 | 199.691 | bal_1P_1/0AC | 8101702 | no | no |  |  | no |  |  | 0 | 0 | 0 | 0
oh_line_8101702_200822654 |  | AD | node_8101702_200822653 | node_8101702_200822654 | 154.857 | bal_1P_1/0AC | 8101702 | no | no |  |  | no |  |  | 0 | 0 | 0 | 0
oh_line_8101702_200822655 |  | AD | node_8101702_200822654 | node_8101702_200822655 | 122.009 | bal_1P_1/0AC | 8101702 | no | no |  |  | no |  |  | 0 | 0 | 0 | 0
oh_line_8101702_200822660 |  | AD | node_8101702_200822505 | node_intto1_8101702_200822660 | 78.552 | bal_1P_4CU | 8101702 | no | no |  |  | no |  |  | 0 | 0 | 0 | 0
oh_line_8101702_200822663 |  | AD | node_8101702_200822660 | node_8101702_200822663 | 180.035 | bal_1P_4CU | 8101702 | no | no |  |  | no |  |  | 0 | 0 | 0 | 0
oh_line_8101702_200822664 |  | AD | node_8101702_200822663 | node_8101702_200822664 | 103.145 | bal_1P_4CU | 8101702 | no | no |  |  | no |  |  | 0 | 0 | 0 | 0
oh_line_8101702_200822665 |  | AD | node_8101702_200822664 | node_8101702_200822665 | 147.789 | bal_1P_4CU | 8101702 | no | no |  |  | no |  |  | 0 | 0 | 0 | 0
oh_line_8101702_200822666 |  | AD | node_8101702_200822665 | node_8101702_200822666 | 129.997 | bal_1P_4CU | 8101702 | no | no |  |  | no |  |  | 0 | 0 | 0 | 0
oh_line_8101702_200822673 |  | AD | node_8101702_200822506 | node_intto1_8101702_200822673 | 155.028 | bal_1P_1/0AC | 8101702 | no | no |  |  | no |  |  | 0 | 0 | 0 | 0
oh_line_8101702_200822678 |  | AD | node_8101702_200822673 | node_8101702_200822678 | 195.14 | bal_1P_1/0AC | 8101702 | no | no |  |  | no |  |  | 0 | 0 | 0 | 0
oh_line_8101702_200822680 |  | AD | node_8101702_200822678 | node_8101702_200822680 | 96.837 | bal_1P_1/0AC | 8101702 | no | no |  |  | no |  |  | 0 | 0 | 0 | 0
oh_line_8101702_200822682 |  | AD | node_8101702_200822680 | node_8101702_200822682 | 152.897 | bal_1P_1/0AC | 8101702 | no | no |  |  | no |  |  | 0 | 0 | 0 | 0
oh_line_8101702_200822683 |  | AD | node_8101702_200822682 | node_8101702_200822683 | 198.052 | bal_1P_1/0AC | 8101702 | no | no |  |  | no |  |  | 0 | 0 | 0 | 0
oh_line_8101702_200822684 |  | AD | node_8101702_200822683 | node_8101702_200822684 | 204.325 | bal_1P_1/0AC | 8101702 | no | no |  |  | no |  |  | 0 | 0 | 0 | 0
oh_line_8101702_200822689 |  | ABCD | node_8101702_200822513 | node_intto1_8101702_200822689 | 119.555 | bal_3P_1/0AA | 8101702 | no | no |  |  | no |  |  | 0 | 0 | 0 | 0
oh_line_8101702_200822691 |  | ABCD | node_8101702_200822689 | node_8101702_200822691 | 136.53 | bal_3P_1/0AA | 8101702 | no | no |  |  | no |  |  | 0 | 0 | 0 | 0
oh_line_8101702_200822692 |  | ABCD | node_8101702_200822691 | node_8101702_200822692 | 143.839 | bal_3P_1/0AA | 8101702 | no | no |  |  | no |  |  | 0 | 0 | 0 | 0
oh_line_8101702_200822694 |  | ABCD | node_8101702_200822692 | node_8101702_200822694 | 159.264 | bal_3P_1/0AA | 8101702 | no | no |  |  | no |  |  | 0 | 0 | 0 | 0
oh_line_8101702_200822695 |  | ABCD | node_8101702_200822694 | node_8101702_200822695 | 187.988 | bal_3P_1/0AA | 8101702 | no | no |  |  | no |  |  | 0 | 0 | 0 | 0
oh_line_8101702_200822698 |  | ABCD | node_8101702_200822695 | node_8101702_200822698 | 137.559 | bal_3P_6CU | 8101702 | no | no |  |  | no |  |  | 0 | 0 | 0 | 0
oh_line_8101702_200822699 |  | ABCD | node_8101702_200822698 | node_8101702_200822699 | 163.402 | bal_3P_6CU | 8101702 | no | no |  |  | no |  |  | 0 | 0 | 0 | 0
oh_line_8101702_200822700 |  | ABCD | node_8101702_200822699 | node_8101702_200822700 | 148.948 | bal_3P_6CU | 8101702 | no | no |  |  | no |  |  | 0 | 0 | 0 | 0
oh_line_8101702_200822701 |  | ABCD | node_8101702_200822700 | node_8101702_200822701 | 153.269 | bal_3P_6CU | 8101702 | no | no |  |  | no |  |  | 0 | 0 | 0 | 0
oh_line_8101702_200822703 |  | ABCD | node_8101702_200822701 | node_8101702_200822703 | 181.549 | bal_3P_6CU | 8101702 | no | no |  |  | no |  |  | 0 | 0 | 0 | 0
oh_line_8101702_200822704 |  | ABCD | node_8101702_200822703 | node_8101702_200822704 | 186.255 | bal_3P_6CU | 8101702 | no | no |  |  | no |  |  | 0 | 0 | 0 | 0
oh_line_8101702_200822705 |  | AD | node_8101702_200822704 | node_8101702_200822705 | 65.024 | bal_1P_1/0AA | 8101702 | no | no |  |  | no |  |  | 0 | 0 | 0 | 0
oh_line_8101702_200822706 |  | AD | node_8101702_200822705 | node_8101702_200822706 | 159.619 | bal_1P_1/0AA | 8101702 | no | no |  |  | no |  |  | 0 | 0 | 0 | 0
oh_line_8101702_200822708 |  | ABCD | node_8101702_200822704 | node_8101702_200822708 | 182.667 | bal_3P_6CU | 8101702 | no | no |  |  | no |  |  | 0 | 0 | 0 | 0
oh_line_8101702_200822709 |  | AD | node_8101702_200822708 | node_8101702_200822709 | 122.013 | bal_1P_1/0AA | 8101702 | no | no |  |  | no |  |  | 0 | 0 | 0 | 0
oh_line_8101702_200822710 |  | ABCD | node_8101702_200822708 | node_8101702_200822710 | 201.368 | bal_3P_6CU | 8101702 | no | no |  |  | no |  |  | 0 | 0 | 0 | 0
oh_line_8101702_200822711 |  | ABCD | node_8101702_200822710 | node_8101702_200822711 | 114.692 | bal_3P_6CU | 8101702 | no | no |  |  | no |  |  | 0 | 0 | 0 | 0
oh_line_8101702_200822712 |  | ABCD | node_8101702_200822711 | node_8101702_200822712 | 196.483 | bal_3P_6CU | 8101702 | no | no |  |  | no |  |  | 0 | 0 | 0 | 0
oh_line_8101702_200822713 |  | ABCD | node_8101702_200822712 | node_8101702_200822713 | 216.767 | bal_3P_6CU | 8101702 | no | no |  |  | no |  |  | 0 | 0 | 0 | 0
oh_line_8101702_200822714 |  | ABCD | node_8101702_200822713 | node_8101702_200822714 | 160.214 | bal_3P_6CU | 8101702 | no | no |  |  | no |  |  | 0 | 0 | 0 | 0
oh_line_8101702_200822722 |  | AD | node_8101702_200822779 | node_8101702_200822722 | 422.966 | bal_1P_1/0AC | 8101702 | no | no |  |  | no |  |  | 0 | 0 | 0 | 0
oh_line_8101702_200822724 |  | AD | node_8101702_200822822 | node_intto1_8101702_200822724 | 141.239 | bal_1P_1/0AA | 8101702 | no | no |  |  | no |  |  | 0 | 0 | 0 | 0
oh_line_8101702_200822725 |  | AD | node_8101702_200822724 | node_8101702_200822725 | 218.6 | bal_1P_1/0AA | 8101702 | no | no |  |  | no |  |  | 0 | 0 | 0 | 0
oh_line_8101702_200822726 |  | AD | node_8101702_200822725 | node_8101702_200822726 | 233.135 | bal_1P_1/0AA | 8101702 | no | no |  |  | no |  |  | 0 | 0 | 0 | 0
oh_line_8101702_200822727 |  | AD | node_8101702_200822824 | node_8101702_200822727 | 348.397 | bal_1P_1/0AA | 8101702 | no | no |  |  | no |  |  | 0 | 0 | 0 | 0
oh_line_8101702_200822730 |  | AD | node_8101702_200821378 | node_intto1_8101702_200822730 | 300.644 | bal_1P_2AC | 8101702 | no | no |  |  | no |  |  | 0 | 0 | 0 | 0
oh_line_8101702_200822731 |  | AD | node_8101702_200822730 | node_8101702_200822731 | 246.513 | bal_1P_2AC | 8101702 | no | no |  |  | no |  |  | 0 | 0 | 0 | 0
oh_line_8101702_200822732 |  | AD | node_8101702_201046721 | node_8101702_200822732 | 177.836 | bal_1P_2AC | 8101702 | no | no |  |  | no |  |  | 0 | 0 | 0 | 0
oh_line_8101702_200822733 |  | AD | node_8101702_310011753 | node_8101702_200822733 | 252.38 | bal_1P_2AC | 8101702 | no | no |  |  | no |  |  | 0 | 0 | 0 | 0
oh_line_8101702_200822734 |  | AD | node_8101702_310011753 | node_8101702_200822734 | 248.771 | bal_1P_1/0AA | 8101702 | no | no |  |  | no |  |  | 0 | 0 | 0 | 0
oh_line_8101702_200822735 |  | AD | node_8101702_201058716 | node_8101702_200822735 | 201.268 | bal_1P_1/0AA | 8101702 | no | no |  |  | no |  |  | 0 | 0 | 0 | 0
oh_line_8101702_200822736 |  | AD | node_8101702_200822733 | node_8101702_200822736 | 236.508 | bal_1P_2AC | 8101702 | no | no |  |  | no |  |  | 0 | 0 | 0 | 0
oh_line_8101702_200822737 |  | AD | node_8101702_200822736 | node_8101702_200822737 | 241.348 | bal_1P_2AC | 8101702 | no | no |  |  | no |  |  | 0 | 0 | 0 | 0
oh_line_8101702_200822738 |  | AD | node_8101702_200822737 | node_8101702_200822738 | 239.807 | bal_1P_2AC | 8101702 | no | no |  |  | no |  |  | 0 | 0 | 0 | 0
oh_line_8101702_200822742 |  | AD | node_8101702_200822732 | node_8101702_200822742 | 197.266 | bal_1P_2AC | 8101702 | no | no |  |  | no |  |  | 0 | 0 | 0 | 0
oh_line_8101702_200822743 |  | AD | node_8101702_200822742 | node_8101702_200822743 | 294.433 | bal_1P_2AC | 8101702 | no | no |  |  | no |  |  | 0 | 0 | 0 | 0
oh_line_8101702_200822745 |  | AD | node_8101702_200822746 | node_8101702_200822745 | 154.685 | bal_1P_1/0AA | 8101702 | no | no |  |  | no |  |  | 0 | 0 | 0 | 0
oh_line_8101702_200822746 |  | AD | node_8101702_200822743 | node_8101702_200822746 | 213.916 | bal_1P_2AC | 8101702 | no | no |  |  | no |  |  | 0 | 0 | 0 | 0
oh_line_8101702_200822748 |  | AD | node_8101702_200969440 | node_intto1_8101702_200822748 | 757.401 | bal_1P_2AC | 8101702 | no | no |  |  | no |  |  | 0 | 0 | 0 | 0
oh_line_8101702_200822749 |  | AD | node_8101702_200822748 | node_8101702_200822749 | 124.752 | bal_1P_1/0AA | 8101702 | no | no |  |  | no |  |  | 0 | 0 | 0 | 0
oh_line_8101702_200822751 |  | AD | node_8101702_200822749 | node_8101702_200822751 | 268.629 | bal_1P_1/0AA | 8101702 | no | no |  |  | no |  |  | 0 | 0 | 0 | 0
oh_line_8101702_200822752 |  | AD | node_8101702_200822749 | node_8101702_200822752 | 272.596 | bal_1P_1/0AA | 8101702 | no | no |  |  | no |  |  | 0 | 0 | 0 | 0
oh_line_8101702_200822753 |  | AD | node_8101702_200822748 | node_8101702_200822753 | 299.482 | bal_1P_2AC | 8101702 | no | no |  |  | no |  |  | 0 | 0 | 0 | 0
oh_line_8101702_200822754 |  | AD | node_8101702_200822753 | node_8101702_200822754 | 328.951 | bal_1P_2AC | 8101702 | no | no |  |  | no |  |  | 0 | 0 | 0 | 0
oh_line_8101702_200822755 |  | AD | node_8101702_200822754 | node_8101702_200822755 | 105.909 | bal_1P_4/0AL | 8101702 | no | no |  |  | no |  |  | 0 | 0 | 0 | 0
oh_line_8101702_200822756 |  | AD | node_8101702_200822754 | node_8101702_200822756 | 287.045 | bal_1P_2AC | 8101702 | no | no |  |  | no |  |  | 0 | 0 | 0 | 0
oh_line_8101702_200822758 |  | AD | node_8101702_200822756 | node_8101702_200822758 | 372.508 | bal_1P_2AC | 8101702 | no | no |  |  | no |  |  | 0 | 0 | 0 | 0
oh_line_8101702_200822760 |  | AD | node_8101702_200822758 | node_8101702_200822760 | 234.178 | bal_1P_2AC | 8101702 | no | no |  |  | no |  |  | 0 | 0 | 0 | 0
oh_line_8101702_200822762 |  | AD | node_8101702_200822760 | node_8101702_200822762 | 298.104 | bal_1P_2AC | 8101702 | no | no |  |  | no |  |  | 0 | 0 | 0 | 0
oh_line_8101702_200822763 |  | AD | node_8101702_200822762 | node_8101702_200822763 | 88.678 | bal_1P_1/0AA | 8101702 | no | no |  |  | no |  |  | 0 | 0 | 0 | 0
oh_line_8101702_200822765 |  | AD | node_8101702_200822762 | node_8101702_200822765 | 293.763 | bal_1P_2AC | 8101702 | no | no |  |  | no |  |  | 0 | 0 | 0 | 0
oh_line_8101702_200822766 |  | AD | node_8101702_200822765 | node_8101702_200822766 | 52.089 | bal_1P_2AC | 8101702 | no | no |  |  | no |  |  | 0 | 0 | 0 | 0
oh_line_8101702_200822767 |  | AD | node_8101702_200822765 | node_8101702_200822767 | 224.046 | bal_1P_2AC | 8101702 | no | no |  |  | no |  |  | 0 | 0 | 0 | 0
oh_line_8101702_200822768 |  | AD | node_8101702_200822765 | node_intto1_8101702_200822768 | 283.251 | bal_1P_4AC | 8101702 | no | no |  |  | no |  |  | 0 | 0 | 0 | 0
oh_line_8101702_200822769 |  | AD | node_8101702_200822768 | node_8101702_200822769 | 216.759 | bal_1P_4AC | 8101702 | no | no |  |  | no |  |  | 0 | 0 | 0 | 0
oh_line_8101702_200822770 |  | AD | node_8101702_200822769 | node_8101702_200822770 | 213.971 | bal_1P_4AC | 8101702 | no | no |  |  | no |  |  | 0 | 0 | 0 | 0
oh_line_8101702_200822771 |  | AD | node_8101702_200822770 | node_8101702_200822771 | 23.609 | bal_1P_1/0AA | 8101702 | no | no |  |  | no |  |  | 0 | 0 | 0 | 0
oh_line_8101702_200822772 |  | AD | node_8101702_200822771 | node_8101702_200822772 | 199.209 | bal_1P_1/0AA | 8101702 | no | no |  |  | no |  |  | 0 | 0 | 0 | 0
oh_line_8101702_200822773 |  | AD | node_8101702_200822770 | node_8101702_200822773 | 323.445 | bal_1P_4AC | 8101702 | no | no |  |  | no |  |  | 0 | 0 | 0 | 0
oh_line_8101702_200822774 |  | AD | node_8101702_200822773 | node_8101702_200822774 | 222.059 | bal_1P_4AC | 8101702 | no | no |  |  | no |  |  | 0 | 0 | 0 | 0
oh_line_8101702_200822775 |  | AD | node_8101702_200822774 | node_8101702_200822775 | 244.184 | bal_1P_1/0AA | 8101702 | no | no |  |  | no |  |  | 0 | 0 | 0 | 0
oh_line_8101702_200822776 |  | AD | node_8101702_200822774 | node_8101702_200822776 | 94.599 | bal_1P_4AC | 8101702 | no | no |  |  | no |  |  | 0 | 0 | 0 | 0
oh_line_8101702_200822777 |  | AD | node_8101702_200822773 | node_8101702_200822777 | 95.921 | bal_1P_2AC | 8101702 | no | no |  |  | no |  |  | 0 | 0 | 0 | 0
oh_line_8101702_200822779 |  | AD | node_8101702_200822777 | node_8101702_200822779 | 243.907 | bal_1P_1/0AC | 8101702 | no | no |  |  | no |  |  | 0 | 0 | 0 | 0
oh_line_8101702_200822781 |  | AD | node_8101702_200822779 | node_8101702_200822781 | 247.751 | bal_1P_1/0AC | 8101702 | no | no |  |  | no |  |  | 0 | 0 | 0 | 0
oh_line_8101702_200822782 |  | AD | node_8101702_200822781 | node_8101702_200822782 | 182.265 | bal_1P_1/0AA | 8101702 | no | no |  |  | no |  |  | 0 | 0 | 0 | 0
oh_line_8101702_200822784 |  | AD | node_8101702_200822782 | node_8101702_200822784 | 257.184 | bal_1P_1/0AA | 8101702 | no | no |  |  | no |  |  | 0 | 0 | 0 | 0
oh_line_8101702_200822785 |  | AD | node_8101702_200822784 | node_8101702_200822785 | 213.435 | bal_1P_1/0AA | 8101702 | no | no |  |  | no |  |  | 0 | 0 | 0 | 0
oh_line_8101702_200822786 |  | AD | node_8101702_200822785 | node_8101702_200822786 | 235.395 | bal_1P_1/0AC | 8101702 | no | no |  |  | no |  |  | 0 | 0 | 0 | 0
oh_line_8101702_200822787 |  | AD | node_8101702_200822786 | node_8101702_200822787 | 66.735 | bal_1P_1/0AC | 8101702 | no | no |  |  | no |  |  | 0 | 0 | 0 | 0
oh_line_8101702_200822788 |  | AD | node_8101702_200822787 | node_8101702_200822788 | 291.124 | bal_1P_1/0AC | 8101702 | no | no |  |  | no |  |  | 0 | 0 | 0 | 0
oh_line_8101702_200822790 |  | AD | node_8101702_200822788 | node_8101702_200822790 | 90.182 | bal_1P_2AC | 8101702 | no | no |  |  | no |  |  | 0 | 0 | 0 | 0
oh_line_8101702_200822793-1 |  | AD | node_1398429_919_15334026_476 | node_8101702_200822793 | 4.901 | bal_1P_2AC | 8101702 | no | no |  |  | no |  |  | 0 | 0 | 0 | 0
oh_line_8101702_200822793-2 |  | AD | node_8101702_200822788 | node_1398429_919_15334026_476 | 283.096 | bal_1P_2AC | 8101702 | no | no |  |  | no |  |  | 0 | 0 | 0 | 0
oh_line_8101702_200822794 |  | AD | node_8101702_200822793 | node_8101702_200822794 | 178.536 | bal_1P_2AC | 8101702 | no | no |  |  | no |  |  | 0 | 0 | 0 | 0
oh_line_8101702_200822795 |  | AD | node_8101702_200822794 | node_8101702_200822795 | 224.742 | bal_1P_1/0AA | 8101702 | no | no |  |  | no |  |  | 0 | 0 | 0 | 0
oh_line_8101702_200822796 |  | AD | node_8101702_200822794 | node_8101702_200822796 | 194.57 | bal_1P_2AC | 8101702 | no | no |  |  | no |  |  | 0 | 0 | 0 | 0
oh_line_8101702_200822797 |  | AD | node_8101702_200822796 | node_8101702_200822797 | 244.468 | bal_1P_2AC | 8101702 | no | no |  |  | no |  |  | 0 | 0 | 0 | 0
oh_line_8101702_200822798 |  | AD | node_8101702_200822797 | node_8101702_200822798 | 201.082 | bal_1P_2AC | 8101702 | no | no |  |  | no |  |  | 0 | 0 | 0 | 0
oh_line_8101702_200822800 |  | AD | node_8101702_200822798 | node_8101702_200822800 | 232.276 | bal_1P_1/0AA | 8101702 | no | no |  |  | no |  |  | 0 | 0 | 0 | 0
oh_line_8101702_200822801 |  | AD | node_8101702_200822798 | node_8101702_200822801 | 217.838 | bal_1P_2AC | 8101702 | no | no |  |  | no |  |  | 0 | 0 | 0 | 0
oh_line_8101702_200822802 |  | AD | node_8101702_200822801 | node_8101702_200822802 | 197.058 | bal_1P_2AC | 8101702 | no | no |  |  | no |  |  | 0 | 0 | 0 | 0
oh_line_8101702_200822803 |  | AD | node_8101702_200822802 | node_8101702_200822803 | 193.246 | bal_1P_2AC | 8101702 | no | no |  |  | no |  |  | 0 | 0 | 0 | 0
oh_line_8101702_200822805 |  | AD | node_8101702_200822803 | node_8101702_200822805 | 231.12 | bal_1P_2AC | 8101702 | no | no |  |  | no |  |  | 0 | 0 | 0 | 0
oh_line_8101702_200822806 |  | AD | node_8101702_200822805 | node_8101702_200822806 | 239.855 | bal_1P_2AC | 8101702 | no | no |  |  | no |  |  | 0 | 0 | 0 | 0
oh_line_8101702_200822807 |  | AD | node_8101702_200822806 | node_8101702_200822807 | 189.548 | bal_1P_1/0AA | 8101702 | no | no |  |  | no |  |  | 0 | 0 | 0 | 0
oh_line_8101702_200822808 |  | AD | node_8101702_200822806 | node_8101702_200822808 | 221.725 | bal_1P_2AC | 8101702 | no | no |  |  | no |  |  | 0 | 0 | 0 | 0
oh_line_8101702_200822809 |  | AD | node_8101702_200822808 | node_8101702_200822809 | 213.977 | bal_1P_2AC | 8101702 | no | no |  |  | no |  |  | 0 | 0 | 0 | 0
oh_line_8101702_200822811 |  | AD | node_8101702_200957218 | node_8101702_200822811 | 150.974 | bal_1P_2AC | 8101702 | no | no |  |  | no |  |  | 0 | 0 | 0 | 0
oh_line_8101702_200822812 |  | AD | node_8101702_200822811 | node_8101702_200822812 | 61.608 | bal_1P_1/0AA | 8101702 | no | no |  |  | no |  |  | 0 | 0 | 0 | 0
oh_line_8101702_200822814 |  | AD | node_8101702_200822811 | node_intto1_8101702_200822814 | 307.438 | bal_1P_2AC | 8101702 | no | no |  |  | no |  |  | 0 | 0 | 0 | 0
oh_line_8101702_200822815 |  | AD | node_8101702_200822814 | node_8101702_200822815 | 134.553 | bal_1P_1/0AA | 8101702 | no | no |  |  | no |  |  | 0 | 0 | 0 | 0
oh_line_8101702_200822816 |  | AD | node_8101702_200822815 | node_8101702_200822816 | 249.221 | bal_1P_1/0AA | 8101702 | no | no |  |  | no |  |  | 0 | 0 | 0 | 0
oh_line_8101702_200822817 |  | AD | node_8101702_200822816 | node_8101702_200822817 | 243.835 | bal_1P_1/0AA | 8101702 | no | no |  |  | no |  |  | 0 | 0 | 0 | 0
oh_line_8101702_200822818 |  | AD | node_8101702_200822814 | node_8101702_200822818 | 230.226 | bal_1P_2AC | 8101702 | no | no |  |  | no |  |  | 0 | 0 | 0 | 0
oh_line_8101702_200822819 |  | AD | node_8101702_200822818 | node_8101702_200822819 | 194.7 | bal_1P_2AC | 8101702 | no | no |  |  | no |  |  | 0 | 0 | 0 | 0
oh_line_8101702_200822821 |  | AD | node_8101702_200822819 | node_8101702_200822821 | 191.909 | bal_1P_2AC | 8101702 | no | no |  |  | no |  |  | 0 | 0 | 0 | 0
oh_line_8101702_200822822 |  | AD | node_8101702_200822821 | node_8101702_200822822 | 206.554 | bal_1P_2AC | 8101702 | no | no |  |  | no |  |  | 0 | 0 | 0 | 0
oh_line_8101702_200822824 |  | AD | node_8101702_201030684 | node_8101702_200822824 | 244.165 | bal_1P_2AC | 8101702 | no | no |  |  | no |  |  | 0 | 0 | 0 | 0
oh_line_8101702_200822825 |  | AD | node_8101702_200822824 | node_8101702_200822825 | 247.535 | bal_1P_2AC | 8101702 | no | no |  |  | no |  |  | 0 | 0 | 0 | 0
oh_line_8101702_200822826 |  | AD | node_8101702_200822825 | node_8101702_200822826 | 197.195 | bal_1P_2AC | 8101702 | no | no |  |  | no |  |  | 0 | 0 | 0 | 0
oh_line_8101702_200822827 |  | AD | node_8101702_200822826 | node_8101702_200822827 | 115.388 | bal_1P_2AC | 8101702 | no | no |  |  | no |  |  | 0 | 0 | 0 | 0
oh_line_8101702_200822828 |  | AD | node_8101702_200822827 | node_8101702_200822828 | 322.647 | bal_1P_1/0AA | 8101702 | no | no |  |  | no |  |  | 0 | 0 | 0 | 0
oh_line_8101702_200822829 |  | AD | node_8101702_200822826 | node_8101702_200822829 | 191.595 | bal_1P_2AC | 8101702 | no | no |  |  | no |  |  | 0 | 0 | 0 | 0
oh_line_8101702_200823744 |  | AD | node_8101702_200823773 | node_intto1_8101702_200823744 | 123.127 | bal_1P_2AC | 8101702 | no | no |  |  | no |  |  | 0 | 0 | 0 | 0
oh_line_8101702_200823745 |  | ABCD | node_8101702_200821404 | node_8101702_200823745 | 93.688 | bal_3P_1/0AA | 8101702 | no | no |  |  | no |  |  | 0 | 0 | 0 | 0
oh_line_8101702_200823746 |  | ABCD | node_8101702_200823745 | node_intto1_8101702_200823746 | 116.803 | bal_3P_1/0AA | 8101702 | no | no |  |  | no |  |  | 0 | 0 | 0 | 0
oh_line_8101702_200823749 |  | AD | node_8101702_200823746 | node_8101702_200823749 | 108.303 | bal_1P_1/0AC | 8101702 | no | no |  |  | no |  |  | 0 | 0 | 0 | 0
oh_line_8101702_200823751 |  | AD | node_8101702_200823803 | node_8101702_200823751 | 186.807 | bal_1P_2AC | 8101702 | no | no |  |  | no |  |  | 0 | 0 | 0 | 0
oh_line_8101702_200823752 |  | AD | node_8101702_200823751 | node_8101702_200823752 | 371.272 | bal_1P_1/0AA | 8101702 | no | no |  |  | no |  |  | 0 | 0 | 0 | 0
oh_line_8101702_200823753 |  | AD | node_8101702_312000088 | node_intto1_8101702_200823753 | 129.933 | bal_1P_2AC | 8101702 | no | no |  |  | no |  |  | 0 | 0 | 0 | 0
oh_line_8101702_200823756 |  | AD | node_8101702_201011138 | node_8101702_200823756 | 179.007 | bal_1P_2AC | 8101702 | no | no |  |  | no |  |  | 0 | 0 | 0 | 0
oh_line_8101702_200823757 |  | AD | node_8101702_200823756 | node_8101702_200823757 | 194.929 | bal_1P_2AC | 8101702 | no | no |  |  | no |  |  | 0 | 0 | 0 | 0
oh_line_8101702_200823758 |  | AD | node_8101702_200823757 | node_8101702_200823758 | 227.103 | bal_1P_2AC | 8101702 | no | no |  |  | no |  |  | 0 | 0 | 0 | 0
oh_line_8101702_200823759 |  | AD | node_8101702_200823758 | node_8101702_200823759 | 189.523 | bal_1P_2AC | 8101702 | no | no |  |  | no |  |  | 0 | 0 | 0 | 0
oh_line_8101702_200823760 |  | AD | node_8101702_200823759 | node_8101702_200823760 | 190.433 | bal_1P_2AC | 8101702 | no | no |  |  | no |  |  | 0 | 0 | 0 | 0
oh_line_8101702_200823761-1 |  | AD | node_8101702_200823760 | node_1403671_42_15330395_543 | 94.095 | bal_1P_2AC | 8101702 | no | no |  |  | no |  |  | 0 | 0 | 0 | 0
oh_line_8101702_200823761-2 |  | AD | node_1403671_42_15330395_543 | node_8101702_200823761 | 4.907 | bal_1P_2AC | 8101702 | no | no |  |  | no |  |  | 0 | 0 | 0 | 0
oh_line_8101702_200823762 |  | AD | node_8101702_200823761 | node_8101702_200823762 | 164.529 | bal_1P_2AC | 8101702 | no | no |  |  | no |  |  | 0 | 0 | 0 | 0
oh_line_8101702_200823764 |  | AD | node_8101702_200823795 | node_8101702_200823764 | 71.87 | bal_1P_1/0AA | 8101702 | no | no |  |  | no |  |  | 0 | 0 | 0 | 0
oh_line_8101702_200823765 |  | AD | node_8101702_200823762 | node_8101702_200823765 | 142.741 | bal_1P_2AC | 8101702 | no | no |  |  | no |  |  | 0 | 0 | 0 | 0
oh_line_8101702_200823768 |  | AD | node_8101702_200823765 | node_8101702_200823768 | 296.809 | bal_1P_2AC | 8101702 | no | no |  |  | no |  |  | 0 | 0 | 0 | 0
oh_line_8101702_200823772 |  | AD | node_8101702_200823768 | node_8101702_200823772 | 265.053 | bal_1P_2AC | 8101702 | no | no |  |  | no |  |  | 0 | 0 | 0 | 0
oh_line_8101702_200823773 |  | AD | node_8101702_200823772 | node_8101702_200823773 | 94.639 | bal_1P_2AC | 8101702 | no | no |  |  | no |  |  | 0 | 0 | 0 | 0
oh_line_8101702_200823774 |  | AD | node_8101702_200823749 | node_8101702_200823774 | 172.167 | bal_1P_1/0AC | 8101702 | no | no |  |  | no |  |  | 0 | 0 | 0 | 0
oh_line_8101702_200823775 |  | AD | node_8101702_200823772 | node_8101702_200823775 | 282.806 | bal_1P_2AC | 8101702 | no | no |  |  | no |  |  | 0 | 0 | 0 | 0
oh_line_8101702_200823779 |  | AD | node_8101702_200968402 | node_8101702_200823779 | 152.611 | bal_1P_2AC | 8101702 | no | no |  |  | no |  |  | 0 | 0 | 0 | 0
oh_line_8101702_200823780 |  | AD | node_8101702_200823779 | node_intto1_8101702_200823780 | 217.789 | bal_1P_2AC | 8101702 | no | no |  |  | no |  |  | 0 | 0 | 0 | 0
oh_line_8101702_200823782 |  | AD | node_8101702_200823780 | node_8101702_200823782 | 216.253 | bal_1P_2AC | 8101702 | no | no |  |  | no |  |  | 0 | 0 | 0 | 0
oh_line_8101702_200823783 |  | AD | node_8101702_200823782 | node_8101702_200823783 | 158.576 | bal_1P_2AC | 8101702 | no | no |  |  | no |  |  | 0 | 0 | 0 | 0
oh_line_8101702_200823784 |  | AD | node_8101702_200980798 | node_8101702_200823784 | 154.436 | bal_1P_2AC | 8101702 | no | no |  |  | no |  |  | 0 | 0 | 0 | 0
oh_line_8101702_200823786 |  | AD | node_8101702_200823784 | node_8101702_200823786 | 482.893 | bal_1P_2AC | 8101702 | no | no |  |  | no |  |  | 0 | 0 | 0 | 0
oh_line_8101702_200823787 |  | AD | node_8101702_200823786 | node_8101702_200823787 | 389.32 | bal_1P_1/0AA | 8101702 | no | no |  |  | no |  |  | 0 | 0 | 0 | 0
oh_line_8101702_200823789 |  | AD | node_8101702_200823787 | node_8101702_200823789 | 402.609 | bal_1P_1/0AA | 8101702 | no | no |  |  | no |  |  | 0 | 0 | 0 | 0
oh_line_8101702_200823792 |  | AD | node_8101702_200823789 | node_8101702_200823792 | 367.958 | bal_1P_1/0AA | 8101702 | no | no |  |  | no |  |  | 0 | 0 | 0 | 0
oh_line_8101702_200823794 |  | AD | node_8101702_200823774 | node_8101702_200823794 | 173.464 | bal_1P_1/0AC | 8101702 | no | no |  |  | no |  |  | 0 | 0 | 0 | 0
oh_line_8101702_200823795 |  | AD | node_8101702_201058720 | node_8101702_200823795 | 209.732 | bal_1P_2AC | 8101702 | no | no |  |  | no |  |  | 0 | 0 | 0 | 0
oh_line_8101702_200823796 |  | AD | node_8101702_200823764 | node_8101702_200823796 | 245.693 | bal_1P_1/0AA | 8101702 | no | no |  |  | no |  |  | 0 | 0 | 0 | 0
oh_line_8101702_200823797 |  | AD | node_8101702_200823796 | node_8101702_200823797 | 180.205 | bal_1P_1/0AA | 8101702 | no | no |  |  | no |  |  | 0 | 0 | 0 | 0
oh_line_8101702_200823798 |  | AD | node_8101702_200823795 | node_8101702_200823798 | 233.473 | bal_1P_2AC | 8101702 | no | no |  |  | no |  |  | 0 | 0 | 0 | 0
oh_line_8101702_200823799 |  | AD | node_8101702_200823798 | node_8101702_200823799 | 184.289 | bal_1P_2AC | 8101702 | no | no |  |  | no |  |  | 0 | 0 | 0 | 0
oh_line_8101702_200823800 |  | AD | node_8101702_200823799 | node_8101702_200823800 | 203.327 | bal_1P_2AC | 8101702 | no | no |  |  | no |  |  | 0 | 0 | 0 | 0
oh_line_8101702_200823801 |  | AD | node_8101702_200823800 | node_8101702_200823801 | 182.169 | bal_1P_2AC | 8101702 | no | no |  |  | no |  |  | 0 | 0 | 0 | 0
oh_line_8101702_200823802 |  | AD | node_8101702_200823801 | node_8101702_200823802 | 219.013 | bal_1P_2AC | 8101702 | no | no |  |  | no |  |  | 0 | 0 | 0 | 0
oh_line_8101702_200823803 |  | AD | node_8101702_200823802 | node_8101702_200823803 | 199.07 | bal_1P_2AC | 8101702 | no | no |  |  | no |  |  | 0 | 0 | 0 | 0
oh_line_8101702_200823849 |  | AD | node_8101702_200822556 | node_intto1_8101702_200823849 | 211.617 | bal_1P_2AC | 8101702 | no | no |  |  | no |  |  | 0 | 0 | 0 | 0
oh_line_8101702_200823850 |  | AD | node_8101702_200823868 | node_8101702_200823850 | 178.024 | bal_1P_2AC | 8101702 | no | no |  |  | no |  |  | 0 | 0 | 0 | 0
oh_line_8101702_200823851 |  | AD | node_8101702_200823850 | node_8101702_200823851 | 39.294 | bal_1P_2AC | 8101702 | no | no |  |  | no |  |  | 0 | 0 | 0 | 0
oh_line_8101702_200823852 |  | AD | node_8101702_200823851 | node_8101702_200823852 | 181.564 | bal_1P_2AC | 8101702 | no | no |  |  | no |  |  | 0 | 0 | 0 | 0
oh_line_8101702_200823853 |  | AD | node_8101702_200823852 | node_8101702_200823853 | 92.936 | bal_1P_2AC | 8101702 | no | no |  |  | no |  |  | 0 | 0 | 0 | 0
oh_line_8101702_200823856 |  | AD | node_8101702_200823849 | node_8101702_200823856 | 190.191 | bal_1P_2AC | 8101702 | no | no |  |  | no |  |  | 0 | 0 | 0 | 0
oh_line_8101702_200823857 |  | AD | node_8101702_200823856 | node_8101702_200823857 | 187.345 | bal_1P_2AC | 8101702 | no | no |  |  | no |  |  | 0 | 0 | 0 | 0
oh_line_8101702_200823859 |  | AD | node_8101702_200823857 | node_8101702_200823859 | 159.845 | bal_1P_2AC | 8101702 | no | no |  |  | no |  |  | 0 | 0 | 0 | 0
oh_line_8101702_200823862 |  | AD | node_8101702_200980629 | node_8101702_200823862 | 263.107 | bal_1P_1/0AC | 8101702 | no | no |  |  | no |  |  | 0 | 0 | 0 | 0
oh_line_8101702_200823863 |  | AD | node_8101702_200980629 | node_8101702_200823863 | 260.131 | bal_1P_2AC | 8101702 | no | no |  |  | no |  |  | 0 | 0 | 0 | 0
oh_line_8101702_200823864 |  | AD | node_8101702_200823863 | node_8101702_200823864 | 27.508 | bal_1P_2AC | 8101702 | no | no |  |  | no |  |  | 0 | 0 | 0 | 0
oh_line_8101702_200823865 |  | AD | node_8101702_200823864 | node_8101702_200823865 | 249.308 | bal_1P_2AC | 8101702 | no | no |  |  | no |  |  | 0 | 0 | 0 | 0
oh_line_8101702_200823868 |  | AD | node_8101702_200823863 | node_8101702_200823868 | 156.174 | bal_1P_2AC | 8101702 | no | no |  |  | no |  |  | 0 | 0 | 0 | 0
oh_line_8101702_200823892 |  | AD | node_8101702_200823757 | node_intto1_8101702_200823892 | 136.49 | bal_1P_2AC | 8101702 | no | no |  |  | no |  |  | 0 | 0 | 0 | 0
oh_line_8101702_200823893 |  | AD | node_8101702_200823892 | node_8101702_200823893 | 186.851 | bal_1P_2AC | 8101702 | no | no |  |  | no |  |  | 0 | 0 | 0 | 0
oh_line_8101702_200823894 |  | AD | node_8101702_200823908 | node_8101702_200823894 | 44.445 | bal_1P_2AC | 8101702 | no | no |  |  | no |  |  | 0 | 0 | 0 | 0
oh_line_8101702_200823895 |  | AD | node_8101702_200823894 | node_8101702_200823895 | 115.286 | bal_1P_2AC | 8101702 | no | no |  |  | no |  |  | 0 | 0 | 0 | 0
oh_line_8101702_200823896 |  | AD | node_8101702_200823895 | node_8101702_200823896 | 144.253 | bal_1P_2AC | 8101702 | no | no |  |  | no |  |  | 0 | 0 | 0 | 0
oh_line_8101702_200823897 |  | AD | node_8101702_200823893 | node_8101702_200823897 | 176.734 | bal_1P_2AC | 8101702 | no | no |  |  | no |  |  | 0 | 0 | 0 | 0
oh_line_8101702_200823899 |  | AD | node_8101702_200976830 | node_8101702_200823899 | 188.244 | bal_1P_2AC | 8101702 | no | no |  |  | no |  |  | 0 | 0 | 0 | 0
oh_line_8101702_200823900 |  | AD | node_8101702_200823899 | node_8101702_200823900 | 123.361 | bal_1P_2AC | 8101702 | no | no |  |  | no |  |  | 0 | 0 | 0 | 0
oh_line_8101702_200823901 |  | AD | node_8101702_200823900 | node_8101702_200823901 | 236.511 | bal_1P_2AC | 8101702 | no | no |  |  | no |  |  | 0 | 0 | 0 | 0
oh_line_8101702_200823902 |  | AD | node_8101702_200823901 | node_8101702_200823902 | 190.661 | bal_1P_2AC | 8101702 | no | no |  |  | no |  |  | 0 | 0 | 0 | 0
oh_line_8101702_200823903 |  | AD | node_8101702_200823902 | node_8101702_200823903 | 245.194 | bal_1P_2AC | 8101702 | no | no |  |  | no |  |  | 0 | 0 | 0 | 0
oh_line_8101702_200823904 |  | AD | node_8101702_201008168 | node_8101702_200823904 | 75.438 | bal_1P_2AC | 8101702 | no | no |  |  | no |  |  | 0 | 0 | 0 | 0
oh_line_8101702_200823905 |  | AD | node_8101702_200823904 | node_8101702_200823905 | 65.148 | bal_1P_1/0AA | 8101702 | no | no |  |  | no |  |  | 0 | 0 | 0 | 0
oh_line_8101702_200823906-1 |  | AD | node_8101702_200823904 | node_1405402_113_15329857_417 | 98.129 | bal_1P_2AC | 8101702 | no | no |  |  | no |  |  | 0 | 0 | 0 | 0
oh_line_8101702_200823906-2 |  | AD | node_1405402_113_15329857_417 | node_8101702_200823906 | 9.362 | bal_1P_2AC | 8101702 | no | no |  |  | no |  |  | 0 | 0 | 0 | 0
oh_line_8101702_200823907 |  | AD | node_8101702_200823906 | node_8101702_200823907 | 172.858 | bal_1P_2AC | 8101702 | no | no |  |  | no |  |  | 0 | 0 | 0 | 0
oh_line_8101702_200823908 |  | AD | node_8101702_200823907 | node_8101702_200823908 | 149.413 | bal_1P_2AC | 8101702 | no | no |  |  | no |  |  | 0 | 0 | 0 | 0
oh_line_8101702_200823947 |  | ABCD | node_8101702_201010137 | node_8101702_200823947 | 49.525 | bal_3P_4/0AA | 8101702 | no | no |  |  | no |  |  | 0 | 0 | 0 | 0
oh_line_8101702_200823948 |  | ABCD | node_8101702_200823947 | node_intto1_8101702_200823948 | 142.705 | bal_3P_4/0AA | 8101702 | no | no |  |  | no |  |  | 0 | 0 | 0 | 0
oh_line_8101702_200823949 |  | ABCD | node_8101702_200823948 | node_8101702_200823949 | 123.017 | bal_3P_4/0AA | 8101702 | no | no |  |  | no |  |  | 0 | 0 | 0 | 0
oh_line_8101702_200823950 |  | ABCD | node_8101702_200823949 | node_8101702_200823950 | 115.32 | bal_3P_4/0AA | 8101702 | no | no |  |  | no |  |  | 0 | 0 | 0 | 0
oh_line_8101702_200823951 |  | ABCD | node_8101702_200823950 | node_8101702_200823951 | 118.344 | bal_3P_4/0AA | 8101702 | no | no |  |  | no |  |  | 0 | 0 | 0 | 0
oh_line_8101702_200823952 |  | ABCD | node_8101702_200823951 | node_8101702_200823952 | 181.998 | bal_3P_4/0AA | 8101702 | no | no |  |  | no |  |  | 0 | 0 | 0 | 0
oh_line_8101702_200823953 |  | ABCD | node_8101702_200823952 | node_8101702_200823953 | 151.566 | bal_3P_4/0AA | 8101702 | no | no |  |  | no |  |  | 0 | 0 | 0 | 0
oh_line_8101702_200823954 |  | ABCD | node_8101702_200823953 | node_8101702_200823954 | 327.682 | bal_3P_4/0AA | 8101702 | no | no |  |  | no |  |  | 0 | 0 | 0 | 0
oh_line_8101702_200823987 |  | AD | node_8101702_200822546 | node_8101702_200823987 | 55.217 | bal_1P_1/0AC | 8101702 | no | no |  |  | no |  |  | 0 | 0 | 0 | 0
oh_line_8101702_200823988 |  | AD | node_8101702_200823987 | node_8101702_200823988 | 159.068 | bal_1P_1/0AC | 8101702 | no | no |  |  | no |  |  | 0 | 0 | 0 | 0
oh_line_8101702_200823989 |  | AD | node_8101702_200823988 | node_8101702_200823989 | 95.726 | bal_1P_1/0AC | 8101702 | no | no |  |  | no |  |  | 0 | 0 | 0 | 0
oh_line_8101702_200823990 |  | AD | node_8101702_200823989 | node_8101702_200823990 | 103.752 | bal_1P_1/0AC | 8101702 | no | no |  |  | no |  |  | 0 | 0 | 0 | 0
oh_line_8101702_200823991 |  | AD | node_8101702_200823990 | node_8101702_200823991 | 145.384 | bal_1P_1/0AC | 8101702 | no | no |  |  | no |  |  | 0 | 0 | 0 | 0
oh_line_8101702_200824033 |  | AD | node_8101702_200822544 | node_8101702_200824033 | 76.496 | bal_1P_2AC | 8101702 | no | no |  |  | no |  |  | 0 | 0 | 0 | 0
oh_line_8101702_200824034 |  | AD | node_8101702_200824033 | node_8101702_200824034 | 201.525 | bal_1P_2AC | 8101702 | no | no |  |  | no |  |  | 0 | 0 | 0 | 0
oh_line_8101702_200824035 |  | AD | node_8101702_200824034 | node_8101702_200824035 | 146.996 | bal_1P_2AC | 8101702 | no | no |  |  | no |  |  | 0 | 0 | 0 | 0
oh_line_8101702_200824113 |  | AD | node_8101702_200821360 | node_intto1_8101702_200824113 | 123.214 | bal_1P_2AC | 8101702 | no | no |  |  | no |  |  | 0 | 0 | 0 | 0
oh_line_8101702_200824115 |  | AD | node_8101702_201058717 | node_8101702_200824115 | 193.832 | bal_1P_2AC | 8101702 | no | no |  |  | no |  |  | 0 | 0 | 0 | 0
oh_line_8101702_200824117 |  | AD | node_8101702_200824113 | node_8101702_200824117 | 287.183 | bal_1P_2AC | 8101702 | no | no |  |  | no |  |  | 0 | 0 | 0 | 0
oh_line_8101702_200824119 |  | AD | node_8101702_200824117 | node_8101702_200824119 | 276.417 | bal_1P_2AC | 8101702 | no | no |  |  | no |  |  | 0 | 0 | 0 | 0
oh_line_8101702_200824120 |  | AD | node_8101702_200824119 | node_8101702_200824120 | 26.175 | bal_1P_1/0AA | 8101702 | no | no |  |  | no |  |  | 0 | 0 | 0 | 0
oh_line_8101702_200824121 |  | AD | node_8101702_200824120 | node_8101702_200824121 | 105.961 | bal_1P_1/0AA | 8101702 | no | no |  |  | no |  |  | 0 | 0 | 0 | 0
oh_line_8101702_200824124 |  | AD | node_8101702_201058715 | node_8101702_200824124 | 203.343 | bal_1P_2AC | 8101702 | no | no |  |  | no |  |  | 0 | 0 | 0 | 0
oh_line_8101702_200824125 |  | AD | node_8101702_200824124 | node_8101702_200824125 | 335.288 | bal_1P_2AC | 8101702 | no | no |  |  | no |  |  | 0 | 0 | 0 | 0
oh_line_8101702_200824126 |  | AD | node_8101702_200824125 | node_8101702_200824126 | 368.005 | bal_1P_2AC | 8101702 | no | no |  |  | no |  |  | 0 | 0 | 0 | 0
oh_line_8101702_200824127 |  | AD | node_8101702_200824126 | node_8101702_200824127 | 151.853 | bal_1P_1/0AA | 8101702 | no | no |  |  | no |  |  | 0 | 0 | 0 | 0
oh_line_8101702_200824128 |  | AD | node_8101702_200824138 | node_intto1_8101702_200824128 | 272.87 | bal_1P_1/0AA | 8101702 | no | no |  |  | no |  |  | 0 | 0 | 0 | 0
oh_line_8101702_200824129 |  | AD | node_8101702_200824128 | node_8101702_200824129 | 257.307 | bal_1P_1/0AA | 8101702 | no | no |  |  | no |  |  | 0 | 0 | 0 | 0
oh_line_8101702_200824130 |  | AD | node_8101702_200824129 | node_8101702_200824130 | 252.267 | bal_1P_1/0AA | 8101702 | no | no |  |  | no |  |  | 0 | 0 | 0 | 0
oh_line_8101702_200824131 |  | AD | node_8101702_200824127 | node_8101702_200824131 | 119.858 | bal_1P_1/0AA | 8101702 | no | no |  |  | no |  |  | 0 | 0 | 0 | 0
oh_line_8101702_200824132 |  | AD | node_8101702_200824131 | node_8101702_200824132 | 183.193 | bal_1P_1/0AA | 8101702 | no | no |  |  | no |  |  | 0 | 0 | 0 | 0
oh_line_8101702_200824133 |  | AD | node_8101702_200824132 | node_intto1_8101702_200824133 | 187.923 | bal_1P_1/0AA | 8101702 | no | no |  |  | no |  |  | 0 | 0 | 0 | 0
oh_line_8101702_200824134 |  | AD | node_8101702_200824133 | node_8101702_200824134 | 253.875 | bal_1P_1/0AA | 8101702 | no | no |  |  | no |  |  | 0 | 0 | 0 | 0
oh_line_8101702_200824135 |  | AD | node_8101702_200824134 | node_8101702_200824135 | 251.602 | bal_1P_1/0AA | 8101702 | no | no |  |  | no |  |  | 0 | 0 | 0 | 0
oh_line_8101702_200824136 |  | AD | node_8101702_200824135 | node_8101702_200824136 | 243.241 | bal_1P_1/0AA | 8101702 | no | no |  |  | no |  |  | 0 | 0 | 0 | 0
oh_line_8101702_200824137 |  | AD | node_8101702_200824136 | node_8101702_200824137 | 167.074 | bal_1P_1/0AA | 8101702 | no | no |  |  | no |  |  | 0 | 0 | 0 | 0
oh_line_8101702_200824139 |  | AD | node_8101702_200823775 | node_8101702_200824139 | 63.364 | bal_1P_2AC | 8101702 | no | no |  |  | no |  |  | 0 | 0 | 0 | 0
oh_line_8101702_200824140 |  | AD | node_8101702_200824139 | node_intto1_8101702_200824140 | 282.47 | bal_1P_2AC | 8101702 | no | no |  |  | no |  |  | 0 | 0 | 0 | 0
oh_line_8101702_200824141 |  | AD | node_8101702_200824140 | node_8101702_200824141 | 183.287 | bal_1P_2AC | 8101702 | no | no |  |  | no |  |  | 0 | 0 | 0 | 0
oh_line_8101702_200824142 |  | AD | node_8101702_200824141 | node_8101702_200824142 | 155.866 | bal_1P_2AC | 8101702 | no | no |  |  | no |  |  | 0 | 0 | 0 | 0
oh_line_8101702_200824145 |  | AD | node_8101702_200824142 | node_8101702_200824145 | 279.792 | bal_1P_2AC | 8101702 | no | no |  |  | no |  |  | 0 | 0 | 0 | 0
oh_line_8101702_200824146 |  | AD | node_8101702_200824145 | node_8101702_200824146 | 169.31 | bal_1P_2AC | 8101702 | no | no |  |  | no |  |  | 0 | 0 | 0 | 0
oh_line_8101702_200824147 |  | AD | node_8101702_200824146 | node_8101702_200824147 | 201.268 | bal_1P_2AC | 8101702 | no | no |  |  | no |  |  | 0 | 0 | 0 | 0
oh_line_8101702_200824168 |  | AD | node_8101702_200823900 | node_8101702_200824168 | 75.243 | bal_1P_2AC | 8101702 | no | no |  |  | no |  |  | 0 | 0 | 0 | 0
oh_line_8101702_200824169 |  | AD | node_8101702_200824168 | node_intto1_8101702_200824169 | 152.952 | bal_1P_2AC | 8101702 | no | no |  |  | no |  |  | 0 | 0 | 0 | 0
oh_line_8101702_200824171 |  | AD | node_8101702_200824169 | node_8101702_200824171 | 162.089 | bal_1P_2AC | 8101702 | no | no |  |  | no |  |  | 0 | 0 | 0 | 0
oh_line_8101702_200824172 |  | AD | node_8101702_200824171 | node_8101702_200824172 | 272.28 | bal_1P_1/0AA | 8101702 | no | no |  |  | no |  |  | 0 | 0 | 0 | 0
oh_line_8101702_200824180 |  | AD | node_8101702_200824171 | node_8101702_200824180 | 82.695 | bal_1P_2AC | 8101702 | no | no |  |  | no |  |  | 0 | 0 | 0 | 0
oh_line_8101702_200824181 |  | AD | node_8101702_200824180 | node_8101702_200824181 | 238.824 | bal_1P_2AC | 8101702 | no | no |  |  | no |  |  | 0 | 0 | 0 | 0
oh_line_8101702_200824182 |  | AD | node_8101702_200824181 | node_8101702_200824182 | 254.083 | bal_1P_2AC | 8101702 | no | no |  |  | no |  |  | 0 | 0 | 0 | 0
oh_line_8101702_200824183 |  | AD | node_8101702_200824182 | node_8101702_200824183 | 169.813 | bal_1P_2AC | 8101702 | no | no |  |  | no |  |  | 0 | 0 | 0 | 0
oh_line_8101702_200824185 |  | AD | node_8101702_200824183 | node_8101702_200824185 | 136.482 | bal_1P_2AC | 8101702 | no | no |  |  | no |  |  | 0 | 0 | 0 | 0
oh_line_8101702_200824186 |  | AD | node_8101702_200824185 | node_8101702_200824186 | 256.173 | bal_1P_2AC | 8101702 | no | no |  |  | no |  |  | 0 | 0 | 0 | 0
oh_line_8101702_200824187 |  | AD | node_8101702_200824186 | node_8101702_200824187 | 91.135 | bal_1P_1/0AC | 8101702 | no | no |  |  | no |  |  | 0 | 0 | 0 | 0
oh_line_8101702_200824188 |  | AD | node_8101702_200824187 | node_8101702_200824188 | 127.027 | bal_1P_1/0AC | 8101702 | no | no |  |  | no |  |  | 0 | 0 | 0 | 0
oh_line_8101702_200824189 |  | AD | node_8101702_200824188 | node_8101702_200824189 | 260.777 | bal_1P_1/0AC | 8101702 | no | no |  |  | no |  |  | 0 | 0 | 0 | 0
oh_line_8101702_200824190 |  | AD | node_8101702_200823951 | node_intto1_8101702_200824190 | 88.845 | bal_1P_2AC | 8101702 | no | no |  |  | no |  |  | 0 | 0 | 0 | 0
oh_line_8101702_200824191 |  | AD | node_8101702_200824199 | node_8101702_200824191 | 89.089 | bal_1P_1/0AA | 8101702 | no | no |  |  | no |  |  | 0 | 0 | 0 | 0
oh_line_8101702_200824192 |  | AD | node_8101702_200824190 | node_8101702_200824192 | 201.805 | bal_1P_2AC | 8101702 | no | no |  |  | no |  |  | 0 | 0 | 0 | 0
oh_line_8101702_200824193 |  | AD | node_8101702_200824192 | node_8101702_200824193 | 151.902 | bal_1P_1/0AC | 8101702 | no | no |  |  | no |  |  | 0 | 0 | 0 | 0
oh_line_8101702_200824194 |  | AD | node_8101702_200824193 | node_8101702_200824194 | 144.96 | bal_1P_1/0AC | 8101702 | no | no |  |  | no |  |  | 0 | 0 | 0 | 0
oh_line_8101702_200824195 |  | AD | node_8101702_200824194 | node_8101702_200824195 | 152.01 | bal_1P_1/0AC | 8101702 | no | no |  |  | no |  |  | 0 | 0 | 0 | 0
oh_line_8101702_200824196 |  | AD | node_8101702_200824195 | node_8101702_200824196 | 150.673 | bal_1P_1/0AC | 8101702 | no | no |  |  | no |  |  | 0 | 0 | 0 | 0
oh_line_8101702_200824197 |  | AD | node_8101702_200824196 | node_8101702_200824197 | 156.692 | bal_1P_1/0AC | 8101702 | no | no |  |  | no |  |  | 0 | 0 | 0 | 0
oh_line_8101702_200824198 |  | AD | node_8101702_200824197 | node_8101702_200824198 | 144.869 | bal_1P_1/0AC | 8101702 | no | no |  |  | no |  |  | 0 | 0 | 0 | 0
oh_line_8101702_200824199 |  | AD | node_8101702_200824198 | node_8101702_200824199 | 129.511 | bal_1P_1/0AA | 8101702 | no | no |  |  | no |  |  | 0 | 0 | 0 | 0
oh_line_8101702_200824200 |  | AD | node_8101702_200822561 | node_8101702_200824200 | 87.757 | bal_1P_2AC | 8101702 | no | no |  |  | no |  |  | 0 | 0 | 0 | 0
oh_line_8101702_200824201 |  | AD | node_8101702_200824200 | node_8101702_200824201 | 114.593 | bal_1P_2AC | 8101702 | no | no |  |  | no |  |  | 0 | 0 | 0 | 0
oh_line_8101702_200824203 |  | AD | node_8101702_200824201 | node_8101702_200824203 | 269.686 | bal_1P_2AC | 8101702 | no | no |  |  | no |  |  | 0 | 0 | 0 | 0
oh_line_8101702_200824210 |  | ABCD | node_8101702_201010027 | node_8101702_200824210 | 47.934 | bal_3P_1/0AC | 8101702 | no | no |  |  | no |  |  | 0 | 0 | 0 | 0
oh_line_8101702_200824211 |  | AD | node_8101702_200824226 | node_8101702_200824211 | 124.056 | bal_1P_1/0AC | 8101702 | no | no |  |  | no |  |  | 0 | 0 | 0 | 0
oh_line_8101702_200824212 |  | AD | node_8101702_200824211 | node_8101702_200824212 | 131.778 | bal_1P_1/0AC | 8101702 | no | no |  |  | no |  |  | 0 | 0 | 0 | 0
oh_line_8101702_200824213 |  | AD | node_8101702_200824212 | node_8101702_200824213 | 168.49 | bal_1P_1/0AC | 8101702 | no | no |  |  | no |  |  | 0 | 0 | 0 | 0
oh_line_8101702_200824214 |  | AD | node_8101702_200824213 | node_8101702_200824214 | 100.537 | bal_1P_1/0AC | 8101702 | no | no |  |  | no |  |  | 0 | 0 | 0 | 0
oh_line_8101702_200824215 |  | AD | node_8101702_200824214 | node_8101702_200824215 | 137.034 | bal_1P_1/0AC | 8101702 | no | no |  |  | no |  |  | 0 | 0 | 0 | 0
oh_line_8101702_200824216 |  | AD | node_8101702_200824215 | node_8101702_200824216 | 128.613 | bal_1P_1/0AC | 8101702 | no | no |  |  | no |  |  | 0 | 0 | 0 | 0
oh_line_8101702_200824217 |  | ABCD | node_8101702_200824210 | node_8101702_200824217 | 212.883 | bal_3P_1/0AC | 8101702 | no | no |  |  | no |  |  | 0 | 0 | 0 | 0
oh_line_8101702_200824218 |  | ABCD | node_8101702_200824217 | node_8101702_200824218 | 147.91 | bal_3P_1/0AC | 8101702 | no | no |  |  | no |  |  | 0 | 0 | 0 | 0
oh_line_8101702_200824219 |  | AD | node_8101702_200824218 | node_8101702_200824219 | 51.984 | bal_1P_1/0AA | 8101702 | no | no |  |  | no |  |  | 0 | 0 | 0 | 0
oh_line_8101702_200824220 |  | AD | node_8101702_200824217 | node_8101702_200824220 | 123.913 | bal_1P_1/0AA | 8101702 | no | no |  |  | no |  |  | 0 | 0 | 0 | 0
oh_line_8101702_200824221 |  | AD | node_8101702_200824220 | node_8101702_200824221 | 192.442 | bal_1P_1/0AA | 8101702 | no | no |  |  | no |  |  | 0 | 0 | 0 | 0
oh_line_8101702_200824222 |  | AD | node_8101702_200824221 | node_8101702_200824222 | 185.058 | bal_1P_1/0AA | 8101702 | no | no |  |  | no |  |  | 0 | 0 | 0 | 0
oh_line_8101702_200824223 |  | AD | node_8101702_200824222 | node_8101702_200824223 | 124.166 | bal_1P_1/0AA | 8101702 | no | no |  |  | no |  |  | 0 | 0 | 0 | 0
oh_line_8101702_200824224 |  | AD | node_8101702_200824223 | node_8101702_200824224 | 126.654 | bal_1P_1/0AA | 8101702 | no | no |  |  | no |  |  | 0 | 0 | 0 | 0
oh_line_8101702_200824225 |  | AD | node_8101702_200824224 | node_8101702_200824225 | 130.395 | bal_1P_1/0AA | 8101702 | no | no |  |  | no |  |  | 0 | 0 | 0 | 0
oh_line_8101702_200824226 |  | AD | node_8101702_200824225 | node_8101702_200824226 | 133.239 | bal_1P_1/0AC | 8101702 | no | no |  |  | no |  |  | 0 | 0 | 0 | 0
oh_line_8101702_200824302 |  | AD | node_8101702_201010084 | node_8101702_200824302 | 143.836 | bal_1P_1/0AA | 8101702 | no | no |  |  | no |  |  | 0 | 0 | 0 | 0
oh_line_8101702_200824303 |  | AD | node_8101702_200824302 | node_intto1_8101702_200824303 | 149.138 | bal_1P_1/0AA | 8101702 | no | no |  |  | no |  |  | 0 | 0 | 0 | 0
oh_line_8101702_200824304 |  | AD | node_8101702_200824303 | node_8101702_200824304 | 170.843 | bal_1P_1/0AA | 8101702 | no | no |  |  | no |  |  | 0 | 0 | 0 | 0
oh_line_8101702_200824305 |  | AD | node_8101702_200824304 | node_8101702_200824305 | 229.834 | bal_1P_1/0AA | 8101702 | no | no |  |  | no |  |  | 0 | 0 | 0 | 0
oh_line_8101702_200824307 |  | AD | node_8101702_200824304 | node_8101702_200824307 | 273.481 | bal_1P_1/0AC | 8101702 | no | no |  |  | no |  |  | 0 | 0 | 0 | 0
oh_line_8101702_200824308 |  | AD | node_8101702_200824307 | node_8101702_200824308 | 183.176 | bal_1P_1/0AC | 8101702 | no | no |  |  | no |  |  | 0 | 0 | 0 | 0
oh_line_8101702_200824339 |  | AD | node_8101702_200976830 | node_8101702_200824339 | 32.278 | bal_1P_1/0AC | 8101702 | no | no |  |  | no |  |  | 0 | 0 | 0 | 0
oh_line_8101702_200824340 |  | AD | node_8101702_200824339 | node_8101702_200824340 | 230.748 | bal_1P_1/0AC | 8101702 | no | no |  |  | no |  |  | 0 | 0 | 0 | 0
oh_line_8101702_200824341 |  | AD | node_8101702_200824340 | node_8101702_200824341 | 262.14 | bal_1P_1/0AC | 8101702 | no | no |  |  | no |  |  | 0 | 0 | 0 | 0
oh_line_8101702_200824342 |  | AD | node_8101702_200824341 | node_8101702_200824342 | 231.227 | bal_1P_1/0AC | 8101702 | no | no |  |  | no |  |  | 0 | 0 | 0 | 0
oh_line_8101702_200824366 |  | AD | node_8101702_200821345 | node_8101702_200824366 | 117.793 | bal_1P_1/0AC | 8101702 | no | no |  |  | no |  |  | 0 | 0 | 0 | 0
oh_line_8101702_200824367 |  | AD | node_8101702_200824366 | node_8101702_200824367 | 153.466 | bal_1P_1/0AC | 8101702 | no | no |  |  | no |  |  | 0 | 0 | 0 | 0
oh_line_8101702_200824368 |  | AD | node_8101702_200824367 | node_8101702_200824368 | 200.951 | bal_1P_1/0AC | 8101702 | no | no |  |  | no |  |  | 0 | 0 | 0 | 0
oh_line_8101702_200824369 |  | AD | node_8101702_200824368 | node_8101702_200824369 | 136.197 | bal_1P_1/0AC | 8101702 | no | no |  |  | no |  |  | 0 | 0 | 0 | 0
oh_line_8101702_200824397 |  | ABCN | node_8101702_200824406 | node_intto1_8101702_200824397 | 945.091 | bal_3P_WYECUST | 8101702 | no | no |  |  | no |  |  | 0 | 0 | 0 | 0
oh_line_8101702_200824398 |  | ABCD | node_8101702_200821404 | node_8101702_200824398 | 37.287 | bal_3P_1/0AA | 8101702 | no | no |  |  | no |  |  | 0 | 0 | 0 | 0
oh_line_8101702_200824399 |  | ABCD | node_8101702_200824398 | node_intto1_8101702_200824399 | 255.259 | bal_3P_1/0AC | 8101702 | no | no |  |  | no |  |  | 0 | 0 | 0 | 0
oh_line_8101702_200824401 |  | ABCD | node_8101702_200824399 | node_8101702_200824401 | 324.466 | bal_3P_1/0AC | 8101702 | no | no |  |  | no |  |  | 0 | 0 | 0 | 0
oh_line_8101702_200824402 |  | ABCD | node_8101702_200824401 | node_8101702_200824402 | 311.311 | bal_3P_1/0AC | 8101702 | no | no |  |  | no |  |  | 0 | 0 | 0 | 0
oh_line_8101702_200824403 |  | ABCD | node_8101702_200824402 | node_8101702_200824403 | 295.859 | bal_3P_1/0AC | 8101702 | no | no |  |  | no |  |  | 0 | 0 | 0 | 0
oh_line_8101702_200824405 |  | ABCD | node_8101702_200824403 | node_8101702_200824405 | 263.965 | bal_3P_1/0AC | 8101702 | no | no |  |  | no |  |  | 0 | 0 | 0 | 0
oh_line_8101702_200824406 |  | ABCD | node_8101702_200824405 | node_8101702_200824406 | 243.001 | bal_3P_1/0AC | 8101702 | no | no |  |  | no |  |  | 0 | 0 | 0 | 0
oh_line_8101702_200824408 |  | ABCD | node_8101702_200824406 | node_8101702_200824408 | 263.701 | bal_3P_1/0AC | 8101702 | no | no |  |  | no |  |  | 0 | 0 | 0 | 0
oh_line_8101702_200824410 |  | AD | node_8101702_200824408 | node_8101702_200824410 | 311.069 | bal_1P_1/0AC | 8101702 | no | no |  |  | no |  |  | 0 | 0 | 0 | 0
oh_line_8101702_200824438 |  | AN | node_8101702_200824442 | node_8101702_200824438 | 82.932 | bal_1P_DELTACUST | 8101702 | no | no |  |  | no |  |  | 0 | 0 | 0 | 0
oh_line_8101702_200824439 |  | AN | node_8101702_200824438 | node_8101702_200824439 | 156.468 | bal_1P_DELTACUST | 8101702 | no | no |  |  | no |  |  | 0 | 0 | 0 | 0
oh_line_8101702_200824440 |  | AD | node_8101702_200821393 | node_intto1_8101702_200824440 | 220.724 | bal_1P_1/0AC | 8101702 | no | no |  |  | no |  |  | 0 | 0 | 0 | 0
oh_line_8101702_200824441 |  | AD | node_8101702_200824440 | node_8101702_200824441 | 198.261 | bal_1P_1/0AC | 8101702 | no | no |  |  | no |  |  | 0 | 0 | 0 | 0
oh_line_8101702_200824442 |  | AD | node_8101702_200824441 | node_8101702_200824442 | 60.452 | bal_1P_1/0AC | 8101702 | no | no |  |  | no |  |  | 0 | 0 | 0 | 0
oh_line_8101702_200824443 |  | AD | node_8101702_200824441 | node_8101702_200824443 | 137.012 | bal_1P_1/0AC | 8101702 | no | no |  |  | no |  |  | 0 | 0 | 0 | 0
oh_line_8101702_200824444 |  | AD | node_8101702_200824443 | node_8101702_200824444 | 103.684 | bal_1P_1/0AC | 8101702 | no | no |  |  | no |  |  | 0 | 0 | 0 | 0
oh_line_8101702_200824445 |  | AD | node_8101702_200824444 | node_8101702_200824445 | 152.243 | bal_1P_1/0AC | 8101702 | no | no |  |  | no |  |  | 0 | 0 | 0 | 0
oh_line_8101702_200824624 |  | ABCD | node_8101702_200822642 | node_8101702_200824624 | 137.016 | bal_3P_4CU | 8101702 | no | no |  |  | no |  |  | 0 | 0 | 0 | 0
oh_line_8101702_200824627 |  | ABCD | node_8101702_201013594 | node_intto1_8101702_200824627 | 32.586 | bal_3P_4CU | 8101702 | no | no |  |  | no |  |  | 0 | 0 | 0 | 0
oh_line_8101702_200824628 |  | ABCD | node_8101702_200824627 | node_8101702_200824628 | 159.704 | unb_3P_2-2AC_1/0AA | 8101702 | no | no |  |  | no |  |  | 0 | 0 | 0 | 0
oh_line_8101702_200824629 |  | ABCD | node_8101702_200824628 | node_8101702_200824629 | 141.396 | unb_3P_2-2AC_1/0AA | 8101702 | no | no |  |  | no |  |  | 0 | 0 | 0 | 0
oh_line_8101702_200824671 |  | AD | node_8101702_200822733 | node_intto1_8101702_200824671 | 148.692 | bal_1P_1/0AA | 8101702 | no | no |  |  | no |  |  | 0 | 0 | 0 | 0
oh_line_8101702_200824672 |  | AD | node_8101702_200824671 | node_8101702_200824672 | 249.634 | bal_1P_1/0AA | 8101702 | no | no |  |  | no |  |  | 0 | 0 | 0 | 0
oh_line_8101702_200824673 |  | AD | node_8101702_200824672 | node_8101702_200824673 | 291.167 | bal_1P_1/0AA | 8101702 | no | no |  |  | no |  |  | 0 | 0 | 0 | 0
oh_line_8101702_200824674 |  | AD | node_8101702_200824673 | node_8101702_200824674 | 167.9 | bal_1P_1/0AA | 8101702 | no | no |  |  | no |  |  | 0 | 0 | 0 | 0
oh_line_8101702_200824675 |  | AD | node_8101702_200824674 | node_8101702_200824675 | 197.562 | bal_1P_1/0AA | 8101702 | no | no |  |  | no |  |  | 0 | 0 | 0 | 0
oh_line_8101702_200824676 |  | AD | node_8101702_200824675 | node_8101702_200824676 | 263.836 | bal_1P_1/0AA | 8101702 | no | no |  |  | no |  |  | 0 | 0 | 0 | 0
oh_line_8101702_200824678 |  | AD | node_8101702_200824676 | node_8101702_200824678 | 244.24 | bal_1P_1/0AA | 8101702 | no | no |  |  | no |  |  | 0 | 0 | 0 | 0
oh_line_8101702_200824683 |  | AD | node_8101702_200822733 | node_8101702_200824683 | 244.129 | bal_1P_1/0AA | 8101702 | no | no |  |  | no |  |  | 0 | 0 | 0 | 0
oh_line_8101702_200824684 |  | AD | node_8101702_200824683 | node_intto1_8101702_200824684 | 69.381 | bal_1P_1/0AA | 8101702 | no | no |  |  | no |  |  | 0 | 0 | 0 | 0
oh_line_8101702_200824685 |  | AD | node_8101702_200824683 | node_8101702_200824685 | 315.838 | bal_1P_1/0AA | 8101702 | no | no |  |  | no |  |  | 0 | 0 | 0 | 0
oh_line_8101702_200824686 |  | AD | node_8101702_200824685 | node_8101702_200824686 | 322.213 | bal_1P_1/0AA | 8101702 | no | no |  |  | no |  |  | 0 | 0 | 0 | 0
oh_line_8101702_200824687 |  | AD | node_8101702_200824686 | node_8101702_200824687 | 63.839 | bal_1P_1/0AA | 8101702 | no | no |  |  | no |  |  | 0 | 0 | 0 | 0
oh_line_8101702_200824688 |  | AD | node_8101702_201058718 | node_8101702_200824688 | 165.902 | bal_1P_1/0AA | 8101702 | no | no |  |  | no |  |  | 0 | 0 | 0 | 0
oh_line_8101702_200824689 |  | AD | node_8101702_200824688 | node_8101702_200824689 | 355.558 | bal_1P_1/0AA | 8101702 | no | no |  |  | no |  |  | 0 | 0 | 0 | 0
oh_line_8101702_200914577 |  | AD | node_8101702_200822610 | node_8101702_200914577 | 260.541 | bal_1P_2AC | 8101702 | no | no |  |  | no |  |  | 0 | 0 | 0 | 0
oh_line_8101702_200916273 |  | ABCD | node_8101702_200916290 | node_8101702_200916273 | 774.36 | bal_3P_2AC | 8101702 | no | no |  |  | no |  |  | 0 | 0 | 0 | 0
oh_line_8101702_200916290 |  | ABCD | node_8101702_200821346 | node_8101702_200916290 | 1172.259 | bal_3P_2AC | 8101702 | no | no |  |  | no |  |  | 0 | 0 | 0 | 0
oh_line_8101702_200916293 |  | ABCD | node_8101702_200822499 | node_8101702_200916293 | 96.522 | bal_3P_477AL | 8101702 | no | no |  |  | no |  |  | 0 | 0 | 0 | 0
oh_line_8101702_200916295 |  | ABCD | node_SOURCE_8101702 | node_8101702_200916295 | 114.34 | bal_3P_477AL | 8101702 | no | no |  |  | no |  |  | 0 | 0 | 0 | 0
oh_line_8101702_200943307 |  | ABCD | node_8101702_201010140 | node_8101702_200943307 | 166.804 | bal_3P_1/0AA | 8101702 | no | no |  |  | no |  |  | 0 | 0 | 0 | 0
oh_line_8101702_200957217 |  | AD | node_8101702_200957218 | node_8101702_200957217 | 184.557 | bal_1P_1/0AA | 8101702 | no | no |  |  | no |  |  | 0 | 0 | 0 | 0
oh_line_8101702_200957218 |  | AD | node_8101702_200822809 | node_8101702_200957218 | 285.918 | bal_1P_2AC | 8101702 | no | no |  |  | no |  |  | 0 | 0 | 0 | 0
oh_line_8101702_200968402 |  | AD | node_8101702_200823775 | node_8101702_200968402 | 303.079 | bal_1P_2AC | 8101702 | no | no |  |  | no |  |  | 0 | 0 | 0 | 0
oh_line_8101702_200969440 |  | AD | node_8101702_200822746 | node_8101702_200969440 | 193.407 | bal_1P_2AC | 8101702 | no | no |  |  | no |  |  | 0 | 0 | 0 | 0
oh_line_8101702_200976830 |  | AD | node_8101702_200823897 | node_8101702_200976830 | 170.188 | bal_1P_2AC | 8101702 | no | no |  |  | no |  |  | 0 | 0 | 0 | 0
oh_line_8101702_200976908 |  | ABCD | node_8101702_200822647 | node_8101702_200976908 | 153.153 | bal_3P_2AC | 8101702 | no | no |  |  | no |  |  | 0 | 0 | 0 | 0
oh_line_8101702_200980629 |  | AD | node_8101702_200981850 | node_8101702_200980629 | 36.509 | bal_1P_2AC | 8101702 | no | no |  |  | no |  |  | 0 | 0 | 0 | 0
oh_line_8101702_200980798 |  | AD | node_8101702_200823783 | node_8101702_200980798 | 177.407 | bal_1P_2AC | 8101702 | no | no |  |  | no |  |  | 0 | 0 | 0 | 0
oh_line_8101702_200981850 |  | AD | node_8101702_200823859 | node_8101702_200981850 | 143.285 | bal_1P_2AC | 8101702 | no | no |  |  | no |  |  | 0 | 0 | 0 | 0
oh_line_8101702_201008168 |  | AD | node_8101702_200823903 | node_8101702_201008168 | 251.167 | bal_1P_2AC | 8101702 | no | no |  |  | no |  |  | 0 | 0 | 0 | 0
oh_line_8101702_201008298 |  | ABCD | node_8101702_201009046 | node_8101702_201008298 | 265.378 | bal_3P_4/0AC | 8101702 | no | no |  |  | no |  |  | 0 | 0 | 0 | 0
oh_line_8101702_201009003 |  | ABCD | node_8101702_200821381 | node_8101702_201009003 | 201.621 | bal_3P_4/0AC | 8101702 | no | no |  |  | no |  |  | 0 | 0 | 0 | 0
oh_line_8101702_201009004 |  | ABCD | node_8101702_201009003 | node_8101702_201009004 | 124.362 | bal_3P_4/0AC | 8101702 | no | no |  |  | no |  |  | 0 | 0 | 0 | 0
oh_line_8101702_201009046 |  | ABCD | node_8101702_200821371 | node_8101702_201009046 | 156.787 | bal_3P_4/0AC | 8101702 | no | no |  |  | no |  |  | 0 | 0 | 0 | 0
oh_line_8101702_201010024 |  | ABCD | node_8101702_200821418 | node_8101702_201010024 | 198.427 | bal_3P_4/0AC | 8101702 | no | no |  |  | no |  |  | 0 | 0 | 0 | 0
oh_line_8101702_201010025 |  | ABCD | node_8101702_201010024 | node_8101702_201010025 | 98.759 | bal_3P_4/0AC | 8101702 | no | no |  |  | no |  |  | 0 | 0 | 0 | 0
oh_line_8101702_201010027 |  | ABCD | node_8101702_201010025 | node_8101702_201010027 | 261.14 | bal_3P_4/0AL | 8101702 | no | no |  |  | no |  |  | 0 | 0 | 0 | 0
oh_line_8101702_201010080 |  | AD | node_8101702_200824216 | node_8101702_201010080 | 223.966 | bal_1P_1/0AC | 8101702 | no | no |  |  | no |  |  | 0 | 0 | 0 | 0
oh_line_8101702_201010081 |  | AD | node_8101702_201010080 | node_8101702_201010081 | 233.574 | bal_1P_4/0AC | 8101702 | no | no |  |  | no |  |  | 0 | 0 | 0 | 0
oh_line_8101702_201010084 |  | AD | node_8101702_201010081 | node_8101702_201010084 | 177.628 | bal_1P_4/0AC | 8101702 | no | no |  |  | no |  |  | 0 | 0 | 0 | 0
oh_line_8101702_201010129 |  | ABCD | node_8101702_201010148 | node_8101702_201010129 | 106.321 | bal_3P_477AL | 8101702 | no | no |  |  | no |  |  | 0 | 0 | 0 | 0
oh_line_8101702_201010133 |  | ABCD | node_8101702_200821316 | node_8101702_201010133 | 87.165 | bal_3P_477AL | 8101702 | no | no |  |  | no |  |  | 0 | 0 | 0 | 0
oh_line_8101702_201010134 |  | ABCD | node_8101702_201010133 | node_8101702_201010134 | 151.68 | bal_3P_477AL | 8101702 | no | no |  |  | no |  |  | 0 | 0 | 0 | 0
oh_line_8101702_201010135 |  | ABCD | node_8101702_201010616 | node_8101702_201010135 | 149.047 | bal_3P_477AL | 8101702 | no | no |  |  | no |  |  | 0 | 0 | 0 | 0
oh_line_8101702_201010137 |  | ABCD | node_8101702_201010135 | node_8101702_201010137 | 128.118 | bal_3P_477AL | 8101702 | no | no |  |  | no |  |  | 0 | 0 | 0 | 0
oh_line_8101702_201010138 |  | ABCD | node_8101702_201010137 | node_8101702_201010138 | 145.391 | bal_3P_477AL | 8101702 | no | no |  |  | no |  |  | 0 | 0 | 0 | 0
oh_line_8101702_201010139 |  | ABCD | node_8101702_201010138 | node_8101702_201010139 | 155.541 | bal_3P_477AL | 8101702 | no | no |  |  | no |  |  | 0 | 0 | 0 | 0
oh_line_8101702_201010140 |  | ABCD | node_8101702_201010139 | node_8101702_201010140 | 150.277 | bal_3P_477AL | 8101702 | no | no |  |  | no |  |  | 0 | 0 | 0 | 0
oh_line_8101702_201010141 |  | ABCD | node_8101702_201010140 | node_8101702_201010141 | 176.314 | bal_3P_477AL | 8101702 | no | no |  |  | no |  |  | 0 | 0 | 0 | 0
oh_line_8101702_201010142 |  | ABCD | node_8101702_201010141 | node_8101702_201010142 | 147.887 | bal_3P_477AL | 8101702 | no | no |  |  | no |  |  | 0 | 0 | 0 | 0
oh_line_8101702_201010143 |  | ABCD | node_8101702_201010142 | node_8101702_201010143 | 111.447 | bal_3P_477AL | 8101702 | no | no |  |  | no |  |  | 0 | 0 | 0 | 0
oh_line_8101702_201010144 |  | ABCD | node_8101702_201010143 | node_8101702_201010144 | 183.962 | bal_3P_477AL | 8101702 | no | no |  |  | no |  |  | 0 | 0 | 0 | 0
oh_line_8101702_201010145 |  | ABCD | node_8101702_201010144 | node_8101702_201010145 | 154.678 | bal_3P_477AL | 8101702 | no | no |  |  | no |  |  | 0 | 0 | 0 | 0
oh_line_8101702_201010147 |  | ABCD | node_8101702_201010145 | node_8101702_201010147 | 139.478 | bal_3P_477AL | 8101702 | no | no |  |  | no |  |  | 0 | 0 | 0 | 0
oh_line_8101702_201010148 |  | ABCD | node_8101702_201010147 | node_8101702_201010148 | 191.515 | bal_3P_477AL | 8101702 | no | no |  |  | no |  |  | 0 | 0 | 0 | 0
oh_line_8101702_201010150 |  | ABCD | node_8101702_201010152 | node_8101702_201010150 | 204.76 | bal_3P_477AL | 8101702 | no | no |  |  | no |  |  | 0 | 0 | 0 | 0
oh_line_8101702_201010151 |  | ABCD | node_8101702_201010150 | node_8101702_201010151 | 144.142 | bal_3P_336AL | 8101702 | no | no |  |  | no |  |  | 0 | 0 | 0 | 0
oh_line_8101702_201010152 |  | ABCD | node_8101702_201010129 | node_8101702_201010152 | 164.663 | bal_3P_477AL | 8101702 | no | no |  |  | no |  |  | 0 | 0 | 0 | 0
oh_line_8101702_201010616 |  | ABCD | node_8101702_201010134 | node_8101702_201010616 | 92.772 | bal_3P_477AL | 8101702 | no | no |  |  | no |  |  | 0 | 0 | 0 | 0
oh_line_8101702_201011138 |  | AD | node_8101702_200823753 | node_8101702_201011138 | 242.05 | bal_1P_2AC | 8101702 | no | no |  |  | no |  |  | 0 | 0 | 0 | 0
oh_line_8101702_201020652 |  | ABCD | node_8101702_200822640 | node_intto1_8101702_201020652 | 159.691 | bal_3P_2/0CU | 8101702 | no | no |  |  | no |  |  | 0 | 0 | 0 | 0
oh_line_8101702_201025311 |  | AD | node_8101702_200822572 | node_8101702_201025311 | 285.754 | bal_1P_2AC | 8101702 | no | no |  |  | no |  |  | 0 | 0 | 0 | 0
oh_line_8101702_201025852 |  | AD | node_8101702_200823789 | node_8101702_201025852 | 121.201 | bal_1P_1/0AA | 8101702 | no | no |  |  | no |  |  | 0 | 0 | 0 | 0
oh_line_8101702_201025853 |  | AD | node_8101702_201025852 | node_8101702_201025853 | 259.005 | bal_1P_1/0AA | 8101702 | no | no |  |  | no |  |  | 0 | 0 | 0 | 0
oh_line_8101702_201027972 |  | AD | node_8101702_200822588 | node_8101702_201027972 | 271.446 | bal_1P_2AC | 8101702 | no | no |  |  | no |  |  | 0 | 0 | 0 | 0
oh_line_8101702_201030684 |  | AD | node_8101702_200822822 | node_8101702_201030684 | 208.309 | bal_1P_2AC | 8101702 | no | no |  |  | no |  |  | 0 | 0 | 0 | 0
oh_line_8101702_201046721 |  | AD | node_8101702_200822738 | node_8101702_201046721 | 208.96 | bal_1P_2AC | 8101702 | no | no |  |  | no |  |  | 0 | 0 | 0 | 0
oh_line_8101702_201055600 |  | AD | node_8101702_200822549 | node_8101702_201055600 | 123.1 | bal_1P_477AL | 8101702 | no | no |  |  | no |  |  | 0 | 0 | 0 | 0
oh_line_8101702_201058714 |  | AD | node_8101702_200822731 | node_8101702_201058714 | 166.196 | bal_1P_2AC | 8101702 | no | no |  |  | no |  |  | 0 | 0 | 0 | 0
oh_line_8101702_201058715 |  | AD | node_8101702_201058717 | node_8101702_201058715 | 171.308 | bal_1P_4CU | 8101702 | no | no |  |  | no |  |  | 0 | 0 | 0 | 0
oh_line_8101702_201058716 |  | AD | node_8101702_200822734 | node_8101702_201058716 | 253.046 | bal_1P_1/0AA | 8101702 | no | no |  |  | no |  |  | 0 | 0 | 0 | 0
oh_line_8101702_201058717 |  | AD | node_8101702_200824119 | node_8101702_201058717 | 162.164 | bal_1P_2AC | 8101702 | no | no |  |  | no |  |  | 0 | 0 | 0 | 0
oh_line_8101702_201058720 |  | AD | node_8101702_200823794 | node_8101702_201058720 | 87.881 | bal_1P_2AC | 8101702 | no | no |  |  | no |  |  | 0 | 0 | 0 | 0
oh_line_8101702_310011753 |  | AD | node_8101702_310037901 | node_8101702_310011753 | 253.923 | bal_1P_2AC | 8101702 | no | no |  |  | no |  |  | 0 | 0 | 0 | 0
oh_line_8101702_310037901 |  | AD | node_8101702_201058714 | node_8101702_310037901 | 248.612 | bal_1P_2AC | 8101702 | no | no |  |  | no |  |  | 0 | 0 | 0 | 0
oh_line_8101702_311909368-1 |  | AD | node_8101702_200821316 | node_intto1_220382738 | 14.822 | bal_1P_477AL | 8101702 | no | no |  |  | no |  |  | 0 | 0 | 0 | 0
oh_line_8101702_311909368-2 |  | AD | node_220382738 | node_intto1_220464947 | 4.189 | bal_1P_477AL | 8101702 | no | no |  |  | no |  |  | 0 | 0 | 0 | 0
oh_line_8101702_311909368-3 |  | AD | node_220464947 | node_8101702_311909368 | 5.236 | bal_1P_477AL | 8101702 | no | no |  |  | no |  |  | 0 | 0 | 0 | 0
oh_line_8101702_312000088 |  | AD | node_8101702_200823751 | node_8101702_312000088 | 128.497 | bal_1P_2AC | 8101702 | no | no |  |  | no |  |  | 0 | 0 | 0 | 0
oh_line_8101702_312002306 |  | AD | node_8101702_200823896 | node_8101702_312002306 | 71.063 | bal_1P_1/0AA | 8101702 | no | no |  |  | no |  |  | 0 | 0 | 0 | 0
oh_line_8101702_312005409 |  | AD | node_8101702_200824673 | node_8101702_312005409 | 77.347 | bal_1P_1/0AA | 8101702 | no | no |  |  | no |  |  | 0 | 0 | 0 | 0
oh_line_8101702_312005413 |  | AD | node_8101702_312005409 | node_8101702_312005413 | 205.882 | bal_1P_1/0AA | 8101702 | no | no |  |  | no |  |  | 0 | 0 | 0 | 0
oh_line_TAP_OH_894649 |  | ABCN | node_8101702_200821311 | node_1400356_8_15318395_701 | 0.033 | unb_TAPWIRE_OH | 8101702 | no | no |  |  | no |  |  | 0 | 0 | 0 | 0
oh_line_TAP_OH_894650 |  | AN | node_8101702_200821347 | node_1400998_199_15322510_327 | 0.033 | unb_TAPWIRE_OH | 8101702 | no | no |  |  | no |  |  | 0 | 0 | 0 | 0
oh_line_TAP_OH_894651 |  | ABCN | node_8101702_200821348 | node_1401137_012_15322690_261 | 0.033 | unb_TAPWIRE_OH | 8101702 | no | no |  |  | no |  |  | 0 | 0 | 0 | 0
oh_line_TAP_OH_894652 |  | ABCN | node_8101702_200821350 | node_1401181_974_15322927_863 | 0.033 | unb_TAPWIRE_OH | 8101702 | no | no |  |  | no |  |  | 0 | 0 | 0 | 0
oh_line_TAP_OH_894653 |  | ABCN | node_8101702_200821354 | node_1401162_618_15323327_701 | 0.033 | unb_TAPWIRE_OH | 8101702 | no | no |  |  | no |  |  | 0 | 0 | 0 | 0
oh_line_TAP_OH_894654 |  | AN | node_8101702_200821355 | node_1401450_367_15323410_657 | 0.033 | unb_TAPWIRE_OH | 8101702 | no | no |  |  | no |  |  | 0 | 0 | 0 | 0
oh_line_TAP_OH_894655 |  | ABCN | node_8101702_200821358 | node_1401251_69_15323575_68 | 0.033 | unb_TAPWIRE_OH | 8101702 | no | no |  |  | no |  |  | 0 | 0 | 0 | 0
oh_line_TAP_OH_894656 |  | ABCN | node_8101702_200821361 | node_1401299_92_15323972_779 | 0.033 | unb_TAPWIRE_OH | 8101702 | no | no |  |  | no |  |  | 0 | 0 | 0 | 0
oh_line_TAP_OH_894657 |  | ABCN | node_8101702_200821362 | node_1401322_143_15324131_496 | 0.033 | unb_TAPWIRE_OH | 8101702 | no | no |  |  | no |  |  | 0 | 0 | 0 | 0
oh_line_TAP_OH_894658 |  | ABCN | node_8101702_200821365 | node_1401370_605_15324357_616 | 0.033 | unb_TAPWIRE_OH | 8101702 | no | no |  |  | no |  |  | 0 | 0 | 0 | 0
oh_line_TAP_OH_894659 |  | ABCN | node_8101702_200821367 | node_1401404_59_15324517_552 | 0.033 | unb_TAPWIRE_OH | 8101702 | no | no |  |  | no |  |  | 0 | 0 | 0 | 0
oh_line_TAP_OH_894661 |  | ABCN | node_8101702_200821378 | node_1401571_655_15325769_439 | 0.033 | unb_TAPWIRE_OH | 8101702 | no | no |  |  | no |  |  | 0 | 0 | 0 | 0
oh_line_TAP_OH_894662 |  | ABCN | node_8101702_200821381 | node_1401737_873_15325899_856 | 0.033 | unb_TAPWIRE_OH | 8101702 | no | no |  |  | no |  |  | 0 | 0 | 0 | 0
oh_line_TAP_OH_894663 |  | ABCN | node_8101702_200821384 | node_1402054_606_15326273_536 | 0.033 | unb_TAPWIRE_OH | 8101702 | no | no |  |  | no |  |  | 0 | 0 | 0 | 0
oh_line_TAP_OH_894664 |  | AN | node_8101702_200821388 | node_1402292_752_15326235_318 | 0.033 | unb_TAPWIRE_OH | 8101702 | no | no |  |  | no |  |  | 0 | 0 | 0 | 0
oh_line_TAP_OH_894665 |  | AN | node_8101702_200821391 | node_1402437_02_15326224_997 | 0.033 | unb_TAPWIRE_OH | 8101702 | no | no |  |  | no |  |  | 0 | 0 | 0 | 0
oh_line_TAP_OH_894666 |  | ABCN | node_8101702_200821393 | node_1402710_492_15326752_482 | 0.033 | unb_TAPWIRE_OH | 8101702 | no | no |  |  | no |  |  | 0 | 0 | 0 | 0
oh_line_TAP_OH_894667 |  | AN | node_8101702_200821395 | node_1403024_758_15326749_45 | 0.033 | unb_TAPWIRE_OH | 8101702 | no | no |  |  | no |  |  | 0 | 0 | 0 | 0
oh_line_TAP_OH_894668 |  | AN | node_8101702_200821396 | node_1403099_908_15326430_076 | 0.033 | unb_TAPWIRE_OH | 8101702 | no | no |  |  | no |  |  | 0 | 0 | 0 | 0
oh_line_TAP_OH_894669 |  | AN | node_8101702_200821397 | node_1403137_15326084_601 | 0.033 | unb_TAPWIRE_OH | 8101702 | no | no |  |  | no |  |  | 0 | 0 | 0 | 0
oh_line_TAP_OH_894670 |  | AN | node_8101702_200821399 | node_1402857_403_15326375_635 | 0.033 | unb_TAPWIRE_OH | 8101702 | no | no |  |  | no |  |  | 0 | 0 | 0 | 0
oh_line_TAP_OH_894671 |  | ABCN | node_8101702_200821400 | node_1403081_96_15326832_699 | 0.033 | unb_TAPWIRE_OH | 8101702 | no | no |  |  | no |  |  | 0 | 0 | 0 | 0
oh_line_TAP_OH_894673 |  | ABCN | node_8101702_200821406 | node_1403799_608_15327040_835 | 0.033 | unb_TAPWIRE_OH | 8101702 | no | no |  |  | no |  |  | 0 | 0 | 0 | 0
oh_line_TAP_OH_894674 |  | ABCN | node_8101702_200821409 | node_1404086_784_15327242_329 | 0.033 | unb_TAPWIRE_OH | 8101702 | no | no |  |  | no |  |  | 0 | 0 | 0 | 0
oh_line_TAP_OH_894675 |  | ABCN | node_8101702_200821411 | node_1404305_991_15327225_592 | 0.033 | unb_TAPWIRE_OH | 8101702 | no | no |  |  | no |  |  | 0 | 0 | 0 | 0
oh_line_TAP_OH_894676 |  | ABCN | node_8101702_200821413 | node_1404576_738_15327282_783 | 0.033 | unb_TAPWIRE_OH | 8101702 | no | no |  |  | no |  |  | 0 | 0 | 0 | 0
oh_line_TAP_OH_894677 |  | ABCN | node_8101702_200821418 | node_1405191_647_15327502_555 | 0.033 | unb_TAPWIRE_OH | 8101702 | no | no |  |  | no |  |  | 0 | 0 | 0 | 0
oh_line_TAP_OH_894678 |  | ABCN | node_8101702_200821424 | node_1405920_199_15327735_683 | 0.033 | unb_TAPWIRE_OH | 8101702 | no | no |  |  | no |  |  | 0 | 0 | 0 | 0
oh_line_TAP_OH_894679 |  | ABCN | node_8101702_200821431 | node_1406386_979_15327905_566 | 0.033 | unb_TAPWIRE_OH | 8101702 | no | no |  |  | no |  |  | 0 | 0 | 0 | 0
oh_line_TAP_OH_894680 |  | ABCN | node_8101702_200821436 | node_1406775_717_15328260_942 | 0.033 | unb_TAPWIRE_OH | 8101702 | no | no |  |  | no |  |  | 0 | 0 | 0 | 0
oh_line_TAP_OH_894921 |  | AN | node_8101702_200822454 | node_1401701_222_15318267_351 | 0.033 | unb_TAPWIRE_OH | 8101702 | no | no |  |  | no |  |  | 0 | 0 | 0 | 0
oh_line_TAP_OH_894922 |  | AN | node_8101702_200822458 | node_1401723_729_15318776_88 | 0.033 | unb_TAPWIRE_OH | 8101702 | no | no |  |  | no |  |  | 0 | 0 | 0 | 0
oh_line_TAP_OH_894923 |  | ABCN | node_8101702_200822462 | node_1401894_284_15319321_332 | 0.033 | unb_TAPWIRE_OH | 8101702 | no | no |  |  | no |  |  | 0 | 0 | 0 | 0
oh_line_TAP_OH_894933 |  | ABCN | node_8101702_200822499 | node_1403867_192_15318067_76 | 0.033 | unb_TAPWIRE_OH | 8101702 | no | no |  |  | no |  |  | 0 | 0 | 0 | 0
oh_line_TAP_OH_894934 |  | ABCN | node_8101702_200822502 | node_1403795_216_15318265_296 | 0.033 | unb_TAPWIRE_OH | 8101702 | no | no |  |  | no |  |  | 0 | 0 | 0 | 0
oh_line_TAP_OH_894936 |  | ABCN | node_8101702_200822508 | node_1403764_36_15318795_248 | 0.033 | unb_TAPWIRE_OH | 8101702 | no | no |  |  | no |  |  | 0 | 0 | 0 | 0
oh_line_TAP_OH_894939 |  | AN | node_8101702_200822525 | node_1404362_667_15319459_26 | 0.033 | unb_TAPWIRE_OH | 8101702 | no | no |  |  | no |  |  | 0 | 0 | 0 | 0
oh_line_TAP_OH_894940 |  | ABCN | node_8101702_200822528 | node_1403712_45_15319623_771 | 0.033 | unb_TAPWIRE_OH | 8101702 | no | no |  |  | no |  |  | 0 | 0 | 0 | 0
oh_line_TAP_OH_894941 |  | AN | node_8101702_200822532 | node_1404102_286_15319856_008 | 0.033 | unb_TAPWIRE_OH | 8101702 | no | no |  |  | no |  |  | 0 | 0 | 0 | 0
oh_line_TAP_OH_894942 |  | AN | node_8101702_200822538 | node_1403796_434_15320309_06 | 0.033 | unb_TAPWIRE_OH | 8101702 | no | no |  |  | no |  |  | 0 | 0 | 0 | 0
oh_line_TAP_OH_894943 |  | AN | node_8101702_200822539 | node_1403721_33_15320488_261 | 0.033 | unb_TAPWIRE_OH | 8101702 | no | no |  |  | no |  |  | 0 | 0 | 0 | 0
oh_line_TAP_OH_894944 |  | AN | node_8101702_200822544 | node_1403716_377_15320779_456 | 0.033 | unb_TAPWIRE_OH | 8101702 | no | no |  |  | no |  |  | 0 | 0 | 0 | 0
oh_line_TAP_OH_894945 |  | AN | node_8101702_200822546 | node_1403696_753_15321182_756 | 0.033 | unb_TAPWIRE_OH | 8101702 | no | no |  |  | no |  |  | 0 | 0 | 0 | 0
oh_line_TAP_OH_894946 |  | AN | node_8101702_200822549 | node_1403758_15321457_63 | 0.033 | unb_TAPWIRE_OH | 8101702 | no | no |  |  | no |  |  | 0 | 0 | 0 | 0
oh_line_TAP_OH_894947 |  | AN | node_8101702_200822551 | node_1404136_461_15321464_975 | 0.033 | unb_TAPWIRE_OH | 8101702 | no | no |  |  | no |  |  | 0 | 0 | 0 | 0
oh_line_TAP_OH_894948 |  | AN | node_8101702_200822563 | node_1404193_265_15322105_609 | 0.033 | unb_TAPWIRE_OH | 8101702 | no | no |  |  | no |  |  | 0 | 0 | 0 | 0
oh_line_TAP_OH_894949 |  | AN | node_8101702_200822564 | node_1404361_978_15322338_02 | 0.033 | unb_TAPWIRE_OH | 8101702 | no | no |  |  | no |  |  | 0 | 0 | 0 | 0
oh_line_TAP_OH_894950 |  | AN | node_8101702_200822565 | node_1404477_66_15322500_505 | 0.033 | unb_TAPWIRE_OH | 8101702 | no | no |  |  | no |  |  | 0 | 0 | 0 | 0
oh_line_TAP_OH_894951 |  | AN | node_8101702_200822566 | node_1404581_974_15322660_167 | 0.033 | unb_TAPWIRE_OH | 8101702 | no | no |  |  | no |  |  | 0 | 0 | 0 | 0
oh_line_TAP_OH_894952 |  | AN | node_8101702_200822567 | node_1404703_546_15322847_438 | 0.033 | unb_TAPWIRE_OH | 8101702 | no | no |  |  | no |  |  | 0 | 0 | 0 | 0
oh_line_TAP_OH_894953 |  | AN | node_8101702_200822568 | node_1404831_268_15323171_913 | 0.033 | unb_TAPWIRE_OH | 8101702 | no | no |  |  | no |  |  | 0 | 0 | 0 | 0
oh_line_TAP_OH_894954 |  | AN | node_8101702_200822571 | node_1405291_856_15323346_618 | 0.033 | unb_TAPWIRE_OH | 8101702 | no | no |  |  | no |  |  | 0 | 0 | 0 | 0
oh_line_TAP_OH_894955 |  | AN | node_8101702_200822572 | node_1405404_08_15323791_315 | 0.033 | unb_TAPWIRE_OH | 8101702 | no | no |  |  | no |  |  | 0 | 0 | 0 | 0
oh_line_TAP_OH_894956 |  | AN | node_8101702_200822577 | node_1406007_203_15324383_073 | 0.033 | unb_TAPWIRE_OH | 8101702 | no | no |  |  | no |  |  | 0 | 0 | 0 | 0
oh_line_TAP_OH_894957 |  | AN | node_8101702_200822584 | node_1406244_812_15324435_088 | 0.033 | unb_TAPWIRE_OH | 8101702 | no | no |  |  | no |  |  | 0 | 0 | 0 | 0
oh_line_TAP_OH_894958 |  | AN | node_8101702_200822588 | node_1406648_084_15324518_354 | 0.033 | unb_TAPWIRE_OH | 8101702 | no | no |  |  | no |  |  | 0 | 0 | 0 | 0
oh_line_TAP_OH_894959 |  | AN | node_8101702_200822593 | node_1407335_479_15324553_002 | 0.033 | unb_TAPWIRE_OH | 8101702 | no | no |  |  | no |  |  | 0 | 0 | 0 | 0
oh_line_TAP_OH_894960 |  | AN | node_8101702_200822598 | node_1407934_882_15324534_881 | 0.033 | unb_TAPWIRE_OH | 8101702 | no | no |  |  | no |  |  | 0 | 0 | 0 | 0
oh_line_TAP_OH_894961 |  | AN | node_8101702_200822599 | node_1408138_583_15324474_516 | 0.033 | unb_TAPWIRE_OH | 8101702 | no | no |  |  | no |  |  | 0 | 0 | 0 | 0
oh_line_TAP_OH_894962 |  | AN | node_8101702_200822604 | node_1409071_341_15324572_228 | 0.033 | unb_TAPWIRE_OH | 8101702 | no | no |  |  | no |  |  | 0 | 0 | 0 | 0
oh_line_TAP_OH_894963 |  | AN | node_8101702_200822608 | node_1409261_318_15324583_374 | 0.033 | unb_TAPWIRE_OH | 8101702 | no | no |  |  | no |  |  | 0 | 0 | 0 | 0
oh_line_TAP_OH_894964 |  | AN | node_8101702_200822610 | node_1409420_676_15324656_575 | 0.033 | unb_TAPWIRE_OH | 8101702 | no | no |  |  | no |  |  | 0 | 0 | 0 | 0
oh_line_TAP_OH_894974 |  | AN | node_8101702_200822638 | node_1404882_761_15323706_782 | 0.033 | unb_TAPWIRE_OH | 8101702 | no | no |  |  | no |  |  | 0 | 0 | 0 | 0
oh_line_TAP_OH_894975 |  | ABCN | node_8101702_200822643 | node_1402978_358_15319762_449 | 0.033 | unb_TAPWIRE_OH | 8101702 | no | no |  |  | no |  |  | 0 | 0 | 0 | 0
oh_line_TAP_OH_894976 |  | ABCN | node_8101702_200822645 | node_1402750_623_15319754_438 | 0.033 | unb_TAPWIRE_OH | 8101702 | no | no |  |  | no |  |  | 0 | 0 | 0 | 0
oh_line_TAP_OH_894978 |  | AN | node_8101702_200822655 | node_1404288_673_15318056_271 | 0.033 | unb_TAPWIRE_OH | 8101702 | no | no |  |  | no |  |  | 0 | 0 | 0 | 0
oh_line_TAP_OH_894979 |  | AN | node_8101702_200822666 | node_1404430_571_15318374_714 | 0.033 | unb_TAPWIRE_OH | 8101702 | no | no |  |  | no |  |  | 0 | 0 | 0 | 0
oh_line_TAP_OH_894980 |  | AN | node_8101702_200822684 | node_1404788_665_15318559_929 | 0.033 | unb_TAPWIRE_OH | 8101702 | no | no |  |  | no |  |  | 0 | 0 | 0 | 0
oh_line_TAP_OH_894982 |  | ABCN | node_8101702_200822691 | node_1404021_962_15319133_099 | 0.033 | unb_TAPWIRE_OH | 8101702 | no | no |  |  | no |  |  | 0 | 0 | 0 | 0
oh_line_TAP_OH_894983 |  | ABCN | node_8101702_200822694 | node_1404328_565_15319126_998 | 0.033 | unb_TAPWIRE_OH | 8101702 | no | no |  |  | no |  |  | 0 | 0 | 0 | 0
oh_line_TAP_OH_894984 |  | ABCN | node_8101702_200822700 | node_1404966_112_15319194_85 | 0.033 | unb_TAPWIRE_OH | 8101702 | no | no |  |  | no |  |  | 0 | 0 | 0 | 0
oh_line_TAP_OH_894985 |  | ABCN | node_8101702_200822704 | node_1405479_908_15319276_367 | 0.033 | unb_TAPWIRE_OH | 8101702 | no | no |  |  | no |  |  | 0 | 0 | 0 | 0
oh_line_TAP_OH_894986 |  | AN | node_8101702_200822706 | node_1405520_065_15319539_001 | 0.033 | unb_TAPWIRE_OH | 8101702 | no | no |  |  | no |  |  | 0 | 0 | 0 | 0
oh_line_TAP_OH_894987 |  | ABCN | node_8101702_200822711 | node_1405908_016_15319530_315 | 0.033 | unb_TAPWIRE_OH | 8101702 | no | no |  |  | no |  |  | 0 | 0 | 0 | 0
oh_line_TAP_OH_894988 |  | AN | node_8101702_200822722 | node_1398412_273_15332108_767 | 0.033 | unb_TAPWIRE_OH | 8101702 | no | no |  |  | no |  |  | 0 | 0 | 0 | 0
oh_line_TAP_OH_894989 |  | AN | node_8101702_200822726 | node_1397168_858_15337804_394 | 0.033 | unb_TAPWIRE_OH | 8101702 | no | no |  |  | no |  |  | 0 | 0 | 0 | 0
oh_line_TAP_OH_894990 |  | AN | node_8101702_200822727 | node_1397339_974_15338290_23 | 0.033 | unb_TAPWIRE_OH | 8101702 | no | no |  |  | no |  |  | 0 | 0 | 0 | 0
oh_line_TAP_OH_894991 |  | AN | node_8101702_200822731 | node_1401071_837_15325863_242 | 0.033 | unb_TAPWIRE_OH | 8101702 | no | no |  |  | no |  |  | 0 | 0 | 0 | 0
oh_line_TAP_OH_894992 |  | AN | node_8101702_200822735 | node_1401263_744_15326067_249 | 0.033 | unb_TAPWIRE_OH | 8101702 | no | no |  |  | no |  |  | 0 | 0 | 0 | 0
oh_line_TAP_OH_894993 |  | AN | node_8101702_200822732 | node_1399947_658_15327518_832 | 0.033 | unb_TAPWIRE_OH | 8101702 | no | no |  |  | no |  |  | 0 | 0 | 0 | 0
oh_line_TAP_OH_894994 |  | AN | node_8101702_200822743 | node_1400067_236_15327999_512 | 0.033 | unb_TAPWIRE_OH | 8101702 | no | no |  |  | no |  |  | 0 | 0 | 0 | 0
oh_line_TAP_OH_894995 |  | AN | node_8101702_200822749 | node_1399980_353_15329178_054 | 0.033 | unb_TAPWIRE_OH | 8101702 | no | no |  |  | no |  |  | 0 | 0 | 0 | 0
oh_line_TAP_OH_894996 |  | AN | node_8101702_200822751 | node_1400167_764_15328910_212 | 0.033 | unb_TAPWIRE_OH | 8101702 | no | no |  |  | no |  |  | 0 | 0 | 0 | 0
oh_line_TAP_OH_894997 |  | AN | node_8101702_200822752 | node_1399865_402_15329431_352 | 0.033 | unb_TAPWIRE_OH | 8101702 | no | no |  |  | no |  |  | 0 | 0 | 0 | 0
oh_line_TAP_OH_894998 |  | AN | node_8101702_200822753 | node_1399842_603_15329381_549 | 0.033 | unb_TAPWIRE_OH | 8101702 | no | no |  |  | no |  |  | 0 | 0 | 0 | 0
oh_line_TAP_OH_894999 |  | AN | node_8101702_200822754 | node_1399651_11_15329663_722 | 0.033 | unb_TAPWIRE_OH | 8101702 | no | no |  |  | no |  |  | 0 | 0 | 0 | 0
oh_line_TAP_OH_895000 |  | AN | node_8101702_200822756 | node_1399587_439_15329940_033 | 0.033 | unb_TAPWIRE_OH | 8101702 | no | no |  |  | no |  |  | 0 | 0 | 0 | 0
oh_line_TAP_OH_895001 |  | AN | node_8101702_200822758 | node_1399499_357_15330306_731 | 0.033 | unb_TAPWIRE_OH | 8101702 | no | no |  |  | no |  |  | 0 | 0 | 0 | 0
oh_line_TAP_OH_895002 |  | AN | node_8101702_200822760 | node_1399454_124_15330540_234 | 0.033 | unb_TAPWIRE_OH | 8101702 | no | no |  |  | no |  |  | 0 | 0 | 0 | 0
oh_line_TAP_OH_895003 |  | AN | node_8101702_200822762 | node_1399438_503_15330819_344 | 0.033 | unb_TAPWIRE_OH | 8101702 | no | no |  |  | no |  |  | 0 | 0 | 0 | 0
oh_line_TAP_OH_895004 |  | AN | node_8101702_200822763 | node_1399484_75_15330919_455 | 0.033 | unb_TAPWIRE_OH | 8101702 | no | no |  |  | no |  |  | 0 | 0 | 0 | 0
oh_line_TAP_OH_895005 |  | AN | node_8101702_200822765 | node_1399305_388_15331126_962 | 0.033 | unb_TAPWIRE_OH | 8101702 | no | no |  |  | no |  |  | 0 | 0 | 0 | 0
oh_line_TAP_OH_895006 |  | AN | node_8101702_200822767 | node_1399107_09_15330997_513 | 0.033 | unb_TAPWIRE_OH | 8101702 | no | no |  |  | no |  |  | 0 | 0 | 0 | 0
oh_line_TAP_OH_895007 |  | AN | node_8101702_200822768 | node_1399300_645_15331399_687 | 0.033 | unb_TAPWIRE_OH | 8101702 | no | no |  |  | no |  |  | 0 | 0 | 0 | 0
oh_line_TAP_OH_895008 |  | AN | node_8101702_200822769 | node_1399232_315_15331600_41 | 0.033 | unb_TAPWIRE_OH | 8101702 | no | no |  |  | no |  |  | 0 | 0 | 0 | 0
oh_line_TAP_OH_895009 |  | AN | node_8101702_200822772 | node_1399328_791_15331952_551 | 0.033 | unb_TAPWIRE_OH | 8101702 | no | no |  |  | no |  |  | 0 | 0 | 0 | 0
oh_line_TAP_OH_895010 |  | AN | node_8101702_200822775 | node_1399335_167_15332371_094 | 0.033 | unb_TAPWIRE_OH | 8101702 | no | no |  |  | no |  |  | 0 | 0 | 0 | 0
oh_line_TAP_OH_895011 |  | AN | node_8101702_200822776 | node_1399114_723_15332431_76 | 0.033 | unb_TAPWIRE_OH | 8101702 | no | no |  |  | no |  |  | 0 | 0 | 0 | 0
oh_line_TAP_OH_895012 |  | AN | node_8101702_200822777 | node_1398902_016_15332087_391 | 0.033 | unb_TAPWIRE_OH | 8101702 | no | no |  |  | no |  |  | 0 | 0 | 0 | 0
oh_line_TAP_OH_895013 |  | AN | node_8101702_200822781 | node_1398733_534_15332567_581 | 0.033 | unb_TAPWIRE_OH | 8101702 | no | no |  |  | no |  |  | 0 | 0 | 0 | 0
oh_line_TAP_OH_895014 |  | AN | node_8101702_200822782 | node_1398588_973_15332707_767 | 0.033 | unb_TAPWIRE_OH | 8101702 | no | no |  |  | no |  |  | 0 | 0 | 0 | 0
oh_line_TAP_OH_895015 |  | AN | node_8101702_200822785 | node_1398563_255_15333176_847 | 0.033 | unb_TAPWIRE_OH | 8101702 | no | no |  |  | no |  |  | 0 | 0 | 0 | 0
oh_line_TAP_OH_895016 |  | AN | node_8101702_200822787 | node_1398476_154_15333463_173 | 0.033 | unb_TAPWIRE_OH | 8101702 | no | no |  |  | no |  |  | 0 | 0 | 0 | 0
oh_line_TAP_OH_895017 |  | AN | node_8101702_200822788 | node_1398568_346_15333776_532 | 0.033 | unb_TAPWIRE_OH | 8101702 | no | no |  |  | no |  |  | 0 | 0 | 0 | 0
oh_line_TAP_OH_895018 |  | AN | node_8101702_200822790 | node_1398645_305_15333734_375 | 0.033 | unb_TAPWIRE_OH | 8101702 | no | no |  |  | no |  |  | 0 | 0 | 0 | 0
oh_line_TAP_OH_895019 |  | AN | node_8101702_200822797 | node_1398164_399_15334591_41 | 0.033 | unb_TAPWIRE_OH | 8101702 | no | no |  |  | no |  |  | 0 | 0 | 0 | 0
oh_line_TAP_OH_895020 |  | AN | node_8101702_200822798 | node_1398227_717_15334799_88 | 0.033 | unb_TAPWIRE_OH | 8101702 | no | no |  |  | no |  |  | 0 | 0 | 0 | 0
oh_line_TAP_OH_895021 |  | AN | node_8101702_200822800 | node_1397917_486_15334756_594 | 0.033 | unb_TAPWIRE_OH | 8101702 | no | no |  |  | no |  |  | 0 | 0 | 0 | 0
oh_line_TAP_OH_895022 |  | AN | node_8101702_200822801 | node_1398223_082_15335027_093 | 0.033 | unb_TAPWIRE_OH | 8101702 | no | no |  |  | no |  |  | 0 | 0 | 0 | 0
oh_line_TAP_OH_895023 |  | AN | node_8101702_200822802 | node_1398181_414_15335219_956 | 0.033 | unb_TAPWIRE_OH | 8101702 | no | no |  |  | no |  |  | 0 | 0 | 0 | 0
oh_line_TAP_OH_895024 |  | AN | node_8101702_200822803 | node_1398148_597_15335406_923 | 0.033 | unb_TAPWIRE_OH | 8101702 | no | no |  |  | no |  |  | 0 | 0 | 0 | 0
oh_line_TAP_OH_895025 |  | AN | node_8101702_200822805 | node_1398101_908_15335636_743 | 0.033 | unb_TAPWIRE_OH | 8101702 | no | no |  |  | no |  |  | 0 | 0 | 0 | 0
oh_line_TAP_OH_895026 |  | AN | node_8101702_200822807 | node_1397840_588_15335961_985 | 0.033 | unb_TAPWIRE_OH | 8101702 | no | no |  |  | no |  |  | 0 | 0 | 0 | 0
oh_line_TAP_OH_895027 |  | AN | node_8101702_200822808 | node_1398012_692_15336087_39 | 0.033 | unb_TAPWIRE_OH | 8101702 | no | no |  |  | no |  |  | 0 | 0 | 0 | 0
oh_line_TAP_OH_895029 |  | AN | node_8101702_200822816 | node_1397527_719_15337152_084 | 0.033 | unb_TAPWIRE_OH | 8101702 | no | no |  |  | no |  |  | 0 | 0 | 0 | 0
oh_line_TAP_OH_895030 |  | AN | node_8101702_200822817 | node_1397251_764_15337095_03 | 0.033 | unb_TAPWIRE_OH | 8101702 | no | no |  |  | no |  |  | 0 | 0 | 0 | 0
oh_line_TAP_OH_895031 |  | AN | node_8101702_200822819 | node_1397845_92_15337451_484 | 0.033 | unb_TAPWIRE_OH | 8101702 | no | no |  |  | no |  |  | 0 | 0 | 0 | 0
oh_line_TAP_OH_895032 |  | AN | node_8101702_200822821 | node_1397827_564_15337641_335 | 0.033 | unb_TAPWIRE_OH | 8101702 | no | no |  |  | no |  |  | 0 | 0 | 0 | 0
oh_line_TAP_OH_895033 |  | AN | node_8101702_200822822 | node_1397805_879_15337849_71 | 0.033 | unb_TAPWIRE_OH | 8101702 | no | no |  |  | no |  |  | 0 | 0 | 0 | 0
oh_line_TAP_OH_895034 |  | AN | node_8101702_200822825 | node_1397727_176_15338542_187 | 0.033 | unb_TAPWIRE_OH | 8101702 | no | no |  |  | no |  |  | 0 | 0 | 0 | 0
oh_line_TAP_OH_895035 |  | AN | node_8101702_200822826 | node_1397706_603_15338743_301 | 0.033 | unb_TAPWIRE_OH | 8101702 | no | no |  |  | no |  |  | 0 | 0 | 0 | 0
oh_line_TAP_OH_895036 |  | AN | node_8101702_200822828 | node_1397267_722_15338627_283 | 0.033 | unb_TAPWIRE_OH | 8101702 | no | no |  |  | no |  |  | 0 | 0 | 0 | 0
oh_line_TAP_OH_895362 |  | AN | node_8101702_200823744 | node_1403869_115_15331388_661 | 0.033 | unb_TAPWIRE_OH | 8101702 | no | no |  |  | no |  |  | 0 | 0 | 0 | 0
oh_line_TAP_OH_895364 |  | AN | node_8101702_200823751 | node_1402989_572_15328997_518 | 0.033 | unb_TAPWIRE_OH | 8101702 | no | no |  |  | no |  |  | 0 | 0 | 0 | 0
oh_line_TAP_OH_895365 |  | AN | node_8101702_200823752 | node_1403404_307_15328857_575 | 0.033 | unb_TAPWIRE_OH | 8101702 | no | no |  |  | no |  |  | 0 | 0 | 0 | 0
oh_line_TAP_OH_895366 |  | AN | node_8101702_200823753 | node_1403049_758_15329252_769 | 0.033 | unb_TAPWIRE_OH | 8101702 | no | no |  |  | no |  |  | 0 | 0 | 0 | 0
oh_line_TAP_OH_895367 |  | AN | node_8101702_200823756 | node_1403289_775_15329612_806 | 0.033 | unb_TAPWIRE_OH | 8101702 | no | no |  |  | no |  |  | 0 | 0 | 0 | 0
oh_line_TAP_OH_895368 |  | AN | node_8101702_200823758 | node_1403461_601_15329991_946 | 0.033 | unb_TAPWIRE_OH | 8101702 | no | no |  |  | no |  |  | 0 | 0 | 0 | 0
oh_line_TAP_OH_895369 |  | AN | node_8101702_200823762 | node_1403696_009_15330556_36 | 0.033 | unb_TAPWIRE_OH | 8101702 | no | no |  |  | no |  |  | 0 | 0 | 0 | 0
oh_line_TAP_OH_895370 |  | AN | node_8101702_200823765 | node_1403808_194_15330655_301 | 0.033 | unb_TAPWIRE_OH | 8101702 | no | no |  |  | no |  |  | 0 | 0 | 0 | 0
oh_line_TAP_OH_895371 |  | AN | node_8101702_200823768 | node_1403931_581_15330933_065 | 0.033 | unb_TAPWIRE_OH | 8101702 | no | no |  |  | no |  |  | 0 | 0 | 0 | 0
oh_line_TAP_OH_895372 |  | AN | node_8101702_200823772 | node_1404061_442_15331178_275 | 0.033 | unb_TAPWIRE_OH | 8101702 | no | no |  |  | no |  |  | 0 | 0 | 0 | 0
oh_line_TAP_OH_895373 |  | AN | node_8101702_200823774 | node_1403355_915_15327443_885 | 0.033 | unb_TAPWIRE_OH | 8101702 | no | no |  |  | no |  |  | 0 | 0 | 0 | 0
oh_line_TAP_OH_895374 |  | AN | node_8101702_200823775 | node_1404135_19_15331456_027 | 0.033 | unb_TAPWIRE_OH | 8101702 | no | no |  |  | no |  |  | 0 | 0 | 0 | 0
oh_line_TAP_OH_895375 |  | AN | node_8101702_200823780 | node_1404392_701_15332060_589 | 0.033 | unb_TAPWIRE_OH | 8101702 | no | no |  |  | no |  |  | 0 | 0 | 0 | 0
oh_line_TAP_OH_895376 |  | AN | node_8101702_200823782 | node_1404424_583_15332289_857 | 0.033 | unb_TAPWIRE_OH | 8101702 | no | no |  |  | no |  |  | 0 | 0 | 0 | 0
oh_line_TAP_OH_895377 |  | AN | node_8101702_200823783 | node_1404409_983_15332454_434 | 0.033 | unb_TAPWIRE_OH | 8101702 | no | no |  |  | no |  |  | 0 | 0 | 0 | 0
oh_line_TAP_OH_895378 |  | AN | node_8101702_200823784 | node_1404419_28_15332785_356 | 0.033 | unb_TAPWIRE_OH | 8101702 | no | no |  |  | no |  |  | 0 | 0 | 0 | 0
oh_line_TAP_OH_895379 |  | AN | node_8101702_200823786 | node_1404432_878_15333260_654 | 0.033 | unb_TAPWIRE_OH | 8101702 | no | no |  |  | no |  |  | 0 | 0 | 0 | 0
oh_line_TAP_OH_895380 |  | AN | node_8101702_200823787 | node_1404369_257_15333665_333 | 0.033 | unb_TAPWIRE_OH | 8101702 | no | no |  |  | no |  |  | 0 | 0 | 0 | 0
oh_line_TAP_OH_895381 |  | AN | node_8101702_200823789 | node_1404429_978_15334053_754 | 0.033 | unb_TAPWIRE_OH | 8101702 | no | no |  |  | no |  |  | 0 | 0 | 0 | 0
oh_line_TAP_OH_895382 |  | AN | node_8101702_200823792 | node_1404386_849_15334451_254 | 0.033 | unb_TAPWIRE_OH | 8101702 | no | no |  |  | no |  |  | 0 | 0 | 0 | 0
oh_line_TAP_OH_895383 |  | AN | node_8101702_200823794 | node_1403205_699_15327539_759 | 0.033 | unb_TAPWIRE_OH | 8101702 | no | no |  |  | no |  |  | 0 | 0 | 0 | 0
oh_line_TAP_OH_895384 |  | AN | node_8101702_200823795 | node_1402952_781_15327665_784 | 0.033 | unb_TAPWIRE_OH | 8101702 | no | no |  |  | no |  |  | 0 | 0 | 0 | 0
oh_line_TAP_OH_895385 |  | AN | node_8101702_200823797 | node_1403296_808_15328093_588 | 0.033 | unb_TAPWIRE_OH | 8101702 | no | no |  |  | no |  |  | 0 | 0 | 0 | 0
oh_line_TAP_OH_895386 |  | AN | node_8101702_200823798 | node_1402760_588_15327832_8 | 0.033 | unb_TAPWIRE_OH | 8101702 | no | no |  |  | no |  |  | 0 | 0 | 0 | 0
oh_line_TAP_OH_895387 |  | AN | node_8101702_200823799 | node_1402712_213_15328031_914 | 0.033 | unb_TAPWIRE_OH | 8101702 | no | no |  |  | no |  |  | 0 | 0 | 0 | 0
oh_line_TAP_OH_895388 |  | AN | node_8101702_200823801 | node_1402897_795_15328384_878 | 0.033 | unb_TAPWIRE_OH | 8101702 | no | no |  |  | no |  |  | 0 | 0 | 0 | 0
oh_line_TAP_OH_895389 |  | AN | node_8101702_200823802 | node_1402957_209_15328594_478 | 0.033 | unb_TAPWIRE_OH | 8101702 | no | no |  |  | no |  |  | 0 | 0 | 0 | 0
oh_line_TAP_OH_895402 |  | AN | node_8101702_200823849 | node_1403595_173_15321772_233 | 0.033 | unb_TAPWIRE_OH | 8101702 | no | no |  |  | no |  |  | 0 | 0 | 0 | 0
oh_line_TAP_OH_895403 |  | AN | node_8101702_200823851 | node_1402537_052_15321373_651 | 0.033 | unb_TAPWIRE_OH | 8101702 | no | no |  |  | no |  |  | 0 | 0 | 0 | 0
oh_line_TAP_OH_895404 |  | AN | node_8101702_200823853 | node_1402602_165_15321667_594 | 0.033 | unb_TAPWIRE_OH | 8101702 | no | no |  |  | no |  |  | 0 | 0 | 0 | 0
oh_line_TAP_OH_895405 |  | AN | node_8101702_200823857 | node_1403181_897_15321710_797 | 0.033 | unb_TAPWIRE_OH | 8101702 | no | no |  |  | no |  |  | 0 | 0 | 0 | 0
oh_line_TAP_OH_895406 |  | AN | node_8101702_200823862 | node_1403483_599_15321387_228 | 0.033 | unb_TAPWIRE_OH | 8101702 | no | no |  |  | no |  |  | 0 | 0 | 0 | 0
oh_line_TAP_OH_895407 |  | AN | node_8101702_200823865 | node_1402939_456_15321643_68 | 0.033 | unb_TAPWIRE_OH | 8101702 | no | no |  |  | no |  |  | 0 | 0 | 0 | 0
oh_line_TAP_OH_895413 |  | AN | node_8101702_200823893 | node_1403663_699_15329801_942 | 0.033 | unb_TAPWIRE_OH | 8101702 | no | no |  |  | no |  |  | 0 | 0 | 0 | 0
oh_line_TAP_OH_895414 |  | AN | node_8101702_200823895 | node_1405268_614_15329530_814 | 0.033 | unb_TAPWIRE_OH | 8101702 | no | no |  |  | no |  |  | 0 | 0 | 0 | 0
oh_line_TAP_OH_895415 |  | AN | node_8101702_200823900 | node_1404316_848_15329832_37 | 0.033 | unb_TAPWIRE_OH | 8101702 | no | no |  |  | no |  |  | 0 | 0 | 0 | 0
oh_line_TAP_OH_895416 |  | AN | node_8101702_200823901 | node_1404553_724_15329839_679 | 0.033 | unb_TAPWIRE_OH | 8101702 | no | no |  |  | no |  |  | 0 | 0 | 0 | 0
oh_line_TAP_OH_895417 |  | AN | node_8101702_200823903 | node_1404995_169_15329861_158 | 0.033 | unb_TAPWIRE_OH | 8101702 | no | no |  |  | no |  |  | 0 | 0 | 0 | 0
oh_line_TAP_OH_895418 |  | AN | node_8101702_200823904 | node_1405328_99_15329932_57 | 0.033 | unb_TAPWIRE_OH | 8101702 | no | no |  |  | no |  |  | 0 | 0 | 0 | 0
oh_line_TAP_OH_895419 |  | AN | node_8101702_200823907 | node_1405379_708_15329680_727 | 0.033 | unb_TAPWIRE_OH | 8101702 | no | no |  |  | no |  |  | 0 | 0 | 0 | 0
oh_line_TAP_OH_895431 |  | ABCN | node_8101702_200823950 | node_1400925_602_15319001_13 | 0.033 | unb_TAPWIRE_OH | 8101702 | no | no |  |  | no |  |  | 0 | 0 | 0 | 0
oh_line_TAP_OH_895432 |  | ABCN | node_8101702_200823952 | node_1401225_04_15319016_751 | 0.033 | unb_TAPWIRE_OH | 8101702 | no | no |  |  | no |  |  | 0 | 0 | 0 | 0
oh_line_TAP_OH_895438 |  | AN | node_8101702_200823989 | node_1404041_286_15321154_817 | 0.033 | unb_TAPWIRE_OH | 8101702 | no | no |  |  | no |  |  | 0 | 0 | 0 | 0
oh_line_TAP_OH_895439 |  | AN | node_8101702_200823991 | node_1404295_575_15321164_335 | 0.033 | unb_TAPWIRE_OH | 8101702 | no | no |  |  | no |  |  | 0 | 0 | 0 | 0
oh_line_TAP_OH_895453 |  | AN | node_8101702_200824035 | node_1404187_697_15320841_515 | 0.033 | unb_TAPWIRE_OH | 8101702 | no | no |  |  | no |  |  | 0 | 0 | 0 | 0
oh_line_TAP_OH_895484 |  | AN | node_8101702_200824113 | node_1401118_526_15323844_083 | 0.033 | unb_TAPWIRE_OH | 8101702 | no | no |  |  | no |  |  | 0 | 0 | 0 | 0
oh_line_TAP_OH_895485 |  | AN | node_8101702_200824115 | node_1400217_101_15323644_059 | 0.033 | unb_TAPWIRE_OH | 8101702 | no | no |  |  | no |  |  | 0 | 0 | 0 | 0
oh_line_TAP_OH_895486 |  | AN | node_8101702_200824117 | node_1400844_198_15323771_075 | 0.033 | unb_TAPWIRE_OH | 8101702 | no | no |  |  | no |  |  | 0 | 0 | 0 | 0
oh_line_TAP_OH_895487 |  | AN | node_8101702_200824121 | node_1400504_622_15323668_728 | 0.033 | unb_TAPWIRE_OH | 8101702 | no | no |  |  | no |  |  | 0 | 0 | 0 | 0
oh_line_TAP_OH_895488 |  | AN | node_8101702_200824125 | node_1399910_795_15324080_114 | 0.033 | unb_TAPWIRE_OH | 8101702 | no | no |  |  | no |  |  | 0 | 0 | 0 | 0
oh_line_TAP_OH_895489 |  | AN | node_8101702_200824126 | node_1399648_821_15324321_024 | 0.033 | unb_TAPWIRE_OH | 8101702 | no | no |  |  | no |  |  | 0 | 0 | 0 | 0
oh_line_TAP_OH_895490 |  | AN | node_8101702_200824130 | node_1398590_048_15322508_351 | 0.033 | unb_TAPWIRE_OH | 8101702 | no | no |  |  | no |  |  | 0 | 0 | 0 | 0
oh_line_TAP_OH_895491 |  | AN | node_8101702_200824140 | node_1404473_68_15331399_414 | 0.033 | unb_TAPWIRE_OH | 8101702 | no | no |  |  | no |  |  | 0 | 0 | 0 | 0
oh_line_TAP_OH_895492 |  | AN | node_8101702_200824142 | node_1404816_793_15331432_615 | 0.033 | unb_TAPWIRE_OH | 8101702 | no | no |  |  | no |  |  | 0 | 0 | 0 | 0
oh_line_TAP_OH_895493 |  | AN | node_8101702_200824145 | node_1405114_666_15331352_3 | 0.033 | unb_TAPWIRE_OH | 8101702 | no | no |  |  | no |  |  | 0 | 0 | 0 | 0
oh_line_TAP_OH_895494 |  | AN | node_8101702_200824146 | node_1405166_98_15331560_41 | 0.033 | unb_TAPWIRE_OH | 8101702 | no | no |  |  | no |  |  | 0 | 0 | 0 | 0
oh_line_TAP_OH_895501 |  | AN | node_8101702_200824169 | node_1404239_367_15330092_529 | 0.033 | unb_TAPWIRE_OH | 8101702 | no | no |  |  | no |  |  | 0 | 0 | 0 | 0
oh_line_TAP_OH_895502 |  | AN | node_8101702_200824172 | node_1404262_838_15330555_128 | 0.033 | unb_TAPWIRE_OH | 8101702 | no | no |  |  | no |  |  | 0 | 0 | 0 | 0
oh_line_TAP_OH_895508 |  | AN | node_8101702_200824181 | node_1404570_382_15330302_658 | 0.033 | unb_TAPWIRE_OH | 8101702 | no | no |  |  | no |  |  | 0 | 0 | 0 | 0
oh_line_TAP_OH_895509 |  | AN | node_8101702_200824183 | node_1405034_308_15330346_777 | 0.033 | unb_TAPWIRE_OH | 8101702 | no | no |  |  | no |  |  | 0 | 0 | 0 | 0
oh_line_TAP_OH_895510 |  | AN | node_8101702_200824188 | node_1404777_967_15330788_023 | 0.033 | unb_TAPWIRE_OH | 8101702 | no | no |  |  | no |  |  | 0 | 0 | 0 | 0
oh_line_TAP_OH_895511 |  | AN | node_8101702_200824189 | node_1404486_394_15330754_859 | 0.033 | unb_TAPWIRE_OH | 8101702 | no | no |  |  | no |  |  | 0 | 0 | 0 | 0
oh_line_TAP_OH_895512 |  | AN | node_8101702_200824191 | node_1401037_055_15320384_517 | 0.033 | unb_TAPWIRE_OH | 8101702 | no | no |  |  | no |  |  | 0 | 0 | 0 | 0
oh_line_TAP_OH_895513 |  | AN | node_8101702_200824194 | node_1401042_616_15319600_719 | 0.033 | unb_TAPWIRE_OH | 8101702 | no | no |  |  | no |  |  | 0 | 0 | 0 | 0
oh_line_TAP_OH_895514 |  | AN | node_8101702_200824195 | node_1401066_815_15319751_63 | 0.033 | unb_TAPWIRE_OH | 8101702 | no | no |  |  | no |  |  | 0 | 0 | 0 | 0
oh_line_TAP_OH_895515 |  | AN | node_8101702_200824197 | node_1401121_097_15320044_766 | 0.033 | unb_TAPWIRE_OH | 8101702 | no | no |  |  | no |  |  | 0 | 0 | 0 | 0
oh_line_TAP_OH_895516 |  | AN | node_8101702_200824200 | node_1404128_072_15321737_924 | 0.033 | unb_TAPWIRE_OH | 8101702 | no | no |  |  | no |  |  | 0 | 0 | 0 | 0
oh_line_TAP_OH_895517 |  | AN | node_8101702_200824203 | node_1404545_956_15321779_738 | 0.033 | unb_TAPWIRE_OH | 8101702 | no | no |  |  | no |  |  | 0 | 0 | 0 | 0
oh_line_TAP_OH_895521 |  | ABCN | node_8101702_200824210 | node_1405672_035_15327646_384 | 0.033 | unb_TAPWIRE_OH | 8101702 | no | no |  |  | no |  |  | 0 | 0 | 0 | 0
oh_line_TAP_OH_895522 |  | AN | node_8101702_200824211 | node_1406561_149_15328402_095 | 0.033 | unb_TAPWIRE_OH | 8101702 | no | no |  |  | no |  |  | 0 | 0 | 0 | 0
oh_line_TAP_OH_895523 |  | AN | node_8101702_200824214 | node_1406823_932_15328736_585 | 0.033 | unb_TAPWIRE_OH | 8101702 | no | no |  |  | no |  |  | 0 | 0 | 0 | 0
oh_line_TAP_OH_895525 |  | AN | node_8101702_200824220 | node_1405611_487_15327976_695 | 0.033 | unb_TAPWIRE_OH | 8101702 | no | no |  |  | no |  |  | 0 | 0 | 0 | 0
oh_line_TAP_OH_895526 |  | AN | node_8101702_200824225 | node_1406353_29_15328239_713 | 0.033 | unb_TAPWIRE_OH | 8101702 | no | no |  |  | no |  |  | 0 | 0 | 0 | 0
oh_line_TAP_OH_895554 |  | AN | node_8101702_200824304 | node_1407094_807_15328976_04 | 0.033 | unb_TAPWIRE_OH | 8101702 | no | no |  |  | no |  |  | 0 | 0 | 0 | 0
oh_line_TAP_OH_895555 |  | AN | node_8101702_200824305 | node_1406856_886_15328946_348 | 0.033 | unb_TAPWIRE_OH | 8101702 | no | no |  |  | no |  |  | 0 | 0 | 0 | 0
oh_line_TAP_OH_895556 |  | AN | node_8101702_200824308 | node_1407193_108_15329456_32 | 0.033 | unb_TAPWIRE_OH | 8101702 | no | no |  |  | no |  |  | 0 | 0 | 0 | 0
oh_line_TAP_OH_895568 |  | AN | node_8101702_200824340 | node_1403971_671_15329585_202 | 0.033 | unb_TAPWIRE_OH | 8101702 | no | no |  |  | no |  |  | 0 | 0 | 0 | 0
oh_line_TAP_OH_895569 |  | AN | node_8101702_200824341 | node_1403979_593_15329325_567 | 0.033 | unb_TAPWIRE_OH | 8101702 | no | no |  |  | no |  |  | 0 | 0 | 0 | 0
oh_line_TAP_OH_895570 |  | AN | node_8101702_200824342 | node_1404019_249_15329073_307 | 0.033 | unb_TAPWIRE_OH | 8101702 | no | no |  |  | no |  |  | 0 | 0 | 0 | 0
oh_line_TAP_OH_895579 |  | AN | node_8101702_200824369 | node_1400627_279_15322513_803 | 0.033 | unb_TAPWIRE_OH | 8101702 | no | no |  |  | no |  |  | 0 | 0 | 0 | 0
oh_line_TAP_OH_895590 |  | ABCN | node_8101702_200824401 | node_1403460_551_15326351_999 | 0.033 | unb_TAPWIRE_OH | 8101702 | no | no |  |  | no |  |  | 0 | 0 | 0 | 0
oh_line_TAP_OH_895591 |  | ABCN | node_8101702_200824402 | node_1403471_962_15326046_922 | 0.033 | unb_TAPWIRE_OH | 8101702 | no | no |  |  | no |  |  | 0 | 0 | 0 | 0
oh_line_TAP_OH_895593 |  | ABCN | node_8101702_200824406 | node_1403882_78_15325383_49 | 0.033 | unb_TAPWIRE_OH | 8101702 | no | no |  |  | no |  |  | 0 | 0 | 0 | 0
oh_line_TAP_OH_895595 |  | AN | node_8101702_200824410 | node_1404235_365_15324895_025 | 0.033 | unb_TAPWIRE_OH | 8101702 | no | no |  |  | no |  |  | 0 | 0 | 0 | 0
oh_line_TAP_OH_895606 |  | AN | node_8101702_200824438 | node_1402792_475_15326218_137 | 0.033 | unb_TAPWIRE_OH | 8101702 | no | no |  |  | no |  |  | 0 | 0 | 0 | 0
oh_line_TAP_OH_895607 |  | AN | node_8101702_200824439 | node_1402839_107_15326037_702 | 0.033 | unb_TAPWIRE_OH | 8101702 | no | no |  |  | no |  |  | 0 | 0 | 0 | 0
oh_line_TAP_OH_895608 |  | AN | node_8101702_200824440 | node_1402698_798_15326506_809 | 0.033 | unb_TAPWIRE_OH | 8101702 | no | no |  |  | no |  |  | 0 | 0 | 0 | 0
oh_line_TAP_OH_895609 |  | AN | node_8101702_200824444 | node_1402606_713_15326111_368 | 0.033 | unb_TAPWIRE_OH | 8101702 | no | no |  |  | no |  |  | 0 | 0 | 0 | 0
oh_line_TAP_OH_895610 |  | AN | node_8101702_200824445 | node_1402605_555_15325956_929 | 0.033 | unb_TAPWIRE_OH | 8101702 | no | no |  |  | no |  |  | 0 | 0 | 0 | 0
oh_line_TAP_OH_895676 |  | ABCN | node_8101702_200824628 | node_1402986_355_15320359_877 | 0.033 | unb_TAPWIRE_OH | 8101702 | no | no |  |  | no |  |  | 0 | 0 | 0 | 0
oh_line_TAP_OH_895693 |  | AN | node_8101702_200824674 | node_1399820_815_15326413_831 | 0.033 | unb_TAPWIRE_OH | 8101702 | no | no |  |  | no |  |  | 0 | 0 | 0 | 0
oh_line_TAP_OH_895694 |  | AN | node_8101702_200824676 | node_1400124_797_15326069_19 | 0.033 | unb_TAPWIRE_OH | 8101702 | no | no |  |  | no |  |  | 0 | 0 | 0 | 0
oh_line_TAP_OH_895695 |  | AN | node_8101702_200824678 | node_1400403_418_15326060_32 | 0.033 | unb_TAPWIRE_OH | 8101702 | no | no |  |  | no |  |  | 0 | 0 | 0 | 0
oh_line_TAP_OH_895696 |  | AN | node_8101702_200824683 | node_1400671_545_15326625_525 | 0.033 | unb_TAPWIRE_OH | 8101702 | no | no |  |  | no |  |  | 0 | 0 | 0 | 0
oh_line_TAP_OH_895697 |  | AN | node_8101702_200824685 | node_1400980_993_15326666_659 | 0.033 | unb_TAPWIRE_OH | 8101702 | no | no |  |  | no |  |  | 0 | 0 | 0 | 0
oh_line_TAP_OH_895698 |  | AN | node_8101702_200824688 | node_1401610_749_15326921_98 | 0.033 | unb_TAPWIRE_OH | 8101702 | no | no |  |  | no |  |  | 0 | 0 | 0 | 0
oh_line_TAP_OH_895699 |  | AN | node_8101702_200824689 | node_1401906_905_15327161_465 | 0.033 | unb_TAPWIRE_OH | 8101702 | no | no |  |  | no |  |  | 0 | 0 | 0 | 0
oh_line_TAP_OH_921562 |  | AN | node_8101702_200957218 | node_1397912_643_15336578_15 | 0.033 | unb_TAPWIRE_OH | 8101702 | no | no |  |  | no |  |  | 0 | 0 | 0 | 0
oh_line_TAP_OH_923833 |  | AN | node_8101702_200968402 | node_1404330_75_15331692_773 | 0.033 | unb_TAPWIRE_OH | 8101702 | no | no |  |  | no |  |  | 0 | 0 | 0 | 0
oh_line_TAP_OH_925252 |  | AN | node_8101702_200976830 | node_1404013_122_15329884_799 | 0.033 | unb_TAPWIRE_OH | 8101702 | no | no |  |  | no |  |  | 0 | 0 | 0 | 0
oh_line_TAP_OH_926051 |  | AN | node_8101702_200980629 | node_1403191_487_15321344_377 | 0.033 | unb_TAPWIRE_OH | 8101702 | no | no |  |  | no |  |  | 0 | 0 | 0 | 0
oh_line_TAP_OH_926082 |  | AN | node_8101702_200980798 | node_1404414_153_15332628_626 | 0.033 | unb_TAPWIRE_OH | 8101702 | no | no |  |  | no |  |  | 0 | 0 | 0 | 0
oh_line_TAP_OH_928225 |  | ABCN | node_8101702_201008298 | node_1401525_796_15325401_193 | 0.033 | unb_TAPWIRE_OH | 8101702 | no | no |  |  | no |  |  | 0 | 0 | 0 | 0
oh_line_TAP_OH_928367 |  | ABCN | node_8101702_201009046 | node_1401391_545_15325165_938 | 0.033 | unb_TAPWIRE_OH | 8101702 | no | no |  |  | no |  |  | 0 | 0 | 0 | 0
oh_line_TAP_OH_928556 |  | ABCN | node_8101702_201010025 | node_1405497_992_15327520_626 | 0.033 | unb_TAPWIRE_OH | 8101702 | no | no |  |  | no |  |  | 0 | 0 | 0 | 0
oh_line_TAP_OH_928571 |  | AN | node_8101702_201010080 | node_1407321_215_15328695_403 | 0.033 | unb_TAPWIRE_OH | 8101702 | no | no |  |  | no |  |  | 0 | 0 | 0 | 0
oh_line_TAP_OH_928572 |  | AN | node_8101702_201010081 | node_1407465_687_15328884_815 | 0.033 | unb_TAPWIRE_OH | 8101702 | no | no |  |  | no |  |  | 0 | 0 | 0 | 0
oh_line_TAP_OH_928585 |  | ABCN | node_8101702_201010129 | node_1400854_523_15320749_757 | 0.033 | unb_TAPWIRE_OH | 8101702 | no | no |  |  | no |  |  | 0 | 0 | 0 | 0
oh_line_TAP_OH_928586 |  | ABCN | node_8101702_201010141 | node_1400687_245_15319709_9 | 0.033 | unb_TAPWIRE_OH | 8101702 | no | no |  |  | no |  |  | 0 | 0 | 0 | 0
oh_line_TAP_OH_928587 |  | ABCN | node_8101702_201010145 | node_1400781_108_15320304_717 | 0.033 | unb_TAPWIRE_OH | 8101702 | no | no |  |  | no |  |  | 0 | 0 | 0 | 0
oh_line_TAP_OH_928701 |  | ABCN | node_8101702_201010616 | node_1400492_085_15318829_393 | 0.033 | unb_TAPWIRE_OH | 8101702 | no | no |  |  | no |  |  | 0 | 0 | 0 | 0
oh_line_TAP_OH_930898 |  | ABCN | node_8101702_201020652 | node_1403601_435_15319753_675 | 0.033 | unb_TAPWIRE_OH | 8101702 | no | no |  |  | no |  |  | 0 | 0 | 0 | 0
oh_line_TAP_OH_931891 |  | AN | node_8101702_201025311 | node_1405586_526_15324022_088 | 0.033 | unb_TAPWIRE_OH | 8101702 | no | no |  |  | no |  |  | 0 | 0 | 0 | 0
oh_line_TAP_OH_932000 |  | AN | node_8101702_201025853 | node_1404052_617_15333903_742 | 0.033 | unb_TAPWIRE_OH | 8101702 | no | no |  |  | no |  |  | 0 | 0 | 0 | 0
oh_line_TAP_OH_932339 |  | AN | node_8101702_201027972 | node_1406925_216_15324467_314 | 0.033 | unb_TAPWIRE_OH | 8101702 | no | no |  |  | no |  |  | 0 | 0 | 0 | 0
oh_line_TAP_OH_932452 |  | AN | node_8101702_201030684 | node_1397780_3_15338062_937 | 0.033 | unb_TAPWIRE_OH | 8101702 | no | no |  |  | no |  |  | 0 | 0 | 0 | 0
oh_line_TAP_OH_1224744 |  | AN | node_8101702_200822742 | node_1399983_068_15327712_244 | 0.033 | unb_TAPWIRE_OH | 8101702 | no | no |  |  | no |  |  | 0 | 0 | 0 | 0
oh_line_TAP_OH_2138150 |  | ABCN | node_8101702_200822648 | node_1402386_903_15320018_582 | 0.033 | unb_TAPWIRE_OH | 8101702 | no | no |  |  | no |  |  | 0 | 0 | 0 | 0
oh_line_TAP_OH_2138151 |  | ABCN | node_8101702_200822648 | node_1402367_136_15320016_696 | 0.033 | unb_TAPWIRE_OH | 8101702 | no | no |  |  | no |  |  | 0 | 0 | 0 | 0
oh_line_TAP_OH_2138152 |  | ABCN | node_8101702_200822648 | node_1402406_328_15320013_53 | 0.033 | unb_TAPWIRE_OH | 8101702 | no | no |  |  | no |  |  | 0 | 0 | 0 | 0
oh_line_TAP_OH_2138156 |  | ABCN | node_8101702_200824397 | node_1403622_525_15324351_913 | 0.033 | unb_TAPWIRE_OH | 8101702 | no | no |  |  | no |  |  | 0 | 0 | 0 | 0
oh_line_TAP_OH_2138157 |  | ABCN | node_8101702_200824397 | node_1403642_034_15324347_484 | 0.033 | unb_TAPWIRE_OH | 8101702 | no | no |  |  | no |  |  | 0 | 0 | 0 | 0
oh_line_TAP_OH_2138158 |  | ABCN | node_8101702_200824397 | node_1403604_566_15324362_987 | 0.033 | unb_TAPWIRE_OH | 8101702 | no | no |  |  | no |  |  | 0 | 0 | 0 | 0
oh_line_TAP_OH_2138165 |  | ABCN | node_8101702_200824399 | node_1403554_46_15326692_469 | 0.033 | unb_TAPWIRE_OH | 8101702 | no | no |  |  | no |  |  | 0 | 0 | 0 | 0
oh_line_TAP_OH_2138166 |  | ABCN | node_8101702_200824399 | node_1403551_275_15326718_723 | 0.033 | unb_TAPWIRE_OH | 8101702 | no | no |  |  | no |  |  | 0 | 0 | 0 | 0
oh_line_TAP_OH_2138259 |  | ABCN | node_8101702_200822503 | node_1403749_116_15318317_058 | 0.033 | unb_TAPWIRE_OH | 8101702 | no | no |  |  | no |  |  | 0 | 0 | 0 | 0
oh_line_TAP_OH_2138260 |  | ABCN | node_8101702_200822503 | node_1403752_228_15318290_787 | 0.033 | unb_TAPWIRE_OH | 8101702 | no | no |  |  | no |  |  | 0 | 0 | 0 | 0
oh_line_TAP_OH_2138275 |  | ABCN | node_8101702_200822511 | node_1403424_384_15318939_872 | 0.033 | unb_TAPWIRE_OH | 8101702 | no | no |  |  | no |  |  | 0 | 0 | 0 | 0
oh_line_TAP_OH_2138276 |  | ABCN | node_8101702_200822511 | node_1403427_152_15318913_529 | 0.033 | unb_TAPWIRE_OH | 8101702 | no | no |  |  | no |  |  | 0 | 0 | 0 | 0
oh_line_TAP_OH_2138284 |  | ABCN | node_8101702_200824408 | node_1404097_116_15325225_608 | 0.033 | unb_TAPWIRE_OH | 8101702 | no | no |  |  | no |  |  | 0 | 0 | 0 | 0
oh_line_TAP_OH_2138285 |  | ABCN | node_8101702_200824408 | node_1404084_393_15325245_909 | 0.033 | unb_TAPWIRE_OH | 8101702 | no | no |  |  | no |  |  | 0 | 0 | 0 | 0
oh_line_TAP_OH_2138286 |  | ABCN | node_8101702_200824408 | node_1404105_476_15325201_539 | 0.033 | unb_TAPWIRE_OH | 8101702 | no | no |  |  | no |  |  | 0 | 0 | 0 | 0
oh_line_TAP_OH_2141748 |  | ABCN | node_8101702_200824218 | node_1405539_722_15328047_936 | 0.033 | unb_TAPWIRE_OH | 8101702 | no | no |  |  | no |  |  | 0 | 0 | 0 | 0
oh_line_TAP_OH_2141749 |  | ABCN | node_8101702_200824218 | node_1405522_136_15328060_027 | 0.033 | unb_TAPWIRE_OH | 8101702 | no | no |  |  | no |  |  | 0 | 0 | 0 | 0
oh_line_TAP_OH_2141802 |  | ABCN | node_8101702_200822515 | node_1403465_736_15319168_593 | 0.033 | unb_TAPWIRE_OH | 8101702 | no | no |  |  | no |  |  | 0 | 0 | 0 | 0
oh_line_TAP_OH_2141803 |  | ABCN | node_8101702_200822515 | node_1403466_714_15319142_006 | 0.033 | unb_TAPWIRE_OH | 8101702 | no | no |  |  | no |  |  | 0 | 0 | 0 | 0
oh_line_TAP_OH_2141804 |  | ABCN | node_8101702_200822515 | node_1403469_911_15319194_656 | 0.033 | unb_TAPWIRE_OH | 8101702 | no | no |  |  | no |  |  | 0 | 0 | 0 | 0
oh_line_TAP_OH_2141880 |  | ABCN | node_8101702_200824403 | node_1403595_845_15325789_793 | 0.033 | unb_TAPWIRE_OH | 8101702 | no | no |  |  | no |  |  | 0 | 0 | 0 | 0
oh_line_TAP_OH_2141881 |  | ABCN | node_8101702_200824403 | node_1403587_734_15325814_017 | 0.033 | unb_TAPWIRE_OH | 8101702 | no | no |  |  | no |  |  | 0 | 0 | 0 | 0
oh_line_TAP_OH_2141885 |  | ABCN | node_8101702_200821369 | node_1401424_35_15324866_749 | 0.033 | unb_TAPWIRE_OH | 8101702 | no | no |  |  | no |  |  | 0 | 0 | 0 | 0
oh_line_TAP_OH_2141886 |  | ABCN | node_8101702_200821369 | node_1401420_708_15324892_892 | 0.033 | unb_TAPWIRE_OH | 8101702 | no | no |  |  | no |  |  | 0 | 0 | 0 | 0
oh_line_TAP_OH_2202162 |  | ABCN | node_8101702_200823746 | node_1403538_45_15327187_345 | 0.033 | unb_TAPWIRE_OH | 8101702 | no | no |  |  | no |  |  | 0 | 0 | 0 | 0
oh_line_TAP_OH_2202163 |  | ABCN | node_8101702_200823746 | node_1403533_903_15327213_223 | 0.033 | unb_TAPWIRE_OH | 8101702 | no | no |  |  | no |  |  | 0 | 0 | 0 | 0
oh_line_TAP_OH_4848767 |  | ABCN | node_8101702_200821385 | node_1402106_617_15326481_472 | 0.033 | unb_TAPWIRE_OH | 8101702 | no | no |  |  | no |  |  | 0 | 0 | 0 | 0

## overhead_line_conductor
data_type | static
owner_type | feeder
owner | 8101702
object | overhead_line_conductor
name | groupid | geometric_mean_radius | resistance | diameter | rating_summer_continuous | rating_summer_emergency | rating_winter_continuous | rating_winter_emergency | dcircuit | selected | comments
oh_cond_1/0_AAAC |  | 0.012 | 0.876 | 0.398 | 235 | 235 | 310 | 310 |  | no
oh_cond_1/0_ACSR |  | 0.012 | 0.888 | 0.398 | 265 | 265 | 330 | 330 |  | no
oh_cond_2/0_CU |  | 0.013 | 0.44 | 0.414 | 295 | 295 | 425 | 425 |  | no
oh_cond_2_ACSR |  | 0.01 | 1.41 | 0.325 | 195 | 195 | 245 | 245 |  | no
oh_cond_3_#7_CWD_30% |  | 0.005 | 3.07 | 0.311 | 125 | 125 | 195 | 195 |  | no
oh_cond_4/0_AAAC |  | 0.017 | 0.439 | 0.563 | 365 | 365 | 480 | 480 |  | no
oh_cond_4/0_ACSR |  | 0.017 | 0.445 | 0.563 | 410 | 410 | 515 | 515 |  | no
oh_cond_4/0_AL |  | 0.016 | 0.442 | 0.522 | 365 | 365 | 480 | 480 |  | no
oh_cond_4_ACSR |  | 0.008 | 2.24 | 0.25 | 145 | 145 | 185 | 185 |  | no
oh_cond_4_CU |  | 0.007 | 1.388 | 0.232 | 140 | 140 | 200 | 200 |  | no
oh_cond_6_CU |  | 0.006 | 2.18 | 0.184 | 110 | 110 | 150 | 150 |  | no
oh_cond_336_5_MCM_AL |  | 0.021 | 0.279 | 0.666 | 490 | 490 | 644 | 644 |  | no
oh_cond_477_MCM_AL |  | 0.025 | 0.198 | 0.792 | 605 | 605 | 810 | 810 |  | no
oh_cond_WP-4/0-CU |  | 0.015 | 0.273 | 0.81 | 340 | 340 | 390 | 390 |  | no

## regulator
data_type | static
owner_type | feeder
owner | 8101702
object | regulator
name | groupid | phases | fr | to | configuration | sense_node | dcircuit | selected | monitored | monitored_fields | class_monitored_fields | played | played_fields | comments
regulator_220522119 |  | AD | node_intto1_8101702_200822748 | node_8101702_200822748 | config_regulator_220522119 |  | 8101702 | no | no |  |  | no
regulator_312000378 |  | AD | node_intto1_8101702_200823753 | node_8101702_200823753 | config_regulator_312000378 |  | 8101702 | no | no |  |  | no

## regulator_configuration
data_type | static
owner_type | feeder
owner | 8101702
object | regulator_configuration
name | groupid | connect_type | band_center | band_width | time_delay | dwell_time | raise_taps | lower_taps | current_transducer_ratio | power_transducer_ratio | compensator_r_setting_A | compensator_x_setting_A | compensator_r_setting_B | compensator_x_setting_B | compensator_r_setting_C | compensator_x_setting_C | CT_phase | PT_phase | regulation | control_level | Control | Type | tap_pos_A | tap_pos_B | tap_pos_C | dcircuit | selected | comments
config_regulator_220522119 |  | WYE_WYE | 123 | 3 |  |  | 16 | 16 | 100 | 40 | 0 | 0 | 0 | 0 | 0 | 0 | A | A | 0.1 | INDIVIDUAL | OUTPUT_VOLTAGE | A | 0 | 0 | 0 |  | no
config_regulator_312000378 |  | WYE_WYE | 123 | 3 |  |  | 16 | 16 | 100 | 40 | 0 | 0 | 0 | 0 | 0 | 0 | A | A | 0.1 | INDIVIDUAL | OUTPUT_VOLTAGE | A | 0 | 0 | 0 |  | no

## switch
data_type | static
owner_type | feeder
owner | 8101702
object | switch
name | groupid | phases | fr | to | phase_A_state | phase_B_state | phase_C_state | operating_mode | status | dcircuit | selected | monitored | monitored_fields | class_monitored_fields | played | played_fields | comments
switch_220415344 |  | AD | node_intto1_8101702_200824128 | node_8101702_200824128 | CLOSED | CLOSED | CLOSED | INDIVIDUAL |  | 8101702 | no | no |  |  | no
switch_220415800 |  | ABCD | node_intto1_8101702_200821311 | node_8101702_200821311 | CLOSED | CLOSED | CLOSED | INDIVIDUAL |  | 8101702 | no | no |  |  | no
switch_220416014 |  | ABCD | node_intto1_8101702_200823948 | node_8101702_200823948 | CLOSED | CLOSED | CLOSED | INDIVIDUAL |  | 8101702 | no | no |  |  | no
switch_220416054 |  | ABCD | node_intto1_8101702_201020652 | node_8101702_201020652 | CLOSED | CLOSED | CLOSED | INDIVIDUAL |  | 8101702 | no | no |  |  | no
switch_220416057 |  | ABCD | node_intto1_220416057 | node_220416057 | CLOSED | CLOSED | CLOSED | INDIVIDUAL |  | 8101702 | no | no |  |  | no

## transformer
data_type | static
owner_type | feeder
owner | 8101702
object | transformer
name | groupid | phases | fr | to | configuration | climate | aging_constant | use_thermal_model | aging_granularity | dcircuit | selected | monitored | monitored_fields | class_monitored_fields | played | played_fields | comments
transformer_220464947 |  | AD | node_220464947 | node_intto1_220464947 | config_transformer_220464947 |  | 0 |  | 0 | 8101702 | no | no |  |  | no

## transformer_configuration
data_type | static
owner_type | feeder
owner | 8101702
object | transformer_configuration
name | groupid | connect_type | install_type | coolant_type | cooling_type | primary_voltage | secondary_voltage | power_rating | powerA_rating | powerB_rating | powerC_rating | impedance | shunt_impedance | core_coil_weight | tank_fittings_weight | oil_volume | rated_winding_time_constant | rated_winding_hot_spot_rise | rated_top_oil_rise | no_load_loss | full_load_loss | reactance_resistance_ratio | installed_insulation_life | dcircuit | selected | comments
config_transformer_220464947 |  | DELTA_GWYE |  |  |  | 4800 | 12470 | 250 | 0 | 0 | 0 | 0.004+0.043j | 0 | 0 | 0 | 0 | 0 | 0 | 0 | 0 | 0 | 10 | 0 |  | no

## underground_line
data_type | static
owner_type | feeder
owner | 8101702
object | underground_line
name | groupid | phases | fr | to | length | configuration | dcircuit | selected | monitored | monitored_fields | class_monitored_fields | played | played_fields | comments
und_line_8101702_200820789 |  | AN | node_8101702_311909368 | node_8101702_200820789 | 129.266 | und_1P_2ALURD_2AL(N) | 8101702 | no | no |  |  | no
und_line_8101702_200820793 |  | AN | node_8101702_200820789 | node_8101702_200820793 | 387.644 | und_1P_2ALURD_2AL(N) | 8101702 | no | no |  |  | no
und_line_8101702_200820798 |  | AN | node_8101702_200820793 | node_8101702_200820798 | 302.916 | und_1P_2ALURD_2AL(N) | 8101702 | no | no |  |  | no
und_line_8101702_200820865 |  | AN | node_8101702_200820789 | node_8101702_200820865 | 302.6 | und_1P_2ALURD_2AL(N) | 8101702 | no | no |  |  | no
und_line_8101702_200820868 |  | AN | node_8101702_200820865 | node_8101702_200820868 | 141.798 | und_1P_2ALURD_2AL(N) | 8101702 | no | no |  |  | no
und_line_8101702_200820870 |  | AN | node_8101702_200820868 | node_8101702_200820870 | 145.217 | und_1P_2ALURD_2AL(N) | 8101702 | no | no |  |  | no
und_line_8101702_200820872 |  | AN | node_8101702_200820870 | node_8101702_200820872 | 138.379 | und_1P_2ALURD_2AL(N) | 8101702 | no | no |  |  | no
und_line_8101702_200821188 |  | AN | node_8101702_200821430 | node_intto1_8101702_200821188 | 340.563 | und_1P_2ALURD | 8101702 | no | no |  |  | no
und_line_8101702_200822720 |  | AN | node_8101702_200822807 | node_intto1_8101702_200822720 | 597.48 | und_1P_2ALURD | 8101702 | no | no |  |  | no
und_line_8101702_200822721 |  | AN | node_8101702_200822812 | node_intto1_8101702_200822721 | 713.759 | und_1P_2ALURD | 8101702 | no | no |  |  | no
und_line_8101702_200822723 |  | AN | node_8101702_200822795 | node_intto1_8101702_200822723 | 562.024 | und_1P_DELTACUST | 8101702 | no | no |  |  | no
und_line_8101702_200823743 |  | AN | node_8101702_200823784 | node_intto1_8101702_200823743 | 742.539 | und_1P_2ALURD | 8101702 | no | no |  |  | no
und_line_8101702_200823891 |  | AN | node_8101702_200823905 | node_intto1_8101702_200823891 | 386.963 | und_1P_2ALURD | 8101702 | no | no |  |  | no
und_line_8101702_200824112 |  | AN | node_8101702_200824136 | node_intto1_8101702_200824112 | 373.923 | und_1P_DELTACUST | 8101702 | no | no |  |  | no
und_line_8101702_200824138 |  | AN | node_8101702_200824137 | node_intto1_8101702_200824138 | 138.359 | und_1P_2ALURD | 8101702 | no | no |  |  | no
und_line_8101702_200824209 |  | AN | node_8101702_200824219 | node_intto1_8101702_200824209 | 1140.708 | und_1P_2ALURD | 8101702 | no | no |  |  | no
und_line_8101702_200824623 |  | ABCN | node_8101702_200824629 | node_intto1_8101702_200824623 | 307.317 | und_3P_2ALURD | 8101702 | no | no |  |  | no
und_line_8101702_200957216 |  | AN | node_8101702_200957217 | node_intto1_8101702_200957216 | 475.478 | und_1P_DELTACUST | 8101702 | no | no |  |  | no
und_line_8101702_200976907 |  | ABCN | node_8101702_200976908 | node_intto1_8101702_200976907 | 145.453 | und_3P_DELTACUST | 8101702 | no | no |  |  | no
und_line_8101702_201013594 |  | ABCN | node_8101702_200824624 | node_intto1_8101702_201013594 | 372.479 | und_3P_2ALURD_2AL(N) | 8101702 | no | no |  |  | no
und_line_8101702_201046634 |  | AN | node_8101702_201046721 | node_8101702_201046634 | 426.011 | und_1P_DELTACUST | 8101702 | no | no |  |  | no
und_line_8101702_201047773 |  | AN | node_8101702_200824687 | node_intto1_8101702_201047773 | 612.892 | und_1P_DELTACUST | 8101702 | no | no |  |  | no
und_line_8101702_201058718 |  | AN | node_8101702_200824686 | node_intto1_8101702_201058718 | 241.872 | und_1P_2ALURD | 8101702 | no | no |  |  | no
und_line_8101702_310037902 |  | AN | node_8101702_200824687 | node_8101702_310037902 | 563.912 | und_1P_DELTACUST | 8101702 | no | no |  |  | no
und_line_8101702_311894550 |  | ABCN | node_8101702_200943307 | node_8101702_311894550 | 45.291 | und_3P_DELTACUST | 8101702 | no | no |  |  | no
und_line_8101702_312000218 |  | AN | node_8101702_312002306 | node_intto1_8101702_312000218 | 375.017 | und_1P_DELTACUST | 8101702 | no | no |  |  | no
und_line_8101702_312005414 |  | AN | node_8101702_312005413 | node_intto1_8101702_312005414 | 337.838 | und_1P_DELTACUST | 8101702 | no | no |  |  | no
und_line_8101702_312073475 |  | AN | node_8101702_200822745 | node_intto1_8101702_312073475 | 1043.181 | und_1P_DELTACUST | 8101702 | no | no |  |  | no
und_line_TAP_UG_58849 |  | AN | node_8101702_200820789 | node_1400504_288_15318462_16 | 0.033 | und_TAPWIRE_UG | 8101702 | no | no |  |  | no
und_line_TAP_UG_58850 |  | AN | node_8101702_200820793 | node_1400902_251_15318482_624 | 0.033 | und_TAPWIRE_UG | 8101702 | no | no |  |  | no
und_line_TAP_UG_58851 |  | AN | node_8101702_200820798 | node_1401208_127_15318497_163 | 0.033 | und_TAPWIRE_UG | 8101702 | no | no |  |  | no
und_line_TAP_UG_58870 |  | AN | node_8101702_200820865 | node_1400653_7_15318800_374 | 0.033 | und_TAPWIRE_UG | 8101702 | no | no |  |  | no
und_line_TAP_UG_58871 |  | AN | node_8101702_200820868 | node_1400794_994_15318811_055 | 0.033 | und_TAPWIRE_UG | 8101702 | no | no |  |  | no
und_line_TAP_UG_58872 |  | AN | node_8101702_200820870 | node_1400944_097_15318817_767 | 0.033 | und_TAPWIRE_UG | 8101702 | no | no |  |  | no
und_line_TAP_UG_58873 |  | AN | node_8101702_200820872 | node_1401077_815_15318820_162 | 0.033 | und_TAPWIRE_UG | 8101702 | no | no |  |  | no
und_line_TAP_UG_58890 |  | AN | node_8101702_200821188 | node_1406571_959_15327493_308 | 0.033 | und_TAPWIRE_UG | 8101702 | no | no |  |  | no
und_line_TAP_UG_58893 |  | AN | node_8101702_200822720 | node_1397219_94_15335814_557 | 0.033 | und_TAPWIRE_UG | 8101702 | no | no |  |  | no
und_line_TAP_UG_58894 |  | AN | node_8101702_200822721 | node_1397065_511_15336631_027 | 0.033 | und_TAPWIRE_UG | 8101702 | no | no |  |  | no
und_line_TAP_UG_58895 |  | AN | node_8101702_200822723 | node_1399103_33_15333958_962 | 0.033 | und_TAPWIRE_UG | 8101702 | no | no |  |  | no
und_line_TAP_UG_58900 |  | AN | node_8101702_200823743 | node_1403649_326_15333032_232 | 0.033 | und_TAPWIRE_UG | 8101702 | no | no |  |  | no
und_line_TAP_UG_58901 |  | AN | node_8101702_200823891 | node_1405273_169_15330358_265 | 0.033 | und_TAPWIRE_UG | 8101702 | no | no |  |  | no
und_line_TAP_UG_58906 |  | AN | node_8101702_200824112 | node_1398384_442_15323418_931 | 0.033 | und_TAPWIRE_UG | 8101702 | no | no |  |  | no
und_line_TAP_UG_58907 |  | AN | node_8101702_200824209 | node_1404273_832_15327911_306 | 0.033 | und_TAPWIRE_UG | 8101702 | no | no |  |  | no
und_line_TAP_UG_58911 |  | ABCN | node_8101702_200824623 | node_1402897_787_15320664_209 | 0.033 | und_TAPWIRE_UG | 8101702 | no | no |  |  | no
und_line_TAP_UG_62247 |  | ABCN | node_8101702_200976907 | node_1402543_491_15319958_744 | 0.033 | und_TAPWIRE_UG | 8101702 | no | no |  |  | no
und_line_TAP_UG_68536 |  | AN | node_8101702_201047773 | node_1400655_386_15326986_46 | 0.033 | und_TAPWIRE_UG | 8101702 | no | no |  |  | no
und_line_TAP_UG_531806 |  | AN | node_8101702_201046634 | node_1400377_444_15327597_816 | 0.033 | und_TAPWIRE_UG | 8101702 | no | no |  |  | no
und_line_TAP_UG_1375432 |  | ABCN | node_8101702_311894550 | node_1400463_057_15319704_388 | 0.033 | und_TAPWIRE_UG | 8101702 | no | no |  |  | no
und_line_TAP_UG_1838033 |  | AN | node_8101702_312000218 | node_1404740_103_15329195_692 | 0.033 | und_TAPWIRE_UG | 8101702 | no | no |  |  | no
und_line_TAP_UG_1878035 |  | AN | node_8101702_312005414 | node_1399501_78_15326776_052 | 0.033 | und_TAPWIRE_UG | 8101702 | no | no |  |  | no
und_line_TAP_UG_2320154 |  | AN | node_8101702_312073475 | node_1401265_855_15328194_366 | 0.033 | und_TAPWIRE_UG | 8101702 | no | no |  |  | no

## underground_line_conductor
data_type | static
owner_type | feeder
owner | 8101702
object | underground_line_conductor
name | groupid | outer_diameter | conductor_gmr | conductor_diameter | conductor_resistance | neutral_gmr | neutral_diameter | neutral_resistance | neutral_strands | insulation_relative_permitivitty | shield_gmr | shield_resistance | rating_summer_continuous | rating_summer_emergency | rating_winter_continuous | rating_winter_emergency | dcircuit | selected | comments
und_cond_1P_2ALURD | [12 empty] | 125 | 125 | 140 | 140 |  | no
und_cond_1P_2ALURD_2AL(N) | [12 empty] | 125 | 125 | 140 | 140 |  | no
und_cond_1P_DELTACUST | [12 empty] | 685 | 685 | 685 | 685 |  | no
und_cond_3P_2ALURD | [12 empty] | 125 | 125 | 140 | 140 |  | no
und_cond_3P_2ALURD_2AL(N) | [12 empty] | 125 | 125 | 140 | 140 |  | no
und_cond_3P_DELTACUST | [12 empty] | 685 | 685 | 685 | 685 |  | no
und_cond_TAPWIRE_UG | [12 empty] | 99999999 | 99999999 | 99999999 | 99999999 |  | no