## capacitor
data_type | static
owner_type | feeder
owner | 8103101
object | capacitor
name | groupid | parent | phases | nominal_voltage | pt_phase | phases_connected | switchA | switchB | switchC | control | voltage_set_high | voltage_set_low | VAr_set_high | VAr_set_low | current_set_high | current_set_low | capacitor_A | capacitor_B | capacitor_C | cap_nominal_voltage | time_delay | dwell_time | lockout_time | remote_sense | remote_sense_B | control_level | dcircuit | selected | monitored | monitored_fields | class_monitored_fields | played | played_fields | comments
cap_220368968 |  | node_1406293_763_15342120_725 | AN | 0 |  | AN | CLOSED |  |  | MANUAL | [6 empty] | 50000 |  |  | 4800 | [6 empty] | 8103101 | no | no |  |  | no
cap_220368969 |  | node_1410480_522_15340556_911 | ABCN | 0 |  | ABCN | CLOSED | CLOSED | CLOSED | MANUAL | [6 empty] | 50000 | 50000 | 50000 | 4800 | [6 empty] | 8103101 | no | no |  |  | no

## feeder
data_type | static
owner_type | feeder
owner | 8103101
object | feeder
name | transmission_bus | ARC | ADR | slack_bus | nom_voltages | num_nodes | num_ohlines | num_uglines | num_transformers | num_generators | num_pvs | num_storages | num_loads | miles | mw | mvar | losses_mw | losses_mvar | comments | use_feeder_load_shape | load_shape_scale | use_feeder_pv_shape | pv_shape_scale | description | restore_time | griddisconnect_scenario_probability | gridconnect_scenario_probability | use_energy_not_served | VOLL | discount_rate | yearly_load_growth_percent | planning_horizon | enable_traditional_project_deferral | lifetime_of_investment_years | start_year | base_year | year_the_investment_is_committed | revenue_requirement_scaling_factor | discount_rate | inflation_rate_for_investment | traditional_project_invested_capital | periodicity_of_investment_in_years | priority | maximum_total_investment_cost | DER_portfolio_NPV | DER_portfolio_BC_ratio | total_system_energy_avoided_cost_NPV | total_system_capacity_avoided_cost_NPV | total_system_ancillary_services_avoided_cost_NPV | total_system_CO2_avoided_cost_NPV | total_system_loss_of_load_avoided_cost_NPV | total_system_distribution_capacity_avoided_cost_NPV | total_system_investment_and_operational_cost_NPV | feeder_solar_pv_operating_cost_USdollarperkWh | feeder_energy_storage_operating_cost_USdollarperkWh | feeder_distributed_generator_operating_cost_USdollarperkWh | feeder_distributed_generator_CO2_cost_USdollarperkWh | feeder_demand_response_operating_cost_USdollarperkWh | feeder_solar_pv_investment_cost_USdollarperkW | feeder_energy_storage_investment_cost_USdollarperkW | feeder_distributed_generator_investment_cost_USdollarperkW | feeder_demand_response_investment_cost_USdollarperkW
8103101 |  | ts_slack | none | node_SOURCE_8103101 | 2771.281 | 492 | 452 | 11 | 0 | 0 | 0 | 0 | 146 | 15.291 | 11.323 | 4.823 | 0 | 0 |  | 0 | 0 | 1 | 0 |  | 0 | 0 | 0 | 0 | 0 | 0 | 0 | 0 | 0 | 0 | 0 | 0 | 0 | 0 | 0 | 0 | 0 | 0 | 0 | 999999999 | 0 | 0 | 0 | 0 | 0 | 0 | 0 | 0 | 0 | 0 | 0 | 0 | 0 | 0 | 0 | 0 | 0 | 0

## fuse
data_type | static
owner_type | feeder
owner | 8103101
object | fuse
name | groupid | phases | fr | to | phase_A_status | phase_B_status | phase_C_status | repair_dist_type | current_limit | mean_replacement_time | status | dcircuit | selected | monitored | monitored_fields | class_monitored_fields | played | played_fields | comments
fuse_220382271 |  | ABCD | node_intto1_8103101_200817773 | node_8103101_200817773 | GOOD | GOOD | GOOD |  | 85 |  |  | 8103101 | no | no |  |  | no
fuse_220382397 |  | AD | node_intto1_8103101_200817408 | node_8103101_200817408 | GOOD | GOOD | GOOD |  | 30 |  |  | 8103101 | no | no |  |  | no
fuse_220382418 |  | AD | node_intto1_8103101_200817841 | node_8103101_200817841 | GOOD | GOOD | GOOD |  | 85 |  |  | 8103101 | no | no |  |  | no
fuse_220382481 |  | AD | node_intto1_8103101_200817390 | node_8103101_200817390 | GOOD | GOOD | GOOD |  | 30 |  |  | 8103101 | no | no |  |  | no
fuse_220382491 |  | AD | node_intto1_8103101_200817744 | node_8103101_200817744 | GOOD | GOOD | GOOD |  | 30 |  |  | 8103101 | no | no |  |  | no
fuse_220382492 |  | AD | node_intto1_8103101_200817722 | node_8103101_200817722 | GOOD | GOOD | GOOD |  | 80 |  |  | 8103101 | no | no |  |  | no
fuse_220382499 |  | AD | node_intto1_8103101_200817378 | node_8103101_200817378 | GOOD | GOOD | GOOD |  | 30 |  |  | 8103101 | no | no |  |  | no
fuse_220382501 |  | AD | node_intto1_8103101_200817473 | node_8103101_200817473 | GOOD | GOOD | GOOD |  | 40 |  |  | 8103101 | no | no |  |  | no
fuse_220382503 |  | AN | node_intto1_8103101_201038108 | node_8103101_201038108 | GOOD | GOOD | GOOD |  | 20 |  |  | 8103101 | no | no |  |  | no
fuse_220382504 |  | AD | node_intto1_8103101_200817424 | node_8103101_200817424 | GOOD | GOOD | GOOD |  | 20 |  |  | 8103101 | no | no |  |  | no
fuse_220382652 |  | ABCD | node_intto1_8103101_200824797 | node_8103101_200824797 | GOOD | GOOD | GOOD |  | 100 |  |  | 8103101 | no | no |  |  | no
fuse_220382653 |  | AD | node_intto1_8103101_200824778 | node_8103101_200824778 | GOOD | GOOD | GOOD |  | 140 |  |  | 8103101 | no | no |  |  | no
fuse_220382654 |  | AD | node_intto1_8103101_200824757 | node_8103101_200824757 | GOOD | GOOD | GOOD |  | 30 |  |  | 8103101 | no | no |  |  | no
fuse_220382655 |  | AD | node_intto1_8103101_200824753 | node_8103101_200824753 | GOOD | GOOD | GOOD |  | 30 |  |  | 8103101 | no | no |  |  | no
fuse_220382656 |  | AN | node_intto1_8103101_201038104 | node_8103101_201038104 | GOOD | GOOD | GOOD |  | 30 |  |  | 8103101 | no | no |  |  | no
fuse_220382657 |  | AD | node_intto1_8103101_200824739 | node_8103101_200824739 | GOOD | GOOD | GOOD |  | 65 |  |  | 8103101 | no | no |  |  | no
fuse_220382660 |  | AD | node_intto1_8103101_200824840 | node_8103101_200824840 | GOOD | GOOD | GOOD |  | 40 |  |  | 8103101 | no | no |  |  | no
fuse_220382675 |  | AD | node_intto1_8103101_200824105 | node_8103101_200824105 | GOOD | GOOD | GOOD |  | 50 |  |  | 8103101 | no | no |  |  | no
fuse_220382680 |  | AD | node_intto1_8103101_200824858 | node_8103101_200824858 | GOOD | GOOD | GOOD |  | 40 |  |  | 8103101 | no | no |  |  | no
fuse_220382681 |  | AD | node_intto1_8103101_200824487 | node_8103101_200824487 | GOOD | GOOD | GOOD |  | 40 |  |  | 8103101 | no | no |  |  | no
fuse_220536494 |  | AN | node_intto1_8103101_200970127 | node_8103101_200970127 | GOOD | GOOD | GOOD |  | 30 |  |  | 8103101 | no | no |  |  | no
fuse_220563055 |  | AD | node_intto1_8103101_200950441 | node_8103101_200950441 | GOOD | GOOD | GOOD |  | 40 |  |  | 8103101 | no | no |  |  | no
fuse_310029032 |  | AD | node_intto1_8103101_200817377 | node_8103101_200817377 | GOOD | GOOD | GOOD |  | 50 |  |  | 8103101 | no | no |  |  | no
fuse_311901303 |  | AN | node_intto1_8103101_311901301 | node_8103101_311901301 | GOOD | GOOD | GOOD |  | 15 |  |  | 8103101 | no | no |  |  | no

## line_configuration
data_type | static
owner_type | feeder
owner | 8103101
object | line_configuration
name | groupid | conductor_A | conductor_B | conductor_C | conductor_N | spacing | z11 | z12 | z13 | z21 | z22 | z23 | z31 | z32 | z33 | c11 | c12 | c13 | c21 | c22 | c23 | c31 | c32 | c33 | dcircuit | selected | comments
bal_1P_1/0AA |  | oh_cond_1/0_AAAC | oh_cond_1/0_AAAC | oh_cond_1/0_AAAC |  |  | 0.972+1.499j | 0.095+0.781j | 0.095+0.781j | 0.095+0.781j | 0.972+1.499j | 0.095+0.781j | 0.095+0.781j | 0.095+0.781j | 0.972+1.499j | 12.796 | -3.172 | -3.172 | -3.172 | 12.796 | -3.172 | -3.172 | -3.172 | 12.796 |  | no
bal_1P_1/0AC |  | oh_cond_1/0_ACSR | oh_cond_1/0_ACSR | oh_cond_1/0_ACSR |  |  | 0.983+1.218j | 0.095+0.781j | 0.095+0.781j | 0.095+0.781j | 0.983+1.218j | 0.095+0.781j | 0.095+0.781j | 0.095+0.781j | 0.983+1.218j | 12.796 | -3.172 | -3.172 | -3.172 | 12.796 | -3.172 | -3.172 | -3.172 | 12.796 |  | no
bal_1P_2AC |  | oh_cond_2_ACSR | oh_cond_2_ACSR | oh_cond_2_ACSR |  |  | 1.505+1.527j | 0.095+0.781j | 0.095+0.781j | 0.095+0.781j | 1.505+1.527j | 0.095+0.781j | 0.095+0.781j | 0.095+0.781j | 1.505+1.527j | 12.393 | -3.017 | -3.017 | -3.017 | 12.393 | -3.017 | -3.017 | -3.017 | 12.393 |  | no
bal_1P_4AC |  | oh_cond_4_ACSR | oh_cond_4_ACSR | oh_cond_4_ACSR |  |  | 2.335+1.555j | 0.095+0.781j | 0.095+0.781j | 0.095+0.781j | 2.335+1.555j | 0.095+0.781j | 0.095+0.781j | 0.095+0.781j | 2.335+1.555j | 11.91 | -2.834 | -2.834 | -2.834 | 11.91 | -2.834 | -2.834 | -2.834 | 11.91 |  | no
bal_1P_4CU |  | oh_cond_4_CU | oh_cond_4_CU | oh_cond_4_CU |  |  | 1.483+1.565j | 0.095+0.781j | 0.095+0.781j | 0.095+0.781j | 1.483+1.565j | 0.095+0.781j | 0.095+0.781j | 0.095+0.781j | 1.483+1.565j | 11.78 | -2.785 | -2.785 | -2.785 | 11.78 | -2.785 | -2.785 | -2.785 | 11.78 |  | no
bal_1P_6CU |  | oh_cond_6_CU | oh_cond_6_CU | oh_cond_6_CU |  |  | 2.275+1.583j | 0.095+0.781j | 0.095+0.781j | 0.095+0.781j | 2.275+1.583j | 0.095+0.781j | 0.095+0.781j | 0.095+0.781j | 2.275+1.583j | 11.393 | -2.641 | -2.641 | -2.641 | 11.393 | -2.641 | -2.641 | -2.641 | 11.393 |  | no
bal_1P_8DCW |  | oh_cond_8D_CWD | oh_cond_8D_CWD | oh_cond_8D_CWD |  |  | 3.605+1.647j | 0.095+0.781j | 0.095+0.781j | 0.095+0.781j | 3.605+1.647j | 0.095+0.781j | 0.095+0.781j | 0.095+0.781j | 3.605+1.647j | 11.681 | -2.748 | -2.748 | -2.748 | 11.681 | -2.748 | -2.748 | -2.748 | 11.681 |  | no
bal_1P_DELTACUST |  | oh_cond_2/0_CU | oh_cond_2/0_CU | oh_cond_2/0_CU | oh_cond_3_#7_CWD_30% |  | 0.66+1.378j | 0.22+0.666j | 0.22+0.666j | 0.22+0.666j | 0.66+1.378j | 0.22+0.666j | 0.22+0.666j | 0.22+0.666j | 0.66+1.378j | 13.24 | -2.712 | -2.712 | -2.712 | 13.24 | -2.712 | -2.712 | -2.712 | 13.24 |  | no
bal_3P_1/0AA |  | oh_cond_1/0_AAAC | oh_cond_1/0_AAAC | oh_cond_1/0_AAAC |  |  | 0.972+1.499j | 0.095+0.781j | 0.095+0.781j | 0.095+0.781j | 0.972+1.499j | 0.095+0.781j | 0.095+0.781j | 0.095+0.781j | 0.972+1.499j | 12.796 | -3.172 | -3.172 | -3.172 | 12.796 | -3.172 | -3.172 | -3.172 | 12.796 |  | no
bal_3P_1/0AC |  | oh_cond_1/0_ACSR | oh_cond_1/0_ACSR | oh_cond_1/0_ACSR |  |  | 0.983+1.497j | 0.095+0.781j | 0.095+0.781j | 0.095+0.781j | 0.983+1.497j | 0.095+0.781j | 0.095+0.781j | 0.095+0.781j | 0.983+1.497j | 12.796 | -3.172 | -3.172 | -3.172 | 12.796 | -3.172 | -3.172 | -3.172 | 12.796 |  | no
bal_3P_2/0CU |  | oh_cond_2/0_CU | oh_cond_2/0_CU | oh_cond_2/0_CU |  |  | 0.535+1.487j | 0.095+0.781j | 0.095+0.781j | 0.095+0.781j | 0.535+1.487j | 0.095+0.781j | 0.095+0.781j | 0.095+0.781j | 0.535+1.487j | 12.878 | -3.204 | -3.204 | -3.204 | 12.878 | -3.204 | -3.204 | -3.204 | 12.878 |  | no
bal_3P_2AC |  | oh_cond_2_ACSR | oh_cond_2_ACSR | oh_cond_2_ACSR |  |  | 1.505+1.527j | 0.095+0.781j | 0.095+0.781j | 0.095+0.781j | 1.505+1.527j | 0.095+0.781j | 0.095+0.781j | 0.095+0.781j | 1.505+1.527j | 12.393 | -3.017 | -3.017 | -3.017 | 12.393 | -3.017 | -3.017 | -3.017 | 12.393 |  | no
bal_3P_4/0AC |  | oh_cond_4/0_ACSR | oh_cond_4/0_ACSR | oh_cond_4/0_ACSR |  |  | 0.54+1.457j | 0.095+0.781j | 0.095+0.781j | 0.095+0.781j | 0.54+1.457j | 0.095+0.781j | 0.095+0.781j | 0.095+0.781j | 0.54+1.457j | 13.554 | -3.469 | -3.469 | -3.469 | 13.554 | -3.469 | -3.469 | -3.469 | 13.554 |  | no
bal_3P_4CU |  | oh_cond_4_CU | oh_cond_4_CU | oh_cond_4_CU |  |  | 1.483+1.565j | 0.095+0.781j | 0.095+0.781j | 0.095+0.781j | 1.483+1.565j | 0.095+0.781j | 0.095+0.781j | 0.095+0.781j | 1.483+1.565j | 11.78 | -2.785 | -2.785 | -2.785 | 11.78 | -2.785 | -2.785 | -2.785 | 11.78 |  | no
bal_3P_6CU |  | oh_cond_6_CU | oh_cond_6_CU | oh_cond_6_CU |  |  | 2.275+1.583j | 0.095+0.781j | 0.095+0.781j | 0.095+0.781j | 2.275+1.583j | 0.095+0.781j | 0.095+0.781j | 0.095+0.781j | 2.275+1.583j | 11.393 | -2.641 | -2.641 | -2.641 | 11.393 | -2.641 | -2.641 | -2.641 | 11.393 |  | no
bal_3P_336AL |  | oh_cond_336_5_MCM_AL | oh_cond_336_5_MCM_AL | oh_cond_336_5_MCM_AL |  |  | 0.374+1.431j | 0.095+0.781j | 0.095+0.781j | 0.095+0.781j | 0.374+1.431j | 0.095+0.781j | 0.095+0.781j | 0.095+0.781j | 0.374+1.431j | 13.957 | -3.628 | -3.628 | -3.628 | 13.957 | -3.628 | -3.628 | -3.628 | 13.957 |  | no
unb_TAPWIRE_OH |  | oh_cond_WP-4/0-CU | oh_cond_WP-4/0-CU | oh_cond_WP-4/0-CU | oh_cond_WP-4/0-CU |  | 0.365+1.097j | 0.093+0.433j | 0.094+0.34j | 0.093+0.433j | 0.368+1.078j | 0.095+0.401j | 0.094+0.34j | 0.095+0.401j | 0.368+1.077j | 14.911 | -4.341 | -1.953 | -4.341 | 15.781 | -3.724 | -1.953 | -3.724 | 14.818 |  | no
und_1P_2ALURD |  | und_cond_1P_2ALURD | und_cond_1P_2ALURD | und_cond_1P_2ALURD |  |  | 2.379+0.823j | 0.0+0.0j | 0.0+0.0j | 0.0+0.0j | 2.379+0.823j | 0.0+0.0j | 0.0+0.0j | 0.0+0.0j | 2.379+0.823j | 401.497 | 0 | 0 | 0 | 401.497 | 0 | 0 | 0 | 401.497 |  | no
und_1P_DELTACUST |  | und_cond_1P_DELTACUST | und_cond_1P_DELTACUST | und_cond_1P_DELTACUST |  |  | 0.179+0.233j | 0.061-0.024j | 0.061-0.024j | 0.061-0.024j | 0.179+0.233j | 0.061-0.024j | 0.061-0.024j | 0.061-0.024j | 0.179+0.233j | 324.124 | 0 | 0 | 0 | 324.124 | 0 | 0 | 0 | 324.124 |  | no
und_TAPWIRE_UG |  | und_cond_TAPWIRE_UG | und_cond_TAPWIRE_UG | und_cond_TAPWIRE_UG |  |  | 0.001+0.001j | 0.0+0.0j | 0.0+0.0j | 0.0+0.0j | 0.001+0.001j | 0.0+0.0j | 0.0+0.0j | 0.0+0.0j | 0.001+0.001j | 0 | 0 | 0 | 0 | 0 | 0 | 0 | 0 | 0 |  | no

## load
data_type | static
owner_type | feeder
owner | 8103101
object | load
name | groupid | parent | bustype | phases | nominal_voltage | load_class | constant_power_A | constant_power_B | constant_power_C | constant_current_A | constant_current_B | constant_current_C | constant_impedance_A | constant_impedance_B | constant_impedance_C | base_power_A | base_power_B | base_power_C | power_pf_A | power_pf_B | power_pf_C | current_pf_A | current_pf_B | current_pf_C | impedance_pf_A | impedance_pf_B | impedance_pf_C | power_fraction_A | power_fraction_B | power_fraction_C | current_fraction_A | current_fraction_B | current_fraction_C | impedance_fraction_A | impedance_fraction_B | impedance_fraction_C | dcircuit | selected | monitored | monitored_fields | class_monitored_fields | played | played_fields | base_kw_A | base_kw_B | base_kw_C | kw_A | kw_B | kw_C | comments | critical_load | dem_resp_lb | dem_resp_ub | dem_resp_shortage_cost | dem_resp_surplus_cost | num_customers
load_220333486 |  | node_1406353_111_15348866_651 |  | AN | 0 | Residential | 590.4+251.509j | 0 | 0 | 0 | 0 | 0 | [24 empty] | 8103101 | no | no |  |  | no |  | 0 | 0 | 0 | 0 | 0 | 0 |  | 1 | 1 | 1 | 0 | 0 | 0
load_220333487 |  | node_1406050_166_15349001_642 |  | AN | 0 | Residential | 0 | 0 | 0 | 0 | 0 | 0 | [24 empty] | 8103101 | no | no |  |  | no |  | 0 | 0 | 0 | 0 | 0 | 0 |  | 1 | 1 | 1 | 0 | 0 | 0
load_220333488 |  | node_1406008_846_15349191_903 |  | AN | 0 | Residential | 4428+1886.32j | 0 | 0 | 0 | 0 | 0 | [24 empty] | 8103101 | no | no |  |  | no |  | 0 | 0 | 0 | 0 | 0 | 0 |  | 1 | 1 | 1 | 0 | 0 | 0
load_220333489 |  | node_1405698_287_15349316_946 |  | AN | 0 | Residential | 5421.6+2309.592j | 0 | 0 | 0 | 0 | 0 | [24 empty] | 8103101 | no | no |  |  | no |  | 0 | 0 | 0 | 0 | 0 | 0 |  | 1 | 1 | 1 | 0 | 0 | 0
load_220333490 |  | node_1406950_407_15345248_133 |  | AN | 0 | Residential | 13492.8+5747.909j | 0 | 0 | 0 | 0 | 0 | [24 empty] | 8103101 | no | no |  |  | no |  | 0 | 0 | 0 | 0 | 0 | 0 |  | 1 | 1 | 1 | 0 | 0 | 0
load_220333492 |  | node_1406922_462_15346122_097 |  | AN | 0 | Residential | 9388.8+3999.612j | 0 | 0 | 0 | 0 | 0 | [24 empty] | 8103101 | no | no |  |  | no |  | 0 | 0 | 0 | 0 | 0 | 0 |  | 1 | 1 | 1 | 0 | 0 | 0
load_220333493 |  | node_1407214_161_15347948_731 |  | AN | 0 | Residential | 6321.6+2692.99j | 0 | 0 | 0 | 0 | 0 | [24 empty] | 8103101 | no | no |  |  | no |  | 0 | 0 | 0 | 0 | 0 | 0 |  | 1 | 1 | 1 | 0 | 0 | 0
load_220333495 |  | node_1407904_204_15347204_839 |  | AN | 0 | Other | 0 | 0 | 0 | 0 | 0 | 0 | [24 empty] | 8103101 | no | no |  |  | no |  | 0 | 0 | 0 | 0 | 0 | 0 |  | 1 | 1 | 1 | 0 | 0 | 0
load_220333501 |  | node_1397055_317_15351676_297 |  | AN | 0 | Residential | 17481.6+7447.13j | 0 | 0 | 0 | 0 | 0 | [24 empty] | 8103101 | no | no |  |  | no |  | 0 | 0 | 0 | 0 | 0 | 0 |  | 1 | 1 | 1 | 0 | 0 | 0
load_220333502 |  | node_1397072_488_15352200_733 |  | AN | 0 | Residential | 8244+3511.929j | 0 | 0 | 0 | 0 | 0 | [24 empty] | 8103101 | no | no |  |  | no |  | 0 | 0 | 0 | 0 | 0 | 0 |  | 1 | 1 | 1 | 0 | 0 | 0
load_220333503 |  | node_1397034_9_15352487_728 |  | AN | 0 | Residential | 6379.2+2717.528j | 0 | 0 | 0 | 0 | 0 | [24 empty] | 8103101 | no | no |  |  | no |  | 0 | 0 | 0 | 0 | 0 | 0 |  | 1 | 1 | 1 | 0 | 0 | 0
load_220333504 |  | node_1397006_482_15352702_232 |  | AN | 0 | Residential | 10447.2+4450.489j | 0 | 0 | 0 | 0 | 0 | [24 empty] | 8103101 | no | no |  |  | no |  | 0 | 0 | 0 | 0 | 0 | 0 |  | 1 | 1 | 1 | 0 | 0 | 0
load_220333505 |  | node_1399099_138_15348399_568 |  | AN | 0 | NonResidential | 972+414.07j | 0 | 0 | 0 | 0 | 0 | [24 empty] | 8103101 | no | no |  |  | no |  | 0 | 0 | 0 | 0 | 0 | 0 |  | 1 | 1 | 1 | 0 | 0 | 0
load_220333506 |  | node_1396084_514_15353517_172 |  | AN | 0 | Residential | 7624.8+3248.151j | 0 | 0 | 0 | 0 | 0 | [24 empty] | 8103101 | no | no |  |  | no |  | 0 | 0 | 0 | 0 | 0 | 0 |  | 1 | 1 | 1 | 0 | 0 | 0
load_220333507 |  | node_1396576_061_15353808_955 |  | AN | 0 | Residential | 3492+1487.586j | 0 | 0 | 0 | 0 | 0 | [24 empty] | 8103101 | no | no |  |  | no |  | 0 | 0 | 0 | 0 | 0 | 0 |  | 1 | 1 | 1 | 0 | 0 | 0
load_220333508 |  | node_1396961_248_15353904_846 |  | AN | 0 | Residential | 1152+490.75j | 0 | 0 | 0 | 0 | 0 | [24 empty] | 8103101 | no | no |  |  | no |  | 0 | 0 | 0 | 0 | 0 | 0 |  | 1 | 1 | 1 | 0 | 0 | 0
load_220333509 |  | node_1396412_409_15354734_767 |  | AN | 0 | Residential | 7711.2+3284.957j | 0 | 0 | 0 | 0 | 0 | [24 empty] | 8103101 | no | no |  |  | no |  | 0 | 0 | 0 | 0 | 0 | 0 |  | 1 | 1 | 1 | 0 | 0 | 0
load_220333511 |  | node_1396064_687_15355596_467 |  | AN | 0 | Residential | 10792.8+4597.714j | 0 | 0 | 0 | 0 | 0 | [24 empty] | 8103101 | no | no |  |  | no |  | 0 | 0 | 0 | 0 | 0 | 0 |  | 1 | 1 | 1 | 0 | 0 | 0
load_220333512 |  | node_1395713_137_15356072_128 |  | AN | 0 | Other | 0 | 0 | 0 | 0 | 0 | 0 | [24 empty] | 8103101 | no | no |  |  | no |  | 0 | 0 | 0 | 0 | 0 | 0 |  | 1 | 1 | 1 | 0 | 0 | 0
load_220333513 |  | node_1395635_823_15356558_619 |  | AN | 0 | Residential | 11167.2+4757.207j | 0 | 0 | 0 | 0 | 0 | [24 empty] | 8103101 | no | no |  |  | no |  | 0 | 0 | 0 | 0 | 0 | 0 |  | 1 | 1 | 1 | 0 | 0 | 0
load_220333514 |  | node_1395478_85_15356777_535 |  | AN | 0 | Residential | 5673.6+2416.943j | 0 | 0 | 0 | 0 | 0 | [24 empty] | 8103101 | no | no |  |  | no |  | 0 | 0 | 0 | 0 | 0 | 0 |  | 1 | 1 | 1 | 0 | 0 | 0
load_220333515 |  | node_1395440_499_15357092_2 |  | AN | 0 | Residential | 8265.6+3521.131j | 0 | 0 | 0 | 0 | 0 | [24 empty] | 8103101 | no | no |  |  | no |  | 0 | 0 | 0 | 0 | 0 | 0 |  | 1 | 1 | 1 | 0 | 0 | 0
load_220333516 |  | node_1399011_854_15349089_105 |  | AN | 0 | Residential | 1094.4+466.212j | 0 | 0 | 0 | 0 | 0 | [24 empty] | 8103101 | no | no |  |  | no |  | 0 | 0 | 0 | 0 | 0 | 0 |  | 1 | 1 | 1 | 0 | 0 | 0
load_220333517 |  | node_1399160_934_15349870_124 |  | AN | 0 | Residential | 4500+1916.992j | 0 | 0 | 0 | 0 | 0 | [24 empty] | 8103101 | no | no |  |  | no |  | 0 | 0 | 0 | 0 | 0 | 0 |  | 1 | 1 | 1 | 0 | 0 | 0
load_220333568 |  | node_1409586_378_15344173_466 |  | AN | 0 | Residential | 7401.6+3153.068j | 0 | 0 | 0 | 0 | 0 | [24 empty] | 8103101 | no | no |  |  | no |  | 0 | 0 | 0 | 0 | 0 | 0 |  | 1 | 1 | 1 | 0 | 0 | 0
load_220333613 |  | node_1407003_567_15344381_478 |  | AN | 0 | Residential | 5306.4+2260.517j | 0 | 0 | 0 | 0 | 0 | [24 empty] | 8103101 | no | no |  |  | no |  | 0 | 0 | 0 | 0 | 0 | 0 |  | 1 | 1 | 1 | 0 | 0 | 0
load_220333615 |  | node_1404640_091_15345483_937 |  | AN | 0 | Residential | 20001.6+8520.646j | 0 | 0 | 0 | 0 | 0 | [24 empty] | 8103101 | no | no |  |  | no |  | 0 | 0 | 0 | 0 | 0 | 0 |  | 1 | 1 | 1 | 0 | 0 | 0
load_220333616 |  | node_1404468_437_15345729_172 |  | AN | 0 | Residential | 9453.6+4027.217j | 0 | 0 | 0 | 0 | 0 | [24 empty] | 8103101 | no | no |  |  | no |  | 0 | 0 | 0 | 0 | 0 | 0 |  | 1 | 1 | 1 | 0 | 0 | 0
load_220333617 |  | node_1404185_371_15345890_861 |  | AN | 0 | Residential | 29937.6+12753.364j | 0 | 0 | 0 | 0 | 0 | [24 empty] | 8103101 | no | no |  |  | no |  | 0 | 0 | 0 | 0 | 0 | 0 |  | 1 | 1 | 1 | 0 | 0 | 0
load_220333618 |  | node_1404057_186_15346081_672 |  | AN | 0 | Residential | 10548+4493.429j | 0 | 0 | 0 | 0 | 0 | [24 empty] | 8103101 | no | no |  |  | no |  | 0 | 0 | 0 | 0 | 0 | 0 |  | 1 | 1 | 1 | 0 | 0 | 0
load_220333619 |  | node_1403708_745_15346369_731 |  | AN | 0 | Residential | 29620.8+12618.408j | 0 | 0 | 0 | 0 | 0 | [24 empty] | 8103101 | no | no |  |  | no |  | 0 | 0 | 0 | 0 | 0 | 0 |  | 1 | 1 | 1 | 0 | 0 | 0
load_220333621 |  | node_1403100_829_15346802_036 |  | AN | 0 | Residential | 18914.4+8057.501j | 0 | 0 | 0 | 0 | 0 | [24 empty] | 8103101 | no | no |  |  | no |  | 0 | 0 | 0 | 0 | 0 | 0 |  | 1 | 1 | 1 | 0 | 0 | 0
load_220333622 |  | node_1402786_07_15346952_493 |  | AN | 0 | Residential | 4089.6+1742.162j | 0 | 0 | 0 | 0 | 0 | [24 empty] | 8103101 | no | no |  |  | no |  | 0 | 0 | 0 | 0 | 0 | 0 |  | 1 | 1 | 1 | 0 | 0 | 0
load_220333623 |  | node_1402722_223_15347064_111 |  | AN | 0 | Residential | 15631.2+6658.863j | 0 | 0 | 0 | 0 | 0 | [24 empty] | 8103101 | no | no |  |  | no |  | 0 | 0 | 0 | 0 | 0 | 0 |  | 1 | 1 | 1 | 0 | 0 | 0
load_220333625 |  | node_1402037_924_15347561_85 |  | AN | 0 | Residential | 4010.4+1708.423j | 0 | 0 | 0 | 0 | 0 | [24 empty] | 8103101 | no | no |  |  | no |  | 0 | 0 | 0 | 0 | 0 | 0 |  | 1 | 1 | 1 | 0 | 0 | 0
load_220333626 |  | node_1401524_812_15347842_767 |  | AN | 0 | NonResidential | 14.4+6.134j | 0 | 0 | 0 | 0 | 0 | [24 empty] | 8103101 | no | no |  |  | no |  | 0 | 0 | 0 | 0 | 0 | 0 |  | 1 | 1 | 1 | 0 | 0 | 0
load_220333627 |  | node_1401540_485_15348221_889 |  | AN | 0 | Residential | 993.6+423.272j | 0 | 0 | 0 | 0 | 0 | [24 empty] | 8103101 | no | no |  |  | no |  | 0 | 0 | 0 | 0 | 0 | 0 |  | 1 | 1 | 1 | 0 | 0 | 0
load_220333628 |  | node_1401489_936_15348581_168 |  | AN | 0 | Residential | 5320.8+2266.651j | 0 | 0 | 0 | 0 | 0 | [24 empty] | 8103101 | no | no |  |  | no |  | 0 | 0 | 0 | 0 | 0 | 0 |  | 1 | 1 | 1 | 0 | 0 | 0
load_220333629 |  | node_1401028_44_15347871_145 |  | AN | 0 | Residential | 5364+2285.054j | 0 | 0 | 0 | 0 | 0 | [24 empty] | 8103101 | no | no |  |  | no |  | 0 | 0 | 0 | 0 | 0 | 0 |  | 1 | 1 | 1 | 0 | 0 | 0
load_220333630 |  | node_1400768_151_15348091_709 |  | AN | 0 | Residential | 1944+828.141j | 0 | 0 | 0 | 0 | 0 | [24 empty] | 8103101 | no | no |  |  | no |  | 0 | 0 | 0 | 0 | 0 | 0 |  | 1 | 1 | 1 | 0 | 0 | 0
load_220333631 |  | node_1400466_106_15347836_537 |  | AN | 0 | Residential | 10454.4+4453.556j | 0 | 0 | 0 | 0 | 0 | [24 empty] | 8103101 | no | no |  |  | no |  | 0 | 0 | 0 | 0 | 0 | 0 |  | 1 | 1 | 1 | 0 | 0 | 0
load_220333632 |  | node_1400323_437_15347742_132 |  | AN | 0 | Residential | 24696+10520.452j | 0 | 0 | 0 | 0 | 0 | [24 empty] | 8103101 | no | no |  |  | no |  | 0 | 0 | 0 | 0 | 0 | 0 |  | 1 | 1 | 1 | 0 | 0 | 0
load_220333633 |  | node_1399996_555_15347743_51 |  | AN | 0 | Residential | 14666.4+6247.86j | 0 | 0 | 0 | 0 | 0 | [24 empty] | 8103101 | no | no |  |  | no |  | 0 | 0 | 0 | 0 | 0 | 0 |  | 1 | 1 | 1 | 0 | 0 | 0
load_220333634 |  | node_1399641_05_15347700_13 |  | AN | 0 | Residential | 16624.8+7082.135j | 0 | 0 | 0 | 0 | 0 | [24 empty] | 8103101 | no | no |  |  | no |  | 0 | 0 | 0 | 0 | 0 | 0 |  | 1 | 1 | 1 | 0 | 0 | 0
load_220333635 |  | node_1399322_163_15347768_727 |  | AN | 0 | Residential | 79.2+33.739j | 0 | 0 | 0 | 0 | 0 | [24 empty] | 8103101 | no | no |  |  | no |  | 0 | 0 | 0 | 0 | 0 | 0 |  | 1 | 1 | 1 | 0 | 0 | 0
load_220333636 |  | node_1399121_768_15347710_491 |  | AN | 0 | Residential | 22348.8+9520.549j | 0 | 0 | 0 | 0 | 0 | [24 empty] | 8103101 | no | no |  |  | no |  | 0 | 0 | 0 | 0 | 0 | 0 |  | 1 | 1 | 1 | 0 | 0 | 0
load_220333637 |  | node_1398810_474_15347789_293 |  | AN | 0 | Residential | 5709.6+2432.279j | 0 | 0 | 0 | 0 | 0 | [24 empty] | 8103101 | no | no |  |  | no |  | 0 | 0 | 0 | 0 | 0 | 0 |  | 1 | 1 | 1 | 0 | 0 | 0
load_220333638 |  | node_1398585_009_15347766_149 |  | AN | 0 | Residential | 8200.8+3493.526j | 0 | 0 | 0 | 0 | 0 | [24 empty] | 8103101 | no | no |  |  | no |  | 0 | 0 | 0 | 0 | 0 | 0 |  | 1 | 1 | 1 | 0 | 0 | 0
load_220333639 |  | node_1398215_022_15347868_904 |  | AN | 0 | Residential | 11188.8+4766.409j | 0 | 0 | 0 | 0 | 0 | [24 empty] | 8103101 | no | no |  |  | no |  | 0 | 0 | 0 | 0 | 0 | 0 |  | 1 | 1 | 1 | 0 | 0 | 0
load_220333640 |  | node_1397953_509_15347682_236 |  | AN | 0 | Residential | 23889.6+10176.927j | 0 | 0 | 0 | 0 | 0 | [24 empty] | 8103101 | no | no |  |  | no |  | 0 | 0 | 0 | 0 | 0 | 0 |  | 1 | 1 | 1 | 0 | 0 | 0
load_220333641 |  | node_1397682_604_15347620_607 |  | AN | 0 | Residential | 7869.6+3352.436j | 0 | 0 | 0 | 0 | 0 | [24 empty] | 8103101 | no | no |  |  | no |  | 0 | 0 | 0 | 0 | 0 | 0 |  | 1 | 1 | 1 | 0 | 0 | 0
load_220333642 |  | node_1411420_316_15343562_771 |  | AN | 0 | NonResidential | 8000+3407.986j | 0 | 0 | 0 | 0 | 0 | [24 empty] | 8103101 | no | no |  |  | no |  | 0 | 0 | 0 | 0 | 0 | 0 |  | 1 | 1 | 1 | 0 | 0 | 0
load_220333643 |  | node_1411454_741_15343812_61 |  | AN | 0 | NonResidential | 500+212.999j | 0 | 0 | 0 | 0 | 0 | [24 empty] | 8103101 | no | no |  |  | no |  | 0 | 0 | 0 | 0 | 0 | 0 |  | 1 | 1 | 1 | 0 | 0 | 0
load_220333644 |  | node_1411445_181_15343835_846 |  | AN | 0 | Residential | 842.4+358.861j | 0 | 0 | 0 | 0 | 0 | [24 empty] | 8103101 | no | no |  |  | no |  | 0 | 0 | 0 | 0 | 0 | 0 |  | 1 | 1 | 1 | 0 | 0 | 0
load_220333645 |  | node_1410982_122_15344242_696 |  | AN | 0 | Residential | 52545.6+22384.332j | 0 | 0 | 0 | 0 | 0 | [24 empty] | 8103101 | no | no |  |  | no |  | 0 | 0 | 0 | 0 | 0 | 0 |  | 1 | 1 | 1 | 0 | 0 | 0
load_220333646 |  | node_1410620_574_15344730_608 |  | AN | 0 | Residential | 9439.2+4021.082j | 0 | 0 | 0 | 0 | 0 | [24 empty] | 8103101 | no | no |  |  | no |  | 0 | 0 | 0 | 0 | 0 | 0 |  | 1 | 1 | 1 | 0 | 0 | 0
load_220333647 |  | node_1410516_611_15344922_854 |  | AN | 0 | Residential | 2404.8+1024.441j | 0 | 0 | 0 | 0 | 0 | [24 empty] | 8103101 | no | no |  |  | no |  | 0 | 0 | 0 | 0 | 0 | 0 |  | 1 | 1 | 1 | 0 | 0 | 0
load_220333651 |  | node_1410257_105_15345500_032 |  | AN | 0 | Residential | 2311.2+984.567j | 0 | 0 | 0 | 0 | 0 | [24 empty] | 8103101 | no | no |  |  | no |  | 0 | 0 | 0 | 0 | 0 | 0 |  | 1 | 1 | 1 | 0 | 0 | 0
load_220333652 |  | node_1410072_529_15345889_888 |  | AN | 0 | Residential | 14004+5965.679j | 0 | 0 | 0 | 0 | 0 | [24 empty] | 8103101 | no | no |  |  | no |  | 0 | 0 | 0 | 0 | 0 | 0 |  | 1 | 1 | 1 | 0 | 0 | 0
load_220333653 |  | node_1409776_529_15346422_641 |  | AN | 0 | Residential | 51487.2+21933.455j | 0 | 0 | 0 | 0 | 0 | [24 empty] | 8103101 | no | no |  |  | no |  | 0 | 0 | 0 | 0 | 0 | 0 |  | 1 | 1 | 1 | 0 | 0 | 0
load_220333654 |  | node_1409243_287_15347313_142 |  | AN | 0 | Residential | 7732.8+3294.159j | 0 | 0 | 0 | 0 | 0 | [24 empty] | 8103101 | no | no |  |  | no |  | 0 | 0 | 0 | 0 | 0 | 0 |  | 1 | 1 | 1 | 0 | 0 | 0
load_220333655 |  | node_1409064_379_15347497_992 |  | AN | 0 | Residential | 29073.6+12385.302j | 0 | 0 | 0 | 0 | 0 | [24 empty] | 8103101 | no | no |  |  | no |  | 0 | 0 | 0 | 0 | 0 | 0 |  | 1 | 1 | 1 | 0 | 0 | 0
load_220333656 |  | node_1408727_406_15347615_02 |  | AN | 0 | Residential | 5227.2+2226.778j | 0 | 0 | 0 | 0 | 0 | [24 empty] | 8103101 | no | no |  |  | no |  | 0 | 0 | 0 | 0 | 0 | 0 |  | 1 | 1 | 1 | 0 | 0 | 0
load_220333657 |  | node_1408432_615_15347881_153 |  | AN | 0 | Residential | 11671.2+4971.91j | 0 | 0 | 0 | 0 | 0 | [24 empty] | 8103101 | no | no |  |  | no |  | 0 | 0 | 0 | 0 | 0 | 0 |  | 1 | 1 | 1 | 0 | 0 | 0
load_220333658 |  | node_1412442_633_15345419_712 |  | AN | 0 | Residential | 13737.6+5852.193j | 0 | 0 | 0 | 0 | 0 | [24 empty] | 8103101 | no | no |  |  | no |  | 0 | 0 | 0 | 0 | 0 | 0 |  | 1 | 1 | 1 | 0 | 0 | 0
load_220333659 |  | node_1412480_983_15343977_965 |  | AN | 0 | Residential | 22089.6+9410.13j | 0 | 0 | 0 | 0 | 0 | [24 empty] | 8103101 | no | no |  |  | no |  | 0 | 0 | 0 | 0 | 0 | 0 |  | 1 | 1 | 1 | 0 | 0 | 0
load_220333664 |  | node_1411730_691_15343454_334 |  | AN | 0 | Residential | 7408.8+3156.136j | 0 | 0 | 0 | 0 | 0 | [24 empty] | 8103101 | no | no |  |  | no |  | 0 | 0 | 0 | 0 | 0 | 0 |  | 1 | 1 | 1 | 0 | 0 | 0
load_220333665 |  | node_1411919_568_15343577_106 |  | AN | 0 | Residential | 9439.2+4021.082j | 0 | 0 | 0 | 0 | 0 | [24 empty] | 8103101 | no | no |  |  | no |  | 0 | 0 | 0 | 0 | 0 | 0 |  | 1 | 1 | 1 | 0 | 0 | 0
load_220333666 |  | node_1412043_147_15343659_116 |  | AN | 0 | NonResidential | 9799000+4174356.52j | 0 | 0 | 0 | 0 | 0 | [24 empty] | 8103101 | no | no |  |  | no |  | 0 | 0 | 0 | 0 | 0 | 0 |  | 1 | 1 | 1 | 0 | 0 | 0
load_220333667 |  | node_1412237_83_15343788_86 |  | AN | 0 | NonResidential | 14000+5963.975j | 0 | 0 | 0 | 0 | 0 | [24 empty] | 8103101 | no | no |  |  | no |  | 0 | 0 | 0 | 0 | 0 | 0 |  | 1 | 1 | 1 | 0 | 0 | 0
load_220335853 |  | node_1410542_536_15340137_029 |  | AN | 0 | Residential | 8395.2+3576.34j | 0 | 0 | 0 | 0 | 0 | [24 empty] | 8103101 | no | no |  |  | no |  | 0 | 0 | 0 | 0 | 0 | 0 |  | 1 | 1 | 1 | 0 | 0 | 0
load_220335854 |  | node_1410803_459_15339689_002 |  | AN | 0 | Residential | 309.6+131.889j | 0 | 0 | 0 | 0 | 0 | [24 empty] | 8103101 | no | no |  |  | no |  | 0 | 0 | 0 | 0 | 0 | 0 |  | 1 | 1 | 1 | 0 | 0 | 0
load_220335855 |  | node_1410819_026_15339493_503 |  | AN | 0 | Other | 0 | 0 | 0 | 0 | 0 | 0 | [24 empty] | 8103101 | no | no |  |  | no |  | 0 | 0 | 0 | 0 | 0 | 0 |  | 1 | 1 | 1 | 0 | 0 | 0
load_220335855-L1-1 |  | node_1410819_026_15339493_503 |  | AN | 0 | Other | 0 | 0 | 0 | 0 | 0 | 0 | [24 empty] | 8103101 | no | no |  |  | no |  | 0 | 0 | 0 | 0 | 0 | 0 |  | 1 | 1 | 1 | 0 | 0 | 0
load_220335856 |  | node_1411078_678_15340142_125 |  | AN | 0 | Residential | 792+337.391j | 0 | 0 | 0 | 0 | 0 | [24 empty] | 8103101 | no | no |  |  | no |  | 0 | 0 | 0 | 0 | 0 | 0 |  | 1 | 1 | 1 | 0 | 0 | 0
load_220336122 |  | node_1403484_655_15342840_131 |  | AN | 0 | Residential | 6667.2+2840.215j | 0 | 0 | 0 | 0 | 0 | [24 empty] | 8103101 | no | no |  |  | no |  | 0 | 0 | 0 | 0 | 0 | 0 |  | 1 | 1 | 1 | 0 | 0 | 0
load_220336124 |  | node_1408398_748_15341780_564 |  | AN | 0 | Residential | 2577.6+1098.053j | 0 | 0 | 0 | 0 | 0 | [24 empty] | 8103101 | no | no |  |  | no |  | 0 | 0 | 0 | 0 | 0 | 0 |  | 1 | 1 | 1 | 0 | 0 | 0
load_220336125 |  | node_1407217_791_15341605_668 |  | AN | 0 | Residential | 6184.8+2634.714j | 0 | 0 | 0 | 0 | 0 | [24 empty] | 8103101 | no | no |  |  | no |  | 0 | 0 | 0 | 0 | 0 | 0 |  | 1 | 1 | 1 | 0 | 0 | 0
load_220336126 |  | node_1407121_693_15341729_683 |  | AN | 0 | Other | 0 | 0 | 0 | 0 | 0 | 0 | [24 empty] | 8103101 | no | no |  |  | no |  | 0 | 0 | 0 | 0 | 0 | 0 |  | 1 | 1 | 1 | 0 | 0 | 0
load_220336127 |  | node_1406916_526_15341575_796 |  | AN | 0 | Residential | 1137.6+484.616j | 0 | 0 | 0 | 0 | 0 | [24 empty] | 8103101 | no | no |  |  | no |  | 0 | 0 | 0 | 0 | 0 | 0 |  | 1 | 1 | 1 | 0 | 0 | 0
load_220336128 |  | node_1406362_382_15340390_015 |  | AN | 0 | Residential | 12952.8+5517.87j | 0 | 0 | 0 | 0 | 0 | [24 empty] | 8103101 | no | no |  |  | no |  | 0 | 0 | 0 | 0 | 0 | 0 |  | 1 | 1 | 1 | 0 | 0 | 0
load_220336129 |  | node_1406709_534_15341943_308 |  | AN | 0 | Residential | 12729.6+5422.787j | 0 | 0 | 0 | 0 | 0 | [24 empty] | 8103101 | no | no |  |  | no |  | 0 | 0 | 0 | 0 | 0 | 0 |  | 1 | 1 | 1 | 0 | 0 | 0
load_220336130 |  | node_1406414_387_15342107_254 |  | AN | 0 | Other | 0 | 0 | 0 | 0 | 0 | 0 | [24 empty] | 8103101 | no | no |  |  | no |  | 0 | 0 | 0 | 0 | 0 | 0 |  | 1 | 1 | 1 | 0 | 0 | 0
load_220336131 |  | node_1405694_178_15342482_16 |  | AN | 0 | NonResidential | 144+61.344j | 0 | 0 | 0 | 0 | 0 | [24 empty] | 8103101 | no | no |  |  | no |  | 0 | 0 | 0 | 0 | 0 | 0 |  | 1 | 1 | 1 | 0 | 0 | 0
load_220336132 |  | node_1404896_781_15342497_721 |  | AN | 0 | Residential | 6624+2821.812j | 0 | 0 | 0 | 0 | 0 | [24 empty] | 8103101 | no | no |  |  | no |  | 0 | 0 | 0 | 0 | 0 | 0 |  | 1 | 1 | 1 | 0 | 0 | 0
load_220336133 |  | node_1410482_351_15342620_134 |  | AN | 0 | Residential | 88776+37818.418j | 0 | 0 | 0 | 0 | 0 | [24 empty] | 8103101 | no | no |  |  | no |  | 0 | 0 | 0 | 0 | 0 | 0 |  | 1 | 1 | 1 | 0 | 0 | 0
load_220336135 |  | node_1402936_28_15342526_688 |  | AN | 0 | Residential | 7092+3021.179j | 0 | 0 | 0 | 0 | 0 | [24 empty] | 8103101 | no | no |  |  | no |  | 0 | 0 | 0 | 0 | 0 | 0 |  | 1 | 1 | 1 | 0 | 0 | 0
load_220336136 |  | node_1402528_365_15343313_807 |  | AN | 0 | Residential | 7344+3128.531j | 0 | 0 | 0 | 0 | 0 | [24 empty] | 8103101 | no | no |  |  | no |  | 0 | 0 | 0 | 0 | 0 | 0 |  | 1 | 1 | 1 | 0 | 0 | 0
load_220336137 |  | node_1402639_295_15341820_356 |  | AN | 0 | Residential | 1958.4+834.275j | 0 | 0 | 0 | 0 | 0 | [24 empty] | 8103101 | no | no |  |  | no |  | 0 | 0 | 0 | 0 | 0 | 0 |  | 1 | 1 | 1 | 0 | 0 | 0
load_220336138 |  | node_1400736_706_15343079_019 |  | AN | 0 | Residential | 5544+2361.734j | 0 | 0 | 0 | 0 | 0 | [24 empty] | 8103101 | no | no |  |  | no |  | 0 | 0 | 0 | 0 | 0 | 0 |  | 1 | 1 | 1 | 0 | 0 | 0
load_220336140 |  | node_1410522_913_15342668_808 |  | AN | 0 | Residential | 17071.2+7272.301j | 0 | 0 | 0 | 0 | 0 | [24 empty] | 8103101 | no | no |  |  | no |  | 0 | 0 | 0 | 0 | 0 | 0 |  | 1 | 1 | 1 | 0 | 0 | 0
load_220336141 |  | node_1410202_285_15342765_108 |  | AN | 0 | Residential | 18396+7836.663j | 0 | 0 | 0 | 0 | 0 | [24 empty] | 8103101 | no | no |  |  | no |  | 0 | 0 | 0 | 0 | 0 | 0 |  | 1 | 1 | 1 | 0 | 0 | 0
load_220336142 |  | node_1410002_25_15342978_016 |  | AN | 0 | Other | 0 | 0 | 0 | 0 | 0 | 0 | [24 empty] | 8103101 | no | no |  |  | no |  | 0 | 0 | 0 | 0 | 0 | 0 |  | 1 | 1 | 1 | 0 | 0 | 0
load_220336143 |  | node_1409672_157_15343319_263 |  | AN | 0 | Residential | 7272+3097.859j | 0 | 0 | 0 | 0 | 0 | [24 empty] | 8103101 | no | no |  |  | no |  | 0 | 0 | 0 | 0 | 0 | 0 |  | 1 | 1 | 1 | 0 | 0 | 0
load_220336144 |  | node_1409405_56_15343479_962 |  | AN | 0 | Residential | 7380+3143.867j | 0 | 0 | 0 | 0 | 0 | [24 empty] | 8103101 | no | no |  |  | no |  | 0 | 0 | 0 | 0 | 0 | 0 |  | 1 | 1 | 1 | 0 | 0 | 0
load_220336145 |  | node_1409735_406_15343086_268 |  | AN | 0 | Residential | 7675.2+3269.622j | 0 | 0 | 0 | 0 | 0 | [24 empty] | 8103101 | no | no |  |  | no |  | 0 | 0 | 0 | 0 | 0 | 0 |  | 1 | 1 | 1 | 0 | 0 | 0
load_220336146 |  | node_1410904_314_15342682_888 |  | AN | 0 | Residential | 21758.4+9269.04j | 0 | 0 | 0 | 0 | 0 | [24 empty] | 8103101 | no | no |  |  | no |  | 0 | 0 | 0 | 0 | 0 | 0 |  | 1 | 1 | 1 | 0 | 0 | 0
load_220336147 |  | node_1410773_819_15342316_332 |  | AN | 0 | Residential | 59155.2+25200.01j | 0 | 0 | 0 | 0 | 0 | [24 empty] | 8103101 | no | no |  |  | no |  | 0 | 0 | 0 | 0 | 0 | 0 |  | 1 | 1 | 1 | 0 | 0 | 0
load_220336148 |  | node_1410629_971_15341799_991 |  | AN | 0 | NonResidential | 1000+425.998j | 0 | 0 | 0 | 0 | 0 | [24 empty] | 8103101 | no | no |  |  | no |  | 0 | 0 | 0 | 0 | 0 | 0 |  | 1 | 1 | 1 | 0 | 0 | 0
load_220336149 |  | node_1410896_443_15341725_271 |  | AN | 0 | NonResidential | 10500+4472.981j | 0 | 0 | 0 | 0 | 0 | [24 empty] | 8103101 | no | no |  |  | no |  | 0 | 0 | 0 | 0 | 0 | 0 |  | 1 | 1 | 1 | 0 | 0 | 0
load_220336150 |  | node_1410907_465_15341747_474 |  | AN | 0 | NonResidential | 10500+4472.981j | 0 | 0 | 0 | 0 | 0 | [24 empty] | 8103101 | no | no |  |  | no |  | 0 | 0 | 0 | 0 | 0 | 0 |  | 1 | 1 | 1 | 0 | 0 | 0
load_220336151 |  | node_1410498_437_15340869_384 |  | AN | 0 | Residential | 3204+1364.898j | 0 | 0 | 0 | 0 | 0 | [24 empty] | 8103101 | no | no |  |  | no |  | 0 | 0 | 0 | 0 | 0 | 0 |  | 1 | 1 | 1 | 0 | 0 | 0
load_220336152 |  | node_1410377_206_15340033_32 |  | AN | 0 | Residential | 30312+12912.858j | 0 | 0 | 0 | 0 | 0 | [24 empty] | 8103101 | no | no |  |  | no |  | 0 | 0 | 0 | 0 | 0 | 0 |  | 1 | 1 | 1 | 0 | 0 | 0
load_220336154 |  | node_1410295_544_15339500_424 |  | AN | 0 | Residential | 9928.8+4229.651j | 0 | 0 | 0 | 0 | 0 | [24 empty] | 8103101 | no | no |  |  | no |  | 0 | 0 | 0 | 0 | 0 | 0 |  | 1 | 1 | 1 | 0 | 0 | 0
load_220336155 |  | node_1410370_494_15339057_817 |  | AN | 0 | Residential | 28317.6+12063.247j | 0 | 0 | 0 | 0 | 0 | [24 empty] | 8103101 | no | no |  |  | no |  | 0 | 0 | 0 | 0 | 0 | 0 |  | 1 | 1 | 1 | 0 | 0 | 0
load_220336156 |  | node_1410352_701_15338921_785 |  | AN | 0 | Residential | 17748+7560.616j | 0 | 0 | 0 | 0 | 0 | [24 empty] | 8103101 | no | no |  |  | no |  | 0 | 0 | 0 | 0 | 0 | 0 |  | 1 | 1 | 1 | 0 | 0 | 0
load_220336157 |  | node_1410274_087_15338770_413 |  | AN | 0 | Residential | 9374.4+3993.478j | 0 | 0 | 0 | 0 | 0 | [24 empty] | 8103101 | no | no |  |  | no |  | 0 | 0 | 0 | 0 | 0 | 0 |  | 1 | 1 | 1 | 0 | 0 | 0
load_220336158 |  | node_1410279_281_15337884_514 |  | AN | 0 | Other | 0 | 0 | 0 | 0 | 0 | 0 | [24 empty] | 8103101 | no | no |  |  | no |  | 0 | 0 | 0 | 0 | 0 | 0 |  | 1 | 1 | 1 | 0 | 0 | 0
load_220336159 |  | node_1409712_113_15337928_292 |  | AN | 0 | Other | 0 | 0 | 0 | 0 | 0 | 0 | [24 empty] | 8103101 | no | no |  |  | no |  | 0 | 0 | 0 | 0 | 0 | 0 |  | 1 | 1 | 1 | 0 | 0 | 0
load_220336159-L-1 |  | node_1409712_113_15337928_292 |  | AN | 0 | Other | 0 | 0 | 0 | 0 | 0 | 0 | [24 empty] | 8103101 | no | no |  |  | no |  | 0 | 0 | 0 | 0 | 0 | 0 |  | 1 | 1 | 1 | 0 | 0 | 0
load_220336160 |  | node_1410572_504_15337978_172 |  | AN | 0 | Residential | 16624.8+7082.135j | 0 | 0 | 0 | 0 | 0 | [24 empty] | 8103101 | no | no |  |  | no |  | 0 | 0 | 0 | 0 | 0 | 0 |  | 1 | 1 | 1 | 0 | 0 | 0
load_220336161 |  | node_1410479_898_15337253_242 |  | AN | 0 | Residential | 32292+13756.334j | 0 | 0 | 0 | 0 | 0 | [24 empty] | 8103101 | no | no |  |  | no |  | 0 | 0 | 0 | 0 | 0 | 0 |  | 1 | 1 | 1 | 0 | 0 | 0
load_220336162 |  | node_1410398_529_15338412_81 |  | AN | 0 | Residential | 15919.2+6781.551j | 0 | 0 | 0 | 0 | 0 | [24 empty] | 8103101 | no | no |  |  | no |  | 0 | 0 | 0 | 0 | 0 | 0 |  | 1 | 1 | 1 | 0 | 0 | 0
load_220336163 |  | node_1411113_349_15342576_209 |  | AN | 0 | Residential | 1814.4+772.931j | 0 | 0 | 0 | 0 | 0 | [24 empty] | 8103101 | no | no |  |  | no |  | 0 | 0 | 0 | 0 | 0 | 0 |  | 1 | 1 | 1 | 0 | 0 | 0
load_220336164 |  | node_1411366_176_15342330_336 |  | AN | 0 | NonResidential | 0 | 0 | 0 | 0 | 0 | 0 | [24 empty] | 8103101 | no | no |  |  | no |  | 0 | 0 | 0 | 0 | 0 | 0 |  | 1 | 1 | 1 | 0 | 0 | 0
load_220336165 |  | node_1411103_322_15342063_463 |  | AN | 0 | NonResidential | 28.8+12.269j | 0 | 0 | 0 | 0 | 0 | [24 empty] | 8103101 | no | no |  |  | no |  | 0 | 0 | 0 | 0 | 0 | 0 |  | 1 | 1 | 1 | 0 | 0 | 0
load_220336166 |  | node_1410095_464_15343578_275 |  | AN | 0 | Residential | 9799.2+4174.442j | 0 | 0 | 0 | 0 | 0 | [24 empty] | 8103101 | no | no |  |  | no |  | 0 | 0 | 0 | 0 | 0 | 0 |  | 1 | 1 | 1 | 0 | 0 | 0
load_220339475 |  | node_1411456_798_15339377_032 |  | AN | 0 | Residential | 0 | 0 | 0 | 0 | 0 | 0 | [24 empty] | 8103101 | no | no |  |  | no |  | 0 | 0 | 0 | 0 | 0 | 0 |  | 1 | 1 | 1 | 0 | 0 | 0
load_220499115 |  | node_1397574_326_15351202_4 |  | AN | 0 | Residential | 9504+4048.687j | 0 | 0 | 0 | 0 | 0 | [24 empty] | 8103101 | no | no |  |  | no |  | 0 | 0 | 0 | 0 | 0 | 0 |  | 1 | 1 | 1 | 0 | 0 | 0
load_220513877 |  | node_1398552_441_15350305_864 |  | AN | 0 | Residential | 3297.6+1404.772j | 0 | 0 | 0 | 0 | 0 | [24 empty] | 8103101 | no | no |  |  | no |  | 0 | 0 | 0 | 0 | 0 | 0 |  | 1 | 1 | 1 | 0 | 0 | 0
load_220516140 |  | node_1410629_439_15339843_581 |  | AN | 0 | NonResidential | 6000+2555.989j | 0 | 0 | 0 | 0 | 0 | [24 empty] | 8103101 | no | no |  |  | no |  | 0 | 0 | 0 | 0 | 0 | 0 |  | 1 | 1 | 1 | 0 | 0 | 0
load_220526279 |  | node_1406580_993_15344430_389 |  | AN | 0 | Residential | 23680.8+10087.979j | 0 | 0 | 0 | 0 | 0 | [24 empty] | 8103101 | no | no |  |  | no |  | 0 | 0 | 0 | 0 | 0 | 0 |  | 1 | 1 | 1 | 0 | 0 | 0
load_220529672 |  | node_1395232_752_15356325_179 |  | AN | 0 | Residential | 10908+4646.789j | 0 | 0 | 0 | 0 | 0 | [24 empty] | 8103101 | no | no |  |  | no |  | 0 | 0 | 0 | 0 | 0 | 0 |  | 1 | 1 | 1 | 0 | 0 | 0
load_220530531 |  | node_1405935_561_15340454_884 |  | AN | 0 | Residential | 19188+8174.054j | 0 | 0 | 0 | 0 | 0 | [24 empty] | 8103101 | no | no |  |  | no |  | 0 | 0 | 0 | 0 | 0 | 0 |  | 1 | 1 | 1 | 0 | 0 | 0
load_220532483 |  | node_1409829_015_15341691_786 |  | AN | 0 | Residential | 4118.4+1754.431j | 0 | 0 | 0 | 0 | 0 | [24 empty] | 8103101 | no | no |  |  | no |  | 0 | 0 | 0 | 0 | 0 | 0 |  | 1 | 1 | 1 | 0 | 0 | 0
load_220534033 |  | node_1403028_574_15343275_5 |  | AN | 0 | Residential | 78228+33324.988j | 0 | 0 | 0 | 0 | 0 | [24 empty] | 8103101 | no | no |  |  | no |  | 0 | 0 | 0 | 0 | 0 | 0 |  | 1 | 1 | 1 | 0 | 0 | 0
load_220535587 |  | node_1397311_445_15350964_398 |  | AN | 0 | Other | 0 | 0 | 0 | 0 | 0 | 0 | [24 empty] | 8103101 | no | no |  |  | no |  | 0 | 0 | 0 | 0 | 0 | 0 |  | 1 | 1 | 1 | 0 | 0 | 0
load_220546727 |  | node_1405876_641_15344472_779 |  | AN | 0 | Residential | 4550.4+1938.462j | 0 | 0 | 0 | 0 | 0 | [24 empty] | 8103101 | no | no |  |  | no |  | 0 | 0 | 0 | 0 | 0 | 0 |  | 1 | 1 | 1 | 0 | 0 | 0
load_220547200 |  | node_1406936_984_15344808_346 |  | AN | 0 | Residential | 14299.2+6091.434j | 0 | 0 | 0 | 0 | 0 | [24 empty] | 8103101 | no | no |  |  | no |  | 0 | 0 | 0 | 0 | 0 | 0 |  | 1 | 1 | 1 | 0 | 0 | 0
load_220572420 |  | node_1406956_352_15345658_085 |  | AN | 0 | Residential | 1303.2+555.161j | 0 | 0 | 0 | 0 | 0 | [24 empty] | 8103101 | no | no |  |  | no |  | 0 | 0 | 0 | 0 | 0 | 0 |  | 1 | 1 | 1 | 0 | 0 | 0
load_220572463 |  | node_1403386_482_15342489_115 |  | AN | 0 | Residential | 17776.8+7572.885j | 0 | 0 | 0 | 0 | 0 | [24 empty] | 8103101 | no | no |  |  | no |  | 0 | 0 | 0 | 0 | 0 | 0 |  | 1 | 1 | 1 | 0 | 0 | 0
load_220598170 |  | node_1401460_182_15342985_53 |  | AN | 0 | Residential | 8388+3573.273j | 0 | 0 | 0 | 0 | 0 | [24 empty] | 8103101 | no | no |  |  | no |  | 0 | 0 | 0 | 0 | 0 | 0 |  | 1 | 1 | 1 | 0 | 0 | 0
load_220598218 |  | node_1411464_701_15340241_189 |  | AN | 0 | Residential | 180+76.68j | 0 | 0 | 0 | 0 | 0 | [24 empty] | 8103101 | no | no |  |  | no |  | 0 | 0 | 0 | 0 | 0 | 0 |  | 1 | 1 | 1 | 0 | 0 | 0
load_220619924 |  | node_1396078_253_15355364_567 |  | AN | 0 | Residential | 4759.2+2027.411j | 0 | 0 | 0 | 0 | 0 | [24 empty] | 8103101 | no | no |  |  | no |  | 0 | 0 | 0 | 0 | 0 | 0 |  | 1 | 1 | 1 | 0 | 0 | 0
load_220624284 |  | node_1401294_097_15347592_578 |  | AN | 0 | Residential | 1720.8+733.058j | 0 | 0 | 0 | 0 | 0 | [24 empty] | 8103101 | no | no |  |  | no |  | 0 | 0 | 0 | 0 | 0 | 0 |  | 1 | 1 | 1 | 0 | 0 | 0
load_220648327 |  | node_1405108_303_15342552_552 |  | AN | 0 | Residential | 20534.4+8747.618j | 0 | 0 | 0 | 0 | 0 | [24 empty] | 8103101 | no | no |  |  | no |  | 0 | 0 | 0 | 0 | 0 | 0 |  | 1 | 1 | 1 | 0 | 0 | 0
load_220648434 |  | node_1395947_95_15355866_157 |  | AN | 0 | NonResidential | 525.6+223.905j | 0 | 0 | 0 | 0 | 0 | [24 empty] | 8103101 | no | no |  |  | no |  | 0 | 0 | 0 | 0 | 0 | 0 |  | 1 | 1 | 1 | 0 | 0 | 0
load_220652438 |  | node_1402202_215_15347363_716 |  | AN | 0 | Residential | 20808+8864.171j | 0 | 0 | 0 | 0 | 0 | [24 empty] | 8103101 | no | no |  |  | no |  | 0 | 0 | 0 | 0 | 0 | 0 |  | 1 | 1 | 1 | 0 | 0 | 0
load_220656266 |  | node_1398655_503_15350063_215 |  | AN | 0 | Residential | 12931.2+5508.668j | 0 | 0 | 0 | 0 | 0 | [24 empty] | 8103101 | no | no |  |  | no |  | 0 | 0 | 0 | 0 | 0 | 0 |  | 1 | 1 | 1 | 0 | 0 | 0
load_310017083 |  | node_1409796_076_15342212_01 |  | AN | 0 | Residential | 26769.6+11403.802j | 0 | 0 | 0 | 0 | 0 | [24 empty] | 8103101 | no | no |  |  | no |  | 0 | 0 | 0 | 0 | 0 | 0 |  | 1 | 1 | 1 | 0 | 0 | 0
load_310049566 |  | node_1408785_638_15345669_123 |  | AN | 0 | Other | 0 | 0 | 0 | 0 | 0 | 0 | [24 empty] | 8103101 | no | no |  |  | no |  | 0 | 0 | 0 | 0 | 0 | 0 |  | 1 | 1 | 1 | 0 | 0 | 0
load_310049566-L-1 |  | node_1408785_638_15345669_123 |  | AN | 0 | Residential | 0 | 0 | 0 | 0 | 0 | 0 | [24 empty] | 8103101 | no | no |  |  | no |  | 0 | 0 | 0 | 0 | 0 | 0 |  | 1 | 1 | 1 | 0 | 0 | 0
load_310057017 |  | node_1408185_382_15344262_937 |  | AN | 0 | Residential | 1159.2+493.817j | 0 | 0 | 0 | 0 | 0 | [24 empty] | 8103101 | no | no |  |  | no |  | 0 | 0 | 0 | 0 | 0 | 0 |  | 1 | 1 | 1 | 0 | 0 | 0
load_310064598 |  | node_1408656_361_15344160_309 |  | AN | 0 | Residential | 3297.6+1404.772j | 0 | 0 | 0 | 0 | 0 | [24 empty] | 8103101 | no | no |  |  | no |  | 0 | 0 | 0 | 0 | 0 | 0 |  | 1 | 1 | 1 | 0 | 0 | 0
load_311901305 |  | node_1405000_897_15346633_858 |  | AN | 0 | NonResidential | 194.4+82.814j | 0 | 0 | 0 | 0 | 0 | [24 empty] | 8103101 | no | no |  |  | no |  | 0 | 0 | 0 | 0 | 0 | 0 |  | 1 | 1 | 1 | 0 | 0 | 0
load_312084507 |  | node_1407700_929_15347381_458 |  | AN | 0 | Residential | 3441.6+1466.115j | 0 | 0 | 0 | 0 | 0 | [24 empty] | 8103101 | no | no |  |  | no |  | 0 | 0 | 0 | 0 | 0 | 0 |  | 1 | 1 | 1 | 0 | 0 | 0

## node
data_type | static
owner_type | feeder
owner | 8103101
object | node
name | groupid | parent | bustype | phases | nominal_voltage | dcircuit | selected | monitored | monitored_fields | class_monitored_fields | played | played_fields | subsystem | x | y | comments | dist_to_slack
node_1395232_752_15356325_179 |  |  | PQ | AN | 2771.281 | 8103101 | no | no |  |  | no |  |  | 1395232.752 | 15356325.179 |  | -1
node_1395440_499_15357092_2 |  |  | PQ | AN | 2771.281 | 8103101 | no | no |  |  | no |  |  | 1395440.499 | 15357092.2 |  | -1
node_1395478_85_15356777_535 |  |  | PQ | AN | 2771.281 | 8103101 | no | no |  |  | no |  |  | 1395478.85 | 15356777.535 |  | -1
node_1395635_823_15356558_619 |  |  | PQ | AN | 2771.281 | 8103101 | no | no |  |  | no |  |  | 1395635.823 | 15356558.619 |  | -1
node_1395713_137_15356072_128 |  |  | PQ | AN | 2771.281 | 8103101 | no | no |  |  | no |  |  | 1395713.137 | 15356072.128 |  | -1
node_1395947_95_15355866_157 |  |  | PQ | AN | 2771.281 | 8103101 | no | no |  |  | no |  |  | 1395947.95 | 15355866.157 |  | -1
node_1396064_687_15355596_467 |  |  | PQ | AN | 2771.281 | 8103101 | no | no |  |  | no |  |  | 1396064.687 | 15355596.467 |  | -1
node_1396078_253_15355364_567 |  |  | PQ | AN | 2771.281 | 8103101 | no | no |  |  | no |  |  | 1396078.253 | 15355364.567 |  | -1
node_1396084_514_15353517_172 |  |  | PQ | AN | 2771.281 | 8103101 | no | no |  |  | no |  |  | 1396084.514 | 15353517.172 |  | -1
node_1396412_409_15354734_767 |  |  | PQ | AN | 2771.281 | 8103101 | no | no |  |  | no |  |  | 1396412.409 | 15354734.767 |  | -1
node_1396576_061_15353808_955 |  |  | PQ | AN | 2771.281 | 8103101 | no | no |  |  | no |  |  | 1396576.061 | 15353808.955 |  | -1
node_1396961_248_15353904_846 |  |  | PQ | AN | 2771.281 | 8103101 | no | no |  |  | no |  |  | 1396961.248 | 15353904.846 |  | -1
node_1397006_482_15352702_232 |  |  | PQ | AN | 2771.281 | 8103101 | no | no |  |  | no |  |  | 1397006.482 | 15352702.232 |  | -1
node_1397034_9_15352487_728 |  |  | PQ | AN | 2771.281 | 8103101 | no | no |  |  | no |  |  | 1397034.9 | 15352487.728 |  | -1
node_1397055_317_15351676_297 |  |  | PQ | AN | 2771.281 | 8103101 | no | no |  |  | no |  |  | 1397055.317 | 15351676.297 |  | -1
node_1397072_488_15352200_733 |  |  | PQ | AN | 2771.281 | 8103101 | no | no |  |  | no |  |  | 1397072.488 | 15352200.733 |  | -1
node_1397311_445_15350964_398 |  |  | PQ | AN | 2771.281 | 8103101 | no | no |  |  | no |  |  | 1397311.445 | 15350964.398 |  | -1
node_1397574_326_15351202_4 |  |  | PQ | AN | 2771.281 | 8103101 | no | no |  |  | no |  |  | 1397574.326 | 15351202.4 |  | -1
node_1397682_604_15347620_607 |  |  | PQ | AN | 2771.281 | 8103101 | no | no |  |  | no |  |  | 1397682.604 | 15347620.607 |  | -1
node_1397953_509_15347682_236 |  |  | PQ | AN | 2771.281 | 8103101 | no | no |  |  | no |  |  | 1397953.509 | 15347682.236 |  | -1
node_1398215_022_15347868_904 |  |  | PQ | AN | 2771.281 | 8103101 | no | no |  |  | no |  |  | 1398215.022 | 15347868.904 |  | -1
node_1398552_441_15350305_864 |  |  | PQ | AN | 2771.281 | 8103101 | no | no |  |  | no |  |  | 1398552.441 | 15350305.864 |  | -1
node_1398585_009_15347766_149 |  |  | PQ | AN | 2771.281 | 8103101 | no | no |  |  | no |  |  | 1398585.009 | 15347766.149 |  | -1
node_1398655_503_15350063_215 |  |  | PQ | AN | 2771.281 | 8103101 | no | no |  |  | no |  |  | 1398655.503 | 15350063.215 |  | -1
node_1398810_474_15347789_293 |  |  | PQ | AN | 2771.281 | 8103101 | no | no |  |  | no |  |  | 1398810.474 | 15347789.293 |  | -1
node_1399011_854_15349089_105 |  |  | PQ | AN | 2771.281 | 8103101 | no | no |  |  | no |  |  | 1399011.854 | 15349089.105 |  | -1
node_1399099_138_15348399_568 |  |  | PQ | AN | 2771.281 | 8103101 | no | no |  |  | no |  |  | 1399099.138 | 15348399.568 |  | -1
node_1399121_768_15347710_491 |  |  | PQ | AN | 2771.281 | 8103101 | no | no |  |  | no |  |  | 1399121.768 | 15347710.491 |  | -1
node_1399160_934_15349870_124 |  |  | PQ | AN | 2771.281 | 8103101 | no | no |  |  | no |  |  | 1399160.934 | 15349870.124 |  | -1
node_1399322_163_15347768_727 |  |  | PQ | AN | 2771.281 | 8103101 | no | no |  |  | no |  |  | 1399322.163 | 15347768.727 |  | -1
node_1399641_05_15347700_13 |  |  | PQ | AN | 2771.281 | 8103101 | no | no |  |  | no |  |  | 1399641.05 | 15347700.13 |  | -1
node_1399996_555_15347743_51 |  |  | PQ | AN | 2771.281 | 8103101 | no | no |  |  | no |  |  | 1399996.555 | 15347743.51 |  | -1
node_1400323_437_15347742_132 |  |  | PQ | AN | 2771.281 | 8103101 | no | no |  |  | no |  |  | 1400323.437 | 15347742.132 |  | -1
node_1400466_106_15347836_537 |  |  | PQ | AN | 2771.281 | 8103101 | no | no |  |  | no |  |  | 1400466.106 | 15347836.537 |  | -1
node_1400736_706_15343079_019 |  |  | PQ | AN | 2771.281 | 8103101 | no | no |  |  | no |  |  | 1400736.706 | 15343079.019 |  | -1
node_1400768_151_15348091_709 |  |  | PQ | AN | 2771.281 | 8103101 | no | no |  |  | no |  |  | 1400768.151 | 15348091.709 |  | -1
node_1401028_44_15347871_145 |  |  | PQ | AN | 2771.281 | 8103101 | no | no |  |  | no |  |  | 1401028.44 | 15347871.145 |  | -1
node_1401294_097_15347592_578 |  |  | PQ | AN | 2771.281 | 8103101 | no | no |  |  | no |  |  | 1401294.097 | 15347592.578 |  | -1
node_1401460_182_15342985_53 |  |  | PQ | AN | 2771.281 | 8103101 | no | no |  |  | no |  |  | 1401460.182 | 15342985.53 |  | -1
node_1401489_936_15348581_168 |  |  | PQ | AN | 2771.281 | 8103101 | no | no |  |  | no |  |  | 1401489.936 | 15348581.168 |  | -1
node_1401524_812_15347842_767 |  |  | PQ | AN | 2771.281 | 8103101 | no | no |  |  | no |  |  | 1401524.812 | 15347842.767 |  | -1
node_1401540_485_15348221_889 |  |  | PQ | AN | 2771.281 | 8103101 | no | no |  |  | no |  |  | 1401540.485 | 15348221.889 |  | -1
node_1402037_924_15347561_85 |  |  | PQ | AN | 2771.281 | 8103101 | no | no |  |  | no |  |  | 1402037.924 | 15347561.85 |  | -1
node_1402202_215_15347363_716 |  |  | PQ | AN | 2771.281 | 8103101 | no | no |  |  | no |  |  | 1402202.215 | 15347363.716 |  | -1
node_1402528_365_15343313_807 |  |  | PQ | AN | 2771.281 | 8103101 | no | no |  |  | no |  |  | 1402528.365 | 15343313.807 |  | -1
node_1402639_295_15341820_356 |  |  | PQ | AN | 2771.281 | 8103101 | no | no |  |  | no |  |  | 1402639.295 | 15341820.356 |  | -1
node_1402722_223_15347064_111 |  |  | PQ | AN | 2771.281 | 8103101 | no | no |  |  | no |  |  | 1402722.223 | 15347064.111 |  | -1
node_1402786_07_15346952_493 |  |  | PQ | AN | 2771.281 | 8103101 | no | no |  |  | no |  |  | 1402786.07 | 15346952.493 |  | -1
node_1402936_28_15342526_688 |  |  | PQ | AN | 2771.281 | 8103101 | no | no |  |  | no |  |  | 1402936.28 | 15342526.688 |  | -1
node_1403028_574_15343275_5 |  |  | PQ | AN | 2771.281 | 8103101 | no | no |  |  | no |  |  | 1403028.574 | 15343275.5 |  | -1
node_1403100_829_15346802_036 |  |  | PQ | AN | 2771.281 | 8103101 | no | no |  |  | no |  |  | 1403100.829 | 15346802.036 |  | -1
node_1403386_482_15342489_115 |  |  | PQ | AN | 2771.281 | 8103101 | no | no |  |  | no |  |  | 1403386.482 | 15342489.115 |  | -1
node_1403484_655_15342840_131 |  |  | PQ | AN | 2771.281 | 8103101 | no | no |  |  | no |  |  | 1403484.655 | 15342840.131 |  | -1
node_1403708_745_15346369_731 |  |  | PQ | AN | 2771.281 | 8103101 | no | no |  |  | no |  |  | 1403708.745 | 15346369.731 |  | -1
node_1404057_186_15346081_672 |  |  | PQ | AN | 2771.281 | 8103101 | no | no |  |  | no |  |  | 1404057.186 | 15346081.672 |  | -1
node_1404185_371_15345890_861 |  |  | PQ | AN | 2771.281 | 8103101 | no | no |  |  | no |  |  | 1404185.371 | 15345890.861 |  | -1
node_1404468_437_15345729_172 |  |  | PQ | AN | 2771.281 | 8103101 | no | no |  |  | no |  |  | 1404468.437 | 15345729.172 |  | -1
node_1404640_091_15345483_937 |  |  | PQ | AN | 2771.281 | 8103101 | no | no |  |  | no |  |  | 1404640.091 | 15345483.937 |  | -1
node_1404896_781_15342497_721 |  |  | PQ | AN | 2771.281 | 8103101 | no | no |  |  | no |  |  | 1404896.781 | 15342497.721 |  | -1
node_1405000_897_15346633_858 |  |  | PQ | AN | 2771.281 | 8103101 | no | no |  |  | no |  |  | 1405000.897 | 15346633.858 |  | -1
node_1405108_303_15342552_552 |  |  | PQ | AN | 2771.281 | 8103101 | no | no |  |  | no |  |  | 1405108.303 | 15342552.552 |  | -1
node_1405694_178_15342482_16 |  |  | PQ | AN | 2771.281 | 8103101 | no | no |  |  | no |  |  | 1405694.178 | 15342482.16 |  | -1
node_1405698_287_15349316_946 |  |  | PQ | AN | 2771.281 | 8103101 | no | no |  |  | no |  |  | 1405698.287 | 15349316.946 |  | -1
node_1405876_641_15344472_779 |  |  | PQ | AN | 2771.281 | 8103101 | no | no |  |  | no |  |  | 1405876.641 | 15344472.779 |  | -1
node_1405935_561_15340454_884 |  |  | PQ | AN | 2771.281 | 8103101 | no | no |  |  | no |  |  | 1405935.561 | 15340454.884 |  | -1
node_1406008_846_15349191_903 |  |  | PQ | AN | 2771.281 | 8103101 | no | no |  |  | no |  |  | 1406008.846 | 15349191.903 |  | -1
node_1406050_166_15349001_642 |  |  | PQ | AN | 2771.281 | 8103101 | no | no |  |  | no |  |  | 1406050.166 | 15349001.642 |  | -1
node_1406293_763_15342120_725 |  |  | PQ | AD | 2771.281 | 8103101 | no | no |  |  | no |  |  | 1406293.763 | 15342120.725 |  | -1
node_1406353_111_15348866_651 |  |  | PQ | AN | 2771.281 | 8103101 | no | no |  |  | no |  |  | 1406353.111 | 15348866.651 |  | -1
node_1406362_382_15340390_015 |  |  | PQ | AN | 2771.281 | 8103101 | no | no |  |  | no |  |  | 1406362.382 | 15340390.015 |  | -1
node_1406414_387_15342107_254 |  |  | PQ | AN | 2771.281 | 8103101 | no | no |  |  | no |  |  | 1406414.387 | 15342107.254 |  | -1
node_1406580_993_15344430_389 |  |  | PQ | AN | 2771.281 | 8103101 | no | no |  |  | no |  |  | 1406580.993 | 15344430.389 |  | -1
node_1406709_534_15341943_308 |  |  | PQ | AN | 2771.281 | 8103101 | no | no |  |  | no |  |  | 1406709.534 | 15341943.308 |  | -1
node_1406916_526_15341575_796 |  |  | PQ | AN | 2771.281 | 8103101 | no | no |  |  | no |  |  | 1406916.526 | 15341575.796 |  | -1
node_1406922_462_15346122_097 |  |  | PQ | AN | 2771.281 | 8103101 | no | no |  |  | no |  |  | 1406922.462 | 15346122.097 |  | -1
node_1406936_984_15344808_346 |  |  | PQ | AN | 2771.281 | 8103101 | no | no |  |  | no |  |  | 1406936.984 | 15344808.346 |  | -1
node_1406950_407_15345248_133 |  |  | PQ | AN | 2771.281 | 8103101 | no | no |  |  | no |  |  | 1406950.407 | 15345248.133 |  | -1
node_1406956_352_15345658_085 |  |  | PQ | AN | 2771.281 | 8103101 | no | no |  |  | no |  |  | 1406956.352 | 15345658.085 |  | -1
node_1407003_567_15344381_478 |  |  | PQ | AN | 2771.281 | 8103101 | no | no |  |  | no |  |  | 1407003.567 | 15344381.478 |  | -1
node_1407121_693_15341729_683 |  |  | PQ | AN | 2771.281 | 8103101 | no | no |  |  | no |  |  | 1407121.693 | 15341729.683 |  | -1
node_1407214_161_15347948_731 |  |  | PQ | AN | 2771.281 | 8103101 | no | no |  |  | no |  |  | 1407214.161 | 15347948.731 |  | -1
node_1407217_791_15341605_668 |  |  | PQ | AN | 2771.281 | 8103101 | no | no |  |  | no |  |  | 1407217.791 | 15341605.668 |  | -1
node_1407700_929_15347381_458 |  |  | PQ | AN | 2771.281 | 8103101 | no | no |  |  | no |  |  | 1407700.929 | 15347381.458 |  | -1
node_1407904_204_15347204_839 |  |  | PQ | AN | 2771.281 | 8103101 | no | no |  |  | no |  |  | 1407904.204 | 15347204.839 |  | -1
node_1408185_382_15344262_937 |  |  | PQ | AN | 2771.281 | 8103101 | no | no |  |  | no |  |  | 1408185.382 | 15344262.937 |  | -1
node_1408398_748_15341780_564 |  |  | PQ | AN | 2771.281 | 8103101 | no | no |  |  | no |  |  | 1408398.748 | 15341780.564 |  | -1
node_1408432_615_15347881_153 |  |  | PQ | AN | 2771.281 | 8103101 | no | no |  |  | no |  |  | 1408432.615 | 15347881.153 |  | -1
node_1408656_361_15344160_309 |  |  | PQ | AN | 2771.281 | 8103101 | no | no |  |  | no |  |  | 1408656.361 | 15344160.309 |  | -1
node_1408727_406_15347615_02 |  |  | PQ | AN | 2771.281 | 8103101 | no | no |  |  | no |  |  | 1408727.406 | 15347615.02 |  | -1
node_1408785_638_15345669_123 |  |  | PQ | AN | 2771.281 | 8103101 | no | no |  |  | no |  |  | 1408785.638 | 15345669.123 |  | -1
node_1409064_379_15347497_992 |  |  | PQ | AN | 2771.281 | 8103101 | no | no |  |  | no |  |  | 1409064.379 | 15347497.992 |  | -1
node_1409243_287_15347313_142 |  |  | PQ | AN | 2771.281 | 8103101 | no | no |  |  | no |  |  | 1409243.287 | 15347313.142 |  | -1
node_1409405_56_15343479_962 |  |  | PQ | AN | 2771.281 | 8103101 | no | no |  |  | no |  |  | 1409405.56 | 15343479.962 |  | -1
node_1409586_378_15344173_466 |  |  | PQ | AN | 2771.281 | 8103101 | no | no |  |  | no |  |  | 1409586.378 | 15344173.466 |  | -1
node_1409672_157_15343319_263 |  |  | PQ | AN | 2771.281 | 8103101 | no | no |  |  | no |  |  | 1409672.157 | 15343319.263 |  | -1
node_1409712_113_15337928_292 |  |  | PQ | AN | 2771.281 | 8103101 | no | no |  |  | no |  |  | 1409712.113 | 15337928.292 |  | -1
node_1409735_406_15343086_268 |  |  | PQ | AN | 2771.281 | 8103101 | no | no |  |  | no |  |  | 1409735.406 | 15343086.268 |  | -1
node_1409776_529_15346422_641 |  |  | PQ | AN | 2771.281 | 8103101 | no | no |  |  | no |  |  | 1409776.529 | 15346422.641 |  | -1
node_1409796_076_15342212_01 |  |  | PQ | AN | 2771.281 | 8103101 | no | no |  |  | no |  |  | 1409796.076 | 15342212.01 |  | -1
node_1409829_015_15341691_786 |  |  | PQ | AN | 2771.281 | 8103101 | no | no |  |  | no |  |  | 1409829.015 | 15341691.786 |  | -1
node_1410002_25_15342978_016 |  |  | PQ | AN | 2771.281 | 8103101 | no | no |  |  | no |  |  | 1410002.25 | 15342978.016 |  | -1
node_1410072_529_15345889_888 |  |  | PQ | AN | 2771.281 | 8103101 | no | no |  |  | no |  |  | 1410072.529 | 15345889.888 |  | -1
node_1410095_464_15343578_275 |  |  | PQ | AN | 2771.281 | 8103101 | no | no |  |  | no |  |  | 1410095.464 | 15343578.275 |  | -1
node_1410202_285_15342765_108 |  |  | PQ | AN | 2771.281 | 8103101 | no | no |  |  | no |  |  | 1410202.285 | 15342765.108 |  | -1
node_1410257_105_15345500_032 |  |  | PQ | AN | 2771.281 | 8103101 | no | no |  |  | no |  |  | 1410257.105 | 15345500.032 |  | -1
node_1410274_087_15338770_413 |  |  | PQ | ABCN | 2771.281 | 8103101 | no | no |  |  | no |  |  | 1410274.087 | 15338770.413 |  | -1
node_1410279_281_15337884_514 |  |  | PQ | AN | 2771.281 | 8103101 | no | no |  |  | no |  |  | 1410279.281 | 15337884.514 |  | -1
node_1410295_544_15339500_424 |  |  | PQ | ABCN | 2771.281 | 8103101 | no | no |  |  | no |  |  | 1410295.544 | 15339500.424 |  | -1
node_1410352_701_15338921_785 |  |  | PQ | ABCN | 2771.281 | 8103101 | no | no |  |  | no |  |  | 1410352.701 | 15338921.785 |  | -1
node_1410370_494_15339057_817 |  |  | PQ | ABCN | 2771.281 | 8103101 | no | no |  |  | no |  |  | 1410370.494 | 15339057.817 |  | -1
node_1410377_206_15340033_32 |  |  | PQ | ABCN | 2771.281 | 8103101 | no | no |  |  | no |  |  | 1410377.206 | 15340033.32 |  | -1
node_1410398_529_15338412_81 |  |  | PQ | ABCN | 2771.281 | 8103101 | no | no |  |  | no |  |  | 1410398.529 | 15338412.81 |  | -1
node_1410479_898_15337253_242 |  |  | PQ | AN | 2771.281 | 8103101 | no | no |  |  | no |  |  | 1410479.898 | 15337253.242 |  | -1
node_1410480_522_15340556_911 |  |  | PQ | ABCD | 2771.281 | 8103101 | no | no |  |  | no |  |  | 1410480.522 | 15340556.911 |  | -1
node_1410482_351_15342620_134 |  |  | PQ | AN | 2771.281 | 8103101 | no | no |  |  | no |  |  | 1410482.351 | 15342620.134 |  | -1
node_1410498_437_15340869_384 |  |  | PQ | ABCN | 2771.281 | 8103101 | no | no |  |  | no |  |  | 1410498.437 | 15340869.384 |  | -1
node_1410516_611_15344922_854 |  |  | PQ | ABCN | 2771.281 | 8103101 | no | no |  |  | no |  |  | 1410516.611 | 15344922.854 |  | -1
node_1410522_913_15342668_808 |  |  | PQ | AN | 2771.281 | 8103101 | no | no |  |  | no |  |  | 1410522.913 | 15342668.808 |  | -1
node_1410542_536_15340137_029 |  |  | PQ | AN | 2771.281 | 8103101 | no | no |  |  | no |  |  | 1410542.536 | 15340137.029 |  | -1
node_1410572_504_15337978_172 |  |  | PQ | AN | 2771.281 | 8103101 | no | no |  |  | no |  |  | 1410572.504 | 15337978.172 |  | -1
node_1410620_574_15344730_608 |  |  | PQ | ABCN | 2771.281 | 8103101 | no | no |  |  | no |  |  | 1410620.574 | 15344730.608 |  | -1
node_1410629_439_15339843_581 |  |  | PQ | AN | 2771.281 | 8103101 | no | no |  |  | no |  |  | 1410629.439 | 15339843.581 |  | -1
node_1410629_971_15341799_991 |  |  | PQ | ABCN | 2771.281 | 8103101 | no | no |  |  | no |  |  | 1410629.971 | 15341799.991 |  | -1
node_1410773_819_15342316_332 |  |  | PQ | ABCN | 2771.281 | 8103101 | no | no |  |  | no |  |  | 1410773.819 | 15342316.332 |  | -1
node_1410803_459_15339689_002 |  |  | PQ | AN | 2771.281 | 8103101 | no | no |  |  | no |  |  | 1410803.459 | 15339689.002 |  | -1
node_1410819_026_15339493_503 |  |  | PQ | AN | 2771.281 | 8103101 | no | no |  |  | no |  |  | 1410819.026 | 15339493.503 |  | -1
node_1410896_443_15341725_271 |  |  | PQ | ABCN | 2771.281 | 8103101 | no | no |  |  | no |  |  | 1410896.443 | 15341725.271 |  | -1
node_1410904_314_15342682_888 |  |  | PQ | ABCN | 2771.281 | 8103101 | no | no |  |  | no |  |  | 1410904.314 | 15342682.888 |  | -1
node_1410907_465_15341747_474 |  |  | PQ | ABCN | 2771.281 | 8103101 | no | no |  |  | no |  |  | 1410907.465 | 15341747.474 |  | -1
node_1410982_122_15344242_696 |  |  | PQ | ABCN | 2771.281 | 8103101 | no | no |  |  | no |  |  | 1410982.122 | 15344242.696 |  | -1
node_1411078_678_15340142_125 |  |  | PQ | AN | 2771.281 | 8103101 | no | no |  |  | no |  |  | 1411078.678 | 15340142.125 |  | -1
node_1411103_322_15342063_463 |  |  | PQ | ABCN | 2771.281 | 8103101 | no | no |  |  | no |  |  | 1411103.322 | 15342063.463 |  | -1
node_1411113_349_15342576_209 |  |  | PQ | ABCN | 2771.281 | 8103101 | no | no |  |  | no |  |  | 1411113.349 | 15342576.209 |  | -1
node_1411366_176_15342330_336 |  |  | PQ | AN | 2771.281 | 8103101 | no | no |  |  | no |  |  | 1411366.176 | 15342330.336 |  | -1
node_1411420_316_15343562_771 |  |  | PQ | ABCN | 2771.281 | 8103101 | no | no |  |  | no |  |  | 1411420.316 | 15343562.771 |  | -1
node_1411445_181_15343835_846 |  |  | PQ | ABCN | 2771.281 | 8103101 | no | no |  |  | no |  |  | 1411445.181 | 15343835.846 |  | -1
node_1411454_741_15343812_61 |  |  | PQ | ABCN | 2771.281 | 8103101 | no | no |  |  | no |  |  | 1411454.741 | 15343812.61 |  | -1
node_1411456_798_15339377_032 |  |  | PQ | AN | 2771.281 | 8103101 | no | no |  |  | no |  |  | 1411456.798 | 15339377.032 |  | -1
node_1411464_701_15340241_189 |  |  | PQ | AN | 2771.281 | 8103101 | no | no |  |  | no |  |  | 1411464.701 | 15340241.189 |  | -1
node_1411730_691_15343454_334 |  |  | PQ | AN | 2771.281 | 8103101 | no | no |  |  | no |  |  | 1411730.691 | 15343454.334 |  | -1
node_1411919_568_15343577_106 |  |  | PQ | AN | 2771.281 | 8103101 | no | no |  |  | no |  |  | 1411919.568 | 15343577.106 |  | -1
node_1412043_147_15343659_116 |  |  | PQ | AN | 2771.281 | 8103101 | no | no |  |  | no |  |  | 1412043.147 | 15343659.116 |  | -1
node_1412237_83_15343788_86 |  |  | PQ | AN | 2771.281 | 8103101 | no | no |  |  | no |  |  | 1412237.83 | 15343788.86 |  | -1
node_1412442_633_15345419_712 |  |  | PQ | ABCN | 2771.281 | 8103101 | no | no |  |  | no |  |  | 1412442.633 | 15345419.712 |  | -1
node_1412480_983_15343977_965 |  |  | PQ | AN | 2771.281 | 8103101 | no | no |  |  | no |  |  | 1412480.983 | 15343977.965 |  | -1
node_8103101_200817377 |  |  | PQ | AN | 2771.281 | 8103101 | no | no |  |  | no |  |  | 1406904.335 | 15344807.923 |  | -1
node_8103101_200817378 |  |  | PQ | AN | 2771.281 | 8103101 | no | no |  |  | no |  |  | 1406331.122 | 15348839.523 |  | -1
node_8103101_200817379 |  |  | PQ | AN | 2771.281 | 8103101 | no | no |  |  | no |  |  | 1406075.071 | 15349025.821 |  | -1
node_8103101_200817380 |  |  | PQ | AN | 2771.281 | 8103101 | no | no |  |  | no |  |  | 1405979.46 | 15349166.073 |  | -1
node_8103101_200817381 |  |  | PQ | AN | 2771.281 | 8103101 | no | no |  |  | no |  |  | 1405767.135 | 15349278.369 |  | -1
node_8103101_200817382 |  |  | PQ | AN | 2771.281 | 8103101 | no | no |  |  | no |  |  | 1406915.189 | 15345248.229 |  | -1
node_8103101_200817385 |  |  | PQ | AN | 2771.281 | 8103101 | no | no |  |  | no |  |  | 1406892.308 | 15346113.738 |  | -1
node_8103101_200817386 |  |  | PQ | AD | 2771.281 | 8103101 | no | no |  |  | no |  |  | 1406853.972 | 15346630.074 |  | -1
node_8103101_200817387 |  |  | PQ | AD | 2771.281 | 8103101 | no | no |  |  | no |  |  | 1406825.747 | 15347044.702 |  | -1
node_8103101_200817388 |  |  | PQ | AD | 2771.281 | 8103101 | no | no |  |  | no |  |  | 1406892.631 | 15347684.6 |  | -1
node_8103101_200817389 |  |  | PQ | AD | 2771.281 | 8103101 | no | no |  |  | no |  |  | 1406958.998 | 15348353.775 |  | -1
node_8103101_200817390 |  |  | PQ | AN | 2771.281 | 8103101 | no | no |  |  | no |  |  | 1407236.122 | 15347967.875 |  | -1
node_8103101_200817391 |  |  | PQ | AD | 2771.281 | 8103101 | no | no |  |  | no |  |  | 1407450.37 | 15347666.378 |  | -1
node_8103101_200817392 |  |  | PQ | AN | 2771.281 | 8103101 | no | no |  |  | no |  |  | 1407681.876 | 15347360.194 |  | -1
node_8103101_200817394 |  |  | PQ | AN | 2771.281 | 8103101 | no | no |  |  | no |  |  | 1407892.661 | 15347167.718 |  | -1
node_8103101_200817396 |  |  | PQ | AD | 2771.281 | 8103101 | no | no |  |  | no |  |  | 1406581.234 | 15348575.16 |  | -1
node_8103101_200817408 |  |  | PQ | AD | 2771.281 | 8103101 | no | no |  |  | no |  |  | 1399130.306 | 15347834.276 |  | -1
node_8103101_200817409 |  |  | PQ | AD | 2771.281 | 8103101 | no | no |  |  | no |  |  | 1399105.01 | 15348044.985 |  | -1
node_8103101_200817410 |  |  | PQ | AD | 2771.281 | 8103101 | no | no |  |  | no |  |  | 1398021.159 | 15350787.772 |  | -1
node_8103101_200817411 |  |  | PQ | AD | 2771.281 | 8103101 | no | no |  |  | no |  |  | 1397736.67 | 15350990.284 |  | -1
node_8103101_200817413 |  |  | PQ | AD | 2771.281 | 8103101 | no | no |  |  | no |  |  | 1397261.292 | 15351507.805 |  | -1
node_8103101_200817414 |  |  | PQ | AN | 2771.281 | 8103101 | no | no |  |  | no |  |  | 1397089.204 | 15351694.74 |  | -1
node_8103101_200817415 |  |  | PQ | AD | 2771.281 | 8103101 | no | no |  |  | no |  |  | 1397060.585 | 15351951.809 |  | -1
node_8103101_200817416 |  |  | PQ | AN | 2771.281 | 8103101 | no | no |  |  | no |  |  | 1397036.934 | 15352204.904 |  | -1
node_8103101_200817418 |  |  | PQ | AN | 2771.281 | 8103101 | no | no |  |  | no |  |  | 1397001.518 | 15352484.154 |  | -1
node_8103101_200817419 |  |  | PQ | AN | 2771.281 | 8103101 | no | no |  |  | no |  |  | 1396973.7 | 15352693.945 |  | -1
node_8103101_200817420 |  |  | PQ | AD | 2771.281 | 8103101 | no | no |  |  | no |  |  | 1396840.829 | 15352916.249 |  | -1
node_8103101_200817421 |  |  | PQ | AN | 2771.281 | 8103101 | no | no |  |  | no |  |  | 1399076.042 | 15348401.492 |  | -1
node_8103101_200817422 |  |  | PQ | AD | 2771.281 | 8103101 | no | no |  |  | no |  |  | 1396712.41 | 15353214.107 |  | -1
node_8103101_200817423 |  |  | PQ | AD | 2771.281 | 8103101 | no | no |  |  | no |  |  | 1396593.292 | 15353539.821 |  | -1
node_8103101_200817424 |  |  | PQ | AD | 2771.281 | 8103101 | no | no |  |  | no |  |  | 1396398.943 | 15353421.65 |  | -1
node_8103101_200817425 |  |  | PQ | AN | 2771.281 | 8103101 | no | no |  |  | no |  |  | 1396113.213 | 15353515.454 |  | -1
node_8103101_200817427 |  |  | PQ | AD | 2771.281 | 8103101 | no | no |  |  | no |  |  | 1396512.496 | 15353897.727 |  | -1
node_8103101_200817428 |  |  | PQ | AN | 2771.281 | 8103101 | no | no |  |  | no |  |  | 1396579.783 | 15353848.712 |  | -1
node_8103101_200817430 |  |  | PQ | AN | 2771.281 | 8103101 | no | no |  |  | no |  |  | 1396926.237 | 15353893.631 |  | -1
node_8103101_200817431 |  |  | PQ | AD | 2771.281 | 8103101 | no | no |  |  | no |  |  | 1396544.869 | 15354233.998 |  | -1
node_8103101_200817432 |  |  | PQ | AD | 2771.281 | 8103101 | no | no |  |  | no |  |  | 1396488.448 | 15354507.688 |  | -1
node_8103101_200817433 |  |  | PQ | AN | 2771.281 | 8103101 | no | no |  |  | no |  |  | 1396384.042 | 15354715.363 |  | -1
node_8103101_200817434 |  |  | PQ | AD | 2771.281 | 8103101 | no | no |  |  | no |  |  | 1396291.444 | 15354934.941 |  | -1
node_8103101_200817435 |  |  | PQ | AD | 2771.281 | 8103101 | no | no |  |  | no |  |  | 1396204.551 | 15355164.171 |  | -1
node_8103101_200817436 |  |  | PQ | AN | 2771.281 | 8103101 | no | no |  |  | no |  |  | 1396128.398 | 15355389.949 |  | -1
node_8103101_200817438 |  |  | PQ | AN | 2771.281 | 8103101 | no | no |  |  | no |  |  | 1396035.811 | 15355587.477 |  | -1
node_8103101_200817439 |  |  | PQ | AD | 2771.281 | 8103101 | no | no |  |  | no |  |  | 1399057.087 | 15348725.126 |  | -1
node_8103101_200817440 |  |  | PQ | AD | 2771.281 | 8103101 | no | no |  |  | no |  |  | 1399017.255 | 15348917.099 |  | -1
node_8103101_200817441 |  |  | PQ | AN | 2771.281 | 8103101 | no | no |  |  | no |  |  | 1395926.586 | 15355849.537 |  | -1
node_8103101_200817442 |  |  | PQ | AN | 2771.281 | 8103101 | no | no |  |  | no |  |  | 1395738.531 | 15356087.839 |  | -1
node_8103101_200817443 |  |  | PQ | AN | 2771.281 | 8103101 | no | no |  |  | no |  |  | 1395700.017 | 15356372.886 |  | -1
node_8103101_200817444 |  |  | PQ | AN | 2771.281 | 8103101 | no | no |  |  | no |  |  | 1395664.662 | 15356565.28 |  | -1
node_8103101_200817446 |  |  | PQ | AN | 2771.281 | 8103101 | no | no |  |  | no |  |  | 1395511.829 | 15356783.483 |  | -1
node_8103101_200817447 |  |  | PQ | AN | 2771.281 | 8103101 | no | no |  |  | no |  |  | 1395447.055 | 15357058.416 |  | -1
node_8103101_200817448 |  |  | PQ | AN | 2771.281 | 8103101 | no | no |  |  | no |  |  | 1398985.645 | 15349093.332 |  | -1
node_8103101_200817451 |  |  | PQ | AD | 2771.281 | 8103101 | no | no |  |  | no |  |  | 1398936.72 | 15349816.692 |  | -1
node_8103101_200817452 |  |  | PQ | AN | 2771.281 | 8103101 | no | no |  |  | no |  |  | 1399122.167 | 15349846.154 |  | -1
node_8103101_200817453 |  |  | PQ | AN | 2771.281 | 8103101 | no | no |  |  | no |  |  | 1398634.737 | 15350053.884 |  | -1
node_8103101_200817455 |  |  | PQ | AD | 2771.281 | 8103101 | no | no |  |  | no |  |  | 1398306.047 | 15350601.278 |  | -1
node_8103101_200817472 |  |  | PQ | AN | 2771.281 | 8103101 | no | no |  |  | no |  |  | 1408170.708 | 15344261.643 |  | -1
node_8103101_200817473 |  |  | PQ | AD | 2771.281 | 8103101 | no | no |  |  | no |  |  | 1408094.105 | 15344672.865 |  | -1
node_8103101_200817474 |  |  | PQ | AD | 2771.281 | 8103101 | no | no |  |  | no |  |  | 1408027.374 | 15345024.594 |  | -1
node_8103101_200817475 |  |  | PQ | AD | 2771.281 | 8103101 | no | no |  |  | no |  |  | 1408222.386 | 15345313.031 |  | -1
node_8103101_200817476 |  |  | PQ | AD | 2771.281 | 8103101 | no | no |  |  | no |  |  | 1408391.585 | 15345597.455 |  | -1
node_8103101_200817477 |  |  | PQ | AD | 2771.281 | 8103101 | no | no |  |  | no |  |  | 1408607.022 | 15345610.541 |  | -1
node_8103101_200817478 |  |  | PQ | AN | 2771.281 | 8103101 | no | no |  |  | no |  |  | 1408785.861 | 15345627.369 |  | -1
node_8103101_200817571 |  |  | PQ | AD | 2771.281 | 8103101 | no | no |  |  | no |  |  | 1409691.236 | 15343941.035 |  | -1
node_8103101_200817572 |  |  | PQ | AN | 2771.281 | 8103101 | no | no |  |  | no |  |  | 1409593.242 | 15344133.885 |  | -1
node_8103101_200817714 |  |  | PQ | AD | 2771.281 | 8103101 | no | no |  |  | no |  |  | 1409160.437 | 15343763.205 |  | -1
node_8103101_200817715 |  |  | PQ | AN | 2771.281 | 8103101 | no | no |  |  | no |  |  | 1408610.916 | 15344088.248 |  | -1
node_8103101_200817716 |  |  | PQ | AD | 2771.281 | 8103101 | no | no |  |  | no |  |  | 1408185.333 | 15344231.09 |  | -1
node_8103101_200817717 |  |  | PQ | AD | 2771.281 | 8103101 | no | no |  |  | no |  |  | 1407767.89 | 15344271.61 |  | -1
node_8103101_200817718 |  |  | PQ | AD | 2771.281 | 8103101 | no | no |  |  | no |  |  | 1407339.895 | 15344312.657 |  | -1
node_8103101_200817719 |  |  | PQ | AN | 2771.281 | 8103101 | no | no |  |  | no |  |  | 1407003.221 | 15344352.904 |  | -1
node_8103101_200817720 |  |  | PQ | AD | 2771.281 | 8103101 | no | no |  |  | no |  |  | 1406898.033 | 15344352.136 |  | -1
node_8103101_200817721 |  |  | PQ | AD | 2771.281 | 8103101 | no | no |  |  | no |  |  | 1406306.913 | 15344408.568 |  | -1
node_8103101_200817722 |  |  | PQ | AN | 2771.281 | 8103101 | no | no |  |  | no |  |  | 1405875.121 | 15344501.093 |  | -1
node_8103101_200817724 |  |  | PQ | AD | 2771.281 | 8103101 | no | no |  |  | no |  |  | 1405409.545 | 15344896.393 |  | -1
node_8103101_200817725 |  |  | PQ | AD | 2771.281 | 8103101 | no | no |  |  | no |  |  | 1405036.945 | 15345209.833 |  | -1
node_8103101_200817726 |  |  | PQ | AN | 2771.281 | 8103101 | no | no |  |  | no |  |  | 1404674.872 | 15345518.263 |  | -1
node_8103101_200817727 |  |  | PQ | AN | 2771.281 | 8103101 | no | no |  |  | no |  |  | 1404446.323 | 15345708.725 |  | -1
node_8103101_200817728 |  |  | PQ | AN | 2771.281 | 8103101 | no | no |  |  | no |  |  | 1404206.171 | 15345910.544 |  | -1
node_8103101_200817729 |  |  | PQ | AN | 2771.281 | 8103101 | no | no |  |  | no |  |  | 1404036.822 | 15346057.636 |  | -1
node_8103101_200817730 |  |  | PQ | AN | 2771.281 | 8103101 | no | no |  |  | no |  |  | 1403681.845 | 15346347.641 |  | -1
node_8103101_200817731 |  |  | PQ | AD | 2771.281 | 8103101 | no | no |  |  | no |  |  | 1403347.694 | 15346589.684 |  | -1
node_8103101_200817732 |  |  | PQ | AN | 2771.281 | 8103101 | no | no |  |  | no |  |  | 1403075.894 | 15346780.455 |  | -1
node_8103101_200817734 |  |  | PQ | AN | 2771.281 | 8103101 | no | no |  |  | no |  |  | 1402802.42 | 15346975.262 |  | -1
node_8103101_200817735 |  |  | PQ | AN | 2771.281 | 8103101 | no | no |  |  | no |  |  | 1402704.627 | 15347044.035 |  | -1
node_8103101_200817736 |  |  | PQ | AD | 2771.281 | 8103101 | no | no |  |  | no |  |  | 1402407.97 | 15347260.896 |  | -1
node_8103101_200817740 |  |  | PQ | AN | 2771.281 | 8103101 | no | no |  |  | no |  |  | 1402019.273 | 15347524.796 |  | -1
node_8103101_200817741 |  |  | PQ | AN | 2771.281 | 8103101 | no | no |  |  | no |  |  | 1401536.455 | 15347881.247 |  | -1
node_8103101_200817742 |  |  | PQ | AN | 2771.281 | 8103101 | no | no |  |  | no |  |  | 1401507.778 | 15348219.453 |  | -1
node_8103101_200817743 |  |  | PQ | AN | 2771.281 | 8103101 | no | no |  |  | no |  |  | 1401491.552 | 15348548.411 |  | -1
node_8103101_200817744 |  |  | PQ | AD | 2771.281 | 8103101 | no | no |  |  | no |  |  | 1401305.056 | 15347860.476 |  | -1
node_8103101_200817745 |  |  | PQ | AN | 2771.281 | 8103101 | no | no |  |  | no |  |  | 1401032.706 | 15347845.987 |  | -1
node_8103101_200817746 |  |  | PQ | AD | 2771.281 | 8103101 | no | no |  |  | no |  |  | 1400710.678 | 15347816.112 |  | -1
node_8103101_200817747 |  |  | PQ | AN | 2771.281 | 8103101 | no | no |  |  | no |  |  | 1400761.466 | 15348066.523 |  | -1
node_8103101_200817748 |  |  | PQ | AN | 2771.281 | 8103101 | no | no |  |  | no |  |  | 1400473.264 | 15347808.912 |  | -1
node_8103101_200817749 |  |  | PQ | AN | 2771.281 | 8103101 | no | no |  |  | no |  |  | 1400319.723 | 15347774.88 |  | -1
node_8103101_200817750 |  |  | PQ | AN | 2771.281 | 8103101 | no | no |  |  | no |  |  | 1399990.521 | 15347770.872 |  | -1
node_8103101_200817752 |  |  | PQ | AN | 2771.281 | 8103101 | no | no |  |  | no |  |  | 1399638.63 | 15347740.338 |  | -1
node_8103101_200817755 |  |  | PQ | AN | 2771.281 | 8103101 | no | no |  |  | no |  |  | 1399327.079 | 15347740.626 |  | -1
node_8103101_200817756 |  |  | PQ | AN | 2771.281 | 8103101 | no | no |  |  | no |  |  | 1399131.945 | 15347741.684 |  | -1
node_8103101_200817757 |  |  | PQ | AN | 2771.281 | 8103101 | no | no |  |  | no |  |  | 1398797.96 | 15347767.725 |  | -1
node_8103101_200817759 |  |  | PQ | AN | 2771.281 | 8103101 | no | no |  |  | no |  |  | 1398562.223 | 15347738.115 |  | -1
node_8103101_200817761 |  |  | PQ | AD | 2771.281 | 8103101 | no | no |  |  | no |  |  | 1398326.359 | 15347688.636 |  | -1
node_8103101_200817762 |  |  | PQ | AN | 2771.281 | 8103101 | no | no |  |  | no |  |  | 1398231.749 | 15347834.742 |  | -1
node_8103101_200817763 |  |  | PQ | AN | 2771.281 | 8103101 | no | no |  |  | no |  |  | 1397957.022 | 15347642.602 |  | -1
node_8103101_200817764 |  |  | PQ | AN | 2771.281 | 8103101 | no | no |  |  | no |  |  | 1397715.363 | 15347619.087 |  | -1
node_8103101_200817765 |  |  | PQ | ABCD | 2771.281 | 8103101 | no | no |  |  | no |  |  | 1411548.617 | 15343328.417 |  | -1
node_8103101_200817766 |  |  | PQ | ABCN | 2771.281 | 8103101 | no | no |  |  | no |  |  | 1411447.139 | 15343590.116 |  | -1
node_8103101_200817768 |  |  | PQ | ABCN | 2771.281 | 8103101 | no | no |  |  | no |  |  | 1411378.889 | 15343774.776 |  | -1
node_8103101_200817770 |  |  | PQ | ABCD | 2771.281 | 8103101 | no | no |  |  | no |  |  | 1411302.406 | 15343861.157 |  | -1
node_8103101_200817771 |  |  | PQ | ABCD | 2771.281 | 8103101 | no | no |  |  | no |  |  | 1411198.346 | 15343995.397 |  | -1
node_8103101_200817773 |  |  | PQ | ABCD | 2771.281 | 8103101 | no | no |  |  | no |  |  | 1411106.228 | 15344133.182 |  | -1
node_8103101_200817774 |  |  | PQ | ABCN | 2771.281 | 8103101 | no | no |  |  | no |  |  | 1410969.161 | 15344236.965 |  | -1
node_8103101_200817776 |  |  | PQ | ABCD | 2771.281 | 8103101 | no | no |  |  | no |  |  | 1410865.865 | 15344396.883 |  | -1
node_8103101_200817778 |  |  | PQ | ABCD | 2771.281 | 8103101 | no | no |  |  | no |  |  | 1410721.069 | 15344629.27 |  | -1
node_8103101_200817779 |  |  | PQ | ABCN | 2771.281 | 8103101 | no | no |  |  | no |  |  | 1410645.413 | 15344742.254 |  | -1
node_8103101_200817780 |  |  | PQ | ABCN | 2771.281 | 8103101 | no | no |  |  | no |  |  | 1410543.205 | 15344933.966 |  | -1
node_8103101_200817781 |  |  | PQ | ABCD | 2771.281 | 8103101 | no | no |  |  | no |  |  | 1410491.783 | 15345044.387 |  | -1
node_8103101_200817782 |  |  | PQ | AD | 2771.281 | 8103101 | no | no |  |  | no |  |  | 1410421.671 | 15345191.805 |  | -1
node_8103101_200817783 |  |  | PQ | AD | 2771.281 | 8103101 | no | no |  |  | no |  |  | 1410356.449 | 15345302.926 |  | -1
node_8103101_200817784 |  |  | PQ | AN | 2771.281 | 8103101 | no | no |  |  | no |  |  | 1410285.814 | 15345477.067 |  | -1
node_8103101_200817786 |  |  | PQ | AD | 2771.281 | 8103101 | no | no |  |  | no |  |  | 1410206.03 | 15345668.367 |  | -1
node_8103101_200817787 |  |  | PQ | AD | 2771.281 | 8103101 | no | no |  |  | no |  |  | 1410165.716 | 15345765.218 |  | -1
node_8103101_200817788 |  |  | PQ | AN | 2771.281 | 8103101 | no | no |  |  | no |  |  | 1410101.861 | 15345898.148 |  | -1
node_8103101_200817789 |  |  | PQ | AD | 2771.281 | 8103101 | no | no |  |  | no |  |  | 1409973.875 | 15346154.512 |  | -1
node_8103101_200817791 |  |  | PQ | AN | 2771.281 | 8103101 | no | no |  |  | no |  |  | 1409800.447 | 15346439.01 |  | -1
node_8103101_200817792 |  |  | PQ | AD | 2771.281 | 8103101 | no | no |  |  | no |  |  | 1409764.013 | 15346508.982 |  | -1
node_8103101_200817793 |  |  | PQ | AD | 2771.281 | 8103101 | no | no |  |  | no |  |  | 1409752.027 | 15346650.318 |  | -1
node_8103101_200817794 |  |  | PQ | AD | 2771.281 | 8103101 | no | no |  |  | no |  |  | 1409587.926 | 15346821.306 |  | -1
node_8103101_200817795 |  |  | PQ | AD | 2771.281 | 8103101 | no | no |  |  | no |  |  | 1409437.332 | 15347058.669 |  | -1
node_8103101_200817796 |  |  | PQ | AN | 2771.281 | 8103101 | no | no |  |  | no |  |  | 1409221.29 | 15347293.074 |  | -1
node_8103101_200817797 |  |  | PQ | AN | 2771.281 | 8103101 | no | no |  |  | no |  |  | 1409051.671 | 15347467.873 |  | -1
node_8103101_200817799 |  |  | PQ | AN | 2771.281 | 8103101 | no | no |  |  | no |  |  | 1408753.245 | 15347657.179 |  | -1
node_8103101_200817800 |  |  | PQ | AN | 2771.281 | 8103101 | no | no |  |  | no |  |  | 1408412.825 | 15347857.284 |  | -1
node_8103101_200817803 |  |  | PQ | ABCD | 2771.281 | 8103101 | no | no |  |  | no |  |  | 1411150.306 | 15344087.59 |  | -1
node_8103101_200817804 |  |  | PQ | ABCD | 2771.281 | 8103101 | no | no |  |  | no |  |  | 1411303.444 | 15344195.753 |  | -1
node_8103101_200817805 |  |  | PQ | ABCD | 2771.281 | 8103101 | no | no |  |  | no |  |  | 1411445.638 | 15344288.382 |  | -1
node_8103101_200817806 |  |  | PQ | ABCD | 2771.281 | 8103101 | no | no |  |  | no |  |  | 1411627.718 | 15344409.033 |  | -1
node_8103101_200817807 |  |  | PQ | ABCD | 2771.281 | 8103101 | no | no |  |  | no |  |  | 1411754.781 | 15344559.044 |  | -1
node_8103101_200817808 |  |  | PQ | ABCD | 2771.281 | 8103101 | no | no |  |  | no |  |  | 1411895.264 | 15344715.909 |  | -1
node_8103101_200817809 |  |  | PQ | ABCD | 2771.281 | 8103101 | no | no |  |  | no |  |  | 1412027.323 | 15344883.072 |  | -1
node_8103101_200817810 |  |  | PQ | ABCD | 2771.281 | 8103101 | no | no |  |  | no |  |  | 1412179.608 | 15345065.273 |  | -1
node_8103101_200817811 |  |  | PQ | ABCD | 2771.281 | 8103101 | no | no |  |  | no |  |  | 1412317.608 | 15345225.157 |  | -1
node_8103101_200817812 |  |  | PQ | ABCN | 2771.281 | 8103101 | no | no |  |  | no |  |  | 1412468.261 | 15345395.392 |  | -1
node_8103101_200817813 |  |  | PQ | ABCD | 2771.281 | 8103101 | no | no |  |  | no |  |  | 1412597.723 | 15345549.175 |  | -1
node_8103101_200817814 |  |  | PQ | ABCD | 2771.281 | 8103101 | no | no |  |  | no |  |  | 1412722.261 | 15345706.638 |  | -1
node_8103101_200817815 |  |  | PQ | ABCD | 2771.281 | 8103101 | no | no |  |  | no |  |  | 1412856.658 | 15345810.078 |  | -1
node_8103101_200817816 |  |  | PQ | ABCD | 2771.281 | 8103101 | no | no |  |  | no |  |  | 1413068.139 | 15345980.208 |  | -1
node_8103101_200817817 |  |  | PQ | ABCD | 2771.281 | 8103101 | no | no |  |  | no |  |  | 1413242.541 | 15346117.192 |  | -1
node_8103101_200817818 |  |  | PQ | ABCD | 2771.281 | 8103101 | no | no |  |  | no |  |  | 1413415.019 | 15346247.726 |  | -1
node_8103101_200817819 |  |  | PQ | ABCD | 2771.281 | 8103101 | no | no |  |  | no |  |  | 1413595.52 | 15346375.476 |  | -1
node_8103101_200817820 |  |  | PQ | ABCD | 2771.281 | 8103101 | no | no |  |  | no |  |  | 1413580.446 | 15346477.551 |  | -1
node_8103101_200817821 |  |  | PQ | AN | 2771.281 | 8103101 | no | no |  |  | no |  |  | 1412464.708 | 15344009.167 |  | -1
node_8103101_200817840 |  |  | PQ | ABCD | 2771.281 | 8103101 | no | no |  |  | no |  |  | 1411572.612 | 15343400.817 |  | -1
node_8103101_200817841 |  |  | PQ | AN | 2771.281 | 8103101 | no | no |  |  | no |  |  | 1411711.179 | 15343491.142 |  | -1
node_8103101_200817842 |  |  | PQ | AD | 2771.281 | 8103101 | no | no |  |  | no |  |  | 1411820.369 | 15343562.23 |  | -1
node_8103101_200817843 |  |  | PQ | AN | 2771.281 | 8103101 | no | no |  |  | no |  |  | 1411900.002 | 15343614.319 |  | -1
node_8103101_200817844 |  |  | PQ | AN | 2771.281 | 8103101 | no | no |  |  | no |  |  | 1412019.465 | 15343692.413 |  | -1
node_8103101_200817845 |  |  | PQ | AD | 2771.281 | 8103101 | no | no |  |  | no |  |  | 1412101.362 | 15343734.046 |  | -1
node_8103101_200817847 |  |  | PQ | AN | 2771.281 | 8103101 | no | no |  |  | no |  |  | 1412220.507 | 15343820.303 |  | -1
node_8103101_200817848 |  |  | PQ | AD | 2771.281 | 8103101 | no | no |  |  | no |  |  | 1412329.563 | 15343914.386 |  | -1
node_8103101_200824105 |  |  | PQ | AN | 2771.281 | 8103101 | no | no |  |  | no |  |  | 1410551.23 | 15340170.334 |  | -1
node_8103101_200824106 |  |  | PQ | AD | 2771.281 | 8103101 | no | no |  |  | no |  |  | 1410750.841 | 15340182.447 |  | -1
node_8103101_200824107 |  |  | PQ | AD | 2771.281 | 8103101 | no | no |  |  | no |  |  | 1410882.528 | 15340184.142 |  | -1
node_8103101_200824108 |  |  | PQ | AD | 2771.281 | 8103101 | no | no |  |  | no |  |  | 1410849.849 | 15339818.066 |  | -1
node_8103101_200824109 |  |  | PQ | AN | 2771.281 | 8103101 | no | no |  |  | no |  |  | 1410833.812 | 15339699.141 |  | -1
node_8103101_200824110 |  |  | PQ | AN | 2771.281 | 8103101 | no | no |  |  | no |  |  | 1410815.859 | 15339531.198 |  | -1
node_8103101_200824111 |  |  | PQ | AN | 2771.281 | 8103101 | no | no |  |  | no |  |  | 1411070.064 | 15340193.871 |  | -1
node_8103101_200824487 |  |  | PQ | AD | 2771.281 | 8103101 | no | no |  |  | no |  |  | 1409956.572 | 15343319.032 |  | -1
node_8103101_200824488 |  |  | PQ | AD | 2771.281 | 8103101 | no | no |  |  | no |  |  | 1409805.381 | 15343634.559 |  | -1
node_8103101_200824712 |  |  | PQ | AN | 2771.281 | 8103101 | no | no |  |  | no |  |  | 1403475.044 | 15342804.434 |  | -1
node_8103101_200824714 |  |  | PQ | ABCD | 2771.281 | 8103101 | no | no |  |  | no |  |  | 1410630.275 | 15342619.778 |  | -1
node_8103101_200824715 |  |  | PQ | AN | 2771.281 | 8103101 | no | no |  |  | no |  |  | 1408404.073 | 15341747.524 |  | -1
node_8103101_200824716 |  |  | PQ | AD | 2771.281 | 8103101 | no | no |  |  | no |  |  | 1408094.949 | 15341642.608 |  | -1
node_8103101_200824717 |  |  | PQ | AD | 2771.281 | 8103101 | no | no |  |  | no |  |  | 1407766.218 | 15341552.844 |  | -1
node_8103101_200824718 |  |  | PQ | AD | 2771.281 | 8103101 | no | no |  |  | no |  |  | 1407451.581 | 15341595.751 |  | -1
node_8103101_200824719 |  |  | PQ | AN | 2771.281 | 8103101 | no | no |  |  | no |  |  | 1407225.99 | 15341633.505 |  | -1
node_8103101_200824720 |  |  | PQ | AN | 2771.281 | 8103101 | no | no |  |  | no |  |  | 1407106.761 | 15341697.127 |  | -1
node_8103101_200824721 |  |  | PQ | AN | 2771.281 | 8103101 | no | no |  |  | no |  |  | 1406939.567 | 15341559.783 |  | -1
node_8103101_200824722 |  |  | PQ | AD | 2771.281 | 8103101 | no | no |  |  | no |  |  | 1406828.612 | 15341227.989 |  | -1
node_8103101_200824723 |  |  | PQ | AD | 2771.281 | 8103101 | no | no |  |  | no |  |  | 1406659.102 | 15340948.518 |  | -1
node_8103101_200824724 |  |  | PQ | AD | 2771.281 | 8103101 | no | no |  |  | no |  |  | 1406495.28 | 15340690.401 |  | -1
node_8103101_200824725 |  |  | PQ | AN | 2771.281 | 8103101 | no | no |  |  | no |  |  | 1406341.507 | 15340418.409 |  | -1
node_8103101_200824727 |  |  | PQ | AN | 2771.281 | 8103101 | no | no |  |  | no |  |  | 1406698.677 | 15341910.073 |  | -1
node_8103101_200824728 |  |  | PQ | AN | 2771.281 | 8103101 | no | no |  |  | no |  |  | 1406390.657 | 15342072.696 |  | -1
node_8103101_200824729 |  |  | PQ | AD | 2771.281 | 8103101 | no | no |  |  | no |  |  | 1406282.897 | 15342126.751 |  | -1
node_8103101_200824730 |  |  | PQ | AN | 2771.281 | 8103101 | no | no |  |  | no |  |  | 1405688.178 | 15342445.513 |  | -1
node_8103101_200824732 |  |  | PQ | AD | 2771.281 | 8103101 | no | no |  |  | no |  |  | 1405336.651 | 15342489.362 |  | -1
node_8103101_200824733 |  |  | PQ | AN | 2771.281 | 8103101 | no | no |  |  | no |  |  | 1405105.036 | 15342514.229 |  | -1
node_8103101_200824734 |  |  | PQ | AN | 2771.281 | 8103101 | no | no |  |  | no |  |  | 1405104.49 | 15342458.006 |  | -1
node_8103101_200824735 |  |  | PQ | AN | 2771.281 | 8103101 | no | no |  |  | no |  |  | 1404898.241 | 15342527.405 |  | -1
node_8103101_200824737 |  |  | PQ | AD | 2771.281 | 8103101 | no | no |  |  | no |  |  | 1404482.738 | 15342556.969 |  | -1
node_8103101_200824738 |  |  | PQ | AD | 2771.281 | 8103101 | no | no |  |  | no |  |  | 1404039.442 | 15342548.503 |  | -1
node_8103101_200824739 |  |  | PQ | AN | 2771.281 | 8103101 | no | no |  |  | no |  |  | 1410502.356 | 15342602.077 |  | -1
node_8103101_200824740 |  |  | PQ | AD | 2771.281 | 8103101 | no | no |  |  | no |  |  | 1403590.919 | 15342536.516 |  | -1
node_8103101_200824741 |  |  | PQ | AN | 2771.281 | 8103101 | no | no |  |  | no |  |  | 1403378.638 | 15342521.269 |  | -1
node_8103101_200824742 |  |  | PQ | AN | 2771.281 | 8103101 | no | no |  |  | no |  |  | 1403067.627 | 15342494.993 |  | -1
node_8103101_200824746 |  |  | PQ | AN | 2771.281 | 8103101 | no | no |  |  | no |  |  | 1402936.195 | 15342491.424 |  | -1
node_8103101_200824747 |  |  | PQ | AD | 2771.281 | 8103101 | no | no |  |  | no |  |  | 1402635.686 | 15342461.275 |  | -1
node_8103101_200824748 |  |  | PQ | AD | 2771.281 | 8103101 | no | no |  |  | no |  |  | 1402614.943 | 15342511.917 |  | -1
node_8103101_200824749 |  |  | PQ | AD | 2771.281 | 8103101 | no | no |  |  | no |  |  | 1402564.064 | 15342938.517 |  | -1
node_8103101_200824750 |  |  | PQ | AN | 2771.281 | 8103101 | no | no |  |  | no |  |  | 1402525.04 | 15343269.267 |  | -1
node_8103101_200824751 |  |  | PQ | AD | 2771.281 | 8103101 | no | no |  |  | no |  |  | 1402376.882 | 15342442.013 |  | -1
node_8103101_200824752 |  |  | PQ | AD | 2771.281 | 8103101 | no | no |  |  | no |  |  | 1402267.865 | 15342359.536 |  | -1
node_8103101_200824753 |  |  | PQ | AD | 2771.281 | 8103101 | no | no |  |  | no |  |  | 1402520.326 | 15342243.174 |  | -1
node_8103101_200824754 |  |  | PQ | AD | 2771.281 | 8103101 | no | no |  |  | no |  |  | 1402586.431 | 15342036.711 |  | -1
node_8103101_200824755 |  |  | PQ | AN | 2771.281 | 8103101 | no | no |  |  | no |  |  | 1402623.04 | 15341849.959 |  | -1
node_8103101_200824756 |  |  | PQ | AD | 2771.281 | 8103101 | no | no |  |  | no |  |  | 1401983.815 | 15342461.804 |  | -1
node_8103101_200824757 |  |  | PQ | AD | 2771.281 | 8103101 | no | no |  |  | no |  |  | 1401683.872 | 15342583.087 |  | -1
node_8103101_200824758 |  |  | PQ | AD | 2771.281 | 8103101 | no | no |  |  | no |  |  | 1401368.529 | 15342704.13 |  | -1
node_8103101_200824759 |  |  | PQ | AD | 2771.281 | 8103101 | no | no |  |  | no |  |  | 1401144.56 | 15342726.073 |  | -1
node_8103101_200824760 |  |  | PQ | AD | 2771.281 | 8103101 | no | no |  |  | no |  |  | 1410397.741 | 15342499.435 |  | -1
node_8103101_200824761 |  |  | PQ | AD | 2771.281 | 8103101 | no | no |  |  | no |  |  | 1400900.384 | 15342787.328 |  | -1
node_8103101_200824762 |  |  | PQ | AD | 2771.281 | 8103101 | no | no |  |  | no |  |  | 1400573.079 | 15342819.738 |  | -1
node_8103101_200824763 |  |  | PQ | AN | 2771.281 | 8103101 | no | no |  |  | no |  |  | 1400684.691 | 15343042.265 |  | -1
node_8103101_200824764 |  |  | PQ | AD | 2771.281 | 8103101 | no | no |  |  | no |  |  | 1409483.685 | 15342157.516 |  | -1
node_8103101_200824765 |  |  | PQ | AN | 2771.281 | 8103101 | no | no |  |  | no |  |  | 1409550.267 | 15342097.454 |  | -1
node_8103101_200824766 |  |  | PQ | AD | 2771.281 | 8103101 | no | no |  |  | no |  |  | 1410310.673 | 15342462.118 |  | -1
node_8103101_200824767 |  |  | PQ | AD | 2771.281 | 8103101 | no | no |  |  | no |  |  | 1410202.757 | 15342417.031 |  | -1
node_8103101_200824768 |  |  | PQ | AD | 2771.281 | 8103101 | no | no |  |  | no |  |  | 1410100.572 | 15342375.26 |  | -1
node_8103101_200824769 |  |  | PQ | AD | 2771.281 | 8103101 | no | no |  |  | no |  |  | 1409965.2 | 15342322.864 |  | -1
node_8103101_200824770 |  |  | PQ | AN | 2771.281 | 8103101 | no | no |  |  | no |  |  | 1409803.373 | 15342250.961 |  | -1
node_8103101_200824771 |  |  | PQ | AD | 2771.281 | 8103101 | no | no |  |  | no |  |  | 1409195.257 | 15342031.267 |  | -1
node_8103101_200824772 |  |  | PQ | AD | 2771.281 | 8103101 | no | no |  |  | no |  |  | 1408916.148 | 15341917.977 |  | -1
node_8103101_200824773 |  |  | PQ | AD | 2771.281 | 8103101 | no | no |  |  | no |  |  | 1408645.373 | 15341809.446 |  | -1
node_8103101_200824774 |  |  | PQ | AN | 2771.281 | 8103101 | no | no |  |  | no |  |  | 1410520.222 | 15342704.714 |  | -1
node_8103101_200824777 |  |  | PQ | AD | 2771.281 | 8103101 | no | no |  |  | no |  |  | 1410333.118 | 15342737.983 |  | -1
node_8103101_200824778 |  |  | PQ | AN | 2771.281 | 8103101 | no | no |  |  | no |  |  | 1410221.942 | 15342786.564 |  | -1
node_8103101_200824779 |  |  | PQ | AN | 2771.281 | 8103101 | no | no |  |  | no |  |  | 1409991.669 | 15342950.222 |  | -1
node_8103101_200824780 |  |  | PQ | AN | 2771.281 | 8103101 | no | no |  |  | no |  |  | 1409645.141 | 15343299.348 |  | -1
node_8103101_200824781 |  |  | PQ | AN | 2771.281 | 8103101 | no | no |  |  | no |  |  | 1409423.184 | 15343499.682 |  | -1
node_8103101_200824782 |  |  | PQ | AN | 2771.281 | 8103101 | no | no |  |  | no |  |  | 1409753.879 | 15343107.994 |  | -1
node_8103101_200824783 |  |  | PQ | AD | 2771.281 | 8103101 | no | no |  |  | no |  |  | 1409780.952 | 15343121.04 |  | -1
node_8103101_200824785 |  |  | PQ | ABCD | 2771.281 | 8103101 | no | no |  |  | no |  |  | 1411336.575 | 15342968.022 |  | -1
node_8103101_200824786 |  |  | PQ | ABCD | 2771.281 | 8103101 | no | no |  |  | no |  |  | 1411149.55 | 15342661.379 |  | -1
node_8103101_200824787 |  |  | PQ | ABCD | 2771.281 | 8103101 | no | no |  |  | no |  |  | 1411058.676 | 15342683.163 |  | -1
node_8103101_200824789 |  |  | PQ | ABCN | 2771.281 | 8103101 | no | no |  |  | no |  |  | 1410896.444 | 15342721.03 |  | -1
node_8103101_200824793 |  |  | PQ | ABCD | 2771.281 | 8103101 | no | no |  |  | no |  |  | 1410824.61 | 15342697.061 |  | -1
node_8103101_200824796 |  |  | PQ | ABCD | 2771.281 | 8103101 | no | no |  |  | no |  |  | 1410797.008 | 15342498.077 |  | -1
node_8103101_200824797 |  |  | PQ | ABCN | 2771.281 | 8103101 | no | no |  |  | no |  |  | 1410756.738 | 15342320.477 |  | -1
node_8103101_200824798 |  |  | PQ | ABCD | 2771.281 | 8103101 | no | no |  |  | no |  |  | 1410735.824 | 15342193.826 |  | -1
node_8103101_200824799 |  |  | PQ | ABCD | 2771.281 | 8103101 | no | no |  |  | no |  |  | 1410710.756 | 15342070.39 |  | -1
node_8103101_200824801 |  |  | PQ | ABCD | 2771.281 | 8103101 | no | no |  |  | no |  |  | 1410680.064 | 15341920.982 |  | -1
node_8103101_200824802 |  |  | PQ | ABCN | 2771.281 | 8103101 | no | no |  |  | no |  |  | 1410660.937 | 15341797.106 |  | -1
node_8103101_200824803 |  |  | PQ | ABCN | 2771.281 | 8103101 | no | no |  |  | no |  |  | 1410838.54 | 15341792.052 |  | -1
node_8103101_200824805 |  |  | PQ | ABCD | 2771.281 | 8103101 | no | no |  |  | no |  |  | 1410640.224 | 15341659.225 |  | -1
node_8103101_200824806 |  |  | PQ | ABCD | 2771.281 | 8103101 | no | no |  |  | no |  |  | 1410615.533 | 15341534.751 |  | -1
node_8103101_200824807 |  |  | PQ | ABCD | 2771.281 | 8103101 | no | no |  |  | no |  |  | 1410596.624 | 15341394.348 |  | -1
node_8103101_200824808 |  |  | PQ | ABCD | 2771.281 | 8103101 | no | no |  |  | no |  |  | 1410575.364 | 15341210.169 |  | -1
node_8103101_200824809 |  |  | PQ | ABCD | 2771.281 | 8103101 | no | no |  |  | no |  |  | 1410548.476 | 15341036.637 |  | -1
node_8103101_200824810 |  |  | PQ | ABCN | 2771.281 | 8103101 | no | no |  |  | no |  |  | 1410524.377 | 15340868.435 |  | -1
node_8103101_200824811 |  |  | PQ | ABCD | 2771.281 | 8103101 | no | no |  |  | no |  |  | 1410507.899 | 15340697.26 |  | -1
node_8103101_200824812 |  |  | PQ | ABCD | 2771.281 | 8103101 | no | no |  |  | no |  |  | 1410479.029 | 15340548.337 |  | -1
node_8103101_200824813 |  |  | PQ | ABCD | 2771.281 | 8103101 | no | no |  |  | no |  |  | 1410461.325 | 15340399.869 |  | -1
node_8103101_200824814 |  |  | PQ | ABCD | 2771.281 | 8103101 | no | no |  |  | no |  |  | 1410440.08 | 15340285.087 |  | -1
node_8103101_200824815 |  |  | PQ | ABCD | 2771.281 | 8103101 | no | no |  |  | no |  |  | 1410433.002 | 15340205.793 |  | -1
node_8103101_200824816 |  |  | PQ | ABCN | 2771.281 | 8103101 | no | no |  |  | no |  |  | 1410406.977 | 15340039.058 |  | -1
node_8103101_200824818 |  |  | PQ | ABCD | 2771.281 | 8103101 | no | no |  |  | no |  |  | 1410379.052 | 15339845.101 |  | -1
node_8103101_200824819 |  |  | PQ | AN | 2771.281 | 8103101 | no | no |  |  | no |  |  | 1410588.71 | 15339844.943 |  | -1
node_8103101_200824820 |  |  | PQ | ABCD | 2771.281 | 8103101 | no | no |  |  | no |  |  | 1410357.162 | 15339671.915 |  | -1
node_8103101_200824821 |  |  | PQ | ABCN | 2771.281 | 8103101 | no | no |  |  | no |  |  | 1410329.247 | 15339498.339 |  | -1
node_8103101_200824822 |  |  | PQ | ABCD | 2771.281 | 8103101 | no | no |  |  | no |  |  | 1410304.389 | 15339326.396 |  | -1
node_8103101_200824823 |  |  | PQ | ABCD | 2771.281 | 8103101 | no | no |  |  | no |  |  | 1410274.857 | 15339153.538 |  | -1
node_8103101_200824825 |  |  | PQ | ABCN | 2771.281 | 8103101 | no | no |  |  | no |  |  | 1410329.497 | 15339054.782 |  | -1
node_8103101_200824826 |  |  | PQ | ABCN | 2771.281 | 8103101 | no | no |  |  | no |  |  | 1410316.118 | 15338932.016 |  | -1
node_8103101_200824828 |  |  | PQ | ABCN | 2771.281 | 8103101 | no | no |  |  | no |  |  | 1410302.791 | 15338771.033 |  | -1
node_8103101_200824829 |  |  | PQ | ABCD | 2771.281 | 8103101 | no | no |  |  | no |  |  | 1410289.862 | 15338601.504 |  | -1
node_8103101_200824832 |  |  | PQ | AD | 2771.281 | 8103101 | no | no |  |  | no |  |  | 1410273.897 | 15338182.872 |  | -1
node_8103101_200824833 |  |  | PQ | AN | 2771.281 | 8103101 | no | no |  |  | no |  |  | 1410280.08 | 15337908.363 |  | -1
node_8103101_200824836 |  |  | PQ | AD | 2771.281 | 8103101 | no | no |  |  | no |  |  | 1409870.863 | 15337949.262 |  | -1
node_8103101_200824837 |  |  | PQ | AN | 2771.281 | 8103101 | no | no |  |  | no |  |  | 1409739.678 | 15337920.426 |  | -1
node_8103101_200824839 |  |  | PQ | AD | 2771.281 | 8103101 | no | no |  |  | no |  |  | 1410623.686 | 15338176.798 |  | -1
node_8103101_200824840 |  |  | PQ | AN | 2771.281 | 8103101 | no | no |  |  | no |  |  | 1410599.589 | 15337980.852 |  | -1
node_8103101_200824841 |  |  | PQ | AD | 2771.281 | 8103101 | no | no |  |  | no |  |  | 1410578.874 | 15337824.13 |  | -1
node_8103101_200824843 |  |  | PQ | AD | 2771.281 | 8103101 | no | no |  |  | no |  |  | 1410533.284 | 15337414.325 |  | -1
node_8103101_200824844 |  |  | PQ | AN | 2771.281 | 8103101 | no | no |  |  | no |  |  | 1410508.441 | 15337243.979 |  | -1
node_8103101_200824847 |  |  | PQ | ABCN | 2771.281 | 8103101 | no | no |  |  | no |  |  | 1410413.936 | 15338434.856 |  | -1
node_8103101_200824848 |  |  | PQ | ABCD | 2771.281 | 8103101 | no | no |  |  | no |  |  | 1410547.098 | 15338422.235 |  | -1
node_8103101_200824849 |  |  | PQ | ABCD | 2771.281 | 8103101 | no | no |  |  | no |  |  | 1410642.542 | 15338411.699 |  | -1
node_8103101_200824850 |  |  | PQ | ABCN | 2771.281 | 8103101 | no | no |  |  | no |  |  | 1411138.297 | 15342568.933 |  | -1
node_8103101_200824851 |  |  | PQ | ABCD | 2771.281 | 8103101 | no | no |  |  | no |  |  | 1411108.391 | 15342470.8 |  | -1
node_8103101_200824852 |  |  | PQ | ABCD | 2771.281 | 8103101 | no | no |  |  | no |  |  | 1411097.102 | 15342331.628 |  | -1
node_8103101_200824853 |  |  | PQ | ABCD | 2771.281 | 8103101 | no | no |  |  | no |  |  | 1411161.088 | 15342332.157 |  | -1
node_8103101_200824854 |  |  | PQ | AN | 2771.281 | 8103101 | no | no |  |  | no |  |  | 1411332.029 | 15342334.856 |  | -1
node_8103101_200824855 |  |  | PQ | ABCD | 2771.281 | 8103101 | no | no |  |  | no |  |  | 1411145.143 | 15342201.724 |  | -1
node_8103101_200824856 |  |  | PQ | ABCN | 2771.281 | 8103101 | no | no |  |  | no |  |  | 1411131.985 | 15342058.526 |  | -1
node_8103101_200824858 |  |  | PQ | AN | 2771.281 | 8103101 | no | no |  |  | no |  |  | 1410094.047 | 15343541.737 |  | -1
node_8103101_200824859 |  |  | PQ | AD | 2771.281 | 8103101 | no | no |  |  | no |  |  | 1409957.643 | 15343259.671 |  | -1
node_8103101_200824860 |  |  | PQ | AD | 2771.281 | 8103101 | no | no |  |  | no |  |  | 1410136.259 | 15343387.899 |  | -1
node_8103101_200834333 |  |  | PQ | AN | 2771.281 | 8103101 | no | no |  |  | no |  |  | 1411465.178 | 15340209.012 |  | -1
node_8103101_200834335 |  |  | PQ | AD | 2771.281 | 8103101 | no | no |  |  | no |  |  | 1411463.371 | 15339819.631 |  | -1
node_8103101_200834336 |  |  | PQ | AN | 2771.281 | 8103101 | no | no |  |  | no |  |  | 1411458.558 | 15339410.726 |  | -1
node_8103101_200877470 |  |  | PQ | ABCD | 2771.281 | 8103101 | no | no |  |  | no |  |  | 1413641.66 | 15346507.496 |  | -1
node_8103101_200911471 |  |  | PQ | ABCD | 2771.281 | 8103101 | no | no |  |  | no |  |  | 1413689.578 | 15346521.494 |  | -1
node_8103101_200914578 |  |  | PQ | ABCD | 2771.281 | 8103101 | no | no |  |  | no |  |  | 1411674.727 | 15338190.225 |  | -1
node_8103101_200950441 |  |  | PQ | AD | 2771.281 | 8103101 | no | no |  |  | no |  |  | 1410138.78 | 15337997.177 |  | -1
node_8103101_200957722 |  |  | PQ | AD | 2771.281 | 8103101 | no | no |  |  | no |  |  | 1398953.522 | 15349354.861 |  | -1
node_8103101_200957723 |  |  | PQ | AD | 2771.281 | 8103101 | no | no |  |  | no |  |  | 1398858.411 | 15349582.143 |  | -1
node_8103101_200957724 |  |  | PQ | AD | 2771.281 | 8103101 | no | no |  |  | no |  |  | 1398766.424 | 15349773.338 |  | -1
node_8103101_200957727 |  |  | PQ | AN | 2771.281 | 8103101 | no | no |  |  | no |  |  | 1398527.09 | 15350286.653 |  | -1
node_8103101_200969293 |  |  | PQ | AN | 2771.281 | 8103101 | no | no |  |  | no |  |  | 1397559.743 | 15351173.001 |  | -1
node_8103101_200969745 |  |  | PQ | AN | 2771.281 | 8103101 | no | no |  |  | no |  |  | 1397332.549 | 15350978.219 |  | -1
node_8103101_200969746 |  |  | PQ | AD | 2771.281 | 8103101 | no | no |  |  | no |  |  | 1397522.178 | 15351100.926 |  | -1
node_8103101_200970127 |  |  | PQ | AN | 2771.281 | 8103101 | no | no |  |  | no |  |  | 1403025.61 | 15343231.334 |  | -1
node_8103101_200971540 |  |  | PQ | AN | 2771.281 | 8103101 | no | no |  |  | no |  |  | 1406583.276 | 15344389.491 |  | -1
node_8103101_200988188 |  |  | PQ | ABCD | 2771.281 | 8103101 | no | no |  |  | no |  |  | 1410270.955 | 15338453.541 |  | -1
node_8103101_201007760 |  |  | PQ | ABCD | 2771.281 | 8103101 | no | no |  |  | no |  |  | 1410786.896 | 15344519.907 |  | -1
node_8103101_201008357 |  |  | PQ | AN | 2771.281 | 8103101 | no | no |  |  | no |  |  | 1406919.682 | 15345636.744 |  | -1
node_8103101_201015097 |  |  | PQ | AN | 2771.281 | 8103101 | no | no |  |  | no |  |  | 1401433.609 | 15342928.644 |  | -1
node_8103101_201038104 |  |  | PQ | AN | 2771.281 | 8103101 | no | no |  |  | no |  |  | 1405966.847 | 15340463.124 |  | -1
node_8103101_201038105 |  |  | PQ | AN | 2771.281 | 8103101 | no | no |  |  | no |  |  | 1409810.522 | 15341718.872 |  | -1
node_8103101_201038108 |  |  | PQ | AN | 2771.281 | 8103101 | no | no |  |  | no |  |  | 1395267.349 | 15356331.472 |  | -1
node_8103101_201038180 |  |  | PQ | AN | 2771.281 | 8103101 | no | no |  |  | no |  |  | 1401303.843 | 15347631.121 |  | -1
node_8103101_201046635 |  |  | PQ | AN | 2771.281 | 8103101 | no | no |  |  | no |  |  | 1405140.984 | 15342221.15 |  | -1
node_8103101_201057091 |  |  | PQ | AD | 2771.281 | 8103101 | no | no |  |  | no |  |  | 1410557.487 | 15337631.248 |  | -1
node_8103101_201063221 |  |  | PQ | AN | 2771.281 | 8103101 | no | no |  |  | no |  |  | 1402213.062 | 15347390.597 |  | -1
node_8103101_310054223 |  |  | PQ | AN | 2771.281 | 8103101 | no | no |  |  | no |  |  | 1408666.795 | 15344134.544 |  | -1
node_8103101_311901300 |  |  | PQ | AN | 2771.281 | 8103101 | no | no |  |  | no |  |  | 1404779.754 | 15345634.937 |  | -1
node_8103101_311901301 |  |  | PQ | AN | 2771.281 | 8103101 | no | no |  |  | no |  |  | 1405010.201 | 15346535.804 |  | -1
node_SOURCE_8103101 |  |  | SWING | ABCN | 2771.281 | 8103101 | no | no |  |  | no |  |  | 1413690.656 | 15346480.075 |  | -1
node_intto1_8103101_200817377 |  |  | PQ | AD | 2771.281 | 8103101 | no | no |  |  | no |  |  | 1406904.335 | 15344807.923 |  | -1
node_intto1_8103101_200817378 |  |  | PQ | AD | 2771.281 | 8103101 | no | no |  |  | no |  |  | 1406331.122 | 15348839.523 |  | -1
node_intto1_8103101_200817390 |  |  | PQ | AD | 2771.281 | 8103101 | no | no |  |  | no |  |  | 1407236.122 | 15347967.875 |  | -1
node_intto1_8103101_200817408 |  |  | PQ | AD | 2771.281 | 8103101 | no | no |  |  | no |  |  | 1399130.306 | 15347834.276 |  | -1
node_intto1_8103101_200817424 |  |  | PQ | AD | 2771.281 | 8103101 | no | no |  |  | no |  |  | 1396398.943 | 15353421.65 |  | -1
node_intto1_8103101_200817473 |  |  | PQ | AD | 2771.281 | 8103101 | no | no |  |  | no |  |  | 1408094.105 | 15344672.865 |  | -1
node_intto1_8103101_200817722 |  |  | PQ | AD | 2771.281 | 8103101 | no | no |  |  | no |  |  | 1405875.121 | 15344501.093 |  | -1
node_intto1_8103101_200817724 |  |  | PQ | AD | 2771.281 | 8103101 | no | no |  |  | no |  |  | 1405409.545 | 15344896.393 |  | -1
node_intto1_8103101_200817744 |  |  | PQ | AD | 2771.281 | 8103101 | no | no |  |  | no |  |  | 1401305.056 | 15347860.476 |  | -1
node_intto1_8103101_200817771 |  |  | PQ | ABCD | 2771.281 | 8103101 | no | no |  |  | no |  |  | 1411198.346 | 15343995.397 |  | -1
node_intto1_8103101_200817773 |  |  | PQ | ABCD | 2771.281 | 8103101 | no | no |  |  | no |  |  | 1411106.228 | 15344133.182 |  | -1
node_intto1_8103101_200817841 |  |  | PQ | AD | 2771.281 | 8103101 | no | no |  |  | no |  |  | 1411711.179 | 15343491.142 |  | -1
node_intto1_8103101_200824105 |  |  | PQ | AD | 2771.281 | 8103101 | no | no |  |  | no |  |  | 1410551.23 | 15340170.334 |  | -1
node_intto1_8103101_200824487 |  |  | PQ | AD | 2771.281 | 8103101 | no | no |  |  | no |  |  | 1409956.572 | 15343319.032 |  | -1
node_intto1_8103101_200824739 |  |  | PQ | AD | 2771.281 | 8103101 | no | no |  |  | no |  |  | 1410502.356 | 15342602.077 |  | -1
node_intto1_8103101_200824753 |  |  | PQ | AD | 2771.281 | 8103101 | no | no |  |  | no |  |  | 1402520.326 | 15342243.174 |  | -1
node_intto1_8103101_200824757 |  |  | PQ | AD | 2771.281 | 8103101 | no | no |  |  | no |  |  | 1401683.872 | 15342583.087 |  | -1
node_intto1_8103101_200824778 |  |  | PQ | AD | 2771.281 | 8103101 | no | no |  |  | no |  |  | 1410221.942 | 15342786.564 |  | -1
node_intto1_8103101_200824797 |  |  | PQ | ABCD | 2771.281 | 8103101 | no | no |  |  | no |  |  | 1410756.738 | 15342320.477 |  | -1
node_intto1_8103101_200824840 |  |  | PQ | AD | 2771.281 | 8103101 | no | no |  |  | no |  |  | 1410599.589 | 15337980.852 |  | -1
node_intto1_8103101_200824858 |  |  | PQ | AD | 2771.281 | 8103101 | no | no |  |  | no |  |  | 1410094.047 | 15343541.737 |  | -1
node_intto1_8103101_200824859 |  |  | PQ | AD | 2771.281 | 8103101 | no | no |  |  | no |  |  | 1409957.643 | 15343259.671 |  | -1
node_intto1_8103101_200877470 |  |  | PQ | ABCD | 2771.281 | 8103101 | no | no |  |  | no |  |  | 1413641.66 | 15346507.496 |  | -1
node_intto1_8103101_200950441 |  |  | PQ | AD | 2771.281 | 8103101 | no | no |  |  | no |  |  | 1410138.78 | 15337997.177 |  | -1
node_intto1_8103101_200970127 |  |  | PQ | AN | 2771.281 | 8103101 | no | no |  |  | no |  |  | 1403025.61 | 15343231.334 |  | -1
node_intto1_8103101_201038104 |  |  | PQ | AN | 2771.281 | 8103101 | no | no |  |  | no |  |  | 1405966.847 | 15340463.124 |  | -1
node_intto1_8103101_201038108 |  |  | PQ | AN | 2771.281 | 8103101 | no | no |  |  | no |  |  | 1395267.349 | 15356331.472 |  | -1
node_intto1_8103101_311901301 |  |  | PQ | AN | 2771.281 | 8103101 | no | no |  |  | no |  |  | 1405010.201 | 15346535.804 |  | -1

## overhead_line
data_type | static
owner_type | feeder
owner | 8103101
object | overhead_line
name | groupid | phases | fr | to | length | configuration | dcircuit | selected | monitored | monitored_fields | class_monitored_fields | played | played_fields | comments | R | X | B | lim_kw
oh_line_8103101_200817377 |  | AD | node_8103101_200817720 | node_intto1_8103101_200817377 | 455.832 | bal_1P_8DCW | 8103101 | no | no |  |  | no |  |  | 0 | 0 | 0 | 0
oh_line_8103101_200817378 |  | AD | node_8103101_200817396 | node_intto1_8103101_200817378 | 363.928 | bal_1P_8DCW | 8103101 | no | no |  |  | no |  |  | 0 | 0 | 0 | 0
oh_line_8103101_200817379 |  | AD | node_8103101_200817378 | node_8103101_200817379 | 316.653 | bal_1P_2AC | 8103101 | no | no |  |  | no |  |  | 0 | 0 | 0 | 0
oh_line_8103101_200817380 |  | AD | node_8103101_200817379 | node_8103101_200817380 | 169.741 | bal_1P_2AC | 8103101 | no | no |  |  | no |  |  | 0 | 0 | 0 | 0
oh_line_8103101_200817381 |  | AD | node_8103101_200817380 | node_8103101_200817381 | 240.192 | bal_1P_2AC | 8103101 | no | no |  |  | no |  |  | 0 | 0 | 0 | 0
oh_line_8103101_200817382 |  | AD | node_8103101_200817377 | node_8103101_200817382 | 440.44 | bal_1P_8DCW | 8103101 | no | no |  |  | no |  |  | 0 | 0 | 0 | 0
oh_line_8103101_200817385 |  | AD | node_8103101_201008357 | node_8103101_200817385 | 477.779 | bal_1P_8DCW | 8103101 | no | no |  |  | no |  |  | 0 | 0 | 0 | 0
oh_line_8103101_200817386 |  | AD | node_8103101_200817385 | node_8103101_200817386 | 517.757 | bal_1P_8DCW | 8103101 | no | no |  |  | no |  |  | 0 | 0 | 0 | 0
oh_line_8103101_200817387 |  | AD | node_8103101_200817386 | node_8103101_200817387 | 415.588 | bal_1P_8DCW | 8103101 | no | no |  |  | no |  |  | 0 | 0 | 0 | 0
oh_line_8103101_200817388 |  | AD | node_8103101_200817387 | node_8103101_200817388 | 643.384 | bal_1P_8DCW | 8103101 | no | no |  |  | no |  |  | 0 | 0 | 0 | 0
oh_line_8103101_200817389 |  | AD | node_8103101_200817388 | node_8103101_200817389 | 672.458 | bal_1P_8DCW | 8103101 | no | no |  |  | no |  |  | 0 | 0 | 0 | 0
oh_line_8103101_200817390 |  | AD | node_8103101_200817389 | node_intto1_8103101_200817390 | 475.111 | bal_1P_8DCW | 8103101 | no | no |  |  | no |  |  | 0 | 0 | 0 | 0
oh_line_8103101_200817391 |  | AD | node_8103101_200817390 | node_8103101_200817391 | 369.868 | bal_1P_8DCW | 8103101 | no | no |  |  | no |  |  | 0 | 0 | 0 | 0
oh_line_8103101_200817392 |  | AD | node_8103101_200817391 | node_8103101_200817392 | 383.854 | bal_1P_8DCW | 8103101 | no | no |  |  | no |  |  | 0 | 0 | 0 | 0
oh_line_8103101_200817394 |  | AD | node_8103101_200817392 | node_8103101_200817394 | 285.443 | bal_1P_1/0AA | 8103101 | no | no |  |  | no |  |  | 0 | 0 | 0 | 0
oh_line_8103101_200817396 |  | AD | node_8103101_200817389 | node_8103101_200817396 | 437.855 | bal_1P_8DCW | 8103101 | no | no |  |  | no |  |  | 0 | 0 | 0 | 0
oh_line_8103101_200817408 |  | AD | node_8103101_200817756 | node_intto1_8103101_200817408 | 92.607 | bal_1P_1/0AA | 8103101 | no | no |  |  | no |  |  | 0 | 0 | 0 | 0
oh_line_8103101_200817409 |  | AD | node_8103101_200817408 | node_8103101_200817409 | 212.222 | bal_1P_1/0AA | 8103101 | no | no |  |  | no |  |  | 0 | 0 | 0 | 0
oh_line_8103101_200817410 |  | AD | node_8103101_200817455 | node_8103101_200817410 | 340.501 | bal_1P_2AC | 8103101 | no | no |  |  | no |  |  | 0 | 0 | 0 | 0
oh_line_8103101_200817411 |  | AD | node_8103101_200817410 | node_8103101_200817411 | 349.206 | bal_1P_2AC | 8103101 | no | no |  |  | no |  |  | 0 | 0 | 0 | 0
oh_line_8103101_200817413 |  | AD | node_8103101_200969293 | node_8103101_200817413 | 448.516 | bal_1P_2AC | 8103101 | no | no |  |  | no |  |  | 0 | 0 | 0 | 0
oh_line_8103101_200817414 |  | AD | node_8103101_200817413 | node_8103101_200817414 | 254.085 | bal_1P_2AC | 8103101 | no | no |  |  | no |  |  | 0 | 0 | 0 | 0
oh_line_8103101_200817415 |  | AD | node_8103101_200817414 | node_8103101_200817415 | 258.657 | bal_1P_2AC | 8103101 | no | no |  |  | no |  |  | 0 | 0 | 0 | 0
oh_line_8103101_200817416 |  | AD | node_8103101_200817415 | node_8103101_200817416 | 254.197 | bal_1P_2AC | 8103101 | no | no |  |  | no |  |  | 0 | 0 | 0 | 0
oh_line_8103101_200817418 |  | AD | node_8103101_200817416 | node_8103101_200817418 | 281.487 | bal_1P_2AC | 8103101 | no | no |  |  | no |  |  | 0 | 0 | 0 | 0
oh_line_8103101_200817419 |  | AD | node_8103101_200817418 | node_8103101_200817419 | 211.627 | bal_1P_2AC | 8103101 | no | no |  |  | no |  |  | 0 | 0 | 0 | 0
oh_line_8103101_200817420 |  | AD | node_8103101_200817419 | node_8103101_200817420 | 258.986 | bal_1P_2AC | 8103101 | no | no |  |  | no |  |  | 0 | 0 | 0 | 0
oh_line_8103101_200817421 |  | AD | node_8103101_200817409 | node_8103101_200817421 | 357.683 | bal_1P_1/0AA | 8103101 | no | no |  |  | no |  |  | 0 | 0 | 0 | 0
oh_line_8103101_200817422 |  | AD | node_8103101_200817420 | node_8103101_200817422 | 324.362 | bal_1P_2AC | 8103101 | no | no |  |  | no |  |  | 0 | 0 | 0 | 0
oh_line_8103101_200817423 |  | AD | node_8103101_200817422 | node_8103101_200817423 | 346.812 | bal_1P_2AC | 8103101 | no | no |  |  | no |  |  | 0 | 0 | 0 | 0
oh_line_8103101_200817424 |  | AD | node_8103101_200817423 | node_intto1_8103101_200817424 | 227.468 | bal_1P_1/0AA | 8103101 | no | no |  |  | no |  |  | 0 | 0 | 0 | 0
oh_line_8103101_200817425 |  | AD | node_8103101_200817424 | node_8103101_200817425 | 300.733 | bal_1P_1/0AA | 8103101 | no | no |  |  | no |  |  | 0 | 0 | 0 | 0
oh_line_8103101_200817427 |  | AD | node_8103101_200817423 | node_8103101_200817427 | 366.913 | bal_1P_2AC | 8103101 | no | no |  |  | no |  |  | 0 | 0 | 0 | 0
oh_line_8103101_200817428 |  | AD | node_8103101_200817427 | node_8103101_200817428 | 83.247 | bal_1P_2AC | 8103101 | no | no |  |  | no |  |  | 0 | 0 | 0 | 0
oh_line_8103101_200817430 |  | AD | node_8103101_200817428 | node_8103101_200817430 | 349.354 | bal_1P_2AC | 8103101 | no | no |  |  | no |  |  | 0 | 0 | 0 | 0
oh_line_8103101_200817431 |  | AD | node_8103101_200817427 | node_8103101_200817431 | 337.825 | bal_1P_2AC | 8103101 | no | no |  |  | no |  |  | 0 | 0 | 0 | 0
oh_line_8103101_200817432 |  | AD | node_8103101_200817431 | node_8103101_200817432 | 279.446 | bal_1P_2AC | 8103101 | no | no |  |  | no |  |  | 0 | 0 | 0 | 0
oh_line_8103101_200817433 |  | AD | node_8103101_200817432 | node_8103101_200817433 | 232.442 | bal_1P_2AC | 8103101 | no | no |  |  | no |  |  | 0 | 0 | 0 | 0
oh_line_8103101_200817434 |  | AD | node_8103101_200817433 | node_8103101_200817434 | 238.304 | bal_1P_2AC | 8103101 | no | no |  |  | no |  |  | 0 | 0 | 0 | 0
oh_line_8103101_200817435 |  | AD | node_8103101_200817434 | node_8103101_200817435 | 245.146 | bal_1P_2AC | 8103101 | no | no |  |  | no |  |  | 0 | 0 | 0 | 0
oh_line_8103101_200817436 |  | AD | node_8103101_200817435 | node_8103101_200817436 | 238.275 | bal_1P_2AC | 8103101 | no | no |  |  | no |  |  | 0 | 0 | 0 | 0
oh_line_8103101_200817438 |  | AD | node_8103101_200817436 | node_8103101_200817438 | 218.151 | bal_1P_2AC | 8103101 | no | no |  |  | no |  |  | 0 | 0 | 0 | 0
oh_line_8103101_200817439 |  | AD | node_8103101_200817421 | node_8103101_200817439 | 324.189 | bal_1P_1/0AA | 8103101 | no | no |  |  | no |  |  | 0 | 0 | 0 | 0
oh_line_8103101_200817440 |  | AD | node_8103101_200817439 | node_8103101_200817440 | 196.061 | bal_1P_1/0AA | 8103101 | no | no |  |  | no |  |  | 0 | 0 | 0 | 0
oh_line_8103101_200817441 |  | AD | node_8103101_200817438 | node_8103101_200817441 | 283.911 | bal_1P_1/0AC | 8103101 | no | no |  |  | no |  |  | 0 | 0 | 0 | 0
oh_line_8103101_200817442 |  | AD | node_8103101_200817441 | node_8103101_200817442 | 303.566 | bal_1P_1/0AC | 8103101 | no | no |  |  | no |  |  | 0 | 0 | 0 | 0
oh_line_8103101_200817443 |  | AD | node_8103101_200817442 | node_8103101_200817443 | 287.637 | bal_1P_1/0AC | 8103101 | no | no |  |  | no |  |  | 0 | 0 | 0 | 0
oh_line_8103101_200817444 |  | AD | node_8103101_200817443 | node_8103101_200817444 | 195.615 | bal_1P_1/0AC | 8103101 | no | no |  |  | no |  |  | 0 | 0 | 0 | 0
oh_line_8103101_200817446 |  | AD | node_8103101_200817444 | node_8103101_200817446 | 266.403 | bal_1P_1/0AA | 8103101 | no | no |  |  | no |  |  | 0 | 0 | 0 | 0
oh_line_8103101_200817447 |  | AD | node_8103101_200817446 | node_8103101_200817447 | 282.46 | bal_1P_1/0AA | 8103101 | no | no |  |  | no |  |  | 0 | 0 | 0 | 0
oh_line_8103101_200817448 |  | AD | node_8103101_200817440 | node_8103101_200817448 | 179.046 | bal_1P_1/0AA | 8103101 | no | no |  |  | no |  |  | 0 | 0 | 0 | 0
oh_line_8103101_200817451 |  | AD | node_8103101_200957724 | node_8103101_200817451 | 175.728 | bal_1P_1/0AA | 8103101 | no | no |  |  | no |  |  | 0 | 0 | 0 | 0
oh_line_8103101_200817452 |  | AD | node_8103101_200817451 | node_8103101_200817452 | 187.772 | bal_1P_1/0AA | 8103101 | no | no |  |  | no |  |  | 0 | 0 | 0 | 0
oh_line_8103101_200817453 |  | AD | node_8103101_200957724 | node_8103101_200817453 | 309.915 | bal_1P_1/0AA | 8103101 | no | no |  |  | no |  |  | 0 | 0 | 0 | 0
oh_line_8103101_200817455 |  | AD | node_8103101_200957727 | node_8103101_200817455 | 384.512 | bal_1P_2AC | 8103101 | no | no |  |  | no |  |  | 0 | 0 | 0 | 0
oh_line_8103101_200817472 |  | AD | node_8103101_200817716 | node_8103101_200817472 | 33.874 | bal_1P_2AC | 8103101 | no | no |  |  | no |  |  | 0 | 0 | 0 | 0
oh_line_8103101_200817473 |  | AD | node_8103101_200817472 | node_intto1_8103101_200817473 | 418.298 | bal_1P_2AC | 8103101 | no | no |  |  | no |  |  | 0 | 0 | 0 | 0
oh_line_8103101_200817474 |  | AD | node_8103101_200817473 | node_8103101_200817474 | 358.004 | bal_1P_2AC | 8103101 | no | no |  |  | no |  |  | 0 | 0 | 0 | 0
oh_line_8103101_200817475 |  | AD | node_8103101_200817474 | node_8103101_200817475 | 348.174 | bal_1P_2AC | 8103101 | no | no |  |  | no |  |  | 0 | 0 | 0 | 0
oh_line_8103101_200817476 |  | AD | node_8103101_200817475 | node_8103101_200817476 | 330.946 | bal_1P_2AC | 8103101 | no | no |  |  | no |  |  | 0 | 0 | 0 | 0
oh_line_8103101_200817477 |  | AD | node_8103101_200817476 | node_8103101_200817477 | 215.833 | bal_1P_2AC | 8103101 | no | no |  |  | no |  |  | 0 | 0 | 0 | 0
oh_line_8103101_200817478 |  | AD | node_8103101_200817477 | node_8103101_200817478 | 179.63 | bal_1P_2AC | 8103101 | no | no |  |  | no |  |  | 0 | 0 | 0 | 0
oh_line_8103101_200817571 |  | AD | node_8103101_200824488 | node_8103101_200817571 | 327.042 | bal_1P_2AC | 8103101 | no | no |  |  | no |  |  | 0 | 0 | 0 | 0
oh_line_8103101_200817572 |  | AD | node_8103101_200817571 | node_8103101_200817572 | 216.319 | bal_1P_2AC | 8103101 | no | no |  |  | no |  |  | 0 | 0 | 0 | 0
oh_line_8103101_200817714 |  | AD | node_8103101_200824781 | node_8103101_200817714 | 372.129 | bal_1P_2AC | 8103101 | no | no |  |  | no |  |  | 0 | 0 | 0 | 0
oh_line_8103101_200817715 |  | AD | node_8103101_200817714 | node_8103101_200817715 | 638.456 | bal_1P_2AC | 8103101 | no | no |  |  | no |  |  | 0 | 0 | 0 | 0
oh_line_8103101_200817716 |  | AD | node_8103101_200817715 | node_8103101_200817716 | 448.915 | bal_1P_2AC | 8103101 | no | no |  |  | no |  |  | 0 | 0 | 0 | 0
oh_line_8103101_200817717 |  | AD | node_8103101_200817716 | node_8103101_200817717 | 419.406 | bal_1P_2AC | 8103101 | no | no |  |  | no |  |  | 0 | 0 | 0 | 0
oh_line_8103101_200817718 |  | AD | node_8103101_200817717 | node_8103101_200817718 | 429.958 | bal_1P_2AC | 8103101 | no | no |  |  | no |  |  | 0 | 0 | 0 | 0
oh_line_8103101_200817719 |  | AD | node_8103101_200817718 | node_8103101_200817719 | 339.072 | bal_1P_2AC | 8103101 | no | no |  |  | no |  |  | 0 | 0 | 0 | 0
oh_line_8103101_200817720 |  | AD | node_8103101_200817719 | node_8103101_200817720 | 105.19 | bal_1P_2AC | 8103101 | no | no |  |  | no |  |  | 0 | 0 | 0 | 0
oh_line_8103101_200817721 |  | AD | node_8103101_200971540 | node_8103101_200817721 | 277.021 | bal_1P_2AC | 8103101 | no | no |  |  | no |  |  | 0 | 0 | 0 | 0
oh_line_8103101_200817722 |  | AD | node_8103101_200817721 | node_intto1_8103101_200817722 | 441.594 | bal_1P_2AC | 8103101 | no | no |  |  | no |  |  | 0 | 0 | 0 | 0
oh_line_8103101_200817724 |  | AD | node_8103101_200817722 | node_intto1_8103101_200817724 | 610.763 | bal_1P_2AC | 8103101 | no | no |  |  | no |  |  | 0 | 0 | 0 | 0
oh_line_8103101_200817725 |  | AD | node_8103101_200817724 | node_8103101_200817725 | 486.904 | bal_1P_2AC | 8103101 | no | no |  |  | no |  |  | 0 | 0 | 0 | 0
oh_line_8103101_200817726 |  | AD | node_8103101_200817725 | node_8103101_200817726 | 475.632 | bal_1P_2AC | 8103101 | no | no |  |  | no |  |  | 0 | 0 | 0 | 0
oh_line_8103101_200817727 |  | AD | node_8103101_200817726 | node_8103101_200817727 | 297.507 | bal_1P_2AC | 8103101 | no | no |  |  | no |  |  | 0 | 0 | 0 | 0
oh_line_8103101_200817728 |  | AD | node_8103101_200817727 | node_8103101_200817728 | 313.694 | bal_1P_2AC | 8103101 | no | no |  |  | no |  |  | 0 | 0 | 0 | 0
oh_line_8103101_200817729 |  | AD | node_8103101_200817728 | node_8103101_200817729 | 224.311 | bal_1P_2AC | 8103101 | no | no |  |  | no |  |  | 0 | 0 | 0 | 0
oh_line_8103101_200817730 |  | AD | node_8103101_200817729 | node_8103101_200817730 | 458.379 | bal_1P_2AC | 8103101 | no | no |  |  | no |  |  | 0 | 0 | 0 | 0
oh_line_8103101_200817731 |  | AD | node_8103101_200817730 | node_8103101_200817731 | 412.603 | bal_1P_2AC | 8103101 | no | no |  |  | no |  |  | 0 | 0 | 0 | 0
oh_line_8103101_200817732 |  | AD | node_8103101_200817731 | node_8103101_200817732 | 332.068 | bal_1P_2AC | 8103101 | no | no |  |  | no |  |  | 0 | 0 | 0 | 0
oh_line_8103101_200817734 |  | AD | node_8103101_200817732 | node_8103101_200817734 | 335.764 | bal_1P_2AC | 8103101 | no | no |  |  | no |  |  | 0 | 0 | 0 | 0
oh_line_8103101_200817735 |  | AD | node_8103101_200817734 | node_8103101_200817735 | 119.554 | bal_1P_2AC | 8103101 | no | no |  |  | no |  |  | 0 | 0 | 0 | 0
oh_line_8103101_200817736 |  | AD | node_8103101_200817735 | node_8103101_200817736 | 367.47 | bal_1P_2AC | 8103101 | no | no |  |  | no |  |  | 0 | 0 | 0 | 0
oh_line_8103101_200817740 |  | AD | node_8103101_201063221 | node_8103101_200817740 | 235.719 | bal_1P_2AC | 8103101 | no | no |  |  | no |  |  | 0 | 0 | 0 | 0
oh_line_8103101_200817741 |  | AD | node_8103101_200817740 | node_8103101_200817741 | 600.142 | bal_1P_2AC | 8103101 | no | no |  |  | no |  |  | 0 | 0 | 0 | 0
oh_line_8103101_200817742 |  | AD | node_8103101_200817741 | node_8103101_200817742 | 339.419 | bal_1P_1/0AA | 8103101 | no | no |  |  | no |  |  | 0 | 0 | 0 | 0
oh_line_8103101_200817743 |  | AD | node_8103101_200817742 | node_8103101_200817743 | 329.358 | bal_1P_1/0AA | 8103101 | no | no |  |  | no |  |  | 0 | 0 | 0 | 0
oh_line_8103101_200817744 |  | AD | node_8103101_200817741 | node_intto1_8103101_200817744 | 232.336 | bal_1P_2AC | 8103101 | no | no |  |  | no |  |  | 0 | 0 | 0 | 0
oh_line_8103101_200817745 |  | AD | node_8103101_200817744 | node_8103101_200817745 | 272.735 | bal_1P_2AC | 8103101 | no | no |  |  | no |  |  | 0 | 0 | 0 | 0
oh_line_8103101_200817746 |  | AD | node_8103101_200817745 | node_8103101_200817746 | 323.41 | bal_1P_2AC | 8103101 | no | no |  |  | no |  |  | 0 | 0 | 0 | 0
oh_line_8103101_200817747 |  | AD | node_8103101_200817746 | node_8103101_200817747 | 255.509 | bal_1P_1/0AA | 8103101 | no | no |  |  | no |  |  | 0 | 0 | 0 | 0
oh_line_8103101_200817748 |  | AD | node_8103101_200817746 | node_8103101_200817748 | 237.524 | bal_1P_2AC | 8103101 | no | no |  |  | no |  |  | 0 | 0 | 0 | 0
oh_line_8103101_200817749 |  | AD | node_8103101_200817748 | node_8103101_200817749 | 157.267 | bal_1P_2AC | 8103101 | no | no |  |  | no |  |  | 0 | 0 | 0 | 0
oh_line_8103101_200817750 |  | AD | node_8103101_200817749 | node_8103101_200817750 | 329.226 | bal_1P_2AC | 8103101 | no | no |  |  | no |  |  | 0 | 0 | 0 | 0
oh_line_8103101_200817752 |  | AD | node_8103101_200817750 | node_8103101_200817752 | 353.214 | bal_1P_2AC | 8103101 | no | no |  |  | no |  |  | 0 | 0 | 0 | 0
oh_line_8103101_200817755 |  | AD | node_8103101_200817752 | node_8103101_200817755 | 311.551 | bal_1P_4AC | 8103101 | no | no |  |  | no |  |  | 0 | 0 | 0 | 0
oh_line_8103101_200817756 |  | AD | node_8103101_200817755 | node_8103101_200817756 | 195.137 | bal_1P_4AC | 8103101 | no | no |  |  | no |  |  | 0 | 0 | 0 | 0
oh_line_8103101_200817757 |  | AD | node_8103101_200817756 | node_8103101_200817757 | 334.998 | bal_1P_4AC | 8103101 | no | no |  |  | no |  |  | 0 | 0 | 0 | 0
oh_line_8103101_200817759 |  | AD | node_8103101_200817757 | node_8103101_200817759 | 237.589 | bal_1P_4AC | 8103101 | no | no |  |  | no |  |  | 0 | 0 | 0 | 0
oh_line_8103101_200817761 |  | AD | node_8103101_200817759 | node_8103101_200817761 | 240.998 | bal_1P_2AC | 8103101 | no | no |  |  | no |  |  | 0 | 0 | 0 | 0
oh_line_8103101_200817762 |  | AD | node_8103101_200817761 | node_8103101_200817762 | 174.063 | bal_1P_1/0AA | 8103101 | no | no |  |  | no |  |  | 0 | 0 | 0 | 0
oh_line_8103101_200817763 |  | AD | node_8103101_200817761 | node_8103101_200817763 | 372.194 | bal_1P_2AC | 8103101 | no | no |  |  | no |  |  | 0 | 0 | 0 | 0
oh_line_8103101_200817764 |  | AD | node_8103101_200817763 | node_8103101_200817764 | 242.8 | bal_1P_2AC | 8103101 | no | no |  |  | no |  |  | 0 | 0 | 0 | 0
oh_line_8103101_200817765 |  | ABCD | node_8103101_200817840 | node_8103101_200817765 | 76.272 | bal_3P_1/0AA | 8103101 | no | no |  |  | no |  |  | 0 | 0 | 0 | 0
oh_line_8103101_200817766 |  | ABCD | node_8103101_200817768 | node_8103101_200817766 | 196.869 | bal_3P_1/0AA | 8103101 | no | no |  |  | no |  |  | 0 | 0 | 0 | 0
oh_line_8103101_200817768 |  | ABCD | node_8103101_200817770 | node_8103101_200817768 | 115.375 | bal_3P_2AC | 8103101 | no | no |  |  | no |  |  | 0 | 0 | 0 | 0
oh_line_8103101_200817770 |  | ABCD | node_8103101_200817771 | node_8103101_200817770 | 169.85 | bal_3P_2AC | 8103101 | no | no |  |  | no |  |  | 0 | 0 | 0 | 0
oh_line_8103101_200817771 |  | ABCD | node_8103101_200817803 | node_intto1_8103101_200817771 | 103.959 | bal_3P_2AC | 8103101 | no | no |  |  | no |  |  | 0 | 0 | 0 | 0
oh_line_8103101_200817773 |  | ABCD | node_8103101_200817803 | node_intto1_8103101_200817773 | 63.416 | bal_3P_1/0AC | 8103101 | no | no |  |  | no |  |  | 0 | 0 | 0 | 0
oh_line_8103101_200817774 |  | ABCD | node_8103101_200817773 | node_8103101_200817774 | 171.925 | bal_3P_1/0AC | 8103101 | no | no |  |  | no |  |  | 0 | 0 | 0 | 0
oh_line_8103101_200817776 |  | ABCD | node_8103101_200817774 | node_8103101_200817776 | 190.377 | bal_3P_1/0AC | 8103101 | no | no |  |  | no |  |  | 0 | 0 | 0 | 0
oh_line_8103101_200817778 |  | ABCD | node_8103101_201007760 | node_8103101_200817778 | 127.646 | bal_3P_1/0AC | 8103101 | no | no |  |  | no |  |  | 0 | 0 | 0 | 0
oh_line_8103101_200817779 |  | ABCD | node_8103101_200817778 | node_8103101_200817779 | 135.975 | bal_3P_1/0AC | 8103101 | no | no |  |  | no |  |  | 0 | 0 | 0 | 0
oh_line_8103101_200817780 |  | ABCD | node_8103101_200817779 | node_8103101_200817780 | 217.256 | bal_3P_1/0AC | 8103101 | no | no |  |  | no |  |  | 0 | 0 | 0 | 0
oh_line_8103101_200817781 |  | ABCD | node_8103101_200817780 | node_8103101_200817781 | 121.807 | bal_3P_1/0AC | 8103101 | no | no |  |  | no |  |  | 0 | 0 | 0 | 0
oh_line_8103101_200817782 |  | AD | node_8103101_200817781 | node_8103101_200817782 | 163.242 | bal_1P_1/0AC | 8103101 | no | no |  |  | no |  |  | 0 | 0 | 0 | 0
oh_line_8103101_200817783 |  | AD | node_8103101_200817782 | node_8103101_200817783 | 128.847 | bal_1P_1/0AC | 8103101 | no | no |  |  | no |  |  | 0 | 0 | 0 | 0
oh_line_8103101_200817784 |  | AD | node_8103101_200817783 | node_8103101_200817784 | 187.922 | bal_1P_1/0AC | 8103101 | no | no |  |  | no |  |  | 0 | 0 | 0 | 0
oh_line_8103101_200817786 |  | AD | node_8103101_200817784 | node_8103101_200817786 | 207.27 | bal_1P_1/0AC | 8103101 | no | no |  |  | no |  |  | 0 | 0 | 0 | 0
oh_line_8103101_200817787 |  | AD | node_8103101_200817786 | node_8103101_200817787 | 104.906 | bal_1P_1/0AC | 8103101 | no | no |  |  | no |  |  | 0 | 0 | 0 | 0
oh_line_8103101_200817788 |  | AD | node_8103101_200817787 | node_8103101_200817788 | 147.472 | bal_1P_1/0AC | 8103101 | no | no |  |  | no |  |  | 0 | 0 | 0 | 0
oh_line_8103101_200817789 |  | AD | node_8103101_200817788 | node_8103101_200817789 | 286.535 | bal_1P_1/0AC | 8103101 | no | no |  |  | no |  |  | 0 | 0 | 0 | 0
oh_line_8103101_200817791 |  | AD | node_8103101_200817789 | node_8103101_200817791 | 333.192 | bal_1P_2AC | 8103101 | no | no |  |  | no |  |  | 0 | 0 | 0 | 0
oh_line_8103101_200817792 |  | AD | node_8103101_200817791 | node_8103101_200817792 | 78.889 | bal_1P_2AC | 8103101 | no | no |  |  | no |  |  | 0 | 0 | 0 | 0
oh_line_8103101_200817793 |  | AD | node_8103101_200817791 | node_8103101_200817793 | 216.785 | bal_1P_1/0AA | 8103101 | no | no |  |  | no |  |  | 0 | 0 | 0 | 0
oh_line_8103101_200817794 |  | AD | node_8103101_200817793 | node_8103101_200817794 | 236.994 | bal_1P_1/0AA | 8103101 | no | no |  |  | no |  |  | 0 | 0 | 0 | 0
oh_line_8103101_200817795 |  | AD | node_8103101_200817794 | node_8103101_200817795 | 281.104 | bal_1P_2AC | 8103101 | no | no |  |  | no |  |  | 0 | 0 | 0 | 0
oh_line_8103101_200817796 |  | AD | node_8103101_200817795 | node_8103101_200817796 | 318.779 | bal_1P_2AC | 8103101 | no | no |  |  | no |  |  | 0 | 0 | 0 | 0
oh_line_8103101_200817797 |  | AD | node_8103101_200817796 | node_8103101_200817797 | 243.567 | bal_1P_2AC | 8103101 | no | no |  |  | no |  |  | 0 | 0 | 0 | 0
oh_line_8103101_200817799 |  | AD | node_8103101_200817797 | node_8103101_200817799 | 353.405 | bal_1P_2AC | 8103101 | no | no |  |  | no |  |  | 0 | 0 | 0 | 0
oh_line_8103101_200817800 |  | AD | node_8103101_200817799 | node_8103101_200817800 | 394.876 | bal_1P_2AC | 8103101 | no | no |  |  | no |  |  | 0 | 0 | 0 | 0
oh_line_8103101_200817803 |  | ABCD | node_8103101_200817804 | node_8103101_200817803 | 187.484 | bal_3P_4/0AC | 8103101 | no | no |  |  | no |  |  | 0 | 0 | 0 | 0
oh_line_8103101_200817804 |  | ABCD | node_8103101_200817805 | node_8103101_200817804 | 169.703 | bal_3P_4/0AC | 8103101 | no | no |  |  | no |  |  | 0 | 0 | 0 | 0
oh_line_8103101_200817805 |  | ABCD | node_8103101_200817806 | node_8103101_200817805 | 218.426 | bal_3P_4/0AC | 8103101 | no | no |  |  | no |  |  | 0 | 0 | 0 | 0
oh_line_8103101_200817806 |  | ABCD | node_8103101_200817807 | node_8103101_200817806 | 196.592 | bal_3P_4/0AC | 8103101 | no | no |  |  | no |  |  | 0 | 0 | 0 | 0
oh_line_8103101_200817807 |  | ABCD | node_8103101_200817808 | node_8103101_200817807 | 210.576 | bal_3P_4/0AC | 8103101 | no | no |  |  | no |  |  | 0 | 0 | 0 | 0
oh_line_8103101_200817808 |  | ABCD | node_8103101_200817809 | node_8103101_200817808 | 213.033 | bal_3P_4/0AC | 8103101 | no | no |  |  | no |  |  | 0 | 0 | 0 | 0
oh_line_8103101_200817809 |  | ABCD | node_8103101_200817810 | node_8103101_200817809 | 237.461 | bal_3P_4/0AC | 8103101 | no | no |  |  | no |  |  | 0 | 0 | 0 | 0
oh_line_8103101_200817810 |  | ABCD | node_8103101_200817811 | node_8103101_200817810 | 211.203 | bal_3P_4/0AC | 8103101 | no | no |  |  | no |  |  | 0 | 0 | 0 | 0
oh_line_8103101_200817811 |  | ABCD | node_8103101_200817812 | node_8103101_200817811 | 227.325 | bal_3P_4/0AC | 8103101 | no | no |  |  | no |  |  | 0 | 0 | 0 | 0
oh_line_8103101_200817812 |  | ABCD | node_8103101_200817813 | node_8103101_200817812 | 201.021 | bal_3P_4/0AC | 8103101 | no | no |  |  | no |  |  | 0 | 0 | 0 | 0
oh_line_8103101_200817813 |  | ABCD | node_8103101_200817814 | node_8103101_200817813 | 200.759 | bal_3P_4/0AC | 8103101 | no | no |  |  | no |  |  | 0 | 0 | 0 | 0
oh_line_8103101_200817814 |  | ABCD | node_8103101_200817815 | node_8103101_200817814 | 169.595 | bal_3P_4/0AC | 8103101 | no | no |  |  | no |  |  | 0 | 0 | 0 | 0
oh_line_8103101_200817815 |  | ABCD | node_8103101_200817816 | node_8103101_200817815 | 271.42 | bal_3P_4/0AC | 8103101 | no | no |  |  | no |  |  | 0 | 0 | 0 | 0
oh_line_8103101_200817816 |  | ABCD | node_8103101_200817817 | node_8103101_200817816 | 221.767 | bal_3P_4/0AC | 8103101 | no | no |  |  | no |  |  | 0 | 0 | 0 | 0
oh_line_8103101_200817817 |  | ABCD | node_8103101_200817818 | node_8103101_200817817 | 216.305 | bal_3P_4/0AC | 8103101 | no | no |  |  | no |  |  | 0 | 0 | 0 | 0
oh_line_8103101_200817818 |  | ABCD | node_8103101_200817819 | node_8103101_200817818 | 221.135 | bal_3P_4/0AC | 8103101 | no | no |  |  | no |  |  | 0 | 0 | 0 | 0
oh_line_8103101_200817819 |  | ABCD | node_8103101_200817820 | node_8103101_200817819 | 103.182 | bal_3P_336AL | 8103101 | no | no |  |  | no |  |  | 0 | 0 | 0 | 0
oh_line_8103101_200817820 |  | ABCD | node_8103101_200877470 | node_8103101_200817820 | 68.146 | bal_3P_2/0CU | 8103101 | no | no |  |  | no |  |  | 0 | 0 | 0 | 0
oh_line_8103101_200817821 |  | AD | node_8103101_200817848 | node_8103101_200817821 | 165.069 | bal_1P_1/0AA | 8103101 | no | no |  |  | no |  |  | 0 | 0 | 0 | 0
oh_line_8103101_200817840 |  | ABCD | node_8103101_200817766 | node_8103101_200817840 | 227.12 | bal_3P_1/0AA | 8103101 | no | no |  |  | no |  |  | 0 | 0 | 0 | 0
oh_line_8103101_200817841 |  | AD | node_8103101_200817840 | node_intto1_8103101_200817841 | 165.425 | bal_1P_1/0AA | 8103101 | no | no |  |  | no |  |  | 0 | 0 | 0 | 0
oh_line_8103101_200817842 |  | AD | node_8103101_200817841 | node_8103101_200817842 | 130.292 | bal_1P_1/0AA | 8103101 | no | no |  |  | no |  |  | 0 | 0 | 0 | 0
oh_line_8103101_200817843 |  | AD | node_8103101_200817842 | node_8103101_200817843 | 95.155 | bal_1P_1/0AA | 8103101 | no | no |  |  | no |  |  | 0 | 0 | 0 | 0
oh_line_8103101_200817844 |  | AD | node_8103101_200817843 | node_8103101_200817844 | 142.724 | bal_1P_1/0AA | 8103101 | no | no |  |  | no |  |  | 0 | 0 | 0 | 0
oh_line_8103101_200817845 |  | AD | node_8103101_200817844 | node_8103101_200817845 | 91.872 | bal_1P_1/0AA | 8103101 | no | no |  |  | no |  |  | 0 | 0 | 0 | 0
oh_line_8103101_200817847 |  | AD | node_8103101_200817845 | node_8103101_200817847 | 147.091 | bal_1P_1/0AA | 8103101 | no | no |  |  | no |  |  | 0 | 0 | 0 | 0
oh_line_8103101_200817848 |  | AD | node_8103101_200817847 | node_8103101_200817848 | 144.031 | bal_1P_1/0AA | 8103101 | no | no |  |  | no |  |  | 0 | 0 | 0 | 0
oh_line_8103101_200824105 |  | AD | node_8103101_200824814 | node_intto1_8103101_200824105 | 159.76 | bal_1P_1/0AA | 8103101 | no | no |  |  | no |  |  | 0 | 0 | 0 | 0
oh_line_8103101_200824106 |  | AD | node_8103101_200824105 | node_8103101_200824106 | 199.978 | bal_1P_2AC | 8103101 | no | no |  |  | no |  |  | 0 | 0 | 0 | 0
oh_line_8103101_200824107 |  | AD | node_8103101_200824106 | node_8103101_200824107 | 131.698 | bal_1P_2AC | 8103101 | no | no |  |  | no |  |  | 0 | 0 | 0 | 0
oh_line_8103101_200824108 |  | AD | node_8103101_200824107 | node_8103101_200824108 | 367.532 | bal_1P_2AC | 8103101 | no | no |  |  | no |  |  | 0 | 0 | 0 | 0
oh_line_8103101_200824109 |  | AD | node_8103101_200824107 | node_8103101_200824109 | 487.442 | bal_1P_2AC | 8103101 | no | no |  |  | no |  |  | 0 | 0 | 0 | 0
oh_line_8103101_200824110 |  | AD | node_8103101_200824109 | node_8103101_200824110 | 168.9 | bal_1P_2AC | 8103101 | no | no |  |  | no |  |  | 0 | 0 | 0 | 0
oh_line_8103101_200824111 |  | AD | node_8103101_200824107 | node_8103101_200824111 | 187.789 | bal_1P_2AC | 8103101 | no | no |  |  | no |  |  | 0 | 0 | 0 | 0
oh_line_8103101_200824487 |  | AD | node_8103101_200824859 | node_intto1_8103101_200824487 | 59.371 | bal_1P_2AC | 8103101 | no | no |  |  | no |  |  | 0 | 0 | 0 | 0
oh_line_8103101_200824488 |  | AD | node_8103101_200824487 | node_8103101_200824488 | 349.891 | bal_1P_2AC | 8103101 | no | no |  |  | no |  |  | 0 | 0 | 0 | 0
oh_line_8103101_200824712 |  | AD | node_8103101_200824741 | node_8103101_200824712 | 299.127 | bal_1P_1/0AA | 8103101 | no | no |  |  | no |  |  | 0 | 0 | 0 | 0
oh_line_8103101_200824714 |  | ABCD | node_8103101_200824793 | node_8103101_200824714 | 209.138 | bal_3P_1/0AA | 8103101 | no | no |  |  | no |  |  | 0 | 0 | 0 | 0
oh_line_8103101_200824715 |  | AD | node_8103101_200824773 | node_8103101_200824715 | 249.118 | bal_1P_2AC | 8103101 | no | no |  |  | no |  |  | 0 | 0 | 0 | 0
oh_line_8103101_200824716 |  | AD | node_8103101_200824715 | node_8103101_200824716 | 326.443 | bal_1P_2AC | 8103101 | no | no |  |  | no |  |  | 0 | 0 | 0 | 0
oh_line_8103101_200824717 |  | AD | node_8103101_200824716 | node_8103101_200824717 | 340.766 | bal_1P_2AC | 8103101 | no | no |  |  | no |  |  | 0 | 0 | 0 | 0
oh_line_8103101_200824718 |  | AD | node_8103101_200824717 | node_8103101_200824718 | 317.549 | bal_1P_2AC | 8103101 | no | no |  |  | no |  |  | 0 | 0 | 0 | 0
oh_line_8103101_200824719 |  | AD | node_8103101_200824718 | node_8103101_200824719 | 228.729 | bal_1P_2AC | 8103101 | no | no |  |  | no |  |  | 0 | 0 | 0 | 0
oh_line_8103101_200824720 |  | AD | node_8103101_200824719 | node_8103101_200824720 | 135.141 | bal_1P_2AC | 8103101 | no | no |  |  | no |  |  | 0 | 0 | 0 | 0
oh_line_8103101_200824721 |  | AD | node_8103101_200824720 | node_8103101_200824721 | 216.373 | bal_1P_2AC | 8103101 | no | no |  |  | no |  |  | 0 | 0 | 0 | 0
oh_line_8103101_200824722 |  | AD | node_8103101_200824721 | node_8103101_200824722 | 349.854 | bal_1P_2AC | 8103101 | no | no |  |  | no |  |  | 0 | 0 | 0 | 0
oh_line_8103101_200824723 |  | AD | node_8103101_200824722 | node_8103101_200824723 | 326.86 | bal_1P_2AC | 8103101 | no | no |  |  | no |  |  | 0 | 0 | 0 | 0
oh_line_8103101_200824724 |  | AD | node_8103101_200824723 | node_8103101_200824724 | 305.716 | bal_1P_1/0AC | 8103101 | no | no |  |  | no |  |  | 0 | 0 | 0 | 0
oh_line_8103101_200824725 |  | AD | node_8103101_200824724 | node_8103101_200824725 | 312.451 | bal_1P_1/0AC | 8103101 | no | no |  |  | no |  |  | 0 | 0 | 0 | 0
oh_line_8103101_200824727 |  | AD | node_8103101_200824720 | node_8103101_200824727 | 460.303 | bal_1P_2AC | 8103101 | no | no |  |  | no |  |  | 0 | 0 | 0 | 0
oh_line_8103101_200824728 |  | AD | node_8103101_200824727 | node_8103101_200824728 | 348.314 | bal_1P_2AC | 8103101 | no | no |  |  | no |  |  | 0 | 0 | 0 | 0
oh_line_8103101_200824729-1 |  | AD | node_1406293_763_15342120_725 | node_8103101_200824729 | 12.425 | bal_1P_2AC | 8103101 | no | no |  |  | no |  |  | 0 | 0 | 0 | 0
oh_line_8103101_200824729-2 |  | AD | node_8103101_200824728 | node_1406293_763_15342120_725 | 108.144 | bal_1P_2AC | 8103101 | no | no |  |  | no |  |  | 0 | 0 | 0 | 0
oh_line_8103101_200824730 |  | AD | node_8103101_200824729 | node_8103101_200824730 | 674.759 | bal_1P_2AC | 8103101 | no | no |  |  | no |  |  | 0 | 0 | 0 | 0
oh_line_8103101_200824732 |  | AD | node_8103101_200824730 | node_8103101_200824732 | 354.251 | bal_1P_2AC | 8103101 | no | no |  |  | no |  |  | 0 | 0 | 0 | 0
oh_line_8103101_200824733 |  | AD | node_8103101_200824732 | node_8103101_200824733 | 232.947 | bal_1P_2AC | 8103101 | no | no |  |  | no |  |  | 0 | 0 | 0 | 0
oh_line_8103101_200824734 |  | AD | node_8103101_200824733 | node_8103101_200824734 | 56.225 | bal_1P_1/0AA | 8103101 | no | no |  |  | no |  |  | 0 | 0 | 0 | 0
oh_line_8103101_200824735 |  | AD | node_8103101_200824733 | node_8103101_200824735 | 207.214 | bal_1P_2AC | 8103101 | no | no |  |  | no |  |  | 0 | 0 | 0 | 0
oh_line_8103101_200824737 |  | AD | node_8103101_200824735 | node_8103101_200824737 | 416.554 | bal_1P_2AC | 8103101 | no | no |  |  | no |  |  | 0 | 0 | 0 | 0
oh_line_8103101_200824738 |  | AD | node_8103101_200824737 | node_8103101_200824738 | 443.376 | bal_1P_2AC | 8103101 | no | no |  |  | no |  |  | 0 | 0 | 0 | 0
oh_line_8103101_200824739 |  | AD | node_8103101_200824714 | node_intto1_8103101_200824739 | 129.138 | bal_1P_6CU | 8103101 | no | no |  |  | no |  |  | 0 | 0 | 0 | 0
oh_line_8103101_200824740 |  | AD | node_8103101_200824738 | node_8103101_200824740 | 448.684 | bal_1P_2AC | 8103101 | no | no |  |  | no |  |  | 0 | 0 | 0 | 0
oh_line_8103101_200824741 |  | AD | node_8103101_200824740 | node_8103101_200824741 | 212.828 | bal_1P_2AC | 8103101 | no | no |  |  | no |  |  | 0 | 0 | 0 | 0
oh_line_8103101_200824742 |  | AD | node_8103101_200824741 | node_8103101_200824742 | 312.118 | bal_1P_2AC | 8103101 | no | no |  |  | no |  |  | 0 | 0 | 0 | 0
oh_line_8103101_200824746 |  | AD | node_8103101_200824742 | node_8103101_200824746 | 131.481 | bal_1P_2AC | 8103101 | no | no |  |  | no |  |  | 0 | 0 | 0 | 0
oh_line_8103101_200824747 |  | AD | node_8103101_200824746 | node_8103101_200824747 | 302.017 | bal_1P_2AC | 8103101 | no | no |  |  | no |  |  | 0 | 0 | 0 | 0
oh_line_8103101_200824748 |  | AD | node_8103101_200824747 | node_8103101_200824748 | 54.725 | bal_1P_2AC | 8103101 | no | no |  |  | no |  |  | 0 | 0 | 0 | 0
oh_line_8103101_200824749 |  | AD | node_8103101_200824748 | node_8103101_200824749 | 429.624 | bal_1P_2AC | 8103101 | no | no |  |  | no |  |  | 0 | 0 | 0 | 0
oh_line_8103101_200824750 |  | AD | node_8103101_200824749 | node_8103101_200824750 | 333.044 | bal_1P_2AC | 8103101 | no | no |  |  | no |  |  | 0 | 0 | 0 | 0
oh_line_8103101_200824751 |  | AD | node_8103101_200824747 | node_8103101_200824751 | 259.521 | bal_1P_2AC | 8103101 | no | no |  |  | no |  |  | 0 | 0 | 0 | 0
oh_line_8103101_200824752 |  | AD | node_8103101_200824751 | node_8103101_200824752 | 136.701 | bal_1P_1/0AC | 8103101 | no | no |  |  | no |  |  | 0 | 0 | 0 | 0
oh_line_8103101_200824753 |  | AD | node_8103101_200824752 | node_intto1_8103101_200824753 | 277.987 | bal_1P_1/0AA | 8103101 | no | no |  |  | no |  |  | 0 | 0 | 0 | 0
oh_line_8103101_200824754 |  | AD | node_8103101_200824753 | node_8103101_200824754 | 216.788 | bal_1P_1/0AA | 8103101 | no | no |  |  | no |  |  | 0 | 0 | 0 | 0
oh_line_8103101_200824755 |  | AD | node_8103101_200824754 | node_8103101_200824755 | 190.306 | bal_1P_1/0AA | 8103101 | no | no |  |  | no |  |  | 0 | 0 | 0 | 0
oh_line_8103101_200824756 |  | AD | node_8103101_200824752 | node_8103101_200824756 | 301.899 | bal_1P_1/0AC | 8103101 | no | no |  |  | no |  |  | 0 | 0 | 0 | 0
oh_line_8103101_200824757 |  | AD | node_8103101_200824756 | node_intto1_8103101_200824757 | 323.547 | bal_1P_1/0AC | 8103101 | no | no |  |  | no |  |  | 0 | 0 | 0 | 0
oh_line_8103101_200824758 |  | AD | node_8103101_200824757 | node_8103101_200824758 | 337.776 | bal_1P_1/0AC | 8103101 | no | no |  |  | no |  |  | 0 | 0 | 0 | 0
oh_line_8103101_200824759 |  | AD | node_8103101_200824758 | node_8103101_200824759 | 225.041 | bal_1P_1/0AC | 8103101 | no | no |  |  | no |  |  | 0 | 0 | 0 | 0
oh_line_8103101_200824760 |  | AD | node_8103101_200824739 | node_8103101_200824760 | 146.559 | bal_1P_4CU | 8103101 | no | no |  |  | no |  |  | 0 | 0 | 0 | 0
oh_line_8103101_200824761 |  | AD | node_8103101_200824759 | node_8103101_200824761 | 251.743 | bal_1P_1/0AC | 8103101 | no | no |  |  | no |  |  | 0 | 0 | 0 | 0
oh_line_8103101_200824762 |  | AD | node_8103101_200824761 | node_8103101_200824762 | 328.905 | bal_1P_1/0AC | 8103101 | no | no |  |  | no |  |  | 0 | 0 | 0 | 0
oh_line_8103101_200824763 |  | AD | node_8103101_200824762 | node_8103101_200824763 | 248.948 | bal_1P_1/0AC | 8103101 | no | no |  |  | no |  |  | 0 | 0 | 0 | 0
oh_line_8103101_200824764 |  | AD | node_8103101_200824770 | node_8103101_200824764 | 333.066 | bal_1P_2AC | 8103101 | no | no |  |  | no |  |  | 0 | 0 | 0 | 0
oh_line_8103101_200824765 |  | AD | node_8103101_200824764 | node_8103101_200824765 | 89.669 | bal_1P_1/0AA | 8103101 | no | no |  |  | no |  |  | 0 | 0 | 0 | 0
oh_line_8103101_200824766 |  | AD | node_8103101_200824760 | node_8103101_200824766 | 94.728 | bal_1P_4CU | 8103101 | no | no |  |  | no |  |  | 0 | 0 | 0 | 0
oh_line_8103101_200824767 |  | AD | node_8103101_200824766 | node_8103101_200824767 | 116.956 | bal_1P_4CU | 8103101 | no | no |  |  | no |  |  | 0 | 0 | 0 | 0
oh_line_8103101_200824768 |  | AD | node_8103101_200824767 | node_8103101_200824768 | 110.393 | bal_1P_4CU | 8103101 | no | no |  |  | no |  |  | 0 | 0 | 0 | 0
oh_line_8103101_200824769 |  | AD | node_8103101_200824768 | node_8103101_200824769 | 145.158 | bal_1P_4CU | 8103101 | no | no |  |  | no |  |  | 0 | 0 | 0 | 0
oh_line_8103101_200824770 |  | AD | node_8103101_200824769 | node_8103101_200824770 | 177.082 | bal_1P_4CU | 8103101 | no | no |  |  | no |  |  | 0 | 0 | 0 | 0
oh_line_8103101_200824771 |  | AD | node_8103101_200824764 | node_8103101_200824771 | 314.848 | bal_1P_2AC | 8103101 | no | no |  |  | no |  |  | 0 | 0 | 0 | 0
oh_line_8103101_200824772 |  | AD | node_8103101_200824771 | node_8103101_200824772 | 301.226 | bal_1P_2AC | 8103101 | no | no |  |  | no |  |  | 0 | 0 | 0 | 0
oh_line_8103101_200824773 |  | AD | node_8103101_200824772 | node_8103101_200824773 | 291.716 | bal_1P_2AC | 8103101 | no | no |  |  | no |  |  | 0 | 0 | 0 | 0
oh_line_8103101_200824774 |  | AD | node_8103101_200824714 | node_8103101_200824774 | 139.017 | bal_1P_1/0AC | 8103101 | no | no |  |  | no |  |  | 0 | 0 | 0 | 0
oh_line_8103101_200824777 |  | AD | node_8103101_200824774 | node_8103101_200824777 | 190.039 | bal_1P_2AC | 8103101 | no | no |  |  | no |  |  | 0 | 0 | 0 | 0
oh_line_8103101_200824778 |  | AD | node_8103101_200824777 | node_intto1_8103101_200824778 | 121.353 | bal_1P_2AC | 8103101 | no | no |  |  | no |  |  | 0 | 0 | 0 | 0
oh_line_8103101_200824779 |  | AD | node_8103101_200824778 | node_8103101_200824779 | 282.507 | bal_1P_2AC | 8103101 | no | no |  |  | no |  |  | 0 | 0 | 0 | 0
oh_line_8103101_200824780 |  | AD | node_8103101_200824783 | node_8103101_200824780 | 224.154 | bal_1P_1/0AA | 8103101 | no | no |  |  | no |  |  | 0 | 0 | 0 | 0
oh_line_8103101_200824781 |  | AD | node_8103101_200824780 | node_8103101_200824781 | 298.996 | bal_1P_1/0AA | 8103101 | no | no |  |  | no |  |  | 0 | 0 | 0 | 0
oh_line_8103101_200824782 |  | AD | node_8103101_200824783 | node_8103101_200824782 | 30.052 | bal_1P_1/0AA | 8103101 | no | no |  |  | no |  |  | 0 | 0 | 0 | 0
oh_line_8103101_200824783 |  | AD | node_8103101_200824779 | node_8103101_200824783 | 271.257 | bal_1P_2AC | 8103101 | no | no |  |  | no |  |  | 0 | 0 | 0 | 0
oh_line_8103101_200824785 |  | ABCD | node_8103101_200817765 | node_8103101_200824785 | 418.147 | bal_3P_1/0AA | 8103101 | no | no |  |  | no |  |  | 0 | 0 | 0 | 0
oh_line_8103101_200824786 |  | ABCD | node_8103101_200824785 | node_8103101_200824786 | 359.177 | bal_3P_1/0AA | 8103101 | no | no |  |  | no |  |  | 0 | 0 | 0 | 0
oh_line_8103101_200824787 |  | ABCD | node_8103101_200824786 | node_8103101_200824787 | 93.448 | bal_3P_1/0AA | 8103101 | no | no |  |  | no |  |  | 0 | 0 | 0 | 0
oh_line_8103101_200824789 |  | ABCD | node_8103101_200824787 | node_8103101_200824789 | 166.593 | bal_3P_1/0AA | 8103101 | no | no |  |  | no |  |  | 0 | 0 | 0 | 0
oh_line_8103101_200824793 |  | ABCD | node_8103101_200824789 | node_8103101_200824793 | 75.728 | bal_3P_1/0AA | 8103101 | no | no |  |  | no |  |  | 0 | 0 | 0 | 0
oh_line_8103101_200824796 |  | ABCD | node_8103101_200824793 | node_8103101_200824796 | 200.889 | bal_3P_1/0AA | 8103101 | no | no |  |  | no |  |  | 0 | 0 | 0 | 0
oh_line_8103101_200824797 |  | ABCD | node_8103101_200824796 | node_intto1_8103101_200824797 | 182.11 | bal_3P_1/0AA | 8103101 | no | no |  |  | no |  |  | 0 | 0 | 0 | 0
oh_line_8103101_200824798 |  | ABCD | node_8103101_200824797 | node_8103101_200824798 | 128.365 | bal_3P_1/0AA | 8103101 | no | no |  |  | no |  |  | 0 | 0 | 0 | 0
oh_line_8103101_200824799 |  | ABCD | node_8103101_200824798 | node_8103101_200824799 | 125.956 | bal_3P_1/0AA | 8103101 | no | no |  |  | no |  |  | 0 | 0 | 0 | 0
oh_line_8103101_200824801 |  | ABCD | node_8103101_200824799 | node_8103101_200824801 | 152.528 | bal_3P_1/0AA | 8103101 | no | no |  |  | no |  |  | 0 | 0 | 0 | 0
oh_line_8103101_200824802 |  | ABCD | node_8103101_200824801 | node_8103101_200824802 | 125.344 | bal_3P_1/0AA | 8103101 | no | no |  |  | no |  |  | 0 | 0 | 0 | 0
oh_line_8103101_200824803 |  | ABCD | node_8103101_200824802 | node_8103101_200824803 | 177.674 | bal_3P_1/0AA | 8103101 | no | no |  |  | no |  |  | 0 | 0 | 0 | 0
oh_line_8103101_200824805 |  | ABCD | node_8103101_200824802 | node_8103101_200824805 | 139.429 | bal_3P_1/0AA | 8103101 | no | no |  |  | no |  |  | 0 | 0 | 0 | 0
oh_line_8103101_200824806 |  | ABCD | node_8103101_200824805 | node_8103101_200824806 | 126.898 | bal_3P_1/0AA | 8103101 | no | no |  |  | no |  |  | 0 | 0 | 0 | 0
oh_line_8103101_200824807 |  | ABCD | node_8103101_200824806 | node_8103101_200824807 | 141.67 | bal_3P_1/0AA | 8103101 | no | no |  |  | no |  |  | 0 | 0 | 0 | 0
oh_line_8103101_200824808 |  | ABCD | node_8103101_200824807 | node_8103101_200824808 | 185.403 | bal_3P_1/0AA | 8103101 | no | no |  |  | no |  |  | 0 | 0 | 0 | 0
oh_line_8103101_200824809 |  | ABCD | node_8103101_200824808 | node_8103101_200824809 | 175.602 | bal_3P_1/0AA | 8103101 | no | no |  |  | no |  |  | 0 | 0 | 0 | 0
oh_line_8103101_200824810 |  | ABCD | node_8103101_200824809 | node_8103101_200824810 | 169.92 | bal_3P_1/0AA | 8103101 | no | no |  |  | no |  |  | 0 | 0 | 0 | 0
oh_line_8103101_200824811 |  | ABCD | node_8103101_200824810 | node_8103101_200824811 | 171.966 | bal_3P_1/0AA | 8103101 | no | no |  |  | no |  |  | 0 | 0 | 0 | 0
oh_line_8103101_200824812-1 |  | ABCD | node_1410480_522_15340556_911 | node_8103101_200824812 | 8.703 | bal_3P_2AC | 8103101 | no | no |  |  | no |  |  | 0 | 0 | 0 | 0
oh_line_8103101_200824812-2 |  | ABCD | node_8103101_200824811 | node_1410480_522_15340556_911 | 142.995 | bal_3P_2AC | 8103101 | no | no |  |  | no |  |  | 0 | 0 | 0 | 0
oh_line_8103101_200824813 |  | ABCD | node_8103101_200824812 | node_8103101_200824813 | 149.52 | bal_3P_2AC | 8103101 | no | no |  |  | no |  |  | 0 | 0 | 0 | 0
oh_line_8103101_200824814 |  | ABCD | node_8103101_200824813 | node_8103101_200824814 | 116.732 | bal_3P_2AC | 8103101 | no | no |  |  | no |  |  | 0 | 0 | 0 | 0
oh_line_8103101_200824815 |  | ABCD | node_8103101_200824814 | node_8103101_200824815 | 79.61 | bal_3P_2AC | 8103101 | no | no |  |  | no |  |  | 0 | 0 | 0 | 0
oh_line_8103101_200824816 |  | ABCD | node_8103101_200824815 | node_8103101_200824816 | 168.754 | bal_3P_1/0AA | 8103101 | no | no |  |  | no |  |  | 0 | 0 | 0 | 0
oh_line_8103101_200824818 |  | ABCD | node_8103101_200824816 | node_8103101_200824818 | 195.957 | bal_3P_1/0AA | 8103101 | no | no |  |  | no |  |  | 0 | 0 | 0 | 0
oh_line_8103101_200824819 |  | AD | node_8103101_200824818 | node_8103101_200824819 | 209.658 | bal_1P_1/0AC | 8103101 | no | no |  |  | no |  |  | 0 | 0 | 0 | 0
oh_line_8103101_200824820 |  | ABCD | node_8103101_200824818 | node_8103101_200824820 | 174.564 | bal_3P_2AC | 8103101 | no | no |  |  | no |  |  | 0 | 0 | 0 | 0
oh_line_8103101_200824821 |  | ABCD | node_8103101_200824820 | node_8103101_200824821 | 175.806 | bal_3P_2AC | 8103101 | no | no |  |  | no |  |  | 0 | 0 | 0 | 0
oh_line_8103101_200824822 |  | ABCD | node_8103101_200824821 | node_8103101_200824822 | 173.731 | bal_3P_2AC | 8103101 | no | no |  |  | no |  |  | 0 | 0 | 0 | 0
oh_line_8103101_200824823 |  | ABCD | node_8103101_200824822 | node_8103101_200824823 | 175.363 | bal_3P_2AC | 8103101 | no | no |  |  | no |  |  | 0 | 0 | 0 | 0
oh_line_8103101_200824825 |  | ABCD | node_8103101_200824823 | node_8103101_200824825 | 112.864 | bal_3P_2AC | 8103101 | no | no |  |  | no |  |  | 0 | 0 | 0 | 0
oh_line_8103101_200824826 |  | ABCD | node_8103101_200824825 | node_8103101_200824826 | 123.493 | bal_3P_2AC | 8103101 | no | no |  |  | no |  |  | 0 | 0 | 0 | 0
oh_line_8103101_200824828 |  | ABCD | node_8103101_200824826 | node_8103101_200824828 | 161.533 | bal_3P_4CU | 8103101 | no | no |  |  | no |  |  | 0 | 0 | 0 | 0
oh_line_8103101_200824829 |  | ABCD | node_8103101_200824828 | node_8103101_200824829 | 170.021 | bal_3P_4CU | 8103101 | no | no |  |  | no |  |  | 0 | 0 | 0 | 0
oh_line_8103101_200824832 |  | AD | node_8103101_200988188 | node_8103101_200824832 | 270.686 | bal_1P_1/0AA | 8103101 | no | no |  |  | no |  |  | 0 | 0 | 0 | 0
oh_line_8103101_200824833 |  | AD | node_8103101_200824832 | node_8103101_200824833 | 274.578 | bal_1P_1/0AA | 8103101 | no | no |  |  | no |  |  | 0 | 0 | 0 | 0
oh_line_8103101_200824836 |  | AD | node_8103101_200950441 | node_8103101_200824836 | 272.168 | bal_1P_2AC | 8103101 | no | no |  |  | no |  |  | 0 | 0 | 0 | 0
oh_line_8103101_200824837 |  | AD | node_8103101_200824836 | node_8103101_200824837 | 134.316 | bal_1P_2AC | 8103101 | no | no |  |  | no |  |  | 0 | 0 | 0 | 0
oh_line_8103101_200824839 |  | AD | node_8103101_200824849 | node_8103101_200824839 | 235.656 | bal_1P_2AC | 8103101 | no | no |  |  | no |  |  | 0 | 0 | 0 | 0
oh_line_8103101_200824840 |  | AD | node_8103101_200824839 | node_intto1_8103101_200824840 | 197.423 | bal_1P_2AC | 8103101 | no | no |  |  | no |  |  | 0 | 0 | 0 | 0
oh_line_8103101_200824841 |  | AD | node_8103101_200824840 | node_8103101_200824841 | 158.085 | bal_1P_2AC | 8103101 | no | no |  |  | no |  |  | 0 | 0 | 0 | 0
oh_line_8103101_200824843 |  | AD | node_8103101_201057091 | node_8103101_200824843 | 218.269 | bal_1P_2AC | 8103101 | no | no |  |  | no |  |  | 0 | 0 | 0 | 0
oh_line_8103101_200824844 |  | AD | node_8103101_200824843 | node_8103101_200824844 | 172.148 | bal_1P_2AC | 8103101 | no | no |  |  | no |  |  | 0 | 0 | 0 | 0
oh_line_8103101_200824847 |  | ABCD | node_8103101_200988188 | node_8103101_200824847 | 144.197 | bal_3P_2AC | 8103101 | no | no |  |  | no |  |  | 0 | 0 | 0 | 0
oh_line_8103101_200824848 |  | ABCD | node_8103101_200824847 | node_8103101_200824848 | 133.759 | bal_3P_2AC | 8103101 | no | no |  |  | no |  |  | 0 | 0 | 0 | 0
oh_line_8103101_200824849 |  | ABCD | node_8103101_200824848 | node_8103101_200824849 | 96.024 | bal_3P_2AC | 8103101 | no | no |  |  | no |  |  | 0 | 0 | 0 | 0
oh_line_8103101_200824850 |  | ABCD | node_8103101_200824786 | node_8103101_200824850 | 93.128 | bal_3P_6CU | 8103101 | no | no |  |  | no |  |  | 0 | 0 | 0 | 0
oh_line_8103101_200824851 |  | ABCD | node_8103101_200824850 | node_8103101_200824851 | 102.589 | bal_3P_1/0AC | 8103101 | no | no |  |  | no |  |  | 0 | 0 | 0 | 0
oh_line_8103101_200824852 |  | ABCD | node_8103101_200824851 | node_8103101_200824852 | 139.629 | bal_3P_1/0AC | 8103101 | no | no |  |  | no |  |  | 0 | 0 | 0 | 0
oh_line_8103101_200824853 |  | ABCD | node_8103101_200824852 | node_8103101_200824853 | 63.988 | bal_3P_1/0AC | 8103101 | no | no |  |  | no |  |  | 0 | 0 | 0 | 0
oh_line_8103101_200824854 |  | AD | node_8103101_200824853 | node_8103101_200824854 | 170.963 | bal_1P_2AC | 8103101 | no | no |  |  | no |  |  | 0 | 0 | 0 | 0
oh_line_8103101_200824855 |  | ABCD | node_8103101_200824853 | node_8103101_200824855 | 131.404 | bal_3P_1/0AA | 8103101 | no | no |  |  | no |  |  | 0 | 0 | 0 | 0
oh_line_8103101_200824856 |  | ABCD | node_8103101_200824855 | node_8103101_200824856 | 143.802 | bal_3P_1/0AA | 8103101 | no | no |  |  | no |  |  | 0 | 0 | 0 | 0
oh_line_8103101_200824858 |  | AD | node_8103101_200824860 | node_intto1_8103101_200824858 | 159.526 | bal_1P_1/0AC | 8103101 | no | no |  |  | no |  |  | 0 | 0 | 0 | 0
oh_line_8103101_200824859 |  | AD | node_8103101_200824783 | node_intto1_8103101_200824859 | 224.587 | bal_1P_2AC | 8103101 | no | no |  |  | no |  |  | 0 | 0 | 0 | 0
oh_line_8103101_200824860 |  | AD | node_8103101_200824859 | node_8103101_200824860 | 219.878 | bal_1P_2AC | 8103101 | no | no |  |  | no |  |  | 0 | 0 | 0 | 0
oh_line_8103101_200834333 |  | AD | node_8103101_200824111 | node_8103101_200834333 | 395.403 | bal_1P_2AC | 8103101 | no | no |  |  | no |  |  | 0 | 0 | 0 | 0
oh_line_8103101_200834335 |  | AD | node_8103101_200834333 | node_8103101_200834335 | 389.385 | bal_1P_2AC | 8103101 | no | no |  |  | no |  |  | 0 | 0 | 0 | 0
oh_line_8103101_200834336 |  | AD | node_8103101_200834335 | node_8103101_200834336 | 408.933 | bal_1P_2AC | 8103101 | no | no |  |  | no |  |  | 0 | 0 | 0 | 0
oh_line_8103101_200877470 |  | ABCD | node_8103101_200911471 | node_intto1_8103101_200877470 | 49.921 | bal_3P_2/0CU | 8103101 | no | no |  |  | no |  |  | 0 | 0 | 0 | 0
oh_line_8103101_200911471 |  | ABCD | node_SOURCE_8103101 | node_8103101_200911471 | 41.433 | bal_3P_2/0CU | 8103101 | no | no |  |  | no |  |  | 0 | 0 | 0 | 0
oh_line_8103101_200914578 |  | ABCD | node_8103101_200824849 | node_8103101_200914578 | 1055.678 | bal_3P_1/0AA | 8103101 | no | no |  |  | no |  |  | 0 | 0 | 0 | 0
oh_line_8103101_200950441 |  | AD | node_8103101_200988188 | node_intto1_8103101_200950441 | 475.12 | bal_1P_2AC | 8103101 | no | no |  |  | no |  |  | 0 | 0 | 0 | 0
oh_line_8103101_200957722 |  | AD | node_8103101_200817448 | node_8103101_200957722 | 263.494 | bal_1P_1/0AA | 8103101 | no | no |  |  | no |  |  | 0 | 0 | 0 | 0
oh_line_8103101_200957723 |  | AD | node_8103101_200957722 | node_8103101_200957723 | 246.38 | bal_1P_1/0AA | 8103101 | no | no |  |  | no |  |  | 0 | 0 | 0 | 0
oh_line_8103101_200957724 |  | AD | node_8103101_200957723 | node_8103101_200957724 | 212.172 | bal_1P_1/0AA | 8103101 | no | no |  |  | no |  |  | 0 | 0 | 0 | 0
oh_line_8103101_200957727 |  | AD | node_8103101_200817453 | node_8103101_200957727 | 256.456 | bal_1P_1/0AA | 8103101 | no | no |  |  | no |  |  | 0 | 0 | 0 | 0
oh_line_8103101_200969293 |  | AD | node_8103101_200817411 | node_8103101_200969293 | 254.339 | bal_1P_2AC | 8103101 | no | no |  |  | no |  |  | 0 | 0 | 0 | 0
oh_line_8103101_200969745 |  | AD | node_8103101_200969746 | node_8103101_200969745 | 225.867 | bal_1P_1/0AA | 8103101 | no | no |  |  | no |  |  | 0 | 0 | 0 | 0
oh_line_8103101_200969746 |  | AD | node_8103101_200969293 | node_8103101_200969746 | 81.277 | bal_1P_1/0AA | 8103101 | no | no |  |  | no |  |  | 0 | 0 | 0 | 0
oh_line_8103101_200971540 |  | AD | node_8103101_200817720 | node_8103101_200971540 | 316.966 | bal_1P_2AC | 8103101 | no | no |  |  | no |  |  | 0 | 0 | 0 | 0
oh_line_8103101_200988188 |  | ABCD | node_8103101_200824829 | node_8103101_200988188 | 149.166 | bal_3P_4CU | 8103101 | no | no |  |  | no |  |  | 0 | 0 | 0 | 0
oh_line_8103101_201007760 |  | ABCD | node_8103101_200817776 | node_8103101_201007760 | 146.189 | bal_3P_1/0AC | 8103101 | no | no |  |  | no |  |  | 0 | 0 | 0 | 0
oh_line_8103101_201008357 |  | AD | node_8103101_200817382 | node_8103101_201008357 | 388.541 | bal_1P_8DCW | 8103101 | no | no |  |  | no |  |  | 0 | 0 | 0 | 0
oh_line_8103101_201015097 |  | AD | node_8103101_200824758 | node_8103101_201015097 | 233.756 | bal_1P_1/0AA | 8103101 | no | no |  |  | no |  |  | 0 | 0 | 0 | 0
oh_line_8103101_201038180 |  | AD | node_8103101_200817744 | node_8103101_201038180 | 229.359 | bal_1P_1/0AA | 8103101 | no | no |  |  | no |  |  | 0 | 0 | 0 | 0
oh_line_8103101_201057091 |  | AD | node_8103101_200824841 | node_8103101_201057091 | 194.064 | bal_1P_2AC | 8103101 | no | no |  |  | no |  |  | 0 | 0 | 0 | 0
oh_line_8103101_201063221 |  | AD | node_8103101_200817736 | node_8103101_201063221 | 234.119 | bal_1P_2AC | 8103101 | no | no |  |  | no |  |  | 0 | 0 | 0 | 0
oh_line_8103101_310054223 |  | AN | node_8103101_200817715 | node_8103101_310054223 | 72.566 | bal_1P_DELTACUST | 8103101 | no | no |  |  | no |  |  | 0 | 0 | 0 | 0
oh_line_8103101_311901300 |  | AD | node_8103101_200817726 | node_8103101_311901300 | 156.886 | bal_1P_1/0AA | 8103101 | no | no |  |  | no |  |  | 0 | 0 | 0 | 0
oh_line_TAP_OH_893567 |  | AN | node_8103101_200817377 | node_1406936_984_15344808_346 | 0.033 | unb_TAPWIRE_OH | 8103101 | no | no |  |  | no |  |  | 0 | 0 | 0 | 0
oh_line_TAP_OH_893568 |  | AN | node_8103101_200817378 | node_1406353_111_15348866_651 | 0.033 | unb_TAPWIRE_OH | 8103101 | no | no |  |  | no |  |  | 0 | 0 | 0 | 0
oh_line_TAP_OH_893569 |  | AN | node_8103101_200817379 | node_1406050_166_15349001_642 | 0.033 | unb_TAPWIRE_OH | 8103101 | no | no |  |  | no |  |  | 0 | 0 | 0 | 0
oh_line_TAP_OH_893570 |  | AN | node_8103101_200817380 | node_1406008_846_15349191_903 | 0.033 | unb_TAPWIRE_OH | 8103101 | no | no |  |  | no |  |  | 0 | 0 | 0 | 0
oh_line_TAP_OH_893571 |  | AN | node_8103101_200817381 | node_1405698_287_15349316_946 | 0.033 | unb_TAPWIRE_OH | 8103101 | no | no |  |  | no |  |  | 0 | 0 | 0 | 0
oh_line_TAP_OH_893572 |  | AN | node_8103101_200817382 | node_1406950_407_15345248_133 | 0.033 | unb_TAPWIRE_OH | 8103101 | no | no |  |  | no |  |  | 0 | 0 | 0 | 0
oh_line_TAP_OH_893573 |  | AN | node_8103101_200817385 | node_1406922_462_15346122_097 | 0.033 | unb_TAPWIRE_OH | 8103101 | no | no |  |  | no |  |  | 0 | 0 | 0 | 0
oh_line_TAP_OH_893574 |  | AN | node_8103101_200817390 | node_1407214_161_15347948_731 | 0.033 | unb_TAPWIRE_OH | 8103101 | no | no |  |  | no |  |  | 0 | 0 | 0 | 0
oh_line_TAP_OH_893576 |  | AN | node_8103101_200817394 | node_1407904_204_15347204_839 | 0.033 | unb_TAPWIRE_OH | 8103101 | no | no |  |  | no |  |  | 0 | 0 | 0 | 0
oh_line_TAP_OH_893578 |  | AN | node_8103101_200817414 | node_1397055_317_15351676_297 | 0.033 | unb_TAPWIRE_OH | 8103101 | no | no |  |  | no |  |  | 0 | 0 | 0 | 0
oh_line_TAP_OH_893579 |  | AN | node_8103101_200817416 | node_1397072_488_15352200_733 | 0.033 | unb_TAPWIRE_OH | 8103101 | no | no |  |  | no |  |  | 0 | 0 | 0 | 0
oh_line_TAP_OH_893580 |  | AN | node_8103101_200817418 | node_1397034_9_15352487_728 | 0.033 | unb_TAPWIRE_OH | 8103101 | no | no |  |  | no |  |  | 0 | 0 | 0 | 0
oh_line_TAP_OH_893581 |  | AN | node_8103101_200817419 | node_1397006_482_15352702_232 | 0.033 | unb_TAPWIRE_OH | 8103101 | no | no |  |  | no |  |  | 0 | 0 | 0 | 0
oh_line_TAP_OH_893582 |  | AN | node_8103101_200817421 | node_1399099_138_15348399_568 | 0.033 | unb_TAPWIRE_OH | 8103101 | no | no |  |  | no |  |  | 0 | 0 | 0 | 0
oh_line_TAP_OH_893583 |  | AN | node_8103101_200817425 | node_1396084_514_15353517_172 | 0.033 | unb_TAPWIRE_OH | 8103101 | no | no |  |  | no |  |  | 0 | 0 | 0 | 0
oh_line_TAP_OH_893584 |  | AN | node_8103101_200817428 | node_1396576_061_15353808_955 | 0.033 | unb_TAPWIRE_OH | 8103101 | no | no |  |  | no |  |  | 0 | 0 | 0 | 0
oh_line_TAP_OH_893585 |  | AN | node_8103101_200817430 | node_1396961_248_15353904_846 | 0.033 | unb_TAPWIRE_OH | 8103101 | no | no |  |  | no |  |  | 0 | 0 | 0 | 0
oh_line_TAP_OH_893586 |  | AN | node_8103101_200817433 | node_1396412_409_15354734_767 | 0.033 | unb_TAPWIRE_OH | 8103101 | no | no |  |  | no |  |  | 0 | 0 | 0 | 0
oh_line_TAP_OH_893587 |  | AN | node_8103101_200817436 | node_1396078_253_15355364_567 | 0.033 | unb_TAPWIRE_OH | 8103101 | no | no |  |  | no |  |  | 0 | 0 | 0 | 0
oh_line_TAP_OH_893588 |  | AN | node_8103101_200817438 | node_1396064_687_15355596_467 | 0.033 | unb_TAPWIRE_OH | 8103101 | no | no |  |  | no |  |  | 0 | 0 | 0 | 0
oh_line_TAP_OH_893589 |  | AN | node_8103101_200817441 | node_1395947_95_15355866_157 | 0.033 | unb_TAPWIRE_OH | 8103101 | no | no |  |  | no |  |  | 0 | 0 | 0 | 0
oh_line_TAP_OH_893590 |  | AN | node_8103101_200817442 | node_1395713_137_15356072_128 | 0.033 | unb_TAPWIRE_OH | 8103101 | no | no |  |  | no |  |  | 0 | 0 | 0 | 0
oh_line_TAP_OH_893591 |  | AN | node_8103101_200817444 | node_1395635_823_15356558_619 | 0.033 | unb_TAPWIRE_OH | 8103101 | no | no |  |  | no |  |  | 0 | 0 | 0 | 0
oh_line_TAP_OH_893592 |  | AN | node_8103101_200817446 | node_1395478_85_15356777_535 | 0.033 | unb_TAPWIRE_OH | 8103101 | no | no |  |  | no |  |  | 0 | 0 | 0 | 0
oh_line_TAP_OH_893593 |  | AN | node_8103101_200817447 | node_1395440_499_15357092_2 | 0.033 | unb_TAPWIRE_OH | 8103101 | no | no |  |  | no |  |  | 0 | 0 | 0 | 0
oh_line_TAP_OH_893594 |  | AN | node_8103101_200817448 | node_1399011_854_15349089_105 | 0.033 | unb_TAPWIRE_OH | 8103101 | no | no |  |  | no |  |  | 0 | 0 | 0 | 0
oh_line_TAP_OH_893595 |  | AN | node_8103101_200817452 | node_1399160_934_15349870_124 | 0.033 | unb_TAPWIRE_OH | 8103101 | no | no |  |  | no |  |  | 0 | 0 | 0 | 0
oh_line_TAP_OH_893596 |  | AN | node_8103101_200817453 | node_1398655_503_15350063_215 | 0.033 | unb_TAPWIRE_OH | 8103101 | no | no |  |  | no |  |  | 0 | 0 | 0 | 0
oh_line_TAP_OH_893645 |  | AN | node_8103101_200817572 | node_1409586_378_15344173_466 | 0.033 | unb_TAPWIRE_OH | 8103101 | no | no |  |  | no |  |  | 0 | 0 | 0 | 0
oh_line_TAP_OH_893689 |  | AN | node_8103101_200817719 | node_1407003_567_15344381_478 | 0.033 | unb_TAPWIRE_OH | 8103101 | no | no |  |  | no |  |  | 0 | 0 | 0 | 0
oh_line_TAP_OH_893690 |  | AN | node_8103101_200817722 | node_1405876_641_15344472_779 | 0.033 | unb_TAPWIRE_OH | 8103101 | no | no |  |  | no |  |  | 0 | 0 | 0 | 0
oh_line_TAP_OH_893691 |  | AN | node_8103101_200817726 | node_1404640_091_15345483_937 | 0.033 | unb_TAPWIRE_OH | 8103101 | no | no |  |  | no |  |  | 0 | 0 | 0 | 0
oh_line_TAP_OH_893692 |  | AN | node_8103101_200817727 | node_1404468_437_15345729_172 | 0.033 | unb_TAPWIRE_OH | 8103101 | no | no |  |  | no |  |  | 0 | 0 | 0 | 0
oh_line_TAP_OH_893693 |  | AN | node_8103101_200817728 | node_1404185_371_15345890_861 | 0.033 | unb_TAPWIRE_OH | 8103101 | no | no |  |  | no |  |  | 0 | 0 | 0 | 0
oh_line_TAP_OH_893694 |  | AN | node_8103101_200817729 | node_1404057_186_15346081_672 | 0.033 | unb_TAPWIRE_OH | 8103101 | no | no |  |  | no |  |  | 0 | 0 | 0 | 0
oh_line_TAP_OH_893695 |  | AN | node_8103101_200817730 | node_1403708_745_15346369_731 | 0.033 | unb_TAPWIRE_OH | 8103101 | no | no |  |  | no |  |  | 0 | 0 | 0 | 0
oh_line_TAP_OH_893697 |  | AN | node_8103101_200817732 | node_1403100_829_15346802_036 | 0.033 | unb_TAPWIRE_OH | 8103101 | no | no |  |  | no |  |  | 0 | 0 | 0 | 0
oh_line_TAP_OH_893698 |  | AN | node_8103101_200817734 | node_1402786_07_15346952_493 | 0.033 | unb_TAPWIRE_OH | 8103101 | no | no |  |  | no |  |  | 0 | 0 | 0 | 0
oh_line_TAP_OH_893699 |  | AN | node_8103101_200817735 | node_1402722_223_15347064_111 | 0.033 | unb_TAPWIRE_OH | 8103101 | no | no |  |  | no |  |  | 0 | 0 | 0 | 0
oh_line_TAP_OH_893700 |  | AN | node_8103101_200817740 | node_1402037_924_15347561_85 | 0.033 | unb_TAPWIRE_OH | 8103101 | no | no |  |  | no |  |  | 0 | 0 | 0 | 0
oh_line_TAP_OH_893701 |  | AN | node_8103101_200817741 | node_1401524_812_15347842_767 | 0.033 | unb_TAPWIRE_OH | 8103101 | no | no |  |  | no |  |  | 0 | 0 | 0 | 0
oh_line_TAP_OH_893702 |  | AN | node_8103101_200817742 | node_1401540_485_15348221_889 | 0.033 | unb_TAPWIRE_OH | 8103101 | no | no |  |  | no |  |  | 0 | 0 | 0 | 0
oh_line_TAP_OH_893703 |  | AN | node_8103101_200817743 | node_1401489_936_15348581_168 | 0.033 | unb_TAPWIRE_OH | 8103101 | no | no |  |  | no |  |  | 0 | 0 | 0 | 0
oh_line_TAP_OH_893704 |  | AN | node_8103101_200817745 | node_1401028_44_15347871_145 | 0.033 | unb_TAPWIRE_OH | 8103101 | no | no |  |  | no |  |  | 0 | 0 | 0 | 0
oh_line_TAP_OH_893705 |  | AN | node_8103101_200817747 | node_1400768_151_15348091_709 | 0.033 | unb_TAPWIRE_OH | 8103101 | no | no |  |  | no |  |  | 0 | 0 | 0 | 0
oh_line_TAP_OH_893706 |  | AN | node_8103101_200817748 | node_1400466_106_15347836_537 | 0.033 | unb_TAPWIRE_OH | 8103101 | no | no |  |  | no |  |  | 0 | 0 | 0 | 0
oh_line_TAP_OH_893707 |  | AN | node_8103101_200817749 | node_1400323_437_15347742_132 | 0.033 | unb_TAPWIRE_OH | 8103101 | no | no |  |  | no |  |  | 0 | 0 | 0 | 0
oh_line_TAP_OH_893708 |  | AN | node_8103101_200817750 | node_1399996_555_15347743_51 | 0.033 | unb_TAPWIRE_OH | 8103101 | no | no |  |  | no |  |  | 0 | 0 | 0 | 0
oh_line_TAP_OH_893709 |  | AN | node_8103101_200817752 | node_1399641_05_15347700_13 | 0.033 | unb_TAPWIRE_OH | 8103101 | no | no |  |  | no |  |  | 0 | 0 | 0 | 0
oh_line_TAP_OH_893710 |  | AN | node_8103101_200817755 | node_1399322_163_15347768_727 | 0.033 | unb_TAPWIRE_OH | 8103101 | no | no |  |  | no |  |  | 0 | 0 | 0 | 0
oh_line_TAP_OH_893711 |  | AN | node_8103101_200817756 | node_1399121_768_15347710_491 | 0.033 | unb_TAPWIRE_OH | 8103101 | no | no |  |  | no |  |  | 0 | 0 | 0 | 0
oh_line_TAP_OH_893712 |  | AN | node_8103101_200817757 | node_1398810_474_15347789_293 | 0.033 | unb_TAPWIRE_OH | 8103101 | no | no |  |  | no |  |  | 0 | 0 | 0 | 0
oh_line_TAP_OH_893713 |  | AN | node_8103101_200817759 | node_1398585_009_15347766_149 | 0.033 | unb_TAPWIRE_OH | 8103101 | no | no |  |  | no |  |  | 0 | 0 | 0 | 0
oh_line_TAP_OH_893714 |  | AN | node_8103101_200817762 | node_1398215_022_15347868_904 | 0.033 | unb_TAPWIRE_OH | 8103101 | no | no |  |  | no |  |  | 0 | 0 | 0 | 0
oh_line_TAP_OH_893715 |  | AN | node_8103101_200817763 | node_1397953_509_15347682_236 | 0.033 | unb_TAPWIRE_OH | 8103101 | no | no |  |  | no |  |  | 0 | 0 | 0 | 0
oh_line_TAP_OH_893716 |  | AN | node_8103101_200817764 | node_1397682_604_15347620_607 | 0.033 | unb_TAPWIRE_OH | 8103101 | no | no |  |  | no |  |  | 0 | 0 | 0 | 0
oh_line_TAP_OH_893717 |  | ABCN | node_8103101_200817766 | node_1411420_316_15343562_771 | 0.033 | unb_TAPWIRE_OH | 8103101 | no | no |  |  | no |  |  | 0 | 0 | 0 | 0
oh_line_TAP_OH_893719 |  | ABCN | node_8103101_200817774 | node_1410982_122_15344242_696 | 0.033 | unb_TAPWIRE_OH | 8103101 | no | no |  |  | no |  |  | 0 | 0 | 0 | 0
oh_line_TAP_OH_893720 |  | ABCN | node_8103101_200817779 | node_1410620_574_15344730_608 | 0.033 | unb_TAPWIRE_OH | 8103101 | no | no |  |  | no |  |  | 0 | 0 | 0 | 0
oh_line_TAP_OH_893721 |  | ABCN | node_8103101_200817780 | node_1410516_611_15344922_854 | 0.033 | unb_TAPWIRE_OH | 8103101 | no | no |  |  | no |  |  | 0 | 0 | 0 | 0
oh_line_TAP_OH_893722 |  | AN | node_8103101_200817784 | node_1410257_105_15345500_032 | 0.033 | unb_TAPWIRE_OH | 8103101 | no | no |  |  | no |  |  | 0 | 0 | 0 | 0
oh_line_TAP_OH_893723 |  | AN | node_8103101_200817788 | node_1410072_529_15345889_888 | 0.033 | unb_TAPWIRE_OH | 8103101 | no | no |  |  | no |  |  | 0 | 0 | 0 | 0
oh_line_TAP_OH_893724 |  | AN | node_8103101_200817791 | node_1409776_529_15346422_641 | 0.033 | unb_TAPWIRE_OH | 8103101 | no | no |  |  | no |  |  | 0 | 0 | 0 | 0
oh_line_TAP_OH_893725 |  | AN | node_8103101_200817796 | node_1409243_287_15347313_142 | 0.033 | unb_TAPWIRE_OH | 8103101 | no | no |  |  | no |  |  | 0 | 0 | 0 | 0
oh_line_TAP_OH_893726 |  | AN | node_8103101_200817797 | node_1409064_379_15347497_992 | 0.033 | unb_TAPWIRE_OH | 8103101 | no | no |  |  | no |  |  | 0 | 0 | 0 | 0
oh_line_TAP_OH_893727 |  | AN | node_8103101_200817799 | node_1408727_406_15347615_02 | 0.033 | unb_TAPWIRE_OH | 8103101 | no | no |  |  | no |  |  | 0 | 0 | 0 | 0
oh_line_TAP_OH_893728 |  | AN | node_8103101_200817800 | node_1408432_615_15347881_153 | 0.033 | unb_TAPWIRE_OH | 8103101 | no | no |  |  | no |  |  | 0 | 0 | 0 | 0
oh_line_TAP_OH_893729 |  | ABCN | node_8103101_200817812 | node_1412442_633_15345419_712 | 0.033 | unb_TAPWIRE_OH | 8103101 | no | no |  |  | no |  |  | 0 | 0 | 0 | 0
oh_line_TAP_OH_893730 |  | AN | node_8103101_200817821 | node_1412480_983_15343977_965 | 0.033 | unb_TAPWIRE_OH | 8103101 | no | no |  |  | no |  |  | 0 | 0 | 0 | 0
oh_line_TAP_OH_893735 |  | AN | node_8103101_200817841 | node_1411730_691_15343454_334 | 0.033 | unb_TAPWIRE_OH | 8103101 | no | no |  |  | no |  |  | 0 | 0 | 0 | 0
oh_line_TAP_OH_893736 |  | AN | node_8103101_200817843 | node_1411919_568_15343577_106 | 0.033 | unb_TAPWIRE_OH | 8103101 | no | no |  |  | no |  |  | 0 | 0 | 0 | 0
oh_line_TAP_OH_893737 |  | AN | node_8103101_200817844 | node_1412043_147_15343659_116 | 0.033 | unb_TAPWIRE_OH | 8103101 | no | no |  |  | no |  |  | 0 | 0 | 0 | 0
oh_line_TAP_OH_893738 |  | AN | node_8103101_200817847 | node_1412237_83_15343788_86 | 0.033 | unb_TAPWIRE_OH | 8103101 | no | no |  |  | no |  |  | 0 | 0 | 0 | 0
oh_line_TAP_OH_895480 |  | AN | node_8103101_200824105 | node_1410542_536_15340137_029 | 0.033 | unb_TAPWIRE_OH | 8103101 | no | no |  |  | no |  |  | 0 | 0 | 0 | 0
oh_line_TAP_OH_895481 |  | AN | node_8103101_200824109 | node_1410803_459_15339689_002 | 0.033 | unb_TAPWIRE_OH | 8103101 | no | no |  |  | no |  |  | 0 | 0 | 0 | 0
oh_line_TAP_OH_895482 |  | AN | node_8103101_200824110 | node_1410819_026_15339493_503 | 0.033 | unb_TAPWIRE_OH | 8103101 | no | no |  |  | no |  |  | 0 | 0 | 0 | 0
oh_line_TAP_OH_895483 |  | AN | node_8103101_200824111 | node_1411078_678_15340142_125 | 0.033 | unb_TAPWIRE_OH | 8103101 | no | no |  |  | no |  |  | 0 | 0 | 0 | 0
oh_line_TAP_OH_895707 |  | AN | node_8103101_200824712 | node_1403484_655_15342840_131 | 0.033 | unb_TAPWIRE_OH | 8103101 | no | no |  |  | no |  |  | 0 | 0 | 0 | 0
oh_line_TAP_OH_895708 |  | AN | node_8103101_200824715 | node_1408398_748_15341780_564 | 0.033 | unb_TAPWIRE_OH | 8103101 | no | no |  |  | no |  |  | 0 | 0 | 0 | 0
oh_line_TAP_OH_895709 |  | AN | node_8103101_200824719 | node_1407217_791_15341605_668 | 0.033 | unb_TAPWIRE_OH | 8103101 | no | no |  |  | no |  |  | 0 | 0 | 0 | 0
oh_line_TAP_OH_895710 |  | AN | node_8103101_200824720 | node_1407121_693_15341729_683 | 0.033 | unb_TAPWIRE_OH | 8103101 | no | no |  |  | no |  |  | 0 | 0 | 0 | 0
oh_line_TAP_OH_895711 |  | AN | node_8103101_200824721 | node_1406916_526_15341575_796 | 0.033 | unb_TAPWIRE_OH | 8103101 | no | no |  |  | no |  |  | 0 | 0 | 0 | 0
oh_line_TAP_OH_895712 |  | AN | node_8103101_200824725 | node_1406362_382_15340390_015 | 0.033 | unb_TAPWIRE_OH | 8103101 | no | no |  |  | no |  |  | 0 | 0 | 0 | 0
oh_line_TAP_OH_895713 |  | AN | node_8103101_200824727 | node_1406709_534_15341943_308 | 0.033 | unb_TAPWIRE_OH | 8103101 | no | no |  |  | no |  |  | 0 | 0 | 0 | 0
oh_line_TAP_OH_895714 |  | AN | node_8103101_200824728 | node_1406414_387_15342107_254 | 0.033 | unb_TAPWIRE_OH | 8103101 | no | no |  |  | no |  |  | 0 | 0 | 0 | 0
oh_line_TAP_OH_895715 |  | AN | node_8103101_200824730 | node_1405694_178_15342482_16 | 0.033 | unb_TAPWIRE_OH | 8103101 | no | no |  |  | no |  |  | 0 | 0 | 0 | 0
oh_line_TAP_OH_895716 |  | AN | node_8103101_200824733 | node_1405108_303_15342552_552 | 0.033 | unb_TAPWIRE_OH | 8103101 | no | no |  |  | no |  |  | 0 | 0 | 0 | 0
oh_line_TAP_OH_895717 |  | AN | node_8103101_200824735 | node_1404896_781_15342497_721 | 0.033 | unb_TAPWIRE_OH | 8103101 | no | no |  |  | no |  |  | 0 | 0 | 0 | 0
oh_line_TAP_OH_895718 |  | AN | node_8103101_200824739 | node_1410482_351_15342620_134 | 0.033 | unb_TAPWIRE_OH | 8103101 | no | no |  |  | no |  |  | 0 | 0 | 0 | 0
oh_line_TAP_OH_895719 |  | AN | node_8103101_200824741 | node_1403386_482_15342489_115 | 0.033 | unb_TAPWIRE_OH | 8103101 | no | no |  |  | no |  |  | 0 | 0 | 0 | 0
oh_line_TAP_OH_895720 |  | AN | node_8103101_200824746 | node_1402936_28_15342526_688 | 0.033 | unb_TAPWIRE_OH | 8103101 | no | no |  |  | no |  |  | 0 | 0 | 0 | 0
oh_line_TAP_OH_895721 |  | AN | node_8103101_200824750 | node_1402528_365_15343313_807 | 0.033 | unb_TAPWIRE_OH | 8103101 | no | no |  |  | no |  |  | 0 | 0 | 0 | 0
oh_line_TAP_OH_895722 |  | AN | node_8103101_200824755 | node_1402639_295_15341820_356 | 0.033 | unb_TAPWIRE_OH | 8103101 | no | no |  |  | no |  |  | 0 | 0 | 0 | 0
oh_line_TAP_OH_895723 |  | AN | node_8103101_200824763 | node_1400736_706_15343079_019 | 0.033 | unb_TAPWIRE_OH | 8103101 | no | no |  |  | no |  |  | 0 | 0 | 0 | 0
oh_line_TAP_OH_895724 |  | AN | node_8103101_200824774 | node_1410522_913_15342668_808 | 0.033 | unb_TAPWIRE_OH | 8103101 | no | no |  |  | no |  |  | 0 | 0 | 0 | 0
oh_line_TAP_OH_895725 |  | AN | node_8103101_200824778 | node_1410202_285_15342765_108 | 0.033 | unb_TAPWIRE_OH | 8103101 | no | no |  |  | no |  |  | 0 | 0 | 0 | 0
oh_line_TAP_OH_895726 |  | AN | node_8103101_200824779 | node_1410002_25_15342978_016 | 0.033 | unb_TAPWIRE_OH | 8103101 | no | no |  |  | no |  |  | 0 | 0 | 0 | 0
oh_line_TAP_OH_895727 |  | AN | node_8103101_200824780 | node_1409672_157_15343319_263 | 0.033 | unb_TAPWIRE_OH | 8103101 | no | no |  |  | no |  |  | 0 | 0 | 0 | 0
oh_line_TAP_OH_895728 |  | AN | node_8103101_200824781 | node_1409405_56_15343479_962 | 0.033 | unb_TAPWIRE_OH | 8103101 | no | no |  |  | no |  |  | 0 | 0 | 0 | 0
oh_line_TAP_OH_895729 |  | AN | node_8103101_200824782 | node_1409735_406_15343086_268 | 0.033 | unb_TAPWIRE_OH | 8103101 | no | no |  |  | no |  |  | 0 | 0 | 0 | 0
oh_line_TAP_OH_895730 |  | ABCN | node_8103101_200824789 | node_1410904_314_15342682_888 | 0.033 | unb_TAPWIRE_OH | 8103101 | no | no |  |  | no |  |  | 0 | 0 | 0 | 0
oh_line_TAP_OH_895731 |  | ABCN | node_8103101_200824797 | node_1410773_819_15342316_332 | 0.033 | unb_TAPWIRE_OH | 8103101 | no | no |  |  | no |  |  | 0 | 0 | 0 | 0
oh_line_TAP_OH_895732 |  | ABCN | node_8103101_200824802 | node_1410629_971_15341799_991 | 0.033 | unb_TAPWIRE_OH | 8103101 | no | no |  |  | no |  |  | 0 | 0 | 0 | 0
oh_line_TAP_OH_895734 |  | ABCN | node_8103101_200824810 | node_1410498_437_15340869_384 | 0.033 | unb_TAPWIRE_OH | 8103101 | no | no |  |  | no |  |  | 0 | 0 | 0 | 0
oh_line_TAP_OH_895735 |  | ABCN | node_8103101_200824816 | node_1410377_206_15340033_32 | 0.033 | unb_TAPWIRE_OH | 8103101 | no | no |  |  | no |  |  | 0 | 0 | 0 | 0
oh_line_TAP_OH_895736 |  | AN | node_8103101_200824819 | node_1410629_439_15339843_581 | 0.033 | unb_TAPWIRE_OH | 8103101 | no | no |  |  | no |  |  | 0 | 0 | 0 | 0
oh_line_TAP_OH_895737 |  | ABCN | node_8103101_200824821 | node_1410295_544_15339500_424 | 0.033 | unb_TAPWIRE_OH | 8103101 | no | no |  |  | no |  |  | 0 | 0 | 0 | 0
oh_line_TAP_OH_895738 |  | ABCN | node_8103101_200824825 | node_1410370_494_15339057_817 | 0.033 | unb_TAPWIRE_OH | 8103101 | no | no |  |  | no |  |  | 0 | 0 | 0 | 0
oh_line_TAP_OH_895739 |  | ABCN | node_8103101_200824826 | node_1410352_701_15338921_785 | 0.033 | unb_TAPWIRE_OH | 8103101 | no | no |  |  | no |  |  | 0 | 0 | 0 | 0
oh_line_TAP_OH_895740 |  | ABCN | node_8103101_200824828 | node_1410274_087_15338770_413 | 0.033 | unb_TAPWIRE_OH | 8103101 | no | no |  |  | no |  |  | 0 | 0 | 0 | 0
oh_line_TAP_OH_895741 |  | AN | node_8103101_200824833 | node_1410279_281_15337884_514 | 0.033 | unb_TAPWIRE_OH | 8103101 | no | no |  |  | no |  |  | 0 | 0 | 0 | 0
oh_line_TAP_OH_895742 |  | AN | node_8103101_200824837 | node_1409712_113_15337928_292 | 0.033 | unb_TAPWIRE_OH | 8103101 | no | no |  |  | no |  |  | 0 | 0 | 0 | 0
oh_line_TAP_OH_895743 |  | AN | node_8103101_200824840 | node_1410572_504_15337978_172 | 0.033 | unb_TAPWIRE_OH | 8103101 | no | no |  |  | no |  |  | 0 | 0 | 0 | 0
oh_line_TAP_OH_895744 |  | AN | node_8103101_200824844 | node_1410479_898_15337253_242 | 0.033 | unb_TAPWIRE_OH | 8103101 | no | no |  |  | no |  |  | 0 | 0 | 0 | 0
oh_line_TAP_OH_895745 |  | ABCN | node_8103101_200824847 | node_1410398_529_15338412_81 | 0.033 | unb_TAPWIRE_OH | 8103101 | no | no |  |  | no |  |  | 0 | 0 | 0 | 0
oh_line_TAP_OH_895746 |  | ABCN | node_8103101_200824850 | node_1411113_349_15342576_209 | 0.033 | unb_TAPWIRE_OH | 8103101 | no | no |  |  | no |  |  | 0 | 0 | 0 | 0
oh_line_TAP_OH_895747 |  | AN | node_8103101_200824854 | node_1411366_176_15342330_336 | 0.033 | unb_TAPWIRE_OH | 8103101 | no | no |  |  | no |  |  | 0 | 0 | 0 | 0
oh_line_TAP_OH_895748 |  | ABCN | node_8103101_200824856 | node_1411103_322_15342063_463 | 0.033 | unb_TAPWIRE_OH | 8103101 | no | no |  |  | no |  |  | 0 | 0 | 0 | 0
oh_line_TAP_OH_895749 |  | AN | node_8103101_200824858 | node_1410095_464_15343578_275 | 0.033 | unb_TAPWIRE_OH | 8103101 | no | no |  |  | no |  |  | 0 | 0 | 0 | 0
oh_line_TAP_OH_898494 |  | AN | node_8103101_200834333 | node_1411464_701_15340241_189 | 0.033 | unb_TAPWIRE_OH | 8103101 | no | no |  |  | no |  |  | 0 | 0 | 0 | 0
oh_line_TAP_OH_898495 |  | AN | node_8103101_200834336 | node_1411456_798_15339377_032 | 0.033 | unb_TAPWIRE_OH | 8103101 | no | no |  |  | no |  |  | 0 | 0 | 0 | 0
oh_line_TAP_OH_921641 |  | AN | node_8103101_200957727 | node_1398552_441_15350305_864 | 0.033 | unb_TAPWIRE_OH | 8103101 | no | no |  |  | no |  |  | 0 | 0 | 0 | 0
oh_line_TAP_OH_924016 |  | AN | node_8103101_200969293 | node_1397574_326_15351202_4 | 0.033 | unb_TAPWIRE_OH | 8103101 | no | no |  |  | no |  |  | 0 | 0 | 0 | 0
oh_line_TAP_OH_924107 |  | AN | node_8103101_200969745 | node_1397311_445_15350964_398 | 0.033 | unb_TAPWIRE_OH | 8103101 | no | no |  |  | no |  |  | 0 | 0 | 0 | 0
oh_line_TAP_OH_924474 |  | AN | node_8103101_200971540 | node_1406580_993_15344430_389 | 0.033 | unb_TAPWIRE_OH | 8103101 | no | no |  |  | no |  |  | 0 | 0 | 0 | 0
oh_line_TAP_OH_928240 |  | AN | node_8103101_201008357 | node_1406956_352_15345658_085 | 0.033 | unb_TAPWIRE_OH | 8103101 | no | no |  |  | no |  |  | 0 | 0 | 0 | 0
oh_line_TAP_OH_929689 |  | AN | node_8103101_201015097 | node_1401460_182_15342985_53 | 0.033 | unb_TAPWIRE_OH | 8103101 | no | no |  |  | no |  |  | 0 | 0 | 0 | 0
oh_line_TAP_OH_933620 |  | AN | node_8103101_201038180 | node_1401294_097_15347592_578 | 0.033 | unb_TAPWIRE_OH | 8103101 | no | no |  |  | no |  |  | 0 | 0 | 0 | 0
oh_line_TAP_OH_937160 |  | AN | node_8103101_201063221 | node_1402202_215_15347363_716 | 0.033 | unb_TAPWIRE_OH | 8103101 | no | no |  |  | no |  |  | 0 | 0 | 0 | 0
oh_line_TAP_OH_1506036 |  | AN | node_8103101_200824770 | node_1409796_076_15342212_01 | 0.033 | unb_TAPWIRE_OH | 8103101 | no | no |  |  | no |  |  | 0 | 0 | 0 | 0
oh_line_TAP_OH_2142572 |  | ABCN | node_8103101_200824803 | node_1410896_443_15341725_271 | 0.033 | unb_TAPWIRE_OH | 8103101 | no | no |  |  | no |  |  | 0 | 0 | 0 | 0
oh_line_TAP_OH_2142573 |  | ABCN | node_8103101_200824803 | node_1410907_465_15341747_474 | 0.033 | unb_TAPWIRE_OH | 8103101 | no | no |  |  | no |  |  | 0 | 0 | 0 | 0
oh_line_TAP_OH_2210532 |  | ABCN | node_8103101_200817768 | node_1411454_741_15343812_61 | 0.033 | unb_TAPWIRE_OH | 8103101 | no | no |  |  | no |  |  | 0 | 0 | 0 | 0
oh_line_TAP_OH_2210533 |  | ABCN | node_8103101_200817768 | node_1411445_181_15343835_846 | 0.033 | unb_TAPWIRE_OH | 8103101 | no | no |  |  | no |  |  | 0 | 0 | 0 | 0
oh_line_TAP_OH_2456136 |  | AN | node_8103101_200817478 | node_1408785_638_15345669_123 | 0.033 | unb_TAPWIRE_OH | 8103101 | no | no |  |  | no |  |  | 0 | 0 | 0 | 0
oh_line_TAP_OH_2517741 |  | AN | node_8103101_310054223 | node_1408656_361_15344160_309 | 0.033 | unb_TAPWIRE_OH | 8103101 | no | no |  |  | no |  |  | 0 | 0 | 0 | 0
oh_line_TAP_OH_2570152 |  | AN | node_8103101_200817472 | node_1408185_382_15344262_937 | 0.033 | unb_TAPWIRE_OH | 8103101 | no | no |  |  | no |  |  | 0 | 0 | 0 | 0
oh_line_TAP_OH_4737168 |  | AN | node_8103101_200817392 | node_1407700_929_15347381_458 | 0.033 | unb_TAPWIRE_OH | 8103101 | no | no |  |  | no |  |  | 0 | 0 | 0 | 0

## overhead_line_conductor
data_type | static
owner_type | feeder
owner | 8103101
object | overhead_line_conductor
name | groupid | geometric_mean_radius | resistance | diameter | rating_summer_continuous | rating_summer_emergency | rating_winter_continuous | rating_winter_emergency | dcircuit | selected | comments
oh_cond_1/0_AAAC |  | 0.012 | 0.876 | 0.398 | 235 | 235 | 310 | 310 |  | no
oh_cond_1/0_ACSR |  | 0.012 | 0.888 | 0.398 | 265 | 265 | 330 | 330 |  | no
oh_cond_2/0_CU |  | 0.013 | 0.44 | 0.414 | 295 | 295 | 425 | 425 |  | no
oh_cond_2_ACSR |  | 0.01 | 1.41 | 0.325 | 195 | 195 | 245 | 245 |  | no
oh_cond_3_#7_CWD_30% |  | 0.005 | 3.07 | 0.311 | 125 | 125 | 195 | 195 |  | no
oh_cond_4/0_ACSR |  | 0.017 | 0.445 | 0.563 | 410 | 410 | 515 | 515 |  | no
oh_cond_4_ACSR |  | 0.008 | 2.24 | 0.25 | 145 | 145 | 185 | 185 |  | no
oh_cond_4_CU |  | 0.007 | 1.388 | 0.232 | 140 | 140 | 200 | 200 |  | no
oh_cond_6_CU |  | 0.006 | 2.18 | 0.184 | 110 | 110 | 150 | 150 |  | no
oh_cond_8D_CWD |  | 0.004 | 3.51 | 0.219 | 85 | 85 | 135 | 135 |  | no
oh_cond_336_5_MCM_AL |  | 0.021 | 0.279 | 0.666 | 490 | 490 | 644 | 644 |  | no
oh_cond_WP-4/0-CU |  | 0.015 | 0.273 | 0.81 | 340 | 340 | 390 | 390 |  | no

## regulator
data_type | static
owner_type | feeder
owner | 8103101
object | regulator
name | groupid | phases | fr | to | configuration | sense_node | dcircuit | selected | monitored | monitored_fields | class_monitored_fields | played | played_fields | comments
regulator_220370563 |  | AD | node_intto1_8103101_200817724 | node_8103101_200817724 | config_regulator_220370563 |  | 8103101 | no | no |  |  | no
regulator_220522405 |  | ABCD | node_intto1_8103101_200877470 | node_8103101_200877470 | config_regulator_220522405 |  | 8103101 | no | no |  |  | no

## regulator_configuration
data_type | static
owner_type | feeder
owner | 8103101
object | regulator_configuration
name | groupid | connect_type | band_center | band_width | time_delay | dwell_time | raise_taps | lower_taps | current_transducer_ratio | power_transducer_ratio | compensator_r_setting_A | compensator_x_setting_A | compensator_r_setting_B | compensator_x_setting_B | compensator_r_setting_C | compensator_x_setting_C | CT_phase | PT_phase | regulation | control_level | Control | Type | tap_pos_A | tap_pos_B | tap_pos_C | dcircuit | selected | comments
config_regulator_220370563 |  | WYE_WYE | 123 | 3 |  |  | 16 | 16 | 100 | 40 | 0 | 0 | 0 | 0 | 0 | 0 | A | A | 0.1 | INDIVIDUAL | OUTPUT_VOLTAGE | A | 0 | 0 | 0 |  | no
config_regulator_220522405 |  | WYE_WYE | 123 | 3 |  |  | 16 | 16 | 400 | 40 | 0 | 0 | 0 | 0 | 0 | 0 | A | A | 0.1 | INDIVIDUAL | OUTPUT_VOLTAGE | A | 0 | 0 | 0 |  | no

## switch
data_type | static
owner_type | feeder
owner | 8103101
object | switch
name | groupid | phases | fr | to | phase_A_state | phase_B_state | phase_C_state | operating_mode | status | dcircuit | selected | monitored | monitored_fields | class_monitored_fields | played | played_fields | comments
switch_220415493 |  | AD | node_intto1_8103101_200824859 | node_8103101_200824859 | CLOSED | CLOSED | CLOSED | INDIVIDUAL |  | 8103101 | no | no |  |  | no
switch_220416103 |  | ABCD | node_intto1_8103101_200817771 | node_8103101_200817771 | CLOSED | CLOSED | CLOSED | INDIVIDUAL |  | 8103101 | no | no |  |  | no

## underground_line
data_type | static
owner_type | feeder
owner | 8103101
object | underground_line
name | groupid | phases | fr | to | length | configuration | dcircuit | selected | monitored | monitored_fields | class_monitored_fields | played | played_fields | comments
und_line_8103101_200970127 |  | AN | node_8103101_200824742 | node_intto1_8103101_200970127 | 737.539 | und_1P_DELTACUST | 8103101 | no | no |  |  | no
und_line_8103101_201038104 |  | AN | node_8103101_200824725 | node_intto1_8103101_201038104 | 377.339 | und_1P_2ALURD | 8103101 | no | no |  |  | no
und_line_8103101_201038105 |  | AN | node_8103101_200824765 | node_8103101_201038105 | 459.409 | und_1P_2ALURD | 8103101 | no | no |  |  | no
und_line_8103101_201038108 |  | AN | node_8103101_200817443 | node_intto1_8103101_201038108 | 434.646 | und_1P_2ALURD | 8103101 | no | no |  |  | no
und_line_8103101_201046635 |  | AN | node_8103101_200824734 | node_8103101_201046635 | 239.651 | und_1P_2ALURD | 8103101 | no | no |  |  | no
und_line_8103101_311901301 |  | AN | node_8103101_311901300 | node_intto1_8103101_311901301 | 929.875 | und_1P_DELTACUST | 8103101 | no | no |  |  | no
und_line_TAP_UG_60775 |  | AN | node_8103101_200970127 | node_1403028_574_15343275_5 | 0.033 | und_TAPWIRE_UG | 8103101 | no | no |  |  | no
und_line_TAP_UG_66638 |  | AN | node_8103101_201038104 | node_1405935_561_15340454_884 | 0.033 | und_TAPWIRE_UG | 8103101 | no | no |  |  | no
und_line_TAP_UG_66639 |  | AN | node_8103101_201038105 | node_1409829_015_15341691_786 | 0.033 | und_TAPWIRE_UG | 8103101 | no | no |  |  | no
und_line_TAP_UG_66641 |  | AN | node_8103101_201038108 | node_1395232_752_15356325_179 | 0.033 | und_TAPWIRE_UG | 8103101 | no | no |  |  | no
und_line_TAP_UG_1395492 |  | AN | node_8103101_311901301 | node_1405000_897_15346633_858 | 0.033 | und_TAPWIRE_UG | 8103101 | no | no |  |  | no

## underground_line_conductor
data_type | static
owner_type | feeder
owner | 8103101
object | underground_line_conductor
name | groupid | outer_diameter | conductor_gmr | conductor_diameter | conductor_resistance | neutral_gmr | neutral_diameter | neutral_resistance | neutral_strands | insulation_relative_permitivitty | shield_gmr | shield_resistance | rating_summer_continuous | rating_summer_emergency | rating_winter_continuous | rating_winter_emergency | dcircuit | selected | comments
und_cond_1P_2ALURD | [12 empty] | 125 | 125 | 140 | 140 |  | no
und_cond_1P_DELTACUST | [12 empty] | 685 | 685 | 685 | 685 |  | no
und_cond_TAPWIRE_UG | [12 empty] | 99999999 | 99999999 | 99999999 | 99999999 |  | no