## capacitor
data_type | static
owner_type | feeder
owner | 8105901
object | capacitor
name | groupid | parent | phases | nominal_voltage | pt_phase | phases_connected | switchA | switchB | switchC | control | voltage_set_high | voltage_set_low | VAr_set_high | VAr_set_low | current_set_high | current_set_low | capacitor_A | capacitor_B | capacitor_C | cap_nominal_voltage | time_delay | dwell_time | lockout_time | remote_sense | remote_sense_B | control_level | dcircuit | selected | monitored | monitored_fields | class_monitored_fields | played | played_fields | comments
cap_220369160 |  | node_1354329_879_15356948_306 | AN | 0 |  | AN | CLOSED |  |  | MANUAL | [6 empty] | 100000 |  |  | 4800 | [6 empty] | 8105901 | no | no |  |  | no
cap_220369167 |  | node_1346743_698_15362587_375 | AN | 0 |  | AN | CLOSED |  |  | MANUAL | [6 empty] | 50000 |  |  | 4800 | [6 empty] | 8105901 | no | no |  |  | no
cap_310001237 |  | node_1351922_181_15361533_448 | AN | 0 |  | AN | CLOSED |  |  | MANUAL | [6 empty] | 50000 |  |  | 4800 | [6 empty] | 8105901 | no | no |  |  | no

## feeder
data_type | static
owner_type | feeder
owner | 8105901
object | feeder
name | transmission_bus | ARC | ADR | slack_bus | nom_voltages | num_nodes | num_ohlines | num_uglines | num_transformers | num_generators | num_pvs | num_storages | num_loads | miles | mw | mvar | losses_mw | losses_mvar | comments | use_feeder_load_shape | load_shape_scale | use_feeder_pv_shape | pv_shape_scale | description | restore_time | griddisconnect_scenario_probability | gridconnect_scenario_probability | use_energy_not_served | VOLL | discount_rate | yearly_load_growth_percent | planning_horizon | enable_traditional_project_deferral | lifetime_of_investment_years | start_year | base_year | year_the_investment_is_committed | revenue_requirement_scaling_factor | discount_rate | inflation_rate_for_investment | traditional_project_invested_capital | periodicity_of_investment_in_years | priority | maximum_total_investment_cost | DER_portfolio_NPV | DER_portfolio_BC_ratio | total_system_energy_avoided_cost_NPV | total_system_capacity_avoided_cost_NPV | total_system_ancillary_services_avoided_cost_NPV | total_system_CO2_avoided_cost_NPV | total_system_loss_of_load_avoided_cost_NPV | total_system_distribution_capacity_avoided_cost_NPV | total_system_investment_and_operational_cost_NPV | feeder_solar_pv_operating_cost_USdollarperkWh | feeder_energy_storage_operating_cost_USdollarperkWh | feeder_distributed_generator_operating_cost_USdollarperkWh | feeder_distributed_generator_CO2_cost_USdollarperkWh | feeder_demand_response_operating_cost_USdollarperkWh | feeder_solar_pv_investment_cost_USdollarperkW | feeder_energy_storage_investment_cost_USdollarperkW | feeder_distributed_generator_investment_cost_USdollarperkW | feeder_demand_response_investment_cost_USdollarperkW
8105901 |  | ts_slack | none | node_SOURCE_8105901 | 0.0,19918.584,2771.281 | 536 | 495 | 10 | 1 | 0 | 0 | 0 | 145 | 19.84 | 1.622 | 0.691 | 0 | 0 |  | 0 | 0 | 1 | 0 |  | 0 | 0 | 0 | 0 | 0 | 0 | 0 | 0 | 0 | 0 | 0 | 0 | 0 | 0 | 0 | 0 | 0 | 0 | 0 | 999999999 | 0 | 0 | 0 | 0 | 0 | 0 | 0 | 0 | 0 | 0 | 0 | 0 | 0 | 0 | 0 | 0 | 0 | 0

## fuse
data_type | static
owner_type | feeder
owner | 8105901
object | fuse
name | groupid | phases | fr | to | phase_A_status | phase_B_status | phase_C_status | repair_dist_type | current_limit | mean_replacement_time | status | dcircuit | selected | monitored | monitored_fields | class_monitored_fields | played | played_fields | comments
fuse_220387940 |  | AD | node_intto1_8105901_200844239 | node_8105901_200844239 | GOOD | GOOD | GOOD |  | 50 |  |  | 8105901 | no | no |  |  | no
fuse_220387950 |  | AD | node_intto1_8105901_200844400 | node_8105901_200844400 | GOOD | GOOD | GOOD |  | 60 |  |  | 8105901 | no | no |  |  | no
fuse_220387951 |  | AD | node_intto1_8105901_200844436 | node_8105901_200844436 | GOOD | GOOD | GOOD |  | 40 |  |  | 8105901 | no | no |  |  | no
fuse_220387953 |  | AD | node_intto1_8105901_200844232 | node_8105901_200844232 | GOOD | GOOD | GOOD |  | 50 |  |  | 8105901 | no | no |  |  | no
fuse_220387954 |  | AD | node_intto1_8105901_200844237 | node_8105901_200844237 | GOOD | GOOD | GOOD |  | 65 |  |  | 8105901 | no | no |  |  | no
fuse_220387959 |  | AD | node_intto1_8105901_200844387 | node_8105901_200844387 | GOOD | GOOD | GOOD |  | 40 |  |  | 8105901 | no | no |  |  | no
fuse_220387961 |  | AD | node_intto1_8105901_200844691 | node_8105901_200844691 | GOOD | GOOD | GOOD |  | 60 |  |  | 8105901 | no | no |  |  | no
fuse_220388000 |  | AD | node_intto1_8105901_200844399 | node_8105901_200844399 | GOOD | GOOD | GOOD |  | 40 |  |  | 8105901 | no | no |  |  | no
fuse_220388022 |  | AD | node_intto1_220388022 | node_220388022 | GOOD | GOOD | GOOD |  | 100 |  |  | 8105901 | no | no |  |  | no
fuse_220388023 |  | AN | node_intto1_220388023 | node_220388023 | GOOD | GOOD | GOOD |  | 40 |  |  | 8105901 | no | no |  |  | no
fuse_220388024 |  | AD | node_intto1_8105901_200844621 | node_8105901_200844621 | GOOD | GOOD | GOOD |  | 300 |  |  | 8105901 | no | no |  |  | no
fuse_220388027 |  | AN | node_intto1_8105901_200844604 | node_8105901_200844604 | GOOD | GOOD | GOOD |  | 30 |  |  | 8105901 | no | no |  |  | no
fuse_220388031 |  | AD | node_intto1_8105901_200844628 | node_8105901_200844628 | GOOD | GOOD | GOOD |  | 50 |  |  | 8105901 | no | no |  |  | no
fuse_220388032 |  | AD | node_intto1_8105901_200844801 | node_8105901_200844801 | GOOD | GOOD | GOOD |  | 50 |  |  | 8105901 | no | no |  |  | no
fuse_220388041 |  | AD | node_intto1_8105901_200844601 | node_8105901_200844601 | GOOD | GOOD | GOOD |  | 40 |  |  | 8105901 | no | no |  |  | no
fuse_220546166 |  | AD | node_intto1_8105901_200980055 | node_8105901_200980055 | GOOD | GOOD | GOOD |  | 30 |  |  | 8105901 | no | no |  |  | no
fuse_220558859 |  | AN | node_intto1_8105901_200987528 | node_8105901_200987528 | GOOD | GOOD | GOOD |  | 20 |  |  | 8105901 | no | no |  |  | no
fuse_310001240 |  | AD | node_intto1_310001240 | node_310001240 | GOOD | GOOD | GOOD |  | 12 |  |  | 8105901 | no | no |  |  | no
fuse_310019462 |  | AN | node_intto1_8105901_310019460 | node_8105901_310019460 | GOOD | GOOD | GOOD |  | 20 |  |  | 8105901 | no | no |  |  | no
fuse_311929622 |  | AN | node_intto1_8105901_311929621 | node_8105901_311929621 | GOOD | GOOD | GOOD |  | 10 |  |  | 8105901 | no | no |  |  | no
fuse_312088744 |  | AN | node_intto1_8105901_312088746 | node_8105901_312088746 | GOOD | GOOD | GOOD |  | 15 |  |  | 8105901 | no | no |  |  | no
fuse_312125012 |  | AD | node_intto1_8105901_312125014 | node_8105901_312125014 | GOOD | GOOD | GOOD |  | 15 |  |  | 8105901 | no | no |  |  | no

## line_configuration
data_type | static
owner_type | feeder
owner | 8105901
object | line_configuration
name | groupid | conductor_A | conductor_B | conductor_C | conductor_N | spacing | z11 | z12 | z13 | z21 | z22 | z23 | z31 | z32 | z33 | c11 | c12 | c13 | c21 | c22 | c23 | c31 | c32 | c33 | dcircuit | selected | comments
bal_1P_1/0AA |  | oh_cond_1/0_AAAC | oh_cond_1/0_AAAC | oh_cond_1/0_AAAC |  |  | 0.972+1.499j | 0.095+0.781j | 0.095+0.781j | 0.095+0.781j | 0.972+1.499j | 0.095+0.781j | 0.095+0.781j | 0.095+0.781j | 0.972+1.499j | 12.796 | -3.172 | -3.172 | -3.172 | 12.796 | -3.172 | -3.172 | -3.172 | 12.796 |  | no
bal_1P_1/0AA_1/0AA(N) |  | oh_cond_1/0_AAAC | oh_cond_1/0_AAAC | oh_cond_1/0_AAAC | oh_cond_1/0_AAAC |  | 1.078+1.186j | 0.201+0.467j | 0.201+0.467j | 0.201+0.467j | 1.078+1.186j | 0.201+0.467j | 0.201+0.467j | 0.201+0.467j | 1.078+1.186j | 13.243 | -2.726 | -2.726 | -2.726 | 13.243 | -2.726 | -2.726 | -2.726 | 13.243 |  | no
bal_1P_1/0AC |  | oh_cond_1/0_ACSR | oh_cond_1/0_ACSR | oh_cond_1/0_ACSR |  |  | 0.983+1.218j | 0.095+0.781j | 0.095+0.781j | 0.095+0.781j | 0.983+1.218j | 0.095+0.781j | 0.095+0.781j | 0.095+0.781j | 0.983+1.218j | 12.796 | -3.172 | -3.172 | -3.172 | 12.796 | -3.172 | -3.172 | -3.172 | 12.796 |  | no
bal_1P_2AC |  | oh_cond_2_ACSR | oh_cond_2_ACSR | oh_cond_2_ACSR |  |  | 1.505+1.527j | 0.095+0.781j | 0.095+0.781j | 0.095+0.781j | 1.505+1.527j | 0.095+0.781j | 0.095+0.781j | 0.095+0.781j | 1.505+1.527j | 12.393 | -3.017 | -3.017 | -3.017 | 12.393 | -3.017 | -3.017 | -3.017 | 12.393 |  | no
bal_1P_4AC |  | oh_cond_4_ACSR | oh_cond_4_ACSR | oh_cond_4_ACSR |  |  | 2.335+1.555j | 0.095+0.781j | 0.095+0.781j | 0.095+0.781j | 2.335+1.555j | 0.095+0.781j | 0.095+0.781j | 0.095+0.781j | 2.335+1.555j | 11.91 | -2.834 | -2.834 | -2.834 | 11.91 | -2.834 | -2.834 | -2.834 | 11.91 |  | no
bal_1P_4DCW |  | oh_cond_4D_CWD | oh_cond_4D_CWD | oh_cond_4D_CWD |  |  | 1.494+1.591j | 0.095+0.781j | 0.095+0.781j | 0.095+0.781j | 1.494+1.591j | 0.095+0.781j | 0.095+0.781j | 0.095+0.781j | 1.494+1.591j | 12.526 | -3.068 | -3.068 | -3.068 | 12.526 | -3.068 | -3.068 | -3.068 | 12.526 |  | no
bal_1P_6ACW |  | oh_cond_6A_CWD | oh_cond_6A_CWD | oh_cond_6A_CWD |  |  | 2.305+1.611j | 0.095+0.781j | 0.095+0.781j | 0.095+0.781j | 2.305+1.611j | 0.095+0.781j | 0.095+0.781j | 0.095+0.781j | 2.305+1.611j | 11.765 | -2.779 | -2.779 | -2.779 | 11.765 | -2.779 | -2.779 | -2.779 | 11.765 |  | no
bal_1P_DELTACUST |  | oh_cond_2/0_CU | oh_cond_2/0_CU | oh_cond_2/0_CU | oh_cond_3_#7_CWD_30% |  | 0.66+1.378j | 0.22+0.666j | 0.22+0.666j | 0.22+0.666j | 0.66+1.378j | 0.22+0.666j | 0.22+0.666j | 0.22+0.666j | 0.66+1.378j | 13.24 | -2.712 | -2.712 | -2.712 | 13.24 | -2.712 | -2.712 | -2.712 | 13.24 |  | no
bal_3P_1/0AA_1/0AA(N) |  | oh_cond_1/0_AAAC | oh_cond_1/0_AAAC | oh_cond_1/0_AAAC | oh_cond_1/0_AAAC |  | 1.078+1.186j | 0.201+0.467j | 0.201+0.467j | 0.201+0.467j | 1.078+1.186j | 0.201+0.467j | 0.201+0.467j | 0.201+0.467j | 1.078+1.186j | 13.243 | -2.726 | -2.726 | -2.726 | 13.243 | -2.726 | -2.726 | -2.726 | 13.243 |  | no
bal_3P_477AL_477AL(N) |  | oh_cond_477_MCM_AL | oh_cond_477_MCM_AL | oh_cond_477_MCM_AL | oh_cond_477_MCM_AL |  | 0.275+1j | 0.077+0.371j | 0.077+0.371j | 0.077+0.371j | 0.275+1j | 0.077+0.371j | 0.077+0.371j | 0.077+0.371j | 0.275+1j | 14.957 | -3.249 | -3.249 | -3.249 | 14.957 | -3.249 | -3.249 | -3.249 | 14.957 |  | no
unb_TAPWIRE_OH |  | oh_cond_WP-4/0-CU | oh_cond_WP-4/0-CU | oh_cond_WP-4/0-CU | oh_cond_WP-4/0-CU |  | 0.365+1.097j | 0.093+0.433j | 0.094+0.34j | 0.093+0.433j | 0.368+1.078j | 0.095+0.401j | 0.094+0.34j | 0.095+0.401j | 0.368+1.077j | 14.911 | -4.341 | -1.953 | -4.341 | 15.781 | -3.724 | -1.953 | -3.724 | 14.818 |  | no
und_1P_DELTACUST |  | und_cond_1P_DELTACUST | und_cond_1P_DELTACUST | und_cond_1P_DELTACUST |  |  | 0.179+0.233j | 0.061-0.024j | 0.061-0.024j | 0.061-0.024j | 0.179+0.233j | 0.061-0.024j | 0.061-0.024j | 0.061-0.024j | 0.179+0.233j | 324.124 | 0 | 0 | 0 | 324.124 | 0 | 0 | 0 | 324.124 |  | no
und_TAPWIRE_UG |  | und_cond_TAPWIRE_UG | und_cond_TAPWIRE_UG | und_cond_TAPWIRE_UG |  |  | 0.001+0.001j | 0.0+0.0j | 0.0+0.0j | 0.0+0.0j | 0.001+0.001j | 0.0+0.0j | 0.0+0.0j | 0.0+0.0j | 0.001+0.001j | 0 | 0 | 0 | 0 | 0 | 0 | 0 | 0 | 0 |  | no

## load
data_type | static
owner_type | feeder
owner | 8105901
object | load
name | groupid | parent | bustype | phases | nominal_voltage | load_class | constant_power_A | constant_power_B | constant_power_C | constant_current_A | constant_current_B | constant_current_C | constant_impedance_A | constant_impedance_B | constant_impedance_C | base_power_A | base_power_B | base_power_C | power_pf_A | power_pf_B | power_pf_C | current_pf_A | current_pf_B | current_pf_C | impedance_pf_A | impedance_pf_B | impedance_pf_C | power_fraction_A | power_fraction_B | power_fraction_C | current_fraction_A | current_fraction_B | current_fraction_C | impedance_fraction_A | impedance_fraction_B | impedance_fraction_C | dcircuit | selected | monitored | monitored_fields | class_monitored_fields | played | played_fields | base_kw_A | base_kw_B | base_kw_C | kw_A | kw_B | kw_C | comments | critical_load | dem_resp_lb | dem_resp_ub | dem_resp_shortage_cost | dem_resp_surplus_cost | num_customers
load_220341552 |  | node_1357655_025_15368218_396 |  | AN | 0 | Residential | 4478.4+1907.79j | 0 | 0 | 0 | 0 | 0 | [24 empty] | 8105901 | no | no |  |  | no |  | 0 | 0 | 0 | 0 | 0 | 0 |  | 1 | 1 | 1 | 0 | 0 | 0
load_220341554 |  | node_1357391_148_15369863_658 |  | AN | 0 | Residential | 10072.8+4290.995j | 0 | 0 | 0 | 0 | 0 | [24 empty] | 8105901 | no | no |  |  | no |  | 0 | 0 | 0 | 0 | 0 | 0 |  | 1 | 1 | 1 | 0 | 0 | 0
load_220343205 |  | node_1354874_219_15356140_071 |  | AN | 0 | Residential | 39859.2+16979.948j | 0 | 0 | 0 | 0 | 0 | [24 empty] | 8105901 | no | no |  |  | no |  | 0 | 0 | 0 | 0 | 0 | 0 |  | 1 | 1 | 1 | 0 | 0 | 0
load_220343206 |  | node_1355191_566_15356573_2 |  | AN | 0 | NonResidential | 3520.8+1499.855j | 0 | 0 | 0 | 0 | 0 | [24 empty] | 8105901 | no | no |  |  | no |  | 0 | 0 | 0 | 0 | 0 | 0 |  | 1 | 1 | 1 | 0 | 0 | 0
load_220343207 |  | node_1355327_187_15356992_662 |  | AN | 0 | Residential | 4392+1870.984j | 0 | 0 | 0 | 0 | 0 | [24 empty] | 8105901 | no | no |  |  | no |  | 0 | 0 | 0 | 0 | 0 | 0 |  | 1 | 1 | 1 | 0 | 0 | 0
load_220343208 |  | node_1355361_857_15357133_199 |  | AN | 0 | NonResidential | 460.8+196.3j | 0 | 0 | 0 | 0 | 0 | [24 empty] | 8105901 | no | no |  |  | no |  | 0 | 0 | 0 | 0 | 0 | 0 |  | 1 | 1 | 1 | 0 | 0 | 0
load_220343209 |  | node_1355402_264_15357340_051 |  | AN | 0 | Residential | 3679.2+1567.333j | 0 | 0 | 0 | 0 | 0 | [24 empty] | 8105901 | no | no |  |  | no |  | 0 | 0 | 0 | 0 | 0 | 0 |  | 1 | 1 | 1 | 0 | 0 | 0
load_220343210 |  | node_1355698_754_15359082_051 |  | AN | 0 | Residential | 5140.8+2189.972j | 0 | 0 | 0 | 0 | 0 | [24 empty] | 8105901 | no | no |  |  | no |  | 0 | 0 | 0 | 0 | 0 | 0 |  | 1 | 1 | 1 | 0 | 0 | 0
load_220343211 |  | node_1355685_423_15359404_37 |  | AN | 0 | Residential | 2901.6+1236.076j | 0 | 0 | 0 | 0 | 0 | [24 empty] | 8105901 | no | no |  |  | no |  | 0 | 0 | 0 | 0 | 0 | 0 |  | 1 | 1 | 1 | 0 | 0 | 0
load_220343212 |  | node_1355828_811_15359648_109 |  | AN | 0 | Residential | 14400+6134.374j | 0 | 0 | 0 | 0 | 0 | [24 empty] | 8105901 | no | no |  |  | no |  | 0 | 0 | 0 | 0 | 0 | 0 |  | 1 | 1 | 1 | 0 | 0 | 0
load_220343213 |  | node_1357187_203_15361426_841 |  | AN | 0 | Residential | 2376+1012.172j | 0 | 0 | 0 | 0 | 0 | [24 empty] | 8105901 | no | no |  |  | no |  | 0 | 0 | 0 | 0 | 0 | 0 |  | 1 | 1 | 1 | 0 | 0 | 0
load_220343214 |  | node_1359091_253_15363504_434 |  | AN | 0 | Residential | 12110.4+5159.009j | 0 | 0 | 0 | 0 | 0 | [24 empty] | 8105901 | no | no |  |  | no |  | 0 | 0 | 0 | 0 | 0 | 0 |  | 1 | 1 | 1 | 0 | 0 | 0
load_220343215 |  | node_1360238_299_15364417_456 |  | AN | 0 | Residential | 33818.4+14406.578j | 0 | 0 | 0 | 0 | 0 | [24 empty] | 8105901 | no | no |  |  | no |  | 0 | 0 | 0 | 0 | 0 | 0 |  | 1 | 1 | 1 | 0 | 0 | 0
load_220343216 |  | node_1360956_654_15365515_077 |  | AN | 0 | Residential | 3758.4+1601.072j | 0 | 0 | 0 | 0 | 0 | [24 empty] | 8105901 | no | no |  |  | no |  | 0 | 0 | 0 | 0 | 0 | 0 |  | 1 | 1 | 1 | 0 | 0 | 0
load_220343217 |  | node_1361448_869_15365535_923 |  | AN | 0 | Residential | 7891.2+3361.637j | 0 | 0 | 0 | 0 | 0 | [24 empty] | 8105901 | no | no |  |  | no |  | 0 | 0 | 0 | 0 | 0 | 0 |  | 1 | 1 | 1 | 0 | 0 | 0
load_220343218 |  | node_1361609_373_15365682_047 |  | AN | 0 | Residential | 2851.2+1214.606j | 0 | 0 | 0 | 0 | 0 | [24 empty] | 8105901 | no | no |  |  | no |  | 0 | 0 | 0 | 0 | 0 | 0 |  | 1 | 1 | 1 | 0 | 0 | 0
load_220343219 |  | node_1362298_834_15366317_939 |  | AN | 0 | NonResidential | 14421.6+6143.576j | 0 | 0 | 0 | 0 | 0 | [24 empty] | 8105901 | no | no |  |  | no |  | 0 | 0 | 0 | 0 | 0 | 0 |  | 1 | 1 | 1 | 0 | 0 | 0
load_220343220 |  | node_1355065_403_15356863_665 |  | AN | 0 | Residential | 4960.8+2113.292j | 0 | 0 | 0 | 0 | 0 | [24 empty] | 8105901 | no | no |  |  | no |  | 0 | 0 | 0 | 0 | 0 | 0 |  | 1 | 1 | 1 | 0 | 0 | 0
load_220343221 |  | node_1351086_991_15357113_271 |  | AN | 0 | Residential | 6724.8+2864.753j | 0 | 0 | 0 | 0 | 0 | [24 empty] | 8105901 | no | no |  |  | no |  | 0 | 0 | 0 | 0 | 0 | 0 |  | 1 | 1 | 1 | 0 | 0 | 0
load_220343222 |  | node_1350238_571_15356869_301 |  | AN | 0 | NonResidential | 8114.4+3456.72j | 0 | 0 | 0 | 0 | 0 | [24 empty] | 8105901 | no | no |  |  | no |  | 0 | 0 | 0 | 0 | 0 | 0 |  | 1 | 1 | 1 | 0 | 0 | 0
load_220343223 |  | node_1349320_427_15356600_437 |  | AN | 0 | Residential | 72+30.672j | 0 | 0 | 0 | 0 | 0 | [24 empty] | 8105901 | no | no |  |  | no |  | 0 | 0 | 0 | 0 | 0 | 0 |  | 1 | 1 | 1 | 0 | 0 | 0
load_220343224 |  | node_1348657_37_15356368_633 |  | AN | 0 | Residential | 4672.8+1990.604j | 0 | 0 | 0 | 0 | 0 | [24 empty] | 8105901 | no | no |  |  | no |  | 0 | 0 | 0 | 0 | 0 | 0 |  | 1 | 1 | 1 | 0 | 0 | 0
load_220343225 |  | node_1347800_138_15355988_172 |  | AN | 0 | Residential | 3751.2+1598.005j | 0 | 0 | 0 | 0 | 0 | [24 empty] | 8105901 | no | no |  |  | no |  | 0 | 0 | 0 | 0 | 0 | 0 |  | 1 | 1 | 1 | 0 | 0 | 0
load_220343228 |  | node_1354845_484_15356941_428 |  | AN | 0 | Residential | 9806.4+4177.509j | 0 | 0 | 0 | 0 | 0 | [24 empty] | 8105901 | no | no |  |  | no |  | 0 | 0 | 0 | 0 | 0 | 0 |  | 1 | 1 | 1 | 0 | 0 | 0
load_220343229 |  | node_1354419_842_15356904_303 |  | AN | 0 | Residential | 21132+9002.194j | 0 | 0 | 0 | 0 | 0 | [24 empty] | 8105901 | no | no |  |  | no |  | 0 | 0 | 0 | 0 | 0 | 0 |  | 1 | 1 | 1 | 0 | 0 | 0
load_220343230 |  | node_1353948_33_15356995_78 |  | AN | 0 | Residential | 26222.4+11170.696j | 0 | 0 | 0 | 0 | 0 | [24 empty] | 8105901 | no | no |  |  | no |  | 0 | 0 | 0 | 0 | 0 | 0 |  | 1 | 1 | 1 | 0 | 0 | 0
load_220343231 |  | node_1354215_463_15356427_35 |  | AN | 0 | Residential | 6451.2+2748.2j | 0 | 0 | 0 | 0 | 0 | [24 empty] | 8105901 | no | no |  |  | no |  | 0 | 0 | 0 | 0 | 0 | 0 |  | 1 | 1 | 1 | 0 | 0 | 0
load_220343232 |  | node_1354473_155_15356054_7 |  | AN | 0 | Residential | 3189.6+1358.764j | 0 | 0 | 0 | 0 | 0 | [24 empty] | 8105901 | no | no |  |  | no |  | 0 | 0 | 0 | 0 | 0 | 0 |  | 1 | 1 | 1 | 0 | 0 | 0
load_220343233 |  | node_1353506_928_15356712_392 |  | AN | 0 | Residential | 5148+2193.039j | 0 | 0 | 0 | 0 | 0 | [24 empty] | 8105901 | no | no |  |  | no |  | 0 | 0 | 0 | 0 | 0 | 0 |  | 1 | 1 | 1 | 0 | 0 | 0
load_220343234 |  | node_1352636_285_15357085_627 |  | AN | 0 | Residential | 5680.8+2420.011j | 0 | 0 | 0 | 0 | 0 | [24 empty] | 8105901 | no | no |  |  | no |  | 0 | 0 | 0 | 0 | 0 | 0 |  | 1 | 1 | 1 | 0 | 0 | 0
load_220343235 |  | node_1352694_335_15356540_065 |  | AN | 0 | Residential | 4960.8+2113.292j | 0 | 0 | 0 | 0 | 0 | [24 empty] | 8105901 | no | no |  |  | no |  | 0 | 0 | 0 | 0 | 0 | 0 |  | 1 | 1 | 1 | 0 | 0 | 0
load_220343236 |  | node_1352662_598_15356242_506 |  | AN | 0 | Residential | 8568+3649.953j | 0 | 0 | 0 | 0 | 0 | [24 empty] | 8105901 | no | no |  |  | no |  | 0 | 0 | 0 | 0 | 0 | 0 |  | 1 | 1 | 1 | 0 | 0 | 0
load_220343237 |  | node_1352661_189_15355905_533 |  | AN | 0 | NonResidential | 36367.2+15492.362j | 0 | 0 | 0 | 0 | 0 | [24 empty] | 8105901 | no | no |  |  | no |  | 0 | 0 | 0 | 0 | 0 | 0 |  | 1 | 1 | 1 | 0 | 0 | 0
load_220343238 |  | node_1352193_631_15357098_356 |  | AN | 0 | Residential | 14947.2+6367.481j | 0 | 0 | 0 | 0 | 0 | [24 empty] | 8105901 | no | no |  |  | no |  | 0 | 0 | 0 | 0 | 0 | 0 |  | 1 | 1 | 1 | 0 | 0 | 0
load_220343239 |  | node_1351856_957_15357123_833 |  | AN | 0 | Residential | 6940.8+2956.768j | 0 | 0 | 0 | 0 | 0 | [24 empty] | 8105901 | no | no |  |  | no |  | 0 | 0 | 0 | 0 | 0 | 0 |  | 1 | 1 | 1 | 0 | 0 | 0
load_220343240 |  | node_1351582_055_15357131_463 |  | AN | 0 | Residential | 16819.2+7164.949j | 0 | 0 | 0 | 0 | 0 | [24 empty] | 8105901 | no | no |  |  | no |  | 0 | 0 | 0 | 0 | 0 | 0 |  | 1 | 1 | 1 | 0 | 0 | 0
load_220343241 |  | node_1351578_629_15361674_405 |  | AN | 0 | Residential | 23313.6+9931.552j | 0 | 0 | 0 | 0 | 0 | [24 empty] | 8105901 | no | no |  |  | no |  | 0 | 0 | 0 | 0 | 0 | 0 |  | 1 | 1 | 1 | 0 | 0 | 0
load_220343242 |  | node_1352408_377_15362379_874 |  | AN | 0 | Residential | 12175.2+5186.613j | 0 | 0 | 0 | 0 | 0 | [24 empty] | 8105901 | no | no |  |  | no |  | 0 | 0 | 0 | 0 | 0 | 0 |  | 1 | 1 | 1 | 0 | 0 | 0
load_220343243 |  | node_1351477_15362015_282 |  | AN | 0 | Residential | 7574.4+3226.681j | 0 | 0 | 0 | 0 | 0 | [24 empty] | 8105901 | no | no |  |  | no |  | 0 | 0 | 0 | 0 | 0 | 0 |  | 1 | 1 | 1 | 0 | 0 | 0
load_220343244 |  | node_1351151_555_15362220_301 |  | AN | 0 | Residential | 48441.6+20636.035j | 0 | 0 | 0 | 0 | 0 | [24 empty] | 8105901 | no | no |  |  | no |  | 0 | 0 | 0 | 0 | 0 | 0 |  | 1 | 1 | 1 | 0 | 0 | 0
load_220343245 |  | node_1353234_967_15358682_15 |  | AN | 0 | Residential | 1620+690.117j | 0 | 0 | 0 | 0 | 0 | [24 empty] | 8105901 | no | no |  |  | no |  | 0 | 0 | 0 | 0 | 0 | 0 |  | 1 | 1 | 1 | 0 | 0 | 0
load_220343246 |  | node_1353076_681_15359015_722 |  | AN | 0 | Residential | 15984+6809.155j | 0 | 0 | 0 | 0 | 0 | [24 empty] | 8105901 | no | no |  |  | no |  | 0 | 0 | 0 | 0 | 0 | 0 |  | 1 | 1 | 1 | 0 | 0 | 0
load_220343248 |  | node_1352707_092_15360531_017 |  | AN | 0 | Residential | 13917.6+5928.873j | 0 | 0 | 0 | 0 | 0 | [24 empty] | 8105901 | no | no |  |  | no |  | 0 | 0 | 0 | 0 | 0 | 0 |  | 1 | 1 | 1 | 0 | 0 | 0
load_220343290 |  | node_1348855_349_15356107_697 |  | AN | 0 | Residential | 18511.2+7885.738j | 0 | 0 | 0 | 0 | 0 | [24 empty] | 8105901 | no | no |  |  | no |  | 0 | 0 | 0 | 0 | 0 | 0 |  | 1 | 1 | 1 | 0 | 0 | 0
load_220343291 |  | node_1349793_818_15352621_736 |  | AN | 0 | Residential | 4716+2009.008j | 0 | 0 | 0 | 0 | 0 | [24 empty] | 8105901 | no | no |  |  | no |  | 0 | 0 | 0 | 0 | 0 | 0 |  | 1 | 1 | 1 | 0 | 0 | 0
load_220343292 |  | node_1349674_779_15351506_312 |  | AN | 0 | Residential | 2865.6+1220.74j | 0 | 0 | 0 | 0 | 0 | [24 empty] | 8105901 | no | no |  |  | no |  | 0 | 0 | 0 | 0 | 0 | 0 |  | 1 | 1 | 1 | 0 | 0 | 0
load_220343293 |  | node_1349665_978_15351327_557 |  | AN | 0 | Residential | 2318.4+987.634j | 0 | 0 | 0 | 0 | 0 | [24 empty] | 8105901 | no | no |  |  | no |  | 0 | 0 | 0 | 0 | 0 | 0 |  | 1 | 1 | 1 | 0 | 0 | 0
load_220343294 |  | node_1349555_043_15350846_866 |  | AN | 0 | Residential | 5551.2+2364.801j | 0 | 0 | 0 | 0 | 0 | [24 empty] | 8105901 | no | no |  |  | no |  | 0 | 0 | 0 | 0 | 0 | 0 |  | 1 | 1 | 1 | 0 | 0 | 0
load_220343295 |  | node_1348909_461_15355898_764 |  | AN | 0 | Residential | 16977.6+7232.427j | 0 | 0 | 0 | 0 | 0 | [24 empty] | 8105901 | no | no |  |  | no |  | 0 | 0 | 0 | 0 | 0 | 0 |  | 1 | 1 | 1 | 0 | 0 | 0
load_220343296 |  | node_1350231_882_15353629_773 |  | AN | 0 | Residential | 2347.2+999.903j | 0 | 0 | 0 | 0 | 0 | [24 empty] | 8105901 | no | no |  |  | no |  | 0 | 0 | 0 | 0 | 0 | 0 |  | 1 | 1 | 1 | 0 | 0 | 0
load_220343297 |  | node_1362136_025_15362165_834 |  | AN | 0 | NonResidential | 3000+1277.995j | 0 | 0 | 0 | 0 | 0 | [24 empty] | 8105901 | no | no |  |  | no |  | 0 | 0 | 0 | 0 | 0 | 0 |  | 1 | 1 | 1 | 0 | 0 | 0
load_220343298 |  | node_1362980_208_15362206_725 |  | AN | 0 | NonResidential | 0 | 0 | 0 | 0 | 0 | 0 | [24 empty] | 8105901 | no | no |  |  | no |  | 0 | 0 | 0 | 0 | 0 | 0 |  | 1 | 1 | 1 | 0 | 0 | 0
load_220343299 |  | node_1363375_965_15362189_864 |  | AN | 0 | Residential | 39801.6+16955.411j | 0 | 0 | 0 | 0 | 0 | [24 empty] | 8105901 | no | no |  |  | no |  | 0 | 0 | 0 | 0 | 0 | 0 |  | 1 | 1 | 1 | 0 | 0 | 0
load_220343300 |  | node_1363647_791_15362223_007 |  | AN | 0 | Residential | 34113.6+14532.333j | 0 | 0 | 0 | 0 | 0 | [24 empty] | 8105901 | no | no |  |  | no |  | 0 | 0 | 0 | 0 | 0 | 0 |  | 1 | 1 | 1 | 0 | 0 | 0
load_220343301 |  | node_1364308_076_15362385_042 |  | AN | 0 | Residential | 2563.2+1091.919j | 0 | 0 | 0 | 0 | 0 | [24 empty] | 8105901 | no | no |  |  | no |  | 0 | 0 | 0 | 0 | 0 | 0 |  | 1 | 1 | 1 | 0 | 0 | 0
load_220343303 |  | node_1365486_484_15362409_714 |  | AN | 0 | Residential | 2599.2+1107.255j | 0 | 0 | 0 | 0 | 0 | [24 empty] | 8105901 | no | no |  |  | no |  | 0 | 0 | 0 | 0 | 0 | 0 |  | 1 | 1 | 1 | 0 | 0 | 0
load_220343304 |  | node_1365725_546_15362415_844 |  | AN | 0 | Residential | 14536.8+6192.651j | 0 | 0 | 0 | 0 | 0 | [24 empty] | 8105901 | no | no |  |  | no |  | 0 | 0 | 0 | 0 | 0 | 0 |  | 1 | 1 | 1 | 0 | 0 | 0
load_220343305 |  | node_1366385_047_15361706_982 |  | AN | 0 | Residential | 3240+1380.234j | 0 | 0 | 0 | 0 | 0 | [24 empty] | 8105901 | no | no |  |  | no |  | 0 | 0 | 0 | 0 | 0 | 0 |  | 1 | 1 | 1 | 0 | 0 | 0
load_220343306 |  | node_1366338_842_15361421_976 |  | AN | 0 | Residential | 11037.6+4701.998j | 0 | 0 | 0 | 0 | 0 | [24 empty] | 8105901 | no | no |  |  | no |  | 0 | 0 | 0 | 0 | 0 | 0 |  | 1 | 1 | 1 | 0 | 0 | 0
load_220343307 |  | node_1360138_105_15362955_714 |  | AN | 0 | Residential | 2109.6+898.686j | 0 | 0 | 0 | 0 | 0 | [24 empty] | 8105901 | no | no |  |  | no |  | 0 | 0 | 0 | 0 | 0 | 0 |  | 1 | 1 | 1 | 0 | 0 | 0
load_220343309 |  | node_1361003_86_15362158_377 |  | AN | 0 | Other | 0 | 0 | 0 | 0 | 0 | 0 | [24 empty] | 8105901 | no | no |  |  | no |  | 0 | 0 | 0 | 0 | 0 | 0 |  | 1 | 1 | 1 | 0 | 0 | 0
load_220343310 |  | node_1361403_467_15362168_245 |  | AN | 0 | Residential | 12916.8+5502.534j | 0 | 0 | 0 | 0 | 0 | [24 empty] | 8105901 | no | no |  |  | no |  | 0 | 0 | 0 | 0 | 0 | 0 |  | 1 | 1 | 1 | 0 | 0 | 0
load_220343311 |  | node_1361738_844_15362240_447 |  | AN | 0 | Residential | 6242.4+2659.251j | 0 | 0 | 0 | 0 | 0 | [24 empty] | 8105901 | no | no |  |  | no |  | 0 | 0 | 0 | 0 | 0 | 0 |  | 1 | 1 | 1 | 0 | 0 | 0
load_220343312 |  | node_1357795_901_15367105_15 |  | AN | 0 | Residential | 5457.6+2324.928j | 0 | 0 | 0 | 0 | 0 | [24 empty] | 8105901 | no | no |  |  | no |  | 0 | 0 | 0 | 0 | 0 | 0 |  | 1 | 1 | 1 | 0 | 0 | 0
load_220343313 |  | node_1357885_933_15364324_177 |  | AN | 0 | Residential | 5781.6+2462.951j | 0 | 0 | 0 | 0 | 0 | [24 empty] | 8105901 | no | no |  |  | no |  | 0 | 0 | 0 | 0 | 0 | 0 |  | 1 | 1 | 1 | 0 | 0 | 0
load_220343314 |  | node_1357847_881_15365284_499 |  | AN | 0 | Residential | 2944.8+1254.48j | 0 | 0 | 0 | 0 | 0 | [24 empty] | 8105901 | no | no |  |  | no |  | 0 | 0 | 0 | 0 | 0 | 0 |  | 1 | 1 | 1 | 0 | 0 | 0
load_220343358 |  | node_1346029_079_15361139_348 |  | AN | 0 | NonResidential | 6000+2555.989j | 0 | 0 | 0 | 0 | 0 | [24 empty] | 8105901 | no | no |  |  | no |  | 0 | 0 | 0 | 0 | 0 | 0 |  | 1 | 1 | 1 | 0 | 0 | 0
load_220343360 |  | node_1366892_579_15360975_471 |  | AN | 0 | Residential | 6508.8+2772.737j | 0 | 0 | 0 | 0 | 0 | [24 empty] | 8105901 | no | no |  |  | no |  | 0 | 0 | 0 | 0 | 0 | 0 |  | 1 | 1 | 1 | 0 | 0 | 0
load_220343361 |  | node_1368080_55_15361069_29 |  | AN | 0 | NonResidential | 8913.6+3797.178j | 0 | 0 | 0 | 0 | 0 | [24 empty] | 8105901 | no | no |  |  | no |  | 0 | 0 | 0 | 0 | 0 | 0 |  | 1 | 1 | 1 | 0 | 0 | 0
load_220343362 |  | node_1367658_121_15361112_917 |  | AN | 0 | Residential | 1756.8+748.394j | 0 | 0 | 0 | 0 | 0 | [24 empty] | 8105901 | no | no |  |  | no |  | 0 | 0 | 0 | 0 | 0 | 0 |  | 1 | 1 | 1 | 0 | 0 | 0
load_220343363 |  | node_1367475_076_15361072_536 |  | AN | 0 | NonResidential | 14000+5963.975j | 0 | 0 | 0 | 0 | 0 | [24 empty] | 8105901 | no | no |  |  | no |  | 0 | 0 | 0 | 0 | 0 | 0 |  | 1 | 1 | 1 | 0 | 0 | 0
load_220343368 |  | node_1347517_699_15363650_846 |  | AN | 0 | Residential | 70459.2+30015.494j | 0 | 0 | 0 | 0 | 0 | [24 empty] | 8105901 | no | no |  |  | no |  | 0 | 0 | 0 | 0 | 0 | 0 |  | 1 | 1 | 1 | 0 | 0 | 0
load_220343369 |  | node_1347691_585_15363929_795 |  | AN | 0 | NonResidential | 0 | 0 | 0 | 0 | 0 | 0 | [24 empty] | 8105901 | no | no |  |  | no |  | 0 | 0 | 0 | 0 | 0 | 0 |  | 1 | 1 | 1 | 0 | 0 | 0
load_220343370 |  | node_1347906_509_15363948_374 |  | AN | 0 | Residential | 11124+4738.804j | 0 | 0 | 0 | 0 | 0 | [24 empty] | 8105901 | no | no |  |  | no |  | 0 | 0 | 0 | 0 | 0 | 0 |  | 1 | 1 | 1 | 0 | 0 | 0
load_220343371 |  | node_1347819_453_15364224_302 |  | AN | 0 | Residential | 7531.2+3208.278j | 0 | 0 | 0 | 0 | 0 | [24 empty] | 8105901 | no | no |  |  | no |  | 0 | 0 | 0 | 0 | 0 | 0 |  | 1 | 1 | 1 | 0 | 0 | 0
load_220343372 |  | node_1347883_934_15364532_615 |  | AN | 0 | Residential | 17064+7269.234j | 0 | 0 | 0 | 0 | 0 | [24 empty] | 8105901 | no | no |  |  | no |  | 0 | 0 | 0 | 0 | 0 | 0 |  | 1 | 1 | 1 | 0 | 0 | 0
load_220343373 |  | node_1347117_719_15363285_619 |  | AN | 0 | Residential | 24076.8+10256.674j | 0 | 0 | 0 | 0 | 0 | [24 empty] | 8105901 | no | no |  |  | no |  | 0 | 0 | 0 | 0 | 0 | 0 |  | 1 | 1 | 1 | 0 | 0 | 0
load_220343375 |  | node_1347518_51_15363372_262 |  | AN | 0 | Residential | 24004.8+10226.002j | 0 | 0 | 0 | 0 | 0 | [24 empty] | 8105901 | no | no |  |  | no |  | 0 | 0 | 0 | 0 | 0 | 0 |  | 1 | 1 | 1 | 0 | 0 | 0
load_220343383 |  | node_1364893_544_15359627_173 |  | AN | 0 | Residential | 4017.6+1711.49j | 0 | 0 | 0 | 0 | 0 | [24 empty] | 8105901 | no | no |  |  | no |  | 0 | 0 | 0 | 0 | 0 | 0 |  | 1 | 1 | 1 | 0 | 0 | 0
load_220343384 |  | node_1364045_314_15359267_574 |  | AN | 0 | Residential | 23990.4+10219.868j | 0 | 0 | 0 | 0 | 0 | [24 empty] | 8105901 | no | no |  |  | no |  | 0 | 0 | 0 | 0 | 0 | 0 |  | 1 | 1 | 1 | 0 | 0 | 0
load_220343385 |  | node_1363690_899_15359099_199 |  | AN | 0 | Residential | 10512+4478.093j | 0 | 0 | 0 | 0 | 0 | [24 empty] | 8105901 | no | no |  |  | no |  | 0 | 0 | 0 | 0 | 0 | 0 |  | 1 | 1 | 1 | 0 | 0 | 0
load_220343386 |  | node_1363405_482_15358930_766 |  | AN | 0 | Residential | 3434.4+1463.048j | 0 | 0 | 0 | 0 | 0 | [24 empty] | 8105901 | no | no |  |  | no |  | 0 | 0 | 0 | 0 | 0 | 0 |  | 1 | 1 | 1 | 0 | 0 | 0
load_220343387 |  | node_1364012_94_15358088_022 |  | AN | 0 | NonResidential | 23011.2+9802.73j | 0 | 0 | 0 | 0 | 0 | [24 empty] | 8105901 | no | no |  |  | no |  | 0 | 0 | 0 | 0 | 0 | 0 |  | 1 | 1 | 1 | 0 | 0 | 0
load_220343388 |  | node_1363024_384_15358810_825 |  | AN | 0 | Residential | 44222.4+18838.664j | 0 | 0 | 0 | 0 | 0 | [24 empty] | 8105901 | no | no |  |  | no |  | 0 | 0 | 0 | 0 | 0 | 0 |  | 1 | 1 | 1 | 0 | 0 | 0
load_220343389 |  | node_1362877_183_15358649_14 |  | AN | 0 | Residential | 33213.6+14148.934j | 0 | 0 | 0 | 0 | 0 | [24 empty] | 8105901 | no | no |  |  | no |  | 0 | 0 | 0 | 0 | 0 | 0 |  | 1 | 1 | 1 | 0 | 0 | 0
load_220343390 |  | node_1362894_045_15358250_457 |  | AN | 0 | Residential | 28706.4+12228.875j | 0 | 0 | 0 | 0 | 0 | [24 empty] | 8105901 | no | no |  |  | no |  | 0 | 0 | 0 | 0 | 0 | 0 |  | 1 | 1 | 1 | 0 | 0 | 0
load_220343391 |  | node_1362914_92_15357968_414 |  | AN | 0 | Residential | 20764.8+8845.768j | 0 | 0 | 0 | 0 | 0 | [24 empty] | 8105901 | no | no |  |  | no |  | 0 | 0 | 0 | 0 | 0 | 0 |  | 1 | 1 | 1 | 0 | 0 | 0
load_220343392 |  | node_1360447_636_15357794_197 |  | AN | 0 | Residential | 705.6+300.584j | 0 | 0 | 0 | 0 | 0 | [24 empty] | 8105901 | no | no |  |  | no |  | 0 | 0 | 0 | 0 | 0 | 0 |  | 1 | 1 | 1 | 0 | 0 | 0
load_220343393 |  | node_1359572_925_15357874_679 |  | AN | 0 | NonResidential | 604.8+257.644j | 0 | 0 | 0 | 0 | 0 | [24 empty] | 8105901 | no | no |  |  | no |  | 0 | 0 | 0 | 0 | 0 | 0 |  | 1 | 1 | 1 | 0 | 0 | 0
load_220343394 |  | node_1355791_348_15357557_404 |  | AN | 0 | Residential | 2901.6+1236.076j | 0 | 0 | 0 | 0 | 0 | [24 empty] | 8105901 | no | no |  |  | no |  | 0 | 0 | 0 | 0 | 0 | 0 |  | 1 | 1 | 1 | 0 | 0 | 0
load_220343395 |  | node_1365346_81_15359983_327 |  | AN | 0 | Residential | 6249.6+2662.318j | 0 | 0 | 0 | 0 | 0 | [24 empty] | 8105901 | no | no |  |  | no |  | 0 | 0 | 0 | 0 | 0 | 0 |  | 1 | 1 | 1 | 0 | 0 | 0
load_220343401 |  | node_1355022_805_15356821_728 |  | AN | 0 | Residential | 9784.8+4168.307j | 0 | 0 | 0 | 0 | 0 | [24 empty] | 8105901 | no | no |  |  | no |  | 0 | 0 | 0 | 0 | 0 | 0 |  | 1 | 1 | 1 | 0 | 0 | 0
load_220343402 |  | node_1354843_202_15356729_022 |  | AN | 0 | Residential | 21081.6+8980.724j | 0 | 0 | 0 | 0 | 0 | [24 empty] | 8105901 | no | no |  |  | no |  | 0 | 0 | 0 | 0 | 0 | 0 |  | 1 | 1 | 1 | 0 | 0 | 0
load_220343407 |  | node_1349362_537_15360285_441 |  | AN | 0 | Residential | 2620.8+1116.456j | 0 | 0 | 0 | 0 | 0 | [24 empty] | 8105901 | no | no |  |  | no |  | 0 | 0 | 0 | 0 | 0 | 0 |  | 1 | 1 | 1 | 0 | 0 | 0
load_220343409 |  | node_1350218_542_15359840_253 |  | AN | 0 | Residential | 9237.6+3935.201j | 0 | 0 | 0 | 0 | 0 | [24 empty] | 8105901 | no | no |  |  | no |  | 0 | 0 | 0 | 0 | 0 | 0 |  | 1 | 1 | 1 | 0 | 0 | 0
load_220343410 |  | node_1350409_467_15359712_036 |  | AN | 0 | Residential | 21722.4+9253.704j | 0 | 0 | 0 | 0 | 0 | [24 empty] | 8105901 | no | no |  |  | no |  | 0 | 0 | 0 | 0 | 0 | 0 |  | 1 | 1 | 1 | 0 | 0 | 0
load_220343411 |  | node_1350555_421_15359122_099 |  | AN | 0 | Residential | 8726.4+3717.431j | 0 | 0 | 0 | 0 | 0 | [24 empty] | 8105901 | no | no |  |  | no |  | 0 | 0 | 0 | 0 | 0 | 0 |  | 1 | 1 | 1 | 0 | 0 | 0
load_220343412 |  | node_1347388_293_15362518_32 |  | AN | 0 | Residential | 36554.4+15572.109j | 0 | 0 | 0 | 0 | 0 | [24 empty] | 8105901 | no | no |  |  | no |  | 0 | 0 | 0 | 0 | 0 | 0 |  | 1 | 1 | 1 | 0 | 0 | 0
load_220343413 |  | node_1350731_633_15357617_804 |  | AN | 0 | Residential | 3420+1456.914j | 0 | 0 | 0 | 0 | 0 | [24 empty] | 8105901 | no | no |  |  | no |  | 0 | 0 | 0 | 0 | 0 | 0 |  | 1 | 1 | 1 | 0 | 0 | 0
load_220343415 |  | node_1347481_935_15362025_092 |  | AN | 0 | Residential | 13708.8+5839.924j | 0 | 0 | 0 | 0 | 0 | [24 empty] | 8105901 | no | no |  |  | no |  | 0 | 0 | 0 | 0 | 0 | 0 |  | 1 | 1 | 1 | 0 | 0 | 0
load_220343416 |  | node_1348271_003_15362119_755 |  | AN | 0 | Residential | 6242.4+2659.251j | 0 | 0 | 0 | 0 | 0 | [24 empty] | 8105901 | no | no |  |  | no |  | 0 | 0 | 0 | 0 | 0 | 0 |  | 1 | 1 | 1 | 0 | 0 | 0
load_220343418 |  | node_1348429_016_15361668_312 |  | AN | 0 | Other | 0 | 0 | 0 | 0 | 0 | 0 | [24 empty] | 8105901 | no | no |  |  | no |  | 0 | 0 | 0 | 0 | 0 | 0 |  | 1 | 1 | 1 | 0 | 0 | 0
load_220343419 |  | node_1348691_033_15361549_015 |  | AN | 0 | Residential | 15256.8+6499.37j | 0 | 0 | 0 | 0 | 0 | [24 empty] | 8105901 | no | no |  |  | no |  | 0 | 0 | 0 | 0 | 0 | 0 |  | 1 | 1 | 1 | 0 | 0 | 0
load_220343420 |  | node_1348831_856_15361203_094 |  | AN | 0 | Residential | 19360.8+8247.666j | 0 | 0 | 0 | 0 | 0 | [24 empty] | 8105901 | no | no |  |  | no |  | 0 | 0 | 0 | 0 | 0 | 0 |  | 1 | 1 | 1 | 0 | 0 | 0
load_220343421 |  | node_1349130_801_15361262_427 |  | AN | 0 | Residential | 58989.6+25129.464j | 0 | 0 | 0 | 0 | 0 | [24 empty] | 8105901 | no | no |  |  | no |  | 0 | 0 | 0 | 0 | 0 | 0 |  | 1 | 1 | 1 | 0 | 0 | 0
load_220343422 |  | node_1349272_681_15361148_303 |  | AN | 0 | Residential | 21600+9201.561j | 0 | 0 | 0 | 0 | 0 | [24 empty] | 8105901 | no | no |  |  | no |  | 0 | 0 | 0 | 0 | 0 | 0 |  | 1 | 1 | 1 | 0 | 0 | 0
load_220343424 |  | node_1352107_816_15361301_754 |  | AN | 0 | Residential | 5400+2300.39j | 0 | 0 | 0 | 0 | 0 | [24 empty] | 8105901 | no | no |  |  | no |  | 0 | 0 | 0 | 0 | 0 | 0 |  | 1 | 1 | 1 | 0 | 0 | 0
load_220343425 |  | node_1352373_114_15361053_165 |  | AN | 0 | Residential | 7797.6+3321.764j | 0 | 0 | 0 | 0 | 0 | [24 empty] | 8105901 | no | no |  |  | no |  | 0 | 0 | 0 | 0 | 0 | 0 |  | 1 | 1 | 1 | 0 | 0 | 0
load_220343426 |  | node_1352447_383_15361287_503 |  | AN | 0 | Residential | 33156+14124.397j | 0 | 0 | 0 | 0 | 0 | [24 empty] | 8105901 | no | no |  |  | no |  | 0 | 0 | 0 | 0 | 0 | 0 |  | 1 | 1 | 1 | 0 | 0 | 0
load_220343427 |  | node_1352483_56_15361542_456 |  | AN | 0 | Residential | 5968.8+2542.698j | 0 | 0 | 0 | 0 | 0 | [24 empty] | 8105901 | no | no |  |  | no |  | 0 | 0 | 0 | 0 | 0 | 0 |  | 1 | 1 | 1 | 0 | 0 | 0
load_220343448 |  | node_1352782_087_15362167_181 |  | AN | 0 | Residential | 7171.2+3054.918j | 0 | 0 | 0 | 0 | 0 | [24 empty] | 8105901 | no | no |  |  | no |  | 0 | 0 | 0 | 0 | 0 | 0 |  | 1 | 1 | 1 | 0 | 0 | 0
load_220343449 |  | node_1353385_092_15362223_928 |  | AN | 0 | Residential | 20887.2+8897.91j | 0 | 0 | 0 | 0 | 0 | [24 empty] | 8105901 | no | no |  |  | no |  | 0 | 0 | 0 | 0 | 0 | 0 |  | 1 | 1 | 1 | 0 | 0 | 0
load_220343450 |  | node_1360749_352_15354796_061 |  | AN | 0 | Residential | 9950.4+4238.853j | 0 | 0 | 0 | 0 | 0 | [24 empty] | 8105901 | no | no |  |  | no |  | 0 | 0 | 0 | 0 | 0 | 0 |  | 1 | 1 | 1 | 0 | 0 | 0
load_220343451 |  | node_1361880_031_15357492_693 |  | AN | 0 | Residential | 4788+2039.679j | 0 | 0 | 0 | 0 | 0 | [24 empty] | 8105901 | no | no |  |  | no |  | 0 | 0 | 0 | 0 | 0 | 0 |  | 1 | 1 | 1 | 0 | 0 | 0
load_220431825 |  | node_1345914_346_15363363_449 |  | AN | 0 | NonResidential | 230.4+98.15j | 0 | 0 | 0 | 0 | 0 | [24 empty] | 8105901 | no | no |  |  | no |  | 0 | 0 | 0 | 0 | 0 | 0 |  | 1 | 1 | 1 | 0 | 0 | 0
load_220432113 |  | node_1346506_204_15362404_038 |  | AN | 0 | NonResidential | 0 | 0 | 0 | 0 | 0 | 0 | [24 empty] | 8105901 | no | no |  |  | no |  | 0 | 0 | 0 | 0 | 0 | 0 |  | 1 | 1 | 1 | 0 | 0 | 0
load_220519950 |  | node_1350738_28_15357337_477 |  | AN | 0 | Residential | 7660.8+3263.487j | 0 | 0 | 0 | 0 | 0 | [24 empty] | 8105901 | no | no |  |  | no |  | 0 | 0 | 0 | 0 | 0 | 0 |  | 1 | 1 | 1 | 0 | 0 | 0
load_220529967 |  | node_1345854_169_15363618_715 |  | AN | 0 | NonResidential | 6000+2555.989j | 0 | 0 | 0 | 0 | 0 | [24 empty] | 8105901 | no | no |  |  | no |  | 0 | 0 | 0 | 0 | 0 | 0 |  | 1 | 1 | 1 | 0 | 0 | 0
load_220535632 |  | node_1347263_469_15363471_959 |  | AN | 0 | Residential | 13932+5935.007j | 0 | 0 | 0 | 0 | 0 | [24 empty] | 8105901 | no | no |  |  | no |  | 0 | 0 | 0 | 0 | 0 | 0 |  | 1 | 1 | 1 | 0 | 0 | 0
load_220544054 |  | node_1347563_469_15355939_977 |  | AN | 0 | NonResidential | 1087.2+463.145j | 0 | 0 | 0 | 0 | 0 | [24 empty] | 8105901 | no | no |  |  | no |  | 0 | 0 | 0 | 0 | 0 | 0 |  | 1 | 1 | 1 | 0 | 0 | 0
load_220546152 |  | node_1357892_988_15361653_092 |  | AN | 0 | Residential | 9273.6+3950.537j | 0 | 0 | 0 | 0 | 0 | [24 empty] | 8105901 | no | no |  |  | no |  | 0 | 0 | 0 | 0 | 0 | 0 |  | 1 | 1 | 1 | 0 | 0 | 0
load_220558849 |  | node_1353228_837_15363490_894 |  | AN | 0 | Residential | 4615.2+1966.067j | 0 | 0 | 0 | 0 | 0 | [24 empty] | 8105901 | no | no |  |  | no |  | 0 | 0 | 0 | 0 | 0 | 0 |  | 1 | 1 | 1 | 0 | 0 | 0
load_220579903 |  | node_1349741_01_15352037_89 |  | AN | 0 | Residential | 4852.8+2067.284j | 0 | 0 | 0 | 0 | 0 | [24 empty] | 8105901 | no | no |  |  | no |  | 0 | 0 | 0 | 0 | 0 | 0 |  | 1 | 1 | 1 | 0 | 0 | 0
load_220583389 |  | node_1352538_674_15362119_346 |  | AN | 0 | Residential | 7963.2+3392.309j | 0 | 0 | 0 | 0 | 0 | [24 empty] | 8105901 | no | no |  |  | no |  | 0 | 0 | 0 | 0 | 0 | 0 |  | 1 | 1 | 1 | 0 | 0 | 0
load_220583798 |  | node_1347216_935_15356130_237 |  | AN | 0 | NonResidential | 1814.4+772.931j | 0 | 0 | 0 | 0 | 0 | [24 empty] | 8105901 | no | no |  |  | no |  | 0 | 0 | 0 | 0 | 0 | 0 |  | 1 | 1 | 1 | 0 | 0 | 0
load_220601006 |  | node_1361030_662_15355545_647 |  | AN | 0 | Residential | 4075.2+1736.028j | 0 | 0 | 0 | 0 | 0 | [24 empty] | 8105901 | no | no |  |  | no |  | 0 | 0 | 0 | 0 | 0 | 0 |  | 1 | 1 | 1 | 0 | 0 | 0
load_220614713 |  | node_1364700_669_15362393_279 |  | AN | 0 | Residential | 2203.2+938.559j | 0 | 0 | 0 | 0 | 0 | [24 empty] | 8105901 | no | no |  |  | no |  | 0 | 0 | 0 | 0 | 0 | 0 |  | 1 | 1 | 1 | 0 | 0 | 0
load_220614715 |  | node_1360795_614_15362396_114 |  | AN | 0 | Residential | 27568.8+11744.26j | 0 | 0 | 0 | 0 | 0 | [24 empty] | 8105901 | no | no |  |  | no |  | 0 | 0 | 0 | 0 | 0 | 0 |  | 1 | 1 | 1 | 0 | 0 | 0
load_220648203 |  | node_1357800_104_15364645_368 |  | AN | 0 | Other | 0 | 0 | 0 | 0 | 0 | 0 | [24 empty] | 8105901 | no | no |  |  | no |  | 0 | 0 | 0 | 0 | 0 | 0 |  | 1 | 1 | 1 | 0 | 0 | 0
load_220657995 |  | node_1348177_603_15361930_943 |  | AN | 0 | NonResidential | 5328+2269.718j | 0 | 0 | 0 | 0 | 0 | [24 empty] | 8105901 | no | no |  |  | no |  | 0 | 0 | 0 | 0 | 0 | 0 |  | 1 | 1 | 1 | 0 | 0 | 0
load_310008296 |  | node_1354576_905_15356615_584 |  | AN | 0 | Residential | 68292+29092.27j | 0 | 0 | 0 | 0 | 0 | [24 empty] | 8105901 | no | no |  |  | no |  | 0 | 0 | 0 | 0 | 0 | 0 |  | 1 | 1 | 1 | 0 | 0 | 0
load_310019463 |  | node_1360832_197_15353731_071 |  | AN | 0 | Residential | 2210.4+941.626j | 0 | 0 | 0 | 0 | 0 | [24 empty] | 8105901 | no | no |  |  | no |  | 0 | 0 | 0 | 0 | 0 | 0 |  | 1 | 1 | 1 | 0 | 0 | 0
load_310032483 |  | node_1357823_238_15368376_814 |  | AN | 0 | Other | 0 | 0 | 0 | 0 | 0 | 0 | [24 empty] | 8105901 | no | no |  |  | no |  | 0 | 0 | 0 | 0 | 0 | 0 |  | 1 | 1 | 1 | 0 | 0 | 0
load_310059076 |  | node_1351280_828_15357335_526 |  | AN | 0 | Residential | 6775.2+2886.223j | 0 | 0 | 0 | 0 | 0 | [24 empty] | 8105901 | no | no |  |  | no |  | 0 | 0 | 0 | 0 | 0 | 0 |  | 1 | 1 | 1 | 0 | 0 | 0
load_310061369 |  | node_1363251_776_15366453_295 |  | AN | 0 | Residential | 10008+4263.39j | 0 | 0 | 0 | 0 | 0 | [24 empty] | 8105901 | no | no |  |  | no |  | 0 | 0 | 0 | 0 | 0 | 0 |  | 1 | 1 | 1 | 0 | 0 | 0
load_310061370 |  | node_1358423_24_15359539_112 |  | AN | 0 | Residential | 1634.4+696.251j | 0 | 0 | 0 | 0 | 0 | [24 empty] | 8105901 | no | no |  |  | no |  | 0 | 0 | 0 | 0 | 0 | 0 |  | 1 | 1 | 1 | 0 | 0 | 0
load_311900041 |  | node_1348478_191_15361917_865 |  | AN | 0 | Other | 0 | 0 | 0 | 0 | 0 | 0 | [24 empty] | 8105901 | no | no |  |  | no |  | 0 | 0 | 0 | 0 | 0 | 0 |  | 1 | 1 | 1 | 0 | 0 | 0
load_311909525 |  | node_1363497_629_15366694_741 |  | AN | 0 | Residential | 4240.8+1806.573j | 0 | 0 | 0 | 0 | 0 | [24 empty] | 8105901 | no | no |  |  | no |  | 0 | 0 | 0 | 0 | 0 | 0 |  | 1 | 1 | 1 | 0 | 0 | 0
load_311929031 |  | node_1350080_282_15360433_812 |  | AN | 0 | Residential | 1742.4+742.259j | 0 | 0 | 0 | 0 | 0 | [24 empty] | 8105901 | no | no |  |  | no |  | 0 | 0 | 0 | 0 | 0 | 0 |  | 1 | 1 | 1 | 0 | 0 | 0
load_311929624 |  | node_1367045_566_15361945_621 |  | AN | 0 | Other | 0 | 0 | 0 | 0 | 0 | 0 | [24 empty] | 8105901 | no | no |  |  | no |  | 0 | 0 | 0 | 0 | 0 | 0 |  | 1 | 1 | 1 | 0 | 0 | 0
load_312082907 |  | node_1349351_699_15350427_416 |  | AN | 0 | Residential | 4802.4+2045.814j | 0 | 0 | 0 | 0 | 0 | [24 empty] | 8105901 | no | no |  |  | no |  | 0 | 0 | 0 | 0 | 0 | 0 |  | 1 | 1 | 1 | 0 | 0 | 0
load_312088742 |  | node_1348507_507_15360668_07 |  | AN | 0 | Residential | 5414.4+2306.525j | 0 | 0 | 0 | 0 | 0 | [24 empty] | 8105901 | no | no |  |  | no |  | 0 | 0 | 0 | 0 | 0 | 0 |  | 1 | 1 | 1 | 0 | 0 | 0
load_312111911 |  | node_1360171_452_15357806_028 |  | AN | 0 | Other | 0 | 0 | 0 | 0 | 0 | 0 | [24 empty] | 8105901 | no | no |  |  | no |  | 0 | 0 | 0 | 0 | 0 | 0 |  | 1 | 1 | 1 | 0 | 0 | 0
load_312125017 |  | node_1358242_596_15366185_023 |  | AN | 0 | Other | 0 | 0 | 0 | 0 | 0 | 0 | [24 empty] | 8105901 | no | no |  |  | no |  | 0 | 0 | 0 | 0 | 0 | 0 |  | 1 | 1 | 1 | 0 | 0 | 0
load_312141086 |  | node_1353073_543_15359815_921 |  | AN | 0 | Other | 0 | 0 | 0 | 0 | 0 | 0 | [24 empty] | 8105901 | no | no |  |  | no |  | 0 | 0 | 0 | 0 | 0 | 0 |  | 1 | 1 | 1 | 0 | 0 | 0

## node
data_type | static
owner_type | feeder
owner | 8105901
object | node
name | groupid | parent | bustype | phases | nominal_voltage | dcircuit | selected | monitored | monitored_fields | class_monitored_fields | played | played_fields | subsystem | x | y | comments | dist_to_slack
node_1345854_169_15363618_715 |  |  | PQ | AN | 2771.281 | 8105901 | no | no |  |  | no |  |  | 1345854.169 | 15363618.715 |  | -1
node_1345914_346_15363363_449 |  |  | PQ | AN | 2771.281 | 8105901 | no | no |  |  | no |  |  | 1345914.346 | 15363363.449 |  | -1
node_1346029_079_15361139_348 |  |  | PQ | AN | 2771.281 | 8105901 | no | no |  |  | no |  |  | 1346029.079 | 15361139.348 |  | -1
node_1346506_204_15362404_038 |  |  | PQ | AN | 2771.281 | 8105901 | no | no |  |  | no |  |  | 1346506.204 | 15362404.038 |  | -1
node_1346743_698_15362587_375 |  |  | PQ | AD | 2771.281 | 8105901 | no | no |  |  | no |  |  | 1346743.698 | 15362587.375 |  | -1
node_1347117_719_15363285_619 |  |  | PQ | AN | 2771.281 | 8105901 | no | no |  |  | no |  |  | 1347117.719 | 15363285.619 |  | -1
node_1347216_935_15356130_237 |  |  | PQ | AN | 2771.281 | 8105901 | no | no |  |  | no |  |  | 1347216.935 | 15356130.237 |  | -1
node_1347263_469_15363471_959 |  |  | PQ | AN | 2771.281 | 8105901 | no | no |  |  | no |  |  | 1347263.469 | 15363471.959 |  | -1
node_1347388_293_15362518_32 |  |  | PQ | AN | 2771.281 | 8105901 | no | no |  |  | no |  |  | 1347388.293 | 15362518.32 |  | -1
node_1347481_935_15362025_092 |  |  | PQ | AN | 2771.281 | 8105901 | no | no |  |  | no |  |  | 1347481.935 | 15362025.092 |  | -1
node_1347517_699_15363650_846 |  |  | PQ | AN | 2771.281 | 8105901 | no | no |  |  | no |  |  | 1347517.699 | 15363650.846 |  | -1
node_1347518_51_15363372_262 |  |  | PQ | AN | 2771.281 | 8105901 | no | no |  |  | no |  |  | 1347518.51 | 15363372.262 |  | -1
node_1347563_469_15355939_977 |  |  | PQ | AN | 2771.281 | 8105901 | no | no |  |  | no |  |  | 1347563.469 | 15355939.977 |  | -1
node_1347691_585_15363929_795 |  |  | PQ | AN | 2771.281 | 8105901 | no | no |  |  | no |  |  | 1347691.585 | 15363929.795 |  | -1
node_1347800_138_15355988_172 |  |  | PQ | AN | 2771.281 | 8105901 | no | no |  |  | no |  |  | 1347800.138 | 15355988.172 |  | -1
node_1347819_453_15364224_302 |  |  | PQ | AN | 2771.281 | 8105901 | no | no |  |  | no |  |  | 1347819.453 | 15364224.302 |  | -1
node_1347883_934_15364532_615 |  |  | PQ | AN | 2771.281 | 8105901 | no | no |  |  | no |  |  | 1347883.934 | 15364532.615 |  | -1
node_1347906_509_15363948_374 |  |  | PQ | AN | 2771.281 | 8105901 | no | no |  |  | no |  |  | 1347906.509 | 15363948.374 |  | -1
node_1348177_603_15361930_943 |  |  | PQ | AN | 2771.281 | 8105901 | no | no |  |  | no |  |  | 1348177.603 | 15361930.943 |  | -1
node_1348271_003_15362119_755 |  |  | PQ | AN | 2771.281 | 8105901 | no | no |  |  | no |  |  | 1348271.003 | 15362119.755 |  | -1
node_1348429_016_15361668_312 |  |  | PQ | AN | 2771.281 | 8105901 | no | no |  |  | no |  |  | 1348429.016 | 15361668.312 |  | -1
node_1348478_191_15361917_865 |  |  | PQ | AN | 2771.281 | 8105901 | no | no |  |  | no |  |  | 1348478.191 | 15361917.865 |  | -1
node_1348507_507_15360668_07 |  |  | PQ | AN | 2771.281 | 8105901 | no | no |  |  | no |  |  | 1348507.507 | 15360668.07 |  | -1
node_1348657_37_15356368_633 |  |  | PQ | AN | 2771.281 | 8105901 | no | no |  |  | no |  |  | 1348657.37 | 15356368.633 |  | -1
node_1348691_033_15361549_015 |  |  | PQ | AN | 2771.281 | 8105901 | no | no |  |  | no |  |  | 1348691.033 | 15361549.015 |  | -1
node_1348831_856_15361203_094 |  |  | PQ | AN | 2771.281 | 8105901 | no | no |  |  | no |  |  | 1348831.856 | 15361203.094 |  | -1
node_1348855_349_15356107_697 |  |  | PQ | AN | 2771.281 | 8105901 | no | no |  |  | no |  |  | 1348855.349 | 15356107.697 |  | -1
node_1348909_461_15355898_764 |  |  | PQ | AN | 2771.281 | 8105901 | no | no |  |  | no |  |  | 1348909.461 | 15355898.764 |  | -1
node_1349130_801_15361262_427 |  |  | PQ | AN | 2771.281 | 8105901 | no | no |  |  | no |  |  | 1349130.801 | 15361262.427 |  | -1
node_1349272_681_15361148_303 |  |  | PQ | AN | 2771.281 | 8105901 | no | no |  |  | no |  |  | 1349272.681 | 15361148.303 |  | -1
node_1349320_427_15356600_437 |  |  | PQ | AN | 2771.281 | 8105901 | no | no |  |  | no |  |  | 1349320.427 | 15356600.437 |  | -1
node_1349351_699_15350427_416 |  |  | PQ | AN | 0 | 8105901 | no | no |  |  | no |  |  | 1349351.699 | 15350427.416 |  | -1
node_1349362_537_15360285_441 |  |  | PQ | AN | 2771.281 | 8105901 | no | no |  |  | no |  |  | 1349362.537 | 15360285.441 |  | -1
node_1349439_128_15350657_138 |  |  | PQ | AD | 0 | 8105901 | no | no |  |  | no |  |  | 1349439.128 | 15350657.138 |  | -1
node_1349555_043_15350846_866 |  |  | PQ | AN | 2771.281 | 8105901 | no | no |  |  | no |  |  | 1349555.043 | 15350846.866 |  | -1
node_1349665_978_15351327_557 |  |  | PQ | AN | 2771.281 | 8105901 | no | no |  |  | no |  |  | 1349665.978 | 15351327.557 |  | -1
node_1349674_779_15351506_312 |  |  | PQ | AN | 2771.281 | 8105901 | no | no |  |  | no |  |  | 1349674.779 | 15351506.312 |  | -1
node_1349741_01_15352037_89 |  |  | PQ | AN | 2771.281 | 8105901 | no | no |  |  | no |  |  | 1349741.01 | 15352037.89 |  | -1
node_1349793_818_15352621_736 |  |  | PQ | AN | 2771.281 | 8105901 | no | no |  |  | no |  |  | 1349793.818 | 15352621.736 |  | -1
node_1350080_282_15360433_812 |  |  | PQ | AN | 2771.281 | 8105901 | no | no |  |  | no |  |  | 1350080.282 | 15360433.812 |  | -1
node_1350218_542_15359840_253 |  |  | PQ | AN | 2771.281 | 8105901 | no | no |  |  | no |  |  | 1350218.542 | 15359840.253 |  | -1
node_1350231_882_15353629_773 |  |  | PQ | AN | 2771.281 | 8105901 | no | no |  |  | no |  |  | 1350231.882 | 15353629.773 |  | -1
node_1350238_571_15356869_301 |  |  | PQ | AN | 2771.281 | 8105901 | no | no |  |  | no |  |  | 1350238.571 | 15356869.301 |  | -1
node_1350409_467_15359712_036 |  |  | PQ | AN | 2771.281 | 8105901 | no | no |  |  | no |  |  | 1350409.467 | 15359712.036 |  | -1
node_1350555_421_15359122_099 |  |  | PQ | AN | 2771.281 | 8105901 | no | no |  |  | no |  |  | 1350555.421 | 15359122.099 |  | -1
node_1350731_633_15357617_804 |  |  | PQ | AN | 2771.281 | 8105901 | no | no |  |  | no |  |  | 1350731.633 | 15357617.804 |  | -1
node_1350738_28_15357337_477 |  |  | PQ | AN | 2771.281 | 8105901 | no | no |  |  | no |  |  | 1350738.28 | 15357337.477 |  | -1
node_1351086_991_15357113_271 |  |  | PQ | AN | 2771.281 | 8105901 | no | no |  |  | no |  |  | 1351086.991 | 15357113.271 |  | -1
node_1351151_555_15362220_301 |  |  | PQ | AN | 2771.281 | 8105901 | no | no |  |  | no |  |  | 1351151.555 | 15362220.301 |  | -1
node_1351280_828_15357335_526 |  |  | PQ | AN | 2771.281 | 8105901 | no | no |  |  | no |  |  | 1351280.828 | 15357335.526 |  | -1
node_1351477_15362015_282 |  |  | PQ | AN | 2771.281 | 8105901 | no | no |  |  | no |  |  | 1351477 | 15362015.282 |  | -1
node_1351578_629_15361674_405 |  |  | PQ | AN | 2771.281 | 8105901 | no | no |  |  | no |  |  | 1351578.629 | 15361674.405 |  | -1
node_1351582_055_15357131_463 |  |  | PQ | AN | 2771.281 | 8105901 | no | no |  |  | no |  |  | 1351582.055 | 15357131.463 |  | -1
node_1351856_957_15357123_833 |  |  | PQ | AN | 2771.281 | 8105901 | no | no |  |  | no |  |  | 1351856.957 | 15357123.833 |  | -1
node_1351922_181_15361533_448 |  |  | PQ | AD | 2771.281 | 8105901 | no | no |  |  | no |  |  | 1351922.181 | 15361533.448 |  | -1
node_1352107_816_15361301_754 |  |  | PQ | AN | 2771.281 | 8105901 | no | no |  |  | no |  |  | 1352107.816 | 15361301.754 |  | -1
node_1352193_631_15357098_356 |  |  | PQ | AN | 2771.281 | 8105901 | no | no |  |  | no |  |  | 1352193.631 | 15357098.356 |  | -1
node_1352373_114_15361053_165 |  |  | PQ | AN | 2771.281 | 8105901 | no | no |  |  | no |  |  | 1352373.114 | 15361053.165 |  | -1
node_1352408_377_15362379_874 |  |  | PQ | AN | 2771.281 | 8105901 | no | no |  |  | no |  |  | 1352408.377 | 15362379.874 |  | -1
node_1352447_383_15361287_503 |  |  | PQ | AN | 2771.281 | 8105901 | no | no |  |  | no |  |  | 1352447.383 | 15361287.503 |  | -1
node_1352483_56_15361542_456 |  |  | PQ | AN | 2771.281 | 8105901 | no | no |  |  | no |  |  | 1352483.56 | 15361542.456 |  | -1
node_1352538_674_15362119_346 |  |  | PQ | AN | 2771.281 | 8105901 | no | no |  |  | no |  |  | 1352538.674 | 15362119.346 |  | -1
node_1352636_285_15357085_627 |  |  | PQ | AN | 2771.281 | 8105901 | no | no |  |  | no |  |  | 1352636.285 | 15357085.627 |  | -1
node_1352661_189_15355905_533 |  |  | PQ | AN | 2771.281 | 8105901 | no | no |  |  | no |  |  | 1352661.189 | 15355905.533 |  | -1
node_1352662_598_15356242_506 |  |  | PQ | AN | 2771.281 | 8105901 | no | no |  |  | no |  |  | 1352662.598 | 15356242.506 |  | -1
node_1352694_335_15356540_065 |  |  | PQ | AN | 2771.281 | 8105901 | no | no |  |  | no |  |  | 1352694.335 | 15356540.065 |  | -1
node_1352707_092_15360531_017 |  |  | PQ | AN | 2771.281 | 8105901 | no | no |  |  | no |  |  | 1352707.092 | 15360531.017 |  | -1
node_1352782_087_15362167_181 |  |  | PQ | AN | 2771.281 | 8105901 | no | no |  |  | no |  |  | 1352782.087 | 15362167.181 |  | -1
node_1353073_543_15359815_921 |  |  | PQ | AN | 2771.281 | 8105901 | no | no |  |  | no |  |  | 1353073.543 | 15359815.921 |  | -1
node_1353076_681_15359015_722 |  |  | PQ | AN | 2771.281 | 8105901 | no | no |  |  | no |  |  | 1353076.681 | 15359015.722 |  | -1
node_1353228_837_15363490_894 |  |  | PQ | AN | 2771.281 | 8105901 | no | no |  |  | no |  |  | 1353228.837 | 15363490.894 |  | -1
node_1353234_967_15358682_15 |  |  | PQ | AN | 2771.281 | 8105901 | no | no |  |  | no |  |  | 1353234.967 | 15358682.15 |  | -1
node_1353385_092_15362223_928 |  |  | PQ | AN | 2771.281 | 8105901 | no | no |  |  | no |  |  | 1353385.092 | 15362223.928 |  | -1
node_1353506_928_15356712_392 |  |  | PQ | AN | 2771.281 | 8105901 | no | no |  |  | no |  |  | 1353506.928 | 15356712.392 |  | -1
node_1353948_33_15356995_78 |  |  | PQ | AN | 2771.281 | 8105901 | no | no |  |  | no |  |  | 1353948.33 | 15356995.78 |  | -1
node_1354215_463_15356427_35 |  |  | PQ | AN | 2771.281 | 8105901 | no | no |  |  | no |  |  | 1354215.463 | 15356427.35 |  | -1
node_1354329_879_15356948_306 |  |  | PQ | AD | 2771.281 | 8105901 | no | no |  |  | no |  |  | 1354329.879 | 15356948.306 |  | -1
node_1354419_842_15356904_303 |  |  | PQ | AN | 2771.281 | 8105901 | no | no |  |  | no |  |  | 1354419.842 | 15356904.303 |  | -1
node_1354473_155_15356054_7 |  |  | PQ | AN | 2771.281 | 8105901 | no | no |  |  | no |  |  | 1354473.155 | 15356054.7 |  | -1
node_1354576_905_15356615_584 |  |  | PQ | AN | 2771.281 | 8105901 | no | no |  |  | no |  |  | 1354576.905 | 15356615.584 |  | -1
node_1354843_202_15356729_022 |  |  | PQ | AN | 2771.281 | 8105901 | no | no |  |  | no |  |  | 1354843.202 | 15356729.022 |  | -1
node_1354845_484_15356941_428 |  |  | PQ | AN | 2771.281 | 8105901 | no | no |  |  | no |  |  | 1354845.484 | 15356941.428 |  | -1
node_1354874_219_15356140_071 |  |  | PQ | AN | 2771.281 | 8105901 | no | no |  |  | no |  |  | 1354874.219 | 15356140.071 |  | -1
node_1355022_805_15356821_728 |  |  | PQ | AN | 2771.281 | 8105901 | no | no |  |  | no |  |  | 1355022.805 | 15356821.728 |  | -1
node_1355065_403_15356863_665 |  |  | PQ | AN | 2771.281 | 8105901 | no | no |  |  | no |  |  | 1355065.403 | 15356863.665 |  | -1
node_1355191_566_15356573_2 |  |  | PQ | AN | 2771.281 | 8105901 | no | no |  |  | no |  |  | 1355191.566 | 15356573.2 |  | -1
node_1355327_187_15356992_662 |  |  | PQ | AN | 2771.281 | 8105901 | no | no |  |  | no |  |  | 1355327.187 | 15356992.662 |  | -1
node_1355361_857_15357133_199 |  |  | PQ | AN | 2771.281 | 8105901 | no | no |  |  | no |  |  | 1355361.857 | 15357133.199 |  | -1
node_1355402_264_15357340_051 |  |  | PQ | AN | 2771.281 | 8105901 | no | no |  |  | no |  |  | 1355402.264 | 15357340.051 |  | -1
node_1355685_423_15359404_37 |  |  | PQ | AN | 2771.281 | 8105901 | no | no |  |  | no |  |  | 1355685.423 | 15359404.37 |  | -1
node_1355698_754_15359082_051 |  |  | PQ | AN | 2771.281 | 8105901 | no | no |  |  | no |  |  | 1355698.754 | 15359082.051 |  | -1
node_1355791_348_15357557_404 |  |  | PQ | AN | 2771.281 | 8105901 | no | no |  |  | no |  |  | 1355791.348 | 15357557.404 |  | -1
node_1355828_811_15359648_109 |  |  | PQ | AN | 2771.281 | 8105901 | no | no |  |  | no |  |  | 1355828.811 | 15359648.109 |  | -1
node_1357187_203_15361426_841 |  |  | PQ | AN | 2771.281 | 8105901 | no | no |  |  | no |  |  | 1357187.203 | 15361426.841 |  | -1
node_1357391_148_15369863_658 |  |  | PQ | AN | 2771.281 | 8105901 | no | no |  |  | no |  |  | 1357391.148 | 15369863.658 |  | -1
node_1357655_025_15368218_396 |  |  | PQ | AN | 2771.281 | 8105901 | no | no |  |  | no |  |  | 1357655.025 | 15368218.396 |  | -1
node_1357795_901_15367105_15 |  |  | PQ | AN | 2771.281 | 8105901 | no | no |  |  | no |  |  | 1357795.901 | 15367105.15 |  | -1
node_1357800_104_15364645_368 |  |  | PQ | AN | 2771.281 | 8105901 | no | no |  |  | no |  |  | 1357800.104 | 15364645.368 |  | -1
node_1357823_238_15368376_814 |  |  | PQ | AN | 2771.281 | 8105901 | no | no |  |  | no |  |  | 1357823.238 | 15368376.814 |  | -1
node_1357847_881_15365284_499 |  |  | PQ | AN | 2771.281 | 8105901 | no | no |  |  | no |  |  | 1357847.881 | 15365284.499 |  | -1
node_1357885_933_15364324_177 |  |  | PQ | AN | 2771.281 | 8105901 | no | no |  |  | no |  |  | 1357885.933 | 15364324.177 |  | -1
node_1357892_988_15361653_092 |  |  | PQ | AN | 2771.281 | 8105901 | no | no |  |  | no |  |  | 1357892.988 | 15361653.092 |  | -1
node_1358242_596_15366185_023 |  |  | PQ | AN | 2771.281 | 8105901 | no | no |  |  | no |  |  | 1358242.596 | 15366185.023 |  | -1
node_1358423_24_15359539_112 |  |  | PQ | AN | 2771.281 | 8105901 | no | no |  |  | no |  |  | 1358423.24 | 15359539.112 |  | -1
node_1359091_253_15363504_434 |  |  | PQ | AN | 2771.281 | 8105901 | no | no |  |  | no |  |  | 1359091.253 | 15363504.434 |  | -1
node_1359572_925_15357874_679 |  |  | PQ | AN | 2771.281 | 8105901 | no | no |  |  | no |  |  | 1359572.925 | 15357874.679 |  | -1
node_1360138_105_15362955_714 |  |  | PQ | AN | 2771.281 | 8105901 | no | no |  |  | no |  |  | 1360138.105 | 15362955.714 |  | -1
node_1360171_452_15357806_028 |  |  | PQ | AN | 2771.281 | 8105901 | no | no |  |  | no |  |  | 1360171.452 | 15357806.028 |  | -1
node_1360238_299_15364417_456 |  |  | PQ | AN | 2771.281 | 8105901 | no | no |  |  | no |  |  | 1360238.299 | 15364417.456 |  | -1
node_1360447_636_15357794_197 |  |  | PQ | AN | 2771.281 | 8105901 | no | no |  |  | no |  |  | 1360447.636 | 15357794.197 |  | -1
node_1360749_352_15354796_061 |  |  | PQ | AN | 2771.281 | 8105901 | no | no |  |  | no |  |  | 1360749.352 | 15354796.061 |  | -1
node_1360795_614_15362396_114 |  |  | PQ | AN | 2771.281 | 8105901 | no | no |  |  | no |  |  | 1360795.614 | 15362396.114 |  | -1
node_1360832_197_15353731_071 |  |  | PQ | AN | 2771.281 | 8105901 | no | no |  |  | no |  |  | 1360832.197 | 15353731.071 |  | -1
node_1360956_654_15365515_077 |  |  | PQ | AN | 2771.281 | 8105901 | no | no |  |  | no |  |  | 1360956.654 | 15365515.077 |  | -1
node_1361003_86_15362158_377 |  |  | PQ | AN | 2771.281 | 8105901 | no | no |  |  | no |  |  | 1361003.86 | 15362158.377 |  | -1
node_1361030_662_15355545_647 |  |  | PQ | AN | 2771.281 | 8105901 | no | no |  |  | no |  |  | 1361030.662 | 15355545.647 |  | -1
node_1361403_467_15362168_245 |  |  | PQ | AN | 2771.281 | 8105901 | no | no |  |  | no |  |  | 1361403.467 | 15362168.245 |  | -1
node_1361448_869_15365535_923 |  |  | PQ | AN | 2771.281 | 8105901 | no | no |  |  | no |  |  | 1361448.869 | 15365535.923 |  | -1
node_1361609_373_15365682_047 |  |  | PQ | AN | 2771.281 | 8105901 | no | no |  |  | no |  |  | 1361609.373 | 15365682.047 |  | -1
node_1361738_844_15362240_447 |  |  | PQ | AN | 2771.281 | 8105901 | no | no |  |  | no |  |  | 1361738.844 | 15362240.447 |  | -1
node_1361880_031_15357492_693 |  |  | PQ | AN | 2771.281 | 8105901 | no | no |  |  | no |  |  | 1361880.031 | 15357492.693 |  | -1
node_1362136_025_15362165_834 |  |  | PQ | AN | 2771.281 | 8105901 | no | no |  |  | no |  |  | 1362136.025 | 15362165.834 |  | -1
node_1362298_834_15366317_939 |  |  | PQ | AN | 2771.281 | 8105901 | no | no |  |  | no |  |  | 1362298.834 | 15366317.939 |  | -1
node_1362877_183_15358649_14 |  |  | PQ | AN | 2771.281 | 8105901 | no | no |  |  | no |  |  | 1362877.183 | 15358649.14 |  | -1
node_1362894_045_15358250_457 |  |  | PQ | AN | 2771.281 | 8105901 | no | no |  |  | no |  |  | 1362894.045 | 15358250.457 |  | -1
node_1362914_92_15357968_414 |  |  | PQ | AN | 2771.281 | 8105901 | no | no |  |  | no |  |  | 1362914.92 | 15357968.414 |  | -1
node_1362980_208_15362206_725 |  |  | PQ | AN | 2771.281 | 8105901 | no | no |  |  | no |  |  | 1362980.208 | 15362206.725 |  | -1
node_1363024_384_15358810_825 |  |  | PQ | AN | 2771.281 | 8105901 | no | no |  |  | no |  |  | 1363024.384 | 15358810.825 |  | -1
node_1363251_776_15366453_295 |  |  | PQ | AN | 2771.281 | 8105901 | no | no |  |  | no |  |  | 1363251.776 | 15366453.295 |  | -1
node_1363375_965_15362189_864 |  |  | PQ | AN | 2771.281 | 8105901 | no | no |  |  | no |  |  | 1363375.965 | 15362189.864 |  | -1
node_1363405_482_15358930_766 |  |  | PQ | AN | 2771.281 | 8105901 | no | no |  |  | no |  |  | 1363405.482 | 15358930.766 |  | -1
node_1363497_629_15366694_741 |  |  | PQ | AN | 2771.281 | 8105901 | no | no |  |  | no |  |  | 1363497.629 | 15366694.741 |  | -1
node_1363647_791_15362223_007 |  |  | PQ | AN | 2771.281 | 8105901 | no | no |  |  | no |  |  | 1363647.791 | 15362223.007 |  | -1
node_1363690_899_15359099_199 |  |  | PQ | AN | 2771.281 | 8105901 | no | no |  |  | no |  |  | 1363690.899 | 15359099.199 |  | -1
node_1364012_94_15358088_022 |  |  | PQ | AN | 2771.281 | 8105901 | no | no |  |  | no |  |  | 1364012.94 | 15358088.022 |  | -1
node_1364045_314_15359267_574 |  |  | PQ | AN | 2771.281 | 8105901 | no | no |  |  | no |  |  | 1364045.314 | 15359267.574 |  | -1
node_1364308_076_15362385_042 |  |  | PQ | AN | 2771.281 | 8105901 | no | no |  |  | no |  |  | 1364308.076 | 15362385.042 |  | -1
node_1364700_669_15362393_279 |  |  | PQ | AN | 2771.281 | 8105901 | no | no |  |  | no |  |  | 1364700.669 | 15362393.279 |  | -1
node_1364893_544_15359627_173 |  |  | PQ | AN | 2771.281 | 8105901 | no | no |  |  | no |  |  | 1364893.544 | 15359627.173 |  | -1
node_1365346_81_15359983_327 |  |  | PQ | AN | 2771.281 | 8105901 | no | no |  |  | no |  |  | 1365346.81 | 15359983.327 |  | -1
node_1365486_484_15362409_714 |  |  | PQ | AN | 2771.281 | 8105901 | no | no |  |  | no |  |  | 1365486.484 | 15362409.714 |  | -1
node_1365725_546_15362415_844 |  |  | PQ | AN | 2771.281 | 8105901 | no | no |  |  | no |  |  | 1365725.546 | 15362415.844 |  | -1
node_1366338_842_15361421_976 |  |  | PQ | AN | 2771.281 | 8105901 | no | no |  |  | no |  |  | 1366338.842 | 15361421.976 |  | -1
node_1366385_047_15361706_982 |  |  | PQ | AN | 2771.281 | 8105901 | no | no |  |  | no |  |  | 1366385.047 | 15361706.982 |  | -1
node_1366892_579_15360975_471 |  |  | PQ | AN | 2771.281 | 8105901 | no | no |  |  | no |  |  | 1366892.579 | 15360975.471 |  | -1
node_1367045_566_15361945_621 |  |  | PQ | AN | 2771.281 | 8105901 | no | no |  |  | no |  |  | 1367045.566 | 15361945.621 |  | -1
node_1367475_076_15361072_536 |  |  | PQ | AN | 2771.281 | 8105901 | no | no |  |  | no |  |  | 1367475.076 | 15361072.536 |  | -1
node_1367658_121_15361112_917 |  |  | PQ | AN | 2771.281 | 8105901 | no | no |  |  | no |  |  | 1367658.121 | 15361112.917 |  | -1
node_1368080_55_15361069_29 |  |  | PQ | AN | 2771.281 | 8105901 | no | no |  |  | no |  |  | 1368080.55 | 15361069.29 |  | -1
node_8105901_200839796 |  |  | PQ | AD | 2771.281 | 8105901 | no | no |  |  | no |  |  | 1357708.188 | 15367928.902 |  | -1
node_8105901_200839797 |  |  | PQ | AN | 2771.281 | 8105901 | no | no |  |  | no |  |  | 1357683.458 | 15368233.069 |  | -1
node_8105901_200839798 |  |  | PQ | AD | 2771.281 | 8105901 | no | no |  |  | no |  |  | 1357671.19 | 15368512.611 |  | -1
node_8105901_200839799 |  |  | PQ | AD | 2771.281 | 8105901 | no | no |  |  | no |  |  | 1357656.23 | 15368668.729 |  | -1
node_8105901_200839800 |  |  | PQ | AD | 2771.281 | 8105901 | no | no |  |  | no |  |  | 1357641.955 | 15368820.96 |  | -1
node_8105901_200839801 |  |  | PQ | AD | 2771.281 | 8105901 | no | no |  |  | no |  |  | 1357605.947 | 15369262.734 |  | -1
node_8105901_200839802 |  |  | PQ | AD | 2771.281 | 8105901 | no | no |  |  | no |  |  | 1357514.035 | 15369517.618 |  | -1
node_8105901_200839803 |  |  | PQ | AN | 2771.281 | 8105901 | no | no |  |  | no |  |  | 1357401.304 | 15369822.89 |  | -1
node_8105901_200843930 |  |  | PQ | ABCN | 19918.584 | 8105901 | no | no |  |  | no |  |  | 1368474.936 | 15361472.065 |  | -1
node_8105901_200844120 |  |  | PQ | AD | 2771.281 | 8105901 | no | no |  |  | no |  |  | 1362605.75 | 15366434.418 |  | -1
node_8105901_200844121 |  |  | PQ | AD | 2771.281 | 8105901 | no | no |  |  | no |  |  | 1362771.986 | 15366503.407 |  | -1
node_8105901_200844122 |  |  | PQ | AD | 2771.281 | 8105901 | no | no |  |  | no |  |  | 1362985.153 | 15366513.853 |  | -1
node_8105901_200844123 |  |  | PQ | AN | 2771.281 | 8105901 | no | no |  |  | no |  |  | 1363209.349 | 15366484.076 |  | -1
node_8105901_200844147 |  |  | PQ | AD | 2771.281 | 8105901 | no | no |  |  | no |  |  | 1354835.466 | 15355850.652 |  | -1
node_8105901_200844148 |  |  | PQ | AN | 2771.281 | 8105901 | no | no |  |  | no |  |  | 1354901.467 | 15356128.715 |  | -1
node_8105901_200844149 |  |  | PQ | AD | 2771.281 | 8105901 | no | no |  |  | no |  |  | 1355105.698 | 15356421.359 |  | -1
node_8105901_200844150 |  |  | PQ | AN | 2771.281 | 8105901 | no | no |  |  | no |  |  | 1355173.015 | 15356577.997 |  | -1
node_8105901_200844151 |  |  | PQ | AD | 2771.281 | 8105901 | no | no |  |  | no |  |  | 1355231.553 | 15356745.054 |  | -1
node_8105901_200844152 |  |  | PQ | AN | 2771.281 | 8105901 | no | no |  |  | no |  |  | 1355292.212 | 15357000.099 |  | -1
node_8105901_200844153 |  |  | PQ | AN | 2771.281 | 8105901 | no | no |  |  | no |  |  | 1355326.946 | 15357135.309 |  | -1
node_8105901_200844154 |  |  | PQ | AN | 2771.281 | 8105901 | no | no |  |  | no |  |  | 1355371.378 | 15357340.753 |  | -1
node_8105901_200844155 |  |  | PQ | AD | 2771.281 | 8105901 | no | no |  |  | no |  |  | 1355415.34 | 15357560.985 |  | -1
node_8105901_200844156 |  |  | PQ | AD | 2771.281 | 8105901 | no | no |  |  | no |  |  | 1355471.193 | 15357949.731 |  | -1
node_8105901_200844157 |  |  | PQ | AD | 2771.281 | 8105901 | no | no |  |  | no |  |  | 1355527.868 | 15358302.27 |  | -1
node_8105901_200844158 |  |  | PQ | AD | 2771.281 | 8105901 | no | no |  |  | no |  |  | 1355605.992 | 15358717.005 |  | -1
node_8105901_200844159 |  |  | PQ | AN | 2771.281 | 8105901 | no | no |  |  | no |  |  | 1355662.773 | 15359087.453 |  | -1
node_8105901_200844161 |  |  | PQ | AN | 2771.281 | 8105901 | no | no |  |  | no |  |  | 1355710.788 | 15359389.977 |  | -1
node_8105901_200844162 |  |  | PQ | AN | 2771.281 | 8105901 | no | no |  |  | no |  |  | 1355852.617 | 15359629.87 |  | -1
node_8105901_200844164 |  |  | PQ | AD | 2771.281 | 8105901 | no | no |  |  | no |  |  | 1355982.833 | 15359810.432 |  | -1
node_8105901_200844165 |  |  | PQ | AD | 2771.281 | 8105901 | no | no |  |  | no |  |  | 1356129.281 | 15360023.759 |  | -1
node_8105901_200844166 |  |  | PQ | AD | 2771.281 | 8105901 | no | no |  |  | no |  |  | 1356317.146 | 15360282.689 |  | -1
node_8105901_200844167 |  |  | PQ | AD | 2771.281 | 8105901 | no | no |  |  | no |  |  | 1356534.363 | 15360589.898 |  | -1
node_8105901_200844168 |  |  | PQ | AD | 2771.281 | 8105901 | no | no |  |  | no |  |  | 1356659.03 | 15360766.947 |  | -1
node_8105901_200844169 |  |  | PQ | AD | 2771.281 | 8105901 | no | no |  |  | no |  |  | 1356773.682 | 15360923.157 |  | -1
node_8105901_200844170 |  |  | PQ | AD | 2771.281 | 8105901 | no | no |  |  | no |  |  | 1356960.351 | 15361206.704 |  | -1
node_8105901_200844171 |  |  | PQ | AN | 2771.281 | 8105901 | no | no |  |  | no |  |  | 1357203.61 | 15361396.705 |  | -1
node_8105901_200844173 |  |  | PQ | AD | 2771.281 | 8105901 | no | no |  |  | no |  |  | 1357545.331 | 15361679.372 |  | -1
node_8105901_200844175 |  |  | PQ | AD | 2771.281 | 8105901 | no | no |  |  | no |  |  | 1358173.425 | 15362199.701 |  | -1
node_8105901_200844176 |  |  | PQ | AD | 2771.281 | 8105901 | no | no |  |  | no |  |  | 1358487.428 | 15362457.478 |  | -1
node_8105901_200844177 |  |  | PQ | AD | 2771.281 | 8105901 | no | no |  |  | no |  |  | 1358713.207 | 15362819.757 |  | -1
node_8105901_200844178 |  |  | PQ | AD | 2771.281 | 8105901 | no | no |  |  | no |  |  | 1358859.913 | 15363064.543 |  | -1
node_8105901_200844179 |  |  | PQ | AD | 2771.281 | 8105901 | no | no |  |  | no |  |  | 1358986.386 | 15363270.551 |  | -1
node_8105901_200844180 |  |  | PQ | AN | 2771.281 | 8105901 | no | no |  |  | no |  |  | 1359108.599 | 15363482.262 |  | -1
node_8105901_200844181 |  |  | PQ | AD | 2771.281 | 8105901 | no | no |  |  | no |  |  | 1359549.014 | 15363606.206 |  | -1
node_8105901_200844182 |  |  | PQ | AD | 2771.281 | 8105901 | no | no |  |  | no |  |  | 1359501.328 | 15363857.968 |  | -1
node_8105901_200844183 |  |  | PQ | AD | 2771.281 | 8105901 | no | no |  |  | no |  |  | 1359734.416 | 15364079.513 |  | -1
node_8105901_200844184 |  |  | PQ | AD | 2771.281 | 8105901 | no | no |  |  | no |  |  | 1360002.376 | 15364346.003 |  | -1
node_8105901_200844185 |  |  | PQ | AD | 2771.281 | 8105901 | no | no |  |  | no |  |  | 1360070.832 | 15364413.496 |  | -1
node_8105901_200844186 |  |  | PQ | AN | 2771.281 | 8105901 | no | no |  |  | no |  |  | 1360222.121 | 15364443.426 |  | -1
node_8105901_200844187 |  |  | PQ | AD | 2771.281 | 8105901 | no | no |  |  | no |  |  | 1360370.592 | 15364664.831 |  | -1
node_8105901_200844188 |  |  | PQ | AD | 2771.281 | 8105901 | no | no |  |  | no |  |  | 1360548.31 | 15364775.649 |  | -1
node_8105901_200844189 |  |  | PQ | AD | 2771.281 | 8105901 | no | no |  |  | no |  |  | 1360934.698 | 15365090.525 |  | -1
node_8105901_200844190 |  |  | PQ | AD | 2771.281 | 8105901 | no | no |  |  | no |  |  | 1360911.49 | 15365167.582 |  | -1
node_8105901_200844191 |  |  | PQ | AN | 2771.281 | 8105901 | no | no |  |  | no |  |  | 1360955.214 | 15365489.013 |  | -1
node_8105901_200844192 |  |  | PQ | AD | 2771.281 | 8105901 | no | no |  |  | no |  |  | 1361135.386 | 15365325.251 |  | -1
node_8105901_200844193 |  |  | PQ | AN | 2771.281 | 8105901 | no | no |  |  | no |  |  | 1361427.619 | 15365564.182 |  | -1
node_8105901_200844194 |  |  | PQ | AN | 2771.281 | 8105901 | no | no |  |  | no |  |  | 1361589.84 | 15365707.386 |  | -1
node_8105901_200844195 |  |  | PQ | AD | 2771.281 | 8105901 | no | no |  |  | no |  |  | 1361824.331 | 15365901.277 |  | -1
node_8105901_200844196 |  |  | PQ | AD | 2771.281 | 8105901 | no | no |  |  | no |  |  | 1362070.043 | 15366094.847 |  | -1
node_8105901_200844197 |  |  | PQ | AN | 2771.281 | 8105901 | no | no |  |  | no |  |  | 1362314.65 | 15366291.937 |  | -1
node_8105901_200844198 |  |  | PQ | AN | 2771.281 | 8105901 | no | no |  |  | no |  |  | 1355056.395 | 15356898.499 |  | -1
node_8105901_200844199 |  |  | PQ | AN | 2771.281 | 8105901 | no | no |  |  | no |  |  | 1351082.796 | 15357081.982 |  | -1
node_8105901_200844201 |  |  | PQ | AD | 2771.281 | 8105901 | no | no |  |  | no |  |  | 1350677.134 | 15357068.458 |  | -1
node_8105901_200844202 |  |  | PQ | AN | 2771.281 | 8105901 | no | no |  |  | no |  |  | 1350230.925 | 15356912.591 |  | -1
node_8105901_200844204 |  |  | PQ | AD | 2771.281 | 8105901 | no | no |  |  | no |  |  | 1349812.85 | 15356764.479 |  | -1
node_8105901_200844205 |  |  | PQ | AN | 2771.281 | 8105901 | no | no |  |  | no |  |  | 1349333.027 | 15356577.766 |  | -1
node_8105901_200844206 |  |  | PQ | AD | 2771.281 | 8105901 | no | no |  |  | no |  |  | 1349005.003 | 15356456.607 |  | -1
node_8105901_200844208 |  |  | PQ | AD | 2771.281 | 8105901 | no | no |  |  | no |  |  | 1347950.899 | 15356071.701 |  | -1
node_8105901_200844210 |  |  | PQ | AD | 2771.281 | 8105901 | no | no |  |  | no |  |  | 1347557.753 | 15356082.771 |  | -1
node_8105901_200844211 |  |  | PQ | AN | 2771.281 | 8105901 | no | no |  |  | no |  |  | 1347564.523 | 15355967.436 |  | -1
node_8105901_200844214 |  |  | PQ | AN | 2771.281 | 8105901 | no | no |  |  | no |  |  | 1354840.112 | 15356908.673 |  | -1
node_8105901_200844215 |  |  | PQ | AN | 2771.281 | 8105901 | no | no |  |  | no |  |  | 1354420.339 | 15356938.247 |  | -1
node_8105901_200844217 |  |  | PQ | AD | 2771.281 | 8105901 | no | no |  |  | no |  |  | 1354323.942 | 15356948.997 |  | -1
node_8105901_200844218 |  |  | PQ | AN | 2771.281 | 8105901 | no | no |  |  | no |  |  | 1353928.718 | 15356973.653 |  | -1
node_8105901_200844220 |  |  | PQ | AD | 2771.281 | 8105901 | no | no |  |  | no |  |  | 1354081.962 | 15356717.087 |  | -1
node_8105901_200844221 |  |  | PQ | AN | 2771.281 | 8105901 | no | no |  |  | no |  |  | 1354241.59 | 15356446.925 |  | -1
node_8105901_200844223 |  |  | PQ | AD | 2771.281 | 8105901 | no | no |  |  | no |  |  | 1354337.498 | 15356279.812 |  | -1
node_8105901_200844224 |  |  | PQ | AN | 2771.281 | 8105901 | no | no |  |  | no |  |  | 1354456.434 | 15356086.184 |  | -1
node_8105901_200844225 |  |  | PQ | AD | 2771.281 | 8105901 | no | no |  |  | no |  |  | 1353389.789 | 15356998.077 |  | -1
node_8105901_200844226 |  |  | PQ | AD | 2771.281 | 8105901 | no | no |  |  | no |  |  | 1353103.838 | 15357008.742 |  | -1
node_8105901_200844227 |  |  | PQ | AD | 2771.281 | 8105901 | no | no |  |  | no |  |  | 1353300.869 | 15356838.934 |  | -1
node_8105901_200844228 |  |  | PQ | AN | 2771.281 | 8105901 | no | no |  |  | no |  |  | 1353469.617 | 15356730.774 |  | -1
node_8105901_200844230 |  |  | PQ | AD | 2771.281 | 8105901 | no | no |  |  | no |  |  | 1352671.61 | 15356791.148 |  | -1
node_8105901_200844231 |  |  | PQ | AN | 2771.281 | 8105901 | no | no |  |  | no |  |  | 1352720.796 | 15356530.159 |  | -1
node_8105901_200844232 |  |  | PQ | AN | 2771.281 | 8105901 | no | no |  |  | no |  |  | 1352696.126 | 15356238.827 |  | -1
node_8105901_200844233 |  |  | PQ | AN | 2771.281 | 8105901 | no | no |  |  | no |  |  | 1352658.501 | 15355944.284 |  | -1
node_8105901_200844234 |  |  | PQ | AN | 2771.281 | 8105901 | no | no |  |  | no |  |  | 1352184.779 | 15357068.386 |  | -1
node_8105901_200844235 |  |  | PQ | AN | 2771.281 | 8105901 | no | no |  |  | no |  |  | 1351847.301 | 15357092.207 |  | -1
node_8105901_200844237 |  |  | PQ | AN | 2771.281 | 8105901 | no | no |  |  | no |  |  | 1351583.023 | 15357099.852 |  | -1
node_8105901_200844239 |  |  | PQ | AD | 2771.281 | 8105901 | no | no |  |  | no |  |  | 1353733.571 | 15357342.876 |  | -1
node_8105901_200844240 |  |  | PQ | AN | 2771.281 | 8105901 | no | no |  |  | no |  |  | 1351588.816 | 15361704.548 |  | -1
node_8105901_200844241 |  |  | PQ | AD | 2771.281 | 8105901 | no | no |  |  | no |  |  | 1351682.82 | 15361774.388 |  | -1
node_8105901_200844242 |  |  | PQ | AD | 2771.281 | 8105901 | no | no |  |  | no |  |  | 1352055.623 | 15362059.258 |  | -1
node_8105901_200844243 |  |  | PQ | AN | 2771.281 | 8105901 | no | no |  |  | no |  |  | 1352432.592 | 15362348.794 |  | -1
node_8105901_200844245 |  |  | PQ | AN | 2771.281 | 8105901 | no | no |  |  | no |  |  | 1351453.996 | 15361993.167 |  | -1
node_8105901_200844247 |  |  | PQ | AN | 2771.281 | 8105901 | no | no |  |  | no |  |  | 1351178.189 | 15362202.01 |  | -1
node_8105901_200844248 |  |  | PQ | AD | 2771.281 | 8105901 | no | no |  |  | no |  |  | 1353427.777 | 15357923.429 |  | -1
node_8105901_200844249 |  |  | PQ | AD | 2771.281 | 8105901 | no | no |  |  | no |  |  | 1353269.492 | 15358480.726 |  | -1
node_8105901_200844250 |  |  | PQ | AN | 2771.281 | 8105901 | no | no |  |  | no |  |  | 1353205.235 | 15358679.229 |  | -1
node_8105901_200844251 |  |  | PQ | AN | 2771.281 | 8105901 | no | no |  |  | no |  |  | 1353108.921 | 15359027.21 |  | -1
node_8105901_200844253 |  |  | PQ | AD | 2771.281 | 8105901 | no | no |  |  | no |  |  | 1352974.292 | 15359471.679 |  | -1
node_8105901_200844254 |  |  | PQ | AD | 2771.281 | 8105901 | no | no |  |  | no |  |  | 1352788.435 | 15360121.818 |  | -1
node_8105901_200844255 |  |  | PQ | AN | 2771.281 | 8105901 | no | no |  |  | no |  |  | 1352671.855 | 15360515.996 |  | -1
node_8105901_200844256 |  |  | PQ | AD | 2771.281 | 8105901 | no | no |  |  | no |  |  | 1352315.642 | 15360903.684 |  | -1
node_8105901_200844257 |  |  | PQ | AD | 2771.281 | 8105901 | no | no |  |  | no |  |  | 1351876.974 | 15361388.546 |  | -1
node_8105901_200844378 |  |  | PQ | AN | 2771.281 | 8105901 | no | no |  |  | no |  |  | 1349760.172 | 15352627.305 |  | -1
node_8105901_200844379 |  |  | PQ | AD | 2771.281 | 8105901 | no | no |  |  | no |  |  | 1349709.829 | 15352594.725 |  | -1
node_8105901_200844380 |  |  | PQ | AD | 2771.281 | 8105901 | no | no |  |  | no |  |  | 1349738.449 | 15352378.008 |  | -1
node_8105901_200844381 |  |  | PQ | AN | 2771.281 | 8105901 | no | no |  |  | no |  |  | 1349704.089 | 15352039.575 |  | -1
node_8105901_200844382 |  |  | PQ | AD | 2771.281 | 8105901 | no | no |  |  | no |  |  | 1349666.72 | 15351686.761 |  | -1
node_8105901_200844383 |  |  | PQ | AN | 2771.281 | 8105901 | no | no |  |  | no |  |  | 1349647.459 | 15351508.573 |  | -1
node_8105901_200844384 |  |  | PQ | AN | 2771.281 | 8105901 | no | no |  |  | no |  |  | 1349629.873 | 15351328.85 |  | -1
node_8105901_200844385 |  |  | PQ | AD | 2771.281 | 8105901 | no | no |  |  | no |  |  | 1349600.966 | 15351042.776 |  | -1
node_8105901_200844386 |  |  | PQ | AN | 2771.281 | 8105901 | no | no |  |  | no |  |  | 1349560.011 | 15350871.484 |  | -1
node_8105901_200844387 |  |  | PQ | AN | 2771.281 | 8105901 | no | no |  |  | no |  |  | 1348928.811 | 15355906.001 |  | -1
node_8105901_200844388 |  |  | PQ | AD | 2771.281 | 8105901 | no | no |  |  | no |  |  | 1349107.043 | 15355646.98 |  | -1
node_8105901_200844390 |  |  | PQ | AD | 2771.281 | 8105901 | no | no |  |  | no |  |  | 1349640.888 | 15354818.34 |  | -1
node_8105901_200844391 |  |  | PQ | AD | 2771.281 | 8105901 | no | no |  |  | no |  |  | 1349798.684 | 15354511.577 |  | -1
node_8105901_200844392 |  |  | PQ | AD | 2771.281 | 8105901 | no | no |  |  | no |  |  | 1349800.823 | 15353939.304 |  | -1
node_8105901_200844393 |  |  | PQ | AD | 2771.281 | 8105901 | no | no |  |  | no |  |  | 1349807.356 | 15353757.458 |  | -1
node_8105901_200844394 |  |  | PQ | AD | 2771.281 | 8105901 | no | no |  |  | no |  |  | 1350034.573 | 15353753.414 |  | -1
node_8105901_200844395 |  |  | PQ | AN | 2771.281 | 8105901 | no | no |  |  | no |  |  | 1350211.441 | 15353648.078 |  | -1
node_8105901_200844396 |  |  | PQ | AD | 2771.281 | 8105901 | no | no |  |  | no |  |  | 1349799.927 | 15353478.346 |  | -1
node_8105901_200844397 |  |  | PQ | AD | 2771.281 | 8105901 | no | no |  |  | no |  |  | 1349777.896 | 15353098.626 |  | -1
node_8105901_200844399 |  |  | PQ | AD | 2771.281 | 8105901 | no | no |  |  | no |  |  | 1359447.92 | 15363470.421 |  | -1
node_8105901_200844400 |  |  | PQ | AD | 2771.281 | 8105901 | no | no |  |  | no |  |  | 1359601.195 | 15363348.751 |  | -1
node_8105901_200844401 |  |  | PQ | AN | 2771.281 | 8105901 | no | no |  |  | no |  |  | 1362134.784 | 15362200.175 |  | -1
node_8105901_200844404 |  |  | PQ | AD | 2771.281 | 8105901 | no | no |  |  | no |  |  | 1362373.281 | 15362192.592 |  | -1
node_8105901_200844405 |  |  | PQ | AN | 2771.281 | 8105901 | no | no |  |  | no |  |  | 1362982.959 | 15362177.862 |  | -1
node_8105901_200844406 |  |  | PQ | AN | 2771.281 | 8105901 | no | no |  |  | no |  |  | 1363369.437 | 15362224.555 |  | -1
node_8105901_200844408 |  |  | PQ | AN | 2771.281 | 8105901 | no | no |  |  | no |  |  | 1363634.267 | 15362252.887 |  | -1
node_8105901_200844409 |  |  | PQ | AD | 2771.281 | 8105901 | no | no |  |  | no |  |  | 1363736.627 | 15362342.568 |  | -1
node_8105901_200844410 |  |  | PQ | AD | 2771.281 | 8105901 | no | no |  |  | no |  |  | 1364019.667 | 15362350.138 |  | -1
node_8105901_200844411 |  |  | PQ | AN | 2771.281 | 8105901 | no | no |  |  | no |  |  | 1364308.351 | 15362354.104 |  | -1
node_8105901_200844413 |  |  | PQ | AD | 2771.281 | 8105901 | no | no |  |  | no |  |  | 1365094.547 | 15362370.256 |  | -1
node_8105901_200844415 |  |  | PQ | AD | 2771.281 | 8105901 | no | no |  |  | no |  |  | 1365351.745 | 15362377.165 |  | -1
node_8105901_200844416 |  |  | PQ | AD | 2771.281 | 8105901 | no | no |  |  | no |  |  | 1359753.068 | 15363228.079 |  | -1
node_8105901_200844417 |  |  | PQ | AN | 2771.281 | 8105901 | no | no |  |  | no |  |  | 1365489.244 | 15362376.59 |  | -1
node_8105901_200844418 |  |  | PQ | AN | 2771.281 | 8105901 | no | no |  |  | no |  |  | 1365721.281 | 15362391.573 |  | -1
node_8105901_200844421 |  |  | PQ | AD | 2771.281 | 8105901 | no | no |  |  | no |  |  | 1366006.855 | 15362264.168 |  | -1
node_8105901_200844422 |  |  | PQ | AD | 2771.281 | 8105901 | no | no |  |  | no |  |  | 1366181.014 | 15361977.524 |  | -1
node_8105901_200844423 |  |  | PQ | AN | 2771.281 | 8105901 | no | no |  |  | no |  |  | 1366354.174 | 15361698.931 |  | -1
node_8105901_200844424 |  |  | PQ | AN | 2771.281 | 8105901 | no | no |  |  | no |  |  | 1366368.277 | 15361432.42 |  | -1
node_8105901_200844425 |  |  | PQ | AD | 2771.281 | 8105901 | no | no |  |  | no |  |  | 1360023.348 | 15363006.817 |  | -1
node_8105901_200844426 |  |  | PQ | AN | 2771.281 | 8105901 | no | no |  |  | no |  |  | 1360120.649 | 15362929.131 |  | -1
node_8105901_200844427 |  |  | PQ | AD | 2771.281 | 8105901 | no | no |  |  | no |  |  | 1360296.194 | 15362782.841 |  | -1
node_8105901_200844428 |  |  | PQ | AD | 2771.281 | 8105901 | no | no |  |  | no |  |  | 1360555.46 | 15362569.275 |  | -1
node_8105901_200844431 |  |  | PQ | AN | 2771.281 | 8105901 | no | no |  |  | no |  |  | 1361010.417 | 15362189.887 |  | -1
node_8105901_200844433 |  |  | PQ | AN | 2771.281 | 8105901 | no | no |  |  | no |  |  | 1361398.819 | 15362207.378 |  | -1
node_8105901_200844435 |  |  | PQ | AN | 2771.281 | 8105901 | no | no |  |  | no |  |  | 1361737.654 | 15362208.761 |  | -1
node_8105901_200844436 |  |  | PQ | AD | 2771.281 | 8105901 | no | no |  |  | no |  |  | 1357846.809 | 15362368.905 |  | -1
node_8105901_200844437 |  |  | PQ | AD | 2771.281 | 8105901 | no | no |  |  | no |  |  | 1357805.885 | 15365626.721 |  | -1
node_8105901_200844438 |  |  | PQ | AD | 2771.281 | 8105901 | no | no |  |  | no |  |  | 1357792.813 | 15366009.5 |  | -1
node_8105901_200844439 |  |  | PQ | AD | 2771.281 | 8105901 | no | no |  |  | no |  |  | 1357782.375 | 15366374.381 |  | -1
node_8105901_200844440 |  |  | PQ | AD | 2771.281 | 8105901 | no | no |  |  | no |  |  | 1357772.844 | 15366727.645 |  | -1
node_8105901_200844441 |  |  | PQ | AN | 2771.281 | 8105901 | no | no |  |  | no |  |  | 1357757.425 | 15367106.673 |  | -1
node_8105901_200844442 |  |  | PQ | AD | 2771.281 | 8105901 | no | no |  |  | no |  |  | 1357748.629 | 15367400.823 |  | -1
node_8105901_200844444 |  |  | PQ | AD | 2771.281 | 8105901 | no | no |  |  | no |  |  | 1357841.744 | 15362721.031 |  | -1
node_8105901_200844445 |  |  | PQ | AD | 2771.281 | 8105901 | no | no |  |  | no |  |  | 1357829.265 | 15363051.11 |  | -1
node_8105901_200844450 |  |  | PQ | AN | 2771.281 | 8105901 | no | no |  |  | no |  |  | 1357831.891 | 15364651.064 |  | -1
node_8105901_200844452 |  |  | PQ | AD | 2771.281 | 8105901 | no | no |  |  | no |  |  | 1357824.049 | 15364978.925 |  | -1
node_8105901_200844453 |  |  | PQ | AN | 2771.281 | 8105901 | no | no |  |  | no |  |  | 1357814.759 | 15365280.586 |  | -1
node_8105901_200844557 |  |  | PQ | AD | 2771.281 | 8105901 | no | no |  |  | no |  |  | 1346265.821 | 15360740.933 |  | -1
node_8105901_200844558 |  |  | PQ | AD | 2771.281 | 8105901 | no | no |  |  | no |  |  | 1346155.339 | 15360926.247 |  | -1
node_8105901_200844559 |  |  | PQ | AN | 2771.281 | 8105901 | no | no |  |  | no |  |  | 1346053.079 | 15361122.195 |  | -1
node_8105901_200844560 |  |  | PQ | AN | 2771.281 | 8105901 | no | no |  |  | no |  |  | 1368128.155 | 15361326.361 |  | -1
node_8105901_200844561 |  |  | PQ | AN | 2771.281 | 8105901 | no | no |  |  | no |  |  | 1366893.117 | 15360944.343 |  | -1
node_8105901_200844562 |  |  | PQ | AD | 2771.281 | 8105901 | no | no |  |  | no |  |  | 1366679.706 | 15360917.033 |  | -1
node_8105901_200844563 |  |  | PQ | AD | 2771.281 | 8105901 | no | no |  |  | no |  |  | 1366465.861 | 15361022.865 |  | -1
node_8105901_200844564 |  |  | PQ | AD | 2771.281 | 8105901 | no | no |  |  | no |  |  | 1366455.558 | 15361317.185 |  | -1
node_8105901_200844565 |  |  | PQ | AD | 2771.281 | 8105901 | no | no |  |  | no |  |  | 1368003.574 | 15361281.728 |  | -1
node_8105901_200844567 |  |  | PQ | AN | 2771.281 | 8105901 | no | no |  |  | no |  |  | 1368056.73 | 15361091.179 |  | -1
node_8105901_200844568 |  |  | PQ | AD | 2771.281 | 8105901 | no | no |  |  | no |  |  | 1367934.524 | 15361103.718 |  | -1
node_8105901_200844569 |  |  | PQ | AD | 2771.281 | 8105901 | no | no |  |  | no |  |  | 1367782.408 | 15361091.352 |  | -1
node_8105901_200844571 |  |  | PQ | AN | 2771.281 | 8105901 | no | no |  |  | no |  |  | 1367659.816 | 15361081.699 |  | -1
node_8105901_200844572 |  |  | PQ | AN | 2771.281 | 8105901 | no | no |  |  | no |  |  | 1367487.196 | 15361050.148 |  | -1
node_8105901_200844573 |  |  | PQ | AD | 2771.281 | 8105901 | no | no |  |  | no |  |  | 1367459.855 | 15360987.081 |  | -1
node_8105901_200844574 |  |  | PQ | AN | 2771.281 | 8105901 | no | no |  |  | no |  |  | 1367168.286 | 15360976.033 |  | -1
node_8105901_200844585 |  |  | PQ | AD | 2771.281 | 8105901 | no | no |  |  | no |  |  | 1346495.715 | 15361047.981 |  | -1
node_8105901_200844586 |  |  | PQ | AN | 2771.281 | 8105901 | no | no |  |  | no |  |  | 1347486.184 | 15363664.234 |  | -1
node_8105901_200844588 |  |  | PQ | AN | 2771.281 | 8105901 | no | no |  |  | no |  |  | 1347701.65 | 15363901.95 |  | -1
node_8105901_200844591 |  |  | PQ | AN | 2771.281 | 8105901 | no | no |  |  | no |  |  | 1347872.175 | 15363972.517 |  | -1
node_8105901_200844592 |  |  | PQ | AN | 2771.281 | 8105901 | no | no |  |  | no |  |  | 1347846.258 | 15364232.587 |  | -1
node_8105901_200844593 |  |  | PQ | AN | 2771.281 | 8105901 | no | no |  |  | no |  |  | 1347882.247 | 15364506.081 |  | -1
node_8105901_200844595 |  |  | PQ | AD | 2771.281 | 8105901 | no | no |  |  | no |  |  | 1346719.79 | 15361363.978 |  | -1
node_8105901_200844596 |  |  | PQ | AD | 2771.281 | 8105901 | no | no |  |  | no |  |  | 1346727.368 | 15361825.883 |  | -1
node_8105901_200844597 |  |  | PQ | AD | 2771.281 | 8105901 | no | no |  |  | no |  |  | 1346704.379 | 15362307.389 |  | -1
node_8105901_200844598 |  |  | PQ | AD | 2771.281 | 8105901 | no | no |  |  | no |  |  | 1346735.843 | 15362570.02 |  | -1
node_8105901_200844599 |  |  | PQ | AD | 2771.281 | 8105901 | no | no |  |  | no |  |  | 1346848.075 | 15362811.743 |  | -1
node_8105901_200844600 |  |  | PQ | AD | 2771.281 | 8105901 | no | no |  |  | no |  |  | 1346999.837 | 15363029.54 |  | -1
node_8105901_200844601 |  |  | PQ | AN | 2771.281 | 8105901 | no | no |  |  | no |  |  | 1347141.079 | 15363256.817 |  | -1
node_8105901_200844603 |  |  | PQ | AN | 2771.281 | 8105901 | no | no |  |  | no |  |  | 1347478.496 | 15363394.777 |  | -1
node_8105901_200844604 |  |  | PQ | AN | 2771.281 | 8105901 | no | no |  |  | no |  |  | 1345882.818 | 15363634.682 |  | -1
node_8105901_200844605 |  |  | PQ | AN | 2771.281 | 8105901 | no | no |  |  | no |  |  | 1345933.875 | 15363389.8 |  | -1
node_8105901_200844606 |  |  | PQ | AN | 2771.281 | 8105901 | no | no |  |  | no |  |  | 1346533.877 | 15362421.644 |  | -1
node_8105901_200844607 |  |  | PQ | AN | 2771.281 | 8105901 | no | no |  |  | no |  |  | 1346279.02 | 15363855.493 |  | -1
node_8105901_200844620 |  |  | PQ | AN | 2771.281 | 8105901 | no | no |  |  | no |  |  | 1358246.671 | 15359553.042 |  | -1
node_8105901_200844621 |  |  | PQ | AD | 2771.281 | 8105901 | no | no |  |  | no |  |  | 1367369.569 | 15360805.659 |  | -1
node_8105901_200844622 |  |  | PQ | AN | 2771.281 | 8105901 | no | no |  |  | no |  |  | 1364852.016 | 15359660.715 |  | -1
node_8105901_200844623 |  |  | PQ | AD | 2771.281 | 8105901 | no | no |  |  | no |  |  | 1364484.552 | 15359424.827 |  | -1
node_8105901_200844624 |  |  | PQ | AN | 2771.281 | 8105901 | no | no |  |  | no |  |  | 1364045.648 | 15359234.865 |  | -1
node_8105901_200844626 |  |  | PQ | AN | 2771.281 | 8105901 | no | no |  |  | no |  |  | 1363708.819 | 15359084.34 |  | -1
node_8105901_200844627 |  |  | PQ | AN | 2771.281 | 8105901 | no | no |  |  | no |  |  | 1363370.7 | 15358937.727 |  | -1
node_8105901_200844628 |  |  | PQ | AD | 2771.281 | 8105901 | no | no |  |  | no |  |  | 1363521.275 | 15358713.671 |  | -1
node_8105901_200844629 |  |  | PQ | AD | 2771.281 | 8105901 | no | no |  |  | no |  |  | 1363733.713 | 15358582.34 |  | -1
node_8105901_200844630 |  |  | PQ | AD | 2771.281 | 8105901 | no | no |  |  | no |  |  | 1363927.82 | 15358388.08 |  | -1
node_8105901_200844631 |  |  | PQ | AN | 2771.281 | 8105901 | no | no |  |  | no |  |  | 1364005.373 | 15358121.011 |  | -1
node_8105901_200844633 |  |  | PQ | AD | 2771.281 | 8105901 | no | no |  |  | no |  |  | 1363218.237 | 15358917.908 |  | -1
node_8105901_200844634 |  |  | PQ | AN | 2771.281 | 8105901 | no | no |  |  | no |  |  | 1363044.834 | 15358785.183 |  | -1
node_8105901_200844635 |  |  | PQ | AN | 2771.281 | 8105901 | no | no |  |  | no |  |  | 1362895.632 | 15358631.374 |  | -1
node_8105901_200844636 |  |  | PQ | AN | 2771.281 | 8105901 | no | no |  |  | no |  |  | 1362943.381 | 15358263.593 |  | -1
node_8105901_200844637 |  |  | PQ | AN | 2771.281 | 8105901 | no | no |  |  | no |  |  | 1362922.103 | 15358012.365 |  | -1
node_8105901_200844638 |  |  | PQ | AD | 2771.281 | 8105901 | no | no |  |  | no |  |  | 1362650.561 | 15358323.553 |  | -1
node_8105901_200844639 |  |  | PQ | AD | 2771.281 | 8105901 | no | no |  |  | no |  |  | 1362421.279 | 15358019.936 |  | -1
node_8105901_200844640 |  |  | PQ | AD | 2771.281 | 8105901 | no | no |  |  | no |  |  | 1367088.532 | 15360720.892 |  | -1
node_8105901_200844641 |  |  | PQ | AD | 2771.281 | 8105901 | no | no |  |  | no |  |  | 1362150.339 | 15357890.621 |  | -1
node_8105901_200844642 |  |  | PQ | AD | 2771.281 | 8105901 | no | no |  |  | no |  |  | 1361875.342 | 15357771.401 |  | -1
node_8105901_200844643 |  |  | PQ | AD | 2771.281 | 8105901 | no | no |  |  | no |  |  | 1361525.368 | 15357752.585 |  | -1
node_8105901_200844644 |  |  | PQ | AD | 2771.281 | 8105901 | no | no |  |  | no |  |  | 1361186.591 | 15357737.459 |  | -1
node_8105901_200844645 |  |  | PQ | AD | 2771.281 | 8105901 | no | no |  |  | no |  |  | 1360817.258 | 15357748.715 |  | -1
node_8105901_200844646 |  |  | PQ | AN | 2771.281 | 8105901 | no | no |  |  | no |  |  | 1360446.864 | 15357764.47 |  | -1
node_8105901_200844648 |  |  | PQ | AN | 2771.281 | 8105901 | no | no |  |  | no |  |  | 1360172.537 | 15357768.216 |  | -1
node_8105901_200844649 |  |  | PQ | AD | 2771.281 | 8105901 | no | no |  |  | no |  |  | 1359854.113 | 15357745.546 |  | -1
node_8105901_200844650 |  |  | PQ | AN | 2771.281 | 8105901 | no | no |  |  | no |  |  | 1359549.831 | 15357857.435 |  | -1
node_8105901_200844651 |  |  | PQ | AD | 2771.281 | 8105901 | no | no |  |  | no |  |  | 1359281.807 | 15357949.607 |  | -1
node_8105901_200844652 |  |  | PQ | AD | 2771.281 | 8105901 | no | no |  |  | no |  |  | 1359014.405 | 15358045.74 |  | -1
node_8105901_200844653 |  |  | PQ | AD | 2771.281 | 8105901 | no | no |  |  | no |  |  | 1366795.847 | 15360614.921 |  | -1
node_8105901_200844654 |  |  | PQ | AD | 2771.281 | 8105901 | no | no |  |  | no |  |  | 1358739.108 | 15358142.618 |  | -1
node_8105901_200844655 |  |  | PQ | AD | 2771.281 | 8105901 | no | no |  |  | no |  |  | 1358477.141 | 15358241.284 |  | -1
node_8105901_200844656 |  |  | PQ | AD | 2771.281 | 8105901 | no | no |  |  | no |  |  | 1358201.256 | 15358341.314 |  | -1
node_8105901_200844657 |  |  | PQ | AD | 2771.281 | 8105901 | no | no |  |  | no |  |  | 1357929.811 | 15358441.327 |  | -1
node_8105901_200844658 |  |  | PQ | AD | 2771.281 | 8105901 | no | no |  |  | no |  |  | 1357878.342 | 15358551.149 |  | -1
node_8105901_200844659 |  |  | PQ | AN | 2771.281 | 8105901 | no | no |  |  | no |  |  | 1357916.516 | 15358910.499 |  | -1
node_8105901_200844660 |  |  | PQ | AD | 2771.281 | 8105901 | no | no |  |  | no |  |  | 1357754.085 | 15358446.244 |  | -1
node_8105901_200844661 |  |  | PQ | AD | 2771.281 | 8105901 | no | no |  |  | no |  |  | 1357508.769 | 15358460.505 |  | -1
node_8105901_200844662 |  |  | PQ | AD | 2771.281 | 8105901 | no | no |  |  | no |  |  | 1357286.526 | 15358225.025 |  | -1
node_8105901_200844663 |  |  | PQ | AD | 2771.281 | 8105901 | no | no |  |  | no |  |  | 1357049.864 | 15357992.156 |  | -1
node_8105901_200844664 |  |  | PQ | AD | 2771.281 | 8105901 | no | no |  |  | no |  |  | 1356910.981 | 15357760.435 |  | -1
node_8105901_200844666 |  |  | PQ | AD | 2771.281 | 8105901 | no | no |  |  | no |  |  | 1356613.349 | 15357664.018 |  | -1
node_8105901_200844667 |  |  | PQ | AD | 2771.281 | 8105901 | no | no |  |  | no |  |  | 1366504.323 | 15360520.345 |  | -1
node_8105901_200844668 |  |  | PQ | AD | 2771.281 | 8105901 | no | no |  |  | no |  |  | 1356312.392 | 15357570.755 |  | -1
node_8105901_200844669 |  |  | PQ | AD | 2771.281 | 8105901 | no | no |  |  | no |  |  | 1356025.897 | 15357481.85 |  | -1
node_8105901_200844670 |  |  | PQ | AN | 2771.281 | 8105901 | no | no |  |  | no |  |  | 1355784.974 | 15357526.924 |  | -1
node_8105901_200844671 |  |  | PQ | AD | 2771.281 | 8105901 | no | no |  |  | no |  |  | 1355484.245 | 15357556.194 |  | -1
node_8105901_200844672 |  |  | PQ | AD | 2771.281 | 8105901 | no | no |  |  | no |  |  | 1366264.581 | 15360469.407 |  | -1
node_8105901_200844673 |  |  | PQ | AD | 2771.281 | 8105901 | no | no |  |  | no |  |  | 1366103.86 | 15360329.352 |  | -1
node_8105901_200844674 |  |  | PQ | AD | 2771.281 | 8105901 | no | no |  |  | no |  |  | 1365709.604 | 15360134.842 |  | -1
node_8105901_200844675 |  |  | PQ | AN | 2771.281 | 8105901 | no | no |  |  | no |  |  | 1365357.138 | 15359956.835 |  | -1
node_8105901_200844676 |  |  | PQ | AD | 2771.281 | 8105901 | no | no |  |  | no |  |  | 1365079.258 | 15359855.502 |  | -1
node_8105901_200844691 |  |  | PQ | AN | 2771.281 | 8105901 | no | no |  |  | no |  |  | 1355018.688 | 15356786.873 |  | -1
node_8105901_200844692 |  |  | PQ | AN | 2771.281 | 8105901 | no | no |  |  | no |  |  | 1354842.234 | 15356756.219 |  | -1
node_8105901_200844694 |  |  | PQ | AN | 2771.281 | 8105901 | no | no |  |  | no |  |  | 1354605.255 | 15356614.087 |  | -1
node_8105901_200844703 |  |  | PQ | AD | 2771.281 | 8105901 | no | no |  |  | no |  |  | 1347068.433 | 15362667.927 |  | -1
node_8105901_200844704 |  |  | PQ | AD | 2771.281 | 8105901 | no | no |  |  | no |  |  | 1349473.971 | 15360902.997 |  | -1
node_8105901_200844705 |  |  | PQ | AD | 2771.281 | 8105901 | no | no |  |  | no |  |  | 1349743.292 | 15360771.93 |  | -1
node_8105901_200844706 |  |  | PQ | AD | 2771.281 | 8105901 | no | no |  |  | no |  |  | 1349560.909 | 15360537.616 |  | -1
node_8105901_200844707 |  |  | PQ | AN | 2771.281 | 8105901 | no | no |  |  | no |  |  | 1349386.13 | 15360325.733 |  | -1
node_8105901_200844708 |  |  | PQ | AD | 2771.281 | 8105901 | no | no |  |  | no |  |  | 1349874.859 | 15360557.029 |  | -1
node_8105901_200844709 |  |  | PQ | AD | 2771.281 | 8105901 | no | no |  |  | no |  |  | 1350012.154 | 15360340.801 |  | -1
node_8105901_200844710 |  |  | PQ | AD | 2771.281 | 8105901 | no | no |  |  | no |  |  | 1350154.327 | 15360100.959 |  | -1
node_8105901_200844711 |  |  | PQ | AN | 2771.281 | 8105901 | no | no |  |  | no |  |  | 1350252.177 | 15359875.21 |  | -1
node_8105901_200844712 |  |  | PQ | AN | 2771.281 | 8105901 | no | no |  |  | no |  |  | 1350382.379 | 15359717.269 |  | -1
node_8105901_200844713 |  |  | PQ | AD | 2771.281 | 8105901 | no | no |  |  | no |  |  | 1350429.713 | 15359551.393 |  | -1
node_8105901_200844714 |  |  | PQ | AD | 2771.281 | 8105901 | no | no |  |  | no |  |  | 1350475.843 | 15359337.643 |  | -1
node_8105901_200844715 |  |  | PQ | AN | 2771.281 | 8105901 | no | no |  |  | no |  |  | 1350526.629 | 15359122.398 |  | -1
node_8105901_200844717 |  |  | PQ | AN | 2771.281 | 8105901 | no | no |  |  | no |  |  | 1347362.083 | 15362498.418 |  | -1
node_8105901_200844719 |  |  | PQ | AD | 2771.281 | 8105901 | no | no |  |  | no |  |  | 1350576.381 | 15358915.42 |  | -1
node_8105901_200844720 |  |  | PQ | AD | 2771.281 | 8105901 | no | no |  |  | no |  |  | 1350634.666 | 15358701.255 |  | -1
node_8105901_200844721 |  |  | PQ | AD | 2771.281 | 8105901 | no | no |  |  | no |  |  | 1350671.971 | 15358474.846 |  | -1
node_8105901_200844722 |  |  | PQ | AD | 2771.281 | 8105901 | no | no |  |  | no |  |  | 1350698.001 | 15358189.086 |  | -1
node_8105901_200844723 |  |  | PQ | AD | 2771.281 | 8105901 | no | no |  |  | no |  |  | 1350697.451 | 15357906.473 |  | -1
node_8105901_200844724 |  |  | PQ | AN | 2771.281 | 8105901 | no | no |  |  | no |  |  | 1350704.035 | 15357624.443 |  | -1
node_8105901_200844725 |  |  | PQ | AN | 2771.281 | 8105901 | no | no |  |  | no |  |  | 1350706.844 | 15357347.816 |  | -1
node_8105901_200844726 |  |  | PQ | AD | 2771.281 | 8105901 | no | no |  |  | no |  |  | 1347671.049 | 15362300.593 |  | -1
node_8105901_200844727 |  |  | PQ | AN | 2771.281 | 8105901 | no | no |  |  | no |  |  | 1347502.535 | 15362054.863 |  | -1
node_8105901_200844728 |  |  | PQ | AD | 2771.281 | 8105901 | no | no |  |  | no |  |  | 1347933.97 | 15362065.815 |  | -1
node_8105901_200844729 |  |  | PQ | AN | 2771.281 | 8105901 | no | no |  |  | no |  |  | 1348248.974 | 15362108.923 |  | -1
node_8105901_200844730 |  |  | PQ | AN | 2771.281 | 8105901 | no | no |  |  | no |  |  | 1348157.565 | 15361902.918 |  | -1
node_8105901_200844731 |  |  | PQ | AN | 2771.281 | 8105901 | no | no |  |  | no |  |  | 1348441.061 | 15361695.441 |  | -1
node_8105901_200844732 |  |  | PQ | AN | 2771.281 | 8105901 | no | no |  |  | no |  |  | 1348670.687 | 15361522.485 |  | -1
node_8105901_200844733 |  |  | PQ | AD | 2771.281 | 8105901 | no | no |  |  | no |  |  | 1348972.724 | 15361350.614 |  | -1
node_8105901_200844734 |  |  | PQ | AN | 2771.281 | 8105901 | no | no |  |  | no |  |  | 1348864.16 | 15361190.126 |  | -1
node_8105901_200844735 |  |  | PQ | AN | 2771.281 | 8105901 | no | no |  |  | no |  |  | 1349113.014 | 15361240.448 |  | -1
node_8105901_200844737 |  |  | PQ | AN | 2771.281 | 8105901 | no | no |  |  | no |  |  | 1349246.47 | 15361134.697 |  | -1
node_8105901_200844743 |  |  | PQ | AD | 2771.281 | 8105901 | no | no |  |  | no |  |  | 1351901.095 | 15361553.566 |  | -1
node_8105901_200844744 |  |  | PQ | AN | 2771.281 | 8105901 | no | no |  |  | no |  |  | 1352126.951 | 15361322.459 |  | -1
node_8105901_200844745 |  |  | PQ | AN | 2771.281 | 8105901 | no | no |  |  | no |  |  | 1352359.517 | 15361086.261 |  | -1
node_8105901_200844746 |  |  | PQ | AN | 2771.281 | 8105901 | no | no |  |  | no |  |  | 1352414.865 | 15361291.137 |  | -1
node_8105901_200844747 |  |  | PQ | AN | 2771.281 | 8105901 | no | no |  |  | no |  |  | 1352468.631 | 15361506.252 |  | -1
node_8105901_200844797 |  |  | PQ | AN | 2771.281 | 8105901 | no | no |  |  | no |  |  | 1352532.071 | 15362144.388 |  | -1
node_8105901_200844798 |  |  | PQ | AN | 2771.281 | 8105901 | no | no |  |  | no |  |  | 1352780.418 | 15362199.891 |  | -1
node_8105901_200844799 |  |  | PQ | AD | 2771.281 | 8105901 | no | no |  |  | no |  |  | 1353066.732 | 15362208.58 |  | -1
node_8105901_200844800 |  |  | PQ | AN | 2771.281 | 8105901 | no | no |  |  | no |  |  | 1353351.863 | 15362222.419 |  | -1
node_8105901_200844801 |  |  | PQ | AD | 2771.281 | 8105901 | no | no |  |  | no |  |  | 1361847.733 | 15357696.212 |  | -1
node_8105901_200844802 |  |  | PQ | AN | 2771.281 | 8105901 | no | no |  |  | no |  |  | 1361054.023 | 15355537.717 |  | -1
node_8105901_200844803 |  |  | PQ | AD | 2771.281 | 8105901 | no | no |  |  | no |  |  | 1361040.575 | 15355329.444 |  | -1
node_8105901_200844804 |  |  | PQ | AD | 2771.281 | 8105901 | no | no |  |  | no |  |  | 1360897.689 | 15355125.212 |  | -1
node_8105901_200844805 |  |  | PQ | AD | 2771.281 | 8105901 | no | no |  |  | no |  |  | 1360898.565 | 15354871.434 |  | -1
node_8105901_200844806 |  |  | PQ | AN | 2771.281 | 8105901 | no | no |  |  | no |  |  | 1360781.823 | 15354779.005 |  | -1
node_8105901_200844807 |  |  | PQ | AN | 2771.281 | 8105901 | no | no |  |  | no |  |  | 1361845.763 | 15357498.484 |  | -1
node_8105901_200844808 |  |  | PQ | AD | 2771.281 | 8105901 | no | no |  |  | no |  |  | 1361759.553 | 15357217.828 |  | -1
node_8105901_200844809 |  |  | PQ | AD | 2771.281 | 8105901 | no | no |  |  | no |  |  | 1361669.642 | 15356948.751 |  | -1
node_8105901_200844810 |  |  | PQ | AD | 2771.281 | 8105901 | no | no |  |  | no |  |  | 1361574.946 | 15356683.012 |  | -1
node_8105901_200844811 |  |  | PQ | AD | 2771.281 | 8105901 | no | no |  |  | no |  |  | 1361512.945 | 15356460.892 |  | -1
node_8105901_200844812 |  |  | PQ | AD | 2771.281 | 8105901 | no | no |  |  | no |  |  | 1361397.519 | 15356212.133 |  | -1
node_8105901_200844813 |  |  | PQ | AD | 2771.281 | 8105901 | no | no |  |  | no |  |  | 1361292.238 | 15355982.859 |  | -1
node_8105901_200844814 |  |  | PQ | AD | 2771.281 | 8105901 | no | no |  |  | no |  |  | 1361188.584 | 15355757.756 |  | -1
node_8105901_200909394 |  |  | PQ | AD | 2771.281 | 8105901 | no | no |  |  | no |  |  | 1355460.728 | 15357829.098 |  | -1
node_8105901_200911520 |  |  | PQ | ABCN | 19918.584 | 8105901 | no | no |  |  | no |  |  | 1368363.796 | 15361905.85 |  | -1
node_8105901_200911521 |  |  | PQ | ABCN | 19918.584 | 8105901 | no | no |  |  | no |  |  | 1368402.192 | 15361684.458 |  | -1
node_8105901_200911524 |  |  | PQ | ABCN | 19918.584 | 8105901 | no | no |  |  | no |  |  | 1368501.844 | 15361006.661 |  | -1
node_8105901_200911525 |  |  | PQ | ABCN | 19918.584 | 8105901 | no | no |  |  | no |  |  | 1368468.653 | 15361234.895 |  | -1
node_8105901_200952703 |  |  | PQ | AN | 2771.281 | 8105901 | no | no |  |  | no |  |  | 1347286.762 | 15363463.657 |  | -1
node_8105901_200953407 |  |  | PQ | AD | 2771.281 | 8105901 | no | no |  |  | no |  |  | 1368020.893 | 15361291.988 |  | -1
node_8105901_200968822 |  |  | PQ | AN | 2771.281 | 8105901 | no | no |  |  | no |  |  | 1352629.328 | 15357040.181 |  | -1
node_8105901_200978541 |  |  | PQ | AN | 2771.281 | 8105901 | no | no |  |  | no |  |  | 1347793.158 | 15356023.232 |  | -1
node_8105901_200978542 |  |  | PQ | AN | 2771.281 | 8105901 | no | no |  |  | no |  |  | 1348660.198 | 15356338.741 |  | -1
node_8105901_200978873 |  |  | PQ | AN | 2771.281 | 8105901 | no | no |  |  | no |  |  | 1348827.343 | 15356085.601 |  | -1
node_8105901_200980054 |  |  | PQ | AD | 2771.281 | 8105901 | no | no |  |  | no |  |  | 1357864.441 | 15361945.145 |  | -1
node_8105901_200980055 |  |  | PQ | AN | 2771.281 | 8105901 | no | no |  |  | no |  |  | 1357871.126 | 15361730.855 |  | -1
node_8105901_200987528 |  |  | PQ | AN | 2771.281 | 8105901 | no | no |  |  | no |  |  | 1353200.897 | 15363413.622 |  | -1
node_8105901_200988655 |  |  | PQ | AD | 2771.281 | 8105901 | no | no |  |  | no |  |  | 1354632.564 | 15356745.952 |  | -1
node_8105901_200988656 |  |  | PQ | AD | 2771.281 | 8105901 | no | no |  |  | no |  |  | 1349315.436 | 15355359.536 |  | -1
node_8105901_201012766 |  |  | PQ | AN | 2771.281 | 8105901 | no | no |  |  | no |  |  | 1347238.448 | 15356154.907 |  | -1
node_8105901_201020582 |  |  | PQ | AD | 2771.281 | 8105901 | no | no |  |  | no |  |  | 1357818.492 | 15363392.612 |  | -1
node_8105901_201025783 |  |  | PQ | AN | 2771.281 | 8105901 | no | no |  |  | no |  |  | 1360784.105 | 15362373.795 |  | -1
node_8105901_201025784 |  |  | PQ | AN | 2771.281 | 8105901 | no | no |  |  | no |  |  | 1364706.333 | 15362361.771 |  | -1
node_8105901_201052130 |  |  | PQ | AD | 2771.281 | 8105901 | no | no |  |  | no |  |  | 1357803.389 | 15363891.383 |  | -1
node_8105901_201052132 |  |  | PQ | AN | 2771.281 | 8105901 | no | no |  |  | no |  |  | 1357853.471 | 15364329.919 |  | -1
node_8105901_310016884 |  |  | PQ | AN | 2771.281 | 8105901 | no | no |  |  | no |  |  | 1357733.727 | 15368319.394 |  | -1
node_8105901_310019456 |  |  | PQ | AN | 2771.281 | 8105901 | no | no |  |  | no |  |  | 1360714.059 | 15354502.348 |  | -1
node_8105901_310019457 |  |  | PQ | AN | 2771.281 | 8105901 | no | no |  |  | no |  |  | 1360684.999 | 15354336.248 |  | -1
node_8105901_310019458 |  |  | PQ | AN | 2771.281 | 8105901 | no | no |  |  | no |  |  | 1360664.712 | 15354097.219 |  | -1
node_8105901_310019459 |  |  | PQ | AN | 2771.281 | 8105901 | no | no |  |  | no |  |  | 1360636.857 | 15353871.285 |  | -1
node_8105901_310019460 |  |  | PQ | AN | 2771.281 | 8105901 | no | no |  |  | no |  |  | 1360699.681 | 15353795.099 |  | -1
node_8105901_310019461 |  |  | PQ | AN | 2771.281 | 8105901 | no | no |  |  | no |  |  | 1360774.126 | 15353721.372 |  | -1
node_8105901_310027931 |  |  | PQ | AD | 2771.281 | 8105901 | no | no |  |  | no |  |  | 1351325.185 | 15357089.211 |  | -1
node_8105901_310027934 |  |  | PQ | AN | 2771.281 | 8105901 | no | no |  |  | no |  |  | 1351324.718 | 15357305.715 |  | -1
node_8105901_311886761 |  |  | PQ | AN | 2771.281 | 8105901 | no | no |  |  | no |  |  | 1363447.824 | 15366647.225 |  | -1
node_8105901_311899966 |  |  | PQ | AN | 2771.281 | 8105901 | no | no |  |  | no |  |  | 1348494.709 | 15361824.458 |  | -1
node_8105901_311917360 |  |  | PQ | AN | 2771.281 | 8105901 | no | no |  |  | no |  |  | 1350071.367 | 15360401.088 |  | -1
node_8105901_311926175 |  |  | PQ | AD | 2771.281 | 8105901 | no | no |  |  | no |  |  | 1360740.451 | 15364932.227 |  | -1
node_8105901_311929621 |  |  | PQ | AN | 2771.281 | 8105901 | no | no |  |  | no |  |  | 1367067.267 | 15361843.043 |  | -1
node_8105901_312082906 |  |  | PQ | AN | 0 | 8105901 | no | no |  |  | no |  |  | 1349376.133 | 15350449.865 |  | -1
node_8105901_312082908 |  |  | PQ | AD | 2771.281 | 8105901 | no | no |  |  | no |  |  | 1349494.808 | 15350859.086 |  | -1
node_8105901_312088743 |  |  | PQ | AN | 2771.281 | 8105901 | no | no |  |  | no |  |  | 1348841.332 | 15361179.753 |  | -1
node_8105901_312088746 |  |  | PQ | AN | 2771.281 | 8105901 | no | no |  |  | no |  |  | 1348514.497 | 15360724.406 |  | -1
node_8105901_312125014 |  |  | PQ | AN | 2771.281 | 8105901 | no | no |  |  | no |  |  | 1357838.751 | 15366513.133 |  | -1
node_8105901_312125015 |  |  | PQ | AN | 2771.281 | 8105901 | no | no |  |  | no |  |  | 1358199.587 | 15366180.999 |  | -1
node_8105901_312141084 |  |  | PQ | AD | 2771.281 | 8105901 | no | no |  |  | no |  |  | 1352902.348 | 15359723.335 |  | -1
node_8105901_312141085 |  |  | PQ | AN | 2771.281 | 8105901 | no | no |  |  | no |  |  | 1353041.285 | 15359797.467 |  | -1
node_220388022 |  |  | PQ | AD | 2771.281 | 8105901 | no | no |  |  | no |  |  | 1368116.226 | 15361322.45 |  | -1
node_220388023 |  |  | PQ | AN | 19918.584 | 8105901 | no | no |  |  | no |  |  | 1368139.674 | 15361331.265 |  | -1
node_220446769 |  |  | PQ | AD | 2771.281 | 8105901 | no | no |  |  | no |  |  | 1368122.139 | 15361324.497 |  | -1
node_220465289 |  |  | PQ | AN | 2771.281 | 8105901 | no | no |  |  | no |  |  | 1368133.983 | 15361328.846 |  | -1
node_310001240 |  |  | PQ | AD | 2771.281 | 8105901 | no | no |  |  | no |  |  | 1351936.827 | 15361518.74 |  | -1
node_SB1-73-220417291 |  |  | PQ | AN | 19918.584 | 8105901 | no | no |  |  | no |  |  | 1368461.433 | 15361467.79 |  | -1
node_SOURCE_8105901 |  |  | SWING | ABCN | 19918.584 | 8105901 | no | no |  |  | no |  |  | 1368515.4 | 15361427.607 |  | -1
node_intto1_8105901_200844214 |  |  | PQ | AD | 2771.281 | 8105901 | no | no |  |  | no |  |  | 1354840.112 | 15356908.673 |  | -1
node_intto1_8105901_200844232 |  |  | PQ | AD | 2771.281 | 8105901 | no | no |  |  | no |  |  | 1352696.126 | 15356238.827 |  | -1
node_intto1_8105901_200844237 |  |  | PQ | AD | 2771.281 | 8105901 | no | no |  |  | no |  |  | 1351583.023 | 15357099.852 |  | -1
node_intto1_8105901_200844239 |  |  | PQ | AD | 2771.281 | 8105901 | no | no |  |  | no |  |  | 1353733.571 | 15357342.876 |  | -1
node_intto1_8105901_200844387 |  |  | PQ | AD | 2771.281 | 8105901 | no | no |  |  | no |  |  | 1348928.811 | 15355906.001 |  | -1
node_intto1_8105901_200844399 |  |  | PQ | AD | 2771.281 | 8105901 | no | no |  |  | no |  |  | 1359447.92 | 15363470.421 |  | -1
node_intto1_8105901_200844400 |  |  | PQ | AD | 2771.281 | 8105901 | no | no |  |  | no |  |  | 1359601.195 | 15363348.751 |  | -1
node_intto1_8105901_200844436 |  |  | PQ | AD | 2771.281 | 8105901 | no | no |  |  | no |  |  | 1357846.809 | 15362368.905 |  | -1
node_intto1_8105901_200844565 |  |  | PQ | AD | 2771.281 | 8105901 | no | no |  |  | no |  |  | 1368003.574 | 15361281.728 |  | -1
node_intto1_8105901_200844599 |  |  | PQ | AD | 2771.281 | 8105901 | no | no |  |  | no |  |  | 1346848.075 | 15362811.743 |  | -1
node_intto1_8105901_200844601 |  |  | PQ | AD | 2771.281 | 8105901 | no | no |  |  | no |  |  | 1347141.079 | 15363256.817 |  | -1
node_intto1_8105901_200844604 |  |  | PQ | AN | 2771.281 | 8105901 | no | no |  |  | no |  |  | 1345882.818 | 15363634.682 |  | -1
node_intto1_8105901_200844621 |  |  | PQ | AD | 2771.281 | 8105901 | no | no |  |  | no |  |  | 1367369.569 | 15360805.659 |  | -1
node_intto1_8105901_200844628 |  |  | PQ | AD | 2771.281 | 8105901 | no | no |  |  | no |  |  | 1363521.275 | 15358713.671 |  | -1
node_intto1_8105901_200844663 |  |  | PQ | AD | 2771.281 | 8105901 | no | no |  |  | no |  |  | 1357049.864 | 15357992.156 |  | -1
node_intto1_8105901_200844691 |  |  | PQ | AD | 2771.281 | 8105901 | no | no |  |  | no |  |  | 1355018.688 | 15356786.873 |  | -1
node_intto1_8105901_200844801 |  |  | PQ | AD | 2771.281 | 8105901 | no | no |  |  | no |  |  | 1361847.733 | 15357696.212 |  | -1
node_intto1_8105901_200980055 |  |  | PQ | AD | 2771.281 | 8105901 | no | no |  |  | no |  |  | 1357871.126 | 15361730.855 |  | -1
node_intto1_8105901_200987528 |  |  | PQ | AN | 2771.281 | 8105901 | no | no |  |  | no |  |  | 1353200.897 | 15363413.622 |  | -1
node_intto1_8105901_310019460 |  |  | PQ | AN | 2771.281 | 8105901 | no | no |  |  | no |  |  | 1360699.681 | 15353795.099 |  | -1
node_intto1_8105901_311929621 |  |  | PQ | AN | 2771.281 | 8105901 | no | no |  |  | no |  |  | 1367067.267 | 15361843.043 |  | -1
node_intto1_8105901_312088746 |  |  | PQ | AN | 2771.281 | 8105901 | no | no |  |  | no |  |  | 1348514.497 | 15360724.406 |  | -1
node_intto1_8105901_312125014 |  |  | PQ | AD | 2771.281 | 8105901 | no | no |  |  | no |  |  | 1357838.751 | 15366513.133 |  | -1
node_intto1_220388022 |  |  | PQ | AD | 2771.281 | 8105901 | no | no |  |  | no |  |  | 1368116.226 | 15361322.45 |  | -1
node_intto1_220388023 |  |  | PQ | AN | 19918.584 | 8105901 | no | no |  |  | no |  |  | 1368139.674 | 15361331.265 |  | -1
node_intto1_220446769 |  |  | PQ | AD | 2771.281 | 8105901 | no | no |  |  | no |  |  | 1368122.139 | 15361324.497 |  | -1
node_intto1_220465289 |  |  | PQ | AN | 19918.584 | 8105901 | no | no |  |  | no |  |  | 1368133.983 | 15361328.846 |  | -1
node_intto1_310001240 |  |  | PQ | AD | 2771.281 | 8105901 | no | no |  |  | no |  |  | 1351936.827 | 15361518.74 |  | -1
node_intto1_SB1-73-220417291 |  |  | PQ | AN | 19918.584 | 8105901 | no | no |  |  | no |  |  | 1368461.433 | 15361467.79 |  | -1

## overhead_line
data_type | static
owner_type | feeder
owner | 8105901
object | overhead_line
name | groupid | phases | fr | to | length | configuration | dcircuit | selected | monitored | monitored_fields | class_monitored_fields | played | played_fields | comments | R | X | B | lim_kw
oh_line_8105901_200839796 |  | AD | node_8105901_200844442 | node_8105901_200839796 | 529.625 | bal_1P_4DCW | 8105901 | no | no |  |  | no |  |  | 0 | 0 | 0 | 0
oh_line_8105901_200839797 |  | AD | node_8105901_200839796 | node_8105901_200839797 | 305.171 | bal_1P_4DCW | 8105901 | no | no |  |  | no |  |  | 0 | 0 | 0 | 0
oh_line_8105901_200839798 |  | AD | node_8105901_200839797 | node_8105901_200839798 | 279.811 | bal_1P_2AC | 8105901 | no | no |  |  | no |  |  | 0 | 0 | 0 | 0
oh_line_8105901_200839799 |  | AD | node_8105901_200839798 | node_8105901_200839799 | 156.833 | bal_1P_2AC | 8105901 | no | no |  |  | no |  |  | 0 | 0 | 0 | 0
oh_line_8105901_200839800 |  | AD | node_8105901_200839799 | node_8105901_200839800 | 152.899 | bal_1P_2AC | 8105901 | no | no |  |  | no |  |  | 0 | 0 | 0 | 0
oh_line_8105901_200839801 |  | AD | node_8105901_200839800 | node_8105901_200839801 | 443.239 | bal_1P_2AC | 8105901 | no | no |  |  | no |  |  | 0 | 0 | 0 | 0
oh_line_8105901_200839802 |  | AD | node_8105901_200839801 | node_8105901_200839802 | 270.95 | bal_1P_2AC | 8105901 | no | no |  |  | no |  |  | 0 | 0 | 0 | 0
oh_line_8105901_200839803 |  | AD | node_8105901_200839802 | node_8105901_200839803 | 325.422 | bal_1P_2AC | 8105901 | no | no |  |  | no |  |  | 0 | 0 | 0 | 0
oh_line_8105901_200843930 |  | ABCN | node_SOURCE_8105901 | node_8105901_200843930 | 60.116 | bal_3P_477AL_477AL(N) | 8105901 | no | no |  |  | no |  |  | 0 | 0 | 0 | 0
oh_line_8105901_200844120 |  | AD | node_8105901_200844197 | node_8105901_200844120 | 324.099 | bal_1P_1/0AA | 8105901 | no | no |  |  | no |  |  | 0 | 0 | 0 | 0
oh_line_8105901_200844121 |  | AD | node_8105901_200844120 | node_8105901_200844121 | 179.983 | bal_1P_1/0AA | 8105901 | no | no |  |  | no |  |  | 0 | 0 | 0 | 0
oh_line_8105901_200844122 |  | AD | node_8105901_200844121 | node_8105901_200844122 | 213.423 | bal_1P_1/0AA | 8105901 | no | no |  |  | no |  |  | 0 | 0 | 0 | 0
oh_line_8105901_200844123 |  | AD | node_8105901_200844122 | node_8105901_200844123 | 226.164 | bal_1P_1/0AA | 8105901 | no | no |  |  | no |  |  | 0 | 0 | 0 | 0
oh_line_8105901_200844147 |  | AD | node_8105901_200844148 | node_8105901_200844147 | 285.789 | bal_1P_2AC | 8105901 | no | no |  |  | no |  |  | 0 | 0 | 0 | 0
oh_line_8105901_200844148 |  | AD | node_8105901_200844149 | node_8105901_200844148 | 356.863 | bal_1P_2AC | 8105901 | no | no |  |  | no |  |  | 0 | 0 | 0 | 0
oh_line_8105901_200844149 |  | AD | node_8105901_200844150 | node_8105901_200844149 | 170.491 | bal_1P_2AC | 8105901 | no | no |  |  | no |  |  | 0 | 0 | 0 | 0
oh_line_8105901_200844150 |  | AD | node_8105901_200844151 | node_8105901_200844150 | 177.016 | bal_1P_2AC | 8105901 | no | no |  |  | no |  |  | 0 | 0 | 0 | 0
oh_line_8105901_200844151 |  | AD | node_8105901_200844152 | node_8105901_200844151 | 262.16 | bal_1P_2AC | 8105901 | no | no |  |  | no |  |  | 0 | 0 | 0 | 0
oh_line_8105901_200844152 |  | AD | node_8105901_200844153 | node_8105901_200844152 | 139.6 | bal_1P_1/0AA | 8105901 | no | no |  |  | no |  |  | 0 | 0 | 0 | 0
oh_line_8105901_200844153 |  | AD | node_8105901_200844154 | node_8105901_200844153 | 210.194 | bal_1P_1/0AA | 8105901 | no | no |  |  | no |  |  | 0 | 0 | 0 | 0
oh_line_8105901_200844154 |  | AD | node_8105901_200844155 | node_8105901_200844154 | 224.577 | bal_1P_1/0AA | 8105901 | no | no |  |  | no |  |  | 0 | 0 | 0 | 0
oh_line_8105901_200844155 |  | AD | node_8105901_200844671 | node_8105901_200844155 | 69.071 | bal_1P_1/0AA | 8105901 | no | no |  |  | no |  |  | 0 | 0 | 0 | 0
oh_line_8105901_200844156 |  | AD | node_8105901_200844157 | node_8105901_200844156 | 357.065 | bal_1P_4AC | 8105901 | no | no |  |  | no |  |  | 0 | 0 | 0 | 0
oh_line_8105901_200844157 |  | AD | node_8105901_200844158 | node_8105901_200844157 | 422.029 | bal_1P_4AC | 8105901 | no | no |  |  | no |  |  | 0 | 0 | 0 | 0
oh_line_8105901_200844158 |  | AD | node_8105901_200844159 | node_8105901_200844158 | 374.774 | bal_1P_4AC | 8105901 | no | no |  |  | no |  |  | 0 | 0 | 0 | 0
oh_line_8105901_200844159 |  | AD | node_8105901_200844161 | node_8105901_200844159 | 306.311 | bal_1P_4AC | 8105901 | no | no |  |  | no |  |  | 0 | 0 | 0 | 0
oh_line_8105901_200844161 |  | AD | node_8105901_200844162 | node_8105901_200844161 | 278.683 | bal_1P_4AC | 8105901 | no | no |  |  | no |  |  | 0 | 0 | 0 | 0
oh_line_8105901_200844162 |  | AD | node_8105901_200844164 | node_8105901_200844162 | 222.617 | bal_1P_4AC | 8105901 | no | no |  |  | no |  |  | 0 | 0 | 0 | 0
oh_line_8105901_200844164 |  | AD | node_8105901_200844165 | node_8105901_200844164 | 258.758 | bal_1P_4AC | 8105901 | no | no |  |  | no |  |  | 0 | 0 | 0 | 0
oh_line_8105901_200844165 |  | AD | node_8105901_200844166 | node_8105901_200844165 | 319.903 | bal_1P_4AC | 8105901 | no | no |  |  | no |  |  | 0 | 0 | 0 | 0
oh_line_8105901_200844166 |  | AD | node_8105901_200844167 | node_8105901_200844166 | 376.246 | bal_1P_4AC | 8105901 | no | no |  |  | no |  |  | 0 | 0 | 0 | 0
oh_line_8105901_200844167 |  | AD | node_8105901_200844168 | node_8105901_200844167 | 216.536 | bal_1P_4AC | 8105901 | no | no |  |  | no |  |  | 0 | 0 | 0 | 0
oh_line_8105901_200844168 |  | AD | node_8105901_200844169 | node_8105901_200844168 | 193.769 | bal_1P_4AC | 8105901 | no | no |  |  | no |  |  | 0 | 0 | 0 | 0
oh_line_8105901_200844169 |  | AD | node_8105901_200844170 | node_8105901_200844169 | 339.477 | bal_1P_4AC | 8105901 | no | no |  |  | no |  |  | 0 | 0 | 0 | 0
oh_line_8105901_200844170 |  | AD | node_8105901_200844171 | node_8105901_200844170 | 308.667 | bal_1P_4AC | 8105901 | no | no |  |  | no |  |  | 0 | 0 | 0 | 0
oh_line_8105901_200844171 |  | AD | node_8105901_200844173 | node_8105901_200844171 | 443.479 | bal_1P_4AC | 8105901 | no | no |  |  | no |  |  | 0 | 0 | 0 | 0
oh_line_8105901_200844173 |  | AD | node_8105901_200980054 | node_8105901_200844173 | 415.291 | bal_1P_4AC | 8105901 | no | no |  |  | no |  |  | 0 | 0 | 0 | 0
oh_line_8105901_200844175 |  | AD | node_8105901_200844176 | node_8105901_200844175 | 406.259 | bal_1P_4AC | 8105901 | no | no |  |  | no |  |  | 0 | 0 | 0 | 0
oh_line_8105901_200844176 |  | AD | node_8105901_200844177 | node_8105901_200844176 | 426.875 | bal_1P_4AC | 8105901 | no | no |  |  | no |  |  | 0 | 0 | 0 | 0
oh_line_8105901_200844177 |  | AD | node_8105901_200844178 | node_8105901_200844177 | 285.382 | bal_1P_4AC | 8105901 | no | no |  |  | no |  |  | 0 | 0 | 0 | 0
oh_line_8105901_200844178 |  | AD | node_8105901_200844179 | node_8105901_200844178 | 241.733 | bal_1P_4AC | 8105901 | no | no |  |  | no |  |  | 0 | 0 | 0 | 0
oh_line_8105901_200844179 |  | AD | node_8105901_200844180 | node_8105901_200844179 | 244.454 | bal_1P_4AC | 8105901 | no | no |  |  | no |  |  | 0 | 0 | 0 | 0
oh_line_8105901_200844180 |  | AD | node_8105901_200844399 | node_8105901_200844180 | 339.527 | bal_1P_6ACW | 8105901 | no | no |  |  | no |  |  | 0 | 0 | 0 | 0
oh_line_8105901_200844181 |  | AD | node_8105901_200844180 | node_8105901_200844181 | 457.522 | bal_1P_6ACW | 8105901 | no | no |  |  | no |  |  | 0 | 0 | 0 | 0
oh_line_8105901_200844182 |  | AD | node_8105901_200844181 | node_8105901_200844182 | 256.238 | bal_1P_2AC | 8105901 | no | no |  |  | no |  |  | 0 | 0 | 0 | 0
oh_line_8105901_200844183 |  | AD | node_8105901_200844182 | node_8105901_200844183 | 321.578 | bal_1P_4AC | 8105901 | no | no |  |  | no |  |  | 0 | 0 | 0 | 0
oh_line_8105901_200844184 |  | AD | node_8105901_200844183 | node_8105901_200844184 | 377.915 | bal_1P_4AC | 8105901 | no | no |  |  | no |  |  | 0 | 0 | 0 | 0
oh_line_8105901_200844185 |  | AD | node_8105901_200844184 | node_8105901_200844185 | 96.132 | bal_1P_4AC | 8105901 | no | no |  |  | no |  |  | 0 | 0 | 0 | 0
oh_line_8105901_200844186 |  | AD | node_8105901_200844185 | node_8105901_200844186 | 154.222 | bal_1P_1/0AA | 8105901 | no | no |  |  | no |  |  | 0 | 0 | 0 | 0
oh_line_8105901_200844187 |  | AD | node_8105901_200844186 | node_8105901_200844187 | 266.577 | bal_1P_1/0AA | 8105901 | no | no |  |  | no |  |  | 0 | 0 | 0 | 0
oh_line_8105901_200844188 |  | AD | node_8105901_200844187 | node_8105901_200844188 | 209.438 | bal_1P_2AC | 8105901 | no | no |  |  | no |  |  | 0 | 0 | 0 | 0
oh_line_8105901_200844189 |  | AD | node_8105901_311926175 | node_8105901_200844189 | 250.579 | bal_1P_2AC | 8105901 | no | no |  |  | no |  |  | 0 | 0 | 0 | 0
oh_line_8105901_200844190 |  | AD | node_8105901_200844189 | node_8105901_200844190 | 80.476 | bal_1P_1/0AA | 8105901 | no | no |  |  | no |  |  | 0 | 0 | 0 | 0
oh_line_8105901_200844191 |  | AD | node_8105901_200844190 | node_8105901_200844191 | 324.392 | bal_1P_1/0AA | 8105901 | no | no |  |  | no |  |  | 0 | 0 | 0 | 0
oh_line_8105901_200844192 |  | AD | node_8105901_200844189 | node_8105901_200844192 | 308.824 | bal_1P_2AC | 8105901 | no | no |  |  | no |  |  | 0 | 0 | 0 | 0
oh_line_8105901_200844193 |  | AD | node_8105901_200844192 | node_8105901_200844193 | 377.476 | bal_1P_2AC | 8105901 | no | no |  |  | no |  |  | 0 | 0 | 0 | 0
oh_line_8105901_200844194 |  | AD | node_8105901_200844193 | node_8105901_200844194 | 216.387 | bal_1P_1/0AA | 8105901 | no | no |  |  | no |  |  | 0 | 0 | 0 | 0
oh_line_8105901_200844195 |  | AD | node_8105901_200844194 | node_8105901_200844195 | 304.269 | bal_1P_1/0AA | 8105901 | no | no |  |  | no |  |  | 0 | 0 | 0 | 0
oh_line_8105901_200844196 |  | AD | node_8105901_200844195 | node_8105901_200844196 | 312.8 | bal_1P_1/0AA | 8105901 | no | no |  |  | no |  |  | 0 | 0 | 0 | 0
oh_line_8105901_200844197 |  | AD | node_8105901_200844196 | node_8105901_200844197 | 314.129 | bal_1P_1/0AA | 8105901 | no | no |  |  | no |  |  | 0 | 0 | 0 | 0
oh_line_8105901_200844198 |  | AD | node_8105901_200844152 | node_8105901_200844198 | 256.773 | bal_1P_2AC | 8105901 | no | no |  |  | no |  |  | 0 | 0 | 0 | 0
oh_line_8105901_200844199 |  | AD | node_8105901_310027931 | node_8105901_200844199 | 242.497 | bal_1P_2AC | 8105901 | no | no |  |  | no |  |  | 0 | 0 | 0 | 0
oh_line_8105901_200844201 |  | AD | node_8105901_200844199 | node_8105901_200844201 | 405.887 | bal_1P_2AC | 8105901 | no | no |  |  | no |  |  | 0 | 0 | 0 | 0
oh_line_8105901_200844202 |  | AD | node_8105901_200844201 | node_8105901_200844202 | 472.649 | bal_1P_2AC | 8105901 | no | no |  |  | no |  |  | 0 | 0 | 0 | 0
oh_line_8105901_200844204 |  | AD | node_8105901_200844202 | node_8105901_200844204 | 443.535 | bal_1P_2AC | 8105901 | no | no |  |  | no |  |  | 0 | 0 | 0 | 0
oh_line_8105901_200844205 |  | AD | node_8105901_200844204 | node_8105901_200844205 | 514.871 | bal_1P_2AC | 8105901 | no | no |  |  | no |  |  | 0 | 0 | 0 | 0
oh_line_8105901_200844206 |  | AD | node_8105901_200844205 | node_8105901_200844206 | 349.684 | bal_1P_2AC | 8105901 | no | no |  |  | no |  |  | 0 | 0 | 0 | 0
oh_line_8105901_200844208 |  | AD | node_8105901_200978542 | node_8105901_200844208 | 757.902 | bal_1P_2AC | 8105901 | no | no |  |  | no |  |  | 0 | 0 | 0 | 0
oh_line_8105901_200844210 |  | AD | node_8105901_200978541 | node_8105901_200844210 | 242.818 | bal_1P_2AC | 8105901 | no | no |  |  | no |  |  | 0 | 0 | 0 | 0
oh_line_8105901_200844211 |  | AD | node_8105901_200844210 | node_8105901_200844211 | 115.533 | bal_1P_1/0AC | 8105901 | no | no |  |  | no |  |  | 0 | 0 | 0 | 0
oh_line_8105901_200844214 |  | AD | node_8105901_200844198 | node_intto1_8105901_200844214 | 216.567 | bal_1P_2AC | 8105901 | no | no |  |  | no |  |  | 0 | 0 | 0 | 0
oh_line_8105901_200844215 |  | AD | node_8105901_200844214 | node_8105901_200844215 | 420.813 | bal_1P_2AC | 8105901 | no | no |  |  | no |  |  | 0 | 0 | 0 | 0
oh_line_8105901_200844217-1 |  | AD | node_8105901_200844215 | node_1354329_879_15356948_306 | 91.018 | bal_1P_2AC | 8105901 | no | no |  |  | no |  |  | 0 | 0 | 0 | 0
oh_line_8105901_200844217-2 |  | AD | node_1354329_879_15356948_306 | node_8105901_200844217 | 5.977 | bal_1P_2AC | 8105901 | no | no |  |  | no |  |  | 0 | 0 | 0 | 0
oh_line_8105901_200844218 |  | AD | node_8105901_200844217 | node_8105901_200844218 | 395.992 | bal_1P_2AC | 8105901 | no | no |  |  | no |  |  | 0 | 0 | 0 | 0
oh_line_8105901_200844220 |  | AD | node_8105901_200844218 | node_8105901_200844220 | 298.847 | bal_1P_1/0AC | 8105901 | no | no |  |  | no |  |  | 0 | 0 | 0 | 0
oh_line_8105901_200844221 |  | AD | node_8105901_200844220 | node_8105901_200844221 | 313.797 | bal_1P_1/0AC | 8105901 | no | no |  |  | no |  |  | 0 | 0 | 0 | 0
oh_line_8105901_200844223 |  | AD | node_8105901_200844221 | node_8105901_200844223 | 192.679 | bal_1P_1/0AA | 8105901 | no | no |  |  | no |  |  | 0 | 0 | 0 | 0
oh_line_8105901_200844224 |  | AD | node_8105901_200844223 | node_8105901_200844224 | 227.239 | bal_1P_1/0AA | 8105901 | no | no |  |  | no |  |  | 0 | 0 | 0 | 0
oh_line_8105901_200844225 |  | AD | node_8105901_200844218 | node_8105901_200844225 | 539.482 | bal_1P_2AC | 8105901 | no | no |  |  | no |  |  | 0 | 0 | 0 | 0
oh_line_8105901_200844226 |  | AD | node_8105901_200844225 | node_8105901_200844226 | 286.15 | bal_1P_2AC | 8105901 | no | no |  |  | no |  |  | 0 | 0 | 0 | 0
oh_line_8105901_200844227 |  | AD | node_8105901_200844226 | node_8105901_200844227 | 260.107 | bal_1P_1/0AA | 8105901 | no | no |  |  | no |  |  | 0 | 0 | 0 | 0
oh_line_8105901_200844228 |  | AD | node_8105901_200844227 | node_8105901_200844228 | 200.436 | bal_1P_1/0AA | 8105901 | no | no |  |  | no |  |  | 0 | 0 | 0 | 0
oh_line_8105901_200844230 |  | AD | node_8105901_200968822 | node_8105901_200844230 | 252.596 | bal_1P_2AC | 8105901 | no | no |  |  | no |  |  | 0 | 0 | 0 | 0
oh_line_8105901_200844231 |  | AD | node_8105901_200844230 | node_8105901_200844231 | 265.583 | bal_1P_2AC | 8105901 | no | no |  |  | no |  |  | 0 | 0 | 0 | 0
oh_line_8105901_200844232 |  | AD | node_8105901_200844231 | node_intto1_8105901_200844232 | 292.375 | bal_1P_2AC | 8105901 | no | no |  |  | no |  |  | 0 | 0 | 0 | 0
oh_line_8105901_200844233 |  | AD | node_8105901_200844232 | node_8105901_200844233 | 296.936 | bal_1P_2AC | 8105901 | no | no |  |  | no |  |  | 0 | 0 | 0 | 0
oh_line_8105901_200844234 |  | AD | node_8105901_200968822 | node_8105901_200844234 | 445.442 | bal_1P_2AC | 8105901 | no | no |  |  | no |  |  | 0 | 0 | 0 | 0
oh_line_8105901_200844235 |  | AD | node_8105901_200844234 | node_8105901_200844235 | 338.318 | bal_1P_2AC | 8105901 | no | no |  |  | no |  |  | 0 | 0 | 0 | 0
oh_line_8105901_200844237 |  | AD | node_8105901_200844235 | node_intto1_8105901_200844237 | 264.389 | bal_1P_2AC | 8105901 | no | no |  |  | no |  |  | 0 | 0 | 0 | 0
oh_line_8105901_200844239 |  | AD | node_8105901_200844218 | node_intto1_8105901_200844239 | 417.662 | bal_1P_2AC | 8105901 | no | no |  |  | no |  |  | 0 | 0 | 0 | 0
oh_line_8105901_200844240 |  | AD | node_8105901_200844257 | node_8105901_200844240 | 427.659 | bal_1P_2AC | 8105901 | no | no |  |  | no |  |  | 0 | 0 | 0 | 0
oh_line_8105901_200844241 |  | AD | node_8105901_200844240 | node_8105901_200844241 | 117.108 | bal_1P_2AC | 8105901 | no | no |  |  | no |  |  | 0 | 0 | 0 | 0
oh_line_8105901_200844242 |  | AD | node_8105901_200844241 | node_8105901_200844242 | 469.184 | bal_1P_2AC | 8105901 | no | no |  |  | no |  |  | 0 | 0 | 0 | 0
oh_line_8105901_200844243 |  | AD | node_8105901_200844242 | node_8105901_200844243 | 475.328 | bal_1P_2AC | 8105901 | no | no |  |  | no |  |  | 0 | 0 | 0 | 0
oh_line_8105901_200844245 |  | AD | node_8105901_200844241 | node_8105901_200844245 | 316.583 | bal_1P_2AC | 8105901 | no | no |  |  | no |  |  | 0 | 0 | 0 | 0
oh_line_8105901_200844247 |  | AD | node_8105901_200844245 | node_8105901_200844247 | 345.954 | bal_1P_1/0AA | 8105901 | no | no |  |  | no |  |  | 0 | 0 | 0 | 0
oh_line_8105901_200844248 |  | AD | node_8105901_200844239 | node_8105901_200844248 | 656.164 | bal_1P_2AC | 8105901 | no | no |  |  | no |  |  | 0 | 0 | 0 | 0
oh_line_8105901_200844249 |  | AD | node_8105901_200844248 | node_8105901_200844249 | 579.34 | bal_1P_2AC | 8105901 | no | no |  |  | no |  |  | 0 | 0 | 0 | 0
oh_line_8105901_200844250 |  | AD | node_8105901_200844249 | node_8105901_200844250 | 208.644 | bal_1P_2AC | 8105901 | no | no |  |  | no |  |  | 0 | 0 | 0 | 0
oh_line_8105901_200844251 |  | AD | node_8105901_200844250 | node_8105901_200844251 | 361.064 | bal_1P_2AC | 8105901 | no | no |  |  | no |  |  | 0 | 0 | 0 | 0
oh_line_8105901_200844253 |  | AD | node_8105901_200844251 | node_8105901_200844253 | 464.411 | bal_1P_2AC | 8105901 | no | no |  |  | no |  |  | 0 | 0 | 0 | 0
oh_line_8105901_200844254 |  | AD | node_8105901_312141084 | node_8105901_200844254 | 414.445 | bal_1P_2AC | 8105901 | no | no |  |  | no |  |  | 0 | 0 | 0 | 0
oh_line_8105901_200844255 |  | AD | node_8105901_200844254 | node_8105901_200844255 | 411.057 | bal_1P_2AC | 8105901 | no | no |  |  | no |  |  | 0 | 0 | 0 | 0
oh_line_8105901_200844256 |  | AD | node_8105901_200844255 | node_8105901_200844256 | 526.488 | bal_1P_2AC | 8105901 | no | no |  |  | no |  |  | 0 | 0 | 0 | 0
oh_line_8105901_200844257 |  | AD | node_8105901_200844256 | node_8105901_200844257 | 653.856 | bal_1P_2AC | 8105901 | no | no |  |  | no |  |  | 0 | 0 | 0 | 0
oh_line_8105901_200844378 |  | AD | node_8105901_200844397 | node_8105901_200844378 | 471.655 | bal_1P_4AC | 8105901 | no | no |  |  | no |  |  | 0 | 0 | 0 | 0
oh_line_8105901_200844379 |  | AD | node_8105901_200844378 | node_8105901_200844379 | 59.965 | bal_1P_4AC | 8105901 | no | no |  |  | no |  |  | 0 | 0 | 0 | 0
oh_line_8105901_200844380 |  | AD | node_8105901_200844379 | node_8105901_200844380 | 218.599 | bal_1P_4AC | 8105901 | no | no |  |  | no |  |  | 0 | 0 | 0 | 0
oh_line_8105901_200844381 |  | AD | node_8105901_200844380 | node_8105901_200844381 | 340.173 | bal_1P_4AC | 8105901 | no | no |  |  | no |  |  | 0 | 0 | 0 | 0
oh_line_8105901_200844382 |  | AD | node_8105901_200844381 | node_8105901_200844382 | 354.787 | bal_1P_4AC | 8105901 | no | no |  |  | no |  |  | 0 | 0 | 0 | 0
oh_line_8105901_200844383 |  | AD | node_8105901_200844382 | node_8105901_200844383 | 179.226 | bal_1P_4AC | 8105901 | no | no |  |  | no |  |  | 0 | 0 | 0 | 0
oh_line_8105901_200844384 |  | AD | node_8105901_200844383 | node_8105901_200844384 | 180.581 | bal_1P_1/0AA | 8105901 | no | no |  |  | no |  |  | 0 | 0 | 0 | 0
oh_line_8105901_200844385 |  | AD | node_8105901_200844384 | node_8105901_200844385 | 287.531 | bal_1P_1/0AA | 8105901 | no | no |  |  | no |  |  | 0 | 0 | 0 | 0
oh_line_8105901_200844386 |  | AD | node_8105901_200844385 | node_8105901_200844386 | 176.12 | bal_1P_1/0AA | 8105901 | no | no |  |  | no |  |  | 0 | 0 | 0 | 0
oh_line_8105901_200844387 |  | AD | node_8105901_200978873 | node_intto1_8105901_200844387 | 206.297 | bal_1P_4AC | 8105901 | no | no |  |  | no |  |  | 0 | 0 | 0 | 0
oh_line_8105901_200844388 |  | AD | node_8105901_200844387 | node_8105901_200844388 | 314.419 | bal_1P_4AC | 8105901 | no | no |  |  | no |  |  | 0 | 0 | 0 | 0
oh_line_8105901_200844390 |  | AD | node_8105901_200988656 | node_8105901_200844390 | 631.516 | bal_1P_4AC | 8105901 | no | no |  |  | no |  |  | 0 | 0 | 0 | 0
oh_line_8105901_200844391 |  | AD | node_8105901_200844390 | node_8105901_200844391 | 344.968 | bal_1P_4AC | 8105901 | no | no |  |  | no |  |  | 0 | 0 | 0 | 0
oh_line_8105901_200844392 |  | AD | node_8105901_200844391 | node_8105901_200844392 | 572.278 | bal_1P_4AC | 8105901 | no | no |  |  | no |  |  | 0 | 0 | 0 | 0
oh_line_8105901_200844393 |  | AD | node_8105901_200844392 | node_8105901_200844393 | 181.964 | bal_1P_4AC | 8105901 | no | no |  |  | no |  |  | 0 | 0 | 0 | 0
oh_line_8105901_200844394 |  | AD | node_8105901_200844393 | node_8105901_200844394 | 227.253 | bal_1P_1/0AC | 8105901 | no | no |  |  | no |  |  | 0 | 0 | 0 | 0
oh_line_8105901_200844395 |  | AD | node_8105901_200844394 | node_8105901_200844395 | 205.859 | bal_1P_1/0AC | 8105901 | no | no |  |  | no |  |  | 0 | 0 | 0 | 0
oh_line_8105901_200844396 |  | AD | node_8105901_200844393 | node_8105901_200844396 | 279.21 | bal_1P_4AC | 8105901 | no | no |  |  | no |  |  | 0 | 0 | 0 | 0
oh_line_8105901_200844397 |  | AD | node_8105901_200844396 | node_8105901_200844397 | 380.358 | bal_1P_4AC | 8105901 | no | no |  |  | no |  |  | 0 | 0 | 0 | 0
oh_line_8105901_200844399 |  | AD | node_8105901_200844400 | node_intto1_8105901_200844399 | 195.696 | bal_1P_6ACW | 8105901 | no | no |  |  | no |  |  | 0 | 0 | 0 | 0
oh_line_8105901_200844400 |  | AD | node_8105901_200844416 | node_intto1_8105901_200844400 | 193.985 | bal_1P_6ACW | 8105901 | no | no |  |  | no |  |  | 0 | 0 | 0 | 0
oh_line_8105901_200844401 |  | AD | node_8105901_200844404 | node_8105901_200844401 | 238.618 | bal_1P_2AC | 8105901 | no | no |  |  | no |  |  | 0 | 0 | 0 | 0
oh_line_8105901_200844404 |  | AD | node_8105901_200844405 | node_8105901_200844404 | 609.855 | bal_1P_2AC | 8105901 | no | no |  |  | no |  |  | 0 | 0 | 0 | 0
oh_line_8105901_200844405 |  | AD | node_8105901_200844406 | node_8105901_200844405 | 389.288 | bal_1P_2AC | 8105901 | no | no |  |  | no |  |  | 0 | 0 | 0 | 0
oh_line_8105901_200844406 |  | AD | node_8105901_200844408 | node_8105901_200844406 | 266.341 | bal_1P_2AC | 8105901 | no | no |  |  | no |  |  | 0 | 0 | 0 | 0
oh_line_8105901_200844408 |  | AD | node_8105901_200844409 | node_8105901_200844408 | 136.09 | bal_1P_1/0AC | 8105901 | no | no |  |  | no |  |  | 0 | 0 | 0 | 0
oh_line_8105901_200844409 |  | AD | node_8105901_200844410 | node_8105901_200844409 | 283.141 | bal_1P_1/0AC | 8105901 | no | no |  |  | no |  |  | 0 | 0 | 0 | 0
oh_line_8105901_200844410 |  | AD | node_8105901_200844411 | node_8105901_200844410 | 288.711 | bal_1P_1/0AC | 8105901 | no | no |  |  | no |  |  | 0 | 0 | 0 | 0
oh_line_8105901_200844411 |  | AD | node_8105901_201025784 | node_8105901_200844411 | 398.057 | bal_1P_2AC | 8105901 | no | no |  |  | no |  |  | 0 | 0 | 0 | 0
oh_line_8105901_200844413 |  | AD | node_8105901_200844415 | node_8105901_200844413 | 257.291 | bal_1P_2AC | 8105901 | no | no |  |  | no |  |  | 0 | 0 | 0 | 0
oh_line_8105901_200844415 |  | AD | node_8105901_200844417 | node_8105901_200844415 | 137.5 | bal_1P_2AC | 8105901 | no | no |  |  | no |  |  | 0 | 0 | 0 | 0
oh_line_8105901_200844416 |  | AD | node_8105901_200844425 | node_8105901_200844416 | 349.297 | bal_1P_6ACW | 8105901 | no | no |  |  | no |  |  | 0 | 0 | 0 | 0
oh_line_8105901_200844417 |  | AD | node_8105901_200844418 | node_8105901_200844417 | 232.521 | bal_1P_1/0AC | 8105901 | no | no |  |  | no |  |  | 0 | 0 | 0 | 0
oh_line_8105901_200844418 |  | AD | node_8105901_200844421 | node_8105901_200844418 | 312.705 | bal_1P_1/0AC | 8105901 | no | no |  |  | no |  |  | 0 | 0 | 0 | 0
oh_line_8105901_200844421 |  | AD | node_8105901_200844422 | node_8105901_200844421 | 335.404 | bal_1P_1/0AC | 8105901 | no | no |  |  | no |  |  | 0 | 0 | 0 | 0
oh_line_8105901_200844422 |  | AD | node_8105901_200844423 | node_8105901_200844422 | 328.021 | bal_1P_1/0AC | 8105901 | no | no |  |  | no |  |  | 0 | 0 | 0 | 0
oh_line_8105901_200844423 |  | AD | node_8105901_200844424 | node_8105901_200844423 | 266.884 | bal_1P_1/0AC | 8105901 | no | no |  |  | no |  |  | 0 | 0 | 0 | 0
oh_line_8105901_200844424 |  | AD | node_8105901_200844564 | node_8105901_200844424 | 144.558 | bal_1P_1/0AA | 8105901 | no | no |  |  | no |  |  | 0 | 0 | 0 | 0
oh_line_8105901_200844425 |  | AD | node_8105901_200844426 | node_8105901_200844425 | 124.51 | bal_1P_6ACW | 8105901 | no | no |  |  | no |  |  | 0 | 0 | 0 | 0
oh_line_8105901_200844426 |  | AD | node_8105901_200844427 | node_8105901_200844426 | 228.509 | bal_1P_6ACW | 8105901 | no | no |  |  | no |  |  | 0 | 0 | 0 | 0
oh_line_8105901_200844427 |  | AD | node_8105901_200844428 | node_8105901_200844427 | 335.902 | bal_1P_6ACW | 8105901 | no | no |  |  | no |  |  | 0 | 0 | 0 | 0
oh_line_8105901_200844428 |  | AD | node_8105901_201025783 | node_8105901_200844428 | 300.817 | bal_1P_6ACW | 8105901 | no | no |  |  | no |  |  | 0 | 0 | 0 | 0
oh_line_8105901_200844431 |  | AD | node_8105901_200844433 | node_8105901_200844431 | 388.796 | bal_1P_6ACW | 8105901 | no | no |  |  | no |  |  | 0 | 0 | 0 | 0
oh_line_8105901_200844433 |  | AD | node_8105901_200844435 | node_8105901_200844433 | 338.837 | bal_1P_6ACW | 8105901 | no | no |  |  | no |  |  | 0 | 0 | 0 | 0
oh_line_8105901_200844435 |  | AD | node_8105901_200844401 | node_8105901_200844435 | 397.223 | bal_1P_2AC | 8105901 | no | no |  |  | no |  |  | 0 | 0 | 0 | 0
oh_line_8105901_200844436 |  | AD | node_8105901_200980054 | node_intto1_8105901_200844436 | 424.129 | bal_1P_6ACW | 8105901 | no | no |  |  | no |  |  | 0 | 0 | 0 | 0
oh_line_8105901_200844437 |  | AD | node_8105901_200844453 | node_8105901_200844437 | 346.248 | bal_1P_2AC | 8105901 | no | no |  |  | no |  |  | 0 | 0 | 0 | 0
oh_line_8105901_200844438 |  | AD | node_8105901_200844437 | node_8105901_200844438 | 383.002 | bal_1P_2AC | 8105901 | no | no |  |  | no |  |  | 0 | 0 | 0 | 0
oh_line_8105901_200844439 |  | AD | node_8105901_200844438 | node_8105901_200844439 | 365.03 | bal_1P_2AC | 8105901 | no | no |  |  | no |  |  | 0 | 0 | 0 | 0
oh_line_8105901_200844440 |  | AD | node_8105901_200844439 | node_8105901_200844440 | 353.392 | bal_1P_2AC | 8105901 | no | no |  |  | no |  |  | 0 | 0 | 0 | 0
oh_line_8105901_200844441 |  | AD | node_8105901_200844440 | node_8105901_200844441 | 379.342 | bal_1P_2AC | 8105901 | no | no |  |  | no |  |  | 0 | 0 | 0 | 0
oh_line_8105901_200844442 |  | AD | node_8105901_200844441 | node_8105901_200844442 | 294.282 | bal_1P_4DCW | 8105901 | no | no |  |  | no |  |  | 0 | 0 | 0 | 0
oh_line_8105901_200844444 |  | AD | node_8105901_200844436 | node_8105901_200844444 | 352.162 | bal_1P_6ACW | 8105901 | no | no |  |  | no |  |  | 0 | 0 | 0 | 0
oh_line_8105901_200844445 |  | AD | node_8105901_200844444 | node_8105901_200844445 | 330.315 | bal_1P_6ACW | 8105901 | no | no |  |  | no |  |  | 0 | 0 | 0 | 0
oh_line_8105901_200844450 |  | AD | node_8105901_201052132 | node_8105901_200844450 | 321.869 | bal_1P_2AC | 8105901 | no | no |  |  | no |  |  | 0 | 0 | 0 | 0
oh_line_8105901_200844452 |  | AD | node_8105901_200844450 | node_8105901_200844452 | 327.955 | bal_1P_2AC | 8105901 | no | no |  |  | no |  |  | 0 | 0 | 0 | 0
oh_line_8105901_200844453 |  | AD | node_8105901_200844452 | node_8105901_200844453 | 301.804 | bal_1P_2AC | 8105901 | no | no |  |  | no |  |  | 0 | 0 | 0 | 0
oh_line_8105901_200844557 |  | AD | node_8105901_200844585 | node_8105901_200844557 | 383.575 | bal_1P_2AC | 8105901 | no | no |  |  | no |  |  | 0 | 0 | 0 | 0
oh_line_8105901_200844558 |  | AD | node_8105901_200844557 | node_8105901_200844558 | 215.749 | bal_1P_2AC | 8105901 | no | no |  |  | no |  |  | 0 | 0 | 0 | 0
oh_line_8105901_200844559 |  | AD | node_8105901_200844558 | node_8105901_200844559 | 221.027 | bal_1P_2AC | 8105901 | no | no |  |  | no |  |  | 0 | 0 | 0 | 0
oh_line_8105901_200844560-1 |  | AN | node_8105901_200843930 | node_intto1_SB1-73-220417291 | 14.164 | bal_1P_1/0AA_1/0AA(N) | 8105901 | no | no |  |  | no |  |  | 0 | 0 | 0 | 0
oh_line_8105901_200844560-2 |  | AN | node_SB1-73-220417291 | node_intto1_220388023 | 349.525 | bal_1P_1/0AA_1/0AA(N) | 8105901 | no | no |  |  | no |  |  | 0 | 0 | 0 | 0
oh_line_8105901_200844560-3 |  | AN | node_220388023 | node_intto1_220465289 | 6.184 | bal_1P_1/0AA_1/0AA(N) | 8105901 | no | no |  |  | no |  |  | 0 | 0 | 0 | 0
oh_line_8105901_200844560-4 |  | AN | node_220465289 | node_8105901_200844560 | 6.336 | bal_1P_1/0AA_1/0AA(N) | 8105901 | no | no |  |  | no |  |  | 0 | 0 | 0 | 0
oh_line_8105901_200844561 |  | AD | node_8105901_200844574 | node_8105901_200844561 | 276.988 | bal_1P_2AC | 8105901 | no | no |  |  | no |  |  | 0 | 0 | 0 | 0
oh_line_8105901_200844562 |  | AD | node_8105901_200844561 | node_8105901_200844562 | 215.151 | bal_1P_1/0AA | 8105901 | no | no |  |  | no |  |  | 0 | 0 | 0 | 0
oh_line_8105901_200844563 |  | AD | node_8105901_200844562 | node_8105901_200844563 | 238.6 | bal_1P_1/0AA | 8105901 | no | no |  |  | no |  |  | 0 | 0 | 0 | 0
oh_line_8105901_200844564 |  | AD | node_8105901_200844563 | node_8105901_200844564 | 294.501 | bal_1P_1/0AA | 8105901 | no | no |  |  | no |  |  | 0 | 0 | 0 | 0
oh_line_8105901_200844565 |  | AD | node_8105901_200953407 | node_intto1_8105901_200844565 | 20.13 | bal_1P_1/0AA | 8105901 | no | no |  |  | no |  |  | 0 | 0 | 0 | 0
oh_line_8105901_200844567 |  | AD | node_8105901_200844565 | node_8105901_200844567 | 197.824 | bal_1P_1/0AA | 8105901 | no | no |  |  | no |  |  | 0 | 0 | 0 | 0
oh_line_8105901_200844568 |  | AD | node_8105901_200844567 | node_8105901_200844568 | 122.848 | bal_1P_2AC | 8105901 | no | no |  |  | no |  |  | 0 | 0 | 0 | 0
oh_line_8105901_200844569 |  | AD | node_8105901_200844568 | node_8105901_200844569 | 152.618 | bal_1P_1/0AC | 8105901 | no | no |  |  | no |  |  | 0 | 0 | 0 | 0
oh_line_8105901_200844571 |  | AD | node_8105901_200844569 | node_8105901_200844571 | 122.971 | bal_1P_1/0AC | 8105901 | no | no |  |  | no |  |  | 0 | 0 | 0 | 0
oh_line_8105901_200844572 |  | AD | node_8105901_200844571 | node_8105901_200844572 | 175.48 | bal_1P_1/0AC | 8105901 | no | no |  |  | no |  |  | 0 | 0 | 0 | 0
oh_line_8105901_200844573 |  | AD | node_8105901_200844572 | node_8105901_200844573 | 68.738 | bal_1P_2AC | 8105901 | no | no |  |  | no |  |  | 0 | 0 | 0 | 0
oh_line_8105901_200844574 |  | AD | node_8105901_200844573 | node_8105901_200844574 | 291.778 | bal_1P_2AC | 8105901 | no | no |  |  | no |  |  | 0 | 0 | 0 | 0
oh_line_8105901_200844585 |  | AD | node_8105901_200844595 | node_8105901_200844585 | 387.38 | bal_1P_2AC | 8105901 | no | no |  |  | no |  |  | 0 | 0 | 0 | 0
oh_line_8105901_200844586 |  | AD | node_8105901_200952703 | node_8105901_200844586 | 282.843 | bal_1P_1/0AC | 8105901 | no | no |  |  | no |  |  | 0 | 0 | 0 | 0
oh_line_8105901_200844588 |  | AD | node_8105901_200844586 | node_8105901_200844588 | 320.834 | bal_1P_1/0AC | 8105901 | no | no |  |  | no |  |  | 0 | 0 | 0 | 0
oh_line_8105901_200844591 |  | AD | node_8105901_200844588 | node_8105901_200844591 | 184.549 | bal_1P_1/0AC | 8105901 | no | no |  |  | no |  |  | 0 | 0 | 0 | 0
oh_line_8105901_200844592 |  | AD | node_8105901_200844591 | node_8105901_200844592 | 261.357 | bal_1P_1/0AC | 8105901 | no | no |  |  | no |  |  | 0 | 0 | 0 | 0
oh_line_8105901_200844593 |  | AD | node_8105901_200844592 | node_8105901_200844593 | 275.852 | bal_1P_1/0AC | 8105901 | no | no |  |  | no |  |  | 0 | 0 | 0 | 0
oh_line_8105901_200844595 |  | AD | node_8105901_200844596 | node_8105901_200844595 | 461.967 | bal_1P_2AC | 8105901 | no | no |  |  | no |  |  | 0 | 0 | 0 | 0
oh_line_8105901_200844596 |  | AD | node_8105901_200844597 | node_8105901_200844596 | 482.055 | bal_1P_2AC | 8105901 | no | no |  |  | no |  |  | 0 | 0 | 0 | 0
oh_line_8105901_200844597 |  | AD | node_8105901_200844598 | node_8105901_200844597 | 264.509 | bal_1P_1/0AC | 8105901 | no | no |  |  | no |  |  | 0 | 0 | 0 | 0
oh_line_8105901_200844598-1 |  | AD | node_8105901_200844599 | node_1346743_698_15362587_375 | 247.458 | bal_1P_1/0AC | 8105901 | no | no |  |  | no |  |  | 0 | 0 | 0 | 0
oh_line_8105901_200844598-2 |  | AD | node_1346743_698_15362587_375 | node_8105901_200844598 | 19.05 | bal_1P_1/0AC | 8105901 | no | no |  |  | no |  |  | 0 | 0 | 0 | 0
oh_line_8105901_200844599 |  | AD | node_8105901_200844703 | node_intto1_8105901_200844599 | 263.15 | bal_1P_1/0AC | 8105901 | no | no |  |  | no |  |  | 0 | 0 | 0 | 0
oh_line_8105901_200844600 |  | AD | node_8105901_200844599 | node_8105901_200844600 | 265.457 | bal_1P_1/0AC | 8105901 | no | no |  |  | no |  |  | 0 | 0 | 0 | 0
oh_line_8105901_200844601 |  | AD | node_8105901_200844600 | node_intto1_8105901_200844601 | 267.62 | bal_1P_1/0AC | 8105901 | no | no |  |  | no |  |  | 0 | 0 | 0 | 0
oh_line_8105901_200844603 |  | AD | node_8105901_200952703 | node_8105901_200844603 | 203.731 | bal_1P_1/0AC | 8105901 | no | no |  |  | no |  |  | 0 | 0 | 0 | 0
oh_line_8105901_200844605 |  | AD | node_8105901_200844607 | node_8105901_200844605 | 579.651 | bal_1P_2AC | 8105901 | no | no |  |  | no |  |  | 0 | 0 | 0 | 0
oh_line_8105901_200844606 |  | AD | node_8105901_200844597 | node_8105901_200844606 | 205.245 | bal_1P_2AC | 8105901 | no | no |  |  | no |  |  | 0 | 0 | 0 | 0
oh_line_8105901_200844607 |  | AD | node_8105901_200844606 | node_8105901_200844607 | 1456.322 | bal_1P_2AC | 8105901 | no | no |  |  | no |  |  | 0 | 0 | 0 | 0
oh_line_8105901_200844620 |  | AN | node_8105901_200844659 | node_8105901_200844620 | 722.401 | bal_1P_DELTACUST | 8105901 | no | no |  |  | no |  |  | 0 | 0 | 0 | 0
oh_line_8105901_200844621 |  | AD | node_8105901_200844573 | node_intto1_8105901_200844621 | 202.657 | bal_1P_2AC | 8105901 | no | no |  |  | no |  |  | 0 | 0 | 0 | 0
oh_line_8105901_200844622 |  | AD | node_8105901_200844676 | node_8105901_200844622 | 299.3 | bal_1P_2AC | 8105901 | no | no |  |  | no |  |  | 0 | 0 | 0 | 0
oh_line_8105901_200844623 |  | AD | node_8105901_200844622 | node_8105901_200844623 | 436.661 | bal_1P_2AC | 8105901 | no | no |  |  | no |  |  | 0 | 0 | 0 | 0
oh_line_8105901_200844624 |  | AD | node_8105901_200844623 | node_8105901_200844624 | 478.25 | bal_1P_2AC | 8105901 | no | no |  |  | no |  |  | 0 | 0 | 0 | 0
oh_line_8105901_200844626 |  | AD | node_8105901_200844624 | node_8105901_200844626 | 368.933 | bal_1P_2AC | 8105901 | no | no |  |  | no |  |  | 0 | 0 | 0 | 0
oh_line_8105901_200844627 |  | AD | node_8105901_200844626 | node_8105901_200844627 | 368.538 | bal_1P_2AC | 8105901 | no | no |  |  | no |  |  | 0 | 0 | 0 | 0
oh_line_8105901_200844628 |  | AD | node_8105901_200844627 | node_intto1_8105901_200844628 | 269.964 | bal_1P_1/0AA | 8105901 | no | no |  |  | no |  |  | 0 | 0 | 0 | 0
oh_line_8105901_200844629 |  | AD | node_8105901_200844628 | node_8105901_200844629 | 249.755 | bal_1P_1/0AA | 8105901 | no | no |  |  | no |  |  | 0 | 0 | 0 | 0
oh_line_8105901_200844630 |  | AD | node_8105901_200844629 | node_8105901_200844630 | 274.617 | bal_1P_1/0AA | 8105901 | no | no |  |  | no |  |  | 0 | 0 | 0 | 0
oh_line_8105901_200844631 |  | AD | node_8105901_200844630 | node_8105901_200844631 | 278.102 | bal_1P_1/0AA | 8105901 | no | no |  |  | no |  |  | 0 | 0 | 0 | 0
oh_line_8105901_200844633 |  | AD | node_8105901_200844627 | node_8105901_200844633 | 153.745 | bal_1P_2AC | 8105901 | no | no |  |  | no |  |  | 0 | 0 | 0 | 0
oh_line_8105901_200844634 |  | AD | node_8105901_200844633 | node_8105901_200844634 | 218.368 | bal_1P_1/0AC | 8105901 | no | no |  |  | no |  |  | 0 | 0 | 0 | 0
oh_line_8105901_200844635 |  | AD | node_8105901_200844634 | node_8105901_200844635 | 214.286 | bal_1P_1/0AC | 8105901 | no | no |  |  | no |  |  | 0 | 0 | 0 | 0
oh_line_8105901_200844636 |  | AD | node_8105901_200844635 | node_8105901_200844636 | 370.868 | bal_1P_1/0AA | 8105901 | no | no |  |  | no |  |  | 0 | 0 | 0 | 0
oh_line_8105901_200844637 |  | AD | node_8105901_200844636 | node_8105901_200844637 | 252.127 | bal_1P_1/0AA | 8105901 | no | no |  |  | no |  |  | 0 | 0 | 0 | 0
oh_line_8105901_200844638 |  | AD | node_8105901_200844635 | node_8105901_200844638 | 393.464 | bal_1P_1/0AC | 8105901 | no | no |  |  | no |  |  | 0 | 0 | 0 | 0
oh_line_8105901_200844639 |  | AD | node_8105901_200844638 | node_8105901_200844639 | 380.464 | bal_1P_1/0AC | 8105901 | no | no |  |  | no |  |  | 0 | 0 | 0 | 0
oh_line_8105901_200844640 |  | AD | node_8105901_200844621 | node_8105901_200844640 | 293.542 | bal_1P_2AC | 8105901 | no | no |  |  | no |  |  | 0 | 0 | 0 | 0
oh_line_8105901_200844641 |  | AD | node_8105901_200844639 | node_8105901_200844641 | 300.218 | bal_1P_1/0AC | 8105901 | no | no |  |  | no |  |  | 0 | 0 | 0 | 0
oh_line_8105901_200844642 |  | AD | node_8105901_200844641 | node_8105901_200844642 | 299.728 | bal_1P_1/0AC | 8105901 | no | no |  |  | no |  |  | 0 | 0 | 0 | 0
oh_line_8105901_200844643 |  | AD | node_8105901_200844642 | node_8105901_200844643 | 350.479 | bal_1P_1/0AC | 8105901 | no | no |  |  | no |  |  | 0 | 0 | 0 | 0
oh_line_8105901_200844644 |  | AD | node_8105901_200844643 | node_8105901_200844644 | 339.114 | bal_1P_1/0AC | 8105901 | no | no |  |  | no |  |  | 0 | 0 | 0 | 0
oh_line_8105901_200844645 |  | AD | node_8105901_200844644 | node_8105901_200844645 | 369.505 | bal_1P_1/0AC | 8105901 | no | no |  |  | no |  |  | 0 | 0 | 0 | 0
oh_line_8105901_200844646 |  | AD | node_8105901_200844645 | node_8105901_200844646 | 370.729 | bal_1P_1/0AC | 8105901 | no | no |  |  | no |  |  | 0 | 0 | 0 | 0
oh_line_8105901_200844648 |  | AD | node_8105901_200844646 | node_8105901_200844648 | 274.352 | bal_1P_1/0AC | 8105901 | no | no |  |  | no |  |  | 0 | 0 | 0 | 0
oh_line_8105901_200844649 |  | AD | node_8105901_200844648 | node_8105901_200844649 | 319.23 | bal_1P_1/0AC | 8105901 | no | no |  |  | no |  |  | 0 | 0 | 0 | 0
oh_line_8105901_200844650 |  | AD | node_8105901_200844649 | node_8105901_200844650 | 324.202 | bal_1P_1/0AC | 8105901 | no | no |  |  | no |  |  | 0 | 0 | 0 | 0
oh_line_8105901_200844651 |  | AD | node_8105901_200844650 | node_8105901_200844651 | 283.43 | bal_1P_1/0AA | 8105901 | no | no |  |  | no |  |  | 0 | 0 | 0 | 0
oh_line_8105901_200844652 |  | AD | node_8105901_200844651 | node_8105901_200844652 | 284.157 | bal_1P_1/0AA | 8105901 | no | no |  |  | no |  |  | 0 | 0 | 0 | 0
oh_line_8105901_200844653 |  | AD | node_8105901_200844640 | node_8105901_200844653 | 311.279 | bal_1P_2AC | 8105901 | no | no |  |  | no |  |  | 0 | 0 | 0 | 0
oh_line_8105901_200844654 |  | AD | node_8105901_200844652 | node_8105901_200844654 | 291.846 | bal_1P_1/0AA | 8105901 | no | no |  |  | no |  |  | 0 | 0 | 0 | 0
oh_line_8105901_200844655 |  | AD | node_8105901_200844654 | node_8105901_200844655 | 279.931 | bal_1P_1/0AA | 8105901 | no | no |  |  | no |  |  | 0 | 0 | 0 | 0
oh_line_8105901_200844656 |  | AD | node_8105901_200844655 | node_8105901_200844656 | 293.46 | bal_1P_1/0AA | 8105901 | no | no |  |  | no |  |  | 0 | 0 | 0 | 0
oh_line_8105901_200844657 |  | AD | node_8105901_200844656 | node_8105901_200844657 | 289.283 | bal_1P_1/0AA | 8105901 | no | no |  |  | no |  |  | 0 | 0 | 0 | 0
oh_line_8105901_200844658 |  | AD | node_8105901_200844657 | node_8105901_200844658 | 121.284 | bal_1P_1/0AA | 8105901 | no | no |  |  | no |  |  | 0 | 0 | 0 | 0
oh_line_8105901_200844659 |  | AD | node_8105901_200844658 | node_8105901_200844659 | 361.372 | bal_1P_1/0AA | 8105901 | no | no |  |  | no |  |  | 0 | 0 | 0 | 0
oh_line_8105901_200844660 |  | AD | node_8105901_200844657 | node_8105901_200844660 | 175.794 | bal_1P_1/0AA | 8105901 | no | no |  |  | no |  |  | 0 | 0 | 0 | 0
oh_line_8105901_200844661 |  | AD | node_8105901_200844660 | node_8105901_200844661 | 245.73 | bal_1P_1/0AA | 8105901 | no | no |  |  | no |  |  | 0 | 0 | 0 | 0
oh_line_8105901_200844662 |  | AD | node_8105901_200844661 | node_8105901_200844662 | 323.794 | bal_1P_1/0AA | 8105901 | no | no |  |  | no |  |  | 0 | 0 | 0 | 0
oh_line_8105901_200844663 |  | AD | node_8105901_200844662 | node_intto1_8105901_200844663 | 332.02 | bal_1P_1/0AA | 8105901 | no | no |  |  | no |  |  | 0 | 0 | 0 | 0
oh_line_8105901_200844664 |  | AD | node_8105901_200844663 | node_8105901_200844664 | 270.154 | bal_1P_1/0AA | 8105901 | no | no |  |  | no |  |  | 0 | 0 | 0 | 0
oh_line_8105901_200844666 |  | AD | node_8105901_200844664 | node_8105901_200844666 | 312.859 | bal_1P_1/0AA | 8105901 | no | no |  |  | no |  |  | 0 | 0 | 0 | 0
oh_line_8105901_200844667 |  | AD | node_8105901_200844653 | node_8105901_200844667 | 306.482 | bal_1P_2AC | 8105901 | no | no |  |  | no |  |  | 0 | 0 | 0 | 0
oh_line_8105901_200844668 |  | AD | node_8105901_200844666 | node_8105901_200844668 | 315.076 | bal_1P_1/0AA | 8105901 | no | no |  |  | no |  |  | 0 | 0 | 0 | 0
oh_line_8105901_200844669 |  | AD | node_8105901_200844668 | node_8105901_200844669 | 299.973 | bal_1P_1/0AA | 8105901 | no | no |  |  | no |  |  | 0 | 0 | 0 | 0
oh_line_8105901_200844670 |  | AD | node_8105901_200844669 | node_8105901_200844670 | 245.103 | bal_1P_1/0AA | 8105901 | no | no |  |  | no |  |  | 0 | 0 | 0 | 0
oh_line_8105901_200844671 |  | AD | node_8105901_200844670 | node_8105901_200844671 | 302.15 | bal_1P_1/0AA | 8105901 | no | no |  |  | no |  |  | 0 | 0 | 0 | 0
oh_line_8105901_200844672 |  | AD | node_8105901_200844667 | node_8105901_200844672 | 245.093 | bal_1P_2AC | 8105901 | no | no |  |  | no |  |  | 0 | 0 | 0 | 0
oh_line_8105901_200844673 |  | AD | node_8105901_200844672 | node_8105901_200844673 | 213.183 | bal_1P_2AC | 8105901 | no | no |  |  | no |  |  | 0 | 0 | 0 | 0
oh_line_8105901_200844674 |  | AD | node_8105901_200844673 | node_8105901_200844674 | 439.626 | bal_1P_2AC | 8105901 | no | no |  |  | no |  |  | 0 | 0 | 0 | 0
oh_line_8105901_200844675 |  | AD | node_8105901_200844674 | node_8105901_200844675 | 394.866 | bal_1P_2AC | 8105901 | no | no |  |  | no |  |  | 0 | 0 | 0 | 0
oh_line_8105901_200844676 |  | AD | node_8105901_200844675 | node_8105901_200844676 | 295.78 | bal_1P_2AC | 8105901 | no | no |  |  | no |  |  | 0 | 0 | 0 | 0
oh_line_8105901_200844691 |  | AD | node_8105901_200844151 | node_intto1_8105901_200844691 | 216.937 | bal_1P_1/0AC | 8105901 | no | no |  |  | no |  |  | 0 | 0 | 0 | 0
oh_line_8105901_200844692 |  | AD | node_8105901_200844691 | node_8105901_200844692 | 179.097 | bal_1P_1/0AC | 8105901 | no | no |  |  | no |  |  | 0 | 0 | 0 | 0
oh_line_8105901_200844694 |  | AD | node_8105901_200988655 | node_8105901_200844694 | 134.663 | bal_1P_2AC | 8105901 | no | no |  |  | no |  |  | 0 | 0 | 0 | 0
oh_line_8105901_200844703 |  | AD | node_8105901_200844717 | node_8105901_200844703 | 339.063 | bal_1P_1/0AC | 8105901 | no | no |  |  | no |  |  | 0 | 0 | 0 | 0
oh_line_8105901_200844704 |  | AD | node_8105901_200844705 | node_8105901_200844704 | 299.52 | bal_1P_1/0AC | 8105901 | no | no |  |  | no |  |  | 0 | 0 | 0 | 0
oh_line_8105901_200844705 |  | AD | node_8105901_200844708 | node_8105901_200844705 | 251.977 | bal_1P_1/0AA | 8105901 | no | no |  |  | no |  |  | 0 | 0 | 0 | 0
oh_line_8105901_200844706 |  | AD | node_8105901_200844705 | node_8105901_200844706 | 296.929 | bal_1P_1/0AC | 8105901 | no | no |  |  | no |  |  | 0 | 0 | 0 | 0
oh_line_8105901_200844707 |  | AD | node_8105901_200844706 | node_8105901_200844707 | 274.667 | bal_1P_1/0AC | 8105901 | no | no |  |  | no |  |  | 0 | 0 | 0 | 0
oh_line_8105901_200844708 |  | AD | node_8105901_200844709 | node_8105901_200844708 | 256.133 | bal_1P_1/0AA | 8105901 | no | no |  |  | no |  |  | 0 | 0 | 0 | 0
oh_line_8105901_200844709 |  | AD | node_8105901_200844710 | node_8105901_200844709 | 278.815 | bal_1P_1/0AA | 8105901 | no | no |  |  | no |  |  | 0 | 0 | 0 | 0
oh_line_8105901_200844710 |  | AD | node_8105901_200844711 | node_8105901_200844710 | 246.043 | bal_1P_1/0AA | 8105901 | no | no |  |  | no |  |  | 0 | 0 | 0 | 0
oh_line_8105901_200844711 |  | AD | node_8105901_200844712 | node_8105901_200844711 | 204.689 | bal_1P_1/0AA | 8105901 | no | no |  |  | no |  |  | 0 | 0 | 0 | 0
oh_line_8105901_200844712 |  | AD | node_8105901_200844713 | node_8105901_200844712 | 172.497 | bal_1P_1/0AA | 8105901 | no | no |  |  | no |  |  | 0 | 0 | 0 | 0
oh_line_8105901_200844713 |  | AD | node_8105901_200844714 | node_8105901_200844713 | 218.672 | bal_1P_1/0AA | 8105901 | no | no |  |  | no |  |  | 0 | 0 | 0 | 0
oh_line_8105901_200844714 |  | AD | node_8105901_200844715 | node_8105901_200844714 | 221.155 | bal_1P_1/0AA | 8105901 | no | no |  |  | no |  |  | 0 | 0 | 0 | 0
oh_line_8105901_200844715 |  | AD | node_8105901_200844719 | node_8105901_200844715 | 212.873 | bal_1P_1/0AA | 8105901 | no | no |  |  | no |  |  | 0 | 0 | 0 | 0
oh_line_8105901_200844717 |  | AD | node_8105901_200844726 | node_8105901_200844717 | 366.871 | bal_1P_1/0AC | 8105901 | no | no |  |  | no |  |  | 0 | 0 | 0 | 0
oh_line_8105901_200844719 |  | AD | node_8105901_200844720 | node_8105901_200844719 | 221.954 | bal_1P_1/0AA | 8105901 | no | no |  |  | no |  |  | 0 | 0 | 0 | 0
oh_line_8105901_200844720 |  | AD | node_8105901_200844721 | node_8105901_200844720 | 229.462 | bal_1P_1/0AA | 8105901 | no | no |  |  | no |  |  | 0 | 0 | 0 | 0
oh_line_8105901_200844721 |  | AD | node_8105901_200844722 | node_8105901_200844721 | 286.943 | bal_1P_1/0AA | 8105901 | no | no |  |  | no |  |  | 0 | 0 | 0 | 0
oh_line_8105901_200844722 |  | AD | node_8105901_200844723 | node_8105901_200844722 | 282.614 | bal_1P_1/0AA | 8105901 | no | no |  |  | no |  |  | 0 | 0 | 0 | 0
oh_line_8105901_200844723 |  | AD | node_8105901_200844724 | node_8105901_200844723 | 282.106 | bal_1P_1/0AA | 8105901 | no | no |  |  | no |  |  | 0 | 0 | 0 | 0
oh_line_8105901_200844724 |  | AD | node_8105901_200844725 | node_8105901_200844724 | 276.642 | bal_1P_1/0AA | 8105901 | no | no |  |  | no |  |  | 0 | 0 | 0 | 0
oh_line_8105901_200844725 |  | AD | node_8105901_200844201 | node_8105901_200844725 | 280.934 | bal_1P_1/0AA | 8105901 | no | no |  |  | no |  |  | 0 | 0 | 0 | 0
oh_line_8105901_200844726 |  | AD | node_8105901_200844728 | node_8105901_200844726 | 352.489 | bal_1P_1/0AC | 8105901 | no | no |  |  | no |  |  | 0 | 0 | 0 | 0
oh_line_8105901_200844727 |  | AD | node_8105901_200844726 | node_8105901_200844727 | 297.96 | bal_1P_1/0AA | 8105901 | no | no |  |  | no |  |  | 0 | 0 | 0 | 0
oh_line_8105901_200844728 |  | AD | node_8105901_200844730 | node_8105901_200844728 | 276.641 | bal_1P_1/0AC | 8105901 | no | no |  |  | no |  |  | 0 | 0 | 0 | 0
oh_line_8105901_200844729 |  | AD | node_8105901_200844728 | node_8105901_200844729 | 317.94 | bal_1P_1/0AA | 8105901 | no | no |  |  | no |  |  | 0 | 0 | 0 | 0
oh_line_8105901_200844730 |  | AD | node_8105901_200844731 | node_8105901_200844730 | 351.306 | bal_1P_1/0AC | 8105901 | no | no |  |  | no |  |  | 0 | 0 | 0 | 0
oh_line_8105901_200844731 |  | AD | node_8105901_200844732 | node_8105901_200844731 | 287.475 | bal_1P_1/0AC | 8105901 | no | no |  |  | no |  |  | 0 | 0 | 0 | 0
oh_line_8105901_200844732 |  | AD | node_8105901_200844733 | node_8105901_200844732 | 347.514 | bal_1P_1/0AC | 8105901 | no | no |  |  | no |  |  | 0 | 0 | 0 | 0
oh_line_8105901_200844733 |  | AD | node_8105901_200844735 | node_8105901_200844733 | 178.376 | bal_1P_1/0AC | 8105901 | no | no |  |  | no |  |  | 0 | 0 | 0 | 0
oh_line_8105901_200844734 |  | AD | node_8105901_200844733 | node_8105901_200844734 | 193.759 | bal_1P_1/0AA | 8105901 | no | no |  |  | no |  |  | 0 | 0 | 0 | 0
oh_line_8105901_200844735 |  | AD | node_8105901_200844737 | node_8105901_200844735 | 170.275 | bal_1P_1/0AC | 8105901 | no | no |  |  | no |  |  | 0 | 0 | 0 | 0
oh_line_8105901_200844737 |  | AD | node_8105901_200844704 | node_8105901_200844737 | 324.718 | bal_1P_1/0AC | 8105901 | no | no |  |  | no |  |  | 0 | 0 | 0 | 0
oh_line_8105901_200844743 |  | AD | node_8105901_200844241 | node_8105901_200844743 | 310.493 | bal_1P_1/0AC | 8105901 | no | no |  |  | no |  |  | 0 | 0 | 0 | 0
oh_line_8105901_200844744-1 |  | AD | node_310001240 | node_8105901_200844744 | 273.265 | bal_1P_1/0AC | 8105901 | no | no |  |  | no |  |  | 0 | 0 | 0 | 0
oh_line_8105901_200844744-2 |  | AD | node_1351922_181_15361533_448 | node_intto1_310001240 | 20.756 | bal_1P_1/0AC | 8105901 | no | no |  |  | no |  |  | 0 | 0 | 0 | 0
oh_line_8105901_200844744-3 |  | AD | node_8105901_200844743 | node_1351922_181_15361533_448 | 29.144 | bal_1P_1/0AC | 8105901 | no | no |  |  | no |  |  | 0 | 0 | 0 | 0
oh_line_8105901_200844745 |  | AD | node_8105901_200844744 | node_8105901_200844745 | 331.476 | bal_1P_1/0AC | 8105901 | no | no |  |  | no |  |  | 0 | 0 | 0 | 0
oh_line_8105901_200844746 |  | AD | node_8105901_200844745 | node_8105901_200844746 | 212.22 | bal_1P_1/0AC | 8105901 | no | no |  |  | no |  |  | 0 | 0 | 0 | 0
oh_line_8105901_200844747 |  | AD | node_8105901_200844746 | node_8105901_200844747 | 221.733 | bal_1P_1/0AC | 8105901 | no | no |  |  | no |  |  | 0 | 0 | 0 | 0
oh_line_8105901_200844797 |  | AD | node_8105901_200844243 | node_8105901_200844797 | 227.328 | bal_1P_1/0AA | 8105901 | no | no |  |  | no |  |  | 0 | 0 | 0 | 0
oh_line_8105901_200844798 |  | AD | node_8105901_200844797 | node_8105901_200844798 | 254.473 | bal_1P_1/0AA | 8105901 | no | no |  |  | no |  |  | 0 | 0 | 0 | 0
oh_line_8105901_200844799 |  | AD | node_8105901_200844798 | node_8105901_200844799 | 286.446 | bal_1P_1/0AA | 8105901 | no | no |  |  | no |  |  | 0 | 0 | 0 | 0
oh_line_8105901_200844800 |  | AD | node_8105901_200844799 | node_8105901_200844800 | 285.466 | bal_1P_1/0AA | 8105901 | no | no |  |  | no |  |  | 0 | 0 | 0 | 0
oh_line_8105901_200844801 |  | AD | node_8105901_200844642 | node_intto1_8105901_200844801 | 80.11 | bal_1P_1/0AC | 8105901 | no | no |  |  | no |  |  | 0 | 0 | 0 | 0
oh_line_8105901_200844802 |  | AD | node_8105901_200844814 | node_8105901_200844802 | 257.922 | bal_1P_1/0AA | 8105901 | no | no |  |  | no |  |  | 0 | 0 | 0 | 0
oh_line_8105901_200844803 |  | AD | node_8105901_200844802 | node_8105901_200844803 | 208.706 | bal_1P_1/0AA | 8105901 | no | no |  |  | no |  |  | 0 | 0 | 0 | 0
oh_line_8105901_200844804 |  | AD | node_8105901_200844803 | node_8105901_200844804 | 249.254 | bal_1P_1/0AA | 8105901 | no | no |  |  | no |  |  | 0 | 0 | 0 | 0
oh_line_8105901_200844805 |  | AD | node_8105901_200844804 | node_8105901_200844805 | 253.78 | bal_1P_1/0AA | 8105901 | no | no |  |  | no |  |  | 0 | 0 | 0 | 0
oh_line_8105901_200844806 |  | AD | node_8105901_200844805 | node_8105901_200844806 | 148.901 | bal_1P_1/0AA | 8105901 | no | no |  |  | no |  |  | 0 | 0 | 0 | 0
oh_line_8105901_200844807 |  | AD | node_8105901_200844801 | node_8105901_200844807 | 197.737 | bal_1P_1/0AC | 8105901 | no | no |  |  | no |  |  | 0 | 0 | 0 | 0
oh_line_8105901_200844808 |  | AD | node_8105901_200844807 | node_8105901_200844808 | 293.598 | bal_1P_1/0AA | 8105901 | no | no |  |  | no |  |  | 0 | 0 | 0 | 0
oh_line_8105901_200844809 |  | AD | node_8105901_200844808 | node_8105901_200844809 | 283.702 | bal_1P_1/0AA | 8105901 | no | no |  |  | no |  |  | 0 | 0 | 0 | 0
oh_line_8105901_200844810 |  | AD | node_8105901_200844809 | node_8105901_200844810 | 282.107 | bal_1P_1/0AA | 8105901 | no | no |  |  | no |  |  | 0 | 0 | 0 | 0
oh_line_8105901_200844811 |  | AD | node_8105901_200844810 | node_8105901_200844811 | 230.611 | bal_1P_1/0AA | 8105901 | no | no |  |  | no |  |  | 0 | 0 | 0 | 0
oh_line_8105901_200844812 |  | AD | node_8105901_200844811 | node_8105901_200844812 | 274.233 | bal_1P_1/0AA | 8105901 | no | no |  |  | no |  |  | 0 | 0 | 0 | 0
oh_line_8105901_200844813 |  | AD | node_8105901_200844812 | node_8105901_200844813 | 252.291 | bal_1P_1/0AA | 8105901 | no | no |  |  | no |  |  | 0 | 0 | 0 | 0
oh_line_8105901_200844814 |  | AD | node_8105901_200844813 | node_8105901_200844814 | 247.821 | bal_1P_1/0AA | 8105901 | no | no |  |  | no |  |  | 0 | 0 | 0 | 0
oh_line_8105901_200909394 |  | AD | node_8105901_200844155 | node_8105901_200909394 | 271.927 | bal_1P_4AC | 8105901 | no | no |  |  | no |  |  | 0 | 0 | 0 | 0
oh_line_8105901_200911520 |  | ABCN | node_8105901_200911521 | node_8105901_200911520 | 224.696 | bal_3P_1/0AA_1/0AA(N) | 8105901 | no | no |  |  | no |  |  | 0 | 0 | 0 | 0
oh_line_8105901_200911521 |  | ABCN | node_8105901_200843930 | node_8105901_200911521 | 224.505 | bal_3P_1/0AA_1/0AA(N) | 8105901 | no | no |  |  | no |  |  | 0 | 0 | 0 | 0
oh_line_8105901_200911524 |  | ABCN | node_8105901_200911525 | node_8105901_200911524 | 230.634 | bal_3P_1/0AA_1/0AA(N) | 8105901 | no | no |  |  | no |  |  | 0 | 0 | 0 | 0
oh_line_8105901_200911525 |  | ABCN | node_8105901_200843930 | node_8105901_200911525 | 237.254 | bal_3P_1/0AA_1/0AA(N) | 8105901 | no | no |  |  | no |  |  | 0 | 0 | 0 | 0
oh_line_8105901_200952703 |  | AD | node_8105901_200844601 | node_8105901_200952703 | 252.995 | bal_1P_1/0AC | 8105901 | no | no |  |  | no |  |  | 0 | 0 | 0 | 0
oh_line_8105901_200953407-1 |  | AD | node_8105901_200844560 | node_intto1_220446769 | 6.298 | bal_1P_1/0AA | 8105901 | no | no |  |  | no |  |  | 0 | 0 | 0 | 0
oh_line_8105901_200953407-2 |  | AD | node_220446769 | node_intto1_220388022 | 6.257 | bal_1P_1/0AA | 8105901 | no | no |  |  | no |  |  | 0 | 0 | 0 | 0
oh_line_8105901_200953407-3 |  | AD | node_220388022 | node_8105901_200953407 | 100.083 | bal_1P_1/0AA | 8105901 | no | no |  |  | no |  |  | 0 | 0 | 0 | 0
oh_line_8105901_200968822 |  | AD | node_8105901_200844226 | node_8105901_200968822 | 475.551 | bal_1P_2AC | 8105901 | no | no |  |  | no |  |  | 0 | 0 | 0 | 0
oh_line_8105901_200978541 |  | AD | node_8105901_200844208 | node_8105901_200978541 | 165.02 | bal_1P_2AC | 8105901 | no | no |  |  | no |  |  | 0 | 0 | 0 | 0
oh_line_8105901_200978542 |  | AD | node_8105901_200844206 | node_8105901_200978542 | 364.394 | bal_1P_2AC | 8105901 | no | no |  |  | no |  |  | 0 | 0 | 0 | 0
oh_line_8105901_200978873 |  | AD | node_8105901_200978542 | node_8105901_200978873 | 303.344 | bal_1P_4AC | 8105901 | no | no |  |  | no |  |  | 0 | 0 | 0 | 0
oh_line_8105901_200980054 |  | AD | node_8105901_200844175 | node_8105901_200980054 | 400.337 | bal_1P_4AC | 8105901 | no | no |  |  | no |  |  | 0 | 0 | 0 | 0
oh_line_8105901_200980055 |  | AD | node_8105901_200980054 | node_intto1_8105901_200980055 | 214.399 | bal_1P_1/0AA | 8105901 | no | no |  |  | no |  |  | 0 | 0 | 0 | 0
oh_line_8105901_200987528 |  | AN | node_8105901_200844798 | node_intto1_8105901_200987528 | 1284.503 | bal_1P_DELTACUST | 8105901 | no | no |  |  | no |  |  | 0 | 0 | 0 | 0
oh_line_8105901_200988655 |  | AD | node_8105901_200844692 | node_8105901_200988655 | 209.921 | bal_1P_1/0AC | 8105901 | no | no |  |  | no |  |  | 0 | 0 | 0 | 0
oh_line_8105901_200988656 |  | AD | node_8105901_200844388 | node_8105901_200988656 | 355.037 | bal_1P_4AC | 8105901 | no | no |  |  | no |  |  | 0 | 0 | 0 | 0
oh_line_8105901_201012766 |  | AD | node_8105901_200844210 | node_8105901_201012766 | 327.352 | bal_1P_2AC | 8105901 | no | no |  |  | no |  |  | 0 | 0 | 0 | 0
oh_line_8105901_201020582 |  | AD | node_8105901_200844445 | node_8105901_201020582 | 341.672 | bal_1P_6ACW | 8105901 | no | no |  |  | no |  |  | 0 | 0 | 0 | 0
oh_line_8105901_201025783 |  | AD | node_8105901_200844431 | node_8105901_201025783 | 291.615 | bal_1P_6ACW | 8105901 | no | no |  |  | no |  |  | 0 | 0 | 0 | 0
oh_line_8105901_201025784 |  | AD | node_8105901_200844413 | node_8105901_201025784 | 388.306 | bal_1P_2AC | 8105901 | no | no |  |  | no |  |  | 0 | 0 | 0 | 0
oh_line_8105901_201052130 |  | AD | node_8105901_201020582 | node_8105901_201052130 | 499 | bal_1P_6ACW | 8105901 | no | no |  |  | no |  |  | 0 | 0 | 0 | 0
oh_line_8105901_201052132 |  | AD | node_8105901_201052130 | node_8105901_201052132 | 441.387 | bal_1P_6ACW | 8105901 | no | no |  |  | no |  |  | 0 | 0 | 0 | 0
oh_line_8105901_310016884 |  | AD | node_8105901_200839797 | node_8105901_310016884 | 99.895 | bal_1P_1/0AA | 8105901 | no | no |  |  | no |  |  | 0 | 0 | 0 | 0
oh_line_8105901_310019456 |  | AN | node_8105901_200844806 | node_8105901_310019456 | 284.835 | bal_1P_DELTACUST | 8105901 | no | no |  |  | no |  |  | 0 | 0 | 0 | 0
oh_line_8105901_310019457 |  | AN | node_8105901_310019456 | node_8105901_310019457 | 168.623 | bal_1P_DELTACUST | 8105901 | no | no |  |  | no |  |  | 0 | 0 | 0 | 0
oh_line_8105901_310019458 |  | AN | node_8105901_310019457 | node_8105901_310019458 | 239.889 | bal_1P_DELTACUST | 8105901 | no | no |  |  | no |  |  | 0 | 0 | 0 | 0
oh_line_8105901_310019459 |  | AN | node_8105901_310019458 | node_8105901_310019459 | 227.644 | bal_1P_DELTACUST | 8105901 | no | no |  |  | no |  |  | 0 | 0 | 0 | 0
oh_line_8105901_310019460 |  | AN | node_8105901_310019459 | node_intto1_8105901_310019460 | 98.748 | bal_1P_DELTACUST | 8105901 | no | no |  |  | no |  |  | 0 | 0 | 0 | 0
oh_line_8105901_310027931 |  | AD | node_8105901_200844237 | node_8105901_310027931 | 258.057 | bal_1P_2AC | 8105901 | no | no |  |  | no |  |  | 0 | 0 | 0 | 0
oh_line_8105901_310027934 |  | AD | node_8105901_310027931 | node_8105901_310027934 | 216.505 | bal_1P_1/0AA | 8105901 | no | no |  |  | no |  |  | 0 | 0 | 0 | 0
oh_line_8105901_311886761 |  | AD | node_8105901_200844123 | node_8105901_311886761 | 288.943 | bal_1P_1/0AA | 8105901 | no | no |  |  | no |  |  | 0 | 0 | 0 | 0
oh_line_8105901_311899966 |  | AD | node_8105901_200844731 | node_8105901_311899966 | 139.726 | bal_1P_1/0AA | 8105901 | no | no |  |  | no |  |  | 0 | 0 | 0 | 0
oh_line_8105901_311917360 |  | AD | node_8105901_200844709 | node_8105901_311917360 | 84.503 | bal_1P_1/0AA | 8105901 | no | no |  |  | no |  |  | 0 | 0 | 0 | 0
oh_line_8105901_311926175 |  | AD | node_8105901_200844188 | node_8105901_311926175 | 247.861 | bal_1P_2AC | 8105901 | no | no |  |  | no |  |  | 0 | 0 | 0 | 0
oh_line_8105901_312082906 |  | AD | node_1349439_128_15350657_138 | node_8105901_312082906 | 216.634 | bal_1P_1/0AA | 8105901 | no | no |  |  | no |  |  | 0 | 0 | 0 | 0
oh_line_8105901_312082908 |  | AD | node_8105901_200844386 | node_8105901_312082908 | 66.371 | bal_1P_1/0AA | 8105901 | no | no |  |  | no |  |  | 0 | 0 | 0 | 0
oh_line_8105901_312088743 |  | AD | node_8105901_200844734 | node_8105901_312088743 | 25.075 | bal_1P_1/0AA | 8105901 | no | no |  |  | no |  |  | 0 | 0 | 0 | 0
oh_line_8105901_312125014 |  | AD | node_8105901_200844440 | node_intto1_8105901_312125014 | 224.409 | bal_1P_1/0AA | 8105901 | no | no |  |  | no |  |  | 0 | 0 | 0 | 0
oh_line_8105901_312141084 |  | AD | node_8105901_200844253 | node_8105901_312141084 | 261.738 | bal_1P_2AC | 8105901 | no | no |  |  | no |  |  | 0 | 0 | 0 | 0
oh_line_8105901_312141085 |  | AD | node_8105901_312141084 | node_8105901_312141085 | 157.477 | bal_1P_1/0AA | 8105901 | no | no |  |  | no |  |  | 0 | 0 | 0 | 0
oh_line_TAP_OH_900214 |  | AN | node_8105901_200839797 | node_1357655_025_15368218_396 | 0.033 | unb_TAPWIRE_OH | 8105901 | no | no |  |  | no |  |  | 0 | 0 | 0 | 0
oh_line_TAP_OH_900216 |  | AN | node_8105901_200839803 | node_1357391_148_15369863_658 | 0.033 | unb_TAPWIRE_OH | 8105901 | no | no |  |  | no |  |  | 0 | 0 | 0 | 0
oh_line_TAP_OH_901693 |  | AN | node_8105901_200844148 | node_1354874_219_15356140_071 | 0.033 | unb_TAPWIRE_OH | 8105901 | no | no |  |  | no |  |  | 0 | 0 | 0 | 0
oh_line_TAP_OH_901694 |  | AN | node_8105901_200844150 | node_1355191_566_15356573_2 | 0.033 | unb_TAPWIRE_OH | 8105901 | no | no |  |  | no |  |  | 0 | 0 | 0 | 0
oh_line_TAP_OH_901695 |  | AN | node_8105901_200844152 | node_1355327_187_15356992_662 | 0.033 | unb_TAPWIRE_OH | 8105901 | no | no |  |  | no |  |  | 0 | 0 | 0 | 0
oh_line_TAP_OH_901696 |  | AN | node_8105901_200844153 | node_1355361_857_15357133_199 | 0.033 | unb_TAPWIRE_OH | 8105901 | no | no |  |  | no |  |  | 0 | 0 | 0 | 0
oh_line_TAP_OH_901697 |  | AN | node_8105901_200844154 | node_1355402_264_15357340_051 | 0.033 | unb_TAPWIRE_OH | 8105901 | no | no |  |  | no |  |  | 0 | 0 | 0 | 0
oh_line_TAP_OH_901698 |  | AN | node_8105901_200844159 | node_1355698_754_15359082_051 | 0.033 | unb_TAPWIRE_OH | 8105901 | no | no |  |  | no |  |  | 0 | 0 | 0 | 0
oh_line_TAP_OH_901699 |  | AN | node_8105901_200844161 | node_1355685_423_15359404_37 | 0.033 | unb_TAPWIRE_OH | 8105901 | no | no |  |  | no |  |  | 0 | 0 | 0 | 0
oh_line_TAP_OH_901700 |  | AN | node_8105901_200844162 | node_1355828_811_15359648_109 | 0.033 | unb_TAPWIRE_OH | 8105901 | no | no |  |  | no |  |  | 0 | 0 | 0 | 0
oh_line_TAP_OH_901701 |  | AN | node_8105901_200844171 | node_1357187_203_15361426_841 | 0.033 | unb_TAPWIRE_OH | 8105901 | no | no |  |  | no |  |  | 0 | 0 | 0 | 0
oh_line_TAP_OH_901702 |  | AN | node_8105901_200844180 | node_1359091_253_15363504_434 | 0.033 | unb_TAPWIRE_OH | 8105901 | no | no |  |  | no |  |  | 0 | 0 | 0 | 0
oh_line_TAP_OH_901703 |  | AN | node_8105901_200844186 | node_1360238_299_15364417_456 | 0.033 | unb_TAPWIRE_OH | 8105901 | no | no |  |  | no |  |  | 0 | 0 | 0 | 0
oh_line_TAP_OH_901704 |  | AN | node_8105901_200844191 | node_1360956_654_15365515_077 | 0.033 | unb_TAPWIRE_OH | 8105901 | no | no |  |  | no |  |  | 0 | 0 | 0 | 0
oh_line_TAP_OH_901705 |  | AN | node_8105901_200844193 | node_1361448_869_15365535_923 | 0.033 | unb_TAPWIRE_OH | 8105901 | no | no |  |  | no |  |  | 0 | 0 | 0 | 0
oh_line_TAP_OH_901706 |  | AN | node_8105901_200844194 | node_1361609_373_15365682_047 | 0.033 | unb_TAPWIRE_OH | 8105901 | no | no |  |  | no |  |  | 0 | 0 | 0 | 0
oh_line_TAP_OH_901707 |  | AN | node_8105901_200844197 | node_1362298_834_15366317_939 | 0.033 | unb_TAPWIRE_OH | 8105901 | no | no |  |  | no |  |  | 0 | 0 | 0 | 0
oh_line_TAP_OH_901708 |  | AN | node_8105901_200844198 | node_1355065_403_15356863_665 | 0.033 | unb_TAPWIRE_OH | 8105901 | no | no |  |  | no |  |  | 0 | 0 | 0 | 0
oh_line_TAP_OH_901709 |  | AN | node_8105901_200844199 | node_1351086_991_15357113_271 | 0.033 | unb_TAPWIRE_OH | 8105901 | no | no |  |  | no |  |  | 0 | 0 | 0 | 0
oh_line_TAP_OH_901710 |  | AN | node_8105901_200844202 | node_1350238_571_15356869_301 | 0.033 | unb_TAPWIRE_OH | 8105901 | no | no |  |  | no |  |  | 0 | 0 | 0 | 0
oh_line_TAP_OH_901711 |  | AN | node_8105901_200844205 | node_1349320_427_15356600_437 | 0.033 | unb_TAPWIRE_OH | 8105901 | no | no |  |  | no |  |  | 0 | 0 | 0 | 0
oh_line_TAP_OH_901712 |  | AN | node_8105901_200844211 | node_1347563_469_15355939_977 | 0.033 | unb_TAPWIRE_OH | 8105901 | no | no |  |  | no |  |  | 0 | 0 | 0 | 0
oh_line_TAP_OH_901713 |  | AN | node_8105901_200844214 | node_1354845_484_15356941_428 | 0.033 | unb_TAPWIRE_OH | 8105901 | no | no |  |  | no |  |  | 0 | 0 | 0 | 0
oh_line_TAP_OH_901714 |  | AN | node_8105901_200844215 | node_1354419_842_15356904_303 | 0.033 | unb_TAPWIRE_OH | 8105901 | no | no |  |  | no |  |  | 0 | 0 | 0 | 0
oh_line_TAP_OH_901715 |  | AN | node_8105901_200844218 | node_1353948_33_15356995_78 | 0.033 | unb_TAPWIRE_OH | 8105901 | no | no |  |  | no |  |  | 0 | 0 | 0 | 0
oh_line_TAP_OH_901716 |  | AN | node_8105901_200844221 | node_1354215_463_15356427_35 | 0.033 | unb_TAPWIRE_OH | 8105901 | no | no |  |  | no |  |  | 0 | 0 | 0 | 0
oh_line_TAP_OH_901717 |  | AN | node_8105901_200844224 | node_1354473_155_15356054_7 | 0.033 | unb_TAPWIRE_OH | 8105901 | no | no |  |  | no |  |  | 0 | 0 | 0 | 0
oh_line_TAP_OH_901718 |  | AN | node_8105901_200844228 | node_1353506_928_15356712_392 | 0.033 | unb_TAPWIRE_OH | 8105901 | no | no |  |  | no |  |  | 0 | 0 | 0 | 0
oh_line_TAP_OH_901719 |  | AN | node_8105901_200844231 | node_1352694_335_15356540_065 | 0.033 | unb_TAPWIRE_OH | 8105901 | no | no |  |  | no |  |  | 0 | 0 | 0 | 0
oh_line_TAP_OH_901720 |  | AN | node_8105901_200844232 | node_1352662_598_15356242_506 | 0.033 | unb_TAPWIRE_OH | 8105901 | no | no |  |  | no |  |  | 0 | 0 | 0 | 0
oh_line_TAP_OH_901721 |  | AN | node_8105901_200844233 | node_1352661_189_15355905_533 | 0.033 | unb_TAPWIRE_OH | 8105901 | no | no |  |  | no |  |  | 0 | 0 | 0 | 0
oh_line_TAP_OH_901722 |  | AN | node_8105901_200844234 | node_1352193_631_15357098_356 | 0.033 | unb_TAPWIRE_OH | 8105901 | no | no |  |  | no |  |  | 0 | 0 | 0 | 0
oh_line_TAP_OH_901723 |  | AN | node_8105901_200844235 | node_1351856_957_15357123_833 | 0.033 | unb_TAPWIRE_OH | 8105901 | no | no |  |  | no |  |  | 0 | 0 | 0 | 0
oh_line_TAP_OH_901724 |  | AN | node_8105901_200844237 | node_1351582_055_15357131_463 | 0.033 | unb_TAPWIRE_OH | 8105901 | no | no |  |  | no |  |  | 0 | 0 | 0 | 0
oh_line_TAP_OH_901725 |  | AN | node_8105901_200844240 | node_1351578_629_15361674_405 | 0.033 | unb_TAPWIRE_OH | 8105901 | no | no |  |  | no |  |  | 0 | 0 | 0 | 0
oh_line_TAP_OH_901726 |  | AN | node_8105901_200844243 | node_1352408_377_15362379_874 | 0.033 | unb_TAPWIRE_OH | 8105901 | no | no |  |  | no |  |  | 0 | 0 | 0 | 0
oh_line_TAP_OH_901727 |  | AN | node_8105901_200844245 | node_1351477_15362015_282 | 0.033 | unb_TAPWIRE_OH | 8105901 | no | no |  |  | no |  |  | 0 | 0 | 0 | 0
oh_line_TAP_OH_901728 |  | AN | node_8105901_200844247 | node_1351151_555_15362220_301 | 0.033 | unb_TAPWIRE_OH | 8105901 | no | no |  |  | no |  |  | 0 | 0 | 0 | 0
oh_line_TAP_OH_901729 |  | AN | node_8105901_200844250 | node_1353234_967_15358682_15 | 0.033 | unb_TAPWIRE_OH | 8105901 | no | no |  |  | no |  |  | 0 | 0 | 0 | 0
oh_line_TAP_OH_901730 |  | AN | node_8105901_200844251 | node_1353076_681_15359015_722 | 0.033 | unb_TAPWIRE_OH | 8105901 | no | no |  |  | no |  |  | 0 | 0 | 0 | 0
oh_line_TAP_OH_901732 |  | AN | node_8105901_200844255 | node_1352707_092_15360531_017 | 0.033 | unb_TAPWIRE_OH | 8105901 | no | no |  |  | no |  |  | 0 | 0 | 0 | 0
oh_line_TAP_OH_901774 |  | AN | node_8105901_200844378 | node_1349793_818_15352621_736 | 0.033 | unb_TAPWIRE_OH | 8105901 | no | no |  |  | no |  |  | 0 | 0 | 0 | 0
oh_line_TAP_OH_901775 |  | AN | node_8105901_200844381 | node_1349741_01_15352037_89 | 0.033 | unb_TAPWIRE_OH | 8105901 | no | no |  |  | no |  |  | 0 | 0 | 0 | 0
oh_line_TAP_OH_901776 |  | AN | node_8105901_200844383 | node_1349674_779_15351506_312 | 0.033 | unb_TAPWIRE_OH | 8105901 | no | no |  |  | no |  |  | 0 | 0 | 0 | 0
oh_line_TAP_OH_901777 |  | AN | node_8105901_200844384 | node_1349665_978_15351327_557 | 0.033 | unb_TAPWIRE_OH | 8105901 | no | no |  |  | no |  |  | 0 | 0 | 0 | 0
oh_line_TAP_OH_901778 |  | AN | node_8105901_200844386 | node_1349555_043_15350846_866 | 0.033 | unb_TAPWIRE_OH | 8105901 | no | no |  |  | no |  |  | 0 | 0 | 0 | 0
oh_line_TAP_OH_901779 |  | AN | node_8105901_200844387 | node_1348909_461_15355898_764 | 0.033 | unb_TAPWIRE_OH | 8105901 | no | no |  |  | no |  |  | 0 | 0 | 0 | 0
oh_line_TAP_OH_901780 |  | AN | node_8105901_200844395 | node_1350231_882_15353629_773 | 0.033 | unb_TAPWIRE_OH | 8105901 | no | no |  |  | no |  |  | 0 | 0 | 0 | 0
oh_line_TAP_OH_901781 |  | AN | node_8105901_200844401 | node_1362136_025_15362165_834 | 0.033 | unb_TAPWIRE_OH | 8105901 | no | no |  |  | no |  |  | 0 | 0 | 0 | 0
oh_line_TAP_OH_901782 |  | AN | node_8105901_200844405 | node_1362980_208_15362206_725 | 0.033 | unb_TAPWIRE_OH | 8105901 | no | no |  |  | no |  |  | 0 | 0 | 0 | 0
oh_line_TAP_OH_901783 |  | AN | node_8105901_200844406 | node_1363375_965_15362189_864 | 0.033 | unb_TAPWIRE_OH | 8105901 | no | no |  |  | no |  |  | 0 | 0 | 0 | 0
oh_line_TAP_OH_901784 |  | AN | node_8105901_200844408 | node_1363647_791_15362223_007 | 0.033 | unb_TAPWIRE_OH | 8105901 | no | no |  |  | no |  |  | 0 | 0 | 0 | 0
oh_line_TAP_OH_901785 |  | AN | node_8105901_200844411 | node_1364308_076_15362385_042 | 0.033 | unb_TAPWIRE_OH | 8105901 | no | no |  |  | no |  |  | 0 | 0 | 0 | 0
oh_line_TAP_OH_901786 |  | AN | node_8105901_200844417 | node_1365486_484_15362409_714 | 0.033 | unb_TAPWIRE_OH | 8105901 | no | no |  |  | no |  |  | 0 | 0 | 0 | 0
oh_line_TAP_OH_901787 |  | AN | node_8105901_200844418 | node_1365725_546_15362415_844 | 0.033 | unb_TAPWIRE_OH | 8105901 | no | no |  |  | no |  |  | 0 | 0 | 0 | 0
oh_line_TAP_OH_901788 |  | AN | node_8105901_200844423 | node_1366385_047_15361706_982 | 0.033 | unb_TAPWIRE_OH | 8105901 | no | no |  |  | no |  |  | 0 | 0 | 0 | 0
oh_line_TAP_OH_901789 |  | AN | node_8105901_200844424 | node_1366338_842_15361421_976 | 0.033 | unb_TAPWIRE_OH | 8105901 | no | no |  |  | no |  |  | 0 | 0 | 0 | 0
oh_line_TAP_OH_901790 |  | AN | node_8105901_200844426 | node_1360138_105_15362955_714 | 0.033 | unb_TAPWIRE_OH | 8105901 | no | no |  |  | no |  |  | 0 | 0 | 0 | 0
oh_line_TAP_OH_901791 |  | AN | node_8105901_200844431 | node_1361003_86_15362158_377 | 0.033 | unb_TAPWIRE_OH | 8105901 | no | no |  |  | no |  |  | 0 | 0 | 0 | 0
oh_line_TAP_OH_901792 |  | AN | node_8105901_200844433 | node_1361403_467_15362168_245 | 0.033 | unb_TAPWIRE_OH | 8105901 | no | no |  |  | no |  |  | 0 | 0 | 0 | 0
oh_line_TAP_OH_901793 |  | AN | node_8105901_200844435 | node_1361738_844_15362240_447 | 0.033 | unb_TAPWIRE_OH | 8105901 | no | no |  |  | no |  |  | 0 | 0 | 0 | 0
oh_line_TAP_OH_901794 |  | AN | node_8105901_200844441 | node_1357795_901_15367105_15 | 0.033 | unb_TAPWIRE_OH | 8105901 | no | no |  |  | no |  |  | 0 | 0 | 0 | 0
oh_line_TAP_OH_901795 |  | AN | node_8105901_200844450 | node_1357800_104_15364645_368 | 0.033 | unb_TAPWIRE_OH | 8105901 | no | no |  |  | no |  |  | 0 | 0 | 0 | 0
oh_line_TAP_OH_901796 |  | AN | node_8105901_200844453 | node_1357847_881_15365284_499 | 0.033 | unb_TAPWIRE_OH | 8105901 | no | no |  |  | no |  |  | 0 | 0 | 0 | 0
oh_line_TAP_OH_901840 |  | AN | node_8105901_200844559 | node_1346029_079_15361139_348 | 0.033 | unb_TAPWIRE_OH | 8105901 | no | no |  |  | no |  |  | 0 | 0 | 0 | 0
oh_line_TAP_OH_901841 |  | AN | node_8105901_200844561 | node_1366892_579_15360975_471 | 0.033 | unb_TAPWIRE_OH | 8105901 | no | no |  |  | no |  |  | 0 | 0 | 0 | 0
oh_line_TAP_OH_901842 |  | AN | node_8105901_200844567 | node_1368080_55_15361069_29 | 0.033 | unb_TAPWIRE_OH | 8105901 | no | no |  |  | no |  |  | 0 | 0 | 0 | 0
oh_line_TAP_OH_901843 |  | AN | node_8105901_200844571 | node_1367658_121_15361112_917 | 0.033 | unb_TAPWIRE_OH | 8105901 | no | no |  |  | no |  |  | 0 | 0 | 0 | 0
oh_line_TAP_OH_901844 |  | AN | node_8105901_200844572 | node_1367475_076_15361072_536 | 0.033 | unb_TAPWIRE_OH | 8105901 | no | no |  |  | no |  |  | 0 | 0 | 0 | 0
oh_line_TAP_OH_901849 |  | AN | node_8105901_200844586 | node_1347517_699_15363650_846 | 0.033 | unb_TAPWIRE_OH | 8105901 | no | no |  |  | no |  |  | 0 | 0 | 0 | 0
oh_line_TAP_OH_901850 |  | AN | node_8105901_200844588 | node_1347691_585_15363929_795 | 0.033 | unb_TAPWIRE_OH | 8105901 | no | no |  |  | no |  |  | 0 | 0 | 0 | 0
oh_line_TAP_OH_901851 |  | AN | node_8105901_200844591 | node_1347906_509_15363948_374 | 0.033 | unb_TAPWIRE_OH | 8105901 | no | no |  |  | no |  |  | 0 | 0 | 0 | 0
oh_line_TAP_OH_901852 |  | AN | node_8105901_200844592 | node_1347819_453_15364224_302 | 0.033 | unb_TAPWIRE_OH | 8105901 | no | no |  |  | no |  |  | 0 | 0 | 0 | 0
oh_line_TAP_OH_901853 |  | AN | node_8105901_200844593 | node_1347883_934_15364532_615 | 0.033 | unb_TAPWIRE_OH | 8105901 | no | no |  |  | no |  |  | 0 | 0 | 0 | 0
oh_line_TAP_OH_901854 |  | AN | node_8105901_200844601 | node_1347117_719_15363285_619 | 0.033 | unb_TAPWIRE_OH | 8105901 | no | no |  |  | no |  |  | 0 | 0 | 0 | 0
oh_line_TAP_OH_901855 |  | AN | node_8105901_200844603 | node_1347518_51_15363372_262 | 0.033 | unb_TAPWIRE_OH | 8105901 | no | no |  |  | no |  |  | 0 | 0 | 0 | 0
oh_line_TAP_OH_901856 |  | AN | node_8105901_200844605 | node_1345914_346_15363363_449 | 0.033 | unb_TAPWIRE_OH | 8105901 | no | no |  |  | no |  |  | 0 | 0 | 0 | 0
oh_line_TAP_OH_901857 |  | AN | node_8105901_200844606 | node_1346506_204_15362404_038 | 0.033 | unb_TAPWIRE_OH | 8105901 | no | no |  |  | no |  |  | 0 | 0 | 0 | 0
oh_line_TAP_OH_901861 |  | AN | node_8105901_200844622 | node_1364893_544_15359627_173 | 0.033 | unb_TAPWIRE_OH | 8105901 | no | no |  |  | no |  |  | 0 | 0 | 0 | 0
oh_line_TAP_OH_901862 |  | AN | node_8105901_200844624 | node_1364045_314_15359267_574 | 0.033 | unb_TAPWIRE_OH | 8105901 | no | no |  |  | no |  |  | 0 | 0 | 0 | 0
oh_line_TAP_OH_901863 |  | AN | node_8105901_200844626 | node_1363690_899_15359099_199 | 0.033 | unb_TAPWIRE_OH | 8105901 | no | no |  |  | no |  |  | 0 | 0 | 0 | 0
oh_line_TAP_OH_901864 |  | AN | node_8105901_200844627 | node_1363405_482_15358930_766 | 0.033 | unb_TAPWIRE_OH | 8105901 | no | no |  |  | no |  |  | 0 | 0 | 0 | 0
oh_line_TAP_OH_901865 |  | AN | node_8105901_200844631 | node_1364012_94_15358088_022 | 0.033 | unb_TAPWIRE_OH | 8105901 | no | no |  |  | no |  |  | 0 | 0 | 0 | 0
oh_line_TAP_OH_901866 |  | AN | node_8105901_200844634 | node_1363024_384_15358810_825 | 0.033 | unb_TAPWIRE_OH | 8105901 | no | no |  |  | no |  |  | 0 | 0 | 0 | 0
oh_line_TAP_OH_901867 |  | AN | node_8105901_200844635 | node_1362877_183_15358649_14 | 0.033 | unb_TAPWIRE_OH | 8105901 | no | no |  |  | no |  |  | 0 | 0 | 0 | 0
oh_line_TAP_OH_901868 |  | AN | node_8105901_200844636 | node_1362894_045_15358250_457 | 0.033 | unb_TAPWIRE_OH | 8105901 | no | no |  |  | no |  |  | 0 | 0 | 0 | 0
oh_line_TAP_OH_901869 |  | AN | node_8105901_200844637 | node_1362914_92_15357968_414 | 0.033 | unb_TAPWIRE_OH | 8105901 | no | no |  |  | no |  |  | 0 | 0 | 0 | 0
oh_line_TAP_OH_901870 |  | AN | node_8105901_200844646 | node_1360447_636_15357794_197 | 0.033 | unb_TAPWIRE_OH | 8105901 | no | no |  |  | no |  |  | 0 | 0 | 0 | 0
oh_line_TAP_OH_901871 |  | AN | node_8105901_200844650 | node_1359572_925_15357874_679 | 0.033 | unb_TAPWIRE_OH | 8105901 | no | no |  |  | no |  |  | 0 | 0 | 0 | 0
oh_line_TAP_OH_901872 |  | AN | node_8105901_200844670 | node_1355791_348_15357557_404 | 0.033 | unb_TAPWIRE_OH | 8105901 | no | no |  |  | no |  |  | 0 | 0 | 0 | 0
oh_line_TAP_OH_901873 |  | AN | node_8105901_200844675 | node_1365346_81_15359983_327 | 0.033 | unb_TAPWIRE_OH | 8105901 | no | no |  |  | no |  |  | 0 | 0 | 0 | 0
oh_line_TAP_OH_901879 |  | AN | node_8105901_200844691 | node_1355022_805_15356821_728 | 0.033 | unb_TAPWIRE_OH | 8105901 | no | no |  |  | no |  |  | 0 | 0 | 0 | 0
oh_line_TAP_OH_901880 |  | AN | node_8105901_200844692 | node_1354843_202_15356729_022 | 0.033 | unb_TAPWIRE_OH | 8105901 | no | no |  |  | no |  |  | 0 | 0 | 0 | 0
oh_line_TAP_OH_901881 |  | AN | node_8105901_200844694 | node_1354576_905_15356615_584 | 0.033 | unb_TAPWIRE_OH | 8105901 | no | no |  |  | no |  |  | 0 | 0 | 0 | 0
oh_line_TAP_OH_901886 |  | AN | node_8105901_200844707 | node_1349362_537_15360285_441 | 0.033 | unb_TAPWIRE_OH | 8105901 | no | no |  |  | no |  |  | 0 | 0 | 0 | 0
oh_line_TAP_OH_901888 |  | AN | node_8105901_200844711 | node_1350218_542_15359840_253 | 0.033 | unb_TAPWIRE_OH | 8105901 | no | no |  |  | no |  |  | 0 | 0 | 0 | 0
oh_line_TAP_OH_901889 |  | AN | node_8105901_200844712 | node_1350409_467_15359712_036 | 0.033 | unb_TAPWIRE_OH | 8105901 | no | no |  |  | no |  |  | 0 | 0 | 0 | 0
oh_line_TAP_OH_901890 |  | AN | node_8105901_200844715 | node_1350555_421_15359122_099 | 0.033 | unb_TAPWIRE_OH | 8105901 | no | no |  |  | no |  |  | 0 | 0 | 0 | 0
oh_line_TAP_OH_901891 |  | AN | node_8105901_200844717 | node_1347388_293_15362518_32 | 0.033 | unb_TAPWIRE_OH | 8105901 | no | no |  |  | no |  |  | 0 | 0 | 0 | 0
oh_line_TAP_OH_901892 |  | AN | node_8105901_200844724 | node_1350731_633_15357617_804 | 0.033 | unb_TAPWIRE_OH | 8105901 | no | no |  |  | no |  |  | 0 | 0 | 0 | 0
oh_line_TAP_OH_901893 |  | AN | node_8105901_200844725 | node_1350738_28_15357337_477 | 0.033 | unb_TAPWIRE_OH | 8105901 | no | no |  |  | no |  |  | 0 | 0 | 0 | 0
oh_line_TAP_OH_901894 |  | AN | node_8105901_200844727 | node_1347481_935_15362025_092 | 0.033 | unb_TAPWIRE_OH | 8105901 | no | no |  |  | no |  |  | 0 | 0 | 0 | 0
oh_line_TAP_OH_901895 |  | AN | node_8105901_200844729 | node_1348271_003_15362119_755 | 0.033 | unb_TAPWIRE_OH | 8105901 | no | no |  |  | no |  |  | 0 | 0 | 0 | 0
oh_line_TAP_OH_901896 |  | AN | node_8105901_200844730 | node_1348177_603_15361930_943 | 0.033 | unb_TAPWIRE_OH | 8105901 | no | no |  |  | no |  |  | 0 | 0 | 0 | 0
oh_line_TAP_OH_901897 |  | AN | node_8105901_200844731 | node_1348429_016_15361668_312 | 0.033 | unb_TAPWIRE_OH | 8105901 | no | no |  |  | no |  |  | 0 | 0 | 0 | 0
oh_line_TAP_OH_901898 |  | AN | node_8105901_200844732 | node_1348691_033_15361549_015 | 0.033 | unb_TAPWIRE_OH | 8105901 | no | no |  |  | no |  |  | 0 | 0 | 0 | 0
oh_line_TAP_OH_901899 |  | AN | node_8105901_200844734 | node_1348831_856_15361203_094 | 0.033 | unb_TAPWIRE_OH | 8105901 | no | no |  |  | no |  |  | 0 | 0 | 0 | 0
oh_line_TAP_OH_901900 |  | AN | node_8105901_200844735 | node_1349130_801_15361262_427 | 0.033 | unb_TAPWIRE_OH | 8105901 | no | no |  |  | no |  |  | 0 | 0 | 0 | 0
oh_line_TAP_OH_901901 |  | AN | node_8105901_200844737 | node_1349272_681_15361148_303 | 0.033 | unb_TAPWIRE_OH | 8105901 | no | no |  |  | no |  |  | 0 | 0 | 0 | 0
oh_line_TAP_OH_901903 |  | AN | node_8105901_200844744 | node_1352107_816_15361301_754 | 0.033 | unb_TAPWIRE_OH | 8105901 | no | no |  |  | no |  |  | 0 | 0 | 0 | 0
oh_line_TAP_OH_901904 |  | AN | node_8105901_200844745 | node_1352373_114_15361053_165 | 0.033 | unb_TAPWIRE_OH | 8105901 | no | no |  |  | no |  |  | 0 | 0 | 0 | 0
oh_line_TAP_OH_901905 |  | AN | node_8105901_200844746 | node_1352447_383_15361287_503 | 0.033 | unb_TAPWIRE_OH | 8105901 | no | no |  |  | no |  |  | 0 | 0 | 0 | 0
oh_line_TAP_OH_901906 |  | AN | node_8105901_200844747 | node_1352483_56_15361542_456 | 0.033 | unb_TAPWIRE_OH | 8105901 | no | no |  |  | no |  |  | 0 | 0 | 0 | 0
oh_line_TAP_OH_901927 |  | AN | node_8105901_200844797 | node_1352538_674_15362119_346 | 0.033 | unb_TAPWIRE_OH | 8105901 | no | no |  |  | no |  |  | 0 | 0 | 0 | 0
oh_line_TAP_OH_901928 |  | AN | node_8105901_200844798 | node_1352782_087_15362167_181 | 0.033 | unb_TAPWIRE_OH | 8105901 | no | no |  |  | no |  |  | 0 | 0 | 0 | 0
oh_line_TAP_OH_901929 |  | AN | node_8105901_200844800 | node_1353385_092_15362223_928 | 0.033 | unb_TAPWIRE_OH | 8105901 | no | no |  |  | no |  |  | 0 | 0 | 0 | 0
oh_line_TAP_OH_901930 |  | AN | node_8105901_200844802 | node_1361030_662_15355545_647 | 0.033 | unb_TAPWIRE_OH | 8105901 | no | no |  |  | no |  |  | 0 | 0 | 0 | 0
oh_line_TAP_OH_901931 |  | AN | node_8105901_200844806 | node_1360749_352_15354796_061 | 0.033 | unb_TAPWIRE_OH | 8105901 | no | no |  |  | no |  |  | 0 | 0 | 0 | 0
oh_line_TAP_OH_901932 |  | AN | node_8105901_200844807 | node_1361880_031_15357492_693 | 0.033 | unb_TAPWIRE_OH | 8105901 | no | no |  |  | no |  |  | 0 | 0 | 0 | 0
oh_line_TAP_OH_921137 |  | AN | node_8105901_200952703 | node_1347263_469_15363471_959 | 0.033 | unb_TAPWIRE_OH | 8105901 | no | no |  |  | no |  |  | 0 | 0 | 0 | 0
oh_line_TAP_OH_923932 |  | AN | node_8105901_200968822 | node_1352636_285_15357085_627 | 0.033 | unb_TAPWIRE_OH | 8105901 | no | no |  |  | no |  |  | 0 | 0 | 0 | 0
oh_line_TAP_OH_925592 |  | AN | node_8105901_200978541 | node_1347800_138_15355988_172 | 0.033 | unb_TAPWIRE_OH | 8105901 | no | no |  |  | no |  |  | 0 | 0 | 0 | 0
oh_line_TAP_OH_925593 |  | AN | node_8105901_200978542 | node_1348657_37_15356368_633 | 0.033 | unb_TAPWIRE_OH | 8105901 | no | no |  |  | no |  |  | 0 | 0 | 0 | 0
oh_line_TAP_OH_925678 |  | AN | node_8105901_200978873 | node_1348855_349_15356107_697 | 0.033 | unb_TAPWIRE_OH | 8105901 | no | no |  |  | no |  |  | 0 | 0 | 0 | 0
oh_line_TAP_OH_925935 |  | AN | node_8105901_200980055 | node_1357892_988_15361653_092 | 0.033 | unb_TAPWIRE_OH | 8105901 | no | no |  |  | no |  |  | 0 | 0 | 0 | 0
oh_line_TAP_OH_927277 |  | AN | node_8105901_200987528 | node_1353228_837_15363490_894 | 0.033 | unb_TAPWIRE_OH | 8105901 | no | no |  |  | no |  |  | 0 | 0 | 0 | 0
oh_line_TAP_OH_929168 |  | AN | node_8105901_201012766 | node_1347216_935_15356130_237 | 0.033 | unb_TAPWIRE_OH | 8105901 | no | no |  |  | no |  |  | 0 | 0 | 0 | 0
oh_line_TAP_OH_931984 |  | AN | node_8105901_201025783 | node_1360795_614_15362396_114 | 0.033 | unb_TAPWIRE_OH | 8105901 | no | no |  |  | no |  |  | 0 | 0 | 0 | 0
oh_line_TAP_OH_931985 |  | AN | node_8105901_201025784 | node_1364700_669_15362393_279 | 0.033 | unb_TAPWIRE_OH | 8105901 | no | no |  |  | no |  |  | 0 | 0 | 0 | 0
oh_line_TAP_OH_935764 |  | AN | node_8105901_201052132 | node_1357885_933_15364324_177 | 0.033 | unb_TAPWIRE_OH | 8105901 | no | no |  |  | no |  |  | 0 | 0 | 0 | 0
oh_line_TAP_OH_1507237 |  | AN | node_8105901_200844123 | node_1363251_776_15366453_295 | 0.033 | unb_TAPWIRE_OH | 8105901 | no | no |  |  | no |  |  | 0 | 0 | 0 | 0
oh_line_TAP_OH_1507239 |  | AN | node_8105901_200844620 | node_1358423_24_15359539_112 | 0.033 | unb_TAPWIRE_OH | 8105901 | no | no |  |  | no |  |  | 0 | 0 | 0 | 0
oh_line_TAP_OH_1703658 |  | AN | node_8105901_310027934 | node_1351280_828_15357335_526 | 0.033 | unb_TAPWIRE_OH | 8105901 | no | no |  |  | no |  |  | 0 | 0 | 0 | 0
oh_line_TAP_OH_1774856 |  | AN | node_8105901_310016884 | node_1357823_238_15368376_814 | 0.033 | unb_TAPWIRE_OH | 8105901 | no | no |  |  | no |  |  | 0 | 0 | 0 | 0
oh_line_TAP_OH_2933616 |  | AN | node_8105901_311886761 | node_1363497_629_15366694_741 | 0.033 | unb_TAPWIRE_OH | 8105901 | no | no |  |  | no |  |  | 0 | 0 | 0 | 0
oh_line_TAP_OH_3060151 |  | AN | node_8105901_311899966 | node_1348478_191_15361917_865 | 0.033 | unb_TAPWIRE_OH | 8105901 | no | no |  |  | no |  |  | 0 | 0 | 0 | 0
oh_line_TAP_OH_3336509 |  | AN | node_8105901_311917360 | node_1350080_282_15360433_812 | 0.033 | unb_TAPWIRE_OH | 8105901 | no | no |  |  | no |  |  | 0 | 0 | 0 | 0
oh_line_TAP_OH_4720365 |  | AN | node_8105901_312082906 | node_1349351_699_15350427_416 | 0.033 | unb_TAPWIRE_OH | 8105901 | no | no |  |  | no |  |  | 0 | 0 | 0 | 0
oh_line_TAP_OH_5146387 |  | AN | node_8105901_200844648 | node_1360171_452_15357806_028 | 0.033 | unb_TAPWIRE_OH | 8105901 | no | no |  |  | no |  |  | 0 | 0 | 0 | 0
oh_line_TAP_OH_5571648 |  | AN | node_8105901_312141085 | node_1353073_543_15359815_921 | 0.033 | unb_TAPWIRE_OH | 8105901 | no | no |  |  | no |  |  | 0 | 0 | 0 | 0

## overhead_line_conductor
data_type | static
owner_type | feeder
owner | 8105901
object | overhead_line_conductor
name | groupid | geometric_mean_radius | resistance | diameter | rating_summer_continuous | rating_summer_emergency | rating_winter_continuous | rating_winter_emergency | dcircuit | selected | comments
oh_cond_1/0_AAAC |  | 0.012 | 0.876 | 0.398 | 235 | 235 | 310 | 310 |  | no
oh_cond_1/0_ACSR |  | 0.012 | 0.888 | 0.398 | 265 | 265 | 330 | 330 |  | no
oh_cond_2/0_CU |  | 0.013 | 0.44 | 0.414 | 295 | 295 | 425 | 425 |  | no
oh_cond_2_ACSR |  | 0.01 | 1.41 | 0.325 | 195 | 195 | 245 | 245 |  | no
oh_cond_3_#7_CWD_30% |  | 0.005 | 3.07 | 0.311 | 125 | 125 | 195 | 195 |  | no
oh_cond_4D_CWD |  | 0.006 | 1.399 | 0.348 | 155 | 155 | 225 | 225 |  | no
oh_cond_4_ACSR |  | 0.008 | 2.24 | 0.25 | 145 | 145 | 185 | 185 |  | no
oh_cond_6A_CWD |  | 0.005 | 2.21 | 0.23 | 115 | 115 | 165 | 165 |  | no
oh_cond_477_MCM_AL |  | 0.025 | 0.198 | 0.792 | 605 | 605 | 810 | 810 |  | no
oh_cond_WP-4/0-CU |  | 0.015 | 0.273 | 0.81 | 340 | 340 | 390 | 390 |  | no

## recloser
data_type | static
owner_type | feeder
owner | 8105901
object | recloser
name | groupid | phases | fr | to | phase_A_state | phase_B_state | phase_C_state | operating_mode | retry_time | max_number_of_tries | status | dcircuit | selected | monitored | monitored_fields | class_monitored_fields | played | played_fields | comments
recloser_310036311 |  | AD | node_intto1_8105901_200844565 | node_8105901_200844565 | CLOSED | CLOSED | CLOSED | INDIVIDUAL |  |  |  | 8105901 | no | no |  |  | no

## regulator
data_type | static
owner_type | feeder
owner | 8105901
object | regulator
name | groupid | phases | fr | to | configuration | sense_node | dcircuit | selected | monitored | monitored_fields | class_monitored_fields | played | played_fields | comments
regulator_220370653 |  | AD | node_intto1_8105901_200844663 | node_8105901_200844663 | config_regulator_220370653 |  | 8105901 | no | no |  |  | no
regulator_220446769 |  | AD | node_intto1_220446769 | node_220446769 | config_regulator_220446769 |  | 8105901 | no | no |  |  | no

## regulator_configuration
data_type | static
owner_type | feeder
owner | 8105901
object | regulator_configuration
name | groupid | connect_type | band_center | band_width | time_delay | dwell_time | raise_taps | lower_taps | current_transducer_ratio | power_transducer_ratio | compensator_r_setting_A | compensator_x_setting_A | compensator_r_setting_B | compensator_x_setting_B | compensator_r_setting_C | compensator_x_setting_C | CT_phase | PT_phase | regulation | control_level | Control | Type | tap_pos_A | tap_pos_B | tap_pos_C | dcircuit | selected | comments
config_regulator_220370653 |  | WYE_WYE | 123 | 3 |  |  | 16 | 16 | 100 | 40 | 0 | 0 | 0 | 0 | 0 | 0 | A | A | 0.1 | INDIVIDUAL | OUTPUT_VOLTAGE | A | 0 | 0 | 0 |  | no
config_regulator_220446769 |  | WYE_WYE | 123 | 3 |  |  | 16 | 16 | 250 | 40 | 0 | 0 | 0 | 0 | 0 | 0 | A | A | 0.1 | INDIVIDUAL | OUTPUT_VOLTAGE | A | 0 | 0 | 0 |  | no

## switch
data_type | static
owner_type | feeder
owner | 8105901
object | switch
name | groupid | phases | fr | to | phase_A_state | phase_B_state | phase_C_state | operating_mode | status | dcircuit | selected | monitored | monitored_fields | class_monitored_fields | played | played_fields | comments
switch_220417277 |  | AD | node_intto1_8105901_200844214 | node_8105901_200844214 | CLOSED | CLOSED | CLOSED | INDIVIDUAL |  | 8105901 | no | no |  |  | no
switch_220417406 |  | AD | node_intto1_8105901_200844599 | node_8105901_200844599 | CLOSED | CLOSED | CLOSED | INDIVIDUAL |  | 8105901 | no | no |  |  | no
switch_SB1-73-220417291 |  | AN | node_intto1_SB1-73-220417291 | node_SB1-73-220417291 | CLOSED | CLOSED | CLOSED | INDIVIDUAL |  | 8105901 | no | no |  |  | no

## transformer
data_type | static
owner_type | feeder
owner | 8105901
object | transformer
name | groupid | phases | fr | to | configuration | climate | aging_constant | use_thermal_model | aging_granularity | dcircuit | selected | monitored | monitored_fields | class_monitored_fields | played | played_fields | comments
transformer_220465289 |  | AN | node_220465289 | node_intto1_220465289 | config_transformer_220465289 |  | 0 |  | 0 | 8105901 | no | no |  |  | no

## transformer_configuration
data_type | static
owner_type | feeder
owner | 8105901
object | transformer_configuration
name | groupid | connect_type | install_type | coolant_type | cooling_type | primary_voltage | secondary_voltage | power_rating | powerA_rating | powerB_rating | powerC_rating | impedance | shunt_impedance | core_coil_weight | tank_fittings_weight | oil_volume | rated_winding_time_constant | rated_winding_hot_spot_rise | rated_top_oil_rise | no_load_loss | full_load_loss | reactance_resistance_ratio | installed_insulation_life | dcircuit | selected | comments
config_transformer_220465289 |  | DELTA_GWYE |  |  |  | 4800 | 34500 | 667 | 0 | 0 | 0 | 0.005+0.047j | 0 | 0 | 0 | 0 | 0 | 0 | 0 | 0 | 0 | 10 | 0 |  | no

## underground_line
data_type | static
owner_type | feeder
owner | 8105901
object | underground_line
name | groupid | phases | fr | to | length | configuration | dcircuit | selected | monitored | monitored_fields | class_monitored_fields | played | played_fields | comments
und_line_8105901_200844604 |  | AN | node_8105901_200844607 | node_intto1_8105901_200844604 | 453.578 | und_1P_DELTACUST | 8105901 | no | no |  |  | no
und_line_8105901_310019461 |  | AN | node_8105901_310019460 | node_8105901_310019461 | 104.774 | und_1P_DELTACUST | 8105901 | no | no |  |  | no
und_line_8105901_311929621 |  | AN | node_8105901_200844574 | node_intto1_8105901_311929621 | 872.875 | und_1P_DELTACUST | 8105901 | no | no |  |  | no
und_line_8105901_312088746 |  | AN | node_8105901_312088743 | node_intto1_8105901_312088746 | 560.501 | und_1P_DELTACUST | 8105901 | no | no |  |  | no
und_line_8105901_312125015 |  | AN | node_8105901_312125014 | node_8105901_312125015 | 490.424 | und_1P_DELTACUST | 8105901 | no | no |  |  | no
und_line_TAP_UG_59108 |  | AN | node_8105901_200844604 | node_1345854_169_15363618_715 | 0.033 | und_TAPWIRE_UG | 8105901 | no | no |  |  | no
und_line_TAP_UG_523807 |  | AN | node_8105901_310019461 | node_1360832_197_15353731_071 | 0.033 | und_TAPWIRE_UG | 8105901 | no | no |  |  | no
und_line_TAP_UG_1577900 |  | AN | node_8105901_311929621 | node_1367045_566_15361945_621 | 0.033 | und_TAPWIRE_UG | 8105901 | no | no |  |  | no
und_line_TAP_UG_2432986 |  | AN | node_8105901_312088746 | node_1348507_507_15360668_07 | 0.033 | und_TAPWIRE_UG | 8105901 | no | no |  |  | no
und_line_TAP_UG_2677028 |  | AN | node_8105901_312125015 | node_1358242_596_15366185_023 | 0.033 | und_TAPWIRE_UG | 8105901 | no | no |  |  | no

## underground_line_conductor
data_type | static
owner_type | feeder
owner | 8105901
object | underground_line_conductor
name | groupid | outer_diameter | conductor_gmr | conductor_diameter | conductor_resistance | neutral_gmr | neutral_diameter | neutral_resistance | neutral_strands | insulation_relative_permitivitty | shield_gmr | shield_resistance | rating_summer_continuous | rating_summer_emergency | rating_winter_continuous | rating_winter_emergency | dcircuit | selected | comments
und_cond_1P_DELTACUST | [12 empty] | 685 | 685 | 685 | 685 |  | no
und_cond_TAPWIRE_UG | [12 empty] | 99999999 | 99999999 | 99999999 | 99999999 |  | no