## capacitor
data_type | static
owner_type | feeder
owner | 8103203
object | capacitor
name | groupid | parent | phases | nominal_voltage | pt_phase | phases_connected | switchA | switchB | switchC | control | voltage_set_high | voltage_set_low | VAr_set_high | VAr_set_low | current_set_high | current_set_low | capacitor_A | capacitor_B | capacitor_C | cap_nominal_voltage | time_delay | dwell_time | lockout_time | remote_sense | remote_sense_B | control_level | dcircuit | selected | monitored | monitored_fields | class_monitored_fields | played | played_fields | comments
cap_220369486 |  | node_1412319_733_15470678_114 | ABCN | 0 |  | ABCN | CLOSED | CLOSED | CLOSED | MANUAL | [6 empty] | 50000 | 50000 | 50000 | 4800 | [6 empty] | 8103203 | no | no |  |  | no
cap_220369491 |  | node_1405247_942_15487397_146 | AN | 0 |  | AN | CLOSED |  |  | MANUAL | [6 empty] | 50000 |  |  | 4800 | [6 empty] | 8103203 | no | no |  |  | no
cap_220369524 |  | node_1402319_889_15464245_431 | ABCN | 0 |  | ABCN | CLOSED | CLOSED | CLOSED | MANUAL | [6 empty] | 50000 | 50000 | 50000 | 4800 | [6 empty] | 8103203 | no | no |  |  | no
cap_220369527 |  | node_1387222_915_15469923_246 | AN | 0 |  | AN | CLOSED |  |  | MANUAL | [6 empty] | 50000 |  |  | 4800 | [6 empty] | 8103203 | no | no |  |  | no
cap_220369528 |  | node_1391276_834_15482252_877 | AN | 0 |  | AN | CLOSED |  |  | MANUAL | [6 empty] | 100000 |  |  | 4800 | [6 empty] | 8103203 | no | no |  |  | no
cap_220549825 |  | node_1381862_276_15468425_641 | AN | 0 |  | AN | CLOSED |  |  | MANUAL | [6 empty] | 50000 |  |  | 4800 | [6 empty] | 8103203 | no | no |  |  | no
cap_312085973 |  | node_1417162_547_15475906_972 | AN | 0 |  | AN | CLOSED |  |  | MANUAL | [6 empty] | 50000 |  |  | 4800 | [6 empty] | 8103203 | no | no |  |  | no

## feeder
data_type | static
owner_type | feeder
owner | 8103203
object | feeder
name | transmission_bus | ARC | ADR | slack_bus | nom_voltages | num_nodes | num_ohlines | num_uglines | num_transformers | num_generators | num_pvs | num_storages | num_loads | miles | mw | mvar | losses_mw | losses_mvar | comments | use_feeder_load_shape | load_shape_scale | use_feeder_pv_shape | pv_shape_scale | description | restore_time | griddisconnect_scenario_probability | gridconnect_scenario_probability | use_energy_not_served | VOLL | discount_rate | yearly_load_growth_percent | planning_horizon | enable_traditional_project_deferral | lifetime_of_investment_years | start_year | base_year | year_the_investment_is_committed | revenue_requirement_scaling_factor | discount_rate | inflation_rate_for_investment | traditional_project_invested_capital | periodicity_of_investment_in_years | priority | maximum_total_investment_cost | DER_portfolio_NPV | DER_portfolio_BC_ratio | total_system_energy_avoided_cost_NPV | total_system_capacity_avoided_cost_NPV | total_system_ancillary_services_avoided_cost_NPV | total_system_CO2_avoided_cost_NPV | total_system_loss_of_load_avoided_cost_NPV | total_system_distribution_capacity_avoided_cost_NPV | total_system_investment_and_operational_cost_NPV | feeder_solar_pv_operating_cost_USdollarperkWh | feeder_energy_storage_operating_cost_USdollarperkWh | feeder_distributed_generator_operating_cost_USdollarperkWh | feeder_distributed_generator_CO2_cost_USdollarperkWh | feeder_demand_response_operating_cost_USdollarperkWh | feeder_solar_pv_investment_cost_USdollarperkW | feeder_energy_storage_investment_cost_USdollarperkW | feeder_distributed_generator_investment_cost_USdollarperkW | feeder_demand_response_investment_cost_USdollarperkW
8103203 |  | ts_slack | none | node_SOURCE_8103203 | 0.0,2771.281 | 1896 | 1758 | 25 | 0 | 0 | 0 | 0 | 457 | 72.965 | 4.488 | 1.912 | 0 | 0 |  | 0 | 0 | 1 | 0 |  | 0 | 0 | 0 | 0 | 0 | 0 | 0 | 0 | 0 | 0 | 0 | 0 | 0 | 0 | 0 | 0 | 0 | 0 | 0 | 999999999 | 0 | 0 | 0 | 0 | 0 | 0 | 0 | 0 | 0 | 0 | 0 | 0 | 0 | 0 | 0 | 0 | 0 | 0

## fuse
data_type | static
owner_type | feeder
owner | 8103203
object | fuse
name | groupid | phases | fr | to | phase_A_status | phase_B_status | phase_C_status | repair_dist_type | current_limit | mean_replacement_time | status | dcircuit | selected | monitored | monitored_fields | class_monitored_fields | played | played_fields | comments
fuse_220386047 |  | AD | node_intto1_8103203_200880754 | node_8103203_200880754 | GOOD | GOOD | GOOD |  | 25 |  |  | 8103203 | no | no |  |  | no
fuse_220386064 |  | AD | node_intto1_8103203_200880912 | node_8103203_200880912 | GOOD | GOOD | GOOD |  | 40 |  |  | 8103203 | no | no |  |  | no
fuse_220386065 |  | AD | node_intto1_8103203_200881149 | node_8103203_200881149 | GOOD | GOOD | GOOD |  | 15 |  |  | 8103203 | no | no |  |  | no
fuse_220386073 |  | AD | node_intto1_8103203_200880987 | node_8103203_200880987 | GOOD | GOOD | GOOD |  | 40 |  |  | 8103203 | no | no |  |  | no
fuse_220386074 |  | AD | node_intto1_8103203_200880854 | node_8103203_200880854 | GOOD | GOOD | GOOD |  | 25 |  |  | 8103203 | no | no |  |  | no
fuse_220386079 |  | AD | node_intto1_8103203_200880697 | node_8103203_200880697 | GOOD | GOOD | GOOD |  | 300 |  |  | 8103203 | no | no |  |  | no
fuse_220387373 |  | AD | node_intto1_8103203_200880778 | node_8103203_200880778 | GOOD | GOOD | GOOD |  | 300 |  |  | 8103203 | no | no |  |  | no
fuse_220387377 |  | ABCD | node_intto1_8103203_200885562 | node_8103203_200885562 | GOOD | GOOD | GOOD |  | 65 |  |  | 8103203 | no | no |  |  | no
fuse_220387401 |  | AD | node_intto1_8103203_200885794 | node_8103203_200885794 | GOOD | GOOD | GOOD |  | 40 |  |  | 8103203 | no | no |  |  | no
fuse_220387427 |  | AD | node_intto1_8103203_200885979 | node_8103203_200885979 | GOOD | GOOD | GOOD |  | 25 |  |  | 8103203 | no | no |  |  | no
fuse_220387446 |  | AD | node_intto1_8103203_200885943 | node_8103203_200885943 | GOOD | GOOD | GOOD |  | 300 |  |  | 8103203 | no | no |  |  | no
fuse_220387490 |  | AD | node_intto1_8103203_200886182 | node_8103203_200886182 | GOOD | GOOD | GOOD |  | 25 |  |  | 8103203 | no | no |  |  | no
fuse_220387494 |  | AD | node_intto1_8103203_200886037 | node_8103203_200886037 | GOOD | GOOD | GOOD |  | 40 |  |  | 8103203 | no | no |  |  | no
fuse_220387495 |  | AD | node_intto1_8103203_200886143 | node_8103203_200886143 | GOOD | GOOD | GOOD |  | 30 |  |  | 8103203 | no | no |  |  | no
fuse_220387519 |  | AD | node_intto1_8103203_200882482 | node_8103203_200882482 | GOOD | GOOD | GOOD |  | 65 |  |  | 8103203 | no | no |  |  | no
fuse_220387520 |  | AD | node_intto1_8103203_200882478 | node_8103203_200882478 | GOOD | GOOD | GOOD |  | 100 |  |  | 8103203 | no | no |  |  | no
fuse_220387522 |  | AD | node_intto1_8103203_200883232 | node_8103203_200883232 | GOOD | GOOD | GOOD |  | 65 |  |  | 8103203 | no | no |  |  | no
fuse_220387524 |  | ABCD | node_intto1_8103203_200882364 | node_8103203_200882364 | GOOD | GOOD | GOOD |  | 50 |  |  | 8103203 | no | no |  |  | no
fuse_220387526 |  | AD | node_intto1_8103203_200883020 | node_8103203_200883020 | GOOD | GOOD | GOOD |  | 300 |  |  | 8103203 | no | no |  |  | no
fuse_220387534 |  | AN | node_intto1_8103203_201013108 | node_8103203_201013108 | GOOD | GOOD | GOOD |  | 50 |  |  | 8103203 | no | no |  |  | no
fuse_220387538 |  | AN | node_intto1_8103203_201013109 | node_8103203_201013109 | GOOD | GOOD | GOOD |  | 50 |  |  | 8103203 | no | no |  |  | no
fuse_220387540 |  | AD | node_intto1_8103203_200882887 | node_8103203_200882887 | GOOD | GOOD | GOOD |  | 50 |  |  | 8103203 | no | no |  |  | no
fuse_220387545 |  | AD | node_intto1_8103203_200882814 | node_8103203_200882814 | GOOD | GOOD | GOOD |  | 100 |  |  | 8103203 | no | no |  |  | no
fuse_220387635 |  | AD | node_intto1_8103203_200883245 | node_8103203_200883245 | GOOD | GOOD | GOOD |  | 50 |  |  | 8103203 | no | no |  |  | no
fuse_220550390 |  | ABCN | node_intto1_8103203_201010123 | node_8103203_201010123 | GOOD | GOOD | GOOD |  | 80 |  |  | 8103203 | no | no |  |  | no
fuse_220576940 |  | AN | node_intto1_8103203_201010778 | node_8103203_201010778 | GOOD | GOOD | GOOD |  | 30 |  |  | 8103203 | no | no |  |  | no
fuse_220577415 |  | AD | node_intto1_8103203_201010600 | node_8103203_201010600 | GOOD | GOOD | GOOD |  | 40 |  |  | 8103203 | no | no |  |  | no
fuse_220577993 |  | AD | node_intto1_8103203_200880818 | node_8103203_200880818 | GOOD | GOOD | GOOD |  | 40 |  |  | 8103203 | no | no |  |  | no
fuse_220584363 |  | ABCD | node_intto1_8103203_200882375 | node_8103203_200882375 | GOOD | GOOD | GOOD |  | 100 |  |  | 8103203 | no | no |  |  | no
fuse_220584369 |  | AD | node_intto1_8103203_200886042 | node_8103203_200886042 | GOOD | GOOD | GOOD |  | 40 |  |  | 8103203 | no | no |  |  | no
fuse_220584370 |  | AD | node_intto1_8103203_200885957 | node_8103203_200885957 | GOOD | GOOD | GOOD |  | 15 |  |  | 8103203 | no | no |  |  | no
fuse_220584378 |  | AD | node_intto1_8103203_200957020 | node_8103203_200957020 | GOOD | GOOD | GOOD |  | 25 |  |  | 8103203 | no | no |  |  | no
fuse_220584381 |  | AD | node_intto1_8103203_200885856 | node_8103203_200885856 | GOOD | GOOD | GOOD |  | 15 |  |  | 8103203 | no | no |  |  | no
fuse_220584396 |  | AD | node_intto1_8103203_200885989 | node_8103203_200885989 | GOOD | GOOD | GOOD |  | 65 |  |  | 8103203 | no | no |  |  | no
fuse_220584398 |  | AD | node_intto1_8103203_200885708 | node_8103203_200885708 | GOOD | GOOD | GOOD |  | 40 |  |  | 8103203 | no | no |  |  | no
fuse_220584400 |  | AD | node_intto1_8103203_200885632 | node_8103203_200885632 | GOOD | GOOD | GOOD |  | 65 |  |  | 8103203 | no | no |  |  | no
fuse_220584402 |  | AD | node_intto1_8103203_200886248 | node_8103203_200886248 | GOOD | GOOD | GOOD |  | 40 |  |  | 8103203 | no | no |  |  | no
fuse_220584404 |  | AD | node_intto1_8103203_200886222 | node_8103203_200886222 | GOOD | GOOD | GOOD |  | 40 |  |  | 8103203 | no | no |  |  | no
fuse_220584406 |  | AD | node_intto1_8103203_200885698 | node_8103203_200885698 | GOOD | GOOD | GOOD |  | 40 |  |  | 8103203 | no | no |  |  | no
fuse_220584410 |  | ABCD | node_intto1_8103203_200885576 | node_8103203_200885576 | GOOD | GOOD | GOOD |  | 100 |  |  | 8103203 | no | no |  |  | no
fuse_220584413 |  | AD | node_intto1_8103203_200885625 | node_8103203_200885625 | GOOD | GOOD | GOOD |  | 100 |  |  | 8103203 | no | no |  |  | no
fuse_220584417 |  | AD | node_intto1_8103203_200885767 | node_8103203_200885767 | GOOD | GOOD | GOOD |  | 65 |  |  | 8103203 | no | no |  |  | no
fuse_220584419 |  | AD | node_intto1_8103203_200886154 | node_8103203_200886154 | GOOD | GOOD | GOOD |  | 40 |  |  | 8103203 | no | no |  |  | no
fuse_220584421 |  | AD | node_intto1_8103203_200885797 | node_8103203_200885797 | GOOD | GOOD | GOOD |  | 40 |  |  | 8103203 | no | no |  |  | no
fuse_220584423 |  | AD | node_intto1_8103203_200907065 | node_8103203_200907065 | GOOD | GOOD | GOOD |  | 25 |  |  | 8103203 | no | no |  |  | no
fuse_220584426 |  | AD | node_intto1_8103203_200886120 | node_8103203_200886120 | GOOD | GOOD | GOOD |  | 25 |  |  | 8103203 | no | no |  |  | no
fuse_220584429 |  | AD | node_intto1_8103203_200885854 | node_8103203_200885854 | GOOD | GOOD | GOOD |  | 15 |  |  | 8103203 | no | no |  |  | no
fuse_220584431 |  | AD | node_intto1_8103203_200886098 | node_8103203_200886098 | GOOD | GOOD | GOOD |  | 40 |  |  | 8103203 | no | no |  |  | no
fuse_220584433 |  | AD | node_intto1_8103203_200885597 | node_8103203_200885597 | GOOD | GOOD | GOOD |  | 50 |  |  | 8103203 | no | no |  |  | no
fuse_220584435 |  | ABCD | node_intto1_8103203_200885606 | node_8103203_200885606 | GOOD | GOOD | GOOD |  | 65 |  |  | 8103203 | no | no |  |  | no
fuse_220584438 |  | AD | node_intto1_8103203_200885869 | node_8103203_200885869 | GOOD | GOOD | GOOD |  | 65 |  |  | 8103203 | no | no |  |  | no
fuse_220584441 |  | AD | node_intto1_8103203_200959345 | node_8103203_200959345 | GOOD | GOOD | GOOD |  | 100 |  |  | 8103203 | no | no |  |  | no
fuse_220584443 |  | AD | node_intto1_8103203_200882826 | node_8103203_200882826 | GOOD | GOOD | GOOD |  | 50 |  |  | 8103203 | no | no |  |  | no
fuse_220584487 |  | AD | node_intto1_8103203_200881115 | node_8103203_200881115 | GOOD | GOOD | GOOD |  | 25 |  |  | 8103203 | no | no |  |  | no
fuse_220584496 |  | ABCD | node_intto1_8103203_200882346 | node_8103203_200882346 | GOOD | GOOD | GOOD |  | 300 |  |  | 8103203 | no | no |  |  | no
fuse_220584552 |  | AD | node_intto1_8103203_200880533 | node_8103203_200880533 | GOOD | GOOD | GOOD |  | 40 |  |  | 8103203 | no | no |  |  | no
fuse_220584554 |  | AD | node_intto1_8103203_200881231 | node_8103203_200881231 | GOOD | GOOD | GOOD |  | 40 |  |  | 8103203 | no | no |  |  | no
fuse_220584556 |  | AD | node_intto1_8103203_200880723 | node_8103203_200880723 | GOOD | GOOD | GOOD |  | 40 |  |  | 8103203 | no | no |  |  | no
fuse_220584558 |  | AD | node_intto1_8103203_200881155 | node_8103203_200881155 | GOOD | GOOD | GOOD |  | 40 |  |  | 8103203 | no | no |  |  | no
fuse_220584560 |  | AD | node_intto1_8103203_200880822 | node_8103203_200880822 | GOOD | GOOD | GOOD |  | 25 |  |  | 8103203 | no | no |  |  | no
fuse_220584562 |  | AD | node_intto1_8103203_200909286 | node_8103203_200909286 | GOOD | GOOD | GOOD |  | 40 |  |  | 8103203 | no | no |  |  | no
fuse_220584564 |  | AD | node_intto1_8103203_200881238 | node_8103203_200881238 | GOOD | GOOD | GOOD |  | 40 |  |  | 8103203 | no | no |  |  | no
fuse_220584566 |  | AD | node_intto1_8103203_200881242 | node_8103203_200881242 | GOOD | GOOD | GOOD |  | 25 |  |  | 8103203 | no | no |  |  | no
fuse_220584568 |  | AD | node_intto1_8103203_201025353 | node_8103203_201025353 | GOOD | GOOD | GOOD |  | 25 |  |  | 8103203 | no | no |  |  | no
fuse_220584570 |  | ABCD | node_intto1_8103203_200880370 | node_8103203_200880370 | GOOD | GOOD | GOOD |  | 300 |  |  | 8103203 | no | no |  |  | no
fuse_220584573 |  | AD | node_intto1_8103203_200881122 | node_8103203_200881122 | GOOD | GOOD | GOOD |  | 25 |  |  | 8103203 | no | no |  |  | no
fuse_220584575 |  | AD | node_intto1_8103203_200880375 | node_8103203_200880375 | GOOD | GOOD | GOOD |  | 25 |  |  | 8103203 | no | no |  |  | no
fuse_220584577 |  | AD | node_intto1_8103203_200880398 | node_8103203_200880398 | GOOD | GOOD | GOOD |  | 40 |  |  | 8103203 | no | no |  |  | no
fuse_220584579 |  | AD | node_intto1_8103203_200880957 | node_8103203_200880957 | GOOD | GOOD | GOOD |  | 40 |  |  | 8103203 | no | no |  |  | no
fuse_220584581 |  | AD | node_intto1_8103203_200881164 | node_8103203_200881164 | GOOD | GOOD | GOOD |  | 25 |  |  | 8103203 | no | no |  |  | no
fuse_220584583 |  | AD | node_intto1_8103203_200881163 | node_8103203_200881163 | GOOD | GOOD | GOOD |  | 25 |  |  | 8103203 | no | no |  |  | no
fuse_220584585 |  | ABCD | node_intto1_8103203_200880409 | node_8103203_200880409 | GOOD | GOOD | GOOD |  | 40 |  |  | 8103203 | no | no |  |  | no
fuse_220584588 |  | AD | node_intto1_8103203_200880741 | node_8103203_200880741 | GOOD | GOOD | GOOD |  | 25 |  |  | 8103203 | no | no |  |  | no
fuse_220584590 |  | AD | node_intto1_8103203_200880756 | node_8103203_200880756 | GOOD | GOOD | GOOD |  | 25 |  |  | 8103203 | no | no |  |  | no
fuse_220584593 |  | ABCD | node_intto1_8103203_200907800 | node_8103203_200907800 | GOOD | GOOD | GOOD |  | 25 |  |  | 8103203 | no | no |  |  | no
fuse_220584596 |  | AD | node_intto1_8103203_200881119 | node_8103203_200881119 | GOOD | GOOD | GOOD |  | 15 |  |  | 8103203 | no | no |  |  | no
fuse_220584598 |  | AD | node_intto1_8103203_200886254 | node_8103203_200886254 | GOOD | GOOD | GOOD |  | 25 |  |  | 8103203 | no | no |  |  | no
fuse_220584600 |  | AD | node_intto1_8103203_200886231 | node_8103203_200886231 | GOOD | GOOD | GOOD |  | 65 |  |  | 8103203 | no | no |  |  | no
fuse_220584602 |  | AD | node_intto1_8103203_200885718 | node_8103203_200885718 | GOOD | GOOD | GOOD |  | 300 |  |  | 8103203 | no | no |  |  | no
fuse_220584604 |  | AD | node_intto1_8103203_200886170 | node_8103203_200886170 | GOOD | GOOD | GOOD |  | 25 |  |  | 8103203 | no | no |  |  | no
fuse_220584606 |  | AN | node_intto1_8103203_200885868 | node_8103203_200885868 | GOOD | GOOD | GOOD |  | 25 |  |  | 8103203 | no | no |  |  | no
fuse_220584608 |  | AD | node_intto1_8103203_200885951 | node_8103203_200885951 | GOOD | GOOD | GOOD |  | 25 |  |  | 8103203 | no | no |  |  | no
fuse_220584610 |  | AD | node_intto1_8103203_200886173 | node_8103203_200886173 | GOOD | GOOD | GOOD |  | 25 |  |  | 8103203 | no | no |  |  | no
fuse_220608064 |  | AD | node_intto1_8103203_200886031 | node_8103203_200886031 | GOOD | GOOD | GOOD |  | 30 |  |  | 8103203 | no | no |  |  | no
fuse_220608068 |  | AD | node_intto1_8103203_200886090 | node_8103203_200886090 | GOOD | GOOD | GOOD |  | 25 |  |  | 8103203 | no | no |  |  | no
fuse_220608227 |  | AD | node_intto1_8103203_200880783 | node_8103203_200880783 | GOOD | GOOD | GOOD |  | 25 |  |  | 8103203 | no | no |  |  | no
fuse_220608229 |  | AD | node_intto1_8103203_200886242 | node_8103203_200886242 | GOOD | GOOD | GOOD |  | 25 |  |  | 8103203 | no | no |  |  | no
fuse_220608231 |  | AD | node_intto1_8103203_200881237 | node_8103203_200881237 | GOOD | GOOD | GOOD |  | 25 |  |  | 8103203 | no | no |  |  | no
fuse_220608233 |  | AD | node_intto1_8103203_200880678 | node_8103203_200880678 | GOOD | GOOD | GOOD |  | 40 |  |  | 8103203 | no | no |  |  | no
fuse_220608235 |  | AD | node_intto1_8103203_200909357 | node_8103203_200909357 | GOOD | GOOD | GOOD |  | 50 |  |  | 8103203 | no | no |  |  | no
fuse_220614153 |  | AD | node_intto1_8103203_201025355 | node_8103203_201025355 | GOOD | GOOD | GOOD |  | 25 |  |  | 8103203 | no | no |  |  | no
fuse_220654972 |  | AN | node_intto1_8103203_201065572 | node_8103203_201065572 | GOOD | GOOD | GOOD |  | 25 |  |  | 8103203 | no | no |  |  | no
fuse_220655509 |  | AN | node_intto1_8103203_201066507 | node_8103203_201066507 | GOOD | GOOD | GOOD |  | 15 |  |  | 8103203 | no | no |  |  | no
fuse_310041500 |  | ABCD | node_intto1_8103203_200882340 | node_8103203_200882340 | GOOD | GOOD | GOOD |  | 100 |  |  | 8103203 | no | no |  |  | no
fuse_311906981 |  | AN | node_intto1_8103203_311906975 | node_8103203_311906975 | GOOD | GOOD | GOOD |  | 15 |  |  | 8103203 | no | no |  |  | no
fuse_311929677 |  | AD | node_intto1_8103203_200880759 | node_8103203_200880759 | GOOD | GOOD | GOOD |  | 20 |  |  | 8103203 | no | no |  |  | no
fuse_311932149 |  | AN | node_intto1_8103203_311932147 | node_8103203_311932147 | GOOD | GOOD | GOOD |  | 15 |  |  | 8103203 | no | no |  |  | no
fuse_311991052 |  | AD | node_intto1_8103203_311991048 | node_8103203_311991048 | GOOD | GOOD | GOOD |  | 25 |  |  | 8103203 | no | no |  |  | no
fuse_311991833 |  | AD | node_intto1_8103203_200885968 | node_8103203_200885968 | GOOD | GOOD | GOOD |  | 300 |  |  | 8103203 | no | no |  |  | no
fuse_312008352 |  | AD | node_intto1_8103203_312008345 | node_8103203_312008345 | GOOD | GOOD | GOOD |  | 300 |  |  | 8103203 | no | no |  |  | no
fuse_312089181 |  | AD | node_intto1_8103203_200885844 | node_8103203_200885844 | GOOD | GOOD | GOOD |  | 25 |  |  | 8103203 | no | no |  |  | no
fuse_312129818 |  | AN | node_intto1_8103203_312129820 | node_8103203_312129820 | GOOD | GOOD | GOOD |  | 15 |  |  | 8103203 | no | no |  |  | no

## line_configuration
data_type | static
owner_type | feeder
owner | 8103203
object | line_configuration
name | groupid | conductor_A | conductor_B | conductor_C | conductor_N | spacing | z11 | z12 | z13 | z21 | z22 | z23 | z31 | z32 | z33 | c11 | c12 | c13 | c21 | c22 | c23 | c31 | c32 | c33 | dcircuit | selected | comments
bal_1P_1/0AA |  | oh_cond_1/0_AAAC | oh_cond_1/0_AAAC | oh_cond_1/0_AAAC |  |  | 0.972+1.499j | 0.095+0.781j | 0.095+0.781j | 0.095+0.781j | 0.972+1.499j | 0.095+0.781j | 0.095+0.781j | 0.095+0.781j | 0.972+1.499j | 12.796 | -3.172 | -3.172 | -3.172 | 12.796 | -3.172 | -3.172 | -3.172 | 12.796 |  | no
bal_1P_1/0AC |  | oh_cond_1/0_ACSR | oh_cond_1/0_ACSR | oh_cond_1/0_ACSR |  |  | 0.983+1.218j | 0.095+0.781j | 0.095+0.781j | 0.095+0.781j | 0.983+1.218j | 0.095+0.781j | 0.095+0.781j | 0.095+0.781j | 0.983+1.218j | 12.796 | -3.172 | -3.172 | -3.172 | 12.796 | -3.172 | -3.172 | -3.172 | 12.796 |  | no
bal_1P_2AC |  | oh_cond_2_ACSR | oh_cond_2_ACSR | oh_cond_2_ACSR |  |  | 1.505+1.527j | 0.095+0.781j | 0.095+0.781j | 0.095+0.781j | 1.505+1.527j | 0.095+0.781j | 0.095+0.781j | 0.095+0.781j | 1.505+1.527j | 12.393 | -3.017 | -3.017 | -3.017 | 12.393 | -3.017 | -3.017 | -3.017 | 12.393 |  | no
bal_1P_2AL |  | oh_cond_2_AL | oh_cond_2_AL | oh_cond_2_AL |  |  | 1.235+1.537j | 0.095+0.781j | 0.095+0.781j | 0.095+0.781j | 1.235+1.537j | 0.095+0.781j | 0.095+0.781j | 0.095+0.781j | 1.235+1.537j | 12.191 | -2.94 | -2.94 | -2.94 | 12.191 | -2.94 | -2.94 | -2.94 | 12.191 |  | no
bal_1P_3-104CW |  | oh_cond_3_#104_CWD | oh_cond_3_#104_CWD | oh_cond_3_#104_CWD |  |  | 6.041+1.65j | 0.095+0.781j | 0.095+0.781j | 0.095+0.781j | 6.041+1.65j | 0.095+0.781j | 0.095+0.781j | 0.095+0.781j | 6.041+1.65j | 11.719 | -2.762 | -2.762 | -2.762 | 11.719 | -2.762 | -2.762 | -2.762 | 11.719 |  | no
bal_1P_3-128CW |  | oh_cond_3_#128_CWD | oh_cond_3_#128_CWD | oh_cond_3_#128_CWD |  |  | 3.968+1.621j | 0.095+0.781j | 0.095+0.781j | 0.095+0.781j | 3.968+1.621j | 0.095+0.781j | 0.095+0.781j | 0.095+0.781j | 3.968+1.621j | 12.087 | -2.901 | -2.901 | -2.901 | 12.087 | -2.901 | -2.901 | -2.901 | 12.087 |  | no
bal_1P_4/0AA |  | oh_cond_4/0_AAAC | oh_cond_4/0_AAAC | oh_cond_4/0_AAAC |  |  | 0.534+1.457j | 0.095+0.781j | 0.095+0.781j | 0.095+0.781j | 0.534+1.457j | 0.095+0.781j | 0.095+0.781j | 0.095+0.781j | 0.534+1.457j | 13.554 | -3.469 | -3.469 | -3.469 | 13.554 | -3.469 | -3.469 | -3.469 | 13.554 |  | no
bal_1P_4/0AC |  | oh_cond_4/0_ACSR | oh_cond_4/0_ACSR | oh_cond_4/0_ACSR |  |  | 0.54+1.457j | 0.095+0.781j | 0.095+0.781j | 0.095+0.781j | 0.54+1.457j | 0.095+0.781j | 0.095+0.781j | 0.095+0.781j | 0.54+1.457j | 13.554 | -3.469 | -3.469 | -3.469 | 13.554 | -3.469 | -3.469 | -3.469 | 13.554 |  | no
bal_1P_4AC |  | oh_cond_4_ACSR | oh_cond_4_ACSR | oh_cond_4_ACSR |  |  | 2.335+1.555j | 0.095+0.781j | 0.095+0.781j | 0.095+0.781j | 2.335+1.555j | 0.095+0.781j | 0.095+0.781j | 0.095+0.781j | 2.335+1.555j | 11.91 | -2.834 | -2.834 | -2.834 | 11.91 | -2.834 | -2.834 | -2.834 | 11.91 |  | no
bal_1P_4ACW |  | oh_cond_4A_CWD | oh_cond_4A_CWD | oh_cond_4A_CWD |  |  | 1.49+1.583j | 0.095+0.781j | 0.095+0.781j | 0.095+0.781j | 1.49+1.583j | 0.095+0.781j | 0.095+0.781j | 0.095+0.781j | 1.49+1.583j | 12.178 | -2.935 | -2.935 | -2.935 | 12.178 | -2.935 | -2.935 | -2.935 | 12.178 |  | no
bal_1P_4CU |  | oh_cond_4_CU | oh_cond_4_CU | oh_cond_4_CU |  |  | 1.483+1.565j | 0.095+0.781j | 0.095+0.781j | 0.095+0.781j | 1.483+1.565j | 0.095+0.781j | 0.095+0.781j | 0.095+0.781j | 1.483+1.565j | 11.78 | -2.785 | -2.785 | -2.785 | 11.78 | -2.785 | -2.785 | -2.785 | 11.78 |  | no
bal_1P_6ACW |  | oh_cond_6A_CWD | oh_cond_6A_CWD | oh_cond_6A_CWD |  |  | 2.305+1.611j | 0.095+0.781j | 0.095+0.781j | 0.095+0.781j | 2.305+1.611j | 0.095+0.781j | 0.095+0.781j | 0.095+0.781j | 2.305+1.611j | 11.765 | -2.779 | -2.779 | -2.779 | 11.765 | -2.779 | -2.779 | -2.779 | 11.765 |  | no
bal_1P_6ST |  | oh_cond_6_STEEL | oh_cond_6_STEEL | oh_cond_6_STEEL |  |  | 10.495+1.587j | 0.095+0.781j | 0.095+0.781j | 0.095+0.781j | 10.495+1.587j | 0.095+0.781j | 0.095+0.781j | 0.095+0.781j | 10.495+1.587j | 11.393 | -2.641 | -2.641 | -2.641 | 11.393 | -2.641 | -2.641 | -2.641 | 11.393 |  | no
bal_1P_8ACW |  | oh_cond_8A_CWD | oh_cond_8A_CWD | oh_cond_8A_CWD |  |  | 3.605+1.634j | 0.095+0.781j | 0.095+0.781j | 0.095+0.781j | 3.605+1.634j | 0.095+0.781j | 0.095+0.781j | 0.095+0.781j | 3.605+1.634j | 11.521 | -2.688 | -2.688 | -2.688 | 11.521 | -2.688 | -2.688 | -2.688 | 11.521 |  | no
bal_1P_8CCW |  | oh_cond_8C_CWD | oh_cond_8C_CWD | oh_cond_8C_CWD |  |  | 3.605+1.641j | 0.095+0.781j | 0.095+0.781j | 0.095+0.781j | 3.605+1.641j | 0.095+0.781j | 0.095+0.781j | 0.095+0.781j | 3.605+1.641j | 11.349 | -2.625 | -2.625 | -2.625 | 11.349 | -2.625 | -2.625 | -2.625 | 11.349 |  | no
bal_1P_8DCW |  | oh_cond_8D_CWD | oh_cond_8D_CWD | oh_cond_8D_CWD |  |  | 3.605+1.647j | 0.095+0.781j | 0.095+0.781j | 0.095+0.781j | 3.605+1.647j | 0.095+0.781j | 0.095+0.781j | 0.095+0.781j | 3.605+1.647j | 11.681 | -2.748 | -2.748 | -2.748 | 11.681 | -2.748 | -2.748 | -2.748 | 11.681 |  | no
bal_1P_DELTACUST |  | oh_cond_2/0_CU | oh_cond_2/0_CU | oh_cond_2/0_CU | oh_cond_3_#7_CWD_30% |  | 0.66+1.378j | 0.22+0.666j | 0.22+0.666j | 0.22+0.666j | 0.66+1.378j | 0.22+0.666j | 0.22+0.666j | 0.22+0.666j | 0.66+1.378j | 13.24 | -2.712 | -2.712 | -2.712 | 13.24 | -2.712 | -2.712 | -2.712 | 13.24 |  | no
bal_3P_1/0AA |  | oh_cond_1/0_AAAC | oh_cond_1/0_AAAC | oh_cond_1/0_AAAC |  |  | 0.972+1.499j | 0.095+0.781j | 0.095+0.781j | 0.095+0.781j | 0.972+1.499j | 0.095+0.781j | 0.095+0.781j | 0.095+0.781j | 0.972+1.499j | 12.796 | -3.172 | -3.172 | -3.172 | 12.796 | -3.172 | -3.172 | -3.172 | 12.796 |  | no
bal_3P_1/0AC |  | oh_cond_1/0_ACSR | oh_cond_1/0_ACSR | oh_cond_1/0_ACSR |  |  | 0.983+1.497j | 0.095+0.781j | 0.095+0.781j | 0.095+0.781j | 0.983+1.497j | 0.095+0.781j | 0.095+0.781j | 0.095+0.781j | 0.983+1.497j | 12.796 | -3.172 | -3.172 | -3.172 | 12.796 | -3.172 | -3.172 | -3.172 | 12.796 |  | no
bal_3P_2/0CU |  | oh_cond_2/0_CU | oh_cond_2/0_CU | oh_cond_2/0_CU |  |  | 0.535+1.487j | 0.095+0.781j | 0.095+0.781j | 0.095+0.781j | 0.535+1.487j | 0.095+0.781j | 0.095+0.781j | 0.095+0.781j | 0.535+1.487j | 12.878 | -3.204 | -3.204 | -3.204 | 12.878 | -3.204 | -3.204 | -3.204 | 12.878 |  | no
bal_3P_2AC |  | oh_cond_2_ACSR | oh_cond_2_ACSR | oh_cond_2_ACSR |  |  | 1.505+1.527j | 0.095+0.781j | 0.095+0.781j | 0.095+0.781j | 1.505+1.527j | 0.095+0.781j | 0.095+0.781j | 0.095+0.781j | 1.505+1.527j | 12.393 | -3.017 | -3.017 | -3.017 | 12.393 | -3.017 | -3.017 | -3.017 | 12.393 |  | no
bal_3P_4/0AA |  | oh_cond_4/0_AAAC | oh_cond_4/0_AAAC | oh_cond_4/0_AAAC |  |  | 0.534+1.457j | 0.095+0.781j | 0.095+0.781j | 0.095+0.781j | 0.534+1.457j | 0.095+0.781j | 0.095+0.781j | 0.095+0.781j | 0.534+1.457j | 13.554 | -3.469 | -3.469 | -3.469 | 13.554 | -3.469 | -3.469 | -3.469 | 13.554 |  | no
bal_3P_4/0AC |  | oh_cond_4/0_ACSR | oh_cond_4/0_ACSR | oh_cond_4/0_ACSR |  |  | 0.54+1.457j | 0.095+0.781j | 0.095+0.781j | 0.095+0.781j | 0.54+1.457j | 0.095+0.781j | 0.095+0.781j | 0.095+0.781j | 0.54+1.457j | 13.554 | -3.469 | -3.469 | -3.469 | 13.554 | -3.469 | -3.469 | -3.469 | 13.554 |  | no
bal_3P_4AC |  | oh_cond_4_ACSR | oh_cond_4_ACSR | oh_cond_4_ACSR |  |  | 2.335+1.555j | 0.095+0.781j | 0.095+0.781j | 0.095+0.781j | 2.335+1.555j | 0.095+0.781j | 0.095+0.781j | 0.095+0.781j | 2.335+1.555j | 11.91 | -2.834 | -2.834 | -2.834 | 11.91 | -2.834 | -2.834 | -2.834 | 11.91 |  | no
bal_3P_4CU |  | oh_cond_4_CU | oh_cond_4_CU | oh_cond_4_CU |  |  | 1.483+1.565j | 0.095+0.781j | 0.095+0.781j | 0.095+0.781j | 1.483+1.565j | 0.095+0.781j | 0.095+0.781j | 0.095+0.781j | 1.483+1.565j | 11.78 | -2.785 | -2.785 | -2.785 | 11.78 | -2.785 | -2.785 | -2.785 | 11.78 |  | no
bal_3P_336AC |  | oh_cond_336_5_ACSR | oh_cond_336_5_ACSR | oh_cond_336_5_ACSR |  |  | 0.373+1.413j | 0.095+0.781j | 0.095+0.781j | 0.095+0.781j | 0.373+1.413j | 0.095+0.781j | 0.095+0.781j | 0.095+0.781j | 0.373+1.413j | 14.023 | -3.655 | -3.655 | -3.655 | 14.023 | -3.655 | -3.655 | -3.655 | 14.023 |  | no
bal_3P_477AL |  | oh_cond_477_MCM_AL | oh_cond_477_MCM_AL | oh_cond_477_MCM_AL |  |  | 0.293+1.41j | 0.095+0.775j | 0.095+0.775j | 0.095+0.775j | 0.293+1.41j | 0.095+0.775j | 0.095+0.775j | 0.095+0.775j | 0.293+1.41j | 14.305 | -3.735 | -3.735 | -3.735 | 14.305 | -3.735 | -3.735 | -3.735 | 14.305 |  | no
unb_3P_2-1/0AC_1/0AA |  | oh_cond_1/0_ACSR | oh_cond_1/0_ACSR | oh_cond_1/0_AAAC |  |  | 0.983+1.497j | 0.095+0.781j | 0.095+0.781j | 0.095+0.781j | 0.983+1.497j | 0.095+0.781j | 0.095+0.781j | 0.095+0.781j | 0.972+1.499j | 12.809 | -3.176 | -3.176 | -3.176 | 12.809 | -3.176 | -3.176 | -3.176 | 12.809 |  | no
unb_3P_2-2AC_1/0AA |  | oh_cond_2_ACSR | oh_cond_2_ACSR | oh_cond_1/0_AAAC |  |  | 1.505+1.527j | 0.095+0.781j | 0.095+0.781j | 0.095+0.781j | 1.505+1.527j | 0.095+0.781j | 0.095+0.781j | 0.095+0.781j | 0.972+1.499j | 12.427 | -3.072 | -3.072 | -3.072 | 12.427 | -3.072 | -3.072 | -3.072 | 12.764 |  | no
unb_TAPWIRE_OH |  | oh_cond_WP-4/0-CU | oh_cond_WP-4/0-CU | oh_cond_WP-4/0-CU | oh_cond_WP-4/0-CU |  | 0.365+1.097j | 0.093+0.433j | 0.094+0.34j | 0.093+0.433j | 0.368+1.078j | 0.095+0.401j | 0.094+0.34j | 0.095+0.401j | 0.368+1.077j | 14.911 | -4.341 | -1.953 | -4.341 | 15.781 | -3.724 | -1.953 | -3.724 | 14.818 |  | no
und_1P_2ALURD |  | und_cond_1P_2ALURD | und_cond_1P_2ALURD | und_cond_1P_2ALURD |  |  | 2.379+0.823j | 0.0+0.0j | 0.0+0.0j | 0.0+0.0j | 2.379+0.823j | 0.0+0.0j | 0.0+0.0j | 0.0+0.0j | 2.379+0.823j | 401.497 | 0 | 0 | 0 | 401.497 | 0 | 0 | 0 | 401.497 |  | no
und_1P_DELTACUST |  | und_cond_1P_DELTACUST | und_cond_1P_DELTACUST | und_cond_1P_DELTACUST |  |  | 0.179+0.233j | 0.061-0.024j | 0.061-0.024j | 0.061-0.024j | 0.179+0.233j | 0.061-0.024j | 0.061-0.024j | 0.061-0.024j | 0.179+0.233j | 324.124 | 0 | 0 | 0 | 324.124 | 0 | 0 | 0 | 324.124 |  | no
und_3P_DELTACUST |  | und_cond_3P_DELTACUST | und_cond_3P_DELTACUST | und_cond_3P_DELTACUST |  |  | 0.179+0.233j | 0.061-0.024j | 0.061-0.024j | 0.061-0.024j | 0.179+0.233j | 0.061-0.024j | 0.061-0.024j | 0.061-0.024j | 0.179+0.233j | 324.124 | 0 | 0 | 0 | 324.124 | 0 | 0 | 0 | 324.124 |  | no
und_TAPWIRE_UG |  | und_cond_TAPWIRE_UG | und_cond_TAPWIRE_UG | und_cond_TAPWIRE_UG |  |  | 0.001+0.001j | 0.0+0.0j | 0.0+0.0j | 0.0+0.0j | 0.001+0.001j | 0.0+0.0j | 0.0+0.0j | 0.0+0.0j | 0.001+0.001j | 0 | 0 | 0 | 0 | 0 | 0 | 0 | 0 | 0 |  | no

## load
data_type | static
owner_type | feeder
owner | 8103203
object | load
name | groupid | parent | bustype | phases | nominal_voltage | load_class | constant_power_A | constant_power_B | constant_power_C | constant_current_A | constant_current_B | constant_current_C | constant_impedance_A | constant_impedance_B | constant_impedance_C | base_power_A | base_power_B | base_power_C | power_pf_A | power_pf_B | power_pf_C | current_pf_A | current_pf_B | current_pf_C | impedance_pf_A | impedance_pf_B | impedance_pf_C | power_fraction_A | power_fraction_B | power_fraction_C | current_fraction_A | current_fraction_B | current_fraction_C | impedance_fraction_A | impedance_fraction_B | impedance_fraction_C | dcircuit | selected | monitored | monitored_fields | class_monitored_fields | played | played_fields | base_kw_A | base_kw_B | base_kw_C | kw_A | kw_B | kw_C | comments | critical_load | dem_resp_lb | dem_resp_ub | dem_resp_shortage_cost | dem_resp_surplus_cost | num_customers
load_220355166 |  | node_1407355_561_15467374_294 |  | AN | 0 | Residential | 6321.6+2692.99j | 0 | 0 | 0 | 0 | 0 | [24 empty] | 8103203 | no | no |  |  | no |  | 0 | 0 | 0 | 0 | 0 | 0 |  | 1 | 1 | 1 | 0 | 0 | 0
load_220355167 |  | node_1408040_019_15467483_05 |  | AN | 0 | Residential | 9806.4+4177.509j | 0 | 0 | 0 | 0 | 0 | [24 empty] | 8103203 | no | no |  |  | no |  | 0 | 0 | 0 | 0 | 0 | 0 |  | 1 | 1 | 1 | 0 | 0 | 0
load_220355168 |  | node_1411009_825_15469548_213 |  | AN | 0 | Residential | 20404.8+8692.408j | 0 | 0 | 0 | 0 | 0 | [24 empty] | 8103203 | no | no |  |  | no |  | 0 | 0 | 0 | 0 | 0 | 0 |  | 1 | 1 | 1 | 0 | 0 | 0
load_220355169 |  | node_1411337_763_15469824_032 |  | AN | 0 | Residential | 1130.4+481.548j | 0 | 0 | 0 | 0 | 0 | [24 empty] | 8103203 | no | no |  |  | no |  | 0 | 0 | 0 | 0 | 0 | 0 |  | 1 | 1 | 1 | 0 | 0 | 0
load_220355171 |  | node_1410670_219_15469533_453 |  | AN | 0 | Residential | 16286.4+6937.977j | 0 | 0 | 0 | 0 | 0 | [24 empty] | 8103203 | no | no |  |  | no |  | 0 | 0 | 0 | 0 | 0 | 0 |  | 1 | 1 | 1 | 0 | 0 | 0
load_220355172 |  | node_1413498_668_15471929_817 |  | AN | 0 | Residential | 14932.8+6361.346j | 0 | 0 | 0 | 0 | 0 | [24 empty] | 8103203 | no | no |  |  | no |  | 0 | 0 | 0 | 0 | 0 | 0 |  | 1 | 1 | 1 | 0 | 0 | 0
load_220355173 |  | node_1415297_139_15472911_22 |  | AN | 0 | Residential | 31125.6+13259.45j | 0 | 0 | 0 | 0 | 0 | [24 empty] | 8103203 | no | no |  |  | no |  | 0 | 0 | 0 | 0 | 0 | 0 |  | 1 | 1 | 1 | 0 | 0 | 0
load_220355174 |  | node_1414490_625_15473114_067 |  | AN | 0 | Residential | 10267.2+4373.809j | 0 | 0 | 0 | 0 | 0 | [24 empty] | 8103203 | no | no |  |  | no |  | 0 | 0 | 0 | 0 | 0 | 0 |  | 1 | 1 | 1 | 0 | 0 | 0
load_220355175 |  | node_1414692_566_15473344_859 |  | AN | 0 | Residential | 3693.6+1573.467j | 0 | 0 | 0 | 0 | 0 | [24 empty] | 8103203 | no | no |  |  | no |  | 0 | 0 | 0 | 0 | 0 | 0 |  | 1 | 1 | 1 | 0 | 0 | 0
load_220355176 |  | node_1415514_201_15475012_356 |  | AN | 0 | Residential | 16351.2+6965.582j | 0 | 0 | 0 | 0 | 0 | [24 empty] | 8103203 | no | no |  |  | no |  | 0 | 0 | 0 | 0 | 0 | 0 |  | 1 | 1 | 1 | 0 | 0 | 0
load_220355177 |  | node_1415551_552_15475289_86 |  | AN | 0 | Residential | 5371.2+2288.122j | 0 | 0 | 0 | 0 | 0 | [24 empty] | 8103203 | no | no |  |  | no |  | 0 | 0 | 0 | 0 | 0 | 0 |  | 1 | 1 | 1 | 0 | 0 | 0
load_220355178 |  | node_1416903_505_15477635_66 |  | AN | 0 | Residential | 6789.6+2892.357j | 0 | 0 | 0 | 0 | 0 | [24 empty] | 8103203 | no | no |  |  | no |  | 0 | 0 | 0 | 0 | 0 | 0 |  | 1 | 1 | 1 | 0 | 0 | 0
load_220355179 |  | node_1416902_737_15477609_045 |  | BN | 0 | NonResidential | 0 | 29000+12353.948j | 0 | 0 | 0 | 0 | [24 empty] | 8103203 | no | no |  |  | no |  | 0 | 0 | 0 | 0 | 0 | 0 |  | 1 | 1 | 1 | 0 | 0 | 0
load_220355181 |  | node_1416829_283_15478675_328 |  | AN | 0 | NonResidential | 4219.2+1797.372j | 0 | 0 | 0 | 0 | 0 | [24 empty] | 8103203 | no | no |  |  | no |  | 0 | 0 | 0 | 0 | 0 | 0 |  | 1 | 1 | 1 | 0 | 0 | 0
load_220355182 |  | node_1416495_363_15478669_361 |  | AN | 0 | Other | 0 | 0 | 0 | 0 | 0 | 0 | [24 empty] | 8103203 | no | no |  |  | no |  | 0 | 0 | 0 | 0 | 0 | 0 |  | 1 | 1 | 1 | 0 | 0 | 0
load_220355183 |  | node_1417056_356_15479289_194 |  | AN | 0 | Other | 0 | 0 | 0 | 0 | 0 | 0 | [24 empty] | 8103203 | no | no |  |  | no |  | 0 | 0 | 0 | 0 | 0 | 0 |  | 1 | 1 | 1 | 0 | 0 | 0
load_220355184 |  | node_1417158_946_15479557_366 |  | AN | 0 | Residential | 4485.6+1910.858j | 0 | 0 | 0 | 0 | 0 | [24 empty] | 8103203 | no | no |  |  | no |  | 0 | 0 | 0 | 0 | 0 | 0 |  | 1 | 1 | 1 | 0 | 0 | 0
load_220355185 |  | node_1417263_802_15479841_751 |  | AN | 0 | Residential | 18777.6+7999.224j | 0 | 0 | 0 | 0 | 0 | [24 empty] | 8103203 | no | no |  |  | no |  | 0 | 0 | 0 | 0 | 0 | 0 |  | 1 | 1 | 1 | 0 | 0 | 0
load_220355186 |  | node_1417373_436_15480124_753 |  | AN | 0 | Residential | 8899.2+3791.043j | 0 | 0 | 0 | 0 | 0 | [24 empty] | 8103203 | no | no |  |  | no |  | 0 | 0 | 0 | 0 | 0 | 0 |  | 1 | 1 | 1 | 0 | 0 | 0
load_220355187 |  | node_1417478_908_15480403_339 |  | AN | 0 | Residential | 6393.6+2723.662j | 0 | 0 | 0 | 0 | 0 | [24 empty] | 8103203 | no | no |  |  | no |  | 0 | 0 | 0 | 0 | 0 | 0 |  | 1 | 1 | 1 | 0 | 0 | 0
load_220355189 |  | node_1418019_764_15481636_423 |  | AN | 0 | Residential | 6926.4+2950.634j | 0 | 0 | 0 | 0 | 0 | [24 empty] | 8103203 | no | no |  |  | no |  | 0 | 0 | 0 | 0 | 0 | 0 |  | 1 | 1 | 1 | 0 | 0 | 0
load_220355190 |  | node_1417693_482_15481846_834 |  | AN | 0 | Residential | 1209.6+515.287j | 0 | 0 | 0 | 0 | 0 | [24 empty] | 8103203 | no | no |  |  | no |  | 0 | 0 | 0 | 0 | 0 | 0 |  | 1 | 1 | 1 | 0 | 0 | 0
load_220355191 |  | node_1417224_424_15482062_352 |  | AN | 0 | Residential | 4168.8+1775.901j | 0 | 0 | 0 | 0 | 0 | [24 empty] | 8103203 | no | no |  |  | no |  | 0 | 0 | 0 | 0 | 0 | 0 |  | 1 | 1 | 1 | 0 | 0 | 0
load_220355193 |  | node_1418626_521_15482117_478 |  | AN | 0 | Residential | 12290.4+5235.688j | 0 | 0 | 0 | 0 | 0 | [24 empty] | 8103203 | no | no |  |  | no |  | 0 | 0 | 0 | 0 | 0 | 0 |  | 1 | 1 | 1 | 0 | 0 | 0
load_220355194 |  | node_1418948_127_15482693_046 |  | AN | 0 | Residential | 4514.4+1923.126j | 0 | 0 | 0 | 0 | 0 | [24 empty] | 8103203 | no | no |  |  | no |  | 0 | 0 | 0 | 0 | 0 | 0 |  | 1 | 1 | 1 | 0 | 0 | 0
load_220355196 |  | node_1419680_845_15482896_766 |  | AN | 0 | Residential | 3448.8+1469.183j | 0 | 0 | 0 | 0 | 0 | [24 empty] | 8103203 | no | no |  |  | no |  | 0 | 0 | 0 | 0 | 0 | 0 |  | 1 | 1 | 1 | 0 | 0 | 0
load_220355206 |  | node_1405648_995_15466959_542 |  | AN | 0 | NonResidential | 0 | 0 | 0 | 0 | 0 | 0 | [24 empty] | 8103203 | no | no |  |  | no |  | 0 | 0 | 0 | 0 | 0 | 0 |  | 1 | 1 | 1 | 0 | 0 | 0
load_220355207 |  | node_1406142_347_15467354_391 |  | AN | 0 | Residential | 10152+4324.734j | 0 | 0 | 0 | 0 | 0 | [24 empty] | 8103203 | no | no |  |  | no |  | 0 | 0 | 0 | 0 | 0 | 0 |  | 1 | 1 | 1 | 0 | 0 | 0
load_220355262 |  | node_1405039_484_15462178_229 |  | AN | 0 | Residential | 3679.2+1567.333j | 0 | 0 | 0 | 0 | 0 | [24 empty] | 8103203 | no | no |  |  | no |  | 0 | 0 | 0 | 0 | 0 | 0 |  | 1 | 1 | 1 | 0 | 0 | 0
load_220355263 |  | node_1404614_733_15461592_365 |  | AN | 0 | Residential | 7444.8+3171.472j | 0 | 0 | 0 | 0 | 0 | [24 empty] | 8103203 | no | no |  |  | no |  | 0 | 0 | 0 | 0 | 0 | 0 |  | 1 | 1 | 1 | 0 | 0 | 0
load_220355264 |  | node_1405090_799_15462506_643 |  | AN | 0 | Residential | 6818.4+2904.626j | 0 | 0 | 0 | 0 | 0 | [24 empty] | 8103203 | no | no |  |  | no |  | 0 | 0 | 0 | 0 | 0 | 0 |  | 1 | 1 | 1 | 0 | 0 | 0
load_220355265 |  | node_1405339_724_15463068_851 |  | AN | 0 | NonResidential | 1828.8+779.066j | 0 | 0 | 0 | 0 | 0 | [24 empty] | 8103203 | no | no |  |  | no |  | 0 | 0 | 0 | 0 | 0 | 0 |  | 1 | 1 | 1 | 0 | 0 | 0
load_220355266 |  | node_1405410_377_15463319_443 |  | AN | 0 | Residential | 5176.8+2205.308j | 0 | 0 | 0 | 0 | 0 | [24 empty] | 8103203 | no | no |  |  | no |  | 0 | 0 | 0 | 0 | 0 | 0 |  | 1 | 1 | 1 | 0 | 0 | 0
load_220355267 |  | node_1405532_125_15463581_109 |  | AN | 0 | Residential | 7351.2+3131.598j | 0 | 0 | 0 | 0 | 0 | [24 empty] | 8103203 | no | no |  |  | no |  | 0 | 0 | 0 | 0 | 0 | 0 |  | 1 | 1 | 1 | 0 | 0 | 0
load_220355268 |  | node_1405495_745_15463885_572 |  | AN | 0 | Residential | 7.2+3.067j | 0 | 0 | 0 | 0 | 0 | [24 empty] | 8103203 | no | no |  |  | no |  | 0 | 0 | 0 | 0 | 0 | 0 |  | 1 | 1 | 1 | 0 | 0 | 0
load_220355269 |  | node_1405494_675_15464480_676 |  | AN | 0 | NonResidential | 3000+1277.995j | 0 | 0 | 0 | 0 | 0 | [24 empty] | 8103203 | no | no |  |  | no |  | 0 | 0 | 0 | 0 | 0 | 0 |  | 1 | 1 | 1 | 0 | 0 | 0
load_220355270 |  | node_1407368_281_15467991_167 |  | AN | 0 | Residential | 4802.4+2045.814j | 0 | 0 | 0 | 0 | 0 | [24 empty] | 8103203 | no | no |  |  | no |  | 0 | 0 | 0 | 0 | 0 | 0 |  | 1 | 1 | 1 | 0 | 0 | 0
load_220355271 |  | node_1407191_237_15467983_855 |  | AN | 0 | Residential | 24912+10612.468j | 0 | 0 | 0 | 0 | 0 | [24 empty] | 8103203 | no | no |  |  | no |  | 0 | 0 | 0 | 0 | 0 | 0 |  | 1 | 1 | 1 | 0 | 0 | 0
load_220355275 |  | node_1407842_188_15467609_032 |  | AN | 0 | Residential | 35971.2+15323.667j | 0 | 0 | 0 | 0 | 0 | [24 empty] | 8103203 | no | no |  |  | no |  | 0 | 0 | 0 | 0 | 0 | 0 |  | 1 | 1 | 1 | 0 | 0 | 0
load_220355277 |  | node_1407617_783_15468397_939 |  | AN | 0 | Residential | 11181.6+4763.342j | 0 | 0 | 0 | 0 | 0 | [24 empty] | 8103203 | no | no |  |  | no |  | 0 | 0 | 0 | 0 | 0 | 0 |  | 1 | 1 | 1 | 0 | 0 | 0
load_220355278 |  | node_1407648_231_15468918_149 |  | AN | 0 | Residential | 2750.4+1171.665j | 0 | 0 | 0 | 0 | 0 | [24 empty] | 8103203 | no | no |  |  | no |  | 0 | 0 | 0 | 0 | 0 | 0 |  | 1 | 1 | 1 | 0 | 0 | 0
load_220355279 |  | node_1407273_316_15469075_808 |  | AN | 0 | Residential | 3002.4+1279.017j | 0 | 0 | 0 | 0 | 0 | [24 empty] | 8103203 | no | no |  |  | no |  | 0 | 0 | 0 | 0 | 0 | 0 |  | 1 | 1 | 1 | 0 | 0 | 0
load_220355280 |  | node_1407220_195_15469319_068 |  | AN | 0 | Residential | 10461.6+4456.623j | 0 | 0 | 0 | 0 | 0 | [24 empty] | 8103203 | no | no |  |  | no |  | 0 | 0 | 0 | 0 | 0 | 0 |  | 1 | 1 | 1 | 0 | 0 | 0
load_220355281 |  | node_1407372_487_15469445_424 |  | AN | 0 | Other | 0 | 0 | 0 | 0 | 0 | 0 | [24 empty] | 8103203 | no | no |  |  | no |  | 0 | 0 | 0 | 0 | 0 | 0 |  | 1 | 1 | 1 | 0 | 0 | 0
load_220355282 |  | node_1407660_895_15470639_302 |  | AN | 0 | Residential | 6062.4+2582.572j | 0 | 0 | 0 | 0 | 0 | [24 empty] | 8103203 | no | no |  |  | no |  | 0 | 0 | 0 | 0 | 0 | 0 |  | 1 | 1 | 1 | 0 | 0 | 0
load_220355283 |  | node_1408098_786_15470028_599 |  | AN | 0 | NonResidential | 8000+3407.986j | 0 | 0 | 0 | 0 | 0 | [24 empty] | 8103203 | no | no |  |  | no |  | 0 | 0 | 0 | 0 | 0 | 0 |  | 1 | 1 | 1 | 0 | 0 | 0
load_220355284 |  | node_1409348_421_15470776_699 |  | AN | 0 | NonResidential | 4464+1901.656j | 0 | 0 | 0 | 0 | 0 | [24 empty] | 8103203 | no | no |  |  | no |  | 0 | 0 | 0 | 0 | 0 | 0 |  | 1 | 1 | 1 | 0 | 0 | 0
load_220355285 |  | node_1409318_873_15468639_539 |  | AN | 0 | Residential | 15926.4+6784.618j | 0 | 0 | 0 | 0 | 0 | [24 empty] | 8103203 | no | no |  |  | no |  | 0 | 0 | 0 | 0 | 0 | 0 |  | 1 | 1 | 1 | 0 | 0 | 0
load_220355286 |  | node_1408528_65_15468194_307 |  | AN | 0 | NonResidential | 72+30.672j | 0 | 0 | 0 | 0 | 0 | [24 empty] | 8103203 | no | no |  |  | no |  | 0 | 0 | 0 | 0 | 0 | 0 |  | 1 | 1 | 1 | 0 | 0 | 0
load_220355287 |  | node_1409090_082_15468547_971 |  | AN | 0 | Residential | 6040.8+2573.37j | 0 | 0 | 0 | 0 | 0 | [24 empty] | 8103203 | no | no |  |  | no |  | 0 | 0 | 0 | 0 | 0 | 0 |  | 1 | 1 | 1 | 0 | 0 | 0
load_220355288 |  | node_1413901_339_15473103_975 |  | AN | 0 | NonResidential | 7725.6+3291.092j | 0 | 0 | 0 | 0 | 0 | [24 empty] | 8103203 | no | no |  |  | no |  | 0 | 0 | 0 | 0 | 0 | 0 |  | 1 | 1 | 1 | 0 | 0 | 0
load_220355289 |  | node_1416773_495_15476175_589 |  | AN | 0 | Residential | 10576.8+4505.698j | 0 | 0 | 0 | 0 | 0 | [24 empty] | 8103203 | no | no |  |  | no |  | 0 | 0 | 0 | 0 | 0 | 0 |  | 1 | 1 | 1 | 0 | 0 | 0
load_220355290 |  | node_1417276_578_15475851_46 |  | AN | 0 | Residential | 10440+4447.421j | 0 | 0 | 0 | 0 | 0 | [24 empty] | 8103203 | no | no |  |  | no |  | 0 | 0 | 0 | 0 | 0 | 0 |  | 1 | 1 | 1 | 0 | 0 | 0
load_220355291 |  | node_1417099_459_15475632_323 |  | AN | 0 | Residential | 7084.8+3018.112j | 0 | 0 | 0 | 0 | 0 | [24 empty] | 8103203 | no | no |  |  | no |  | 0 | 0 | 0 | 0 | 0 | 0 |  | 1 | 1 | 1 | 0 | 0 | 0
load_220355293 |  | node_1419231_094_15474344_832 |  | AN | 0 | Residential | 11296.8+4812.417j | 0 | 0 | 0 | 0 | 0 | [24 empty] | 8103203 | no | no |  |  | no |  | 0 | 0 | 0 | 0 | 0 | 0 |  | 1 | 1 | 1 | 0 | 0 | 0
load_220355294 |  | node_1419736_636_15473756_685 |  | AN | 0 | Residential | 11476.8+4889.096j | 0 | 0 | 0 | 0 | 0 | [24 empty] | 8103203 | no | no |  |  | no |  | 0 | 0 | 0 | 0 | 0 | 0 |  | 1 | 1 | 1 | 0 | 0 | 0
load_220355295 |  | node_1420094_757_15473359_586 |  | AN | 0 | Residential | 6494.4+2766.603j | 0 | 0 | 0 | 0 | 0 | [24 empty] | 8103203 | no | no |  |  | no |  | 0 | 0 | 0 | 0 | 0 | 0 |  | 1 | 1 | 1 | 0 | 0 | 0
load_220355296 |  | node_1414085_761_15480758_997 |  | AN | 0 | Residential | 8503.2+3622.348j | 0 | 0 | 0 | 0 | 0 | [24 empty] | 8103203 | no | no |  |  | no |  | 0 | 0 | 0 | 0 | 0 | 0 |  | 1 | 1 | 1 | 0 | 0 | 0
load_220355298 |  | node_1415729_582_15478632_501 |  | AN | 0 | Residential | 6508.8+2772.737j | 0 | 0 | 0 | 0 | 0 | [24 empty] | 8103203 | no | no |  |  | no |  | 0 | 0 | 0 | 0 | 0 | 0 |  | 1 | 1 | 1 | 0 | 0 | 0
load_220355299 |  | node_1414701_259_15479353_588 |  | AN | 0 | Residential | 13075.2+5570.012j | 0 | 0 | 0 | 0 | 0 | [24 empty] | 8103203 | no | no |  |  | no |  | 0 | 0 | 0 | 0 | 0 | 0 |  | 1 | 1 | 1 | 0 | 0 | 0
load_220355300 |  | node_1414378_053_15480018_384 |  | AN | 0 | Residential | 5356.8+2281.987j | 0 | 0 | 0 | 0 | 0 | [24 empty] | 8103203 | no | no |  |  | no |  | 0 | 0 | 0 | 0 | 0 | 0 |  | 1 | 1 | 1 | 0 | 0 | 0
load_220355301 |  | node_1414161_33_15480481_005 |  | AN | 0 | Residential | 10828.8+4613.049j | 0 | 0 | 0 | 0 | 0 | [24 empty] | 8103203 | no | no |  |  | no |  | 0 | 0 | 0 | 0 | 0 | 0 |  | 1 | 1 | 1 | 0 | 0 | 0
load_220355302 |  | node_1418468_211_15481242_283 |  | AN | 0 | Residential | 69256.8+29503.273j | 0 | 0 | 0 | 0 | 0 | [24 empty] | 8103203 | no | no |  |  | no |  | 0 | 0 | 0 | 0 | 0 | 0 |  | 1 | 1 | 1 | 0 | 0 | 0
load_220355303 |  | node_1418356_611_15480993_106 |  | AN | 0 | NonResidential | 136.8+58.277j | 0 | 0 | 0 | 0 | 0 | [24 empty] | 8103203 | no | no |  |  | no |  | 0 | 0 | 0 | 0 | 0 | 0 |  | 1 | 1 | 1 | 0 | 0 | 0
load_220355304 |  | node_1418202_872_15480666_447 |  | AN | 0 | Residential | 25070.4+10679.946j | 0 | 0 | 0 | 0 | 0 | [24 empty] | 8103203 | no | no |  |  | no |  | 0 | 0 | 0 | 0 | 0 | 0 |  | 1 | 1 | 1 | 0 | 0 | 0
load_220355305 |  | node_1404600_761_15484936_52 |  | AN | 0 | Residential | 705.6+300.584j | 0 | 0 | 0 | 0 | 0 | [24 empty] | 8103203 | no | no |  |  | no |  | 0 | 0 | 0 | 0 | 0 | 0 |  | 1 | 1 | 1 | 0 | 0 | 0
load_220355306 |  | node_1403741_067_15486849_854 |  | AN | 0 | Residential | 44841.6+19102.442j | 0 | 0 | 0 | 0 | 0 | [24 empty] | 8103203 | no | no |  |  | no |  | 0 | 0 | 0 | 0 | 0 | 0 |  | 1 | 1 | 1 | 0 | 0 | 0
load_220355313 |  | node_1404428_618_15477353_924 |  | AN | 0 | Residential | 5068.8+2159.3j | 0 | 0 | 0 | 0 | 0 | [24 empty] | 8103203 | no | no |  |  | no |  | 0 | 0 | 0 | 0 | 0 | 0 |  | 1 | 1 | 1 | 0 | 0 | 0
load_220355314 |  | node_1404153_959_15478981_623 |  | AN | 0 | Residential | 3009.6+1282.084j | 0 | 0 | 0 | 0 | 0 | [24 empty] | 8103203 | no | no |  |  | no |  | 0 | 0 | 0 | 0 | 0 | 0 |  | 1 | 1 | 1 | 0 | 0 | 0
load_220355315 |  | node_1403915_936_15479261_792 |  | AN | 0 | Residential | 0 | 0 | 0 | 0 | 0 | 0 | [24 empty] | 8103203 | no | no |  |  | no |  | 0 | 0 | 0 | 0 | 0 | 0 |  | 1 | 1 | 1 | 0 | 0 | 0
load_220355318 |  | node_1404275_77_15481094_258 |  | AN | 0 | Other | 0 | 0 | 0 | 0 | 0 | 0 | [24 empty] | 8103203 | no | no |  |  | no |  | 0 | 0 | 0 | 0 | 0 | 0 |  | 1 | 1 | 1 | 0 | 0 | 0
load_220355326 |  | node_1405047_644_15486970_434 |  | AN | 0 | Residential | 2865.6+1220.74j | 0 | 0 | 0 | 0 | 0 | [24 empty] | 8103203 | no | no |  |  | no |  | 0 | 0 | 0 | 0 | 0 | 0 |  | 1 | 1 | 1 | 0 | 0 | 0
load_220355327 |  | node_1405111_684_15487219_551 |  | AN | 0 | Residential | 2390.4+1018.306j | 0 | 0 | 0 | 0 | 0 | [24 empty] | 8103203 | no | no |  |  | no |  | 0 | 0 | 0 | 0 | 0 | 0 |  | 1 | 1 | 1 | 0 | 0 | 0
load_220355328 |  | node_1405379_577_15487582_048 |  | AN | 0 | Other | 0 | 0 | 0 | 0 | 0 | 0 | [24 empty] | 8103203 | no | no |  |  | no |  | 0 | 0 | 0 | 0 | 0 | 0 |  | 1 | 1 | 1 | 0 | 0 | 0
load_220355329 |  | node_1405688_801_15488281_527 |  | AN | 0 | Residential | 8330.4+3548.736j | 0 | 0 | 0 | 0 | 0 | [24 empty] | 8103203 | no | no |  |  | no |  | 0 | 0 | 0 | 0 | 0 | 0 |  | 1 | 1 | 1 | 0 | 0 | 0
load_220355337 |  | node_1408077_692_15475368_096 |  | AN | 0 | Residential | 13910.4+5925.806j | 0 | 0 | 0 | 0 | 0 | [24 empty] | 8103203 | no | no |  |  | no |  | 0 | 0 | 0 | 0 | 0 | 0 |  | 1 | 1 | 1 | 0 | 0 | 0
load_220355338 |  | node_1407422_889_15476387_258 |  | AN | 0 | Residential | 6832.8+2910.761j | 0 | 0 | 0 | 0 | 0 | [24 empty] | 8103203 | no | no |  |  | no |  | 0 | 0 | 0 | 0 | 0 | 0 |  | 1 | 1 | 1 | 0 | 0 | 0
load_220355339 |  | node_1406935_78_15477975_397 |  | AN | 0 | Residential | 7682.4+3272.689j | 0 | 0 | 0 | 0 | 0 | [24 empty] | 8103203 | no | no |  |  | no |  | 0 | 0 | 0 | 0 | 0 | 0 |  | 1 | 1 | 1 | 0 | 0 | 0
load_220355340 |  | node_1406244_572_15479083_973 |  | AN | 0 | NonResidential | 1108.8+472.347j | 0 | 0 | 0 | 0 | 0 | [24 empty] | 8103203 | no | no |  |  | no |  | 0 | 0 | 0 | 0 | 0 | 0 |  | 1 | 1 | 1 | 0 | 0 | 0
load_220355342 |  | node_1406170_998_15480416_3 |  | AN | 0 | Residential | 43.2+18.403j | 0 | 0 | 0 | 0 | 0 | [24 empty] | 8103203 | no | no |  |  | no |  | 0 | 0 | 0 | 0 | 0 | 0 |  | 1 | 1 | 1 | 0 | 0 | 0
load_220355343 |  | node_1406055_39_15482655_435 |  | AN | 0 | Residential | 878.4+374.197j | 0 | 0 | 0 | 0 | 0 | [24 empty] | 8103203 | no | no |  |  | no |  | 0 | 0 | 0 | 0 | 0 | 0 |  | 1 | 1 | 1 | 0 | 0 | 0
load_220355344 |  | node_1406118_35_15483192_614 |  | AN | 0 | Residential | 6724.8+2864.753j | 0 | 0 | 0 | 0 | 0 | [24 empty] | 8103203 | no | no |  |  | no |  | 0 | 0 | 0 | 0 | 0 | 0 |  | 1 | 1 | 1 | 0 | 0 | 0
load_220355345 |  | node_1409145_843_15472260_865 |  | AN | 0 | Residential | 4176+1778.969j | 0 | 0 | 0 | 0 | 0 | [24 empty] | 8103203 | no | no |  |  | no |  | 0 | 0 | 0 | 0 | 0 | 0 |  | 1 | 1 | 1 | 0 | 0 | 0
load_220355346 |  | node_1408956_028_15472956_629 |  | AN | 0 | Residential | 5025.6+2140.897j | 0 | 0 | 0 | 0 | 0 | [24 empty] | 8103203 | no | no |  |  | no |  | 0 | 0 | 0 | 0 | 0 | 0 |  | 1 | 1 | 1 | 0 | 0 | 0
load_220355354 |  | node_1403117_044_15488407_431 |  | AN | 0 | Residential | 11656.8+4965.776j | 0 | 0 | 0 | 0 | 0 | [24 empty] | 8103203 | no | no |  |  | no |  | 0 | 0 | 0 | 0 | 0 | 0 |  | 1 | 1 | 1 | 0 | 0 | 0
load_220355355 |  | node_1414472_046_15473578_215 |  | AN | 0 | NonResidential | 0 | 0 | 0 | 0 | 0 | 0 | [24 empty] | 8103203 | no | no |  |  | no |  | 0 | 0 | 0 | 0 | 0 | 0 |  | 1 | 1 | 1 | 0 | 0 | 0
load_220355356 |  | node_1413258_717_15475374_676 |  | AN | 0 | Other | 0 | 0 | 0 | 0 | 0 | 0 | [24 empty] | 8103203 | no | no |  |  | no |  | 0 | 0 | 0 | 0 | 0 | 0 |  | 1 | 1 | 1 | 0 | 0 | 0
load_220355357 |  | node_1414267_42_15476472_773 |  | AN | 0 | Residential | 7.2+3.067j | 0 | 0 | 0 | 0 | 0 | [24 empty] | 8103203 | no | no |  |  | no |  | 0 | 0 | 0 | 0 | 0 | 0 |  | 1 | 1 | 1 | 0 | 0 | 0
load_220355358 |  | node_1414550_113_15476709_763 |  | AN | 0 | Residential | 907.2+386.466j | 0 | 0 | 0 | 0 | 0 | [24 empty] | 8103203 | no | no |  |  | no |  | 0 | 0 | 0 | 0 | 0 | 0 |  | 1 | 1 | 1 | 0 | 0 | 0
load_220355359 |  | node_1414713_525_15476990_21 |  | AN | 0 | Residential | 18043.2+7686.371j | 0 | 0 | 0 | 0 | 0 | [24 empty] | 8103203 | no | no |  |  | no |  | 0 | 0 | 0 | 0 | 0 | 0 |  | 1 | 1 | 1 | 0 | 0 | 0
load_220355360 |  | node_1414896_334_15477229_518 |  | AN | 0 | Residential | 10432.8+4444.354j | 0 | 0 | 0 | 0 | 0 | [24 empty] | 8103203 | no | no |  |  | no |  | 0 | 0 | 0 | 0 | 0 | 0 |  | 1 | 1 | 1 | 0 | 0 | 0
load_220355361 |  | node_1415045_516_15477556_231 |  | AN | 0 | Residential | 4644+1978.336j | 0 | 0 | 0 | 0 | 0 | [24 empty] | 8103203 | no | no |  |  | no |  | 0 | 0 | 0 | 0 | 0 | 0 |  | 1 | 1 | 1 | 0 | 0 | 0
load_220355362 |  | node_1414255_355_15473978_039 |  | AN | 0 | Residential | 2973.6+1266.748j | 0 | 0 | 0 | 0 | 0 | [24 empty] | 8103203 | no | no |  |  | no |  | 0 | 0 | 0 | 0 | 0 | 0 |  | 1 | 1 | 1 | 0 | 0 | 0
load_220355363 |  | node_1413771_426_15474577_974 |  | AN | 0 | Other | 0 | 0 | 0 | 0 | 0 | 0 | [24 empty] | 8103203 | no | no |  |  | no |  | 0 | 0 | 0 | 0 | 0 | 0 |  | 1 | 1 | 1 | 0 | 0 | 0
load_220355364 |  | node_1413214_312_15475091_599 |  | AN | 0 | Residential | 12996+5536.273j | 0 | 0 | 0 | 0 | 0 | [24 empty] | 8103203 | no | no |  |  | no |  | 0 | 0 | 0 | 0 | 0 | 0 |  | 1 | 1 | 1 | 0 | 0 | 0
load_220355365 |  | node_1412784_289_15475266_814 |  | AN | 0 | Other | 0 | 0 | 0 | 0 | 0 | 0 | [24 empty] | 8103203 | no | no |  |  | no |  | 0 | 0 | 0 | 0 | 0 | 0 |  | 1 | 1 | 1 | 0 | 0 | 0
load_220355370 |  | node_1409612_388_15471131_304 |  | AN | 0 | Residential | 4773.6+2033.545j | 0 | 0 | 0 | 0 | 0 | [24 empty] | 8103203 | no | no |  |  | no |  | 0 | 0 | 0 | 0 | 0 | 0 |  | 1 | 1 | 1 | 0 | 0 | 0
load_220355372 |  | node_1409960_174_15471202_564 |  | AN | 0 | Residential | 11469.6+4886.029j | 0 | 0 | 0 | 0 | 0 | [24 empty] | 8103203 | no | no |  |  | no |  | 0 | 0 | 0 | 0 | 0 | 0 |  | 1 | 1 | 1 | 0 | 0 | 0
load_220355373 |  | node_1410301_889_15471436_123 |  | AN | 0 | Other | 0 | 0 | 0 | 0 | 0 | 0 | [24 empty] | 8103203 | no | no |  |  | no |  | 0 | 0 | 0 | 0 | 0 | 0 |  | 1 | 1 | 1 | 0 | 0 | 0
load_220355374 |  | node_1410599_408_15471643_839 |  | AN | 0 | Residential | 1267.2+539.825j | 0 | 0 | 0 | 0 | 0 | [24 empty] | 8103203 | no | no |  |  | no |  | 0 | 0 | 0 | 0 | 0 | 0 |  | 1 | 1 | 1 | 0 | 0 | 0
load_220355375 |  | node_1410909_953_15471864_547 |  | AN | 0 | Residential | 15912+6778.484j | 0 | 0 | 0 | 0 | 0 | [24 empty] | 8103203 | no | no |  |  | no |  | 0 | 0 | 0 | 0 | 0 | 0 |  | 1 | 1 | 1 | 0 | 0 | 0
load_220355376 |  | node_1411332_995_15472298_467 |  | AN | 0 | Residential | 5371.2+2288.122j | 0 | 0 | 0 | 0 | 0 | [24 empty] | 8103203 | no | no |  |  | no |  | 0 | 0 | 0 | 0 | 0 | 0 |  | 1 | 1 | 1 | 0 | 0 | 0
load_220355379 |  | node_1411558_398_15469087_656 |  | AN | 0 | Residential | 6948+2959.836j | 0 | 0 | 0 | 0 | 0 | [24 empty] | 8103203 | no | no |  |  | no |  | 0 | 0 | 0 | 0 | 0 | 0 |  | 1 | 1 | 1 | 0 | 0 | 0
load_220355380 |  | node_1412618_756_15466715_972 |  | AN | 0 | Residential | 12931.2+5508.668j | 0 | 0 | 0 | 0 | 0 | [24 empty] | 8103203 | no | no |  |  | no |  | 0 | 0 | 0 | 0 | 0 | 0 |  | 1 | 1 | 1 | 0 | 0 | 0
load_220355381 |  | node_1412992_58_15466736_69 |  | AN | 0 | Residential | 7898.4+3364.704j | 0 | 0 | 0 | 0 | 0 | [24 empty] | 8103203 | no | no |  |  | no |  | 0 | 0 | 0 | 0 | 0 | 0 |  | 1 | 1 | 1 | 0 | 0 | 0
load_220355382 |  | node_1413990_791_15466796_536 |  | AN | 0 | Residential | 4874.4+2076.486j | 0 | 0 | 0 | 0 | 0 | [24 empty] | 8103203 | no | no |  |  | no |  | 0 | 0 | 0 | 0 | 0 | 0 |  | 1 | 1 | 1 | 0 | 0 | 0
load_220355383 |  | node_1414290_94_15466818_316 |  | AN | 0 | Residential | 5176.8+2205.308j | 0 | 0 | 0 | 0 | 0 | [24 empty] | 8103203 | no | no |  |  | no |  | 0 | 0 | 0 | 0 | 0 | 0 |  | 1 | 1 | 1 | 0 | 0 | 0
load_220355384 |  | node_1412114_211_15468650_206 |  | AN | 0 | NonResidential | 2764.8+1177.8j | 0 | 0 | 0 | 0 | 0 | [24 empty] | 8103203 | no | no |  |  | no |  | 0 | 0 | 0 | 0 | 0 | 0 |  | 1 | 1 | 1 | 0 | 0 | 0
load_220355385 |  | node_1412398_35_15468529_193 |  | AN | 0 | Residential | 6919.2+2947.567j | 0 | 0 | 0 | 0 | 0 | [24 empty] | 8103203 | no | no |  |  | no |  | 0 | 0 | 0 | 0 | 0 | 0 |  | 1 | 1 | 1 | 0 | 0 | 0
load_220355386 |  | node_1412458_358_15467935_163 |  | AN | 0 | Residential | 9928.8+4229.651j | 0 | 0 | 0 | 0 | 0 | [24 empty] | 8103203 | no | no |  |  | no |  | 0 | 0 | 0 | 0 | 0 | 0 |  | 1 | 1 | 1 | 0 | 0 | 0
load_220355387 |  | node_1412505_435_15467652_526 |  | AN | 0 | Residential | 16552.8+7051.463j | 0 | 0 | 0 | 0 | 0 | [24 empty] | 8103203 | no | no |  |  | no |  | 0 | 0 | 0 | 0 | 0 | 0 |  | 1 | 1 | 1 | 0 | 0 | 0
load_220355388 |  | node_1404964_811_15473886_136 |  | AN | 0 | Residential | 18021.6+7677.169j | 0 | 0 | 0 | 0 | 0 | [24 empty] | 8103203 | no | no |  |  | no |  | 0 | 0 | 0 | 0 | 0 | 0 |  | 1 | 1 | 1 | 0 | 0 | 0
load_220355389 |  | node_1405311_992_15473160_942 |  | AN | 0 | Other | 0 | 0 | 0 | 0 | 0 | 0 | [24 empty] | 8103203 | no | no |  |  | no |  | 0 | 0 | 0 | 0 | 0 | 0 |  | 1 | 1 | 1 | 0 | 0 | 0
load_220355390 |  | node_1405316_353_15472428_509 |  | AN | 0 | Residential | 7171.2+3054.918j | 0 | 0 | 0 | 0 | 0 | [24 empty] | 8103203 | no | no |  |  | no |  | 0 | 0 | 0 | 0 | 0 | 0 |  | 1 | 1 | 1 | 0 | 0 | 0
load_220355392 |  | node_1421094_193_15475355_922 |  | AN | 0 | Residential | 2750.4+1171.665j | 0 | 0 | 0 | 0 | 0 | [24 empty] | 8103203 | no | no |  |  | no |  | 0 | 0 | 0 | 0 | 0 | 0 |  | 1 | 1 | 1 | 0 | 0 | 0
load_220355393 |  | node_1405932_22_15470840_251 |  | AN | 0 | Residential | 1454.4+619.572j | 0 | 0 | 0 | 0 | 0 | [24 empty] | 8103203 | no | no |  |  | no |  | 0 | 0 | 0 | 0 | 0 | 0 |  | 1 | 1 | 1 | 0 | 0 | 0
load_220355395 |  | node_1412346_517_15473472_56 |  | AN | 0 | Residential | 7444.8+3171.472j | 0 | 0 | 0 | 0 | 0 | [24 empty] | 8103203 | no | no |  |  | no |  | 0 | 0 | 0 | 0 | 0 | 0 |  | 1 | 1 | 1 | 0 | 0 | 0
load_220355396 |  | node_1412162_87_15473261_841 |  | AN | 0 | Other | 0 | 0 | 0 | 0 | 0 | 0 | [24 empty] | 8103203 | no | no |  |  | no |  | 0 | 0 | 0 | 0 | 0 | 0 |  | 1 | 1 | 1 | 0 | 0 | 0
load_220355412 |  | node_1408002_89_15467238_31 |  | AN | 0 | Other | 0 | 0 | 0 | 0 | 0 | 0 | [24 empty] | 8103203 | no | no |  |  | no |  | 0 | 0 | 0 | 0 | 0 | 0 |  | 1 | 1 | 1 | 0 | 0 | 0
load_220355413 |  | node_1407935_679_15467048_722 |  | AN | 0 | Residential | 10101.6+4303.264j | 0 | 0 | 0 | 0 | 0 | [24 empty] | 8103203 | no | no |  |  | no |  | 0 | 0 | 0 | 0 | 0 | 0 |  | 1 | 1 | 1 | 0 | 0 | 0
load_220355414 |  | node_1408083_412_15466651_569 |  | AN | 0 | Residential | 14990.4+6385.884j | 0 | 0 | 0 | 0 | 0 | [24 empty] | 8103203 | no | no |  |  | no |  | 0 | 0 | 0 | 0 | 0 | 0 |  | 1 | 1 | 1 | 0 | 0 | 0
load_220355415 |  | node_1408375_432_15465695_849 |  | AN | 0 | Residential | 7012.8+2987.44j | 0 | 0 | 0 | 0 | 0 | [24 empty] | 8103203 | no | no |  |  | no |  | 0 | 0 | 0 | 0 | 0 | 0 |  | 1 | 1 | 1 | 0 | 0 | 0
load_220355416 |  | node_1409419_397_15473706_094 |  | AN | 0 | Residential | 432+184.031j | 0 | 0 | 0 | 0 | 0 | [24 empty] | 8103203 | no | no |  |  | no |  | 0 | 0 | 0 | 0 | 0 | 0 |  | 1 | 1 | 1 | 0 | 0 | 0
load_220355755 |  | node_1395699_12_15453559_829 |  | AN | 0 | Residential | 10576.8+4505.698j | 0 | 0 | 0 | 0 | 0 | [24 empty] | 8103203 | no | no |  |  | no |  | 0 | 0 | 0 | 0 | 0 | 0 |  | 1 | 1 | 1 | 0 | 0 | 0
load_220355757 |  | node_1396167_388_15453632_257 |  | AN | 0 | Residential | 9194.4+3916.798j | 0 | 0 | 0 | 0 | 0 | [24 empty] | 8103203 | no | no |  |  | no |  | 0 | 0 | 0 | 0 | 0 | 0 |  | 1 | 1 | 1 | 0 | 0 | 0
load_220355758 |  | node_1396421_388_15453648_884 |  | AN | 0 | NonResidential | 2000+851.996j | 0 | 0 | 0 | 0 | 0 | [24 empty] | 8103203 | no | no |  |  | no |  | 0 | 0 | 0 | 0 | 0 | 0 |  | 1 | 1 | 1 | 0 | 0 | 0
load_220355759 |  | node_1396635_95_15453648_999 |  | AN | 0 | Residential | 24602.4+10480.579j | 0 | 0 | 0 | 0 | 0 | [24 empty] | 8103203 | no | no |  |  | no |  | 0 | 0 | 0 | 0 | 0 | 0 |  | 1 | 1 | 1 | 0 | 0 | 0
load_220355760 |  | node_1397733_987_15453657_566 |  | AN | 0 | NonResidential | 424.8+180.964j | 0 | 0 | 0 | 0 | 0 | [24 empty] | 8103203 | no | no |  |  | no |  | 0 | 0 | 0 | 0 | 0 | 0 |  | 1 | 1 | 1 | 0 | 0 | 0
load_220355761 |  | node_1398078_551_15453734_696 |  | AN | 0 | NonResidential | 1000+425.998j | 0 | 0 | 0 | 0 | 0 | [24 empty] | 8103203 | no | no |  |  | no |  | 0 | 0 | 0 | 0 | 0 | 0 |  | 1 | 1 | 1 | 0 | 0 | 0
load_220355762 |  | node_1398507_291_15453735_673 |  | AN | 0 | NonResidential | 7500+3194.987j | 0 | 0 | 0 | 0 | 0 | [24 empty] | 8103203 | no | no |  |  | no |  | 0 | 0 | 0 | 0 | 0 | 0 |  | 1 | 1 | 1 | 0 | 0 | 0
load_220355763 |  | node_1398525_864_15453744_69 |  | AN | 0 | Residential | 1450.8+618.038j | 0 | 0 | 0 | 0 | 0 | [24 empty] | 8103203 | no | no |  |  | no |  | 0 | 0 | 0 | 0 | 0 | 0 |  | 1 | 1 | 1 | 0 | 0 | 0
load_220355764 |  | node_1398606_325_15453823_419 |  | AN | 0 | Residential | 59515.2+25353.369j | 0 | 0 | 0 | 0 | 0 | [24 empty] | 8103203 | no | no |  |  | no |  | 0 | 0 | 0 | 0 | 0 | 0 |  | 1 | 1 | 1 | 0 | 0 | 0
load_220355765 |  | node_1398549_254_15454121_66 |  | AN | 0 | Residential | 35222.4+15004.68j | 0 | 0 | 0 | 0 | 0 | [24 empty] | 8103203 | no | no |  |  | no |  | 0 | 0 | 0 | 0 | 0 | 0 |  | 1 | 1 | 1 | 0 | 0 | 0
load_220355769 |  | node_1394991_317_15453271_094 |  | AN | 0 | Residential | 7819.2+3330.965j | 0 | 0 | 0 | 0 | 0 | [24 empty] | 8103203 | no | no |  |  | no |  | 0 | 0 | 0 | 0 | 0 | 0 |  | 1 | 1 | 1 | 0 | 0 | 0
load_220355771 |  | node_1395406_38_15453530_304 |  | AN | 0 | Residential | 18201.6+7753.849j | 0 | 0 | 0 | 0 | 0 | [24 empty] | 8103203 | no | no |  |  | no |  | 0 | 0 | 0 | 0 | 0 | 0 |  | 1 | 1 | 1 | 0 | 0 | 0
load_220355775 |  | node_1397434_171_15453840_77 |  | BN | 0 | Residential | 0 | 6657.6+2836.126j | 0 | 0 | 0 | 0 | [24 empty] | 8103203 | no | no |  |  | no |  | 0 | 0 | 0 | 0 | 0 | 0 |  | 1 | 1 | 1 | 0 | 0 | 0
load_220355776 |  | node_1397432_755_15453819_081 |  | AN | 0 | NonResidential | 7333.333+3123.987j | 0 | 0 | 0 | 0 | 0 | [24 empty] | 8103203 | no | no |  |  | no |  | 0 | 0 | 0 | 0 | 0 | 0 |  | 1 | 1 | 1 | 0 | 0 | 0
load_220355778 |  | node_1397063_07_15455449_229 |  | AN | 0 | Residential | 17064+7269.234j | 0 | 0 | 0 | 0 | 0 | [24 empty] | 8103203 | no | no |  |  | no |  | 0 | 0 | 0 | 0 | 0 | 0 |  | 1 | 1 | 1 | 0 | 0 | 0
load_220355779 |  | node_1397166_656_15455839_168 |  | AN | 0 | Residential | 7581.6+3229.748j | 0 | 0 | 0 | 0 | 0 | [24 empty] | 8103203 | no | no |  |  | no |  | 0 | 0 | 0 | 0 | 0 | 0 |  | 1 | 1 | 1 | 0 | 0 | 0
load_220355780 |  | node_1397298_364_15456295_771 |  | AN | 0 | Residential | 24724.8+10532.721j | 0 | 0 | 0 | 0 | 0 | [24 empty] | 8103203 | no | no |  |  | no |  | 0 | 0 | 0 | 0 | 0 | 0 |  | 1 | 1 | 1 | 0 | 0 | 0
load_220355781 |  | node_1397346_719_15456496_881 |  | AN | 0 | NonResidential | 27000+11501.952j | 0 | 0 | 0 | 0 | 0 | [24 empty] | 8103203 | no | no |  |  | no |  | 0 | 0 | 0 | 0 | 0 | 0 |  | 1 | 1 | 1 | 0 | 0 | 0
load_220355782 |  | node_1397457_971_15456677_85 |  | AN | 0 | Residential | 6840+2913.828j | 0 | 0 | 0 | 0 | 0 | [24 empty] | 8103203 | no | no |  |  | no |  | 0 | 0 | 0 | 0 | 0 | 0 |  | 1 | 1 | 1 | 0 | 0 | 0
load_220355783 |  | node_1397489_224_15457114_676 |  | AN | 0 | NonResidential | 4716+2009.008j | 0 | 0 | 0 | 0 | 0 | [24 empty] | 8103203 | no | no |  |  | no |  | 0 | 0 | 0 | 0 | 0 | 0 |  | 1 | 1 | 1 | 0 | 0 | 0
load_220355784 |  | node_1397877_159_15457678_942 |  | AN | 0 | Residential | 13464+5735.64j | 0 | 0 | 0 | 0 | 0 | [24 empty] | 8103203 | no | no |  |  | no |  | 0 | 0 | 0 | 0 | 0 | 0 |  | 1 | 1 | 1 | 0 | 0 | 0
load_220355786 |  | node_1398169_869_15458344_7 |  | AN | 0 | NonResidential | 741.6+315.92j | 0 | 0 | 0 | 0 | 0 | [24 empty] | 8103203 | no | no |  |  | no |  | 0 | 0 | 0 | 0 | 0 | 0 |  | 1 | 1 | 1 | 0 | 0 | 0
load_220355788 |  | node_1399191_96_15459529_602 |  | AN | 0 | Residential | 4204.8+1791.237j | 0 | 0 | 0 | 0 | 0 | [24 empty] | 8103203 | no | no |  |  | no |  | 0 | 0 | 0 | 0 | 0 | 0 |  | 1 | 1 | 1 | 0 | 0 | 0
load_220355789 |  | node_1399340_574_15459714_485 |  | AN | 0 | Other | 0 | 0 | 0 | 0 | 0 | 0 | [24 empty] | 8103203 | no | no |  |  | no |  | 0 | 0 | 0 | 0 | 0 | 0 |  | 1 | 1 | 1 | 0 | 0 | 0
load_220355790 |  | node_1399447_629_15459949_825 |  | AN | 0 | Residential | 17416.8+7419.526j | 0 | 0 | 0 | 0 | 0 | [24 empty] | 8103203 | no | no |  |  | no |  | 0 | 0 | 0 | 0 | 0 | 0 |  | 1 | 1 | 1 | 0 | 0 | 0
load_220355791 |  | node_1399892_492_15460330_869 |  | AN | 0 | Residential | 4485.6+1910.858j | 0 | 0 | 0 | 0 | 0 | [24 empty] | 8103203 | no | no |  |  | no |  | 0 | 0 | 0 | 0 | 0 | 0 |  | 1 | 1 | 1 | 0 | 0 | 0
load_220355792 |  | node_1399975_273_15461396_123 |  | AN | 0 | Residential | 5738.4+2444.548j | 0 | 0 | 0 | 0 | 0 | [24 empty] | 8103203 | no | no |  |  | no |  | 0 | 0 | 0 | 0 | 0 | 0 |  | 1 | 1 | 1 | 0 | 0 | 0
load_220355793 |  | node_1399949_827_15461774_657 |  | AN | 0 | Residential | 48038.4+20464.273j | 0 | 0 | 0 | 0 | 0 | [24 empty] | 8103203 | no | no |  |  | no |  | 0 | 0 | 0 | 0 | 0 | 0 |  | 1 | 1 | 1 | 0 | 0 | 0
load_220355794 |  | node_1397498_503_15454296_019 |  | AN | 0 | NonResidential | 11000+4685.98j | 0 | 0 | 0 | 0 | 0 | [24 empty] | 8103203 | no | no |  |  | no |  | 0 | 0 | 0 | 0 | 0 | 0 |  | 1 | 1 | 1 | 0 | 0 | 0
load_220355796 |  | node_1397245_224_15454631_662 |  | AN | 0 | Residential | 153820.8+65527.386j | 0 | 0 | 0 | 0 | 0 | [24 empty] | 8103203 | no | no |  |  | no |  | 0 | 0 | 0 | 0 | 0 | 0 |  | 1 | 1 | 1 | 0 | 0 | 0
load_220355798 |  | node_1399181_68_15453932_639 |  | AN | 0 | NonResidential | 6249.6+2662.318j | 0 | 0 | 0 | 0 | 0 | [24 empty] | 8103203 | no | no |  |  | no |  | 0 | 0 | 0 | 0 | 0 | 0 |  | 1 | 1 | 1 | 0 | 0 | 0
load_220355800 |  | node_1399404_315_15456307_197 |  | AN | 0 | Residential | 28044+11946.694j | 0 | 0 | 0 | 0 | 0 | [24 empty] | 8103203 | no | no |  |  | no |  | 0 | 0 | 0 | 0 | 0 | 0 |  | 1 | 1 | 1 | 0 | 0 | 0
load_220355801 |  | node_1399440_758_15456749_345 |  | AN | 0 | Residential | 6753.6+2877.022j | 0 | 0 | 0 | 0 | 0 | [24 empty] | 8103203 | no | no |  |  | no |  | 0 | 0 | 0 | 0 | 0 | 0 |  | 1 | 1 | 1 | 0 | 0 | 0
load_220355802 |  | node_1399985_441_15456953_526 |  | AN | 0 | Residential | 9165.6+3904.529j | 0 | 0 | 0 | 0 | 0 | [24 empty] | 8103203 | no | no |  |  | no |  | 0 | 0 | 0 | 0 | 0 | 0 |  | 1 | 1 | 1 | 0 | 0 | 0
load_220355803 |  | node_1399173_724_15454108_465 |  | AN | 0 | Residential | 38426.4+16369.578j | 0 | 0 | 0 | 0 | 0 | [24 empty] | 8103203 | no | no |  |  | no |  | 0 | 0 | 0 | 0 | 0 | 0 |  | 1 | 1 | 1 | 0 | 0 | 0
load_220355804 |  | node_1400441_608_15458057_241 |  | AN | 0 | NonResidential | 7164+3051.851j | 0 | 0 | 0 | 0 | 0 | [24 empty] | 8103203 | no | no |  |  | no |  | 0 | 0 | 0 | 0 | 0 | 0 |  | 1 | 1 | 1 | 0 | 0 | 0
load_220355806 |  | node_1401494_41_15459472_147 |  | AN | 0 | Residential | 6076.8+2588.706j | 0 | 0 | 0 | 0 | 0 | [24 empty] | 8103203 | no | no |  |  | no |  | 0 | 0 | 0 | 0 | 0 | 0 |  | 1 | 1 | 1 | 0 | 0 | 0
load_220355807 |  | node_1399188_244_15454275_025 |  | AN | 0 | Residential | 8049.6+3429.115j | 0 | 0 | 0 | 0 | 0 | [24 empty] | 8103203 | no | no |  |  | no |  | 0 | 0 | 0 | 0 | 0 | 0 |  | 1 | 1 | 1 | 0 | 0 | 0
load_220355808 |  | node_1402610_423_15459899_836 |  | AN | 0 | Residential | 1195.2+509.153j | 0 | 0 | 0 | 0 | 0 | [24 empty] | 8103203 | no | no |  |  | no |  | 0 | 0 | 0 | 0 | 0 | 0 |  | 1 | 1 | 1 | 0 | 0 | 0
load_220355810 |  | node_1399140_73_15454598_231 |  | AN | 0 | NonResidential | 16012.8+6821.424j | 0 | 0 | 0 | 0 | 0 | [24 empty] | 8103203 | no | no |  |  | no |  | 0 | 0 | 0 | 0 | 0 | 0 |  | 1 | 1 | 1 | 0 | 0 | 0
load_220355811 |  | node_1399126_94_15453777_07 |  | AN | 0 | NonResidential | 8000+3407.986j | 0 | 0 | 0 | 0 | 0 | [24 empty] | 8103203 | no | no |  |  | no |  | 0 | 0 | 0 | 0 | 0 | 0 |  | 1 | 1 | 1 | 0 | 0 | 0
load_220355812 |  | node_1399029_234_15453611_159 |  | AN | 0 | Residential | 41522.4+17688.468j | 0 | 0 | 0 | 0 | 0 | [24 empty] | 8103203 | no | no |  |  | no |  | 0 | 0 | 0 | 0 | 0 | 0 |  | 1 | 1 | 1 | 0 | 0 | 0
load_220355813 |  | node_1398950_301_15453112_497 |  | AN | 0 | Residential | 128167.2+54598.999j | 0 | 0 | 0 | 0 | 0 | [24 empty] | 8103203 | no | no |  |  | no |  | 0 | 0 | 0 | 0 | 0 | 0 |  | 1 | 1 | 1 | 0 | 0 | 0
load_220355814 |  | node_1398825_148_15452386_354 |  | AN | 0 | Residential | 13176+5612.952j | 0 | 0 | 0 | 0 | 0 | [24 empty] | 8103203 | no | no |  |  | no |  | 0 | 0 | 0 | 0 | 0 | 0 |  | 1 | 1 | 1 | 0 | 0 | 0
load_220355847 |  | node_1401037_343_15462219_489 |  | AN | 0 | Residential | 75261.6+32061.307j | 0 | 0 | 0 | 0 | 0 | [24 empty] | 8103203 | no | no |  |  | no |  | 0 | 0 | 0 | 0 | 0 | 0 |  | 1 | 1 | 1 | 0 | 0 | 0
load_220355848 |  | node_1401447_703_15462241_588 |  | AN | 0 | NonResidential | 5659.2+2410.809j | 0 | 0 | 0 | 0 | 0 | [24 empty] | 8103203 | no | no |  |  | no |  | 0 | 0 | 0 | 0 | 0 | 0 |  | 1 | 1 | 1 | 0 | 0 | 0
load_220355893 |  | node_1396403_708_15454251_265 |  | AN | 0 | NonResidential | 17000+7241.97j | 0 | 0 | 0 | 0 | 0 | [24 empty] | 8103203 | no | no |  |  | no |  | 0 | 0 | 0 | 0 | 0 | 0 |  | 1 | 1 | 1 | 0 | 0 | 0
load_220355894 |  | node_1396854_957_15455248_465 |  | AN | 0 | Residential | 6868.8+2926.097j | 0 | 0 | 0 | 0 | 0 | [24 empty] | 8103203 | no | no |  |  | no |  | 0 | 0 | 0 | 0 | 0 | 0 |  | 1 | 1 | 1 | 0 | 0 | 0
load_220355895 |  | node_1396815_153_15455438_564 |  | AN | 0 | Residential | 17820+7591.288j | 0 | 0 | 0 | 0 | 0 | [24 empty] | 8103203 | no | no |  |  | no |  | 0 | 0 | 0 | 0 | 0 | 0 |  | 1 | 1 | 1 | 0 | 0 | 0
load_220355896 |  | node_1396520_688_15455601_438 |  | AN | 0 | Residential | 9871.2+4205.114j | 0 | 0 | 0 | 0 | 0 | [24 empty] | 8103203 | no | no |  |  | no |  | 0 | 0 | 0 | 0 | 0 | 0 |  | 1 | 1 | 1 | 0 | 0 | 0
load_220355897 |  | node_1396454_893_15455283_487 |  | AN | 0 | Residential | 27136.8+11560.228j | 0 | 0 | 0 | 0 | 0 | [24 empty] | 8103203 | no | no |  |  | no |  | 0 | 0 | 0 | 0 | 0 | 0 |  | 1 | 1 | 1 | 0 | 0 | 0
load_220355905 |  | node_1393806_238_15457588_215 |  | AN | 0 | NonResidential | 43.2+18.403j | 0 | 0 | 0 | 0 | 0 | [24 empty] | 8103203 | no | no |  |  | no |  | 0 | 0 | 0 | 0 | 0 | 0 |  | 1 | 1 | 1 | 0 | 0 | 0
load_220355906 |  | node_1392818_568_15458433_438 |  | AN | 0 | Residential | 8870.4+3778.775j | 0 | 0 | 0 | 0 | 0 | [24 empty] | 8103203 | no | no |  |  | no |  | 0 | 0 | 0 | 0 | 0 | 0 |  | 1 | 1 | 1 | 0 | 0 | 0
load_220355907 |  | node_1391782_982_15458537_33 |  | AN | 0 | Residential | 5868+2499.758j | 0 | 0 | 0 | 0 | 0 | [24 empty] | 8103203 | no | no |  |  | no |  | 0 | 0 | 0 | 0 | 0 | 0 |  | 1 | 1 | 1 | 0 | 0 | 0
load_220355908 |  | node_1391425_297_15459586_405 |  | AN | 0 | NonResidential | 0 | 0 | 0 | 0 | 0 | 0 | [24 empty] | 8103203 | no | no |  |  | no |  | 0 | 0 | 0 | 0 | 0 | 0 |  | 1 | 1 | 1 | 0 | 0 | 0
load_220355910 |  | node_1394063_821_15457323_029 |  | AN | 0 | Residential | 4989.6+2125.561j | 0 | 0 | 0 | 0 | 0 | [24 empty] | 8103203 | no | no |  |  | no |  | 0 | 0 | 0 | 0 | 0 | 0 |  | 1 | 1 | 1 | 0 | 0 | 0
load_220355923 |  | node_1386947_506_15458838_813 |  | AN | 0 | Other | 0 | 0 | 0 | 0 | 0 | 0 | [24 empty] | 8103203 | no | no |  |  | no |  | 0 | 0 | 0 | 0 | 0 | 0 |  | 1 | 1 | 1 | 0 | 0 | 0
load_220355924 |  | node_1384758_623_15458564_273 |  | AN | 0 | Residential | 504+214.703j | 0 | 0 | 0 | 0 | 0 | [24 empty] | 8103203 | no | no |  |  | no |  | 0 | 0 | 0 | 0 | 0 | 0 |  | 1 | 1 | 1 | 0 | 0 | 0
load_220355925 |  | node_1383698_384_15457968_852 |  | AN | 0 | Residential | 5256+2239.047j | 0 | 0 | 0 | 0 | 0 | [24 empty] | 8103203 | no | no |  |  | no |  | 0 | 0 | 0 | 0 | 0 | 0 |  | 1 | 1 | 1 | 0 | 0 | 0
load_220355926 |  | node_1389504_17_15459499_952 |  | AN | 0 | Residential | 19915.2+8483.84j | 0 | 0 | 0 | 0 | 0 | [24 empty] | 8103203 | no | no |  |  | no |  | 0 | 0 | 0 | 0 | 0 | 0 |  | 1 | 1 | 1 | 0 | 0 | 0
load_220355928 |  | node_1387473_888_15459109_1 |  | AN | 0 | Residential | 7840.8+3340.167j | 0 | 0 | 0 | 0 | 0 | [24 empty] | 8103203 | no | no |  |  | no |  | 0 | 0 | 0 | 0 | 0 | 0 |  | 1 | 1 | 1 | 0 | 0 | 0
load_220355961 |  | node_1392703_676_15450214_518 |  | AN | 0 | Residential | 5623.2+2395.473j | 0 | 0 | 0 | 0 | 0 | [24 empty] | 8103203 | no | no |  |  | no |  | 0 | 0 | 0 | 0 | 0 | 0 |  | 1 | 1 | 1 | 0 | 0 | 0
load_220355963 |  | node_1393417_274_15450909_36 |  | AN | 0 | Residential | 2844+1211.539j | 0 | 0 | 0 | 0 | 0 | [24 empty] | 8103203 | no | no |  |  | no |  | 0 | 0 | 0 | 0 | 0 | 0 |  | 1 | 1 | 1 | 0 | 0 | 0
load_220355974 |  | node_1396396_745_15454000_601 |  | AN | 0 | Residential | 3938.4+1677.751j | 0 | 0 | 0 | 0 | 0 | [24 empty] | 8103203 | no | no |  |  | no |  | 0 | 0 | 0 | 0 | 0 | 0 |  | 1 | 1 | 1 | 0 | 0 | 0
load_220355976 |  | node_1397160_775_15453689_069 |  | AN | 0 | Residential | 40478.4+17243.726j | 0 | 0 | 0 | 0 | 0 | [24 empty] | 8103203 | no | no |  |  | no |  | 0 | 0 | 0 | 0 | 0 | 0 |  | 1 | 1 | 1 | 0 | 0 | 0
load_220356010 |  | node_1398224_031_15455611_911 |  | AN | 0 | Residential | 12398.4+5281.696j | 0 | 0 | 0 | 0 | 0 | [24 empty] | 8103203 | no | no |  |  | no |  | 0 | 0 | 0 | 0 | 0 | 0 |  | 1 | 1 | 1 | 0 | 0 | 0
load_220356011 |  | node_1398269_338_15455389_198 |  | AN | 0 | Residential | 6825.6+2907.693j | 0 | 0 | 0 | 0 | 0 | [24 empty] | 8103203 | no | no |  |  | no |  | 0 | 0 | 0 | 0 | 0 | 0 |  | 1 | 1 | 1 | 0 | 0 | 0
load_220356012 |  | node_1398412_542_15455179_8 |  | AN | 0 | Residential | 47822.4+20372.257j | 0 | 0 | 0 | 0 | 0 | [24 empty] | 8103203 | no | no |  |  | no |  | 0 | 0 | 0 | 0 | 0 | 0 |  | 1 | 1 | 1 | 0 | 0 | 0
load_220356013 |  | node_1398253_248_15455090_622 |  | AN | 0 | Residential | 14306.4+6094.501j | 0 | 0 | 0 | 0 | 0 | [24 empty] | 8103203 | no | no |  |  | no |  | 0 | 0 | 0 | 0 | 0 | 0 |  | 1 | 1 | 1 | 0 | 0 | 0
load_220356014 |  | node_1398225_551_15454975_089 |  | AN | 0 | Residential | 32472+13833.014j | 0 | 0 | 0 | 0 | 0 | [24 empty] | 8103203 | no | no |  |  | no |  | 0 | 0 | 0 | 0 | 0 | 0 |  | 1 | 1 | 1 | 0 | 0 | 0
load_220356015 |  | node_1397966_839_15455130_629 |  | AN | 0 | Residential | 8661.6+3689.826j | 0 | 0 | 0 | 0 | 0 | [24 empty] | 8103203 | no | no |  |  | no |  | 0 | 0 | 0 | 0 | 0 | 0 |  | 1 | 1 | 1 | 0 | 0 | 0
load_220356016 |  | node_1398031_483_15455769_89 |  | AN | 0 | Residential | 36655.2+15615.05j | 0 | 0 | 0 | 0 | 0 | [24 empty] | 8103203 | no | no |  |  | no |  | 0 | 0 | 0 | 0 | 0 | 0 |  | 1 | 1 | 1 | 0 | 0 | 0
load_220356017 |  | node_1398257_662_15460139_971 |  | AN | 0 | Residential | 468+199.367j | 0 | 0 | 0 | 0 | 0 | [24 empty] | 8103203 | no | no |  |  | no |  | 0 | 0 | 0 | 0 | 0 | 0 |  | 1 | 1 | 1 | 0 | 0 | 0
load_220356018 |  | node_1397762_441_15460691_708 |  | AN | 0 | Residential | 4464+1901.656j | 0 | 0 | 0 | 0 | 0 | [24 empty] | 8103203 | no | no |  |  | no |  | 0 | 0 | 0 | 0 | 0 | 0 |  | 1 | 1 | 1 | 0 | 0 | 0
load_220356794 |  | node_1400391_321_15462220_206 |  | AN | 0 | Residential | 16099.2+6858.23j | 0 | 0 | 0 | 0 | 0 | [24 empty] | 8103203 | no | no |  |  | no |  | 0 | 0 | 0 | 0 | 0 | 0 |  | 1 | 1 | 1 | 0 | 0 | 0
load_220356795 |  | node_1399905_412_15462360_684 |  | AN | 0 | Residential | 31874.4+13578.438j | 0 | 0 | 0 | 0 | 0 | [24 empty] | 8103203 | no | no |  |  | no |  | 0 | 0 | 0 | 0 | 0 | 0 |  | 1 | 1 | 1 | 0 | 0 | 0
load_220356796 |  | node_1399971_376_15462659_043 |  | AN | 0 | NonResidential | 2000+851.996j | 0 | 0 | 0 | 0 | 0 | [24 empty] | 8103203 | no | no |  |  | no |  | 0 | 0 | 0 | 0 | 0 | 0 |  | 1 | 1 | 1 | 0 | 0 | 0
load_220356797 |  | node_1399965_934_15462684_587 |  | AN | 0 | Residential | 7156.8+3048.784j | 0 | 0 | 0 | 0 | 0 | [24 empty] | 8103203 | no | no |  |  | no |  | 0 | 0 | 0 | 0 | 0 | 0 |  | 1 | 1 | 1 | 0 | 0 | 0
load_220356798 |  | node_1399804_49_15462931_41 |  | AN | 0 | Residential | 66074.4+28147.577j | 0 | 0 | 0 | 0 | 0 | [24 empty] | 8103203 | no | no |  |  | no |  | 0 | 0 | 0 | 0 | 0 | 0 |  | 1 | 1 | 1 | 0 | 0 | 0
load_220356799 |  | node_1400649_842_15463367_672 |  | AN | 0 | Residential | 4708.8+2005.94j | 0 | 0 | 0 | 0 | 0 | [24 empty] | 8103203 | no | no |  |  | no |  | 0 | 0 | 0 | 0 | 0 | 0 |  | 1 | 1 | 1 | 0 | 0 | 0
load_220356800 |  | node_1401211_889_15463631_508 |  | AN | 0 | NonResidential | 2390.4+1018.306j | 0 | 0 | 0 | 0 | 0 | [24 empty] | 8103203 | no | no |  |  | no |  | 0 | 0 | 0 | 0 | 0 | 0 |  | 1 | 1 | 1 | 0 | 0 | 0
load_220356801 |  | node_1401621_096_15463606_204 |  | AN | 0 | Residential | 14486.4+6171.181j | 0 | 0 | 0 | 0 | 0 | [24 empty] | 8103203 | no | no |  |  | no |  | 0 | 0 | 0 | 0 | 0 | 0 |  | 1 | 1 | 1 | 0 | 0 | 0
load_220356802 |  | node_1401442_573_15463334_761 |  | AN | 0 | Residential | 1483.2+631.841j | 0 | 0 | 0 | 0 | 0 | [24 empty] | 8103203 | no | no |  |  | no |  | 0 | 0 | 0 | 0 | 0 | 0 |  | 1 | 1 | 1 | 0 | 0 | 0
load_220356803 |  | node_1403633_063_15464100_21 |  | AN | 0 | Residential | 12434.4+5297.032j | 0 | 0 | 0 | 0 | 0 | [24 empty] | 8103203 | no | no |  |  | no |  | 0 | 0 | 0 | 0 | 0 | 0 |  | 1 | 1 | 1 | 0 | 0 | 0
load_220356804 |  | node_1402836_984_15464771_789 |  | AN | 0 | Residential | 13096.8+5579.213j | 0 | 0 | 0 | 0 | 0 | [24 empty] | 8103203 | no | no |  |  | no |  | 0 | 0 | 0 | 0 | 0 | 0 |  | 1 | 1 | 1 | 0 | 0 | 0
load_220356806 |  | node_1403436_158_15462562_874 |  | AN | 0 | Residential | 2808+1196.203j | 0 | 0 | 0 | 0 | 0 | [24 empty] | 8103203 | no | no |  |  | no |  | 0 | 0 | 0 | 0 | 0 | 0 |  | 1 | 1 | 1 | 0 | 0 | 0
load_220356807 |  | node_1400346_274_15462779_217 |  | AN | 0 | Residential | 39427.2+16795.917j | 0 | 0 | 0 | 0 | 0 | [24 empty] | 8103203 | no | no |  |  | no |  | 0 | 0 | 0 | 0 | 0 | 0 |  | 1 | 1 | 1 | 0 | 0 | 0
load_220356808 |  | node_1399656_335_15463052_328 |  | AN | 0 | NonResidential | 10000+4259.982j | 0 | 0 | 0 | 0 | 0 | [24 empty] | 8103203 | no | no |  |  | no |  | 0 | 0 | 0 | 0 | 0 | 0 |  | 1 | 1 | 1 | 0 | 0 | 0
load_220356809 |  | node_1396480_59_15462788_596 |  | AN | 0 | Residential | 7840.8+3340.167j | 0 | 0 | 0 | 0 | 0 | [24 empty] | 8103203 | no | no |  |  | no |  | 0 | 0 | 0 | 0 | 0 | 0 |  | 1 | 1 | 1 | 0 | 0 | 0
load_220356810 |  | node_1395770_631_15463665_575 |  | AN | 0 | Residential | 12715.2+5416.653j | 0 | 0 | 0 | 0 | 0 | [24 empty] | 8103203 | no | no |  |  | no |  | 0 | 0 | 0 | 0 | 0 | 0 |  | 1 | 1 | 1 | 0 | 0 | 0
load_220356811 |  | node_1395244_018_15464556_582 |  | AN | 0 | Residential | 40874.4+17412.421j | 0 | 0 | 0 | 0 | 0 | [24 empty] | 8103203 | no | no |  |  | no |  | 0 | 0 | 0 | 0 | 0 | 0 |  | 1 | 1 | 1 | 0 | 0 | 0
load_220356812 |  | node_1399371_483_15462991_862 |  | AN | 0 | Residential | 2397.6+1021.373j | 0 | 0 | 0 | 0 | 0 | [24 empty] | 8103203 | no | no |  |  | no |  | 0 | 0 | 0 | 0 | 0 | 0 |  | 1 | 1 | 1 | 0 | 0 | 0
load_220356813 |  | node_1393880_243_15466531_995 |  | AN | 0 | Residential | 11505.6+4901.365j | 0 | 0 | 0 | 0 | 0 | [24 empty] | 8103203 | no | no |  |  | no |  | 0 | 0 | 0 | 0 | 0 | 0 |  | 1 | 1 | 1 | 0 | 0 | 0
load_220356814 |  | node_1393829_413_15466944_553 |  | AN | 0 | Residential | 3650.4+1555.064j | 0 | 0 | 0 | 0 | 0 | [24 empty] | 8103203 | no | no |  |  | no |  | 0 | 0 | 0 | 0 | 0 | 0 |  | 1 | 1 | 1 | 0 | 0 | 0
load_220356815 |  | node_1393400_499_15467228_684 |  | AN | 0 | Residential | 9554.4+4070.157j | 0 | 0 | 0 | 0 | 0 | [24 empty] | 8103203 | no | no |  |  | no |  | 0 | 0 | 0 | 0 | 0 | 0 |  | 1 | 1 | 1 | 0 | 0 | 0
load_220356816 |  | node_1393193_748_15467420_891 |  | AN | 0 | Residential | 6854.4+2919.962j | 0 | 0 | 0 | 0 | 0 | [24 empty] | 8103203 | no | no |  |  | no |  | 0 | 0 | 0 | 0 | 0 | 0 |  | 1 | 1 | 1 | 0 | 0 | 0
load_220356817 |  | node_1392638_91_15467702_828 |  | AN | 0 | Residential | 1036.8+441.675j | 0 | 0 | 0 | 0 | 0 | [24 empty] | 8103203 | no | no |  |  | no |  | 0 | 0 | 0 | 0 | 0 | 0 |  | 1 | 1 | 1 | 0 | 0 | 0
load_220356818 |  | node_1391149_94_15468031_493 |  | AN | 0 | Residential | 1879.2+800.536j | 0 | 0 | 0 | 0 | 0 | [24 empty] | 8103203 | no | no |  |  | no |  | 0 | 0 | 0 | 0 | 0 | 0 |  | 1 | 1 | 1 | 0 | 0 | 0
load_220356819 |  | node_1389217_505_15468674_964 |  | AN | 0 | Residential | 32580+13879.022j | 0 | 0 | 0 | 0 | 0 | [24 empty] | 8103203 | no | no |  |  | no |  | 0 | 0 | 0 | 0 | 0 | 0 |  | 1 | 1 | 1 | 0 | 0 | 0
load_220356820 |  | node_1389228_576_15468402_061 |  | AN | 0 | Residential | 1972.8+840.409j | 0 | 0 | 0 | 0 | 0 | [24 empty] | 8103203 | no | no |  |  | no |  | 0 | 0 | 0 | 0 | 0 | 0 |  | 1 | 1 | 1 | 0 | 0 | 0
load_220356821 |  | node_1398171_087_15463149_293 |  | AN | 0 | Residential | 5450.4+2321.861j | 0 | 0 | 0 | 0 | 0 | [24 empty] | 8103203 | no | no |  |  | no |  | 0 | 0 | 0 | 0 | 0 | 0 |  | 1 | 1 | 1 | 0 | 0 | 0
load_220356822 |  | node_1388673_497_15469007_948 |  | AN | 0 | Residential | 7034.4+2996.642j | 0 | 0 | 0 | 0 | 0 | [24 empty] | 8103203 | no | no |  |  | no |  | 0 | 0 | 0 | 0 | 0 | 0 |  | 1 | 1 | 1 | 0 | 0 | 0
load_220356823 |  | node_1388308_963_15469089_744 |  | AN | 0 | Residential | 10029.6+4272.592j | 0 | 0 | 0 | 0 | 0 | [24 empty] | 8103203 | no | no |  |  | no |  | 0 | 0 | 0 | 0 | 0 | 0 |  | 1 | 1 | 1 | 0 | 0 | 0
load_220356824 |  | node_1387837_773_15469529_452 |  | AN | 0 | Residential | 0 | 0 | 0 | 0 | 0 | 0 | [24 empty] | 8103203 | no | no |  |  | no |  | 0 | 0 | 0 | 0 | 0 | 0 |  | 1 | 1 | 1 | 0 | 0 | 0
load_220356825 |  | node_1386915_179_15470200_585 |  | AN | 0 | Residential | 5918.4+2521.228j | 0 | 0 | 0 | 0 | 0 | [24 empty] | 8103203 | no | no |  |  | no |  | 0 | 0 | 0 | 0 | 0 | 0 |  | 1 | 1 | 1 | 0 | 0 | 0
load_220356826 |  | node_1386588_026_15470399_018 |  | AN | 0 | Residential | 6472.8+2757.401j | 0 | 0 | 0 | 0 | 0 | [24 empty] | 8103203 | no | no |  |  | no |  | 0 | 0 | 0 | 0 | 0 | 0 |  | 1 | 1 | 1 | 0 | 0 | 0
load_220356827 |  | node_1385518_271_15471425_045 |  | AN | 0 | Residential | 4464+1901.656j | 0 | 0 | 0 | 0 | 0 | [24 empty] | 8103203 | no | no |  |  | no |  | 0 | 0 | 0 | 0 | 0 | 0 |  | 1 | 1 | 1 | 0 | 0 | 0
load_220356828 |  | node_1384653_333_15472189_721 |  | AN | 0 | Residential | 9820.8+4183.643j | 0 | 0 | 0 | 0 | 0 | [24 empty] | 8103203 | no | no |  |  | no |  | 0 | 0 | 0 | 0 | 0 | 0 |  | 1 | 1 | 1 | 0 | 0 | 0
load_220356829 |  | node_1384378_645_15472424_185 |  | AN | 0 | Residential | 29167.2+12425.175j | 0 | 0 | 0 | 0 | 0 | [24 empty] | 8103203 | no | no |  |  | no |  | 0 | 0 | 0 | 0 | 0 | 0 |  | 1 | 1 | 1 | 0 | 0 | 0
load_220356830 |  | node_1383301_115_15473422_035 |  | AN | 0 | Residential | 4615.2+1966.067j | 0 | 0 | 0 | 0 | 0 | [24 empty] | 8103203 | no | no |  |  | no |  | 0 | 0 | 0 | 0 | 0 | 0 |  | 1 | 1 | 1 | 0 | 0 | 0
load_220356831 |  | node_1382983_173_15473552_952 |  | AN | 0 | Residential | 0 | 0 | 0 | 0 | 0 | 0 | [24 empty] | 8103203 | no | no |  |  | no |  | 0 | 0 | 0 | 0 | 0 | 0 |  | 1 | 1 | 1 | 0 | 0 | 0
load_220356832 |  | node_1397123_865_15462155_356 |  | AN | 0 | Residential | 3535.2+1505.989j | 0 | 0 | 0 | 0 | 0 | [24 empty] | 8103203 | no | no |  |  | no |  | 0 | 0 | 0 | 0 | 0 | 0 |  | 1 | 1 | 1 | 0 | 0 | 0
load_220356833 |  | node_1398948_236_15462234_515 |  | AN | 0 | NonResidential | 489.6+208.569j | 0 | 0 | 0 | 0 | 0 | [24 empty] | 8103203 | no | no |  |  | no |  | 0 | 0 | 0 | 0 | 0 | 0 |  | 1 | 1 | 1 | 0 | 0 | 0
load_220356835 |  | node_1398562_719_15464227_057 |  | AN | 0 | Residential | 10360.8+4413.682j | 0 | 0 | 0 | 0 | 0 | [24 empty] | 8103203 | no | no |  |  | no |  | 0 | 0 | 0 | 0 | 0 | 0 |  | 1 | 1 | 1 | 0 | 0 | 0
load_220356836 |  | node_1398539_714_15464558_577 |  | AN | 0 | Residential | 15084+6425.757j | 0 | 0 | 0 | 0 | 0 | [24 empty] | 8103203 | no | no |  |  | no |  | 0 | 0 | 0 | 0 | 0 | 0 |  | 1 | 1 | 1 | 0 | 0 | 0
load_220356838 |  | node_1398502_529_15465094_115 |  | AN | 0 | Residential | 5263.2+2242.114j | 0 | 0 | 0 | 0 | 0 | [24 empty] | 8103203 | no | no |  |  | no |  | 0 | 0 | 0 | 0 | 0 | 0 |  | 1 | 1 | 1 | 0 | 0 | 0
load_220356839 |  | node_1398441_436_15465982_225 |  | AN | 0 | Residential | 4384.8+1867.917j | 0 | 0 | 0 | 0 | 0 | [24 empty] | 8103203 | no | no |  |  | no |  | 0 | 0 | 0 | 0 | 0 | 0 |  | 1 | 1 | 1 | 0 | 0 | 0
load_220356840 |  | node_1398072_083_15468152_096 |  | AN | 0 | Residential | 7178.4+3057.986j | 0 | 0 | 0 | 0 | 0 | [24 empty] | 8103203 | no | no |  |  | no |  | 0 | 0 | 0 | 0 | 0 | 0 |  | 1 | 1 | 1 | 0 | 0 | 0
load_220356841 |  | node_1397913_777_15468679_337 |  | AN | 0 | Residential | 842.4+358.861j | 0 | 0 | 0 | 0 | 0 | [24 empty] | 8103203 | no | no |  |  | no |  | 0 | 0 | 0 | 0 | 0 | 0 |  | 1 | 1 | 1 | 0 | 0 | 0
load_220356842 |  | node_1397835_285_15468939_969 |  | AN | 0 | Residential | 4456.8+1898.589j | 0 | 0 | 0 | 0 | 0 | [24 empty] | 8103203 | no | no |  |  | no |  | 0 | 0 | 0 | 0 | 0 | 0 |  | 1 | 1 | 1 | 0 | 0 | 0
load_220356843 |  | node_1397658_297_15469858_821 |  | AN | 0 | Residential | 2088+889.484j | 0 | 0 | 0 | 0 | 0 | [24 empty] | 8103203 | no | no |  |  | no |  | 0 | 0 | 0 | 0 | 0 | 0 |  | 1 | 1 | 1 | 0 | 0 | 0
load_220356844 |  | node_1397785_58_15470515_74 |  | AN | 0 | Residential | 8272.8+3524.198j | 0 | 0 | 0 | 0 | 0 | [24 empty] | 8103203 | no | no |  |  | no |  | 0 | 0 | 0 | 0 | 0 | 0 |  | 1 | 1 | 1 | 0 | 0 | 0
load_220356846 |  | node_1395506_564_15475354_635 |  | AN | 0 | Other | 0 | 0 | 0 | 0 | 0 | 0 | [24 empty] | 8103203 | no | no |  |  | no |  | 0 | 0 | 0 | 0 | 0 | 0 |  | 1 | 1 | 1 | 0 | 0 | 0
load_220356847 |  | node_1394242_475_15476478_689 |  | AN | 0 | Residential | 10432.8+4444.354j | 0 | 0 | 0 | 0 | 0 | [24 empty] | 8103203 | no | no |  |  | no |  | 0 | 0 | 0 | 0 | 0 | 0 |  | 1 | 1 | 1 | 0 | 0 | 0
load_220356849 |  | node_1391879_884_15480755_337 |  | AN | 0 | Residential | 5961.6+2539.631j | 0 | 0 | 0 | 0 | 0 | [24 empty] | 8103203 | no | no |  |  | no |  | 0 | 0 | 0 | 0 | 0 | 0 |  | 1 | 1 | 1 | 0 | 0 | 0
load_220356850 |  | node_1391911_79_15480376_521 |  | AN | 0 | Residential | 7488+3189.875j | 0 | 0 | 0 | 0 | 0 | [24 empty] | 8103203 | no | no |  |  | no |  | 0 | 0 | 0 | 0 | 0 | 0 |  | 1 | 1 | 1 | 0 | 0 | 0
load_220356851 |  | node_1392337_809_15480536_47 |  | AN | 0 | Residential | 295.2+125.755j | 0 | 0 | 0 | 0 | 0 | [24 empty] | 8103203 | no | no |  |  | no |  | 0 | 0 | 0 | 0 | 0 | 0 |  | 1 | 1 | 1 | 0 | 0 | 0
load_220356852 |  | node_1391368_49_15480618_124 |  | AN | 0 | Residential | 9000+3833.984j | 0 | 0 | 0 | 0 | 0 | [24 empty] | 8103203 | no | no |  |  | no |  | 0 | 0 | 0 | 0 | 0 | 0 |  | 1 | 1 | 1 | 0 | 0 | 0
load_220356853 |  | node_1391183_806_15481012_653 |  | AN | 0 | Other | 0 | 0 | 0 | 0 | 0 | 0 | [24 empty] | 8103203 | no | no |  |  | no |  | 0 | 0 | 0 | 0 | 0 | 0 |  | 1 | 1 | 1 | 0 | 0 | 0
load_220356854 |  | node_1391290_234_15481810_176 |  | AN | 0 | Residential | 374.4+159.494j | 0 | 0 | 0 | 0 | 0 | [24 empty] | 8103203 | no | no |  |  | no |  | 0 | 0 | 0 | 0 | 0 | 0 |  | 1 | 1 | 1 | 0 | 0 | 0
load_220356855 |  | node_1391227_683_15481949_236 |  | AN | 0 | Residential | 18021.6+7677.169j | 0 | 0 | 0 | 0 | 0 | [24 empty] | 8103203 | no | no |  |  | no |  | 0 | 0 | 0 | 0 | 0 | 0 |  | 1 | 1 | 1 | 0 | 0 | 0
load_220356856 |  | node_1391534_938_15483130_522 |  | AN | 0 | Other | 0 | 0 | 0 | 0 | 0 | 0 | [24 empty] | 8103203 | no | no |  |  | no |  | 0 | 0 | 0 | 0 | 0 | 0 |  | 1 | 1 | 1 | 0 | 0 | 0
load_220356857 |  | node_1391813_919_15483731_738 |  | AN | 0 | Other | 0 | 0 | 0 | 0 | 0 | 0 | [24 empty] | 8103203 | no | no |  |  | no |  | 0 | 0 | 0 | 0 | 0 | 0 |  | 1 | 1 | 1 | 0 | 0 | 0
load_220356858 |  | node_1391503_198_15484009_147 |  | AN | 0 | Residential | 21830.4+9299.711j | 0 | 0 | 0 | 0 | 0 | [24 empty] | 8103203 | no | no |  |  | no |  | 0 | 0 | 0 | 0 | 0 | 0 |  | 1 | 1 | 1 | 0 | 0 | 0
load_220356859 |  | node_1391058_316_15483438_897 |  | AN | 0 | Residential | 5515.2+2349.465j | 0 | 0 | 0 | 0 | 0 | [24 empty] | 8103203 | no | no |  |  | no |  | 0 | 0 | 0 | 0 | 0 | 0 |  | 1 | 1 | 1 | 0 | 0 | 0
load_220356860 |  | node_1389702_042_15487769_994 |  | AN | 0 | Residential | 7603.2+3238.95j | 0 | 0 | 0 | 0 | 0 | [24 empty] | 8103203 | no | no |  |  | no |  | 0 | 0 | 0 | 0 | 0 | 0 |  | 1 | 1 | 1 | 0 | 0 | 0
load_220356861 |  | node_1389625_289_15490476_886 |  | AN | 0 | Residential | 3751.2+1598.005j | 0 | 0 | 0 | 0 | 0 | [24 empty] | 8103203 | no | no |  |  | no |  | 0 | 0 | 0 | 0 | 0 | 0 |  | 1 | 1 | 1 | 0 | 0 | 0
load_220356862 |  | node_1390793_855_15489999_515 |  | AN | 0 | Residential | 3470.4+1478.384j | 0 | 0 | 0 | 0 | 0 | [24 empty] | 8103203 | no | no |  |  | no |  | 0 | 0 | 0 | 0 | 0 | 0 |  | 1 | 1 | 1 | 0 | 0 | 0
load_220356863 |  | node_1389311_433_15491805_409 |  | AN | 0 | Residential | 3794.4+1616.408j | 0 | 0 | 0 | 0 | 0 | [24 empty] | 8103203 | no | no |  |  | no |  | 0 | 0 | 0 | 0 | 0 | 0 |  | 1 | 1 | 1 | 0 | 0 | 0
load_220356864 |  | node_1389022_035_15492926_831 |  | AN | 0 | Other | 0 | 0 | 0 | 0 | 0 | 0 | [24 empty] | 8103203 | no | no |  |  | no |  | 0 | 0 | 0 | 0 | 0 | 0 |  | 1 | 1 | 1 | 0 | 0 | 0
load_220356866 |  | node_1403395_999_15466108_963 |  | AN | 0 | Residential | 5500.8+2343.331j | 0 | 0 | 0 | 0 | 0 | [24 empty] | 8103203 | no | no |  |  | no |  | 0 | 0 | 0 | 0 | 0 | 0 |  | 1 | 1 | 1 | 0 | 0 | 0
load_220356868 |  | node_1403645_169_15468083_254 |  | AN | 0 | Residential | 4161.6+1772.834j | 0 | 0 | 0 | 0 | 0 | [24 empty] | 8103203 | no | no |  |  | no |  | 0 | 0 | 0 | 0 | 0 | 0 |  | 1 | 1 | 1 | 0 | 0 | 0
load_220356869 |  | node_1403784_666_15469019_626 |  | AN | 0 | Residential | 1684.8+717.722j | 0 | 0 | 0 | 0 | 0 | [24 empty] | 8103203 | no | no |  |  | no |  | 0 | 0 | 0 | 0 | 0 | 0 |  | 1 | 1 | 1 | 0 | 0 | 0
load_220356870 |  | node_1403838_671_15470361_622 |  | AN | 0 | Residential | 7351.2+3131.598j | 0 | 0 | 0 | 0 | 0 | [24 empty] | 8103203 | no | no |  |  | no |  | 0 | 0 | 0 | 0 | 0 | 0 |  | 1 | 1 | 1 | 0 | 0 | 0
load_220356871 |  | node_1403832_003_15471253_82 |  | AN | 0 | Residential | 4500+1916.992j | 0 | 0 | 0 | 0 | 0 | [24 empty] | 8103203 | no | no |  |  | no |  | 0 | 0 | 0 | 0 | 0 | 0 |  | 1 | 1 | 1 | 0 | 0 | 0
load_220356872 |  | node_1403797_37_15471620_227 |  | AN | 0 | Residential | 11030.4+4698.931j | 0 | 0 | 0 | 0 | 0 | [24 empty] | 8103203 | no | no |  |  | no |  | 0 | 0 | 0 | 0 | 0 | 0 |  | 1 | 1 | 1 | 0 | 0 | 0
load_220356874 |  | node_1402063_506_15476163_837 |  | AN | 0 | Residential | 13053.6+5560.81j | 0 | 0 | 0 | 0 | 0 | [24 empty] | 8103203 | no | no |  |  | no |  | 0 | 0 | 0 | 0 | 0 | 0 |  | 1 | 1 | 1 | 0 | 0 | 0
load_220356875 |  | node_1401675_207_15477817_409 |  | AN | 0 | Other | 0 | 0 | 0 | 0 | 0 | 0 | [24 empty] | 8103203 | no | no |  |  | no |  | 0 | 0 | 0 | 0 | 0 | 0 |  | 1 | 1 | 1 | 0 | 0 | 0
load_220356876 |  | node_1401698_489_15478230_398 |  | AN | 0 | Residential | 950.4+404.869j | 0 | 0 | 0 | 0 | 0 | [24 empty] | 8103203 | no | no |  |  | no |  | 0 | 0 | 0 | 0 | 0 | 0 |  | 1 | 1 | 1 | 0 | 0 | 0
load_220356877 |  | node_1401359_704_15479735_534 |  | AN | 0 | Residential | 10483.2+4465.824j | 0 | 0 | 0 | 0 | 0 | [24 empty] | 8103203 | no | no |  |  | no |  | 0 | 0 | 0 | 0 | 0 | 0 |  | 1 | 1 | 1 | 0 | 0 | 0
load_220356878 |  | node_1401392_931_15481333_725 |  | AN | 0 | Residential | 13111.2+5585.348j | 0 | 0 | 0 | 0 | 0 | [24 empty] | 8103203 | no | no |  |  | no |  | 0 | 0 | 0 | 0 | 0 | 0 |  | 1 | 1 | 1 | 0 | 0 | 0
load_220356879 |  | node_1401440_953_15481600_984 |  | AN | 0 | Other | 0 | 0 | 0 | 0 | 0 | 0 | [24 empty] | 8103203 | no | no |  |  | no |  | 0 | 0 | 0 | 0 | 0 | 0 |  | 1 | 1 | 1 | 0 | 0 | 0
load_220356880 |  | node_1401729_592_15482741_932 |  | AN | 0 | Residential | 14572.8+6207.987j | 0 | 0 | 0 | 0 | 0 | [24 empty] | 8103203 | no | no |  |  | no |  | 0 | 0 | 0 | 0 | 0 | 0 |  | 1 | 1 | 1 | 0 | 0 | 0
load_220356881 |  | node_1401884_279_15483289_759 |  | AN | 0 | Residential | 2678.4+1140.994j | 0 | 0 | 0 | 0 | 0 | [24 empty] | 8103203 | no | no |  |  | no |  | 0 | 0 | 0 | 0 | 0 | 0 |  | 1 | 1 | 1 | 0 | 0 | 0
load_220356885 |  | node_1403059_12_15487180_003 |  | AN | 0 | Residential | 20858.4+8885.641j | 0 | 0 | 0 | 0 | 0 | [24 empty] | 8103203 | no | no |  |  | no |  | 0 | 0 | 0 | 0 | 0 | 0 |  | 1 | 1 | 1 | 0 | 0 | 0
load_220356886 |  | node_1402833_696_15487138_358 |  | AN | 0 | Other | 0 | 0 | 0 | 0 | 0 | 0 | [24 empty] | 8103203 | no | no |  |  | no |  | 0 | 0 | 0 | 0 | 0 | 0 |  | 1 | 1 | 1 | 0 | 0 | 0
load_220356888 |  | node_1402380_632_15487327_583 |  | AN | 0 | Residential | 8776.8+3738.901j | 0 | 0 | 0 | 0 | 0 | [24 empty] | 8103203 | no | no |  |  | no |  | 0 | 0 | 0 | 0 | 0 | 0 |  | 1 | 1 | 1 | 0 | 0 | 0
load_220356889 |  | node_1401927_075_15487558_287 |  | AN | 0 | Residential | 5558.4+2367.868j | 0 | 0 | 0 | 0 | 0 | [24 empty] | 8103203 | no | no |  |  | no |  | 0 | 0 | 0 | 0 | 0 | 0 |  | 1 | 1 | 1 | 0 | 0 | 0
load_220356890 |  | node_1401321_242_15487810_409 |  | AN | 0 | Residential | 5968.8+2542.698j | 0 | 0 | 0 | 0 | 0 | [24 empty] | 8103203 | no | no |  |  | no |  | 0 | 0 | 0 | 0 | 0 | 0 |  | 1 | 1 | 1 | 0 | 0 | 0
load_220356891 |  | node_1389333_108_15478921_968 |  | AN | 0 | Residential | 9043.2+3852.387j | 0 | 0 | 0 | 0 | 0 | [24 empty] | 8103203 | no | no |  |  | no |  | 0 | 0 | 0 | 0 | 0 | 0 |  | 1 | 1 | 1 | 0 | 0 | 0
load_220356894 |  | node_1390280_144_15475944_453 |  | AN | 0 | Residential | 12960+5520.937j | 0 | 0 | 0 | 0 | 0 | [24 empty] | 8103203 | no | no |  |  | no |  | 0 | 0 | 0 | 0 | 0 | 0 |  | 1 | 1 | 1 | 0 | 0 | 0
load_220356895 |  | node_1388596_663_15461897_753 |  | AN | 0 | Residential | 14824.8+6315.338j | 0 | 0 | 0 | 0 | 0 | [24 empty] | 8103203 | no | no |  |  | no |  | 0 | 0 | 0 | 0 | 0 | 0 |  | 1 | 1 | 1 | 0 | 0 | 0
load_220356896 |  | node_1387841_877_15462241_839 |  | AN | 0 | Residential | 3268.8+1392.503j | 0 | 0 | 0 | 0 | 0 | [24 empty] | 8103203 | no | no |  |  | no |  | 0 | 0 | 0 | 0 | 0 | 0 |  | 1 | 1 | 1 | 0 | 0 | 0
load_220356897 |  | node_1387298_936_15462644_499 |  | AN | 0 | Residential | 8222.4+3502.728j | 0 | 0 | 0 | 0 | 0 | [24 empty] | 8103203 | no | no |  |  | no |  | 0 | 0 | 0 | 0 | 0 | 0 |  | 1 | 1 | 1 | 0 | 0 | 0
load_220356898 |  | node_1386945_213_15463224_213 |  | AN | 0 | Residential | 5263.2+2242.114j | 0 | 0 | 0 | 0 | 0 | [24 empty] | 8103203 | no | no |  |  | no |  | 0 | 0 | 0 | 0 | 0 | 0 |  | 1 | 1 | 1 | 0 | 0 | 0
load_220356899 |  | node_1386741_811_15463500_359 |  | AN | 0 | Residential | 0 | 0 | 0 | 0 | 0 | 0 | [24 empty] | 8103203 | no | no |  |  | no |  | 0 | 0 | 0 | 0 | 0 | 0 |  | 1 | 1 | 1 | 0 | 0 | 0
load_220356900 |  | node_1386531_829_15463767_958 |  | AN | 0 | Other | 0 | 0 | 0 | 0 | 0 | 0 | [24 empty] | 8103203 | no | no |  |  | no |  | 0 | 0 | 0 | 0 | 0 | 0 |  | 1 | 1 | 1 | 0 | 0 | 0
load_220356901 |  | node_1386332_175_15464042_955 |  | AN | 0 | Residential | 7516.8+3202.143j | 0 | 0 | 0 | 0 | 0 | [24 empty] | 8103203 | no | no |  |  | no |  | 0 | 0 | 0 | 0 | 0 | 0 |  | 1 | 1 | 1 | 0 | 0 | 0
load_220356903 |  | node_1385199_865_15465198_5 |  | AN | 0 | Residential | 10807.2+4603.848j | 0 | 0 | 0 | 0 | 0 | [24 empty] | 8103203 | no | no |  |  | no |  | 0 | 0 | 0 | 0 | 0 | 0 |  | 1 | 1 | 1 | 0 | 0 | 0
load_220356904 |  | node_1384567_584_15465833_763 |  | AN | 0 | Residential | 7272+3097.859j | 0 | 0 | 0 | 0 | 0 | [24 empty] | 8103203 | no | no |  |  | no |  | 0 | 0 | 0 | 0 | 0 | 0 |  | 1 | 1 | 1 | 0 | 0 | 0
load_220356905 |  | node_1384010_291_15466371_682 |  | AN | 0 | Residential | 2628+1119.523j | 0 | 0 | 0 | 0 | 0 | [24 empty] | 8103203 | no | no |  |  | no |  | 0 | 0 | 0 | 0 | 0 | 0 |  | 1 | 1 | 1 | 0 | 0 | 0
load_220356906 |  | node_1383760_6_15466595_805 |  | AN | 0 | Residential | 18684+7959.351j | 0 | 0 | 0 | 0 | 0 | [24 empty] | 8103203 | no | no |  |  | no |  | 0 | 0 | 0 | 0 | 0 | 0 |  | 1 | 1 | 1 | 0 | 0 | 0
load_220356907 |  | node_1381391_019_15469943_271 |  | AN | 0 | Other | 0 | 0 | 0 | 0 | 0 | 0 | [24 empty] | 8103203 | no | no |  |  | no |  | 0 | 0 | 0 | 0 | 0 | 0 |  | 1 | 1 | 1 | 0 | 0 | 0
load_220356908 |  | node_1380012_951_15470470_802 |  | AN | 0 | Residential | 5025.6+2140.897j | 0 | 0 | 0 | 0 | 0 | [24 empty] | 8103203 | no | no |  |  | no |  | 0 | 0 | 0 | 0 | 0 | 0 |  | 1 | 1 | 1 | 0 | 0 | 0
load_220356910 |  | node_1383661_294_15475963_715 |  | AN | 0 | Residential | 4672.8+1990.604j | 0 | 0 | 0 | 0 | 0 | [24 empty] | 8103203 | no | no |  |  | no |  | 0 | 0 | 0 | 0 | 0 | 0 |  | 1 | 1 | 1 | 0 | 0 | 0
load_220356911 |  | node_1384013_486_15473359_543 |  | AN | 0 | Residential | 6660+2837.148j | 0 | 0 | 0 | 0 | 0 | [24 empty] | 8103203 | no | no |  |  | no |  | 0 | 0 | 0 | 0 | 0 | 0 |  | 1 | 1 | 1 | 0 | 0 | 0
load_220356912 |  | node_1382564_487_15482480_688 |  | AN | 0 | Residential | 13392+5704.968j | 0 | 0 | 0 | 0 | 0 | [24 empty] | 8103203 | no | no |  |  | no |  | 0 | 0 | 0 | 0 | 0 | 0 |  | 1 | 1 | 1 | 0 | 0 | 0
load_220356914 |  | node_1383892_019_15474012_283 |  | AN | 0 | Residential | 4550.4+1938.462j | 0 | 0 | 0 | 0 | 0 | [24 empty] | 8103203 | no | no |  |  | no |  | 0 | 0 | 0 | 0 | 0 | 0 |  | 1 | 1 | 1 | 0 | 0 | 0
load_220356916 |  | node_1383713_232_15475307_661 |  | AN | 0 | Residential | 5320.8+2266.651j | 0 | 0 | 0 | 0 | 0 | [24 empty] | 8103203 | no | no |  |  | no |  | 0 | 0 | 0 | 0 | 0 | 0 |  | 1 | 1 | 1 | 0 | 0 | 0
load_220356917 |  | node_1383692_892_15475590_614 |  | AN | 0 | Residential | 1936.8+825.073j | 0 | 0 | 0 | 0 | 0 | [24 empty] | 8103203 | no | no |  |  | no |  | 0 | 0 | 0 | 0 | 0 | 0 |  | 1 | 1 | 1 | 0 | 0 | 0
load_220356920 |  | node_1397912_937_15474035_949 |  | AN | 0 | Residential | 4348.8+1852.581j | 0 | 0 | 0 | 0 | 0 | [24 empty] | 8103203 | no | no |  |  | no |  | 0 | 0 | 0 | 0 | 0 | 0 |  | 1 | 1 | 1 | 0 | 0 | 0
load_220356921 |  | node_1397725_254_15479524_965 |  | AN | 0 | Residential | 6458.4+2751.267j | 0 | 0 | 0 | 0 | 0 | [24 empty] | 8103203 | no | no |  |  | no |  | 0 | 0 | 0 | 0 | 0 | 0 |  | 1 | 1 | 1 | 0 | 0 | 0
load_220356922 |  | node_1397829_783_15482810_77 |  | AN | 0 | Residential | 5162.4+2199.173j | 0 | 0 | 0 | 0 | 0 | [24 empty] | 8103203 | no | no |  |  | no |  | 0 | 0 | 0 | 0 | 0 | 0 |  | 1 | 1 | 1 | 0 | 0 | 0
load_220356923 |  | node_1397220_814_15483844_233 |  | AN | 0 | Residential | 4608+1963j | 0 | 0 | 0 | 0 | 0 | [24 empty] | 8103203 | no | no |  |  | no |  | 0 | 0 | 0 | 0 | 0 | 0 |  | 1 | 1 | 1 | 0 | 0 | 0
load_220356924 |  | node_1397375_716_15475083_945 |  | AN | 0 | Residential | 3355.2+1429.309j | 0 | 0 | 0 | 0 | 0 | [24 empty] | 8103203 | no | no |  |  | no |  | 0 | 0 | 0 | 0 | 0 | 0 |  | 1 | 1 | 1 | 0 | 0 | 0
load_220356925 |  | node_1397265_397_15475466_895 |  | AN | 0 | Residential | 29707.2+12655.214j | 0 | 0 | 0 | 0 | 0 | [24 empty] | 8103203 | no | no |  |  | no |  | 0 | 0 | 0 | 0 | 0 | 0 |  | 1 | 1 | 1 | 0 | 0 | 0
load_220356928 |  | node_1385739_435_15485543_376 |  | AN | 0 | Residential | 11246.4+4790.946j | 0 | 0 | 0 | 0 | 0 | [24 empty] | 8103203 | no | no |  |  | no |  | 0 | 0 | 0 | 0 | 0 | 0 |  | 1 | 1 | 1 | 0 | 0 | 0
load_220356929 |  | node_1389371_884_15484389_393 |  | AN | 0 | Residential | 0 | 0 | 0 | 0 | 0 | 0 | [24 empty] | 8103203 | no | no |  |  | no |  | 0 | 0 | 0 | 0 | 0 | 0 |  | 1 | 1 | 1 | 0 | 0 | 0
load_220356930 |  | node_1388531_29_15485282_108 |  | AN | 0 | Residential | 8352+3557.937j | 0 | 0 | 0 | 0 | 0 | [24 empty] | 8103203 | no | no |  |  | no |  | 0 | 0 | 0 | 0 | 0 | 0 |  | 1 | 1 | 1 | 0 | 0 | 0
load_220356931 |  | node_1388205_122_15485493_789 |  | AN | 0 | Residential | 5824.8+2481.354j | 0 | 0 | 0 | 0 | 0 | [24 empty] | 8103203 | no | no |  |  | no |  | 0 | 0 | 0 | 0 | 0 | 0 |  | 1 | 1 | 1 | 0 | 0 | 0
load_220356933 |  | node_1391841_91_15468331_182 |  | AN | 0 | Residential | 7718.4+3288.025j | 0 | 0 | 0 | 0 | 0 | [24 empty] | 8103203 | no | no |  |  | no |  | 0 | 0 | 0 | 0 | 0 | 0 |  | 1 | 1 | 1 | 0 | 0 | 0
load_220356934 |  | node_1391780_883_15469298_806 |  | AN | 0 | Residential | 3254.4+1386.369j | 0 | 0 | 0 | 0 | 0 | [24 empty] | 8103203 | no | no |  |  | no |  | 0 | 0 | 0 | 0 | 0 | 0 |  | 1 | 1 | 1 | 0 | 0 | 0
load_220356935 |  | node_1391746_845_15469744_451 |  | AN | 0 | Residential | 6343.2+2702.192j | 0 | 0 | 0 | 0 | 0 | [24 empty] | 8103203 | no | no |  |  | no |  | 0 | 0 | 0 | 0 | 0 | 0 |  | 1 | 1 | 1 | 0 | 0 | 0
load_220356936 |  | node_1381255_909_15465103_502 |  | AN | 0 | Residential | 2707.2+1153.262j | 0 | 0 | 0 | 0 | 0 | [24 empty] | 8103203 | no | no |  |  | no |  | 0 | 0 | 0 | 0 | 0 | 0 |  | 1 | 1 | 1 | 0 | 0 | 0
load_220356937 |  | node_1382686_921_15465050_128 |  | AN | 0 | Residential | 3427.2+1459.981j | 0 | 0 | 0 | 0 | 0 | [24 empty] | 8103203 | no | no |  |  | no |  | 0 | 0 | 0 | 0 | 0 | 0 |  | 1 | 1 | 1 | 0 | 0 | 0
load_220356938 |  | node_1382218_439_15465139_355 |  | AN | 0 | Residential | 7920+3373.906j | 0 | 0 | 0 | 0 | 0 | [24 empty] | 8103203 | no | no |  |  | no |  | 0 | 0 | 0 | 0 | 0 | 0 |  | 1 | 1 | 1 | 0 | 0 | 0
load_220356939 |  | node_1381553_498_15465050_31 |  | AN | 0 | Residential | 6444+2745.133j | 0 | 0 | 0 | 0 | 0 | [24 empty] | 8103203 | no | no |  |  | no |  | 0 | 0 | 0 | 0 | 0 | 0 |  | 1 | 1 | 1 | 0 | 0 | 0
load_220356940 |  | node_1394230_497_15481819_442 |  | AN | 0 | Residential | 4312.8+1837.245j | 0 | 0 | 0 | 0 | 0 | [24 empty] | 8103203 | no | no |  |  | no |  | 0 | 0 | 0 | 0 | 0 | 0 |  | 1 | 1 | 1 | 0 | 0 | 0
load_220356941 |  | node_1394089_311_15482378_665 |  | AN | 0 | Residential | 4881.6+2079.553j | 0 | 0 | 0 | 0 | 0 | [24 empty] | 8103203 | no | no |  |  | no |  | 0 | 0 | 0 | 0 | 0 | 0 |  | 1 | 1 | 1 | 0 | 0 | 0
load_220356942 |  | node_1394181_509_15482931_684 |  | AN | 0 | Residential | 5313.6+2263.584j | 0 | 0 | 0 | 0 | 0 | [24 empty] | 8103203 | no | no |  |  | no |  | 0 | 0 | 0 | 0 | 0 | 0 |  | 1 | 1 | 1 | 0 | 0 | 0
load_220356943 |  | node_1394092_251_15478002_242 |  | AN | 0 | Residential | 17863.2+7609.691j | 0 | 0 | 0 | 0 | 0 | [24 empty] | 8103203 | no | no |  |  | no |  | 0 | 0 | 0 | 0 | 0 | 0 |  | 1 | 1 | 1 | 0 | 0 | 0
load_220356944 |  | node_1394076_213_15478912_788 |  | AN | 0 | Residential | 0 | 0 | 0 | 0 | 0 | 0 | [24 empty] | 8103203 | no | no |  |  | no |  | 0 | 0 | 0 | 0 | 0 | 0 |  | 1 | 1 | 1 | 0 | 0 | 0
load_220356945 |  | node_1394386_822_15479930_5 |  | AN | 0 | Residential | 12420+5290.898j | 0 | 0 | 0 | 0 | 0 | [24 empty] | 8103203 | no | no |  |  | no |  | 0 | 0 | 0 | 0 | 0 | 0 |  | 1 | 1 | 1 | 0 | 0 | 0
load_220356946 |  | node_1402732_129_15487469_559 |  | AN | 0 | Residential | 10296+4386.078j | 0 | 0 | 0 | 0 | 0 | [24 empty] | 8103203 | no | no |  |  | no |  | 0 | 0 | 0 | 0 | 0 | 0 |  | 1 | 1 | 1 | 0 | 0 | 0
load_220356947 |  | node_1402655_295_15488069_569 |  | AN | 0 | Residential | 4564.8+1944.597j | 0 | 0 | 0 | 0 | 0 | [24 empty] | 8103203 | no | no |  |  | no |  | 0 | 0 | 0 | 0 | 0 | 0 |  | 1 | 1 | 1 | 0 | 0 | 0
load_220356948 |  | node_1403043_692_15488174_631 |  | AN | 0 | Residential | 12607.2+5370.645j | 0 | 0 | 0 | 0 | 0 | [24 empty] | 8103203 | no | no |  |  | no |  | 0 | 0 | 0 | 0 | 0 | 0 |  | 1 | 1 | 1 | 0 | 0 | 0
load_220356949 |  | node_1378500_449_15466096_469 |  | AN | 0 | Residential | 4867.2+2073.419j | 0 | 0 | 0 | 0 | 0 | [24 empty] | 8103203 | no | no |  |  | no |  | 0 | 0 | 0 | 0 | 0 | 0 |  | 1 | 1 | 1 | 0 | 0 | 0
load_220356950 |  | node_1378525_445_15465771_983 |  | AN | 0 | Residential | 338.4+144.158j | 0 | 0 | 0 | 0 | 0 | [24 empty] | 8103203 | no | no |  |  | no |  | 0 | 0 | 0 | 0 | 0 | 0 |  | 1 | 1 | 1 | 0 | 0 | 0
load_220356951 |  | node_1378537_888_15465613_678 |  | AN | 0 | Residential | 17755.2+7563.684j | 0 | 0 | 0 | 0 | 0 | [24 empty] | 8103203 | no | no |  |  | no |  | 0 | 0 | 0 | 0 | 0 | 0 |  | 1 | 1 | 1 | 0 | 0 | 0
load_220356952 |  | node_1378576_925_15465122_404 |  | AN | 0 | Residential | 37238.4+15863.492j | 0 | 0 | 0 | 0 | 0 | [24 empty] | 8103203 | no | no |  |  | no |  | 0 | 0 | 0 | 0 | 0 | 0 |  | 1 | 1 | 1 | 0 | 0 | 0
load_220356953 |  | node_1378632_592_15464780_271 |  | AN | 0 | Residential | 4197.6+1788.17j | 0 | 0 | 0 | 0 | 0 | [24 empty] | 8103203 | no | no |  |  | no |  | 0 | 0 | 0 | 0 | 0 | 0 |  | 1 | 1 | 1 | 0 | 0 | 0
load_220356954 |  | node_1378864_49_15464979_681 |  | AN | 0 | Residential | 7005.6+2984.373j | 0 | 0 | 0 | 0 | 0 | [24 empty] | 8103203 | no | no |  |  | no |  | 0 | 0 | 0 | 0 | 0 | 0 |  | 1 | 1 | 1 | 0 | 0 | 0
load_220356955 |  | node_1379516_413_15464873_512 |  | AN | 0 | Other | 0 | 0 | 0 | 0 | 0 | 0 | [24 empty] | 8103203 | no | no |  |  | no |  | 0 | 0 | 0 | 0 | 0 | 0 |  | 1 | 1 | 1 | 0 | 0 | 0
load_220356956 |  | node_1379996_363_15464928_886 |  | AN | 0 | Residential | 5004+2131.695j | 0 | 0 | 0 | 0 | 0 | [24 empty] | 8103203 | no | no |  |  | no |  | 0 | 0 | 0 | 0 | 0 | 0 |  | 1 | 1 | 1 | 0 | 0 | 0
load_220356957 |  | node_1380674_421_15465037_142 |  | AN | 0 | Residential | 11592+4938.171j | 0 | 0 | 0 | 0 | 0 | [24 empty] | 8103203 | no | no |  |  | no |  | 0 | 0 | 0 | 0 | 0 | 0 |  | 1 | 1 | 1 | 0 | 0 | 0
load_220356958 |  | node_1397985_259_15462233_552 |  | AN | 0 | Residential | 11383.2+4849.223j | 0 | 0 | 0 | 0 | 0 | [24 empty] | 8103203 | no | no |  |  | no |  | 0 | 0 | 0 | 0 | 0 | 0 |  | 1 | 1 | 1 | 0 | 0 | 0
load_220356960 |  | node_1385887_378_15471895_68 |  | AN | 0 | Residential | 10166.4+4330.868j | 0 | 0 | 0 | 0 | 0 | [24 empty] | 8103203 | no | no |  |  | no |  | 0 | 0 | 0 | 0 | 0 | 0 |  | 1 | 1 | 1 | 0 | 0 | 0
load_220356961 |  | node_1385418_433_15471811_699 |  | AN | 0 | Residential | 3852+1640.945j | 0 | 0 | 0 | 0 | 0 | [24 empty] | 8103203 | no | no |  |  | no |  | 0 | 0 | 0 | 0 | 0 | 0 |  | 1 | 1 | 1 | 0 | 0 | 0
load_220356962 |  | node_1383645_675_15472517_832 |  | AN | 0 | Residential | 28598.4+12182.867j | 0 | 0 | 0 | 0 | 0 | [24 empty] | 8103203 | no | no |  |  | no |  | 0 | 0 | 0 | 0 | 0 | 0 |  | 1 | 1 | 1 | 0 | 0 | 0
load_220356963 |  | node_1389426_893_15462693_995 |  | AN | 0 | Residential | 8258.4+3518.064j | 0 | 0 | 0 | 0 | 0 | [24 empty] | 8103203 | no | no |  |  | no |  | 0 | 0 | 0 | 0 | 0 | 0 |  | 1 | 1 | 1 | 0 | 0 | 0
load_220356964 |  | node_1390847_33_15463123_755 |  | AN | 0 | Residential | 6069.6+2585.639j | 0 | 0 | 0 | 0 | 0 | [24 empty] | 8103203 | no | no |  |  | no |  | 0 | 0 | 0 | 0 | 0 | 0 |  | 1 | 1 | 1 | 0 | 0 | 0
load_220356965 |  | node_1390592_181_15475989_965 |  | AN | 0 | Other | 0 | 0 | 0 | 0 | 0 | 0 | [24 empty] | 8103203 | no | no |  |  | no |  | 0 | 0 | 0 | 0 | 0 | 0 |  | 1 | 1 | 1 | 0 | 0 | 0
load_220356966 |  | node_1390899_496_15475338_394 |  | AN | 0 | Residential | 14299.2+6091.434j | 0 | 0 | 0 | 0 | 0 | [24 empty] | 8103203 | no | no |  |  | no |  | 0 | 0 | 0 | 0 | 0 | 0 |  | 1 | 1 | 1 | 0 | 0 | 0
load_220356967 |  | node_1390945_906_15474500_754 |  | AN | 0 | Residential | 4903.2+2088.754j | 0 | 0 | 0 | 0 | 0 | [24 empty] | 8103203 | no | no |  |  | no |  | 0 | 0 | 0 | 0 | 0 | 0 |  | 1 | 1 | 1 | 0 | 0 | 0
load_220356968 |  | node_1390995_642_15474174_683 |  | AN | 0 | Residential | 6991.2+2978.239j | 0 | 0 | 0 | 0 | 0 | [24 empty] | 8103203 | no | no |  |  | no |  | 0 | 0 | 0 | 0 | 0 | 0 |  | 1 | 1 | 1 | 0 | 0 | 0
load_220356969 |  | node_1396212_711_15464947_829 |  | AN | 0 | Residential | 5623.2+2395.473j | 0 | 0 | 0 | 0 | 0 | [24 empty] | 8103203 | no | no |  |  | no |  | 0 | 0 | 0 | 0 | 0 | 0 |  | 1 | 1 | 1 | 0 | 0 | 0
load_220356971 |  | node_1378879_482_15471503_605 |  | AN | 0 | Other | 0 | 0 | 0 | 0 | 0 | 0 | [24 empty] | 8103203 | no | no |  |  | no |  | 0 | 0 | 0 | 0 | 0 | 0 |  | 1 | 1 | 1 | 0 | 0 | 0
load_220423771 |  | node_1386175_35_15464205_079 |  | AN | 0 | Residential | 12146.4+5174.345j | 0 | 0 | 0 | 0 | 0 | [24 empty] | 8103203 | no | no |  |  | no |  | 0 | 0 | 0 | 0 | 0 | 0 |  | 1 | 1 | 1 | 0 | 0 | 0
load_220429252 |  | node_1401799_3_15484071_609 |  | AN | 0 | Residential | 662.4+282.181j | 0 | 0 | 0 | 0 | 0 | [24 empty] | 8103203 | no | no |  |  | no |  | 0 | 0 | 0 | 0 | 0 | 0 |  | 1 | 1 | 1 | 0 | 0 | 0
load_220430863 |  | node_1405637_447_15463888_3 |  | AN | 0 | Residential | 0 | 0 | 0 | 0 | 0 | 0 | [24 empty] | 8103203 | no | no |  |  | no |  | 0 | 0 | 0 | 0 | 0 | 0 |  | 1 | 1 | 1 | 0 | 0 | 0
load_220431714 |  | node_1385536_052_15473323_18 |  | AN | 0 | Residential | 2750.4+1171.665j | 0 | 0 | 0 | 0 | 0 | [24 empty] | 8103203 | no | no |  |  | no |  | 0 | 0 | 0 | 0 | 0 | 0 |  | 1 | 1 | 1 | 0 | 0 | 0
load_220432251 |  | node_1403281_508_15482702_768 |  | AN | 0 | Residential | 6033.6+2570.303j | 0 | 0 | 0 | 0 | 0 | [24 empty] | 8103203 | no | no |  |  | no |  | 0 | 0 | 0 | 0 | 0 | 0 |  | 1 | 1 | 1 | 0 | 0 | 0
load_220432525 |  | node_1396919_195_15476232_783 |  | AN | 0 | Residential | 6098.4+2597.908j | 0 | 0 | 0 | 0 | 0 | [24 empty] | 8103203 | no | no |  |  | no |  | 0 | 0 | 0 | 0 | 0 | 0 |  | 1 | 1 | 1 | 0 | 0 | 0
load_220432966 |  | node_1393958_875_15456016_406 |  | AN | 0 | Residential | 1656+705.453j | 0 | 0 | 0 | 0 | 0 | [24 empty] | 8103203 | no | no |  |  | no |  | 0 | 0 | 0 | 0 | 0 | 0 |  | 1 | 1 | 1 | 0 | 0 | 0
load_220433535 |  | node_1407902_555_15471017_024 |  | AN | 0 | Residential | 3304.8+1407.839j | 0 | 0 | 0 | 0 | 0 | [24 empty] | 8103203 | no | no |  |  | no |  | 0 | 0 | 0 | 0 | 0 | 0 |  | 1 | 1 | 1 | 0 | 0 | 0
load_220433554 |  | node_1414321_86_15482649_69 |  | AN | 0 | Residential | 16581.6+7063.732j | 0 | 0 | 0 | 0 | 0 | [24 empty] | 8103203 | no | no |  |  | no |  | 0 | 0 | 0 | 0 | 0 | 0 |  | 1 | 1 | 1 | 0 | 0 | 0
load_220435679 |  | node_1416909_336_15477661_14 |  | CN | 0 | Residential | 0 | 0 | 6789.6+2892.357j | 0 | 0 | 0 | [24 empty] | 8103203 | no | no |  |  | no |  | 0 | 0 | 0 | 0 | 0 | 0 |  | 1 | 1 | 1 | 0 | 0 | 0
load_220436746 |  | node_1407647_916_15467943_465 |  | AN | 0 | NonResidential | 2000+851.996j | 0 | 0 | 0 | 0 | 0 | [24 empty] | 8103203 | no | no |  |  | no |  | 0 | 0 | 0 | 0 | 0 | 0 |  | 1 | 1 | 1 | 0 | 0 | 0
load_220439511 |  | node_1416225_545_15478564_475 |  | AN | 0 | Residential | 7315.2+3116.262j | 0 | 0 | 0 | 0 | 0 | [24 empty] | 8103203 | no | no |  |  | no |  | 0 | 0 | 0 | 0 | 0 | 0 |  | 1 | 1 | 1 | 0 | 0 | 0
load_220440281 |  | node_1398349_106_15467042_557 |  | AN | 0 | Residential | 8582.4+3656.087j | 0 | 0 | 0 | 0 | 0 | [24 empty] | 8103203 | no | no |  |  | no |  | 0 | 0 | 0 | 0 | 0 | 0 |  | 1 | 1 | 1 | 0 | 0 | 0
load_220517243 |  | node_1409786_608_15471168_273 |  | AN | 0 | NonResidential | 4384.8+1867.917j | 0 | 0 | 0 | 0 | 0 | [24 empty] | 8103203 | no | no |  |  | no |  | 0 | 0 | 0 | 0 | 0 | 0 |  | 1 | 1 | 1 | 0 | 0 | 0
load_220520456 |  | node_1402969_136_15460119_331 |  | AN | 0 | Residential | 16977.6+7232.427j | 0 | 0 | 0 | 0 | 0 | [24 empty] | 8103203 | no | no |  |  | no |  | 0 | 0 | 0 | 0 | 0 | 0 |  | 1 | 1 | 1 | 0 | 0 | 0
load_220526689 |  | node_1404410_114_15479685_433 |  | AN | 0 | Other | 0 | 0 | 0 | 0 | 0 | 0 | [24 empty] | 8103203 | no | no |  |  | no |  | 0 | 0 | 0 | 0 | 0 | 0 |  | 1 | 1 | 1 | 0 | 0 | 0
load_220529839 |  | node_1388088_717_15490624_132 |  | AN | 0 | Residential | 12808.8+5456.526j | 0 | 0 | 0 | 0 | 0 | [24 empty] | 8103203 | no | no |  |  | no |  | 0 | 0 | 0 | 0 | 0 | 0 |  | 1 | 1 | 1 | 0 | 0 | 0
load_220530552 |  | node_1393619_09_15449906_007 |  | AN | 0 | NonResidential | 9000+3833.984j | 0 | 0 | 0 | 0 | 0 | [24 empty] | 8103203 | no | no |  |  | no |  | 0 | 0 | 0 | 0 | 0 | 0 |  | 1 | 1 | 1 | 0 | 0 | 0
load_220530673 |  | node_1394820_838_15456731_13 |  | AN | 0 | Residential | 6595.2+2809.543j | 0 | 0 | 0 | 0 | 0 | [24 empty] | 8103203 | no | no |  |  | no |  | 0 | 0 | 0 | 0 | 0 | 0 |  | 1 | 1 | 1 | 0 | 0 | 0
load_220532311 |  | node_1387854_367_15486342_489 |  | AN | 0 | Residential | 28.8+12.269j | 0 | 0 | 0 | 0 | 0 | [24 empty] | 8103203 | no | no |  |  | no |  | 0 | 0 | 0 | 0 | 0 | 0 |  | 1 | 1 | 1 | 0 | 0 | 0
load_220534038 |  | node_1381971_879_15469123_232 |  | AN | 0 | Other | 0 | 0 | 0 | 0 | 0 | 0 | [24 empty] | 8103203 | no | no |  |  | no |  | 0 | 0 | 0 | 0 | 0 | 0 |  | 1 | 1 | 1 | 0 | 0 | 0
load_220535507 |  | node_1390751_925_15477153_516 |  | AN | 0 | Residential | 11685.6+4978.045j | 0 | 0 | 0 | 0 | 0 | [24 empty] | 8103203 | no | no |  |  | no |  | 0 | 0 | 0 | 0 | 0 | 0 |  | 1 | 1 | 1 | 0 | 0 | 0
load_220535523 |  | node_1402911_378_15462609_158 |  | AN | 0 | Residential | 1893.6+806.67j | 0 | 0 | 0 | 0 | 0 | [24 empty] | 8103203 | no | no |  |  | no |  | 0 | 0 | 0 | 0 | 0 | 0 |  | 1 | 1 | 1 | 0 | 0 | 0
load_220535603 |  | node_1381228_074_15469630_43 |  | AN | 0 | Residential | 14572.8+6207.987j | 0 | 0 | 0 | 0 | 0 | [24 empty] | 8103203 | no | no |  |  | no |  | 0 | 0 | 0 | 0 | 0 | 0 |  | 1 | 1 | 1 | 0 | 0 | 0
load_220535619 |  | node_1409264_464_15471548_642 |  | AN | 0 | Residential | 3081.6+1312.756j | 0 | 0 | 0 | 0 | 0 | [24 empty] | 8103203 | no | no |  |  | no |  | 0 | 0 | 0 | 0 | 0 | 0 |  | 1 | 1 | 1 | 0 | 0 | 0
load_220535646 |  | node_1403622_367_15467333_719 |  | AN | 0 | Residential | 15465.6+6588.318j | 0 | 0 | 0 | 0 | 0 | [24 empty] | 8103203 | no | no |  |  | no |  | 0 | 0 | 0 | 0 | 0 | 0 |  | 1 | 1 | 1 | 0 | 0 | 0
load_220540527 |  | node_1402993_832_15466827_892 |  | AN | 0 | Residential | 1224+521.422j | 0 | 0 | 0 | 0 | 0 | [24 empty] | 8103203 | no | no |  |  | no |  | 0 | 0 | 0 | 0 | 0 | 0 |  | 1 | 1 | 1 | 0 | 0 | 0
load_220541003 |  | node_1409552_263_15468777_686 |  | AN | 0 | Other | 0 | 0 | 0 | 0 | 0 | 0 | [24 empty] | 8103203 | no | no |  |  | no |  | 0 | 0 | 0 | 0 | 0 | 0 |  | 1 | 1 | 1 | 0 | 0 | 0
load_220542601 |  | node_1421164_049_15473426_448 |  | AN | 0 | Residential | 17316+7376.585j | 0 | 0 | 0 | 0 | 0 | [24 empty] | 8103203 | no | no |  |  | no |  | 0 | 0 | 0 | 0 | 0 | 0 |  | 1 | 1 | 1 | 0 | 0 | 0
load_220545729 |  | node_1398515_066_15464899_402 |  | AN | 0 | Residential | 1411.2+601.169j | 0 | 0 | 0 | 0 | 0 | [24 empty] | 8103203 | no | no |  |  | no |  | 0 | 0 | 0 | 0 | 0 | 0 |  | 1 | 1 | 1 | 0 | 0 | 0
load_220546281 |  | node_1392870_918_15450651_578 |  | AN | 0 | Residential | 9518.4+4054.821j | 0 | 0 | 0 | 0 | 0 | [24 empty] | 8103203 | no | no |  |  | no |  | 0 | 0 | 0 | 0 | 0 | 0 |  | 1 | 1 | 1 | 0 | 0 | 0
load_220551463 |  | node_1397193_703_15457396_66 |  | AN | 0 | Residential | 15681.6+6680.334j | 0 | 0 | 0 | 0 | 0 | [24 empty] | 8103203 | no | no |  |  | no |  | 0 | 0 | 0 | 0 | 0 | 0 |  | 1 | 1 | 1 | 0 | 0 | 0
load_220551578 |  | node_1417781_54_15475156_8 |  | AN | 0 | Residential | 4572+1947.664j | 0 | 0 | 0 | 0 | 0 | [24 empty] | 8103203 | no | no |  |  | no |  | 0 | 0 | 0 | 0 | 0 | 0 |  | 1 | 1 | 1 | 0 | 0 | 0
load_220551907 |  | node_1398837_808_15454463_141 |  | ABCN | 0 | NonResidential | 83666.667+35641.851j | 83666.667+35641.851j | 83666.667+35641.851j | 0 | 0 | 0 | [24 empty] | 8103203 | no | no |  |  | no |  | 0 | 0 | 0 | 0 | 0 | 0 |  | 1 | 1 | 1 | 0 | 0 | 0
load_220571470 |  | node_1404656_951_15475636_57 |  | AN | 0 | Residential | 18388.8+7833.596j | 0 | 0 | 0 | 0 | 0 | [24 empty] | 8103203 | no | no |  |  | no |  | 0 | 0 | 0 | 0 | 0 | 0 |  | 1 | 1 | 1 | 0 | 0 | 0
load_220572212 |  | node_1379693_706_15470505_636 |  | AN | 0 | NonResidential | 1195.2+509.153j | 0 | 0 | 0 | 0 | 0 | [24 empty] | 8103203 | no | no |  |  | no |  | 0 | 0 | 0 | 0 | 0 | 0 |  | 1 | 1 | 1 | 0 | 0 | 0
load_220572238 |  | node_1413003_572_15474807_464 |  | AN | 0 | Residential | 5486.4+2337.197j | 0 | 0 | 0 | 0 | 0 | [24 empty] | 8103203 | no | no |  |  | no |  | 0 | 0 | 0 | 0 | 0 | 0 |  | 1 | 1 | 1 | 0 | 0 | 0
load_220573728 |  | node_1384576_493_15465329_28 |  | AN | 0 | Residential | 10339.2+4404.481j | 0 | 0 | 0 | 0 | 0 | [24 empty] | 8103203 | no | no |  |  | no |  | 0 | 0 | 0 | 0 | 0 | 0 |  | 1 | 1 | 1 | 0 | 0 | 0
load_220574170 |  | node_1400402_132_15487852_91 |  | AN | 0 | Other | 0 | 0 | 0 | 0 | 0 | 0 | [24 empty] | 8103203 | no | no |  |  | no |  | 0 | 0 | 0 | 0 | 0 | 0 |  | 1 | 1 | 1 | 0 | 0 | 0
load_220576880 |  | node_1390495_842_15460812_557 |  | AN | 0 | Residential | 2102.4+895.619j | 0 | 0 | 0 | 0 | 0 | [24 empty] | 8103203 | no | no |  |  | no |  | 0 | 0 | 0 | 0 | 0 | 0 |  | 1 | 1 | 1 | 0 | 0 | 0
load_220595637 |  | node_1389184_977_15478860_364 |  | AN | 0 | Residential | 7812+3327.898j | 0 | 0 | 0 | 0 | 0 | [24 empty] | 8103203 | no | no |  |  | no |  | 0 | 0 | 0 | 0 | 0 | 0 |  | 1 | 1 | 1 | 0 | 0 | 0
load_220596589 |  | node_1402344_546_15475454_706 |  | AN | 0 | Residential | 6069.6+2585.639j | 0 | 0 | 0 | 0 | 0 | [24 empty] | 8103203 | no | no |  |  | no |  | 0 | 0 | 0 | 0 | 0 | 0 |  | 1 | 1 | 1 | 0 | 0 | 0
load_220598914 |  | node_1393065_273_15477567_87 |  | AN | 0 | Residential | 14644.8+6238.659j | 0 | 0 | 0 | 0 | 0 | [24 empty] | 8103203 | no | no |  |  | no |  | 0 | 0 | 0 | 0 | 0 | 0 |  | 1 | 1 | 1 | 0 | 0 | 0
load_220599841 |  | node_1383762_397_15474665_801 |  | AN | 0 | Residential | 7905.6+3367.771j | 0 | 0 | 0 | 0 | 0 | [24 empty] | 8103203 | no | no |  |  | no |  | 0 | 0 | 0 | 0 | 0 | 0 |  | 1 | 1 | 1 | 0 | 0 | 0
load_220602602 |  | node_1397483_319_15454312_843 |  | AN | 0 | Residential | 6962.4+2965.97j | 0 | 0 | 0 | 0 | 0 | [24 empty] | 8103203 | no | no |  |  | no |  | 0 | 0 | 0 | 0 | 0 | 0 |  | 1 | 1 | 1 | 0 | 0 | 0
load_220602748 |  | node_1382052_115_15467975_033 |  | AN | 0 | Residential | 1900.8+809.737j | 0 | 0 | 0 | 0 | 0 | [24 empty] | 8103203 | no | no |  |  | no |  | 0 | 0 | 0 | 0 | 0 | 0 |  | 1 | 1 | 1 | 0 | 0 | 0
load_220603272 |  | node_1399277_438_15455271_676 |  | AN | 0 | Residential | 95220+40563.55j | 0 | 0 | 0 | 0 | 0 | [24 empty] | 8103203 | no | no |  |  | no |  | 0 | 0 | 0 | 0 | 0 | 0 |  | 1 | 1 | 1 | 0 | 0 | 0
load_220603774 |  | node_1419490_666_15482757_501 |  | AN | 0 | Residential | 7005.6+2984.373j | 0 | 0 | 0 | 0 | 0 | [24 empty] | 8103203 | no | no |  |  | no |  | 0 | 0 | 0 | 0 | 0 | 0 |  | 1 | 1 | 1 | 0 | 0 | 0
load_220609664 |  | node_1397653_672_15473518_551 |  | AN | 0 | NonResidential | 280.8+119.62j | 0 | 0 | 0 | 0 | 0 | [24 empty] | 8103203 | no | no |  |  | no |  | 0 | 0 | 0 | 0 | 0 | 0 |  | 1 | 1 | 1 | 0 | 0 | 0
load_220614129 |  | node_1406292_443_15479487_933 |  | AN | 0 | Residential | 986.4+420.205j | 0 | 0 | 0 | 0 | 0 | [24 empty] | 8103203 | no | no |  |  | no |  | 0 | 0 | 0 | 0 | 0 | 0 |  | 1 | 1 | 1 | 0 | 0 | 0
load_220614140 |  | node_1405845_854_15488460_259 |  | AN | 0 | Residential | 2656.8+1131.792j | 0 | 0 | 0 | 0 | 0 | [24 empty] | 8103203 | no | no |  |  | no |  | 0 | 0 | 0 | 0 | 0 | 0 |  | 1 | 1 | 1 | 0 | 0 | 0
load_220617562 |  | node_1397875_747_15471109_952 |  | AN | 0 | Residential | 5608.8+2389.339j | 0 | 0 | 0 | 0 | 0 | [24 empty] | 8103203 | no | no |  |  | no |  | 0 | 0 | 0 | 0 | 0 | 0 |  | 1 | 1 | 1 | 0 | 0 | 0
load_220617961 |  | node_1404403_262_15480317_009 |  | AN | 0 | Residential | 7099.2+3024.247j | 0 | 0 | 0 | 0 | 0 | [24 empty] | 8103203 | no | no |  |  | no |  | 0 | 0 | 0 | 0 | 0 | 0 |  | 1 | 1 | 1 | 0 | 0 | 0
load_220625474 |  | node_1406434_401_15467648_134 |  | AN | 0 | NonResidential | 943.2+401.802j | 0 | 0 | 0 | 0 | 0 | [24 empty] | 8103203 | no | no |  |  | no |  | 0 | 0 | 0 | 0 | 0 | 0 |  | 1 | 1 | 1 | 0 | 0 | 0
load_220643500 |  | node_1402392_73_15485814_125 |  | AN | 0 | Residential | 6393.6+2723.662j | 0 | 0 | 0 | 0 | 0 | [24 empty] | 8103203 | no | no |  |  | no |  | 0 | 0 | 0 | 0 | 0 | 0 |  | 1 | 1 | 1 | 0 | 0 | 0
load_220643501 |  | node_1402524_336_15486059_033 |  | AN | 0 | Residential | 9525.6+4057.889j | 0 | 0 | 0 | 0 | 0 | [24 empty] | 8103203 | no | no |  |  | no |  | 0 | 0 | 0 | 0 | 0 | 0 |  | 1 | 1 | 1 | 0 | 0 | 0
load_220643502 |  | node_1402464_506_15486586_572 |  | AN | 0 | Residential | 4730.4+2015.142j | 0 | 0 | 0 | 0 | 0 | [24 empty] | 8103203 | no | no |  |  | no |  | 0 | 0 | 0 | 0 | 0 | 0 |  | 1 | 1 | 1 | 0 | 0 | 0
load_220644248 |  | node_1402619_435_15486866_574 |  | AN | 0 | Residential | 39520.8+16835.79j | 0 | 0 | 0 | 0 | 0 | [24 empty] | 8103203 | no | no |  |  | no |  | 0 | 0 | 0 | 0 | 0 | 0 |  | 1 | 1 | 1 | 0 | 0 | 0
load_220646740 |  | node_1419820_106_15483010_514 |  | AN | 0 | NonResidential | 8935.2+3806.379j | 0 | 0 | 0 | 0 | 0 | [24 empty] | 8103203 | no | no |  |  | no |  | 0 | 0 | 0 | 0 | 0 | 0 |  | 1 | 1 | 1 | 0 | 0 | 0
load_220647518 |  | node_1397763_104_15472379_773 |  | AN | 0 | Residential | 3304.8+1407.839j | 0 | 0 | 0 | 0 | 0 | [24 empty] | 8103203 | no | no |  |  | no |  | 0 | 0 | 0 | 0 | 0 | 0 |  | 1 | 1 | 1 | 0 | 0 | 0
load_220647836 |  | node_1401820_811_15483521_873 |  | AN | 0 | Residential | 2793.6+1190.069j | 0 | 0 | 0 | 0 | 0 | [24 empty] | 8103203 | no | no |  |  | no |  | 0 | 0 | 0 | 0 | 0 | 0 |  | 1 | 1 | 1 | 0 | 0 | 0
load_220648230 |  | node_1394447_941_15465459_107 |  | AN | 0 | Residential | 2282.4+972.298j | 0 | 0 | 0 | 0 | 0 | [24 empty] | 8103203 | no | no |  |  | no |  | 0 | 0 | 0 | 0 | 0 | 0 |  | 1 | 1 | 1 | 0 | 0 | 0
load_220652120 |  | node_1417907_745_15481097_945 |  | AN | 0 | Residential | 8121.6+3459.787j | 0 | 0 | 0 | 0 | 0 | [24 empty] | 8103203 | no | no |  |  | no |  | 0 | 0 | 0 | 0 | 0 | 0 |  | 1 | 1 | 1 | 0 | 0 | 0
load_220655091 |  | node_1383998_849_15457317_545 |  | AN | 0 | Residential | 4636.8+1975.269j | 0 | 0 | 0 | 0 | 0 | [24 empty] | 8103203 | no | no |  |  | no |  | 0 | 0 | 0 | 0 | 0 | 0 |  | 1 | 1 | 1 | 0 | 0 | 0
load_220655178 |  | node_1406730_539_15467931_001 |  | AN | 0 | Residential | 19756.8+8416.362j | 0 | 0 | 0 | 0 | 0 | [24 empty] | 8103203 | no | no |  |  | no |  | 0 | 0 | 0 | 0 | 0 | 0 |  | 1 | 1 | 1 | 0 | 0 | 0
load_220655604 |  | node_1393816_5_15485392_281 |  | AN | 0 | Other | 0 | 0 | 0 | 0 | 0 | 0 | [24 empty] | 8103203 | no | no |  |  | no |  | 0 | 0 | 0 | 0 | 0 | 0 |  | 1 | 1 | 1 | 0 | 0 | 0
load_220656459 |  | node_1406726_778_15467297_592 |  | AN | 0 | Residential | 14428.8+6146.643j | 0 | 0 | 0 | 0 | 0 | [24 empty] | 8103203 | no | no |  |  | no |  | 0 | 0 | 0 | 0 | 0 | 0 |  | 1 | 1 | 1 | 0 | 0 | 0
load_220657023 |  | node_1387923_219_15459103_232 |  | AN | 0 | NonResidential | 9000+3833.984j | 0 | 0 | 0 | 0 | 0 | [24 empty] | 8103203 | no | no |  |  | no |  | 0 | 0 | 0 | 0 | 0 | 0 |  | 1 | 1 | 1 | 0 | 0 | 0
load_310015557 |  | node_1398903_587_15454189_147 |  | AN | 0 | Other | 0 | 0 | 0 | 0 | 0 | 0 | [24 empty] | 8103203 | no | no |  |  | no |  | 0 | 0 | 0 | 0 | 0 | 0 |  | 1 | 1 | 1 | 0 | 0 | 0
load_310015558 |  | node_1398923_583_15454234_677 |  | CN | 0 | Other | 0 | 0 | 0 | 0 | 0 | 0 | [24 empty] | 8103203 | no | no |  |  | no |  | 0 | 0 | 0 | 0 | 0 | 0 |  | 1 | 1 | 1 | 0 | 0 | 0
load_310015559 |  | node_1398911_377_15454213_672 |  | BN | 0 | Other | 0 | 0 | 0 | 0 | 0 | 0 | [24 empty] | 8103203 | no | no |  |  | no |  | 0 | 0 | 0 | 0 | 0 | 0 |  | 1 | 1 | 1 | 0 | 0 | 0
load_310017214 |  | node_1410961_933_15469633_015 |  | AN | 0 | Residential | 5680.8+2420.011j | 0 | 0 | 0 | 0 | 0 | [24 empty] | 8103203 | no | no |  |  | no |  | 0 | 0 | 0 | 0 | 0 | 0 |  | 1 | 1 | 1 | 0 | 0 | 0
load_310017215 |  | node_1417505_865_15478066_716 |  | AN | 0 | Residential | 4701.6+2002.873j | 0 | 0 | 0 | 0 | 0 | [24 empty] | 8103203 | no | no |  |  | no |  | 0 | 0 | 0 | 0 | 0 | 0 |  | 1 | 1 | 1 | 0 | 0 | 0
load_310017232 |  | node_1389824_962_15477113_105 |  | AN | 0 | Residential | 0 | 0 | 0 | 0 | 0 | 0 | [24 empty] | 8103203 | no | no |  |  | no |  | 0 | 0 | 0 | 0 | 0 | 0 |  | 1 | 1 | 1 | 0 | 0 | 0
load_310040197 |  | node_1418065_159_15481400_015 |  | AN | 0 | Residential | 3981.6+1696.154j | 0 | 0 | 0 | 0 | 0 | [24 empty] | 8103203 | no | no |  |  | no |  | 0 | 0 | 0 | 0 | 0 | 0 |  | 1 | 1 | 1 | 0 | 0 | 0
load_310047129 |  | node_1395020_133_15464485_216 |  | AN | 0 | Other | 0 | 0 | 0 | 0 | 0 | 0 | [24 empty] | 8103203 | no | no |  |  | no |  | 0 | 0 | 0 | 0 | 0 | 0 |  | 1 | 1 | 1 | 0 | 0 | 0
load_310059505 |  | node_1387259_775_15485620_805 |  | AN | 0 | Residential | 11995.2+5109.934j | 0 | 0 | 0 | 0 | 0 | [24 empty] | 8103203 | no | no |  |  | no |  | 0 | 0 | 0 | 0 | 0 | 0 |  | 1 | 1 | 1 | 0 | 0 | 0
load_310059834 |  | node_1406184_513_15482213_806 |  | AN | 0 | Residential | 57.6+24.537j | 0 | 0 | 0 | 0 | 0 | [24 empty] | 8103203 | no | no |  |  | no |  | 0 | 0 | 0 | 0 | 0 | 0 |  | 1 | 1 | 1 | 0 | 0 | 0
load_310059868 |  | node_1395937_578_15453690_138 |  | AN | 0 | Residential | 8294.4+3533.4j | 0 | 0 | 0 | 0 | 0 | [24 empty] | 8103203 | no | no |  |  | no |  | 0 | 0 | 0 | 0 | 0 | 0 |  | 1 | 1 | 1 | 0 | 0 | 0
load_310060569 |  | node_1416052_101_15480987_146 |  | AN | 0 | Residential | 0 | 0 | 0 | 0 | 0 | 0 | [24 empty] | 8103203 | no | no |  |  | no |  | 0 | 0 | 0 | 0 | 0 | 0 |  | 1 | 1 | 1 | 0 | 0 | 0
load_310060819 |  | node_1388068_499_15459207_135 |  | AN | 0 | Residential | 3600+1533.594j | 0 | 0 | 0 | 0 | 0 | [24 empty] | 8103203 | no | no |  |  | no |  | 0 | 0 | 0 | 0 | 0 | 0 |  | 1 | 1 | 1 | 0 | 0 | 0
load_310060914 |  | node_1396672_932_15464451_022 |  | AN | 0 | Residential | 8042.4+3426.048j | 0 | 0 | 0 | 0 | 0 | [24 empty] | 8103203 | no | no |  |  | no |  | 0 | 0 | 0 | 0 | 0 | 0 |  | 1 | 1 | 1 | 0 | 0 | 0
load_310061053 |  | node_1419446_944_15474905_51 |  | AN | 0 | Residential | 23479.2+10002.097j | 0 | 0 | 0 | 0 | 0 | [24 empty] | 8103203 | no | no |  |  | no |  | 0 | 0 | 0 | 0 | 0 | 0 |  | 1 | 1 | 1 | 0 | 0 | 0
load_310061373 |  | node_1396692_874_15453800_08 |  | ABCN | 0 | Residential | 3055.2+1301.51j | 3055.2+1301.51j | 3055.2+1301.51j | 0 | 0 | 0 | [24 empty] | 8103203 | no | no |  |  | no |  | 0 | 0 | 0 | 0 | 0 | 0 |  | 1 | 1 | 1 | 0 | 0 | 0
load_310061377 |  | node_1389638_62_15486393_384 |  | AN | 0 | NonResidential | 100.8+42.941j | 0 | 0 | 0 | 0 | 0 | [24 empty] | 8103203 | no | no |  |  | no |  | 0 | 0 | 0 | 0 | 0 | 0 |  | 1 | 1 | 1 | 0 | 0 | 0
load_310061378 |  | node_1382761_174_15483457_466 |  | AN | 0 | Residential | 14176.8+6039.292j | 0 | 0 | 0 | 0 | 0 | [24 empty] | 8103203 | no | no |  |  | no |  | 0 | 0 | 0 | 0 | 0 | 0 |  | 1 | 1 | 1 | 0 | 0 | 0
load_310064950 |  | node_1394212_638_15452265_257 |  | AN | 0 | Residential | 2959.2+1260.614j | 0 | 0 | 0 | 0 | 0 | [24 empty] | 8103203 | no | no |  |  | no |  | 0 | 0 | 0 | 0 | 0 | 0 |  | 1 | 1 | 1 | 0 | 0 | 0
load_311859837 |  | node_1399586_905_15489227_093 |  | AN | 0 | Residential | 1296+552.094j | 0 | 0 | 0 | 0 | 0 | [24 empty] | 8103203 | no | no |  |  | no |  | 0 | 0 | 0 | 0 | 0 | 0 |  | 1 | 1 | 1 | 0 | 0 | 0
load_311899768 |  | node_1406625_791_15478471_074 |  | AN | 0 | NonResidential | 2000+851.996j | 0 | 0 | 0 | 0 | 0 | [24 empty] | 8103203 | no | no |  |  | no |  | 0 | 0 | 0 | 0 | 0 | 0 |  | 1 | 1 | 1 | 0 | 0 | 0
load_311901544 |  | node_1387584_024_15485635_439 |  | AN | 0 | Residential | 1497.6+637.975j | 0 | 0 | 0 | 0 | 0 | [24 empty] | 8103203 | no | no |  |  | no |  | 0 | 0 | 0 | 0 | 0 | 0 |  | 1 | 1 | 1 | 0 | 0 | 0
load_311903740 |  | node_1397436_921_15453863_966 |  | CN | 0 | Residential | 0 | 0 | 6657.6+2836.126j | 0 | 0 | 0 | [24 empty] | 8103203 | no | no |  |  | no |  | 0 | 0 | 0 | 0 | 0 | 0 |  | 1 | 1 | 1 | 0 | 0 | 0
load_311903787 |  | node_1393983_735_15452838_87 |  | AN | 0 | Residential | 2181.6+929.358j | 0 | 0 | 0 | 0 | 0 | [24 empty] | 8103203 | no | no |  |  | no |  | 0 | 0 | 0 | 0 | 0 | 0 |  | 1 | 1 | 1 | 0 | 0 | 0
load_311906983 |  | node_1393886_514_15481514_465 |  | AN | 0 | Other | 0 | 0 | 0 | 0 | 0 | 0 | [24 empty] | 8103203 | no | no |  |  | no |  | 0 | 0 | 0 | 0 | 0 | 0 |  | 1 | 1 | 1 | 0 | 0 | 0
load_311932148 |  | node_1378291_855_15471109_187 |  | AN | 0 | Other | 0 | 0 | 0 | 0 | 0 | 0 | [24 empty] | 8103203 | no | no |  |  | no |  | 0 | 0 | 0 | 0 | 0 | 0 |  | 1 | 1 | 1 | 0 | 0 | 0
load_311932153 |  | node_1378240_696_15471392_755 |  | AN | 0 | Residential | 16704+7115.874j | 0 | 0 | 0 | 0 | 0 | [24 empty] | 8103203 | no | no |  |  | no |  | 0 | 0 | 0 | 0 | 0 | 0 |  | 1 | 1 | 1 | 0 | 0 | 0
load_311984388 |  | node_1416534_309_15481144_163 |  | AN | 0 | Residential | 10490.4+4468.892j | 0 | 0 | 0 | 0 | 0 | [24 empty] | 8103203 | no | no |  |  | no |  | 0 | 0 | 0 | 0 | 0 | 0 |  | 1 | 1 | 1 | 0 | 0 | 0
load_311986872 |  | node_1384425_799_15464600_869 |  | AN | 0 | Residential | 11023.2+4695.864j | 0 | 0 | 0 | 0 | 0 | [24 empty] | 8103203 | no | no |  |  | no |  | 0 | 0 | 0 | 0 | 0 | 0 |  | 1 | 1 | 1 | 0 | 0 | 0
load_311990399 |  | node_1395933_836_15465608_227 |  | AN | 0 | Residential | 3369.6+1435.444j | 0 | 0 | 0 | 0 | 0 | [24 empty] | 8103203 | no | no |  |  | no |  | 0 | 0 | 0 | 0 | 0 | 0 |  | 1 | 1 | 1 | 0 | 0 | 0
load_311991831 |  | node_1389017_153_15478835_839 |  | AN | 0 | Other | 0 | 0 | 0 | 0 | 0 | 0 | [24 empty] | 8103203 | no | no |  |  | no |  | 0 | 0 | 0 | 0 | 0 | 0 |  | 1 | 1 | 1 | 0 | 0 | 0
load_312002780 |  | node_1383357_006_15465074_744 |  | AN | 0 | Residential | 5378.4+2291.189j | 0 | 0 | 0 | 0 | 0 | [24 empty] | 8103203 | no | no |  |  | no |  | 0 | 0 | 0 | 0 | 0 | 0 |  | 1 | 1 | 1 | 0 | 0 | 0
load_312035726 |  | node_1385050_801_15465373_966 |  | AN | 0 | NonResidential | 230.4+98.15j | 0 | 0 | 0 | 0 | 0 | [24 empty] | 8103203 | no | no |  |  | no |  | 0 | 0 | 0 | 0 | 0 | 0 |  | 1 | 1 | 1 | 0 | 0 | 0
load_312035814 |  | node_1399146_762_15462243_683 |  | AN | 0 | NonResidential | 1051.2+447.809j | 0 | 0 | 0 | 0 | 0 | [24 empty] | 8103203 | no | no |  |  | no |  | 0 | 0 | 0 | 0 | 0 | 0 |  | 1 | 1 | 1 | 0 | 0 | 0
load_312053166 |  | node_1406262_175_15480841_149 |  | AN | 0 | NonResidential | 93.6+39.873j | 0 | 0 | 0 | 0 | 0 | [24 empty] | 8103203 | no | no |  |  | no |  | 0 | 0 | 0 | 0 | 0 | 0 |  | 1 | 1 | 1 | 0 | 0 | 0
load_312097748 |  | node_1404149_388_15474499_089 |  | AN | 0 | Other | 0 | 0 | 0 | 0 | 0 | 0 | [24 empty] | 8103203 | no | no |  |  | no |  | 0 | 0 | 0 | 0 | 0 | 0 |  | 1 | 1 | 1 | 0 | 0 | 0
load_312122544 |  | node_1386076_904_15458626_742 |  | AN | 0 | Other | 0 | 0 | 0 | 0 | 0 | 0 | [24 empty] | 8103203 | no | no |  |  | no |  | 0 | 0 | 0 | 0 | 0 | 0 |  | 1 | 1 | 1 | 0 | 0 | 0
load_312129823 |  | node_1391795_512_15461520_162 |  | AN | 0 | Other | 0 | 0 | 0 | 0 | 0 | 0 | [24 empty] | 8103203 | no | no |  |  | no |  | 0 | 0 | 0 | 0 | 0 | 0 |  | 1 | 1 | 1 | 0 | 0 | 0
load_312138529 |  | node_1413689_967_15475549_091 |  | AN | 0 | Other | 0 | 0 | 0 | 0 | 0 | 0 | [24 empty] | 8103203 | no | no |  |  | no |  | 0 | 0 | 0 | 0 | 0 | 0 |  | 1 | 1 | 1 | 0 | 0 | 0

## node
data_type | static
owner_type | feeder
owner | 8103203
object | node
name | groupid | parent | bustype | phases | nominal_voltage | dcircuit | selected | monitored | monitored_fields | class_monitored_fields | played | played_fields | subsystem | x | y | comments | dist_to_slack
node_1378240_696_15471392_755 |  |  | PQ | AN | 2771.281 | 8103203 | no | no |  |  | no |  |  | 1378240.696 | 15471392.755 |  | -1
node_1378291_855_15471109_187 |  |  | PQ | AN | 2771.281 | 8103203 | no | no |  |  | no |  |  | 1378291.855 | 15471109.187 |  | -1
node_1378500_449_15466096_469 |  |  | PQ | AN | 2771.281 | 8103203 | no | no |  |  | no |  |  | 1378500.449 | 15466096.469 |  | -1
node_1378525_445_15465771_983 |  |  | PQ | AN | 2771.281 | 8103203 | no | no |  |  | no |  |  | 1378525.445 | 15465771.983 |  | -1
node_1378537_888_15465613_678 |  |  | PQ | AN | 2771.281 | 8103203 | no | no |  |  | no |  |  | 1378537.888 | 15465613.678 |  | -1
node_1378576_925_15465122_404 |  |  | PQ | AN | 2771.281 | 8103203 | no | no |  |  | no |  |  | 1378576.925 | 15465122.404 |  | -1
node_1378632_592_15464780_271 |  |  | PQ | AN | 2771.281 | 8103203 | no | no |  |  | no |  |  | 1378632.592 | 15464780.271 |  | -1
node_1378864_49_15464979_681 |  |  | PQ | AN | 2771.281 | 8103203 | no | no |  |  | no |  |  | 1378864.49 | 15464979.681 |  | -1
node_1378879_482_15471503_605 |  |  | PQ | AN | 2771.281 | 8103203 | no | no |  |  | no |  |  | 1378879.482 | 15471503.605 |  | -1
node_1379516_413_15464873_512 |  |  | PQ | AN | 2771.281 | 8103203 | no | no |  |  | no |  |  | 1379516.413 | 15464873.512 |  | -1
node_1379693_706_15470505_636 |  |  | PQ | AN | 2771.281 | 8103203 | no | no |  |  | no |  |  | 1379693.706 | 15470505.636 |  | -1
node_1379996_363_15464928_886 |  |  | PQ | AN | 2771.281 | 8103203 | no | no |  |  | no |  |  | 1379996.363 | 15464928.886 |  | -1
node_1380012_951_15470470_802 |  |  | PQ | AN | 2771.281 | 8103203 | no | no |  |  | no |  |  | 1380012.951 | 15470470.802 |  | -1
node_1380674_421_15465037_142 |  |  | PQ | AN | 2771.281 | 8103203 | no | no |  |  | no |  |  | 1380674.421 | 15465037.142 |  | -1
node_1381228_074_15469630_43 |  |  | PQ | AN | 2771.281 | 8103203 | no | no |  |  | no |  |  | 1381228.074 | 15469630.43 |  | -1
node_1381255_909_15465103_502 |  |  | PQ | AN | 2771.281 | 8103203 | no | no |  |  | no |  |  | 1381255.909 | 15465103.502 |  | -1
node_1381391_019_15469943_271 |  |  | PQ | AN | 2771.281 | 8103203 | no | no |  |  | no |  |  | 1381391.019 | 15469943.271 |  | -1
node_1381553_498_15465050_31 |  |  | PQ | AN | 2771.281 | 8103203 | no | no |  |  | no |  |  | 1381553.498 | 15465050.31 |  | -1
node_1381862_276_15468425_641 |  |  | PQ | AD | 2771.281 | 8103203 | no | no |  |  | no |  |  | 1381862.276 | 15468425.641 |  | -1
node_1381971_879_15469123_232 |  |  | PQ | AN | 2771.281 | 8103203 | no | no |  |  | no |  |  | 1381971.879 | 15469123.232 |  | -1
node_1382052_115_15467975_033 |  |  | PQ | AN | 2771.281 | 8103203 | no | no |  |  | no |  |  | 1382052.115 | 15467975.033 |  | -1
node_1382218_439_15465139_355 |  |  | PQ | AN | 2771.281 | 8103203 | no | no |  |  | no |  |  | 1382218.439 | 15465139.355 |  | -1
node_1382564_487_15482480_688 |  |  | PQ | AN | 2771.281 | 8103203 | no | no |  |  | no |  |  | 1382564.487 | 15482480.688 |  | -1
node_1382686_921_15465050_128 |  |  | PQ | AN | 2771.281 | 8103203 | no | no |  |  | no |  |  | 1382686.921 | 15465050.128 |  | -1
node_1382761_174_15483457_466 |  |  | PQ | AN | 2771.281 | 8103203 | no | no |  |  | no |  |  | 1382761.174 | 15483457.466 |  | -1
node_1382983_173_15473552_952 |  |  | PQ | AN | 2771.281 | 8103203 | no | no |  |  | no |  |  | 1382983.173 | 15473552.952 |  | -1
node_1383301_115_15473422_035 |  |  | PQ | AN | 2771.281 | 8103203 | no | no |  |  | no |  |  | 1383301.115 | 15473422.035 |  | -1
node_1383357_006_15465074_744 |  |  | PQ | AN | 2771.281 | 8103203 | no | no |  |  | no |  |  | 1383357.006 | 15465074.744 |  | -1
node_1383645_675_15472517_832 |  |  | PQ | AN | 2771.281 | 8103203 | no | no |  |  | no |  |  | 1383645.675 | 15472517.832 |  | -1
node_1383661_294_15475963_715 |  |  | PQ | AN | 2771.281 | 8103203 | no | no |  |  | no |  |  | 1383661.294 | 15475963.715 |  | -1
node_1383692_892_15475590_614 |  |  | PQ | AN | 2771.281 | 8103203 | no | no |  |  | no |  |  | 1383692.892 | 15475590.614 |  | -1
node_1383698_384_15457968_852 |  |  | PQ | AN | 2771.281 | 8103203 | no | no |  |  | no |  |  | 1383698.384 | 15457968.852 |  | -1
node_1383713_232_15475307_661 |  |  | PQ | AN | 2771.281 | 8103203 | no | no |  |  | no |  |  | 1383713.232 | 15475307.661 |  | -1
node_1383760_6_15466595_805 |  |  | PQ | AN | 2771.281 | 8103203 | no | no |  |  | no |  |  | 1383760.6 | 15466595.805 |  | -1
node_1383762_397_15474665_801 |  |  | PQ | AN | 2771.281 | 8103203 | no | no |  |  | no |  |  | 1383762.397 | 15474665.801 |  | -1
node_1383892_019_15474012_283 |  |  | PQ | AN | 2771.281 | 8103203 | no | no |  |  | no |  |  | 1383892.019 | 15474012.283 |  | -1
node_1383998_849_15457317_545 |  |  | PQ | AN | 2771.281 | 8103203 | no | no |  |  | no |  |  | 1383998.849 | 15457317.545 |  | -1
node_1384010_291_15466371_682 |  |  | PQ | AN | 2771.281 | 8103203 | no | no |  |  | no |  |  | 1384010.291 | 15466371.682 |  | -1
node_1384013_486_15473359_543 |  |  | PQ | AN | 2771.281 | 8103203 | no | no |  |  | no |  |  | 1384013.486 | 15473359.543 |  | -1
node_1384378_645_15472424_185 |  |  | PQ | AN | 2771.281 | 8103203 | no | no |  |  | no |  |  | 1384378.645 | 15472424.185 |  | -1
node_1384425_799_15464600_869 |  |  | PQ | AN | 2771.281 | 8103203 | no | no |  |  | no |  |  | 1384425.799 | 15464600.869 |  | -1
node_1384567_584_15465833_763 |  |  | PQ | AN | 2771.281 | 8103203 | no | no |  |  | no |  |  | 1384567.584 | 15465833.763 |  | -1
node_1384576_493_15465329_28 |  |  | PQ | AN | 2771.281 | 8103203 | no | no |  |  | no |  |  | 1384576.493 | 15465329.28 |  | -1
node_1384653_333_15472189_721 |  |  | PQ | AN | 2771.281 | 8103203 | no | no |  |  | no |  |  | 1384653.333 | 15472189.721 |  | -1
node_1384758_623_15458564_273 |  |  | PQ | AN | 2771.281 | 8103203 | no | no |  |  | no |  |  | 1384758.623 | 15458564.273 |  | -1
node_1385050_801_15465373_966 |  |  | PQ | AN | 2771.281 | 8103203 | no | no |  |  | no |  |  | 1385050.801 | 15465373.966 |  | -1
node_1385199_865_15465198_5 |  |  | PQ | AN | 2771.281 | 8103203 | no | no |  |  | no |  |  | 1385199.865 | 15465198.5 |  | -1
node_1385418_433_15471811_699 |  |  | PQ | AN | 2771.281 | 8103203 | no | no |  |  | no |  |  | 1385418.433 | 15471811.699 |  | -1
node_1385518_271_15471425_045 |  |  | PQ | AN | 2771.281 | 8103203 | no | no |  |  | no |  |  | 1385518.271 | 15471425.045 |  | -1
node_1385536_052_15473323_18 |  |  | PQ | AN | 2771.281 | 8103203 | no | no |  |  | no |  |  | 1385536.052 | 15473323.18 |  | -1
node_1385739_435_15485543_376 |  |  | PQ | AN | 2771.281 | 8103203 | no | no |  |  | no |  |  | 1385739.435 | 15485543.376 |  | -1
node_1385887_378_15471895_68 |  |  | PQ | AN | 2771.281 | 8103203 | no | no |  |  | no |  |  | 1385887.378 | 15471895.68 |  | -1
node_1386076_904_15458626_742 |  |  | PQ | AN | 2771.281 | 8103203 | no | no |  |  | no |  |  | 1386076.904 | 15458626.742 |  | -1
node_1386175_35_15464205_079 |  |  | PQ | AN | 2771.281 | 8103203 | no | no |  |  | no |  |  | 1386175.35 | 15464205.079 |  | -1
node_1386332_175_15464042_955 |  |  | PQ | AN | 2771.281 | 8103203 | no | no |  |  | no |  |  | 1386332.175 | 15464042.955 |  | -1
node_1386531_829_15463767_958 |  |  | PQ | AN | 2771.281 | 8103203 | no | no |  |  | no |  |  | 1386531.829 | 15463767.958 |  | -1
node_1386588_026_15470399_018 |  |  | PQ | AN | 2771.281 | 8103203 | no | no |  |  | no |  |  | 1386588.026 | 15470399.018 |  | -1
node_1386741_811_15463500_359 |  |  | PQ | AN | 2771.281 | 8103203 | no | no |  |  | no |  |  | 1386741.811 | 15463500.359 |  | -1
node_1386915_179_15470200_585 |  |  | PQ | AN | 2771.281 | 8103203 | no | no |  |  | no |  |  | 1386915.179 | 15470200.585 |  | -1
node_1386945_213_15463224_213 |  |  | PQ | AN | 2771.281 | 8103203 | no | no |  |  | no |  |  | 1386945.213 | 15463224.213 |  | -1
node_1386947_506_15458838_813 |  |  | PQ | AN | 2771.281 | 8103203 | no | no |  |  | no |  |  | 1386947.506 | 15458838.813 |  | -1
node_1387222_915_15469923_246 |  |  | PQ | AD | 2771.281 | 8103203 | no | no |  |  | no |  |  | 1387222.915 | 15469923.246 |  | -1
node_1387259_775_15485620_805 |  |  | PQ | AN | 2771.281 | 8103203 | no | no |  |  | no |  |  | 1387259.775 | 15485620.805 |  | -1
node_1387298_936_15462644_499 |  |  | PQ | AN | 2771.281 | 8103203 | no | no |  |  | no |  |  | 1387298.936 | 15462644.499 |  | -1
node_1387473_888_15459109_1 |  |  | PQ | AN | 2771.281 | 8103203 | no | no |  |  | no |  |  | 1387473.888 | 15459109.1 |  | -1
node_1387584_024_15485635_439 |  |  | PQ | AN | 2771.281 | 8103203 | no | no |  |  | no |  |  | 1387584.024 | 15485635.439 |  | -1
node_1387837_773_15469529_452 |  |  | PQ | AN | 2771.281 | 8103203 | no | no |  |  | no |  |  | 1387837.773 | 15469529.452 |  | -1
node_1387841_877_15462241_839 |  |  | PQ | AN | 2771.281 | 8103203 | no | no |  |  | no |  |  | 1387841.877 | 15462241.839 |  | -1
node_1387854_367_15486342_489 |  |  | PQ | AN | 2771.281 | 8103203 | no | no |  |  | no |  |  | 1387854.367 | 15486342.489 |  | -1
node_1387923_219_15459103_232 |  |  | PQ | AN | 2771.281 | 8103203 | no | no |  |  | no |  |  | 1387923.219 | 15459103.232 |  | -1
node_1388068_499_15459207_135 |  |  | PQ | AN | 2771.281 | 8103203 | no | no |  |  | no |  |  | 1388068.499 | 15459207.135 |  | -1
node_1388088_717_15490624_132 |  |  | PQ | AN | 2771.281 | 8103203 | no | no |  |  | no |  |  | 1388088.717 | 15490624.132 |  | -1
node_1388205_122_15485493_789 |  |  | PQ | AN | 2771.281 | 8103203 | no | no |  |  | no |  |  | 1388205.122 | 15485493.789 |  | -1
node_1388308_963_15469089_744 |  |  | PQ | AN | 2771.281 | 8103203 | no | no |  |  | no |  |  | 1388308.963 | 15469089.744 |  | -1
node_1388531_29_15485282_108 |  |  | PQ | AN | 2771.281 | 8103203 | no | no |  |  | no |  |  | 1388531.29 | 15485282.108 |  | -1
node_1388596_663_15461897_753 |  |  | PQ | AN | 2771.281 | 8103203 | no | no |  |  | no |  |  | 1388596.663 | 15461897.753 |  | -1
node_1388673_497_15469007_948 |  |  | PQ | AN | 2771.281 | 8103203 | no | no |  |  | no |  |  | 1388673.497 | 15469007.948 |  | -1
node_1389017_153_15478835_839 |  |  | PQ | AN | 2771.281 | 8103203 | no | no |  |  | no |  |  | 1389017.153 | 15478835.839 |  | -1
node_1389022_035_15492926_831 |  |  | PQ | AN | 2771.281 | 8103203 | no | no |  |  | no |  |  | 1389022.035 | 15492926.831 |  | -1
node_1389184_977_15478860_364 |  |  | PQ | AN | 2771.281 | 8103203 | no | no |  |  | no |  |  | 1389184.977 | 15478860.364 |  | -1
node_1389217_505_15468674_964 |  |  | PQ | AN | 2771.281 | 8103203 | no | no |  |  | no |  |  | 1389217.505 | 15468674.964 |  | -1
node_1389228_576_15468402_061 |  |  | PQ | AN | 2771.281 | 8103203 | no | no |  |  | no |  |  | 1389228.576 | 15468402.061 |  | -1
node_1389311_433_15491805_409 |  |  | PQ | AN | 2771.281 | 8103203 | no | no |  |  | no |  |  | 1389311.433 | 15491805.409 |  | -1
node_1389333_108_15478921_968 |  |  | PQ | AN | 2771.281 | 8103203 | no | no |  |  | no |  |  | 1389333.108 | 15478921.968 |  | -1
node_1389371_884_15484389_393 |  |  | PQ | AN | 2771.281 | 8103203 | no | no |  |  | no |  |  | 1389371.884 | 15484389.393 |  | -1
node_1389426_893_15462693_995 |  |  | PQ | AN | 2771.281 | 8103203 | no | no |  |  | no |  |  | 1389426.893 | 15462693.995 |  | -1
node_1389504_17_15459499_952 |  |  | PQ | AN | 2771.281 | 8103203 | no | no |  |  | no |  |  | 1389504.17 | 15459499.952 |  | -1
node_1389625_289_15490476_886 |  |  | PQ | AN | 2771.281 | 8103203 | no | no |  |  | no |  |  | 1389625.289 | 15490476.886 |  | -1
node_1389638_62_15486393_384 |  |  | PQ | AN | 2771.281 | 8103203 | no | no |  |  | no |  |  | 1389638.62 | 15486393.384 |  | -1
node_1389702_042_15487769_994 |  |  | PQ | AN | 2771.281 | 8103203 | no | no |  |  | no |  |  | 1389702.042 | 15487769.994 |  | -1
node_1389738_809_15486887_308 |  |  | PQ | AD | 2771.281 | 8103203 | no | no |  |  | no |  |  | 1389738.809 | 15486887.308 |  | -1
node_1389824_962_15477113_105 |  |  | PQ | AN | 2771.281 | 8103203 | no | no |  |  | no |  |  | 1389824.962 | 15477113.105 |  | -1
node_1390280_144_15475944_453 |  |  | PQ | AN | 2771.281 | 8103203 | no | no |  |  | no |  |  | 1390280.144 | 15475944.453 |  | -1
node_1390495_842_15460812_557 |  |  | PQ | AN | 2771.281 | 8103203 | no | no |  |  | no |  |  | 1390495.842 | 15460812.557 |  | -1
node_1390592_181_15475989_965 |  |  | PQ | AN | 2771.281 | 8103203 | no | no |  |  | no |  |  | 1390592.181 | 15475989.965 |  | -1
node_1390751_925_15477153_516 |  |  | PQ | AN | 2771.281 | 8103203 | no | no |  |  | no |  |  | 1390751.925 | 15477153.516 |  | -1
node_1390793_855_15489999_515 |  |  | PQ | AN | 2771.281 | 8103203 | no | no |  |  | no |  |  | 1390793.855 | 15489999.515 |  | -1
node_1390847_33_15463123_755 |  |  | PQ | AN | 2771.281 | 8103203 | no | no |  |  | no |  |  | 1390847.33 | 15463123.755 |  | -1
node_1390899_496_15475338_394 |  |  | PQ | AN | 2771.281 | 8103203 | no | no |  |  | no |  |  | 1390899.496 | 15475338.394 |  | -1
node_1390945_906_15474500_754 |  |  | PQ | AN | 2771.281 | 8103203 | no | no |  |  | no |  |  | 1390945.906 | 15474500.754 |  | -1
node_1390995_642_15474174_683 |  |  | PQ | AN | 2771.281 | 8103203 | no | no |  |  | no |  |  | 1390995.642 | 15474174.683 |  | -1
node_1391058_316_15483438_897 |  |  | PQ | AN | 2771.281 | 8103203 | no | no |  |  | no |  |  | 1391058.316 | 15483438.897 |  | -1
node_1391149_94_15468031_493 |  |  | PQ | AN | 2771.281 | 8103203 | no | no |  |  | no |  |  | 1391149.94 | 15468031.493 |  | -1
node_1391183_806_15481012_653 |  |  | PQ | AN | 2771.281 | 8103203 | no | no |  |  | no |  |  | 1391183.806 | 15481012.653 |  | -1
node_1391227_683_15481949_236 |  |  | PQ | AN | 2771.281 | 8103203 | no | no |  |  | no |  |  | 1391227.683 | 15481949.236 |  | -1
node_1391276_834_15482252_877 |  |  | PQ | AD | 2771.281 | 8103203 | no | no |  |  | no |  |  | 1391276.834 | 15482252.877 |  | -1
node_1391290_234_15481810_176 |  |  | PQ | AN | 2771.281 | 8103203 | no | no |  |  | no |  |  | 1391290.234 | 15481810.176 |  | -1
node_1391368_49_15480618_124 |  |  | PQ | AN | 2771.281 | 8103203 | no | no |  |  | no |  |  | 1391368.49 | 15480618.124 |  | -1
node_1391425_297_15459586_405 |  |  | PQ | AN | 2771.281 | 8103203 | no | no |  |  | no |  |  | 1391425.297 | 15459586.405 |  | -1
node_1391503_198_15484009_147 |  |  | PQ | AN | 2771.281 | 8103203 | no | no |  |  | no |  |  | 1391503.198 | 15484009.147 |  | -1
node_1391534_938_15483130_522 |  |  | PQ | AN | 2771.281 | 8103203 | no | no |  |  | no |  |  | 1391534.938 | 15483130.522 |  | -1
node_1391746_845_15469744_451 |  |  | PQ | AN | 2771.281 | 8103203 | no | no |  |  | no |  |  | 1391746.845 | 15469744.451 |  | -1
node_1391780_883_15469298_806 |  |  | PQ | AN | 2771.281 | 8103203 | no | no |  |  | no |  |  | 1391780.883 | 15469298.806 |  | -1
node_1391782_982_15458537_33 |  |  | PQ | AN | 2771.281 | 8103203 | no | no |  |  | no |  |  | 1391782.982 | 15458537.33 |  | -1
node_1391795_512_15461520_162 |  |  | PQ | AN | 2771.281 | 8103203 | no | no |  |  | no |  |  | 1391795.512 | 15461520.162 |  | -1
node_1391813_919_15483731_738 |  |  | PQ | AN | 2771.281 | 8103203 | no | no |  |  | no |  |  | 1391813.919 | 15483731.738 |  | -1
node_1391841_91_15468331_182 |  |  | PQ | AN | 2771.281 | 8103203 | no | no |  |  | no |  |  | 1391841.91 | 15468331.182 |  | -1
node_1391879_884_15480755_337 |  |  | PQ | AN | 2771.281 | 8103203 | no | no |  |  | no |  |  | 1391879.884 | 15480755.337 |  | -1
node_1391911_79_15480376_521 |  |  | PQ | AN | 2771.281 | 8103203 | no | no |  |  | no |  |  | 1391911.79 | 15480376.521 |  | -1
node_1392337_809_15480536_47 |  |  | PQ | AN | 2771.281 | 8103203 | no | no |  |  | no |  |  | 1392337.809 | 15480536.47 |  | -1
node_1392638_91_15467702_828 |  |  | PQ | AN | 2771.281 | 8103203 | no | no |  |  | no |  |  | 1392638.91 | 15467702.828 |  | -1
node_1392703_676_15450214_518 |  |  | PQ | AN | 2771.281 | 8103203 | no | no |  |  | no |  |  | 1392703.676 | 15450214.518 |  | -1
node_1392818_568_15458433_438 |  |  | PQ | AN | 2771.281 | 8103203 | no | no |  |  | no |  |  | 1392818.568 | 15458433.438 |  | -1
node_1392870_918_15450651_578 |  |  | PQ | AN | 2771.281 | 8103203 | no | no |  |  | no |  |  | 1392870.918 | 15450651.578 |  | -1
node_1393065_273_15477567_87 |  |  | PQ | AN | 2771.281 | 8103203 | no | no |  |  | no |  |  | 1393065.273 | 15477567.87 |  | -1
node_1393193_748_15467420_891 |  |  | PQ | AN | 2771.281 | 8103203 | no | no |  |  | no |  |  | 1393193.748 | 15467420.891 |  | -1
node_1393400_499_15467228_684 |  |  | PQ | AN | 2771.281 | 8103203 | no | no |  |  | no |  |  | 1393400.499 | 15467228.684 |  | -1
node_1393417_274_15450909_36 |  |  | PQ | AN | 2771.281 | 8103203 | no | no |  |  | no |  |  | 1393417.274 | 15450909.36 |  | -1
node_1393619_09_15449906_007 |  |  | PQ | AN | 2771.281 | 8103203 | no | no |  |  | no |  |  | 1393619.09 | 15449906.007 |  | -1
node_1393806_238_15457588_215 |  |  | PQ | AN | 2771.281 | 8103203 | no | no |  |  | no |  |  | 1393806.238 | 15457588.215 |  | -1
node_1393816_5_15485392_281 |  |  | PQ | AN | 2771.281 | 8103203 | no | no |  |  | no |  |  | 1393816.5 | 15485392.281 |  | -1
node_1393829_413_15466944_553 |  |  | PQ | AN | 2771.281 | 8103203 | no | no |  |  | no |  |  | 1393829.413 | 15466944.553 |  | -1
node_1393880_243_15466531_995 |  |  | PQ | AN | 2771.281 | 8103203 | no | no |  |  | no |  |  | 1393880.243 | 15466531.995 |  | -1
node_1393886_514_15481514_465 |  |  | PQ | AN | 2771.281 | 8103203 | no | no |  |  | no |  |  | 1393886.514 | 15481514.465 |  | -1
node_1393958_875_15456016_406 |  |  | PQ | AN | 2771.281 | 8103203 | no | no |  |  | no |  |  | 1393958.875 | 15456016.406 |  | -1
node_1393983_735_15452838_87 |  |  | PQ | AN | 2771.281 | 8103203 | no | no |  |  | no |  |  | 1393983.735 | 15452838.87 |  | -1
node_1394063_821_15457323_029 |  |  | PQ | AN | 2771.281 | 8103203 | no | no |  |  | no |  |  | 1394063.821 | 15457323.029 |  | -1
node_1394076_213_15478912_788 |  |  | PQ | AN | 2771.281 | 8103203 | no | no |  |  | no |  |  | 1394076.213 | 15478912.788 |  | -1
node_1394089_311_15482378_665 |  |  | PQ | AN | 2771.281 | 8103203 | no | no |  |  | no |  |  | 1394089.311 | 15482378.665 |  | -1
node_1394092_251_15478002_242 |  |  | PQ | AN | 2771.281 | 8103203 | no | no |  |  | no |  |  | 1394092.251 | 15478002.242 |  | -1
node_1394181_509_15482931_684 |  |  | PQ | AN | 2771.281 | 8103203 | no | no |  |  | no |  |  | 1394181.509 | 15482931.684 |  | -1
node_1394212_638_15452265_257 |  |  | PQ | AN | 2771.281 | 8103203 | no | no |  |  | no |  |  | 1394212.638 | 15452265.257 |  | -1
node_1394230_497_15481819_442 |  |  | PQ | AN | 2771.281 | 8103203 | no | no |  |  | no |  |  | 1394230.497 | 15481819.442 |  | -1
node_1394242_475_15476478_689 |  |  | PQ | AN | 2771.281 | 8103203 | no | no |  |  | no |  |  | 1394242.475 | 15476478.689 |  | -1
node_1394386_822_15479930_5 |  |  | PQ | AN | 2771.281 | 8103203 | no | no |  |  | no |  |  | 1394386.822 | 15479930.5 |  | -1
node_1394447_941_15465459_107 |  |  | PQ | AN | 2771.281 | 8103203 | no | no |  |  | no |  |  | 1394447.941 | 15465459.107 |  | -1
node_1394820_838_15456731_13 |  |  | PQ | AN | 2771.281 | 8103203 | no | no |  |  | no |  |  | 1394820.838 | 15456731.13 |  | -1
node_1394991_317_15453271_094 |  |  | PQ | ABCN | 2771.281 | 8103203 | no | no |  |  | no |  |  | 1394991.317 | 15453271.094 |  | -1
node_1395020_133_15464485_216 |  |  | PQ | AN | 2771.281 | 8103203 | no | no |  |  | no |  |  | 1395020.133 | 15464485.216 |  | -1
node_1395244_018_15464556_582 |  |  | PQ | AN | 2771.281 | 8103203 | no | no |  |  | no |  |  | 1395244.018 | 15464556.582 |  | -1
node_1395406_38_15453530_304 |  |  | PQ | ABCN | 2771.281 | 8103203 | no | no |  |  | no |  |  | 1395406.38 | 15453530.304 |  | -1
node_1395506_564_15475354_635 |  |  | PQ | AN | 2771.281 | 8103203 | no | no |  |  | no |  |  | 1395506.564 | 15475354.635 |  | -1
node_1395699_12_15453559_829 |  |  | PQ | ABCN | 2771.281 | 8103203 | no | no |  |  | no |  |  | 1395699.12 | 15453559.829 |  | -1
node_1395770_631_15463665_575 |  |  | PQ | AN | 2771.281 | 8103203 | no | no |  |  | no |  |  | 1395770.631 | 15463665.575 |  | -1
node_1395933_836_15465608_227 |  |  | PQ | AN | 2771.281 | 8103203 | no | no |  |  | no |  |  | 1395933.836 | 15465608.227 |  | -1
node_1395937_578_15453690_138 |  |  | PQ | ABCN | 2771.281 | 8103203 | no | no |  |  | no |  |  | 1395937.578 | 15453690.138 |  | -1
node_1396167_388_15453632_257 |  |  | PQ | ABCN | 2771.281 | 8103203 | no | no |  |  | no |  |  | 1396167.388 | 15453632.257 |  | -1
node_1396212_711_15464947_829 |  |  | PQ | AN | 2771.281 | 8103203 | no | no |  |  | no |  |  | 1396212.711 | 15464947.829 |  | -1
node_1396396_745_15454000_601 |  |  | PQ | ABCN | 2771.281 | 8103203 | no | no |  |  | no |  |  | 1396396.745 | 15454000.601 |  | -1
node_1396403_708_15454251_265 |  |  | PQ | ABCN | 2771.281 | 8103203 | no | no |  |  | no |  |  | 1396403.708 | 15454251.265 |  | -1
node_1396421_388_15453648_884 |  |  | PQ | ABCN | 2771.281 | 8103203 | no | no |  |  | no |  |  | 1396421.388 | 15453648.884 |  | -1
node_1396454_893_15455283_487 |  |  | PQ | AN | 2771.281 | 8103203 | no | no |  |  | no |  |  | 1396454.893 | 15455283.487 |  | -1
node_1396480_59_15462788_596 |  |  | PQ | AN | 2771.281 | 8103203 | no | no |  |  | no |  |  | 1396480.59 | 15462788.596 |  | -1
node_1396520_688_15455601_438 |  |  | PQ | AN | 2771.281 | 8103203 | no | no |  |  | no |  |  | 1396520.688 | 15455601.438 |  | -1
node_1396635_95_15453648_999 |  |  | PQ | ABCN | 2771.281 | 8103203 | no | no |  |  | no |  |  | 1396635.95 | 15453648.999 |  | -1
node_1396672_932_15464451_022 |  |  | PQ | AN | 2771.281 | 8103203 | no | no |  |  | no |  |  | 1396672.932 | 15464451.022 |  | -1
node_1396692_874_15453800_08 |  |  | PQ | ABCN | 2771.281 | 8103203 | no | no |  |  | no |  |  | 1396692.874 | 15453800.08 |  | -1
node_1396815_153_15455438_564 |  |  | PQ | ABCN | 2771.281 | 8103203 | no | no |  |  | no |  |  | 1396815.153 | 15455438.564 |  | -1
node_1396854_957_15455248_465 |  |  | PQ | ABCN | 2771.281 | 8103203 | no | no |  |  | no |  |  | 1396854.957 | 15455248.465 |  | -1
node_1396919_195_15476232_783 |  |  | PQ | AN | 2771.281 | 8103203 | no | no |  |  | no |  |  | 1396919.195 | 15476232.783 |  | -1
node_1397063_07_15455449_229 |  |  | PQ | ABCN | 2771.281 | 8103203 | no | no |  |  | no |  |  | 1397063.07 | 15455449.229 |  | -1
node_1397123_865_15462155_356 |  |  | PQ | AN | 2771.281 | 8103203 | no | no |  |  | no |  |  | 1397123.865 | 15462155.356 |  | -1
node_1397142_116_15462185_658 |  |  | PQ | AN | 2771.281 | 8103203 | no | no |  |  | no |  |  | 1397142.116 | 15462185.658 |  | -1
node_1397160_775_15453689_069 |  |  | PQ | ABCN | 2771.281 | 8103203 | no | no |  |  | no |  |  | 1397160.775 | 15453689.069 |  | -1
node_1397166_656_15455839_168 |  |  | PQ | ABCN | 2771.281 | 8103203 | no | no |  |  | no |  |  | 1397166.656 | 15455839.168 |  | -1
node_1397193_703_15457396_66 |  |  | PQ | AN | 2771.281 | 8103203 | no | no |  |  | no |  |  | 1397193.703 | 15457396.66 |  | -1
node_1397220_814_15483844_233 |  |  | PQ | AN | 2771.281 | 8103203 | no | no |  |  | no |  |  | 1397220.814 | 15483844.233 |  | -1
node_1397245_224_15454631_662 |  |  | PQ | ABCN | 2771.281 | 8103203 | no | no |  |  | no |  |  | 1397245.224 | 15454631.662 |  | -1
node_1397265_397_15475466_895 |  |  | PQ | AN | 2771.281 | 8103203 | no | no |  |  | no |  |  | 1397265.397 | 15475466.895 |  | -1
node_1397298_364_15456295_771 |  |  | PQ | ABCN | 2771.281 | 8103203 | no | no |  |  | no |  |  | 1397298.364 | 15456295.771 |  | -1
node_1397346_719_15456496_881 |  |  | PQ | ABCN | 2771.281 | 8103203 | no | no |  |  | no |  |  | 1397346.719 | 15456496.881 |  | -1
node_1397375_716_15475083_945 |  |  | PQ | AN | 2771.281 | 8103203 | no | no |  |  | no |  |  | 1397375.716 | 15475083.945 |  | -1
node_1397432_755_15453819_081 |  |  | PQ | ABCN | 2771.281 | 8103203 | no | no |  |  | no |  |  | 1397432.755 | 15453819.081 |  | -1
node_1397434_171_15453840_77 |  |  | PQ | ABCN | 2771.281 | 8103203 | no | no |  |  | no |  |  | 1397434.171 | 15453840.77 |  | -1
node_1397436_921_15453863_966 |  |  | PQ | ABCN | 2771.281 | 8103203 | no | no |  |  | no |  |  | 1397436.921 | 15453863.966 |  | -1
node_1397457_971_15456677_85 |  |  | PQ | ABCN | 2771.281 | 8103203 | no | no |  |  | no |  |  | 1397457.971 | 15456677.85 |  | -1
node_1397483_319_15454312_843 |  |  | PQ | ABCN | 2771.281 | 8103203 | no | no |  |  | no |  |  | 1397483.319 | 15454312.843 |  | -1
node_1397489_224_15457114_676 |  |  | PQ | ABCN | 2771.281 | 8103203 | no | no |  |  | no |  |  | 1397489.224 | 15457114.676 |  | -1
node_1397498_503_15454296_019 |  |  | PQ | ABCN | 2771.281 | 8103203 | no | no |  |  | no |  |  | 1397498.503 | 15454296.019 |  | -1
node_1397653_672_15473518_551 |  |  | PQ | AN | 2771.281 | 8103203 | no | no |  |  | no |  |  | 1397653.672 | 15473518.551 |  | -1
node_1397658_297_15469858_821 |  |  | PQ | AN | 2771.281 | 8103203 | no | no |  |  | no |  |  | 1397658.297 | 15469858.821 |  | -1
node_1397725_254_15479524_965 |  |  | PQ | AN | 2771.281 | 8103203 | no | no |  |  | no |  |  | 1397725.254 | 15479524.965 |  | -1
node_1397733_987_15453657_566 |  |  | PQ | ABCN | 2771.281 | 8103203 | no | no |  |  | no |  |  | 1397733.987 | 15453657.566 |  | -1
node_1397762_441_15460691_708 |  |  | PQ | AN | 2771.281 | 8103203 | no | no |  |  | no |  |  | 1397762.441 | 15460691.708 |  | -1
node_1397763_104_15472379_773 |  |  | PQ | AN | 2771.281 | 8103203 | no | no |  |  | no |  |  | 1397763.104 | 15472379.773 |  | -1
node_1397785_58_15470515_74 |  |  | PQ | AN | 2771.281 | 8103203 | no | no |  |  | no |  |  | 1397785.58 | 15470515.74 |  | -1
node_1397829_783_15482810_77 |  |  | PQ | AN | 2771.281 | 8103203 | no | no |  |  | no |  |  | 1397829.783 | 15482810.77 |  | -1
node_1397835_285_15468939_969 |  |  | PQ | AN | 2771.281 | 8103203 | no | no |  |  | no |  |  | 1397835.285 | 15468939.969 |  | -1
node_1397875_747_15471109_952 |  |  | PQ | AN | 2771.281 | 8103203 | no | no |  |  | no |  |  | 1397875.747 | 15471109.952 |  | -1
node_1397877_159_15457678_942 |  |  | PQ | ABCN | 2771.281 | 8103203 | no | no |  |  | no |  |  | 1397877.159 | 15457678.942 |  | -1
node_1397912_937_15474035_949 |  |  | PQ | ABCN | 0 | 8103203 | no | no |  |  | no |  |  | 1397912.937 | 15474035.949 |  | -1
node_1397913_777_15468679_337 |  |  | PQ | AN | 2771.281 | 8103203 | no | no |  |  | no |  |  | 1397913.777 | 15468679.337 |  | -1
node_1397966_839_15455130_629 |  |  | PQ | AN | 2771.281 | 8103203 | no | no |  |  | no |  |  | 1397966.839 | 15455130.629 |  | -1
node_1397985_259_15462233_552 |  |  | PQ | AN | 2771.281 | 8103203 | no | no |  |  | no |  |  | 1397985.259 | 15462233.552 |  | -1
node_1398031_483_15455769_89 |  |  | PQ | AN | 2771.281 | 8103203 | no | no |  |  | no |  |  | 1398031.483 | 15455769.89 |  | -1
node_1398072_083_15468152_096 |  |  | PQ | AN | 2771.281 | 8103203 | no | no |  |  | no |  |  | 1398072.083 | 15468152.096 |  | -1
node_1398078_551_15453734_696 |  |  | PQ | ABCN | 2771.281 | 8103203 | no | no |  |  | no |  |  | 1398078.551 | 15453734.696 |  | -1
node_1398169_869_15458344_7 |  |  | PQ | AN | 2771.281 | 8103203 | no | no |  |  | no |  |  | 1398169.869 | 15458344.7 |  | -1
node_1398171_087_15463149_293 |  |  | PQ | AN | 2771.281 | 8103203 | no | no |  |  | no |  |  | 1398171.087 | 15463149.293 |  | -1
node_1398224_031_15455611_911 |  |  | PQ | AN | 2771.281 | 8103203 | no | no |  |  | no |  |  | 1398224.031 | 15455611.911 |  | -1
node_1398225_551_15454975_089 |  |  | PQ | AN | 2771.281 | 8103203 | no | no |  |  | no |  |  | 1398225.551 | 15454975.089 |  | -1
node_1398253_248_15455090_622 |  |  | PQ | AN | 2771.281 | 8103203 | no | no |  |  | no |  |  | 1398253.248 | 15455090.622 |  | -1
node_1398257_662_15460139_971 |  |  | PQ | AN | 2771.281 | 8103203 | no | no |  |  | no |  |  | 1398257.662 | 15460139.971 |  | -1
node_1398269_338_15455389_198 |  |  | PQ | AN | 2771.281 | 8103203 | no | no |  |  | no |  |  | 1398269.338 | 15455389.198 |  | -1
node_1398349_106_15467042_557 |  |  | PQ | AN | 2771.281 | 8103203 | no | no |  |  | no |  |  | 1398349.106 | 15467042.557 |  | -1
node_1398412_542_15455179_8 |  |  | PQ | AN | 2771.281 | 8103203 | no | no |  |  | no |  |  | 1398412.542 | 15455179.8 |  | -1
node_1398441_436_15465982_225 |  |  | PQ | AN | 2771.281 | 8103203 | no | no |  |  | no |  |  | 1398441.436 | 15465982.225 |  | -1
node_1398502_529_15465094_115 |  |  | PQ | AN | 2771.281 | 8103203 | no | no |  |  | no |  |  | 1398502.529 | 15465094.115 |  | -1
node_1398507_291_15453735_673 |  |  | PQ | ABCN | 2771.281 | 8103203 | no | no |  |  | no |  |  | 1398507.291 | 15453735.673 |  | -1
node_1398515_066_15464899_402 |  |  | PQ | AN | 2771.281 | 8103203 | no | no |  |  | no |  |  | 1398515.066 | 15464899.402 |  | -1
node_1398525_864_15453744_69 |  |  | PQ | ABCN | 2771.281 | 8103203 | no | no |  |  | no |  |  | 1398525.864 | 15453744.69 |  | -1
node_1398539_714_15464558_577 |  |  | PQ | AN | 2771.281 | 8103203 | no | no |  |  | no |  |  | 1398539.714 | 15464558.577 |  | -1
node_1398549_254_15454121_66 |  |  | PQ | AN | 2771.281 | 8103203 | no | no |  |  | no |  |  | 1398549.254 | 15454121.66 |  | -1
node_1398562_719_15464227_057 |  |  | PQ | AN | 2771.281 | 8103203 | no | no |  |  | no |  |  | 1398562.719 | 15464227.057 |  | -1
node_1398606_325_15453823_419 |  |  | PQ | ABCN | 2771.281 | 8103203 | no | no |  |  | no |  |  | 1398606.325 | 15453823.419 |  | -1
node_1398825_148_15452386_354 |  |  | PQ | AN | 2771.281 | 8103203 | no | no |  |  | no |  |  | 1398825.148 | 15452386.354 |  | -1
node_1398837_808_15454463_141 |  |  | PQ | ABCN | 2771.281 | 8103203 | no | no |  |  | no |  |  | 1398837.808 | 15454463.141 |  | -1
node_1398903_587_15454189_147 |  |  | PQ | ABCN | 2771.281 | 8103203 | no | no |  |  | no |  |  | 1398903.587 | 15454189.147 |  | -1
node_1398911_377_15454213_672 |  |  | PQ | ABCN | 2771.281 | 8103203 | no | no |  |  | no |  |  | 1398911.377 | 15454213.672 |  | -1
node_1398923_583_15454234_677 |  |  | PQ | ABCN | 2771.281 | 8103203 | no | no |  |  | no |  |  | 1398923.583 | 15454234.677 |  | -1
node_1398948_236_15462234_515 |  |  | PQ | AN | 2771.281 | 8103203 | no | no |  |  | no |  |  | 1398948.236 | 15462234.515 |  | -1
node_1398950_301_15453112_497 |  |  | PQ | AN | 2771.281 | 8103203 | no | no |  |  | no |  |  | 1398950.301 | 15453112.497 |  | -1
node_1399029_234_15453611_159 |  |  | PQ | AN | 2771.281 | 8103203 | no | no |  |  | no |  |  | 1399029.234 | 15453611.159 |  | -1
node_1399126_94_15453777_07 |  |  | PQ | AN | 2771.281 | 8103203 | no | no |  |  | no |  |  | 1399126.94 | 15453777.07 |  | -1
node_1399140_73_15454598_231 |  |  | PQ | AN | 2771.281 | 8103203 | no | no |  |  | no |  |  | 1399140.73 | 15454598.231 |  | -1
node_1399146_762_15462243_683 |  |  | PQ | AN | 2771.281 | 8103203 | no | no |  |  | no |  |  | 1399146.762 | 15462243.683 |  | -1
node_1399173_724_15454108_465 |  |  | PQ | ABCN | 2771.281 | 8103203 | no | no |  |  | no |  |  | 1399173.724 | 15454108.465 |  | -1
node_1399181_68_15453932_639 |  |  | PQ | ABCN | 2771.281 | 8103203 | no | no |  |  | no |  |  | 1399181.68 | 15453932.639 |  | -1
node_1399188_244_15454275_025 |  |  | PQ | ABCN | 2771.281 | 8103203 | no | no |  |  | no |  |  | 1399188.244 | 15454275.025 |  | -1
node_1399191_96_15459529_602 |  |  | PQ | ABCN | 2771.281 | 8103203 | no | no |  |  | no |  |  | 1399191.96 | 15459529.602 |  | -1
node_1399277_438_15455271_676 |  |  | PQ | AN | 2771.281 | 8103203 | no | no |  |  | no |  |  | 1399277.438 | 15455271.676 |  | -1
node_1399340_574_15459714_485 |  |  | PQ | ABCN | 2771.281 | 8103203 | no | no |  |  | no |  |  | 1399340.574 | 15459714.485 |  | -1
node_1399371_483_15462991_862 |  |  | PQ | AN | 2771.281 | 8103203 | no | no |  |  | no |  |  | 1399371.483 | 15462991.862 |  | -1
node_1399404_315_15456307_197 |  |  | PQ | AN | 2771.281 | 8103203 | no | no |  |  | no |  |  | 1399404.315 | 15456307.197 |  | -1
node_1399440_758_15456749_345 |  |  | PQ | AN | 2771.281 | 8103203 | no | no |  |  | no |  |  | 1399440.758 | 15456749.345 |  | -1
node_1399447_629_15459949_825 |  |  | PQ | ABCN | 2771.281 | 8103203 | no | no |  |  | no |  |  | 1399447.629 | 15459949.825 |  | -1
node_1399586_905_15489227_093 |  |  | PQ | AN | 2771.281 | 8103203 | no | no |  |  | no |  |  | 1399586.905 | 15489227.093 |  | -1
node_1399656_335_15463052_328 |  |  | PQ | AN | 2771.281 | 8103203 | no | no |  |  | no |  |  | 1399656.335 | 15463052.328 |  | -1
node_1399804_49_15462931_41 |  |  | PQ | ABCN | 2771.281 | 8103203 | no | no |  |  | no |  |  | 1399804.49 | 15462931.41 |  | -1
node_1399892_492_15460330_869 |  |  | PQ | AN | 2771.281 | 8103203 | no | no |  |  | no |  |  | 1399892.492 | 15460330.869 |  | -1
node_1399905_412_15462360_684 |  |  | PQ | ABCN | 2771.281 | 8103203 | no | no |  |  | no |  |  | 1399905.412 | 15462360.684 |  | -1
node_1399949_827_15461774_657 |  |  | PQ | ABCN | 2771.281 | 8103203 | no | no |  |  | no |  |  | 1399949.827 | 15461774.657 |  | -1
node_1399965_934_15462684_587 |  |  | PQ | ABCN | 2771.281 | 8103203 | no | no |  |  | no |  |  | 1399965.934 | 15462684.587 |  | -1
node_1399971_376_15462659_043 |  |  | PQ | ABCN | 2771.281 | 8103203 | no | no |  |  | no |  |  | 1399971.376 | 15462659.043 |  | -1
node_1399975_273_15461396_123 |  |  | PQ | ABCN | 2771.281 | 8103203 | no | no |  |  | no |  |  | 1399975.273 | 15461396.123 |  | -1
node_1399985_441_15456953_526 |  |  | PQ | AN | 2771.281 | 8103203 | no | no |  |  | no |  |  | 1399985.441 | 15456953.526 |  | -1
node_1400346_274_15462779_217 |  |  | PQ | AN | 2771.281 | 8103203 | no | no |  |  | no |  |  | 1400346.274 | 15462779.217 |  | -1
node_1400391_321_15462220_206 |  |  | PQ | ABCN | 2771.281 | 8103203 | no | no |  |  | no |  |  | 1400391.321 | 15462220.206 |  | -1
node_1400402_132_15487852_91 |  |  | PQ | AN | 2771.281 | 8103203 | no | no |  |  | no |  |  | 1400402.132 | 15487852.91 |  | -1
node_1400441_608_15458057_241 |  |  | PQ | AN | 2771.281 | 8103203 | no | no |  |  | no |  |  | 1400441.608 | 15458057.241 |  | -1
node_1400649_842_15463367_672 |  |  | PQ | ABCN | 2771.281 | 8103203 | no | no |  |  | no |  |  | 1400649.842 | 15463367.672 |  | -1
node_1401037_343_15462219_489 |  |  | PQ | AN | 2771.281 | 8103203 | no | no |  |  | no |  |  | 1401037.343 | 15462219.489 |  | -1
node_1401211_889_15463631_508 |  |  | PQ | ABCN | 2771.281 | 8103203 | no | no |  |  | no |  |  | 1401211.889 | 15463631.508 |  | -1
node_1401321_242_15487810_409 |  |  | PQ | AN | 2771.281 | 8103203 | no | no |  |  | no |  |  | 1401321.242 | 15487810.409 |  | -1
node_1401359_704_15479735_534 |  |  | PQ | AN | 2771.281 | 8103203 | no | no |  |  | no |  |  | 1401359.704 | 15479735.534 |  | -1
node_1401392_931_15481333_725 |  |  | PQ | AN | 2771.281 | 8103203 | no | no |  |  | no |  |  | 1401392.931 | 15481333.725 |  | -1
node_1401440_953_15481600_984 |  |  | PQ | AN | 2771.281 | 8103203 | no | no |  |  | no |  |  | 1401440.953 | 15481600.984 |  | -1
node_1401442_573_15463334_761 |  |  | PQ | AN | 2771.281 | 8103203 | no | no |  |  | no |  |  | 1401442.573 | 15463334.761 |  | -1
node_1401447_703_15462241_588 |  |  | PQ | AN | 2771.281 | 8103203 | no | no |  |  | no |  |  | 1401447.703 | 15462241.588 |  | -1
node_1401494_41_15459472_147 |  |  | PQ | AN | 2771.281 | 8103203 | no | no |  |  | no |  |  | 1401494.41 | 15459472.147 |  | -1
node_1401621_096_15463606_204 |  |  | PQ | AN | 2771.281 | 8103203 | no | no |  |  | no |  |  | 1401621.096 | 15463606.204 |  | -1
node_1401675_207_15477817_409 |  |  | PQ | AN | 2771.281 | 8103203 | no | no |  |  | no |  |  | 1401675.207 | 15477817.409 |  | -1
node_1401698_489_15478230_398 |  |  | PQ | AN | 2771.281 | 8103203 | no | no |  |  | no |  |  | 1401698.489 | 15478230.398 |  | -1
node_1401729_592_15482741_932 |  |  | PQ | AN | 2771.281 | 8103203 | no | no |  |  | no |  |  | 1401729.592 | 15482741.932 |  | -1
node_1401799_3_15484071_609 |  |  | PQ | AN | 2771.281 | 8103203 | no | no |  |  | no |  |  | 1401799.3 | 15484071.609 |  | -1
node_1401820_811_15483521_873 |  |  | PQ | AN | 2771.281 | 8103203 | no | no |  |  | no |  |  | 1401820.811 | 15483521.873 |  | -1
node_1401884_279_15483289_759 |  |  | PQ | AN | 2771.281 | 8103203 | no | no |  |  | no |  |  | 1401884.279 | 15483289.759 |  | -1
node_1401927_075_15487558_287 |  |  | PQ | AN | 2771.281 | 8103203 | no | no |  |  | no |  |  | 1401927.075 | 15487558.287 |  | -1
node_1402063_506_15476163_837 |  |  | PQ | AN | 2771.281 | 8103203 | no | no |  |  | no |  |  | 1402063.506 | 15476163.837 |  | -1
node_1402319_889_15464245_431 |  |  | PQ | ABCD | 2771.281 | 8103203 | no | no |  |  | no |  |  | 1402319.889 | 15464245.431 |  | -1
node_1402344_546_15475454_706 |  |  | PQ | AN | 2771.281 | 8103203 | no | no |  |  | no |  |  | 1402344.546 | 15475454.706 |  | -1
node_1402380_632_15487327_583 |  |  | PQ | AN | 2771.281 | 8103203 | no | no |  |  | no |  |  | 1402380.632 | 15487327.583 |  | -1
node_1402392_73_15485814_125 |  |  | PQ | AN | 2771.281 | 8103203 | no | no |  |  | no |  |  | 1402392.73 | 15485814.125 |  | -1
node_1402464_506_15486586_572 |  |  | PQ | AN | 2771.281 | 8103203 | no | no |  |  | no |  |  | 1402464.506 | 15486586.572 |  | -1
node_1402524_336_15486059_033 |  |  | PQ | AN | 2771.281 | 8103203 | no | no |  |  | no |  |  | 1402524.336 | 15486059.033 |  | -1
node_1402610_423_15459899_836 |  |  | PQ | AN | 2771.281 | 8103203 | no | no |  |  | no |  |  | 1402610.423 | 15459899.836 |  | -1
node_1402619_435_15486866_574 |  |  | PQ | AN | 2771.281 | 8103203 | no | no |  |  | no |  |  | 1402619.435 | 15486866.574 |  | -1
node_1402655_295_15488069_569 |  |  | PQ | AN | 2771.281 | 8103203 | no | no |  |  | no |  |  | 1402655.295 | 15488069.569 |  | -1
node_1402732_129_15487469_559 |  |  | PQ | AN | 2771.281 | 8103203 | no | no |  |  | no |  |  | 1402732.129 | 15487469.559 |  | -1
node_1402833_696_15487138_358 |  |  | PQ | AN | 2771.281 | 8103203 | no | no |  |  | no |  |  | 1402833.696 | 15487138.358 |  | -1
node_1402836_984_15464771_789 |  |  | PQ | ABCN | 2771.281 | 8103203 | no | no |  |  | no |  |  | 1402836.984 | 15464771.789 |  | -1
node_1402911_378_15462609_158 |  |  | PQ | AN | 2771.281 | 8103203 | no | no |  |  | no |  |  | 1402911.378 | 15462609.158 |  | -1
node_1402969_136_15460119_331 |  |  | PQ | AN | 2771.281 | 8103203 | no | no |  |  | no |  |  | 1402969.136 | 15460119.331 |  | -1
node_1402993_832_15466827_892 |  |  | PQ | AN | 2771.281 | 8103203 | no | no |  |  | no |  |  | 1402993.832 | 15466827.892 |  | -1
node_1403043_692_15488174_631 |  |  | PQ | AN | 2771.281 | 8103203 | no | no |  |  | no |  |  | 1403043.692 | 15488174.631 |  | -1
node_1403059_12_15487180_003 |  |  | PQ | AN | 2771.281 | 8103203 | no | no |  |  | no |  |  | 1403059.12 | 15487180.003 |  | -1
node_1403117_044_15488407_431 |  |  | PQ | AN | 2771.281 | 8103203 | no | no |  |  | no |  |  | 1403117.044 | 15488407.431 |  | -1
node_1403281_508_15482702_768 |  |  | PQ | AN | 2771.281 | 8103203 | no | no |  |  | no |  |  | 1403281.508 | 15482702.768 |  | -1
node_1403395_999_15466108_963 |  |  | PQ | AN | 2771.281 | 8103203 | no | no |  |  | no |  |  | 1403395.999 | 15466108.963 |  | -1
node_1403436_158_15462562_874 |  |  | PQ | AN | 2771.281 | 8103203 | no | no |  |  | no |  |  | 1403436.158 | 15462562.874 |  | -1
node_1403622_367_15467333_719 |  |  | PQ | AN | 2771.281 | 8103203 | no | no |  |  | no |  |  | 1403622.367 | 15467333.719 |  | -1
node_1403633_063_15464100_21 |  |  | PQ | AN | 2771.281 | 8103203 | no | no |  |  | no |  |  | 1403633.063 | 15464100.21 |  | -1
node_1403645_169_15468083_254 |  |  | PQ | AN | 2771.281 | 8103203 | no | no |  |  | no |  |  | 1403645.169 | 15468083.254 |  | -1
node_1403741_067_15486849_854 |  |  | PQ | AN | 2771.281 | 8103203 | no | no |  |  | no |  |  | 1403741.067 | 15486849.854 |  | -1
node_1403784_666_15469019_626 |  |  | PQ | AN | 2771.281 | 8103203 | no | no |  |  | no |  |  | 1403784.666 | 15469019.626 |  | -1
node_1403797_37_15471620_227 |  |  | PQ | AN | 2771.281 | 8103203 | no | no |  |  | no |  |  | 1403797.37 | 15471620.227 |  | -1
node_1403832_003_15471253_82 |  |  | PQ | AN | 2771.281 | 8103203 | no | no |  |  | no |  |  | 1403832.003 | 15471253.82 |  | -1
node_1403838_671_15470361_622 |  |  | PQ | AN | 2771.281 | 8103203 | no | no |  |  | no |  |  | 1403838.671 | 15470361.622 |  | -1
node_1403915_936_15479261_792 |  |  | PQ | AN | 2771.281 | 8103203 | no | no |  |  | no |  |  | 1403915.936 | 15479261.792 |  | -1
node_1404149_388_15474499_089 |  |  | PQ | AN | 2771.281 | 8103203 | no | no |  |  | no |  |  | 1404149.388 | 15474499.089 |  | -1
node_1404153_959_15478981_623 |  |  | PQ | AN | 2771.281 | 8103203 | no | no |  |  | no |  |  | 1404153.959 | 15478981.623 |  | -1
node_1404275_77_15481094_258 |  |  | PQ | AN | 2771.281 | 8103203 | no | no |  |  | no |  |  | 1404275.77 | 15481094.258 |  | -1
node_1404403_262_15480317_009 |  |  | PQ | AN | 2771.281 | 8103203 | no | no |  |  | no |  |  | 1404403.262 | 15480317.009 |  | -1
node_1404410_114_15479685_433 |  |  | PQ | AN | 2771.281 | 8103203 | no | no |  |  | no |  |  | 1404410.114 | 15479685.433 |  | -1
node_1404428_618_15477353_924 |  |  | PQ | AN | 2771.281 | 8103203 | no | no |  |  | no |  |  | 1404428.618 | 15477353.924 |  | -1
node_1404600_761_15484936_52 |  |  | PQ | AN | 2771.281 | 8103203 | no | no |  |  | no |  |  | 1404600.761 | 15484936.52 |  | -1
node_1404614_733_15461592_365 |  |  | PQ | AN | 2771.281 | 8103203 | no | no |  |  | no |  |  | 1404614.733 | 15461592.365 |  | -1
node_1404656_951_15475636_57 |  |  | PQ | AN | 2771.281 | 8103203 | no | no |  |  | no |  |  | 1404656.951 | 15475636.57 |  | -1
node_1404964_811_15473886_136 |  |  | PQ | AN | 2771.281 | 8103203 | no | no |  |  | no |  |  | 1404964.811 | 15473886.136 |  | -1
node_1405039_484_15462178_229 |  |  | PQ | AN | 2771.281 | 8103203 | no | no |  |  | no |  |  | 1405039.484 | 15462178.229 |  | -1
node_1405047_644_15486970_434 |  |  | PQ | AN | 2771.281 | 8103203 | no | no |  |  | no |  |  | 1405047.644 | 15486970.434 |  | -1
node_1405090_799_15462506_643 |  |  | PQ | AN | 2771.281 | 8103203 | no | no |  |  | no |  |  | 1405090.799 | 15462506.643 |  | -1
node_1405111_684_15487219_551 |  |  | PQ | AN | 2771.281 | 8103203 | no | no |  |  | no |  |  | 1405111.684 | 15487219.551 |  | -1
node_1405247_942_15487397_146 |  |  | PQ | AD | 2771.281 | 8103203 | no | no |  |  | no |  |  | 1405247.942 | 15487397.146 |  | -1
node_1405311_992_15473160_942 |  |  | PQ | AN | 2771.281 | 8103203 | no | no |  |  | no |  |  | 1405311.992 | 15473160.942 |  | -1
node_1405316_353_15472428_509 |  |  | PQ | AN | 2771.281 | 8103203 | no | no |  |  | no |  |  | 1405316.353 | 15472428.509 |  | -1
node_1405339_724_15463068_851 |  |  | PQ | AN | 2771.281 | 8103203 | no | no |  |  | no |  |  | 1405339.724 | 15463068.851 |  | -1
node_1405379_577_15487582_048 |  |  | PQ | AN | 2771.281 | 8103203 | no | no |  |  | no |  |  | 1405379.577 | 15487582.048 |  | -1
node_1405410_377_15463319_443 |  |  | PQ | AN | 2771.281 | 8103203 | no | no |  |  | no |  |  | 1405410.377 | 15463319.443 |  | -1
node_1405494_675_15464480_676 |  |  | PQ | AN | 2771.281 | 8103203 | no | no |  |  | no |  |  | 1405494.675 | 15464480.676 |  | -1
node_1405495_745_15463885_572 |  |  | PQ | AN | 2771.281 | 8103203 | no | no |  |  | no |  |  | 1405495.745 | 15463885.572 |  | -1
node_1405532_125_15463581_109 |  |  | PQ | AN | 2771.281 | 8103203 | no | no |  |  | no |  |  | 1405532.125 | 15463581.109 |  | -1
node_1405637_447_15463888_3 |  |  | PQ | AN | 2771.281 | 8103203 | no | no |  |  | no |  |  | 1405637.447 | 15463888.3 |  | -1
node_1405648_995_15466959_542 |  |  | PQ | ABCN | 2771.281 | 8103203 | no | no |  |  | no |  |  | 1405648.995 | 15466959.542 |  | -1
node_1405688_801_15488281_527 |  |  | PQ | AN | 2771.281 | 8103203 | no | no |  |  | no |  |  | 1405688.801 | 15488281.527 |  | -1
node_1405845_854_15488460_259 |  |  | PQ | AN | 2771.281 | 8103203 | no | no |  |  | no |  |  | 1405845.854 | 15488460.259 |  | -1
node_1405932_22_15470840_251 |  |  | PQ | AN | 2771.281 | 8103203 | no | no |  |  | no |  |  | 1405932.22 | 15470840.251 |  | -1
node_1406055_39_15482655_435 |  |  | PQ | AN | 2771.281 | 8103203 | no | no |  |  | no |  |  | 1406055.39 | 15482655.435 |  | -1
node_1406118_35_15483192_614 |  |  | PQ | AN | 2771.281 | 8103203 | no | no |  |  | no |  |  | 1406118.35 | 15483192.614 |  | -1
node_1406142_347_15467354_391 |  |  | PQ | AN | 2771.281 | 8103203 | no | no |  |  | no |  |  | 1406142.347 | 15467354.391 |  | -1
node_1406170_998_15480416_3 |  |  | PQ | AN | 2771.281 | 8103203 | no | no |  |  | no |  |  | 1406170.998 | 15480416.3 |  | -1
node_1406184_513_15482213_806 |  |  | PQ | AN | 2771.281 | 8103203 | no | no |  |  | no |  |  | 1406184.513 | 15482213.806 |  | -1
node_1406244_572_15479083_973 |  |  | PQ | AN | 2771.281 | 8103203 | no | no |  |  | no |  |  | 1406244.572 | 15479083.973 |  | -1
node_1406262_175_15480841_149 |  |  | PQ | AN | 2771.281 | 8103203 | no | no |  |  | no |  |  | 1406262.175 | 15480841.149 |  | -1
node_1406292_443_15479487_933 |  |  | PQ | AN | 2771.281 | 8103203 | no | no |  |  | no |  |  | 1406292.443 | 15479487.933 |  | -1
node_1406434_401_15467648_134 |  |  | PQ | AN | 2771.281 | 8103203 | no | no |  |  | no |  |  | 1406434.401 | 15467648.134 |  | -1
node_1406625_791_15478471_074 |  |  | PQ | AN | 2771.281 | 8103203 | no | no |  |  | no |  |  | 1406625.791 | 15478471.074 |  | -1
node_1406726_778_15467297_592 |  |  | PQ | ABCN | 2771.281 | 8103203 | no | no |  |  | no |  |  | 1406726.778 | 15467297.592 |  | -1
node_1406730_539_15467931_001 |  |  | PQ | AN | 2771.281 | 8103203 | no | no |  |  | no |  |  | 1406730.539 | 15467931.001 |  | -1
node_1406935_78_15477975_397 |  |  | PQ | AN | 2771.281 | 8103203 | no | no |  |  | no |  |  | 1406935.78 | 15477975.397 |  | -1
node_1407191_237_15467983_855 |  |  | PQ | AN | 2771.281 | 8103203 | no | no |  |  | no |  |  | 1407191.237 | 15467983.855 |  | -1
node_1407220_195_15469319_068 |  |  | PQ | AN | 2771.281 | 8103203 | no | no |  |  | no |  |  | 1407220.195 | 15469319.068 |  | -1
node_1407273_316_15469075_808 |  |  | PQ | AN | 2771.281 | 8103203 | no | no |  |  | no |  |  | 1407273.316 | 15469075.808 |  | -1
node_1407355_561_15467374_294 |  |  | PQ | ABCN | 2771.281 | 8103203 | no | no |  |  | no |  |  | 1407355.561 | 15467374.294 |  | -1
node_1407368_281_15467991_167 |  |  | PQ | AN | 2771.281 | 8103203 | no | no |  |  | no |  |  | 1407368.281 | 15467991.167 |  | -1
node_1407372_487_15469445_424 |  |  | PQ | AN | 2771.281 | 8103203 | no | no |  |  | no |  |  | 1407372.487 | 15469445.424 |  | -1
node_1407422_889_15476387_258 |  |  | PQ | AN | 2771.281 | 8103203 | no | no |  |  | no |  |  | 1407422.889 | 15476387.258 |  | -1
node_1407617_783_15468397_939 |  |  | PQ | AN | 2771.281 | 8103203 | no | no |  |  | no |  |  | 1407617.783 | 15468397.939 |  | -1
node_1407647_916_15467943_465 |  |  | PQ | AN | 2771.281 | 8103203 | no | no |  |  | no |  |  | 1407647.916 | 15467943.465 |  | -1
node_1407648_231_15468918_149 |  |  | PQ | AN | 2771.281 | 8103203 | no | no |  |  | no |  |  | 1407648.231 | 15468918.149 |  | -1
node_1407660_895_15470639_302 |  |  | PQ | AN | 2771.281 | 8103203 | no | no |  |  | no |  |  | 1407660.895 | 15470639.302 |  | -1
node_1407842_188_15467609_032 |  |  | PQ | AN | 2771.281 | 8103203 | no | no |  |  | no |  |  | 1407842.188 | 15467609.032 |  | -1
node_1407902_555_15471017_024 |  |  | PQ | AN | 2771.281 | 8103203 | no | no |  |  | no |  |  | 1407902.555 | 15471017.024 |  | -1
node_1407935_679_15467048_722 |  |  | PQ | AN | 2771.281 | 8103203 | no | no |  |  | no |  |  | 1407935.679 | 15467048.722 |  | -1
node_1408002_89_15467238_31 |  |  | PQ | AN | 2771.281 | 8103203 | no | no |  |  | no |  |  | 1408002.89 | 15467238.31 |  | -1
node_1408040_019_15467483_05 |  |  | PQ | ABCN | 2771.281 | 8103203 | no | no |  |  | no |  |  | 1408040.019 | 15467483.05 |  | -1
node_1408077_692_15475368_096 |  |  | PQ | AN | 2771.281 | 8103203 | no | no |  |  | no |  |  | 1408077.692 | 15475368.096 |  | -1
node_1408083_412_15466651_569 |  |  | PQ | AN | 2771.281 | 8103203 | no | no |  |  | no |  |  | 1408083.412 | 15466651.569 |  | -1
node_1408098_786_15470028_599 |  |  | PQ | AN | 2771.281 | 8103203 | no | no |  |  | no |  |  | 1408098.786 | 15470028.599 |  | -1
node_1408375_432_15465695_849 |  |  | PQ | AN | 2771.281 | 8103203 | no | no |  |  | no |  |  | 1408375.432 | 15465695.849 |  | -1
node_1408528_65_15468194_307 |  |  | PQ | AN | 2771.281 | 8103203 | no | no |  |  | no |  |  | 1408528.65 | 15468194.307 |  | -1
node_1408956_028_15472956_629 |  |  | PQ | AN | 2771.281 | 8103203 | no | no |  |  | no |  |  | 1408956.028 | 15472956.629 |  | -1
node_1409090_082_15468547_971 |  |  | PQ | AN | 2771.281 | 8103203 | no | no |  |  | no |  |  | 1409090.082 | 15468547.971 |  | -1
node_1409145_843_15472260_865 |  |  | PQ | AN | 2771.281 | 8103203 | no | no |  |  | no |  |  | 1409145.843 | 15472260.865 |  | -1
node_1409264_464_15471548_642 |  |  | PQ | AN | 2771.281 | 8103203 | no | no |  |  | no |  |  | 1409264.464 | 15471548.642 |  | -1
node_1409318_873_15468639_539 |  |  | PQ | AN | 2771.281 | 8103203 | no | no |  |  | no |  |  | 1409318.873 | 15468639.539 |  | -1
node_1409348_421_15470776_699 |  |  | PQ | AN | 2771.281 | 8103203 | no | no |  |  | no |  |  | 1409348.421 | 15470776.699 |  | -1
node_1409419_397_15473706_094 |  |  | PQ | AN | 2771.281 | 8103203 | no | no |  |  | no |  |  | 1409419.397 | 15473706.094 |  | -1
node_1409552_263_15468777_686 |  |  | PQ | AN | 2771.281 | 8103203 | no | no |  |  | no |  |  | 1409552.263 | 15468777.686 |  | -1
node_1409612_388_15471131_304 |  |  | PQ | AN | 2771.281 | 8103203 | no | no |  |  | no |  |  | 1409612.388 | 15471131.304 |  | -1
node_1409786_608_15471168_273 |  |  | PQ | AN | 2771.281 | 8103203 | no | no |  |  | no |  |  | 1409786.608 | 15471168.273 |  | -1
node_1409960_174_15471202_564 |  |  | PQ | AN | 2771.281 | 8103203 | no | no |  |  | no |  |  | 1409960.174 | 15471202.564 |  | -1
node_1410301_889_15471436_123 |  |  | PQ | AN | 2771.281 | 8103203 | no | no |  |  | no |  |  | 1410301.889 | 15471436.123 |  | -1
node_1410599_408_15471643_839 |  |  | PQ | AN | 2771.281 | 8103203 | no | no |  |  | no |  |  | 1410599.408 | 15471643.839 |  | -1
node_1410670_219_15469533_453 |  |  | PQ | AN | 2771.281 | 8103203 | no | no |  |  | no |  |  | 1410670.219 | 15469533.453 |  | -1
node_1410909_953_15471864_547 |  |  | PQ | AN | 2771.281 | 8103203 | no | no |  |  | no |  |  | 1410909.953 | 15471864.547 |  | -1
node_1410961_933_15469633_015 |  |  | PQ | AN | 2771.281 | 8103203 | no | no |  |  | no |  |  | 1410961.933 | 15469633.015 |  | -1
node_1411009_825_15469548_213 |  |  | PQ | AN | 2771.281 | 8103203 | no | no |  |  | no |  |  | 1411009.825 | 15469548.213 |  | -1
node_1411332_995_15472298_467 |  |  | PQ | AN | 2771.281 | 8103203 | no | no |  |  | no |  |  | 1411332.995 | 15472298.467 |  | -1
node_1411337_763_15469824_032 |  |  | PQ | AN | 2771.281 | 8103203 | no | no |  |  | no |  |  | 1411337.763 | 15469824.032 |  | -1
node_1411558_398_15469087_656 |  |  | PQ | AN | 2771.281 | 8103203 | no | no |  |  | no |  |  | 1411558.398 | 15469087.656 |  | -1
node_1412114_211_15468650_206 |  |  | PQ | AN | 2771.281 | 8103203 | no | no |  |  | no |  |  | 1412114.211 | 15468650.206 |  | -1
node_1412162_87_15473261_841 |  |  | PQ | AN | 2771.281 | 8103203 | no | no |  |  | no |  |  | 1412162.87 | 15473261.841 |  | -1
node_1412319_733_15470678_114 |  |  | PQ | ABCD | 2771.281 | 8103203 | no | no |  |  | no |  |  | 1412319.733 | 15470678.114 |  | -1
node_1412346_517_15473472_56 |  |  | PQ | AN | 2771.281 | 8103203 | no | no |  |  | no |  |  | 1412346.517 | 15473472.56 |  | -1
node_1412398_35_15468529_193 |  |  | PQ | AN | 2771.281 | 8103203 | no | no |  |  | no |  |  | 1412398.35 | 15468529.193 |  | -1
node_1412458_358_15467935_163 |  |  | PQ | AN | 2771.281 | 8103203 | no | no |  |  | no |  |  | 1412458.358 | 15467935.163 |  | -1
node_1412505_435_15467652_526 |  |  | PQ | AN | 2771.281 | 8103203 | no | no |  |  | no |  |  | 1412505.435 | 15467652.526 |  | -1
node_1412618_756_15466715_972 |  |  | PQ | AN | 2771.281 | 8103203 | no | no |  |  | no |  |  | 1412618.756 | 15466715.972 |  | -1
node_1412784_289_15475266_814 |  |  | PQ | AN | 2771.281 | 8103203 | no | no |  |  | no |  |  | 1412784.289 | 15475266.814 |  | -1
node_1412992_58_15466736_69 |  |  | PQ | AN | 2771.281 | 8103203 | no | no |  |  | no |  |  | 1412992.58 | 15466736.69 |  | -1
node_1413003_572_15474807_464 |  |  | PQ | AN | 2771.281 | 8103203 | no | no |  |  | no |  |  | 1413003.572 | 15474807.464 |  | -1
node_1413214_312_15475091_599 |  |  | PQ | AN | 2771.281 | 8103203 | no | no |  |  | no |  |  | 1413214.312 | 15475091.599 |  | -1
node_1413258_717_15475374_676 |  |  | PQ | AN | 2771.281 | 8103203 | no | no |  |  | no |  |  | 1413258.717 | 15475374.676 |  | -1
node_1413498_668_15471929_817 |  |  | PQ | ABCN | 2771.281 | 8103203 | no | no |  |  | no |  |  | 1413498.668 | 15471929.817 |  | -1
node_1413689_967_15475549_091 |  |  | PQ | AN | 2771.281 | 8103203 | no | no |  |  | no |  |  | 1413689.967 | 15475549.091 |  | -1
node_1413771_426_15474577_974 |  |  | PQ | AN | 2771.281 | 8103203 | no | no |  |  | no |  |  | 1413771.426 | 15474577.974 |  | -1
node_1413901_339_15473103_975 |  |  | PQ | AN | 2771.281 | 8103203 | no | no |  |  | no |  |  | 1413901.339 | 15473103.975 |  | -1
node_1413990_791_15466796_536 |  |  | PQ | AN | 2771.281 | 8103203 | no | no |  |  | no |  |  | 1413990.791 | 15466796.536 |  | -1
node_1414085_761_15480758_997 |  |  | PQ | AN | 2771.281 | 8103203 | no | no |  |  | no |  |  | 1414085.761 | 15480758.997 |  | -1
node_1414161_33_15480481_005 |  |  | PQ | AN | 2771.281 | 8103203 | no | no |  |  | no |  |  | 1414161.33 | 15480481.005 |  | -1
node_1414255_355_15473978_039 |  |  | PQ | AN | 2771.281 | 8103203 | no | no |  |  | no |  |  | 1414255.355 | 15473978.039 |  | -1
node_1414267_42_15476472_773 |  |  | PQ | AN | 2771.281 | 8103203 | no | no |  |  | no |  |  | 1414267.42 | 15476472.773 |  | -1
node_1414290_94_15466818_316 |  |  | PQ | AN | 2771.281 | 8103203 | no | no |  |  | no |  |  | 1414290.94 | 15466818.316 |  | -1
node_1414321_86_15482649_69 |  |  | PQ | AN | 2771.281 | 8103203 | no | no |  |  | no |  |  | 1414321.86 | 15482649.69 |  | -1
node_1414378_053_15480018_384 |  |  | PQ | AN | 2771.281 | 8103203 | no | no |  |  | no |  |  | 1414378.053 | 15480018.384 |  | -1
node_1414472_046_15473578_215 |  |  | PQ | AN | 2771.281 | 8103203 | no | no |  |  | no |  |  | 1414472.046 | 15473578.215 |  | -1
node_1414490_625_15473114_067 |  |  | PQ | ABCN | 2771.281 | 8103203 | no | no |  |  | no |  |  | 1414490.625 | 15473114.067 |  | -1
node_1414550_113_15476709_763 |  |  | PQ | AN | 2771.281 | 8103203 | no | no |  |  | no |  |  | 1414550.113 | 15476709.763 |  | -1
node_1414692_566_15473344_859 |  |  | PQ | ABCN | 2771.281 | 8103203 | no | no |  |  | no |  |  | 1414692.566 | 15473344.859 |  | -1
node_1414701_259_15479353_588 |  |  | PQ | AN | 2771.281 | 8103203 | no | no |  |  | no |  |  | 1414701.259 | 15479353.588 |  | -1
node_1414713_525_15476990_21 |  |  | PQ | AN | 2771.281 | 8103203 | no | no |  |  | no |  |  | 1414713.525 | 15476990.21 |  | -1
node_1414896_334_15477229_518 |  |  | PQ | AN | 2771.281 | 8103203 | no | no |  |  | no |  |  | 1414896.334 | 15477229.518 |  | -1
node_1415045_516_15477556_231 |  |  | PQ | AN | 2771.281 | 8103203 | no | no |  |  | no |  |  | 1415045.516 | 15477556.231 |  | -1
node_1415297_139_15472911_22 |  |  | PQ | AN | 2771.281 | 8103203 | no | no |  |  | no |  |  | 1415297.139 | 15472911.22 |  | -1
node_1415514_201_15475012_356 |  |  | PQ | ABCN | 2771.281 | 8103203 | no | no |  |  | no |  |  | 1415514.201 | 15475012.356 |  | -1
node_1415551_552_15475289_86 |  |  | PQ | ABCN | 2771.281 | 8103203 | no | no |  |  | no |  |  | 1415551.552 | 15475289.86 |  | -1
node_1415729_582_15478632_501 |  |  | PQ | AN | 2771.281 | 8103203 | no | no |  |  | no |  |  | 1415729.582 | 15478632.501 |  | -1
node_1416052_101_15480987_146 |  |  | PQ | AN | 2771.281 | 8103203 | no | no |  |  | no |  |  | 1416052.101 | 15480987.146 |  | -1
node_1416225_545_15478564_475 |  |  | PQ | AN | 2771.281 | 8103203 | no | no |  |  | no |  |  | 1416225.545 | 15478564.475 |  | -1
node_1416495_363_15478669_361 |  |  | PQ | AN | 2771.281 | 8103203 | no | no |  |  | no |  |  | 1416495.363 | 15478669.361 |  | -1
node_1416534_309_15481144_163 |  |  | PQ | AN | 2771.281 | 8103203 | no | no |  |  | no |  |  | 1416534.309 | 15481144.163 |  | -1
node_1416773_495_15476175_589 |  |  | PQ | AN | 2771.281 | 8103203 | no | no |  |  | no |  |  | 1416773.495 | 15476175.589 |  | -1
node_1416829_283_15478675_328 |  |  | PQ | ABCN | 2771.281 | 8103203 | no | no |  |  | no |  |  | 1416829.283 | 15478675.328 |  | -1
node_1416902_737_15477609_045 |  |  | PQ | ABCN | 2771.281 | 8103203 | no | no |  |  | no |  |  | 1416902.737 | 15477609.045 |  | -1
node_1416903_505_15477635_66 |  |  | PQ | ABCN | 2771.281 | 8103203 | no | no |  |  | no |  |  | 1416903.505 | 15477635.66 |  | -1
node_1416909_336_15477661_14 |  |  | PQ | ABCN | 2771.281 | 8103203 | no | no |  |  | no |  |  | 1416909.336 | 15477661.14 |  | -1
node_1417056_356_15479289_194 |  |  | PQ | ABCN | 2771.281 | 8103203 | no | no |  |  | no |  |  | 1417056.356 | 15479289.194 |  | -1
node_1417099_459_15475632_323 |  |  | PQ | AN | 2771.281 | 8103203 | no | no |  |  | no |  |  | 1417099.459 | 15475632.323 |  | -1
node_1417158_946_15479557_366 |  |  | PQ | ABCN | 2771.281 | 8103203 | no | no |  |  | no |  |  | 1417158.946 | 15479557.366 |  | -1
node_1417162_547_15475906_972 |  |  | PQ | AD | 2771.281 | 8103203 | no | no |  |  | no |  |  | 1417162.547 | 15475906.972 |  | -1
node_1417224_424_15482062_352 |  |  | PQ | AN | 2771.281 | 8103203 | no | no |  |  | no |  |  | 1417224.424 | 15482062.352 |  | -1
node_1417263_802_15479841_751 |  |  | PQ | ABCN | 2771.281 | 8103203 | no | no |  |  | no |  |  | 1417263.802 | 15479841.751 |  | -1
node_1417276_578_15475851_46 |  |  | PQ | AN | 2771.281 | 8103203 | no | no |  |  | no |  |  | 1417276.578 | 15475851.46 |  | -1
node_1417373_436_15480124_753 |  |  | PQ | ABCN | 2771.281 | 8103203 | no | no |  |  | no |  |  | 1417373.436 | 15480124.753 |  | -1
node_1417478_908_15480403_339 |  |  | PQ | ABCN | 2771.281 | 8103203 | no | no |  |  | no |  |  | 1417478.908 | 15480403.339 |  | -1
node_1417505_865_15478066_716 |  |  | PQ | AN | 2771.281 | 8103203 | no | no |  |  | no |  |  | 1417505.865 | 15478066.716 |  | -1
node_1417693_482_15481846_834 |  |  | PQ | AN | 2771.281 | 8103203 | no | no |  |  | no |  |  | 1417693.482 | 15481846.834 |  | -1
node_1417781_54_15475156_8 |  |  | PQ | AN | 2771.281 | 8103203 | no | no |  |  | no |  |  | 1417781.54 | 15475156.8 |  | -1
node_1417907_745_15481097_945 |  |  | PQ | AN | 2771.281 | 8103203 | no | no |  |  | no |  |  | 1417907.745 | 15481097.945 |  | -1
node_1418019_764_15481636_423 |  |  | PQ | ABCN | 2771.281 | 8103203 | no | no |  |  | no |  |  | 1418019.764 | 15481636.423 |  | -1
node_1418065_159_15481400_015 |  |  | PQ | AN | 2771.281 | 8103203 | no | no |  |  | no |  |  | 1418065.159 | 15481400.015 |  | -1
node_1418202_872_15480666_447 |  |  | PQ | ABCN | 2771.281 | 8103203 | no | no |  |  | no |  |  | 1418202.872 | 15480666.447 |  | -1
node_1418356_611_15480993_106 |  |  | PQ | ABCN | 2771.281 | 8103203 | no | no |  |  | no |  |  | 1418356.611 | 15480993.106 |  | -1
node_1418468_211_15481242_283 |  |  | PQ | AN | 2771.281 | 8103203 | no | no |  |  | no |  |  | 1418468.211 | 15481242.283 |  | -1
node_1418626_521_15482117_478 |  |  | PQ | AN | 2771.281 | 8103203 | no | no |  |  | no |  |  | 1418626.521 | 15482117.478 |  | -1
node_1418948_127_15482693_046 |  |  | PQ | ABCN | 2771.281 | 8103203 | no | no |  |  | no |  |  | 1418948.127 | 15482693.046 |  | -1
node_1419231_094_15474344_832 |  |  | PQ | AN | 2771.281 | 8103203 | no | no |  |  | no |  |  | 1419231.094 | 15474344.832 |  | -1
node_1419446_944_15474905_51 |  |  | PQ | AN | 2771.281 | 8103203 | no | no |  |  | no |  |  | 1419446.944 | 15474905.51 |  | -1
node_1419490_666_15482757_501 |  |  | PQ | ABCN | 2771.281 | 8103203 | no | no |  |  | no |  |  | 1419490.666 | 15482757.501 |  | -1
node_1419680_845_15482896_766 |  |  | PQ | ABCN | 2771.281 | 8103203 | no | no |  |  | no |  |  | 1419680.845 | 15482896.766 |  | -1
node_1419736_636_15473756_685 |  |  | PQ | AN | 2771.281 | 8103203 | no | no |  |  | no |  |  | 1419736.636 | 15473756.685 |  | -1
node_1419803_286_15483038_964 |  |  | PQ | ABCD | 2771.281 | 8103203 | no | no |  |  | no |  |  | 1419803.286 | 15483038.964 |  | -1
node_1419820_106_15483010_514 |  |  | PQ | ABCN | 2771.281 | 8103203 | no | no |  |  | no |  |  | 1419820.106 | 15483010.514 |  | -1
node_1420094_757_15473359_586 |  |  | PQ | AN | 2771.281 | 8103203 | no | no |  |  | no |  |  | 1420094.757 | 15473359.586 |  | -1
node_1421094_193_15475355_922 |  |  | PQ | AN | 2771.281 | 8103203 | no | no |  |  | no |  |  | 1421094.193 | 15475355.922 |  | -1
node_1421164_049_15473426_448 |  |  | PQ | AN | 2771.281 | 8103203 | no | no |  |  | no |  |  | 1421164.049 | 15473426.448 |  | -1
node_8103203_200880352 |  |  | PQ | ABCN | 2771.281 | 8103203 | no | no |  |  | no |  |  | 1407351.819 | 15467406.877 |  | -1
node_8103203_200880353 |  |  | PQ | ABCD | 2771.281 | 8103203 | no | no |  |  | no |  |  | 1407547.406 | 15467433.844 |  | -1
node_8103203_200880354 |  |  | PQ | ABCD | 2771.281 | 8103203 | no | no |  |  | no |  |  | 1407853.066 | 15467465.857 |  | -1
node_8103203_200880355 |  |  | PQ | ABCN | 2771.281 | 8103203 | no | no |  |  | no |  |  | 1408037.232 | 15467518.782 |  | -1
node_8103203_200880356 |  |  | PQ | ABCD | 2771.281 | 8103203 | no | no |  |  | no |  |  | 1408259.222 | 15467571.391 |  | -1
node_8103203_200880357 |  |  | PQ | ABCD | 2771.281 | 8103203 | no | no |  |  | no |  |  | 1408563.273 | 15467650.799 |  | -1
node_8103203_200880358 |  |  | PQ | ABCD | 2771.281 | 8103203 | no | no |  |  | no |  |  | 1408751.292 | 15467697.156 |  | -1
node_8103203_200880359 |  |  | PQ | ABCD | 2771.281 | 8103203 | no | no |  |  | no |  |  | 1408953.689 | 15467754.336 |  | -1
node_8103203_200880360 |  |  | PQ | ABCD | 2771.281 | 8103203 | no | no |  |  | no |  |  | 1409171.721 | 15467809.296 |  | -1
node_8103203_200880361 |  |  | PQ | ABCD | 2771.281 | 8103203 | no | no |  |  | no |  |  | 1409459.163 | 15467880.394 |  | -1
node_8103203_200880362 |  |  | PQ | ABCD | 2771.281 | 8103203 | no | no |  |  | no |  |  | 1409617.9 | 15468014.785 |  | -1
node_8103203_200880363 |  |  | PQ | ABCD | 2771.281 | 8103203 | no | no |  |  | no |  |  | 1409822.132 | 15468204.128 |  | -1
node_8103203_200880364 |  |  | PQ | ABCD | 2771.281 | 8103203 | no | no |  |  | no |  |  | 1410007.341 | 15468369.927 |  | -1
node_8103203_200880365 |  |  | PQ | ABCD | 2771.281 | 8103203 | no | no |  |  | no |  |  | 1410207.79 | 15468547.439 |  | -1
node_8103203_200880366 |  |  | PQ | ABCD | 2771.281 | 8103203 | no | no |  |  | no |  |  | 1410397.328 | 15468723.265 |  | -1
node_8103203_200880367 |  |  | PQ | ABCD | 2771.281 | 8103203 | no | no |  |  | no |  |  | 1410561.24 | 15468855.015 |  | -1
node_8103203_200880368 |  |  | PQ | ABCD | 2771.281 | 8103203 | no | no |  |  | no |  |  | 1410780.343 | 15469060.379 |  | -1
node_8103203_200880369 |  |  | PQ | ABCD | 2771.281 | 8103203 | no | no |  |  | no |  |  | 1410996.645 | 15469253.91 |  | -1
node_8103203_200880370 |  |  | PQ | ABCD | 2771.281 | 8103203 | no | no |  |  | no |  |  | 1411190.331 | 15469422.019 |  | -1
node_8103203_200880371 |  |  | PQ | AN | 2771.281 | 8103203 | no | no |  |  | no |  |  | 1411032.242 | 15469532.216 |  | -1
node_8103203_200880372 |  |  | PQ | ABCD | 2771.281 | 8103203 | no | no |  |  | no |  |  | 1411347.654 | 15469554.882 |  | -1
node_8103203_200880373 |  |  | PQ | ABCD | 2771.281 | 8103203 | no | no |  |  | no |  |  | 1411501.233 | 15469691.88 |  | -1
node_8103203_200880374 |  |  | PQ | AN | 2771.281 | 8103203 | no | no |  |  | no |  |  | 1411327.536 | 15469797.651 |  | -1
node_8103203_200880375 |  |  | PQ | AD | 2771.281 | 8103203 | no | no |  |  | no |  |  | 1411140.035 | 15469906.143 |  | -1
node_8103203_200880376 |  |  | PQ | AN | 2771.281 | 8103203 | no | no |  |  | no |  |  | 1410982.816 | 15469687.382 |  | -1
node_8103203_200880377 |  |  | PQ | AD | 2771.281 | 8103203 | no | no |  |  | no |  |  | 1410812.352 | 15469632.295 |  | -1
node_8103203_200880378 |  |  | PQ | AN | 2771.281 | 8103203 | no | no |  |  | no |  |  | 1410689.445 | 15469555.904 |  | -1
node_8103203_200880379 |  |  | PQ | ABCD | 2771.281 | 8103203 | no | no |  |  | no |  |  | 1411629.348 | 15469844.107 |  | -1
node_8103203_200880380 |  |  | PQ | ABCD | 2771.281 | 8103203 | no | no |  |  | no |  |  | 1411827.603 | 15470082.634 |  | -1
node_8103203_200880381 |  |  | PQ | ABCD | 2771.281 | 8103203 | no | no |  |  | no |  |  | 1412021.429 | 15470309.705 |  | -1
node_8103203_200880382 |  |  | PQ | ABCD | 2771.281 | 8103203 | no | no |  |  | no |  |  | 1412194.001 | 15470518.778 |  | -1
node_8103203_200880383 |  |  | PQ | ABCD | 2771.281 | 8103203 | no | no |  |  | no |  |  | 1412340.398 | 15470704.302 |  | -1
node_8103203_200880384 |  |  | PQ | ABCD | 2771.281 | 8103203 | no | no |  |  | no |  |  | 1412538.653 | 15470932.946 |  | -1
node_8103203_200880386 |  |  | PQ | ABCD | 2771.281 | 8103203 | no | no |  |  | no |  |  | 1412709.589 | 15471137.163 |  | -1
node_8103203_200880387 |  |  | PQ | ABCD | 2771.281 | 8103203 | no | no |  |  | no |  |  | 1412890.084 | 15471359.134 |  | -1
node_8103203_200880388 |  |  | PQ | ABCD | 2771.281 | 8103203 | no | no |  |  | no |  |  | 1413026.214 | 15471521.156 |  | -1
node_8103203_200880389 |  |  | PQ | ABCD | 2771.281 | 8103203 | no | no |  |  | no |  |  | 1413182.192 | 15471704.728 |  | -1
node_8103203_200880390 |  |  | PQ | ABCD | 2771.281 | 8103203 | no | no |  |  | no |  |  | 1413335.229 | 15471832.315 |  | -1
node_8103203_200880391 |  |  | PQ | ABCN | 2771.281 | 8103203 | no | no |  |  | no |  |  | 1413472.616 | 15471947.19 |  | -1
node_8103203_200880393 |  |  | PQ | ABCD | 2771.281 | 8103203 | no | no |  |  | no |  |  | 1413567.792 | 15472158.23 |  | -1
node_8103203_200880394 |  |  | PQ | ABCD | 2771.281 | 8103203 | no | no |  |  | no |  |  | 1413757.057 | 15472362.573 |  | -1
node_8103203_200880395 |  |  | PQ | ABCD | 2771.281 | 8103203 | no | no |  |  | no |  |  | 1413959.271 | 15472580.792 |  | -1
node_8103203_200880396 |  |  | PQ | ABCD | 2771.281 | 8103203 | no | no |  |  | no |  |  | 1414148.021 | 15472787.903 |  | -1
node_8103203_200880397 |  |  | PQ | ABCD | 2771.281 | 8103203 | no | no |  |  | no |  |  | 1414355.301 | 15473015.815 |  | -1
node_8103203_200880398 |  |  | PQ | AD | 2771.281 | 8103203 | no | no |  |  | no |  |  | 1414738.103 | 15472968.225 |  | -1
node_8103203_200880399 |  |  | PQ | AN | 2771.281 | 8103203 | no | no |  |  | no |  |  | 1415293.285 | 15472877.828 |  | -1
node_8103203_200880401 |  |  | PQ | ABCN | 2771.281 | 8103203 | no | no |  |  | no |  |  | 1414462.226 | 15473134.469 |  | -1
node_8103203_200880403 |  |  | PQ | ABCN | 2771.281 | 8103203 | no | no |  |  | no |  |  | 1414672.053 | 15473361.385 |  | -1
node_8103203_200880404 |  |  | PQ | ABCD | 2771.281 | 8103203 | no | no |  |  | no |  |  | 1414865.707 | 15473566.513 |  | -1
node_8103203_200880405 |  |  | PQ | ABCD | 2771.281 | 8103203 | no | no |  |  | no |  |  | 1414999.126 | 15473726.504 |  | -1
node_8103203_200880406 |  |  | PQ | ABCD | 2771.281 | 8103203 | no | no |  |  | no |  |  | 1415075.16 | 15473915.822 |  | -1
node_8103203_200880407 |  |  | PQ | ABCD | 2771.281 | 8103203 | no | no |  |  | no |  |  | 1415167.008 | 15474172.171 |  | -1
node_8103203_200880408 |  |  | PQ | ABCD | 2771.281 | 8103203 | no | no |  |  | no |  |  | 1415203.599 | 15474282.524 |  | -1
node_8103203_200880409 |  |  | PQ | ABCD | 2771.281 | 8103203 | no | no |  |  | no |  |  | 1415284.39 | 15474478.207 |  | -1
node_8103203_200880410 |  |  | PQ | ABCN | 2771.281 | 8103203 | no | no |  |  | no |  |  | 1415478.992 | 15475024.033 |  | -1
node_8103203_200880411 |  |  | PQ | ABCN | 2771.281 | 8103203 | no | no |  |  | no |  |  | 1415583.103 | 15475282.313 |  | -1
node_8103203_200880413 |  |  | PQ | ABCD | 2771.281 | 8103203 | no | no |  |  | no |  |  | 1415638.082 | 15475443.085 |  | -1
node_8103203_200880414 |  |  | PQ | ABCD | 2771.281 | 8103203 | no | no |  |  | no |  |  | 1415817.788 | 15475729.843 |  | -1
node_8103203_200880416 |  |  | PQ | ABCD | 2771.281 | 8103203 | no | no |  |  | no |  |  | 1416000.142 | 15476019.618 |  | -1
node_8103203_200880417 |  |  | PQ | ABCD | 2771.281 | 8103203 | no | no |  |  | no |  |  | 1416166.53 | 15476300.597 |  | -1
node_8103203_200880418 |  |  | PQ | ABCD | 2771.281 | 8103203 | no | no |  |  | no |  |  | 1416297.944 | 15476519.976 |  | -1
node_8103203_200880419 |  |  | PQ | ABCD | 2771.281 | 8103203 | no | no |  |  | no |  |  | 1416426.894 | 15476730.76 |  | -1
node_8103203_200880420 |  |  | PQ | ABCD | 2771.281 | 8103203 | no | no |  |  | no |  |  | 1416563.449 | 15476946.643 |  | -1
node_8103203_200880421 |  |  | PQ | ABCD | 2771.281 | 8103203 | no | no |  |  | no |  |  | 1416696.097 | 15477158.957 |  | -1
node_8103203_200880422 |  |  | PQ | ABCD | 2771.281 | 8103203 | no | no |  |  | no |  |  | 1416838.837 | 15477381.963 |  | -1
node_8103203_200880423 |  |  | PQ | ABCN | 2771.281 | 8103203 | no | no |  |  | no |  |  | 1416978.314 | 15477615.084 |  | -1
node_8103203_200880425 |  |  | PQ | ABCD | 2771.281 | 8103203 | no | no |  |  | no |  |  | 1416934.544 | 15477978.08 |  | -1
node_8103203_200880426 |  |  | PQ | ABCD | 2771.281 | 8103203 | no | no |  |  | no |  |  | 1416897.54 | 15478282.196 |  | -1
node_8103203_200880427 |  |  | PQ | ABCN | 2771.281 | 8103203 | no | no |  |  | no |  |  | 1416845.044 | 15478644.411 |  | -1
node_8103203_200880428 |  |  | PQ | AN | 2771.281 | 8103203 | no | no |  |  | no |  |  | 1416495.864 | 15478644.909 |  | -1
node_8103203_200880430 |  |  | PQ | ABCD | 2771.281 | 8103203 | no | no |  |  | no |  |  | 1416979.232 | 15478995.145 |  | -1
node_8103203_200880431 |  |  | PQ | ABCN | 2771.281 | 8103203 | no | no |  |  | no |  |  | 1417085.584 | 15479278.829 |  | -1
node_8103203_200880433 |  |  | PQ | ABCN | 2771.281 | 8103203 | no | no |  |  | no |  |  | 1417194.872 | 15479544.292 |  | -1
node_8103203_200880435 |  |  | PQ | ABCN | 2771.281 | 8103203 | no | no |  |  | no |  |  | 1417295.817 | 15479830.363 |  | -1
node_8103203_200880440 |  |  | PQ | ABCN | 2771.281 | 8103203 | no | no |  |  | no |  |  | 1417405.88 | 15480100.843 |  | -1
node_8103203_200880444 |  |  | PQ | ABCN | 2771.281 | 8103203 | no | no |  |  | no |  |  | 1417512.06 | 15480380.671 |  | -1
node_8103203_200880446 |  |  | PQ | ABCD | 2771.281 | 8103203 | no | no |  |  | no |  |  | 1417604.309 | 15480635.547 |  | -1
node_8103203_200880447 |  |  | PQ | ABCD | 2771.281 | 8103203 | no | no |  |  | no |  |  | 1417690.958 | 15480882.485 |  | -1
node_8103203_200880449 |  |  | PQ | ABCD | 2771.281 | 8103203 | no | no |  |  | no |  |  | 1417801.463 | 15481157.985 |  | -1
node_8103203_200880450 |  |  | PQ | ABCD | 2771.281 | 8103203 | no | no |  |  | no |  |  | 1417876.959 | 15481364.155 |  | -1
node_8103203_200880451 |  |  | PQ | AN | 2771.281 | 8103203 | no | no |  |  | no |  |  | 1418037.702 | 15481382.077 |  | -1
node_8103203_200880452 |  |  | PQ | ABCN | 2771.281 | 8103203 | no | no |  |  | no |  |  | 1417984.603 | 15481661.313 |  | -1
node_8103203_200880453 |  |  | PQ | AN | 2771.281 | 8103203 | no | no |  |  | no |  |  | 1417685.993 | 15481832.475 |  | -1
node_8103203_200880454 |  |  | PQ | AN | 2771.281 | 8103203 | no | no |  |  | no |  |  | 1417248.881 | 15482055.883 |  | -1
node_8103203_200880455 |  |  | PQ | ABCD | 2771.281 | 8103203 | no | no |  |  | no |  |  | 1418093.227 | 15481951.791 |  | -1
node_8103203_200880459 |  |  | PQ | ABCD | 2771.281 | 8103203 | no | no |  |  | no |  |  | 1418280.039 | 15482116.391 |  | -1
node_8103203_200880460 |  |  | PQ | ABCD | 2771.281 | 8103203 | no | no |  |  | no |  |  | 1418488.845 | 15482287.806 |  | -1
node_8103203_200880461 |  |  | PQ | AN | 2771.281 | 8103203 | no | no |  |  | no |  |  | 1418636.528 | 15482151.275 |  | -1
node_8103203_200880464 |  |  | PQ | ABCD | 2771.281 | 8103203 | no | no |  |  | no |  |  | 1418715.779 | 15482473.941 |  | -1
node_8103203_200880465 |  |  | PQ | ABCN | 2771.281 | 8103203 | no | no |  |  | no |  |  | 1418955.695 | 15482670.354 |  | -1
node_8103203_200880471 |  |  | PQ | ABCN | 2771.281 | 8103203 | no | no |  |  | no |  |  | 1419796.404 | 15483036.356 |  | -1
node_8103203_200880524 |  |  | PQ | ABCD | 2771.281 | 8103203 | no | no |  |  | no |  |  | 1404511.533 | 15466235.894 |  | -1
node_8103203_200880531 |  |  | PQ | ABCD | 2771.281 | 8103203 | no | no |  |  | no |  |  | 1405785.726 | 15467118.244 |  | -1
node_8103203_200880532 |  |  | PQ | ABCD | 2771.281 | 8103203 | no | no |  |  | no |  |  | 1405943.513 | 15467237.404 |  | -1
node_8103203_200880533 |  |  | PQ | AN | 2771.281 | 8103203 | no | no |  |  | no |  |  | 1406114.883 | 15467375.045 |  | -1
node_8103203_200880534 |  |  | PQ | ABCD | 2771.281 | 8103203 | no | no |  |  | no |  |  | 1406214.072 | 15467270.637 |  | -1
node_8103203_200880536 |  |  | PQ | ABCD | 2771.281 | 8103203 | no | no |  |  | no |  |  | 1406460.379 | 15467308.027 |  | -1
node_8103203_200880537 |  |  | PQ | ABCN | 2771.281 | 8103203 | no | no |  |  | no |  |  | 1406724.02 | 15467330.273 |  | -1
node_8103203_200880538 |  |  | PQ | ABCD | 2771.281 | 8103203 | no | no |  |  | no |  |  | 1406956.118 | 15467363.839 |  | -1
node_8103203_200880539 |  |  | PQ | ABCD | 2771.281 | 8103203 | no | no |  |  | no |  |  | 1407148.289 | 15467383.507 |  | -1
node_8103203_200880670 |  |  | PQ | AN | 2771.281 | 8103203 | no | no |  |  | no |  |  | 1405611.89 | 15463883.413 |  | -1
node_8103203_200880671 |  |  | PQ | AD | 2771.281 | 8103203 | no | no |  |  | no |  |  | 1404438.6 | 15462308.265 |  | -1
node_8103203_200880672 |  |  | PQ | AN | 2771.281 | 8103203 | no | no |  |  | no |  |  | 1405017.858 | 15462189.745 |  | -1
node_8103203_200880673 |  |  | PQ | AN | 2771.281 | 8103203 | no | no |  |  | no |  |  | 1404634.82 | 15461621.476 |  | -1
node_8103203_200880674 |  |  | PQ | AN | 2771.281 | 8103203 | no | no |  |  | no |  |  | 1405120.695 | 15462504.806 |  | -1
node_8103203_200880676 |  |  | PQ | AD | 2771.281 | 8103203 | no | no |  |  | no |  |  | 1405234.279 | 15462848.449 |  | -1
node_8103203_200880677 |  |  | PQ | AN | 2771.281 | 8103203 | no | no |  |  | no |  |  | 1405311.648 | 15463082.963 |  | -1
node_8103203_200880678 |  |  | PQ | AN | 2771.281 | 8103203 | no | no |  |  | no |  |  | 1405382.377 | 15463326.672 |  | -1
node_8103203_200880679 |  |  | PQ | AN | 2771.281 | 8103203 | no | no |  |  | no |  |  | 1405500.005 | 15463582.562 |  | -1
node_8103203_200880680 |  |  | PQ | AN | 2771.281 | 8103203 | no | no |  |  | no |  |  | 1405536.563 | 15463882.923 |  | -1
node_8103203_200880681 |  |  | PQ | AD | 2771.281 | 8103203 | no | no |  |  | no |  |  | 1405528.499 | 15464162.477 |  | -1
node_8103203_200880682 |  |  | PQ | AN | 2771.281 | 8103203 | no | no |  |  | no |  |  | 1405503.782 | 15464449.786 |  | -1
node_8103203_200880683 |  |  | PQ | AD | 2771.281 | 8103203 | no | no |  |  | no |  |  | 1407527.282 | 15467957.405 |  | -1
node_8103203_200880684 |  |  | PQ | AN | 2771.281 | 8103203 | no | no |  |  | no |  |  | 1407375.708 | 15467953.229 |  | -1
node_8103203_200880685 |  |  | PQ | AN | 2771.281 | 8103203 | no | no |  |  | no |  |  | 1407199.822 | 15467946.506 |  | -1
node_8103203_200880689 |  |  | PQ | AN | 2771.281 | 8103203 | no | no |  |  | no |  |  | 1406707.096 | 15467907.3 |  | -1
node_8103203_200880690 |  |  | PQ | AD | 2771.281 | 8103203 | no | no |  |  | no |  |  | 1406549.529 | 15467780.905 |  | -1
node_8103203_200880692 |  |  | PQ | AD | 2771.281 | 8103203 | no | no |  |  | no |  |  | 1406229.184 | 15467521.97 |  | -1
node_8103203_200880693 |  |  | PQ | AN | 2771.281 | 8103203 | no | no |  |  | no |  |  | 1407909.364 | 15470990.497 |  | -1
node_8103203_200880694 |  |  | PQ | AN | 2771.281 | 8103203 | no | no |  |  | no |  |  | 1407815.231 | 15467594.678 |  | -1
node_8103203_200880695 |  |  | PQ | AD | 2771.281 | 8103203 | no | no |  |  | no |  |  | 1407779.861 | 15467728.913 |  | -1
node_8103203_200880696 |  |  | PQ | AD | 2771.281 | 8103203 | no | no |  |  | no |  |  | 1407728.886 | 15467870.222 |  | -1
node_8103203_200880697 |  |  | PQ | AN | 2771.281 | 8103203 | no | no |  |  | no |  |  | 1407670.884 | 15467970.802 |  | -1
node_8103203_200880698 |  |  | PQ | AD | 2771.281 | 8103203 | no | no |  |  | no |  |  | 1407659.711 | 15468138.314 |  | -1
node_8103203_200880699 |  |  | PQ | AN | 2771.281 | 8103203 | no | no |  |  | no |  |  | 1407582.055 | 15468395.788 |  | -1
node_8103203_200880700 |  |  | PQ | AD | 2771.281 | 8103203 | no | no |  |  | no |  |  | 1407495.961 | 15468663.579 |  | -1
node_8103203_200880701 |  |  | PQ | AD | 2771.281 | 8103203 | no | no |  |  | no |  |  | 1407435.003 | 15468854.835 |  | -1
node_8103203_200880702 |  |  | PQ | AN | 2771.281 | 8103203 | no | no |  |  | no |  |  | 1407612.587 | 15468903.517 |  | -1
node_8103203_200880703 |  |  | PQ | AN | 2771.281 | 8103203 | no | no |  |  | no |  |  | 1407301.916 | 15469098.795 |  | -1
node_8103203_200880705 |  |  | PQ | AN | 2771.281 | 8103203 | no | no |  |  | no |  |  | 1407181.457 | 15469324.922 |  | -1
node_8103203_200880707 |  |  | PQ | AN | 2771.281 | 8103203 | no | no |  |  | no |  |  | 1407354.972 | 15469466.02 |  | -1
node_8103203_200880708 |  |  | PQ | AD | 2771.281 | 8103203 | no | no |  |  | no |  |  | 1407699.696 | 15469779.272 |  | -1
node_8103203_200880709 |  |  | PQ | AD | 2771.281 | 8103203 | no | no |  |  | no |  |  | 1407932.832 | 15469989.843 |  | -1
node_8103203_200880710 |  |  | PQ | AD | 2771.281 | 8103203 | no | no |  |  | no |  |  | 1407911.038 | 15470016.624 |  | -1
node_8103203_200880711 |  |  | PQ | AD | 2771.281 | 8103203 | no | no |  |  | no |  |  | 1407827.685 | 15470214.023 |  | -1
node_8103203_200880712 |  |  | PQ | AD | 2771.281 | 8103203 | no | no |  |  | no |  |  | 1407749.678 | 15470400.06 |  | -1
node_8103203_200880713 |  |  | PQ | AN | 2771.281 | 8103203 | no | no |  |  | no |  |  | 1407670.94 | 15470606.801 |  | -1
node_8103203_200880714 |  |  | PQ | AN | 2771.281 | 8103203 | no | no |  |  | no |  |  | 1408077.076 | 15470060.921 |  | -1
node_8103203_200880715 |  |  | PQ | AD | 2771.281 | 8103203 | no | no |  |  | no |  |  | 1408367.288 | 15470178.823 |  | -1
node_8103203_200880716 |  |  | PQ | AD | 2771.281 | 8103203 | no | no |  |  | no |  |  | 1408833.053 | 15470491.666 |  | -1
node_8103203_200880717 |  |  | PQ | AD | 2771.281 | 8103203 | no | no |  |  | no |  |  | 1409247.843 | 15470741.975 |  | -1
node_8103203_200880718 |  |  | PQ | AN | 2771.281 | 8103203 | no | no |  |  | no |  |  | 1409328.756 | 15470796.521 |  | -1
node_8103203_200880720 |  |  | PQ | AN | 2771.281 | 8103203 | no | no |  |  | no |  |  | 1409313.624 | 15468668.892 |  | -1
node_8103203_200880723 |  |  | PQ | AD | 2771.281 | 8103203 | no | no |  |  | no |  |  | 1407936.458 | 15468097.113 |  | -1
node_8103203_200880726 |  |  | PQ | AD | 2771.281 | 8103203 | no | no |  |  | no |  |  | 1408191.9 | 15468128.474 |  | -1
node_8103203_200880728 |  |  | PQ | AD | 2771.281 | 8103203 | no | no |  |  | no |  |  | 1408359.028 | 15468220.203 |  | -1
node_8103203_200880730 |  |  | PQ | AN | 2771.281 | 8103203 | no | no |  |  | no |  |  | 1408520.093 | 15468228.405 |  | -1
node_8103203_200880731 |  |  | PQ | AD | 2771.281 | 8103203 | no | no |  |  | no |  |  | 1408688.961 | 15468311.721 |  | -1
node_8103203_200880732 |  |  | PQ | AD | 2771.281 | 8103203 | no | no |  |  | no |  |  | 1408857.639 | 15468450.612 |  | -1
node_8103203_200880733 |  |  | PQ | AN | 2771.281 | 8103203 | no | no |  |  | no |  |  | 1409074.328 | 15468573.414 |  | -1
node_8103203_200880734 |  |  | PQ | AD | 2771.281 | 8103203 | no | no |  |  | no |  |  | 1414154.193 | 15473076.668 |  | -1
node_8103203_200880735 |  |  | PQ | AN | 2771.281 | 8103203 | no | no |  |  | no |  |  | 1413920.272 | 15473136.841 |  | -1
node_8103203_200880738 |  |  | PQ | AD | 2771.281 | 8103203 | no | no |  |  | no |  |  | 1416459.077 | 15476247.637 |  | -1
node_8103203_200880739 |  |  | PQ | AD | 2771.281 | 8103203 | no | no |  |  | no |  |  | 1416664.644 | 15476287.417 |  | -1
node_8103203_200880740 |  |  | PQ | AN | 2771.281 | 8103203 | no | no |  |  | no |  |  | 1416789.523 | 15476206.543 |  | -1
node_8103203_200880741 |  |  | PQ | AD | 2771.281 | 8103203 | no | no |  |  | no |  |  | 1417027.833 | 15476008.25 |  | -1
node_8103203_200880742 |  |  | PQ | AN | 2771.281 | 8103203 | no | no |  |  | no |  |  | 1417256.082 | 15475827.236 |  | -1
node_8103203_200880743 |  |  | PQ | AN | 2771.281 | 8103203 | no | no |  |  | no |  |  | 1417121.175 | 15475652.737 |  | -1
node_8103203_200880744 |  |  | PQ | AD | 2771.281 | 8103203 | no | no |  |  | no |  |  | 1417600.048 | 15475365.701 |  | -1
node_8103203_200880746 |  |  | PQ | AD | 2771.281 | 8103203 | no | no |  |  | no |  |  | 1417855.417 | 15474883.686 |  | -1
node_8103203_200880747 |  |  | PQ | AD | 2771.281 | 8103203 | no | no |  |  | no |  |  | 1418100.378 | 15474646.685 |  | -1
node_8103203_200880748 |  |  | PQ | AD | 2771.281 | 8103203 | no | no |  |  | no |  |  | 1418452.547 | 15474537.278 |  | -1
node_8103203_200880749 |  |  | PQ | AN | 2771.281 | 8103203 | no | no |  |  | no |  |  | 1419229.699 | 15474315.106 |  | -1
node_8103203_200880751 |  |  | PQ | AD | 2771.281 | 8103203 | no | no |  |  | no |  |  | 1419554.391 | 15474015.364 |  | -1
node_8103203_200880752 |  |  | PQ | AN | 2771.281 | 8103203 | no | no |  |  | no |  |  | 1419762.363 | 15473773.915 |  | -1
node_8103203_200880753 |  |  | PQ | AN | 2771.281 | 8103203 | no | no |  |  | no |  |  | 1420103.415 | 15473390.776 |  | -1
node_8103203_200880754 |  |  | PQ | AN | 2771.281 | 8103203 | no | no |  |  | no |  |  | 1416219.78 | 15478596.889 |  | -1
node_8103203_200880755 |  |  | PQ | AN | 2771.281 | 8103203 | no | no |  |  | no |  |  | 1414075.951 | 15480733.135 |  | -1
node_8103203_200880756 |  |  | PQ | AD | 2771.281 | 8103203 | no | no |  |  | no |  |  | 1415965.926 | 15478618.43 |  | -1
node_8103203_200880758 |  |  | PQ | AN | 2771.281 | 8103203 | no | no |  |  | no |  |  | 1415740.105 | 15478665.998 |  | -1
node_8103203_200880759 |  |  | PQ | AD | 2771.281 | 8103203 | no | no |  |  | no |  |  | 1415112.34 | 15479053.652 |  | -1
node_8103203_200880760 |  |  | PQ | AN | 2771.281 | 8103203 | no | no |  |  | no |  |  | 1414655.696 | 15479335.484 |  | -1
node_8103203_200880762 |  |  | PQ | AN | 2771.281 | 8103203 | no | no |  |  | no |  |  | 1414345.234 | 15479987.087 |  | -1
node_8103203_200880763 |  |  | PQ | AD | 2771.281 | 8103203 | no | no |  |  | no |  |  | 1414236.863 | 15479953.623 |  | -1
node_8103203_200880764 |  |  | PQ | AD | 2771.281 | 8103203 | no | no |  |  | no |  |  | 1414141.336 | 15480230.538 |  | -1
node_8103203_200880765 |  |  | PQ | AN | 2771.281 | 8103203 | no | no |  |  | no |  |  | 1414108.374 | 15480481.97 |  | -1
node_8103203_200880770 |  |  | PQ | AN | 2771.281 | 8103203 | no | no |  |  | no |  |  | 1418439.145 | 15481238.446 |  | -1
node_8103203_200880771 |  |  | PQ | ABCD | 2771.281 | 8103203 | no | no |  |  | no |  |  | 1418380.285 | 15481113.462 |  | -1
node_8103203_200880772 |  |  | PQ | ABCN | 2771.281 | 8103203 | no | no |  |  | no |  |  | 1418327.753 | 15480994.806 |  | -1
node_8103203_200880773 |  |  | PQ | ABCD | 2771.281 | 8103203 | no | no |  |  | no |  |  | 1418237.634 | 15480812.371 |  | -1
node_8103203_200880774 |  |  | PQ | ABCN | 2771.281 | 8103203 | no | no |  |  | no |  |  | 1418175.008 | 15480672.627 |  | -1
node_8103203_200880777 |  |  | PQ | AN | 2771.281 | 8103203 | no | no |  |  | no |  |  | 1404591.811 | 15484965.883 |  | -1
node_8103203_200880778 |  |  | PQ | AD | 2771.281 | 8103203 | no | no |  |  | no |  |  | 1403237.619 | 15487083.426 |  | -1
node_8103203_200880779 |  |  | PQ | AD | 2771.281 | 8103203 | no | no |  |  | no |  |  | 1403429.743 | 15487020.339 |  | -1
node_8103203_200880780 |  |  | PQ | AN | 2771.281 | 8103203 | no | no |  |  | no |  |  | 1403754.33 | 15486876.103 |  | -1
node_8103203_200880782 |  |  | PQ | AD | 2771.281 | 8103203 | no | no |  |  | no |  |  | 1404046.834 | 15486732.384 |  | -1
node_8103203_200880783 |  |  | PQ | AD | 2771.281 | 8103203 | no | no |  |  | no |  |  | 1404149.418 | 15486399.953 |  | -1
node_8103203_200880784 |  |  | PQ | AD | 2771.281 | 8103203 | no | no |  |  | no |  |  | 1404281.793 | 15485963.925 |  | -1
node_8103203_200880785 |  |  | PQ | AD | 2771.281 | 8103203 | no | no |  |  | no |  |  | 1404388.346 | 15485649.17 |  | -1
node_8103203_200880786 |  |  | PQ | AD | 2771.281 | 8103203 | no | no |  |  | no |  |  | 1404484.95 | 15485321.584 |  | -1
node_8103203_200880804 |  |  | PQ | AN | 2771.281 | 8103203 | no | no |  |  | no |  |  | 1404395.363 | 15477348.23 |  | -1
node_8103203_200880805 |  |  | PQ | AD | 2771.281 | 8103203 | no | no |  |  | no |  |  | 1404316.093 | 15477632.851 |  | -1
node_8103203_200880806 |  |  | PQ | AD | 2771.281 | 8103203 | no | no |  |  | no |  |  | 1404232.637 | 15477930.599 |  | -1
node_8103203_200880807 |  |  | PQ | AD | 2771.281 | 8103203 | no | no |  |  | no |  |  | 1404148.347 | 15478226.194 |  | -1
node_8103203_200880808 |  |  | PQ | AD | 2771.281 | 8103203 | no | no |  |  | no |  |  | 1404111.055 | 15478450.017 |  | -1
node_8103203_200880809 |  |  | PQ | AD | 2771.281 | 8103203 | no | no |  |  | no |  |  | 1404108.702 | 15478665.79 |  | -1
node_8103203_200880810 |  |  | PQ | AN | 2771.281 | 8103203 | no | no |  |  | no |  |  | 1404174.703 | 15479001.691 |  | -1
node_8103203_200880811 |  |  | PQ | AN | 2771.281 | 8103203 | no | no |  |  | no |  |  | 1403933.092 | 15479244.384 |  | -1
node_8103203_200880813 |  |  | PQ | AD | 2771.281 | 8103203 | no | no |  |  | no |  |  | 1404233.489 | 15479233.717 |  | -1
node_8103203_200880814 |  |  | PQ | AD | 2771.281 | 8103203 | no | no |  |  | no |  |  | 1404275.405 | 15479471.984 |  | -1
node_8103203_200880815 |  |  | PQ | AN | 2771.281 | 8103203 | no | no |  |  | no |  |  | 1404377.006 | 15479696.297 |  | -1
node_8103203_200880816 |  |  | PQ | AD | 2771.281 | 8103203 | no | no |  |  | no |  |  | 1404361.237 | 15480062.533 |  | -1
node_8103203_200880817 |  |  | PQ | AN | 2771.281 | 8103203 | no | no |  |  | no |  |  | 1404363.735 | 15480323.241 |  | -1
node_8103203_200880818 |  |  | PQ | AD | 2771.281 | 8103203 | no | no |  |  | no |  |  | 1404156.357 | 15474415.803 |  | -1
node_8103203_200880820 |  |  | PQ | AD | 2771.281 | 8103203 | no | no |  |  | no |  |  | 1404312.447 | 15480702.292 |  | -1
node_8103203_200880821 |  |  | PQ | AN | 2771.281 | 8103203 | no | no |  |  | no |  |  | 1404276.639 | 15481063.509 |  | -1
node_8103203_200880822 |  |  | PQ | AD | 2771.281 | 8103203 | no | no |  |  | no |  |  | 1404659.138 | 15474775.004 |  | -1
node_8103203_200880823 |  |  | PQ | AD | 2771.281 | 8103203 | no | no |  |  | no |  |  | 1404656.544 | 15475144.262 |  | -1
node_8103203_200880824 |  |  | PQ | AD | 2771.281 | 8103203 | no | no |  |  | no |  |  | 1404635.782 | 15475418.074 |  | -1
node_8103203_200880825 |  |  | PQ | AN | 2771.281 | 8103203 | no | no |  |  | no |  |  | 1404628.616 | 15475633.678 |  | -1
node_8103203_200880826 |  |  | PQ | AD | 2771.281 | 8103203 | no | no |  |  | no |  |  | 1404576.312 | 15475884.044 |  | -1
node_8103203_200880827 |  |  | PQ | AD | 2771.281 | 8103203 | no | no |  |  | no |  |  | 1404571.144 | 15476156.338 |  | -1
node_8103203_200880828 |  |  | PQ | AD | 2771.281 | 8103203 | no | no |  |  | no |  |  | 1404569.375 | 15476428.164 |  | -1
node_8103203_200880829 |  |  | PQ | AD | 2771.281 | 8103203 | no | no |  |  | no |  |  | 1404570.141 | 15476691.726 |  | -1
node_8103203_200880831 |  |  | PQ | AD | 2771.281 | 8103203 | no | no |  |  | no |  |  | 1404501.997 | 15476983.081 |  | -1
node_8103203_200880853 |  |  | PQ | AD | 2771.281 | 8103203 | no | no |  |  | no |  |  | 1404258.904 | 15486788.982 |  | -1
node_8103203_200880854 |  |  | PQ | AD | 2771.281 | 8103203 | no | no |  |  | no |  |  | 1404649.615 | 15486884.045 |  | -1
node_8103203_200880855 |  |  | PQ | AN | 2771.281 | 8103203 | no | no |  |  | no |  |  | 1405023.07 | 15486999.014 |  | -1
node_8103203_200880856 |  |  | PQ | AN | 2771.281 | 8103203 | no | no |  |  | no |  |  | 1405143.492 | 15487207.167 |  | -1
node_8103203_200880858 |  |  | PQ | AD | 2771.281 | 8103203 | no | no |  |  | no |  |  | 1405251.579 | 15487403.761 |  | -1
node_8103203_200880859 |  |  | PQ | AN | 2771.281 | 8103203 | no | no |  |  | no |  |  | 1405350.285 | 15487585.465 |  | -1
node_8103203_200880860 |  |  | PQ | AD | 2771.281 | 8103203 | no | no |  |  | no |  |  | 1405503.682 | 15487885.797 |  | -1
node_8103203_200880861 |  |  | PQ | AN | 2771.281 | 8103203 | no | no |  |  | no |  |  | 1405716.954 | 15488263.906 |  | -1
node_8103203_200880879 |  |  | PQ | AD | 2771.281 | 8103203 | no | no |  |  | no |  |  | 1409256.514 | 15471097.683 |  | -1
node_8103203_200880880 |  |  | PQ | AD | 2771.281 | 8103203 | no | no |  |  | no |  |  | 1408588.686 | 15474182.011 |  | -1
node_8103203_200880881 |  |  | PQ | AD | 2771.281 | 8103203 | no | no |  |  | no |  |  | 1408503.366 | 15474500.218 |  | -1
node_8103203_200880882 |  |  | PQ | AD | 2771.281 | 8103203 | no | no |  |  | no |  |  | 1408342.038 | 15474801.951 |  | -1
node_8103203_200880883 |  |  | PQ | AD | 2771.281 | 8103203 | no | no |  |  | no |  |  | 1408188.77 | 15475101.973 |  | -1
node_8103203_200880884 |  |  | PQ | AN | 2771.281 | 8103203 | no | no |  |  | no |  |  | 1408047.568 | 15475361.155 |  | -1
node_8103203_200880885 |  |  | PQ | AD | 2771.281 | 8103203 | no | no |  |  | no |  |  | 1407841.12 | 15475654.51 |  | -1
node_8103203_200880886 |  |  | PQ | AD | 2771.281 | 8103203 | no | no |  |  | no |  |  | 1407651.66 | 15475987.605 |  | -1
node_8103203_200880887 |  |  | PQ | AN | 2771.281 | 8103203 | no | no |  |  | no |  |  | 1407392.346 | 15476372.161 |  | -1
node_8103203_200880888 |  |  | PQ | AD | 2771.281 | 8103203 | no | no |  |  | no |  |  | 1407218.286 | 15476766.109 |  | -1
node_8103203_200880889 |  |  | PQ | AD | 2771.281 | 8103203 | no | no |  |  | no |  |  | 1407110.178 | 15477196.23 |  | -1
node_8103203_200880890 |  |  | PQ | AN | 2771.281 | 8103203 | no | no |  |  | no |  |  | 1409227.59 | 15471550.289 |  | -1
node_8103203_200880891 |  |  | PQ | AD | 2771.281 | 8103203 | no | no |  |  | no |  |  | 1406992.654 | 15477662.307 |  | -1
node_8103203_200880892 |  |  | PQ | AN | 2771.281 | 8103203 | no | no |  |  | no |  |  | 1406917.564 | 15477979.364 |  | -1
node_8103203_200880893 |  |  | PQ | AD | 2771.281 | 8103203 | no | no |  |  | no |  |  | 1406740.022 | 15478193.517 |  | -1
node_8103203_200880894 |  |  | PQ | AD | 2771.281 | 8103203 | no | no |  |  | no |  |  | 1406434.861 | 15478660.936 |  | -1
node_8103203_200880895 |  |  | PQ | AN | 2771.281 | 8103203 | no | no |  |  | no |  |  | 1406274.873 | 15479099.371 |  | -1
node_8103203_200880899 |  |  | PQ | AN | 2771.281 | 8103203 | no | no |  |  | no |  |  | 1406199.088 | 15480409.064 |  | -1
node_8103203_200880900 |  |  | PQ | AD | 2771.281 | 8103203 | no | no |  |  | no |  |  | 1406245.736 | 15480615.469 |  | -1
node_8103203_200880901 |  |  | PQ | AD | 2771.281 | 8103203 | no | no |  |  | no |  |  | 1409194.888 | 15471956.054 |  | -1
node_8103203_200880902 |  |  | PQ | AN | 2771.281 | 8103203 | no | no |  |  | no |  |  | 1406219.48 | 15480872.438 |  | -1
node_8103203_200880903 |  |  | PQ | AD | 2771.281 | 8103203 | no | no |  |  | no |  |  | 1406215.07 | 15481155.078 |  | -1
node_8103203_200880904 |  |  | PQ | AD | 2771.281 | 8103203 | no | no |  |  | no |  |  | 1406194.605 | 15481413.428 |  | -1
node_8103203_200880905 |  |  | PQ | AD | 2771.281 | 8103203 | no | no |  |  | no |  |  | 1406185.914 | 15481676.038 |  | -1
node_8103203_200880906 |  |  | PQ | AD | 2771.281 | 8103203 | no | no |  |  | no |  |  | 1406176.124 | 15481930.036 |  | -1
node_8103203_200880907 |  |  | PQ | AN | 2771.281 | 8103203 | no | no |  |  | no |  |  | 1406159.362 | 15482189.655 |  | -1
node_8103203_200880908 |  |  | PQ | AD | 2771.281 | 8103203 | no | no |  |  | no |  |  | 1406149.768 | 15482455.303 |  | -1
node_8103203_200880909 |  |  | PQ | AN | 2771.281 | 8103203 | no | no |  |  | no |  |  | 1406078.028 | 15482659.167 |  | -1
node_8103203_200880910 |  |  | PQ | AD | 2771.281 | 8103203 | no | no |  |  | no |  |  | 1406121.259 | 15482903.26 |  | -1
node_8103203_200880911 |  |  | PQ | AN | 2771.281 | 8103203 | no | no |  |  | no |  |  | 1406111.177 | 15483159.205 |  | -1
node_8103203_200880912 |  |  | PQ | AN | 2771.281 | 8103203 | no | no |  |  | no |  |  | 1409113.016 | 15472258.368 |  | -1
node_8103203_200880913 |  |  | PQ | AD | 2771.281 | 8103203 | no | no |  |  | no |  |  | 1409009.949 | 15472630.439 |  | -1
node_8103203_200880914 |  |  | PQ | AN | 2771.281 | 8103203 | no | no |  |  | no |  |  | 1408927.975 | 15472951.411 |  | -1
node_8103203_200880915 |  |  | PQ | AD | 2771.281 | 8103203 | no | no |  |  | no |  |  | 1408839.859 | 15473276.589 |  | -1
node_8103203_200880916 |  |  | PQ | AD | 2771.281 | 8103203 | no | no |  |  | no |  |  | 1408769.426 | 15473501.425 |  | -1
node_8103203_200880917 |  |  | PQ | AD | 2771.281 | 8103203 | no | no |  |  | no |  |  | 1408691.992 | 15473835.694 |  | -1
node_8103203_200880956 |  |  | PQ | AN | 2771.281 | 8103203 | no | no |  |  | no |  |  | 1403103.081 | 15488377.754 |  | -1
node_8103203_200880957 |  |  | PQ | AN | 2771.281 | 8103203 | no | no |  |  | no |  |  | 1414500.12 | 15473593.368 |  | -1
node_8103203_200880958 |  |  | PQ | AN | 2771.281 | 8103203 | no | no |  |  | no |  |  | 1413230.585 | 15475418.583 |  | -1
node_8103203_200880959 |  |  | PQ | AD | 2771.281 | 8103203 | no | no |  |  | no |  |  | 1413409.44 | 15475572.579 |  | -1
node_8103203_200880960 |  |  | PQ | AN | 2771.281 | 8103203 | no | no |  |  | no |  |  | 1413651.832 | 15475565.596 |  | -1
node_8103203_200880961 |  |  | PQ | AD | 2771.281 | 8103203 | no | no |  |  | no |  |  | 1413725.823 | 15475862.555 |  | -1
node_8103203_200880962 |  |  | PQ | AD | 2771.281 | 8103203 | no | no |  |  | no |  |  | 1413987.91 | 15476131.018 |  | -1
node_8103203_200880963 |  |  | PQ | AN | 2771.281 | 8103203 | no | no |  |  | no |  |  | 1414298.677 | 15476455.408 |  | -1
node_8103203_200880965 |  |  | PQ | AN | 2771.281 | 8103203 | no | no |  |  | no |  |  | 1414522.06 | 15476735.873 |  | -1
node_8103203_200880966 |  |  | PQ | AN | 2771.281 | 8103203 | no | no |  |  | no |  |  | 1414683.994 | 15477016.777 |  | -1
node_8103203_200880967 |  |  | PQ | AN | 2771.281 | 8103203 | no | no |  |  | no |  |  | 1414865.537 | 15477252.277 |  | -1
node_8103203_200880968 |  |  | PQ | AN | 2771.281 | 8103203 | no | no |  |  | no |  |  | 1415028.23 | 15477528.799 |  | -1
node_8103203_200880969 |  |  | PQ | AD | 2771.281 | 8103203 | no | no |  |  | no |  |  | 1414409.994 | 15473825.471 |  | -1
node_8103203_200880970 |  |  | PQ | AN | 2771.281 | 8103203 | no | no |  |  | no |  |  | 1414280.715 | 15473993.488 |  | -1
node_8103203_200880972 |  |  | PQ | AD | 2771.281 | 8103203 | no | no |  |  | no |  |  | 1414118.498 | 15474237.988 |  | -1
node_8103203_200880973 |  |  | PQ | AN | 2771.281 | 8103203 | no | no |  |  | no |  |  | 1413753.301 | 15474555.159 |  | -1
node_8103203_200880974 |  |  | PQ | AD | 2771.281 | 8103203 | no | no |  |  | no |  |  | 1413478.439 | 15474800.228 |  | -1
node_8103203_200880975 |  |  | PQ | AN | 2771.281 | 8103203 | no | no |  |  | no |  |  | 1413190.391 | 15475067.969 |  | -1
node_8103203_200880976 |  |  | PQ | AD | 2771.281 | 8103203 | no | no |  |  | no |  |  | 1412985.952 | 15475173.522 |  | -1
node_8103203_200880977 |  |  | PQ | AN | 2771.281 | 8103203 | no | no |  |  | no |  |  | 1412814.831 | 15475261.139 |  | -1
node_8103203_200880978 |  |  | PQ | AD | 2771.281 | 8103203 | no | no |  |  | no |  |  | 1413113.697 | 15475297.132 |  | -1
node_8103203_200880987 |  |  | PQ | AN | 2771.281 | 8103203 | no | no |  |  | no |  |  | 1409597.927 | 15471173.074 |  | -1
node_8103203_200880988 |  |  | PQ | AN | 2771.281 | 8103203 | no | no |  |  | no |  |  | 1409776.568 | 15471200.352 |  | -1
node_8103203_200880989 |  |  | PQ | AN | 2771.281 | 8103203 | no | no |  |  | no |  |  | 1409960.03 | 15471248.493 |  | -1
node_8103203_200880990 |  |  | PQ | AN | 2771.281 | 8103203 | no | no |  |  | no |  |  | 1410278.934 | 15471466.636 |  | -1
node_8103203_200880992 |  |  | PQ | AN | 2771.281 | 8103203 | no | no |  |  | no |  |  | 1410574.975 | 15471670.794 |  | -1
node_8103203_200880993 |  |  | PQ | AN | 2771.281 | 8103203 | no | no |  |  | no |  |  | 1410879.75 | 15471882.251 |  | -1
node_8103203_200880994 |  |  | PQ | AD | 2771.281 | 8103203 | no | no |  |  | no |  |  | 1411060.062 | 15472108.096 |  | -1
node_8103203_200880995 |  |  | PQ | AN | 2771.281 | 8103203 | no | no |  |  | no |  |  | 1411305.836 | 15472281.426 |  | -1
node_8103203_200881115 |  |  | PQ | AD | 2771.281 | 8103203 | no | no |  |  | no |  |  | 1417384.674 | 15480995.318 |  | -1
node_8103203_200881116 |  |  | PQ | AD | 2771.281 | 8103203 | no | no |  |  | no |  |  | 1416808.786 | 15481228.173 |  | -1
node_8103203_200881117 |  |  | PQ | AN | 2771.281 | 8103203 | no | no |  |  | no |  |  | 1416535.623 | 15481200.148 |  | -1
node_8103203_200881118 |  |  | PQ | AN | 2771.281 | 8103203 | no | no |  |  | no |  |  | 1416238.64 | 15481190.891 |  | -1
node_8103203_200881119 |  |  | PQ | AN | 2771.281 | 8103203 | no | no |  |  | no |  |  | 1416067.551 | 15481007.546 |  | -1
node_8103203_200881120 |  |  | PQ | AN | 2771.281 | 8103203 | no | no |  |  | no |  |  | 1411578.986 | 15469113.186 |  | -1
node_8103203_200881122 |  |  | PQ | AN | 2771.281 | 8103203 | no | no |  |  | no |  |  | 1412639.579 | 15466741.311 |  | -1
node_8103203_200881123 |  |  | PQ | AN | 2771.281 | 8103203 | no | no |  |  | no |  |  | 1412990.442 | 15466769.418 |  | -1
node_8103203_200881125 |  |  | PQ | AD | 2771.281 | 8103203 | no | no |  |  | no |  |  | 1413332.896 | 15466786.733 |  | -1
node_8103203_200881126 |  |  | PQ | AD | 2771.281 | 8103203 | no | no |  |  | no |  |  | 1413676.027 | 15466806.192 |  | -1
node_8103203_200881127 |  |  | PQ | AN | 2771.281 | 8103203 | no | no |  |  | no |  |  | 1413988.376 | 15466829.244 |  | -1
node_8103203_200881128 |  |  | PQ | AN | 2771.281 | 8103203 | no | no |  |  | no |  |  | 1414282.778 | 15466850.081 |  | -1
node_8103203_200881130 |  |  | PQ | AD | 2771.281 | 8103203 | no | no |  |  | no |  |  | 1411947.835 | 15468812.59 |  | -1
node_8103203_200881131 |  |  | PQ | AN | 2771.281 | 8103203 | no | no |  |  | no |  |  | 1412133.579 | 15468676.674 |  | -1
node_8103203_200881132 |  |  | PQ | AN | 2771.281 | 8103203 | no | no |  |  | no |  |  | 1412371.583 | 15468510.241 |  | -1
node_8103203_200881133 |  |  | PQ | AD | 2771.281 | 8103203 | no | no |  |  | no |  |  | 1412446.351 | 15468241.763 |  | -1
node_8103203_200881134 |  |  | PQ | AN | 2771.281 | 8103203 | no | no |  |  | no |  |  | 1412490.805 | 15467939.942 |  | -1
node_8103203_200881135 |  |  | PQ | AN | 2771.281 | 8103203 | no | no |  |  | no |  |  | 1412537.786 | 15467657.916 |  | -1
node_8103203_200881136 |  |  | PQ | AD | 2771.281 | 8103203 | no | no |  |  | no |  |  | 1412575.881 | 15467309.397 |  | -1
node_8103203_200881137 |  |  | PQ | AD | 2771.281 | 8103203 | no | no |  |  | no |  |  | 1412613.773 | 15466964.514 |  | -1
node_8103203_200881138 |  |  | PQ | AD | 2771.281 | 8103203 | no | no |  |  | no |  |  | 1404756.038 | 15474475.566 |  | -1
node_8103203_200881139 |  |  | PQ | AD | 2771.281 | 8103203 | no | no |  |  | no |  |  | 1404841.8 | 15474179.04 |  | -1
node_8103203_200881140 |  |  | PQ | AN | 2771.281 | 8103203 | no | no |  |  | no |  |  | 1404931.09 | 15473878.551 |  | -1
node_8103203_200881142 |  |  | PQ | AD | 2771.281 | 8103203 | no | no |  |  | no |  |  | 1405060.261 | 15473664.159 |  | -1
node_8103203_200881143 |  |  | PQ | AD | 2771.281 | 8103203 | no | no |  |  | no |  |  | 1405170.119 | 15473411.68 |  | -1
node_8103203_200881144 |  |  | PQ | AN | 2771.281 | 8103203 | no | no |  |  | no |  |  | 1405279.66 | 15473173.741 |  | -1
node_8103203_200881145 |  |  | PQ | AD | 2771.281 | 8103203 | no | no |  |  | no |  |  | 1405163.108 | 15473110.109 |  | -1
node_8103203_200881146 |  |  | PQ | AD | 2771.281 | 8103203 | no | no |  |  | no |  |  | 1405231.372 | 15472785.367 |  | -1
node_8103203_200881147 |  |  | PQ | AN | 2771.281 | 8103203 | no | no |  |  | no |  |  | 1405304.715 | 15472457.834 |  | -1
node_8103203_200881148 |  |  | PQ | AD | 2771.281 | 8103203 | no | no |  |  | no |  |  | 1419392.876 | 15474421.969 |  | -1
node_8103203_200881149 |  |  | PQ | AD | 2771.281 | 8103203 | no | no |  |  | no |  |  | 1419674.477 | 15474470.385 |  | -1
node_8103203_200881150 |  |  | PQ | AD | 2771.281 | 8103203 | no | no |  |  | no |  |  | 1419937.399 | 15474617.322 |  | -1
node_8103203_200881151 |  |  | PQ | AD | 2771.281 | 8103203 | no | no |  |  | no |  |  | 1420189.02 | 15474772.655 |  | -1
node_8103203_200881152 |  |  | PQ | AD | 2771.281 | 8103203 | no | no |  |  | no |  |  | 1420498.016 | 15474973.716 |  | -1
node_8103203_200881153 |  |  | PQ | AD | 2771.281 | 8103203 | no | no |  |  | no |  |  | 1420796.935 | 15475166.683 |  | -1
node_8103203_200881154 |  |  | PQ | AN | 2771.281 | 8103203 | no | no |  |  | no |  |  | 1421058.987 | 15475334.601 |  | -1
node_8103203_200881155 |  |  | PQ | AD | 2771.281 | 8103203 | no | no |  |  | no |  |  | 1406947.743 | 15469606.128 |  | -1
node_8103203_200881156 |  |  | PQ | AD | 2771.281 | 8103203 | no | no |  |  | no |  |  | 1406727.853 | 15469857.104 |  | -1
node_8103203_200881157 |  |  | PQ | AD | 2771.281 | 8103203 | no | no |  |  | no |  |  | 1406527.167 | 15470097.06 |  | -1
node_8103203_200881158 |  |  | PQ | AD | 2771.281 | 8103203 | no | no |  |  | no |  |  | 1406333.351 | 15470321.28 |  | -1
node_8103203_200881159 |  |  | PQ | AD | 2771.281 | 8103203 | no | no |  |  | no |  |  | 1406147.645 | 15470548.038 |  | -1
node_8103203_200881160 |  |  | PQ | AN | 2771.281 | 8103203 | no | no |  |  | no |  |  | 1405927.159 | 15470806.783 |  | -1
node_8103203_200881163 |  |  | PQ | AN | 2771.281 | 8103203 | no | no |  |  | no |  |  | 1413027.457 | 15474794.558 |  | -1
node_8103203_200881164 |  |  | PQ | AD | 2771.281 | 8103203 | no | no |  |  | no |  |  | 1412848.261 | 15474489.267 |  | -1
node_8103203_200881165 |  |  | PQ | AD | 2771.281 | 8103203 | no | no |  |  | no |  |  | 1412693.024 | 15474244.432 |  | -1
node_8103203_200881166 |  |  | PQ | AD | 2771.281 | 8103203 | no | no |  |  | no |  |  | 1412565.459 | 15474007.88 |  | -1
node_8103203_200881167 |  |  | PQ | AD | 2771.281 | 8103203 | no | no |  |  | no |  |  | 1412428.392 | 15473746.544 |  | -1
node_8103203_200881168 |  |  | PQ | AN | 2771.281 | 8103203 | no | no |  |  | no |  |  | 1412315.468 | 15473492.095 |  | -1
node_8103203_200881169 |  |  | PQ | AN | 2771.281 | 8103203 | no | no |  |  | no |  |  | 1412186.91 | 15473288.312 |  | -1
node_8103203_200881231 |  |  | PQ | AN | 2771.281 | 8103203 | no | no |  |  | no |  |  | 1407967.335 | 15467226.049 |  | -1
node_8103203_200881232 |  |  | PQ | AN | 2771.281 | 8103203 | no | no |  |  | no |  |  | 1407976.626 | 15467040.743 |  | -1
node_8103203_200881233 |  |  | PQ | AN | 2771.281 | 8103203 | no | no |  |  | no |  |  | 1408109.632 | 15466664.059 |  | -1
node_8103203_200881234 |  |  | PQ | AD | 2771.281 | 8103203 | no | no |  |  | no |  |  | 1408191.826 | 15466349.836 |  | -1
node_8103203_200881235 |  |  | PQ | AD | 2771.281 | 8103203 | no | no |  |  | no |  |  | 1408271.558 | 15466033.753 |  | -1
node_8103203_200881236 |  |  | PQ | AN | 2771.281 | 8103203 | no | no |  |  | no |  |  | 1408358.285 | 15465730.861 |  | -1
node_8103203_200881237 |  |  | PQ | AD | 2771.281 | 8103203 | no | no |  |  | no |  |  | 1409188.144 | 15472668.444 |  | -1
node_8103203_200881238 |  |  | PQ | AD | 2771.281 | 8103203 | no | no |  |  | no |  |  | 1409274.342 | 15472856.758 |  | -1
node_8103203_200881239 |  |  | PQ | AD | 2771.281 | 8103203 | no | no |  |  | no |  |  | 1409274.794 | 15473109.685 |  | -1
node_8103203_200881240 |  |  | PQ | AD | 2771.281 | 8103203 | no | no |  |  | no |  |  | 1409159.225 | 15473348.009 |  | -1
node_8103203_200881241 |  |  | PQ | AD | 2771.281 | 8103203 | no | no |  |  | no |  |  | 1409096.837 | 15473629.519 |  | -1
node_8103203_200881242 |  |  | PQ | AD | 2771.281 | 8103203 | no | no |  |  | no |  |  | 1409281.539 | 15473568.729 |  | -1
node_8103203_200881243 |  |  | PQ | AN | 2771.281 | 8103203 | no | no |  |  | no |  |  | 1409388.856 | 15473682.913 |  | -1
node_8103203_200882336 |  |  | PQ | ABCD | 2771.281 | 8103203 | no | no |  |  | no |  |  | 1394644.281 | 15453154.193 |  | -1
node_8103203_200882337 |  |  | PQ | ABCN | 2771.281 | 8103203 | no | no |  |  | no |  |  | 1395683.187 | 15453588.24 |  | -1
node_8103203_200882338 |  |  | PQ | ABCN | 2771.281 | 8103203 | no | no |  |  | no |  |  | 1395954.093 | 15453659.239 |  | -1
node_8103203_200882340 |  |  | PQ | ABCN | 2771.281 | 8103203 | no | no |  |  | no |  |  | 1396162.531 | 15453668.937 |  | -1
node_8103203_200882342 |  |  | PQ | ABCN | 2771.281 | 8103203 | no | no |  |  | no |  |  | 1396411.247 | 15453675.958 |  | -1
node_8103203_200882343 |  |  | PQ | ABCD | 2771.281 | 8103203 | no | no |  |  | no |  |  | 1396537.732 | 15453677.57 |  | -1
node_8103203_200882344 |  |  | PQ | ABCN | 2771.281 | 8103203 | no | no |  |  | no |  |  | 1396643.591 | 15453679.555 |  | -1
node_8103203_200882346 |  |  | PQ | ABCD | 2771.281 | 8103203 | no | no |  |  | no |  |  | 1394752.751 | 15453195.42 |  | -1
node_8103203_200882347 |  |  | PQ | ABCD | 2771.281 | 8103203 | no | no |  |  | no |  |  | 1397574.798 | 15453704.612 |  | -1
node_8103203_200882348 |  |  | PQ | ABCD | 2771.281 | 8103203 | no | no |  |  | no |  |  | 1397729.986 | 15453720.473 |  | -1
node_8103203_200882349 |  |  | PQ | ABCN | 2771.281 | 8103203 | no | no |  |  | no |  |  | 1397729.738 | 15453682.578 |  | -1
node_8103203_200882350 |  |  | PQ | ABCD | 2771.281 | 8103203 | no | no |  |  | no |  |  | 1397824.029 | 15453732.303 |  | -1
node_8103203_200882353 |  |  | PQ | ABCD | 2771.281 | 8103203 | no | no |  |  | no |  |  | 1397930.044 | 15453709.585 |  | -1
node_8103203_200882354 |  |  | PQ | ABCN | 2771.281 | 8103203 | no | no |  |  | no |  |  | 1398071.851 | 15453769.272 |  | -1
node_8103203_200882356 |  |  | PQ | ABCD | 2771.281 | 8103203 | no | no |  |  | no |  |  | 1398299.751 | 15453806.061 |  | -1
node_8103203_200882357 |  |  | PQ | ABCN | 2771.281 | 8103203 | no | no |  |  | no |  |  | 1398487.806 | 15453833.322 |  | -1
node_8103203_200882359 |  |  | PQ | ABCN | 2771.281 | 8103203 | no | no |  |  | no |  |  | 1398598.181 | 15453846.161 |  | -1
node_8103203_200882360 |  |  | PQ | AD | 2771.281 | 8103203 | no | no |  |  | no |  |  | 1398573.047 | 15453926.811 |  | -1
node_8103203_200882361 |  |  | PQ | AN | 2771.281 | 8103203 | no | no |  |  | no |  |  | 1398545.561 | 15454083.358 |  | -1
node_8103203_200882362 |  |  | PQ | ABCD | 2771.281 | 8103203 | no | no |  |  | no |  |  | 1398762.663 | 15453878.458 |  | -1
node_8103203_200882363 |  |  | PQ | ABCD | 2771.281 | 8103203 | no | no |  |  | no |  |  | 1398946.101 | 15453907.285 |  | -1
node_8103203_200882364 |  |  | PQ | ABCD | 2771.281 | 8103203 | no | no |  |  | no |  |  | 1398909.897 | 15454041.353 |  | -1
node_8103203_200882365 |  |  | PQ | ABCN | 2771.281 | 8103203 | no | no |  |  | no |  |  | 1394979.203 | 15453291.374 |  | -1
node_8103203_200882366 |  |  | PQ | ABCD | 2771.281 | 8103203 | no | no |  |  | no |  |  | 1395197.161 | 15453388.492 |  | -1
node_8103203_200882368 |  |  | PQ | ABCN | 2771.281 | 8103203 | no | no |  |  | no |  |  | 1395424.997 | 15453503.417 |  | -1
node_8103203_200882372 |  |  | PQ | ABCN | 2771.281 | 8103203 | no | no |  |  | no |  |  | 1397468.309 | 15453831.342 |  | -1
node_8103203_200882374 |  |  | PQ | ABCN | 2771.281 | 8103203 | no | no |  |  | no |  |  | 1397097.543 | 15455455.359 |  | -1
node_8103203_200882375 |  |  | PQ | ABCD | 2771.281 | 8103203 | no | no |  |  | no |  |  | 1397078.556 | 15455609.689 |  | -1
node_8103203_200882377 |  |  | PQ | ABCN | 2771.281 | 8103203 | no | no |  |  | no |  |  | 1397140.393 | 15455851.672 |  | -1
node_8103203_200882378 |  |  | PQ | ABCD | 2771.281 | 8103203 | no | no |  |  | no |  |  | 1397208.007 | 15456026.006 |  | -1
node_8103203_200882379 |  |  | PQ | ABCD | 2771.281 | 8103203 | no | no |  |  | no |  |  | 1397251.948 | 15456134.48 |  | -1
node_8103203_200882380 |  |  | PQ | ABCN | 2771.281 | 8103203 | no | no |  |  | no |  |  | 1397327.622 | 15456282.141 |  | -1
node_8103203_200882382 |  |  | PQ | ABCN | 2771.281 | 8103203 | no | no |  |  | no |  |  | 1397376.171 | 15456497.547 |  | -1
node_8103203_200882384 |  |  | PQ | ABCN | 2771.281 | 8103203 | no | no |  |  | no |  |  | 1397422.437 | 15456700.167 |  | -1
node_8103203_200882385 |  |  | PQ | ABCD | 2771.281 | 8103203 | no | no |  |  | no |  |  | 1397463.58 | 15456875.754 |  | -1
node_8103203_200882386 |  |  | PQ | ABCN | 2771.281 | 8103203 | no | no |  |  | no |  |  | 1397520.927 | 15457118.999 |  | -1
node_8103203_200882389 |  |  | PQ | ABCD | 2771.281 | 8103203 | no | no |  |  | no |  |  | 1397586.427 | 15457363.454 |  | -1
node_8103203_200882390 |  |  | PQ | ABCD | 2771.281 | 8103203 | no | no |  |  | no |  |  | 1397750.343 | 15457531.083 |  | -1
node_8103203_200882391 |  |  | PQ | ABCN | 2771.281 | 8103203 | no | no |  |  | no |  |  | 1397851.676 | 15457696.214 |  | -1
node_8103203_200882393 |  |  | PQ | ABCD | 2771.281 | 8103203 | no | no |  |  | no |  |  | 1397982.25 | 15457910.116 |  | -1
node_8103203_200882394 |  |  | PQ | ABCD | 2771.281 | 8103203 | no | no |  |  | no |  |  | 1398094.099 | 15458106.854 |  | -1
node_8103203_200882396 |  |  | PQ | ABCD | 2771.281 | 8103203 | no | no |  |  | no |  |  | 1398284.405 | 15458333.567 |  | -1
node_8103203_200882397 |  |  | PQ | AN | 2771.281 | 8103203 | no | no |  |  | no |  |  | 1398203.826 | 15458339.55 |  | -1
node_8103203_200882398 |  |  | PQ | ABCD | 2771.281 | 8103203 | no | no |  |  | no |  |  | 1398453.662 | 15458549.597 |  | -1
node_8103203_200882399 |  |  | PQ | ABCD | 2771.281 | 8103203 | no | no |  |  | no |  |  | 1398620.857 | 15458761.464 |  | -1
node_8103203_200882400 |  |  | PQ | ABCD | 2771.281 | 8103203 | no | no |  |  | no |  |  | 1398801.216 | 15458981.577 |  | -1
node_8103203_200882405 |  |  | PQ | ABCD | 2771.281 | 8103203 | no | no |  |  | no |  |  | 1398930.207 | 15459264.081 |  | -1
node_8103203_200882406 |  |  | PQ | ABCD | 2771.281 | 8103203 | no | no |  |  | no |  |  | 1399054.566 | 15459414.071 |  | -1
node_8103203_200882407 |  |  | PQ | ABCN | 2771.281 | 8103203 | no | no |  |  | no |  |  | 1399169.773 | 15459556.766 |  | -1
node_8103203_200882408 |  |  | PQ | ABCN | 2771.281 | 8103203 | no | no |  |  | no |  |  | 1399317.825 | 15459737.464 |  | -1
node_8103203_200882409 |  |  | PQ | ABCN | 2771.281 | 8103203 | no | no |  |  | no |  |  | 1399476.158 | 15459932.313 |  | -1
node_8103203_200882411 |  |  | PQ | ABCD | 2771.281 | 8103203 | no | no |  |  | no |  |  | 1399655.487 | 15460219.893 |  | -1
node_8103203_200882412 |  |  | PQ | ABCD | 2771.281 | 8103203 | no | no |  |  | no |  |  | 1399771.385 | 15460412.896 |  | -1
node_8103203_200882413 |  |  | PQ | AN | 2771.281 | 8103203 | no | no |  |  | no |  |  | 1399868.945 | 15460349.551 |  | -1
node_8103203_200882414 |  |  | PQ | ABCD | 2771.281 | 8103203 | no | no |  |  | no |  |  | 1399852.797 | 15460666.418 |  | -1
node_8103203_200882415 |  |  | PQ | ABCD | 2771.281 | 8103203 | no | no |  |  | no |  |  | 1399928.873 | 15460888.005 |  | -1
node_8103203_200882416 |  |  | PQ | ABCD | 2771.281 | 8103203 | no | no |  |  | no |  |  | 1399968.068 | 15461016.143 |  | -1
node_8103203_200882419 |  |  | PQ | ABCD | 2771.281 | 8103203 | no | no |  |  | no |  |  | 1399961.763 | 15461181.28 |  | -1
node_8103203_200882420 |  |  | PQ | ABCN | 2771.281 | 8103203 | no | no |  |  | no |  |  | 1399946.642 | 15461394.312 |  | -1
node_8103203_200882421 |  |  | PQ | ABCD | 2771.281 | 8103203 | no | no |  |  | no |  |  | 1399927.908 | 15461612.143 |  | -1
node_8103203_200882423 |  |  | PQ | ABCN | 2771.281 | 8103203 | no | no |  |  | no |  |  | 1399914.927 | 15461767.516 |  | -1
node_8103203_200882425 |  |  | PQ | ABCD | 2771.281 | 8103203 | no | no |  |  | no |  |  | 1399882.725 | 15462188.7 |  | -1
node_8103203_200882426 |  |  | PQ | ABCD | 2771.281 | 8103203 | no | no |  |  | no |  |  | 1397319.207 | 15454485.617 |  | -1
node_8103203_200882427 |  |  | PQ | ABCD | 2771.281 | 8103203 | no | no |  |  | no |  |  | 1397379.475 | 15454461.362 |  | -1
node_8103203_200882428 |  |  | PQ | ABCN | 2771.281 | 8103203 | no | no |  |  | no |  |  | 1397547.405 | 15454398.478 |  | -1
node_8103203_200882431 |  |  | PQ | ABCN | 2771.281 | 8103203 | no | no |  |  | no |  |  | 1397280.751 | 15454636.778 |  | -1
node_8103203_200882432 |  |  | PQ | ABCD | 2771.281 | 8103203 | no | no |  |  | no |  |  | 1397251.558 | 15454771.295 |  | -1
node_8103203_200882433 |  |  | PQ | ABCD | 2771.281 | 8103203 | no | no |  |  | no |  |  | 1397215.483 | 15454930.939 |  | -1
node_8103203_200882434 |  |  | PQ | ABCD | 2771.281 | 8103203 | no | no |  |  | no |  |  | 1397160.463 | 15455161.541 |  | -1
node_8103203_200882439 |  |  | PQ | ABCN | 2771.281 | 8103203 | no | no |  |  | no |  |  | 1399160.212 | 15453959.105 |  | -1
node_8103203_200882444 |  |  | PQ | AD | 2771.281 | 8103203 | no | no |  |  | no |  |  | 1399273.329 | 15455797.172 |  | -1
node_8103203_200882445 |  |  | PQ | AD | 2771.281 | 8103203 | no | no |  |  | no |  |  | 1399286.721 | 15455955.111 |  | -1
node_8103203_200882447 |  |  | PQ | AD | 2771.281 | 8103203 | no | no |  |  | no |  |  | 1399325.281 | 15456125.775 |  | -1
node_8103203_200882448 |  |  | PQ | AN | 2771.281 | 8103203 | no | no |  |  | no |  |  | 1399373.486 | 15456320.101 |  | -1
node_8103203_200882449 |  |  | PQ | AD | 2771.281 | 8103203 | no | no |  |  | no |  |  | 1399403.484 | 15456443.08 |  | -1
node_8103203_200882450 |  |  | PQ | AN | 2771.281 | 8103203 | no | no |  |  | no |  |  | 1399474.469 | 15456736.228 |  | -1
node_8103203_200882451 |  |  | PQ | AD | 2771.281 | 8103203 | no | no |  |  | no |  |  | 1399629.809 | 15456960.926 |  | -1
node_8103203_200882452 |  |  | PQ | AD | 2771.281 | 8103203 | no | no |  |  | no |  |  | 1399776.341 | 15457174.818 |  | -1
node_8103203_200882453 |  |  | PQ | AN | 2771.281 | 8103203 | no | no |  |  | no |  |  | 1399961.977 | 15456976.701 |  | -1
node_8103203_200882454 |  |  | PQ | ABCN | 2771.281 | 8103203 | no | no |  |  | no |  |  | 1399143.515 | 15454099.586 |  | -1
node_8103203_200882457 |  |  | PQ | AD | 2771.281 | 8103203 | no | no |  |  | no |  |  | 1399958.38 | 15457434.392 |  | -1
node_8103203_200882458 |  |  | PQ | AD | 2771.281 | 8103203 | no | no |  |  | no |  |  | 1400113.645 | 15457639.734 |  | -1
node_8103203_200882459 |  |  | PQ | AD | 2771.281 | 8103203 | no | no |  |  | no |  |  | 1400222.291 | 15457781.411 |  | -1
node_8103203_200882460 |  |  | PQ | AN | 2771.281 | 8103203 | no | no |  |  | no |  |  | 1400414.21 | 15458076.686 |  | -1
node_8103203_200882461 |  |  | PQ | AD | 2771.281 | 8103203 | no | no |  |  | no |  |  | 1400501.385 | 15458184.875 |  | -1
node_8103203_200882462 |  |  | PQ | AD | 2771.281 | 8103203 | no | no |  |  | no |  |  | 1400659.751 | 15458376.93 |  | -1
node_8103203_200882463 |  |  | PQ | AD | 2771.281 | 8103203 | no | no |  |  | no |  |  | 1400863.183 | 15458628.313 |  | -1
node_8103203_200882464 |  |  | PQ | AD | 2771.281 | 8103203 | no | no |  |  | no |  |  | 1401069.865 | 15458889.828 |  | -1
node_8103203_200882465 |  |  | PQ | AD | 2771.281 | 8103203 | no | no |  |  | no |  |  | 1401283.052 | 15459154.737 |  | -1
node_8103203_200882466 |  |  | PQ | AN | 2771.281 | 8103203 | no | no |  |  | no |  |  | 1401513.597 | 15459447.007 |  | -1
node_8103203_200882467 |  |  | PQ | AD | 2771.281 | 8103203 | no | no |  |  | no |  |  | 1401827.729 | 15459660.331 |  | -1
node_8103203_200882468 |  |  | PQ | AD | 2771.281 | 8103203 | no | no |  |  | no |  |  | 1402227.334 | 15459777.955 |  | -1
node_8103203_200882470 |  |  | PQ | ABCN | 2771.281 | 8103203 | no | no |  |  | no |  |  | 1399158.204 | 15454272.442 |  | -1
node_8103203_200882471 |  |  | PQ | ABCD | 2771.281 | 8103203 | no | no |  |  | no |  |  | 1399168.243 | 15454383.557 |  | -1
node_8103203_200882472 |  |  | PQ | AD | 2771.281 | 8103203 | no | no |  |  | no |  |  | 1402485.675 | 15459912.608 |  | -1
node_8103203_200882473 |  |  | PQ | AN | 2771.281 | 8103203 | no | no |  |  | no |  |  | 1402595.555 | 15459934.621 |  | -1
node_8103203_200882474 |  |  | PQ | AD | 2771.281 | 8103203 | no | no |  |  | no |  |  | 1402792.009 | 15460058.235 |  | -1
node_8103203_200882475 |  |  | PQ | AN | 2771.281 | 8103203 | no | no |  |  | no |  |  | 1402952.041 | 15460148.894 |  | -1
node_8103203_200882477 |  |  | PQ | AN | 2771.281 | 8103203 | no | no |  |  | no |  |  | 1399189.002 | 15454598.869 |  | -1
node_8103203_200882478 |  |  | PQ | AD | 2771.281 | 8103203 | no | no |  |  | no |  |  | 1399197.428 | 15454778.715 |  | -1
node_8103203_200882482 |  |  | PQ | AN | 2771.281 | 8103203 | no | no |  |  | no |  |  | 1399088.266 | 15453765.619 |  | -1
node_8103203_200882486 |  |  | PQ | AN | 2771.281 | 8103203 | no | no |  |  | no |  |  | 1399066.97 | 15453601.821 |  | -1
node_8103203_200882487 |  |  | PQ | AD | 2771.281 | 8103203 | no | no |  |  | no |  |  | 1399036.4 | 15453437.101 |  | -1
node_8103203_200882488 |  |  | PQ | AD | 2771.281 | 8103203 | no | no |  |  | no |  |  | 1399007.761 | 15453265.262 |  | -1
node_8103203_200882489 |  |  | PQ | AN | 2771.281 | 8103203 | no | no |  |  | no |  |  | 1398983.54 | 15453105.141 |  | -1
node_8103203_200882491 |  |  | PQ | AD | 2771.281 | 8103203 | no | no |  |  | no |  |  | 1398945.672 | 15452906.1 |  | -1
node_8103203_200882493 |  |  | PQ | AD | 2771.281 | 8103203 | no | no |  |  | no |  |  | 1398938.898 | 15452724.09 |  | -1
node_8103203_200882494 |  |  | PQ | AD | 2771.281 | 8103203 | no | no |  |  | no |  |  | 1398905.26 | 15452570.726 |  | -1
node_8103203_200882495 |  |  | PQ | AN | 2771.281 | 8103203 | no | no |  |  | no |  |  | 1398859.835 | 15452378.393 |  | -1
node_8103203_200882633 |  |  | PQ | AN | 2771.281 | 8103203 | no | no |  |  | no |  |  | 1401034.439 | 15462252.341 |  | -1
node_8103203_200882634 |  |  | PQ | AN | 2771.281 | 8103203 | no | no |  |  | no |  |  | 1401439.209 | 15462265.53 |  | -1
node_8103203_200882635 |  |  | PQ | AD | 2771.281 | 8103203 | no | no |  |  | no |  |  | 1401783.15 | 15462292.535 |  | -1
node_8103203_200882636 |  |  | PQ | AD | 2771.281 | 8103203 | no | no |  |  | no |  |  | 1402360.151 | 15462339.431 |  | -1
node_8103203_200882777 |  |  | PQ | ABCD | 2771.281 | 8103203 | no | no |  |  | no |  |  | 1396022.151 | 15453779.049 |  | -1
node_8103203_200882778 |  |  | PQ | ABCD | 2771.281 | 8103203 | no | no |  |  | no |  |  | 1397025.973 | 15455594.814 |  | -1
node_8103203_200882779 |  |  | PQ | ABCD | 2771.281 | 8103203 | no | no |  |  | no |  |  | 1396334.009 | 15454115.291 |  | -1
node_8103203_200882780 |  |  | PQ | ABCN | 2771.281 | 8103203 | no | no |  |  | no |  |  | 1396442.515 | 15454260.282 |  | -1
node_8103203_200882781 |  |  | PQ | ABCD | 2771.281 | 8103203 | no | no |  |  | no |  |  | 1396553.121 | 15454394.461 |  | -1
node_8103203_200882782 |  |  | PQ | ABCD | 2771.281 | 8103203 | no | no |  |  | no |  |  | 1396773.092 | 15454664.667 |  | -1
node_8103203_200882783 |  |  | PQ | ABCD | 2771.281 | 8103203 | no | no |  |  | no |  |  | 1396897.872 | 15454901.454 |  | -1
node_8103203_200882784 |  |  | PQ | ABCD | 2771.281 | 8103203 | no | no |  |  | no |  |  | 1396871.86 | 15455044.874 |  | -1
node_8103203_200882785 |  |  | PQ | ABCN | 2771.281 | 8103203 | no | no |  |  | no |  |  | 1396828.628 | 15455238.021 |  | -1
node_8103203_200882786 |  |  | PQ | ABCN | 2771.281 | 8103203 | no | no |  |  | no |  |  | 1396782.764 | 15455431.793 |  | -1
node_8103203_200882787 |  |  | PQ | ABCD | 2771.281 | 8103203 | no | no |  |  | no |  |  | 1396752.218 | 15455567.978 |  | -1
node_8103203_200882788 |  |  | PQ | AN | 2771.281 | 8103203 | no | no |  |  | no |  |  | 1396517.556 | 15455567.766 |  | -1
node_8103203_200882789 |  |  | PQ | AD | 2771.281 | 8103203 | no | no |  |  | no |  |  | 1396409.683 | 15455570.947 |  | -1
node_8103203_200882790 |  |  | PQ | AN | 2771.281 | 8103203 | no | no |  |  | no |  |  | 1396445.412 | 15455313.727 |  | -1
node_8103203_200882812 |  |  | PQ | AN | 2771.281 | 8103203 | no | no |  |  | no |  |  | 1393986.41 | 15456028.951 |  | -1
node_8103203_200882814 |  |  | PQ | AD | 2771.281 | 8103203 | no | no |  |  | no |  |  | 1396145.357 | 15454210.622 |  | -1
node_8103203_200882815 |  |  | PQ | AD | 2771.281 | 8103203 | no | no |  |  | no |  |  | 1395905.871 | 15454334.265 |  | -1
node_8103203_200882816 |  |  | PQ | AN | 2771.281 | 8103203 | no | no |  |  | no |  |  | 1393778.659 | 15457575.962 |  | -1
node_8103203_200882817 |  |  | PQ | AD | 2771.281 | 8103203 | no | no |  |  | no |  |  | 1393545.949 | 15457776.971 |  | -1
node_8103203_200882818 |  |  | PQ | AD | 2771.281 | 8103203 | no | no |  |  | no |  |  | 1393258.509 | 15458031.126 |  | -1
node_8103203_200882819 |  |  | PQ | AD | 2771.281 | 8103203 | no | no |  |  | no |  |  | 1392969.622 | 15458274.003 |  | -1
node_8103203_200882820 |  |  | PQ | AN | 2771.281 | 8103203 | no | no |  |  | no |  |  | 1392802.204 | 15458415.145 |  | -1
node_8103203_200882822 |  |  | PQ | AD | 2771.281 | 8103203 | no | no |  |  | no |  |  | 1392479.028 | 15458681.216 |  | -1
node_8103203_200882823 |  |  | PQ | AD | 2771.281 | 8103203 | no | no |  |  | no |  |  | 1392266.261 | 15458849.086 |  | -1
node_8103203_200882824 |  |  | PQ | AD | 2771.281 | 8103203 | no | no |  |  | no |  |  | 1392049.662 | 15459025.197 |  | -1
node_8103203_200882825 |  |  | PQ | AD | 2771.281 | 8103203 | no | no |  |  | no |  |  | 1391824.999 | 15459204.175 |  | -1
node_8103203_200882826 |  |  | PQ | AD | 2771.281 | 8103203 | no | no |  |  | no |  |  | 1391802.803 | 15458883.432 |  | -1
node_8103203_200882827 |  |  | PQ | AN | 2771.281 | 8103203 | no | no |  |  | no |  |  | 1391783.126 | 15458577.361 |  | -1
node_8103203_200882828 |  |  | PQ | AD | 2771.281 | 8103203 | no | no |  |  | no |  |  | 1391597.236 | 15459328.258 |  | -1
node_8103203_200882829 |  |  | PQ | AN | 2771.281 | 8103203 | no | no |  |  | no |  |  | 1391401.882 | 15459567.453 |  | -1
node_8103203_200882830 |  |  | PQ | AN | 2771.281 | 8103203 | no | no |  |  | no |  |  | 1391130.502 | 15459795.889 |  | -1
node_8103203_200882831 |  |  | PQ | AD | 2771.281 | 8103203 | no | no |  |  | no |  |  | 1390858.53 | 15460029.26 |  | -1
node_8103203_200882834 |  |  | PQ | AD | 2771.281 | 8103203 | no | no |  |  | no |  |  | 1390585.978 | 15460264.063 |  | -1
node_8103203_200882835 |  |  | PQ | AN | 2771.281 | 8103203 | no | no |  |  | no |  |  | 1390312.177 | 15460501.34 |  | -1
node_8103203_200882836 |  |  | PQ | AD | 2771.281 | 8103203 | no | no |  |  | no |  |  | 1390036.068 | 15460737.977 |  | -1
node_8103203_200882837 |  |  | PQ | AD | 2771.281 | 8103203 | no | no |  |  | no |  |  | 1389762.928 | 15460974.309 |  | -1
node_8103203_200882838 |  |  | PQ | AD | 2771.281 | 8103203 | no | no |  |  | no |  |  | 1389474.103 | 15461210.168 |  | -1
node_8103203_200882839 |  |  | PQ | AD | 2771.281 | 8103203 | no | no |  |  | no |  |  | 1389267.092 | 15461420.278 |  | -1
node_8103203_200882840 |  |  | PQ | AD | 2771.281 | 8103203 | no | no |  |  | no |  |  | 1389441.406 | 15461173.698 |  | -1
node_8103203_200882841 |  |  | PQ | AD | 2771.281 | 8103203 | no | no |  |  | no |  |  | 1395574.09 | 15454806.088 |  | -1
node_8103203_200882842 |  |  | PQ | AD | 2771.281 | 8103203 | no | no |  |  | no |  |  | 1395375.596 | 15454996.084 |  | -1
node_8103203_200882845 |  |  | PQ | AD | 2771.281 | 8103203 | no | no |  |  | no |  |  | 1394825.159 | 15455629.788 |  | -1
node_8103203_200882846 |  |  | PQ | AD | 2771.281 | 8103203 | no | no |  |  | no |  |  | 1394682.331 | 15455876.598 |  | -1
node_8103203_200882847 |  |  | PQ | AD | 2771.281 | 8103203 | no | no |  |  | no |  |  | 1394560.632 | 15456123.025 |  | -1
node_8103203_200882848 |  |  | PQ | AD | 2771.281 | 8103203 | no | no |  |  | no |  |  | 1394502.745 | 15456364.922 |  | -1
node_8103203_200882849 |  |  | PQ | AD | 2771.281 | 8103203 | no | no |  |  | no |  |  | 1394473.036 | 15456483.62 |  | -1
node_8103203_200882851 |  |  | PQ | AD | 2771.281 | 8103203 | no | no |  |  | no |  |  | 1394410.518 | 15456738.452 |  | -1
node_8103203_200882852 |  |  | PQ | AN | 2771.281 | 8103203 | no | no |  |  | no |  |  | 1394458.834 | 15456806.88 |  | -1
node_8103203_200882853 |  |  | PQ | AD | 2771.281 | 8103203 | no | no |  |  | no |  |  | 1394341.254 | 15456980.609 |  | -1
node_8103203_200882854 |  |  | PQ | AD | 2771.281 | 8103203 | no | no |  |  | no |  |  | 1394190.393 | 15457141.816 |  | -1
node_8103203_200882856 |  |  | PQ | AN | 2771.281 | 8103203 | no | no |  |  | no |  |  | 1394038.238 | 15457305.029 |  | -1
node_8103203_200882886 |  |  | PQ | AD | 2771.281 | 8103203 | no | no |  |  | no |  |  | 1391116.428 | 15459730.201 |  | -1
node_8103203_200882887 |  |  | PQ | AD | 2771.281 | 8103203 | no | no |  |  | no |  |  | 1390586.964 | 15459658.789 |  | -1
node_8103203_200882888 |  |  | PQ | AD | 2771.281 | 8103203 | no | no |  |  | no |  |  | 1387262.206 | 15459026.404 |  | -1
node_8103203_200882889 |  |  | PQ | AN | 2771.281 | 8103203 | no | no |  |  | no |  |  | 1386967.622 | 15458867.178 |  | -1
node_8103203_200882891 |  |  | PQ | AD | 2771.281 | 8103203 | no | no |  |  | no |  |  | 1386737.996 | 15458813.769 |  | -1
node_8103203_200882893 |  |  | PQ | AD | 2771.281 | 8103203 | no | no |  |  | no |  |  | 1386506.384 | 15458771.448 |  | -1
node_8103203_200882894 |  |  | PQ | AD | 2771.281 | 8103203 | no | no |  |  | no |  |  | 1386286.065 | 15458728.805 |  | -1
node_8103203_200882895 |  |  | PQ | AN | 2771.281 | 8103203 | no | no |  |  | no |  |  | 1386070.215 | 15458687.937 |  | -1
node_8103203_200882896 |  |  | PQ | AD | 2771.281 | 8103203 | no | no |  |  | no |  |  | 1385694.221 | 15458613.175 |  | -1
node_8103203_200882897 |  |  | PQ | AD | 2771.281 | 8103203 | no | no |  |  | no |  |  | 1385415.384 | 15458554.847 |  | -1
node_8103203_200882898 |  |  | PQ | AD | 2771.281 | 8103203 | no | no |  |  | no |  |  | 1385079.784 | 15458486.062 |  | -1
node_8103203_200882899 |  |  | PQ | AD | 2771.281 | 8103203 | no | no |  |  | no |  |  | 1384922.228 | 15458506.497 |  | -1
node_8103203_200882900 |  |  | PQ | AN | 2771.281 | 8103203 | no | no |  |  | no |  |  | 1384766.643 | 15458531.015 |  | -1
node_8103203_200882901 |  |  | PQ | AD | 2771.281 | 8103203 | no | no |  |  | no |  |  | 1384462.96 | 15458490.703 |  | -1
node_8103203_200882902 |  |  | PQ | AD | 2771.281 | 8103203 | no | no |  |  | no |  |  | 1384143.921 | 15458351.312 |  | -1
node_8103203_200882903 |  |  | PQ | AD | 2771.281 | 8103203 | no | no |  |  | no |  |  | 1383929.055 | 15458124.963 |  | -1
node_8103203_200882904 |  |  | PQ | AD | 2771.281 | 8103203 | no | no |  |  | no |  |  | 1390076.851 | 15459560.376 |  | -1
node_8103203_200882905 |  |  | PQ | AN | 2771.281 | 8103203 | no | no |  |  | no |  |  | 1383726.525 | 15457979.776 |  | -1
node_8103203_200882906 |  |  | PQ | AN | 2771.281 | 8103203 | no | no |  |  | no |  |  | 1389511.453 | 15459473.811 |  | -1
node_8103203_200882907 |  |  | PQ | AD | 2771.281 | 8103203 | no | no |  |  | no |  |  | 1389353.789 | 15459441.464 |  | -1
node_8103203_200882908 |  |  | PQ | AD | 2771.281 | 8103203 | no | no |  |  | no |  |  | 1389097.128 | 15459401.229 |  | -1
node_8103203_200882909 |  |  | PQ | AD | 2771.281 | 8103203 | no | no |  |  | no |  |  | 1388791.738 | 15459356.062 |  | -1
node_8103203_200882910 |  |  | PQ | AD | 2771.281 | 8103203 | no | no |  |  | no |  |  | 1388644.571 | 15459336.134 |  | -1
node_8103203_200882911 |  |  | PQ | AD | 2771.281 | 8103203 | no | no |  |  | no |  |  | 1388412.387 | 15459301.027 |  | -1
node_8103203_200882912 |  |  | PQ | AN | 2771.281 | 8103203 | no | no |  |  | no |  |  | 1388064.916 | 15459246.279 |  | -1
node_8103203_200882914 |  |  | PQ | AN | 2771.281 | 8103203 | no | no |  |  | no |  |  | 1387712.253 | 15459177.746 |  | -1
node_8103203_200882915 |  |  | PQ | AN | 2771.281 | 8103203 | no | no |  |  | no |  |  | 1387461.178 | 15459134.243 |  | -1
node_8103203_200883020 |  |  | PQ | AD | 2771.281 | 8103203 | no | no |  |  | no |  |  | 1394637.003 | 15453022.714 |  | -1
node_8103203_200883021 |  |  | PQ | AD | 2771.281 | 8103203 | no | no |  |  | no |  |  | 1394613.917 | 15452719.896 |  | -1
node_8103203_200883022 |  |  | PQ | AD | 2771.281 | 8103203 | no | no |  |  | no |  |  | 1392702.656 | 15450514.796 |  | -1
node_8103203_200883023 |  |  | PQ | AN | 2771.281 | 8103203 | no | no |  |  | no |  |  | 1392700.708 | 15450255.845 |  | -1
node_8103203_200883025 |  |  | PQ | AD | 2771.281 | 8103203 | no | no |  |  | no |  |  | 1394458.164 | 15452449.834 |  | -1
node_8103203_200883026 |  |  | PQ | AN | 2771.281 | 8103203 | no | no |  |  | no |  |  | 1394177.77 | 15452289.976 |  | -1
node_8103203_200883028 |  |  | PQ | AD | 2771.281 | 8103203 | no | no |  |  | no |  |  | 1393955.632 | 15451894.634 |  | -1
node_8103203_200883029 |  |  | PQ | AD | 2771.281 | 8103203 | no | no |  |  | no |  |  | 1393759.744 | 15451589.26 |  | -1
node_8103203_200883030 |  |  | PQ | AD | 2771.281 | 8103203 | no | no |  |  | no |  |  | 1393638.814 | 15451234.035 |  | -1
node_8103203_200883031 |  |  | PQ | AN | 2771.281 | 8103203 | no | no |  |  | no |  |  | 1393440.267 | 15450888.497 |  | -1
node_8103203_200883032 |  |  | PQ | AN | 2771.281 | 8103203 | no | no |  |  | no |  |  | 1393297.758 | 15450614.586 |  | -1
node_8103203_200883033 |  |  | PQ | AN | 2771.281 | 8103203 | no | no |  |  | no |  |  | 1392874.736 | 15450628.332 |  | -1
node_8103203_200883058 |  |  | PQ | AD | 2771.281 | 8103203 | no | no |  |  | no |  |  | 1397823.097 | 15461978.641 |  | -1
node_8103203_200883092 |  |  | PQ | ABCD | 2771.281 | 8103203 | no | no |  |  | no |  |  | 1396552.313 | 15453929.596 |  | -1
node_8103203_200883093 |  |  | PQ | ABCN | 2771.281 | 8103203 | no | no |  |  | no |  |  | 1396415.945 | 15454029.553 |  | -1
node_8103203_200883095 |  |  | PQ | ABCN | 2771.281 | 8103203 | no | no |  |  | no |  |  | 1396724.5 | 15453816.753 |  | -1
node_8103203_200883097 |  |  | PQ | ABCD | 2771.281 | 8103203 | no | no |  |  | no |  |  | 1396879.452 | 15453711.436 |  | -1
node_8103203_200883099 |  |  | PQ | ABCD | 2771.281 | 8103203 | no | no |  |  | no |  |  | 1397026.418 | 15453715.635 |  | -1
node_8103203_200883100 |  |  | PQ | ABCN | 2771.281 | 8103203 | no | no |  |  | no |  |  | 1397157.691 | 15453721.194 |  | -1
node_8103203_200883101 |  |  | PQ | ABCD | 2771.281 | 8103203 | no | no |  |  | no |  |  | 1397281.254 | 15453729.698 |  | -1
node_8103203_200883102 |  |  | PQ | ABCD | 2771.281 | 8103203 | no | no |  |  | no |  |  | 1397413.629 | 15453736.072 |  | -1
node_8103203_200883232 |  |  | PQ | AD | 2771.281 | 8103203 | no | no |  |  | no |  |  | 1398993 | 15455919.8 |  | -1
node_8103203_200883233 |  |  | PQ | AD | 2771.281 | 8103203 | no | no |  |  | no |  |  | 1398863.646 | 15455837.359 |  | -1
node_8103203_200883235 |  |  | PQ | AD | 2771.281 | 8103203 | no | no |  |  | no |  |  | 1398561.328 | 15455811.684 |  | -1
node_8103203_200883236 |  |  | PQ | AD | 2771.281 | 8103203 | no | no |  |  | no |  |  | 1398248.475 | 15455783.236 |  | -1
node_8103203_200883237 |  |  | PQ | AN | 2771.281 | 8103203 | no | no |  |  | no |  |  | 1398262.255 | 15455610.811 |  | -1
node_8103203_200883238 |  |  | PQ | AN | 2771.281 | 8103203 | no | no |  |  | no |  |  | 1398295.516 | 15455390.959 |  | -1
node_8103203_200883239 |  |  | PQ | AN | 2771.281 | 8103203 | no | no |  |  | no |  |  | 1398379.54 | 15455187.511 |  | -1
node_8103203_200883240 |  |  | PQ | AN | 2771.281 | 8103203 | no | no |  |  | no |  |  | 1398221.46 | 15455110.965 |  | -1
node_8103203_200883241 |  |  | PQ | AN | 2771.281 | 8103203 | no | no |  |  | no |  |  | 1398226.264 | 15455002.638 |  | -1
node_8103203_200883243 |  |  | PQ | AN | 2771.281 | 8103203 | no | no |  |  | no |  |  | 1397994.275 | 15455126.348 |  | -1
node_8103203_200883244 |  |  | PQ | AN | 2771.281 | 8103203 | no | no |  |  | no |  |  | 1398060.52 | 15455773.405 |  | -1
node_8103203_200883245 |  |  | PQ | AD | 2771.281 | 8103203 | no | no |  |  | no |  |  | 1398678.718 | 15459580.933 |  | -1
node_8103203_200883246 |  |  | PQ | AD | 2771.281 | 8103203 | no | no |  |  | no |  |  | 1398457.732 | 15459848.986 |  | -1
node_8103203_200883247 |  |  | PQ | AN | 2771.281 | 8103203 | no | no |  |  | no |  |  | 1398233.757 | 15460130.89 |  | -1
node_8103203_200883248 |  |  | PQ | AD | 2771.281 | 8103203 | no | no |  |  | no |  |  | 1398004.593 | 15460399.404 |  | -1
node_8103203_200883249 |  |  | PQ | AN | 2771.281 | 8103203 | no | no |  |  | no |  |  | 1397784.083 | 15460671.036 |  | -1
node_8103203_200885561 |  |  | PQ | ABCD | 2771.281 | 8103203 | no | no |  |  | no |  |  | 1400033.038 | 15462227.127 |  | -1
node_8103203_200885562 |  |  | PQ | ABCD | 2771.281 | 8103203 | no | no |  |  | no |  |  | 1400223.87 | 15462236.645 |  | -1
node_8103203_200885563 |  |  | PQ | ABCN | 2771.281 | 8103203 | no | no |  |  | no |  |  | 1400389.406 | 15462251.203 |  | -1
node_8103203_200885564 |  |  | PQ | ABCN | 2771.281 | 8103203 | no | no |  |  | no |  |  | 1399877.398 | 15462356.944 |  | -1
node_8103203_200885566 |  |  | PQ | ABCD | 2771.281 | 8103203 | no | no |  |  | no |  |  | 1399910.252 | 15462501.492 |  | -1
node_8103203_200885568 |  |  | PQ | ABCN | 2771.281 | 8103203 | no | no |  |  | no |  |  | 1399900.334 | 15462643.972 |  | -1
node_8103203_200885570 |  |  | PQ | ABCD | 2771.281 | 8103203 | no | no |  |  | no |  |  | 1399837.223 | 15462834.142 |  | -1
node_8103203_200885572 |  |  | PQ | ABCN | 2771.281 | 8103203 | no | no |  |  | no |  |  | 1399823.263 | 15462957.309 |  | -1
node_8103203_200885574 |  |  | PQ | ABCD | 2771.281 | 8103203 | no | no |  |  | no |  |  | 1399972.822 | 15462966.795 |  | -1
node_8103203_200885576 |  |  | PQ | ABCD | 2771.281 | 8103203 | no | no |  |  | no |  |  | 1400080.058 | 15462986.018 |  | -1
node_8103203_200885578 |  |  | PQ | ABCD | 2771.281 | 8103203 | no | no |  |  | no |  |  | 1400165.635 | 15462979.902 |  | -1
node_8103203_200885579 |  |  | PQ | ABCD | 2771.281 | 8103203 | no | no |  |  | no |  |  | 1400363.467 | 15462949.305 |  | -1
node_8103203_200885580 |  |  | PQ | ABCD | 2771.281 | 8103203 | no | no |  |  | no |  |  | 1400348.442 | 15463099.279 |  | -1
node_8103203_200885581 |  |  | PQ | ABCD | 2771.281 | 8103203 | no | no |  |  | no |  |  | 1400360.16 | 15463203.401 |  | -1
node_8103203_200885582 |  |  | PQ | ABCD | 2771.281 | 8103203 | no | no |  |  | no |  |  | 1400460.845 | 15463254.406 |  | -1
node_8103203_200885583 |  |  | PQ | ABCN | 2771.281 | 8103203 | no | no |  |  | no |  |  | 1400654.356 | 15463346.955 |  | -1
node_8103203_200885585 |  |  | PQ | ABCD | 2771.281 | 8103203 | no | no |  |  | no |  |  | 1400936.174 | 15463471.55 |  | -1
node_8103203_200885586 |  |  | PQ | ABCN | 2771.281 | 8103203 | no | no |  |  | no |  |  | 1401215.116 | 15463608.252 |  | -1
node_8103203_200885588 |  |  | PQ | ABCD | 2771.281 | 8103203 | no | no |  |  | no |  |  | 1401486.908 | 15463732.618 |  | -1
node_8103203_200885589 |  |  | PQ | AN | 2771.281 | 8103203 | no | no |  |  | no |  |  | 1401584.375 | 15463621.188 |  | -1
node_8103203_200885590 |  |  | PQ | AD | 2771.281 | 8103203 | no | no |  |  | no |  |  | 1401463.384 | 15463597.247 |  | -1
node_8103203_200885591 |  |  | PQ | AN | 2771.281 | 8103203 | no | no |  |  | no |  |  | 1401442.393 | 15463367.931 |  | -1
node_8103203_200885592 |  |  | PQ | ABCD | 2771.281 | 8103203 | no | no |  |  | no |  |  | 1401691.198 | 15463822.097 |  | -1
node_8103203_200885593 |  |  | PQ | ABCD | 2771.281 | 8103203 | no | no |  |  | no |  |  | 1401913.752 | 15463921.698 |  | -1
node_8103203_200885594 |  |  | PQ | ABCD | 2771.281 | 8103203 | no | no |  |  | no |  |  | 1402222.107 | 15464070.97 |  | -1
node_8103203_200885595 |  |  | PQ | ABCD | 2771.281 | 8103203 | no | no |  |  | no |  |  | 1402338.759 | 15464279.099 |  | -1
node_8103203_200885596 |  |  | PQ | ABCD | 2771.281 | 8103203 | no | no |  |  | no |  |  | 1402454.762 | 15464489.621 |  | -1
node_8103203_200885597 |  |  | PQ | AD | 2771.281 | 8103203 | no | no |  |  | no |  |  | 1403101.474 | 15464282.027 |  | -1
node_8103203_200885598 |  |  | PQ | AN | 2771.281 | 8103203 | no | no |  |  | no |  |  | 1403605.487 | 15464112.736 |  | -1
node_8103203_200885601 |  |  | PQ | ABCD | 2771.281 | 8103203 | no | no |  |  | no |  |  | 1402591.279 | 15464604.967 |  | -1
node_8103203_200885602 |  |  | PQ | ABCN | 2771.281 | 8103203 | no | no |  |  | no |  |  | 1402811.227 | 15464801.171 |  | -1
node_8103203_200885603 |  |  | PQ | ABCD | 2771.281 | 8103203 | no | no |  |  | no |  |  | 1402903.303 | 15464958.376 |  | -1
node_8103203_200885605 |  |  | PQ | ABCD | 2771.281 | 8103203 | no | no |  |  | no |  |  | 1403016.035 | 15465159.659 |  | -1
node_8103203_200885606 |  |  | PQ | ABCD | 2771.281 | 8103203 | no | no |  |  | no |  |  | 1403154.571 | 15465393.105 |  | -1
node_8103203_200885608 |  |  | PQ | ABCD | 2771.281 | 8103203 | no | no |  |  | no |  |  | 1403402.036 | 15465539.547 |  | -1
node_8103203_200885609 |  |  | PQ | ABCD | 2771.281 | 8103203 | no | no |  |  | no |  |  | 1403653.125 | 15465704.122 |  | -1
node_8103203_200885610 |  |  | PQ | ABCD | 2771.281 | 8103203 | no | no |  |  | no |  |  | 1403822.186 | 15465801.274 |  | -1
node_8103203_200885611 |  |  | PQ | ABCD | 2771.281 | 8103203 | no | no |  |  | no |  |  | 1403984.925 | 15465900.257 |  | -1
node_8103203_200885613 |  |  | PQ | AD | 2771.281 | 8103203 | no | no |  |  | no |  |  | 1400622.76 | 15462267.258 |  | -1
node_8103203_200885614 |  |  | PQ | AD | 2771.281 | 8103203 | no | no |  |  | no |  |  | 1404072.829 | 15462390.937 |  | -1
node_8103203_200885615 |  |  | PQ | AD | 2771.281 | 8103203 | no | no |  |  | no |  |  | 1400866.729 | 15462286.684 |  | -1
node_8103203_200885616 |  |  | PQ | AD | 2771.281 | 8103203 | no | no |  |  | no |  |  | 1402665.196 | 15462491.165 |  | -1
node_8103203_200885617 |  |  | PQ | AN | 2771.281 | 8103203 | no | no |  |  | no |  |  | 1402906.821 | 15462644.62 |  | -1
node_8103203_200885619 |  |  | PQ | AN | 2771.281 | 8103203 | no | no |  |  | no |  |  | 1403431.313 | 15462529.173 |  | -1
node_8103203_200885621 |  |  | PQ | AN | 2771.281 | 8103203 | no | no |  |  | no |  |  | 1400374.431 | 15462785.356 |  | -1
node_8103203_200885625 |  |  | PQ | AN | 2771.281 | 8103203 | no | no |  |  | no |  |  | 1399632.643 | 15463037.22 |  | -1
node_8103203_200885627 |  |  | PQ | AD | 2771.281 | 8103203 | no | no |  |  | no |  |  | 1396866.607 | 15462397.611 |  | -1
node_8103203_200885628 |  |  | PQ | AD | 2771.281 | 8103203 | no | no |  |  | no |  |  | 1396589.804 | 15462610.475 |  | -1
node_8103203_200885630 |  |  | PQ | AN | 2771.281 | 8103203 | no | no |  |  | no |  |  | 1396467.453 | 15462779.512 |  | -1
node_8103203_200885631 |  |  | PQ | AD | 2771.281 | 8103203 | no | no |  |  | no |  |  | 1396323.247 | 15462890.908 |  | -1
node_8103203_200885632 |  |  | PQ | AD | 2771.281 | 8103203 | no | no |  |  | no |  |  | 1396153.849 | 15463146.139 |  | -1
node_8103203_200885633 |  |  | PQ | AD | 2771.281 | 8103203 | no | no |  |  | no |  |  | 1395972.245 | 15463401.643 |  | -1
node_8103203_200885634 |  |  | PQ | AN | 2771.281 | 8103203 | no | no |  |  | no |  |  | 1395814.143 | 15463667.484 |  | -1
node_8103203_200885636 |  |  | PQ | AD | 2771.281 | 8103203 | no | no |  |  | no |  |  | 1395636.029 | 15463997.723 |  | -1
node_8103203_200885637 |  |  | PQ | AD | 2771.281 | 8103203 | no | no |  |  | no |  |  | 1395450.709 | 15464309.126 |  | -1
node_8103203_200885638 |  |  | PQ | AD | 2771.281 | 8103203 | no | no |  |  | no |  |  | 1395425.541 | 15464473.178 |  | -1
node_8103203_200885639 |  |  | PQ | AN | 2771.281 | 8103203 | no | no |  |  | no |  |  | 1395263.465 | 15464595.158 |  | -1
node_8103203_200885640 |  |  | PQ | AD | 2771.281 | 8103203 | no | no |  |  | no |  |  | 1394986.688 | 15464902.674 |  | -1
node_8103203_200885641 |  |  | PQ | AN | 2771.281 | 8103203 | no | no |  |  | no |  |  | 1399367.473 | 15462967.611 |  | -1
node_8103203_200885642 |  |  | PQ | AD | 2771.281 | 8103203 | no | no |  |  | no |  |  | 1394730.054 | 15465185.651 |  | -1
node_8103203_200885643 |  |  | PQ | AN | 2771.281 | 8103203 | no | no |  |  | no |  |  | 1394434.309 | 15465434.381 |  | -1
node_8103203_200885644 |  |  | PQ | AD | 2771.281 | 8103203 | no | no |  |  | no |  |  | 1394264.394 | 15465647.905 |  | -1
node_8103203_200885645 |  |  | PQ | AD | 2771.281 | 8103203 | no | no |  |  | no |  |  | 1394090.099 | 15465830.093 |  | -1
node_8103203_200885646 |  |  | PQ | AD | 2771.281 | 8103203 | no | no |  |  | no |  |  | 1394022.914 | 15466092.836 |  | -1
node_8103203_200885647 |  |  | PQ | AD | 2771.281 | 8103203 | no | no |  |  | no |  |  | 1393924.735 | 15466319.023 |  | -1
node_8103203_200885648 |  |  | PQ | AN | 2771.281 | 8103203 | no | no |  |  | no |  |  | 1393852.768 | 15466519.669 |  | -1
node_8103203_200885649 |  |  | PQ | AD | 2771.281 | 8103203 | no | no |  |  | no |  |  | 1393707.138 | 15466680.109 |  | -1
node_8103203_200885650 |  |  | PQ | AD | 2771.281 | 8103203 | no | no |  |  | no |  |  | 1393575.315 | 15466902.899 |  | -1
node_8103203_200885651 |  |  | PQ | AN | 2771.281 | 8103203 | no | no |  |  | no |  |  | 1393797.332 | 15466945.951 |  | -1
node_8103203_200885652 |  |  | PQ | AD | 2771.281 | 8103203 | no | no |  |  | no |  |  | 1393458.963 | 15467070.84 |  | -1
node_8103203_200885653 |  |  | PQ | AN | 2771.281 | 8103203 | no | no |  |  | no |  |  | 1393368.557 | 15467201.478 |  | -1
node_8103203_200885654 |  |  | PQ | AN | 2771.281 | 8103203 | no | no |  |  | no |  |  | 1393242.281 | 15467429.965 |  | -1
node_8103203_200885656 |  |  | PQ | AD | 2771.281 | 8103203 | no | no |  |  | no |  |  | 1392980.585 | 15467549.366 |  | -1
node_8103203_200885657 |  |  | PQ | AN | 2771.281 | 8103203 | no | no |  |  | no |  |  | 1392628.926 | 15467666.907 |  | -1
node_8103203_200885659 |  |  | PQ | AD | 2771.281 | 8103203 | no | no |  |  | no |  |  | 1399085.964 | 15462931.244 |  | -1
node_8103203_200885660 |  |  | PQ | AD | 2771.281 | 8103203 | no | no |  |  | no |  |  | 1392269.536 | 15467729.902 |  | -1
node_8103203_200885661 |  |  | PQ | AD | 2771.281 | 8103203 | no | no |  |  | no |  |  | 1391839.358 | 15467858.158 |  | -1
node_8103203_200885662 |  |  | PQ | AD | 2771.281 | 8103203 | no | no |  |  | no |  |  | 1391570.92 | 15467938.735 |  | -1
node_8103203_200885663 |  |  | PQ | AD | 2771.281 | 8103203 | no | no |  |  | no |  |  | 1391353.073 | 15468000.196 |  | -1
node_8103203_200885664 |  |  | PQ | AN | 2771.281 | 8103203 | no | no |  |  | no |  |  | 1391159.126 | 15468059.447 |  | -1
node_8103203_200885666 |  |  | PQ | AD | 2771.281 | 8103203 | no | no |  |  | no |  |  | 1390845.195 | 15468150.258 |  | -1
node_8103203_200885667 |  |  | PQ | AD | 2771.281 | 8103203 | no | no |  |  | no |  |  | 1390523.981 | 15468251.336 |  | -1
node_8103203_200885668 |  |  | PQ | AD | 2771.281 | 8103203 | no | no |  |  | no |  |  | 1390176.289 | 15468349.856 |  | -1
node_8103203_200885669 |  |  | PQ | AD | 2771.281 | 8103203 | no | no |  |  | no |  |  | 1389845.968 | 15468454.203 |  | -1
node_8103203_200885670 |  |  | PQ | AD | 2771.281 | 8103203 | no | no |  |  | no |  |  | 1389501.229 | 15468552.007 |  | -1
node_8103203_200885671 |  |  | PQ | AN | 2771.281 | 8103203 | no | no |  |  | no |  |  | 1389193.178 | 15468636.399 |  | -1
node_8103203_200885672 |  |  | PQ | AN | 2771.281 | 8103203 | no | no |  |  | no |  |  | 1389219.294 | 15468428.545 |  | -1
node_8103203_200885673 |  |  | PQ | AD | 2771.281 | 8103203 | no | no |  |  | no |  |  | 1398638.521 | 15462961.459 |  | -1
node_8103203_200885674 |  |  | PQ | AD | 2771.281 | 8103203 | no | no |  |  | no |  |  | 1398437.554 | 15463016.913 |  | -1
node_8103203_200885675 |  |  | PQ | AN | 2771.281 | 8103203 | no | no |  |  | no |  |  | 1398191.622 | 15463140.348 |  | -1
node_8103203_200885676 |  |  | PQ | AD | 2771.281 | 8103203 | no | no |  |  | no |  |  | 1388906.41 | 15468830.502 |  | -1
node_8103203_200885677 |  |  | PQ | AN | 2771.281 | 8103203 | no | no |  |  | no |  |  | 1388658.052 | 15468981.434 |  | -1
node_8103203_200885678 |  |  | PQ | AD | 2771.281 | 8103203 | no | no |  |  | no |  |  | 1388355.55 | 15469167.795 |  | -1
node_8103203_200885679 |  |  | PQ | AN | 2771.281 | 8103203 | no | no |  |  | no |  |  | 1388336.732 | 15469095.125 |  | -1
node_8103203_200885681 |  |  | PQ | AD | 2771.281 | 8103203 | no | no |  |  | no |  |  | 1388090.455 | 15469327.718 |  | -1
node_8103203_200885682 |  |  | PQ | AN | 2771.281 | 8103203 | no | no |  |  | no |  |  | 1387814.925 | 15469505.229 |  | -1
node_8103203_200885683 |  |  | PQ | AD | 2771.281 | 8103203 | no | no |  |  | no |  |  | 1387546.084 | 15469672.945 |  | -1
node_8103203_200885684 |  |  | PQ | AD | 2771.281 | 8103203 | no | no |  |  | no |  |  | 1387213.536 | 15469930.511 |  | -1
node_8103203_200885685 |  |  | PQ | AN | 2771.281 | 8103203 | no | no |  |  | no |  |  | 1386894.694 | 15470179.367 |  | -1
node_8103203_200885686 |  |  | PQ | AN | 2771.281 | 8103203 | no | no |  |  | no |  |  | 1386603.403 | 15470427.4 |  | -1
node_8103203_200885688 |  |  | PQ | AD | 2771.281 | 8103203 | no | no |  |  | no |  |  | 1386228.12 | 15470759.474 |  | -1
node_8103203_200885690 |  |  | PQ | AD | 2771.281 | 8103203 | no | no |  |  | no |  |  | 1385987.022 | 15470973.777 |  | -1
node_8103203_200885691 |  |  | PQ | AD | 2771.281 | 8103203 | no | no |  |  | no |  |  | 1385759.372 | 15471177.728 |  | -1
node_8103203_200885692 |  |  | PQ | AN | 2771.281 | 8103203 | no | no |  |  | no |  |  | 1385496.712 | 15471405.941 |  | -1
node_8103203_200885693 |  |  | PQ | AD | 2771.281 | 8103203 | no | no |  |  | no |  |  | 1385228.271 | 15471645.984 |  | -1
node_8103203_200885694 |  |  | PQ | AD | 2771.281 | 8103203 | no | no |  |  | no |  |  | 1384939.218 | 15471898.981 |  | -1
node_8103203_200885695 |  |  | PQ | AN | 2771.281 | 8103203 | no | no |  |  | no |  |  | 1384623.187 | 15472166.668 |  | -1
node_8103203_200885696 |  |  | PQ | AD | 2771.281 | 8103203 | no | no |  |  | no |  |  | 1384530.705 | 15472253.827 |  | -1
node_8103203_200885697 |  |  | PQ | AN | 2771.281 | 8103203 | no | no |  |  | no |  |  | 1384356.896 | 15472403.192 |  | -1
node_8103203_200885698 |  |  | PQ | AD | 2771.281 | 8103203 | no | no |  |  | no |  |  | 1384024.532 | 15472696.424 |  | -1
node_8103203_200885699 |  |  | PQ | AD | 2771.281 | 8103203 | no | no |  |  | no |  |  | 1383743.067 | 15472944.245 |  | -1
node_8103203_200885700 |  |  | PQ | AD | 2771.281 | 8103203 | no | no |  |  | no |  |  | 1383467.59 | 15473180.892 |  | -1
node_8103203_200885703 |  |  | PQ | AN | 2771.281 | 8103203 | no | no |  |  | no |  |  | 1383281.26 | 15473397.937 |  | -1
node_8103203_200885704 |  |  | PQ | AN | 2771.281 | 8103203 | no | no |  |  | no |  |  | 1383014.789 | 15473535.012 |  | -1
node_8103203_200885708 |  |  | PQ | AD | 2771.281 | 8103203 | no | no |  |  | no |  |  | 1397372.147 | 15462001.242 |  | -1
node_8103203_200885709 |  |  | PQ | AD | 2771.281 | 8103203 | no | no |  |  | no |  |  | 1397577.852 | 15461996.648 |  | -1
node_8103203_200885710 |  |  | PQ | AD | 2771.281 | 8103203 | no | no |  |  | no |  |  | 1398060.859 | 15462024.968 |  | -1
node_8103203_200885711 |  |  | PQ | AD | 2771.281 | 8103203 | no | no |  |  | no |  |  | 1398335.359 | 15462120.066 |  | -1
node_8103203_200885712 |  |  | PQ | AD | 2771.281 | 8103203 | no | no |  |  | no |  |  | 1398639.697 | 15462141.931 |  | -1
node_8103203_200885713 |  |  | PQ | AN | 2771.281 | 8103203 | no | no |  |  | no |  |  | 1398951.192 | 15462172.333 |  | -1
node_8103203_200885714 |  |  | PQ | AN | 2771.281 | 8103203 | no | no |  |  | no |  |  | 1389667.053 | 15486397.246 |  | -1
node_8103203_200885715 |  |  | PQ | AN | 2771.281 | 8103203 | no | no |  |  | no |  |  | 1388115.526 | 15490607.499 |  | -1
node_8103203_200885716 |  |  | PQ | AD | 2771.281 | 8103203 | no | no |  |  | no |  |  | 1398630.582 | 15463163.485 |  | -1
node_8103203_200885717 |  |  | PQ | AD | 2771.281 | 8103203 | no | no |  |  | no |  |  | 1398615.789 | 15463427.056 |  | -1
node_8103203_200885718 |  |  | PQ | AD | 2771.281 | 8103203 | no | no |  |  | no |  |  | 1398563.391 | 15463684.341 |  | -1
node_8103203_200885719 |  |  | PQ | AD | 2771.281 | 8103203 | no | no |  |  | no |  |  | 1398541.499 | 15463915.99 |  | -1
node_8103203_200885721 |  |  | PQ | AN | 2771.281 | 8103203 | no | no |  |  | no |  |  | 1398530.623 | 15464222.128 |  | -1
node_8103203_200885723 |  |  | PQ | AN | 2771.281 | 8103203 | no | no |  |  | no |  |  | 1398506.478 | 15464557.568 |  | -1
node_8103203_200885725 |  |  | PQ | AN | 2771.281 | 8103203 | no | no |  |  | no |  |  | 1398482.345 | 15464897.166 |  | -1
node_8103203_200885727 |  |  | PQ | AN | 2771.281 | 8103203 | no | no |  |  | no |  |  | 1398471.966 | 15465092.962 |  | -1
node_8103203_200885729 |  |  | PQ | AD | 2771.281 | 8103203 | no | no |  |  | no |  |  | 1398456.263 | 15465288.39 |  | -1
node_8103203_200885730 |  |  | PQ | AD | 2771.281 | 8103203 | no | no |  |  | no |  |  | 1398442.929 | 15465489.965 |  | -1
node_8103203_200885732 |  |  | PQ | AN | 2771.281 | 8103203 | no | no |  |  | no |  |  | 1398408.431 | 15465979.25 |  | -1
node_8103203_200885734 |  |  | PQ | AD | 2771.281 | 8103203 | no | no |  |  | no |  |  | 1398393.304 | 15466204.565 |  | -1
node_8103203_200885735 |  |  | PQ | AD | 2771.281 | 8103203 | no | no |  |  | no |  |  | 1398403.363 | 15466436.933 |  | -1
node_8103203_200885736 |  |  | PQ | AD | 2771.281 | 8103203 | no | no |  |  | no |  |  | 1398360.352 | 15466737.465 |  | -1
node_8103203_200885737 |  |  | PQ | AN | 2771.281 | 8103203 | no | no |  |  | no |  |  | 1398321.167 | 15467042.077 |  | -1
node_8103203_200885738 |  |  | PQ | AD | 2771.281 | 8103203 | no | no |  |  | no |  |  | 1398274.437 | 15467347.003 |  | -1
node_8103203_200885739 |  |  | PQ | AD | 2771.281 | 8103203 | no | no |  |  | no |  |  | 1398198.949 | 15467606.691 |  | -1
node_8103203_200885740 |  |  | PQ | AD | 2771.281 | 8103203 | no | no |  |  | no |  |  | 1398116.898 | 15467869.629 |  | -1
node_8103203_200885741 |  |  | PQ | AN | 2771.281 | 8103203 | no | no |  |  | no |  |  | 1398036.032 | 15468143.661 |  | -1
node_8103203_200885742 |  |  | PQ | AD | 2771.281 | 8103203 | no | no |  |  | no |  |  | 1397957.081 | 15468401.017 |  | -1
node_8103203_200885743 |  |  | PQ | AN | 2771.281 | 8103203 | no | no |  |  | no |  |  | 1397878.045 | 15468669.699 |  | -1
node_8103203_200885745 |  |  | PQ | AN | 2771.281 | 8103203 | no | no |  |  | no |  |  | 1397800.008 | 15468933.111 |  | -1
node_8103203_200885747 |  |  | PQ | AD | 2771.281 | 8103203 | no | no |  |  | no |  |  | 1397731.496 | 15469239.959 |  | -1
node_8103203_200885748 |  |  | PQ | AD | 2771.281 | 8103203 | no | no |  |  | no |  |  | 1397662.631 | 15469535.976 |  | -1
node_8103203_200885749 |  |  | PQ | AN | 2771.281 | 8103203 | no | no |  |  | no |  |  | 1397636.062 | 15469834.712 |  | -1
node_8103203_200885750 |  |  | PQ | AD | 2771.281 | 8103203 | no | no |  |  | no |  |  | 1397581.433 | 15469826.535 |  | -1
node_8103203_200885752 |  |  | PQ | AD | 2771.281 | 8103203 | no | no |  |  | no |  |  | 1397692.748 | 15470177.092 |  | -1
node_8103203_200885753 |  |  | PQ | AN | 2771.281 | 8103203 | no | no |  |  | no |  |  | 1397742.478 | 15470522.689 |  | -1
node_8103203_200885755 |  |  | PQ | AD | 2771.281 | 8103203 | no | no |  |  | no |  |  | 1397782.458 | 15470776.74 |  | -1
node_8103203_200885756 |  |  | PQ | AN | 2771.281 | 8103203 | no | no |  |  | no |  |  | 1397843.823 | 15471109.051 |  | -1
node_8103203_200885758 |  |  | PQ | AD | 2771.281 | 8103203 | no | no |  |  | no |  |  | 1397747.621 | 15471396.732 |  | -1
node_8103203_200885759 |  |  | PQ | AD | 2771.281 | 8103203 | no | no |  |  | no |  |  | 1397747.509 | 15471749.022 |  | -1
node_8103203_200885760 |  |  | PQ | AD | 2771.281 | 8103203 | no | no |  |  | no |  |  | 1397737.224 | 15472112.097 |  | -1
node_8103203_200885761 |  |  | PQ | AN | 2771.281 | 8103203 | no | no |  |  | no |  |  | 1397730.217 | 15472373.494 |  | -1
node_8103203_200885762 |  |  | PQ | AD | 2771.281 | 8103203 | no | no |  |  | no |  |  | 1397767.347 | 15472645.482 |  | -1
node_8103203_200885763 |  |  | PQ | AD | 2771.281 | 8103203 | no | no |  |  | no |  |  | 1397736.309 | 15472884.628 |  | -1
node_8103203_200885764 |  |  | PQ | AD | 2771.281 | 8103203 | no | no |  |  | no |  |  | 1397705.21 | 15473208.952 |  | -1
node_8103203_200885765 |  |  | PQ | AD | 2771.281 | 8103203 | no | no |  |  | no |  |  | 1397698.155 | 15473523.362 |  | -1
node_8103203_200885766 |  |  | PQ | AN | 2771.281 | 8103203 | no | no |  |  | no |  |  | 1397673.692 | 15473544.441 |  | -1
node_8103203_200885767 |  |  | PQ | AD | 2771.281 | 8103203 | no | no |  |  | no |  |  | 1397463.061 | 15473710.134 |  | -1
node_8103203_200885768 |  |  | PQ | AD | 2771.281 | 8103203 | no | no |  |  | no |  |  | 1397274.964 | 15473856.01 |  | -1
node_8103203_200885769 |  |  | PQ | AD | 2771.281 | 8103203 | no | no |  |  | no |  |  | 1397087.043 | 15474001.008 |  | -1
node_8103203_200885770 |  |  | PQ | AD | 2771.281 | 8103203 | no | no |  |  | no |  |  | 1396821.219 | 15474218.302 |  | -1
node_8103203_200885771 |  |  | PQ | AD | 2771.281 | 8103203 | no | no |  |  | no |  |  | 1396647.164 | 15474356.56 |  | -1
node_8103203_200885772 |  |  | PQ | AD | 2771.281 | 8103203 | no | no |  |  | no |  |  | 1396476.098 | 15474498.597 |  | -1
node_8103203_200885773 |  |  | PQ | AD | 2771.281 | 8103203 | no | no |  |  | no |  |  | 1396262.244 | 15474675.326 |  | -1
node_8103203_200885774 |  |  | PQ | AD | 2771.281 | 8103203 | no | no |  |  | no |  |  | 1396099.902 | 15474810.778 |  | -1
node_8103203_200885775 |  |  | PQ | AD | 2771.281 | 8103203 | no | no |  |  | no |  |  | 1395950.764 | 15474932.518 |  | -1
node_8103203_200885776 |  |  | PQ | AD | 2771.281 | 8103203 | no | no |  |  | no |  |  | 1395795.614 | 15475063.861 |  | -1
node_8103203_200885777 |  |  | PQ | AD | 2771.281 | 8103203 | no | no |  |  | no |  |  | 1395639.258 | 15475193.862 |  | -1
node_8103203_200885778 |  |  | PQ | AN | 2771.281 | 8103203 | no | no |  |  | no |  |  | 1395483.958 | 15475323.908 |  | -1
node_8103203_200885780 |  |  | PQ | AD | 2771.281 | 8103203 | no | no |  |  | no |  |  | 1395229.707 | 15475530.968 |  | -1
node_8103203_200885781 |  |  | PQ | AD | 2771.281 | 8103203 | no | no |  |  | no |  |  | 1395085.408 | 15475652.442 |  | -1
node_8103203_200885782 |  |  | PQ | AD | 2771.281 | 8103203 | no | no |  |  | no |  |  | 1394951.724 | 15475779.926 |  | -1
node_8103203_200885783 |  |  | PQ | AD | 2771.281 | 8103203 | no | no |  |  | no |  |  | 1394807.416 | 15475919.025 |  | -1
node_8103203_200885784 |  |  | PQ | AD | 2771.281 | 8103203 | no | no |  |  | no |  |  | 1394627.684 | 15476078.639 |  | -1
node_8103203_200885785 |  |  | PQ | AD | 2771.281 | 8103203 | no | no |  |  | no |  |  | 1394452.879 | 15476234.282 |  | -1
node_8103203_200885786 |  |  | PQ | AN | 2771.281 | 8103203 | no | no |  |  | no |  |  | 1394215.093 | 15476463.089 |  | -1
node_8103203_200885788 |  |  | PQ | AD | 2771.281 | 8103203 | no | no |  |  | no |  |  | 1393764.983 | 15476865.641 |  | -1
node_8103203_200885789 |  |  | PQ | AD | 2771.281 | 8103203 | no | no |  |  | no |  |  | 1393570.952 | 15477055.515 |  | -1
node_8103203_200885790 |  |  | PQ | AD | 2771.281 | 8103203 | no | no |  |  | no |  |  | 1393340.147 | 15477265.456 |  | -1
node_8103203_200885791 |  |  | PQ | AD | 2771.281 | 8103203 | no | no |  |  | no |  |  | 1393205.029 | 15477392.357 |  | -1
node_8103203_200885792 |  |  | PQ | AN | 2771.281 | 8103203 | no | no |  |  | no |  |  | 1393033.933 | 15477541.7 |  | -1
node_8103203_200885793 |  |  | PQ | AD | 2771.281 | 8103203 | no | no |  |  | no |  |  | 1392832.831 | 15477805.67 |  | -1
node_8103203_200885794 |  |  | PQ | AD | 2771.281 | 8103203 | no | no |  |  | no |  |  | 1392689.892 | 15477984.936 |  | -1
node_8103203_200885795 |  |  | PQ | AD | 2771.281 | 8103203 | no | no |  |  | no |  |  | 1392546.751 | 15478163.235 |  | -1
node_8103203_200885796 |  |  | PQ | AD | 2771.281 | 8103203 | no | no |  |  | no |  |  | 1392395.394 | 15478339.187 |  | -1
node_8103203_200885797 |  |  | PQ | AD | 2771.281 | 8103203 | no | no |  |  | no |  |  | 1392262.959 | 15478514.497 |  | -1
node_8103203_200885798 |  |  | PQ | AD | 2771.281 | 8103203 | no | no |  |  | no |  |  | 1392150.628 | 15478655.221 |  | -1
node_8103203_200885799 |  |  | PQ | AD | 2771.281 | 8103203 | no | no |  |  | no |  |  | 1392036.366 | 15478800.132 |  | -1
node_8103203_200885800 |  |  | PQ | AD | 2771.281 | 8103203 | no | no |  |  | no |  |  | 1391899.409 | 15478969.937 |  | -1
node_8103203_200885801 |  |  | PQ | AD | 2771.281 | 8103203 | no | no |  |  | no |  |  | 1391771.932 | 15479122.203 |  | -1
node_8103203_200885802 |  |  | PQ | AD | 2771.281 | 8103203 | no | no |  |  | no |  |  | 1391712.038 | 15479334.223 |  | -1
node_8103203_200885803 |  |  | PQ | AD | 2771.281 | 8103203 | no | no |  |  | no |  |  | 1391650.986 | 15479544.211 |  | -1
node_8103203_200885804 |  |  | PQ | AD | 2771.281 | 8103203 | no | no |  |  | no |  |  | 1391538.187 | 15479935.071 |  | -1
node_8103203_200885805 |  |  | PQ | AD | 2771.281 | 8103203 | no | no |  |  | no |  |  | 1391481.291 | 15480145.77 |  | -1
node_8103203_200885806 |  |  | PQ | AD | 2771.281 | 8103203 | no | no |  |  | no |  |  | 1391402.129 | 15480383.032 |  | -1
node_8103203_200885807 |  |  | PQ | AD | 2771.281 | 8103203 | no | no |  |  | no |  |  | 1391637.37 | 15480484.282 |  | -1
node_8103203_200885808 |  |  | PQ | AN | 2771.281 | 8103203 | no | no |  |  | no |  |  | 1391860.027 | 15480738.757 |  | -1
node_8103203_200885809 |  |  | PQ | AN | 2771.281 | 8103203 | no | no |  |  | no |  |  | 1391903.561 | 15480408.95 |  | -1
node_8103203_200885810 |  |  | PQ | AN | 2771.281 | 8103203 | no | no |  |  | no |  |  | 1392299.709 | 15480528.654 |  | -1
node_8103203_200885811 |  |  | PQ | AN | 2771.281 | 8103203 | no | no |  |  | no |  |  | 1391335.69 | 15480623.693 |  | -1
node_8103203_200885814 |  |  | PQ | AN | 2771.281 | 8103203 | no | no |  |  | no |  |  | 1391214.312 | 15481027.518 |  | -1
node_8103203_200885815 |  |  | PQ | AD | 2771.281 | 8103203 | no | no |  |  | no |  |  | 1391224.25 | 15481236.621 |  | -1
node_8103203_200885816 |  |  | PQ | AD | 2771.281 | 8103203 | no | no |  |  | no |  |  | 1391234.539 | 15481481.382 |  | -1
node_8103203_200885817 |  |  | PQ | AN | 2771.281 | 8103203 | no | no |  |  | no |  |  | 1391257.294 | 15481822.693 |  | -1
node_8103203_200885818 |  |  | PQ | AN | 2771.281 | 8103203 | no | no |  |  | no |  |  | 1391255.882 | 15481955.936 |  | -1
node_8103203_200885820 |  |  | PQ | AD | 2771.281 | 8103203 | no | no |  |  | no |  |  | 1391275.216 | 15482259.401 |  | -1
node_8103203_200885821 |  |  | PQ | AD | 2771.281 | 8103203 | no | no |  |  | no |  |  | 1391292.993 | 15482674.076 |  | -1
node_8103203_200885822 |  |  | PQ | AD | 2771.281 | 8103203 | no | no |  |  | no |  |  | 1391307.441 | 15483035.548 |  | -1
node_8103203_200885823 |  |  | PQ | AN | 2771.281 | 8103203 | no | no |  |  | no |  |  | 1391504.495 | 15483120.651 |  | -1
node_8103203_200885825 |  |  | PQ | AD | 2771.281 | 8103203 | no | no |  |  | no |  |  | 1391593.804 | 15483884.178 |  | -1
node_8103203_200885826 |  |  | PQ | AN | 2771.281 | 8103203 | no | no |  |  | no |  |  | 1391781.498 | 15483756.549 |  | -1
node_8103203_200885827 |  |  | PQ | AD | 2771.281 | 8103203 | no | no |  |  | no |  |  | 1391618.947 | 15484025.842 |  | -1
node_8103203_200885828 |  |  | PQ | AN | 2771.281 | 8103203 | no | no |  |  | no |  |  | 1391534.132 | 15484013.987 |  | -1
node_8103203_200885829 |  |  | PQ | AD | 2771.281 | 8103203 | no | no |  |  | no |  |  | 1391173.011 | 15483216.592 |  | -1
node_8103203_200885830 |  |  | PQ | AN | 2771.281 | 8103203 | no | no |  |  | no |  |  | 1391008.111 | 15483441.341 |  | -1
node_8103203_200885831 |  |  | PQ | AD | 2771.281 | 8103203 | no | no |  |  | no |  |  | 1390880.477 | 15483614.995 |  | -1
node_8103203_200885832 |  |  | PQ | AD | 2771.281 | 8103203 | no | no |  |  | no |  |  | 1390755.258 | 15483795.03 |  | -1
node_8103203_200885833 |  |  | PQ | AD | 2771.281 | 8103203 | no | no |  |  | no |  |  | 1390578.034 | 15484020.941 |  | -1
node_8103203_200885834 |  |  | PQ | AD | 2771.281 | 8103203 | no | no |  |  | no |  |  | 1390362.235 | 15484207.679 |  | -1
node_8103203_200885835 |  |  | PQ | AD | 2771.281 | 8103203 | no | no |  |  | no |  |  | 1389941.552 | 15484597.066 |  | -1
node_8103203_200885836 |  |  | PQ | AD | 2771.281 | 8103203 | no | no |  |  | no |  |  | 1389786.632 | 15484843.622 |  | -1
node_8103203_200885837 |  |  | PQ | AD | 2771.281 | 8103203 | no | no |  |  | no |  |  | 1389693.814 | 15485362.311 |  | -1
node_8103203_200885838 |  |  | PQ | AD | 2771.281 | 8103203 | no | no |  |  | no |  |  | 1389654.555 | 15485899.787 |  | -1
node_8103203_200885839 |  |  | PQ | AD | 2771.281 | 8103203 | no | no |  |  | no |  |  | 1389664.268 | 15486193.772 |  | -1
node_8103203_200885840 |  |  | PQ | AD | 2771.281 | 8103203 | no | no |  |  | no |  |  | 1389734.878 | 15486676.057 |  | -1
node_8103203_200885842 |  |  | PQ | AN | 2771.281 | 8103203 | no | no |  |  | no |  |  | 1389732.319 | 15486474.759 |  | -1
node_8103203_200885843 |  |  | PQ | AD | 2771.281 | 8103203 | no | no |  |  | no |  |  | 1389765.185 | 15487451.834 |  | -1
node_8103203_200885844 |  |  | PQ | AN | 2771.281 | 8103203 | no | no |  |  | no |  |  | 1389743.883 | 15487734.783 |  | -1
node_8103203_200885845 |  |  | PQ | AD | 2771.281 | 8103203 | no | no |  |  | no |  |  | 1389786.739 | 15488018.399 |  | -1
node_8103203_200885846 |  |  | PQ | AD | 2771.281 | 8103203 | no | no |  |  | no |  |  | 1389744.767 | 15488441.146 |  | -1
node_8103203_200885847 |  |  | PQ | AD | 2771.281 | 8103203 | no | no |  |  | no |  |  | 1389711.855 | 15488938.27 |  | -1
node_8103203_200885848 |  |  | PQ | AD | 2771.281 | 8103203 | no | no |  |  | no |  |  | 1389671.007 | 15489355.005 |  | -1
node_8103203_200885849 |  |  | PQ | AD | 2771.281 | 8103203 | no | no |  |  | no |  |  | 1389657.596 | 15489698.444 |  | -1
node_8103203_200885850 |  |  | PQ | AD | 2771.281 | 8103203 | no | no |  |  | no |  |  | 1389612.368 | 15490057.425 |  | -1
node_8103203_200885851 |  |  | PQ | AN | 2771.281 | 8103203 | no | no |  |  | no |  |  | 1389585.978 | 15490487.003 |  | -1
node_8103203_200885852 |  |  | PQ | AD | 2771.281 | 8103203 | no | no |  |  | no |  |  | 1389578.731 | 15490655.205 |  | -1
node_8103203_200885853 |  |  | PQ | AD | 2771.281 | 8103203 | no | no |  |  | no |  |  | 1389910.913 | 15490477.999 |  | -1
node_8103203_200885854 |  |  | PQ | AD | 2771.281 | 8103203 | no | no |  |  | no |  |  | 1390397.969 | 15490252.681 |  | -1
node_8103203_200885855 |  |  | PQ | AN | 2771.281 | 8103203 | no | no |  |  | no |  |  | 1390763.05 | 15490021.545 |  | -1
node_8103203_200885856 |  |  | PQ | AN | 2771.281 | 8103203 | no | no |  |  | no |  |  | 1389464.532 | 15490537.693 |  | -1
node_8103203_200885857 |  |  | PQ | AD | 2771.281 | 8103203 | no | no |  |  | no |  |  | 1389466.901 | 15491058.974 |  | -1
node_8103203_200885858 |  |  | PQ | AD | 2771.281 | 8103203 | no | no |  |  | no |  |  | 1389375.161 | 15491413.479 |  | -1
node_8103203_200885859 |  |  | PQ | AN | 2771.281 | 8103203 | no | no |  |  | no |  |  | 1389282.525 | 15491795.249 |  | -1
node_8103203_200885860 |  |  | PQ | AD | 2771.281 | 8103203 | no | no |  |  | no |  |  | 1389168.099 | 15492194.31 |  | -1
node_8103203_200885861 |  |  | PQ | AD | 2771.281 | 8103203 | no | no |  |  | no |  |  | 1389086.532 | 15492520.003 |  | -1
node_8103203_200885862 |  |  | PQ | AN | 2771.281 | 8103203 | no | no |  |  | no |  |  | 1388985.142 | 15492915.769 |  | -1
node_8103203_200885864 |  |  | PQ | AD | 2771.281 | 8103203 | no | no |  |  | no |  |  | 1388892.486 | 15493274.465 |  | -1
node_8103203_200885865 |  |  | PQ | AD | 2771.281 | 8103203 | no | no |  |  | no |  |  | 1388828.522 | 15493524.497 |  | -1
node_8103203_200885866 |  |  | PQ | AD | 2771.281 | 8103203 | no | no |  |  | no |  |  | 1388643.656 | 15493816.183 |  | -1
node_8103203_200885867 |  |  | PQ | AD | 2771.281 | 8103203 | no | no |  |  | no |  |  | 1388457.285 | 15494148.17 |  | -1
node_8103203_200885868 |  |  | PQ | AN | 2771.281 | 8103203 | no | no |  |  | no |  |  | 1403246.061 | 15482711.433 |  | -1
node_8103203_200885869 |  |  | PQ | AD | 2771.281 | 8103203 | no | no |  |  | no |  |  | 1403179.101 | 15465638.741 |  | -1
node_8103203_200885870 |  |  | PQ | AD | 2771.281 | 8103203 | no | no |  |  | no |  |  | 1403236.305 | 15465816.341 |  | -1
node_8103203_200885871 |  |  | PQ | AN | 2771.281 | 8103203 | no | no |  |  | no |  |  | 1403366.84 | 15466118.777 |  | -1
node_8103203_200885872 |  |  | PQ | AD | 2771.281 | 8103203 | no | no |  |  | no |  |  | 1403409.819 | 15466426.83 |  | -1
node_8103203_200885873 |  |  | PQ | AD | 2771.281 | 8103203 | no | no |  |  | no |  |  | 1403473.274 | 15466731.498 |  | -1
node_8103203_200885874 |  |  | PQ | AD | 2771.281 | 8103203 | no | no |  |  | no |  |  | 1403550.039 | 15467032.057 |  | -1
node_8103203_200885875 |  |  | PQ | AN | 2771.281 | 8103203 | no | no |  |  | no |  |  | 1403590.613 | 15467335.494 |  | -1
node_8103203_200885876 |  |  | PQ | AD | 2771.281 | 8103203 | no | no |  |  | no |  |  | 1403636.062 | 15467582.228 |  | -1
node_8103203_200885877 |  |  | PQ | AD | 2771.281 | 8103203 | no | no |  |  | no |  |  | 1403664.851 | 15467804.811 |  | -1
node_8103203_200885879 |  |  | PQ | AN | 2771.281 | 8103203 | no | no |  |  | no |  |  | 1403672.031 | 15468073.082 |  | -1
node_8103203_200885880 |  |  | PQ | AD | 2771.281 | 8103203 | no | no |  |  | no |  |  | 1403749.766 | 15468325.135 |  | -1
node_8103203_200885881 |  |  | PQ | AD | 2771.281 | 8103203 | no | no |  |  | no |  |  | 1403747.114 | 15468693.235 |  | -1
node_8103203_200885882 |  |  | PQ | AN | 2771.281 | 8103203 | no | no |  |  | no |  |  | 1403750.254 | 15469020.933 |  | -1
node_8103203_200885883 |  |  | PQ | AD | 2771.281 | 8103203 | no | no |  |  | no |  |  | 1403750.496 | 15469294.047 |  | -1
node_8103203_200885884 |  |  | PQ | AD | 2771.281 | 8103203 | no | no |  |  | no |  |  | 1403750.166 | 15469644.938 |  | -1
node_8103203_200885886 |  |  | PQ | AD | 2771.281 | 8103203 | no | no |  |  | no |  |  | 1403774.897 | 15469986.379 |  | -1
node_8103203_200885887 |  |  | PQ | AN | 2771.281 | 8103203 | no | no |  |  | no |  |  | 1403802.118 | 15470356.149 |  | -1
node_8103203_200885889 |  |  | PQ | AD | 2771.281 | 8103203 | no | no |  |  | no |  |  | 1403789.251 | 15470544.762 |  | -1
node_8103203_200885890 |  |  | PQ | AD | 2771.281 | 8103203 | no | no |  |  | no |  |  | 1403798.372 | 15470916.606 |  | -1
node_8103203_200885891 |  |  | PQ | AN | 2771.281 | 8103203 | no | no |  |  | no |  |  | 1403806.344 | 15471243.933 |  | -1
node_8103203_200885892 |  |  | PQ | AD | 2771.281 | 8103203 | no | no |  |  | no |  |  | 1403799.139 | 15471442.26 |  | -1
node_8103203_200885893 |  |  | PQ | AN | 2771.281 | 8103203 | no | no |  |  | no |  |  | 1403763.185 | 15471613.174 |  | -1
node_8103203_200885895 |  |  | PQ | AD | 2771.281 | 8103203 | no | no |  |  | no |  |  | 1403629.447 | 15472397.077 |  | -1
node_8103203_200885896 |  |  | PQ | AD | 2771.281 | 8103203 | no | no |  |  | no |  |  | 1403584.864 | 15472703.586 |  | -1
node_8103203_200885897 |  |  | PQ | AD | 2771.281 | 8103203 | no | no |  |  | no |  |  | 1403542.709 | 15473014.544 |  | -1
node_8103203_200885902 |  |  | PQ | AD | 2771.281 | 8103203 | no | no |  |  | no |  |  | 1402526.866 | 15474990.744 |  | -1
node_8103203_200885903 |  |  | PQ | AN | 2771.281 | 8103203 | no | no |  |  | no |  |  | 1402320.319 | 15475443.972 |  | -1
node_8103203_200885904 |  |  | PQ | AD | 2771.281 | 8103203 | no | no |  |  | no |  |  | 1402096.211 | 15475910.25 |  | -1
node_8103203_200885905 |  |  | PQ | AN | 2771.281 | 8103203 | no | no |  |  | no |  |  | 1402045.628 | 15476158.615 |  | -1
node_8103203_200885906 |  |  | PQ | AD | 2771.281 | 8103203 | no | no |  |  | no |  |  | 1401994.075 | 15476331.085 |  | -1
node_8103203_200885907 |  |  | PQ | AD | 2771.281 | 8103203 | no | no |  |  | no |  |  | 1401878.66 | 15476807.199 |  | -1
node_8103203_200885908 |  |  | PQ | AD | 2771.281 | 8103203 | no | no |  |  | no |  |  | 1401770.649 | 15477227.754 |  | -1
node_8103203_200885909 |  |  | PQ | AN | 2771.281 | 8103203 | no | no |  |  | no |  |  | 1401714.569 | 15477824.823 |  | -1
node_8103203_200885911 |  |  | PQ | AN | 2771.281 | 8103203 | no | no |  |  | no |  |  | 1401668.93 | 15478224.844 |  | -1
node_8103203_200885912 |  |  | PQ | AD | 2771.281 | 8103203 | no | no |  |  | no |  |  | 1401552.687 | 15478726.907 |  | -1
node_8103203_200885913 |  |  | PQ | AD | 2771.281 | 8103203 | no | no |  |  | no |  |  | 1401444.651 | 15479222.886 |  | -1
node_8103203_200885914 |  |  | PQ | AN | 2771.281 | 8103203 | no | no |  |  | no |  |  | 1401324.858 | 15479729.12 |  | -1
node_8103203_200885915 |  |  | PQ | AD | 2771.281 | 8103203 | no | no |  |  | no |  |  | 1401224.978 | 15480175.971 |  | -1
node_8103203_200885916 |  |  | PQ | AD | 2771.281 | 8103203 | no | no |  |  | no |  |  | 1401304.259 | 15480852.931 |  | -1
node_8103203_200885917 |  |  | PQ | AN | 2771.281 | 8103203 | no | no |  |  | no |  |  | 1401351.395 | 15481328.998 |  | -1
node_8103203_200885918 |  |  | PQ | AN | 2771.281 | 8103203 | no | no |  |  | no |  |  | 1401404.637 | 15481593.399 |  | -1
node_8103203_200885919 |  |  | PQ | AD | 2771.281 | 8103203 | no | no |  |  | no |  |  | 1401558.598 | 15482406.232 |  | -1
node_8103203_200885920 |  |  | PQ | AD | 2771.281 | 8103203 | no | no |  |  | no |  |  | 1401628.647 | 15482762.364 |  | -1
node_8103203_200885921 |  |  | PQ | AN | 2771.281 | 8103203 | no | no |  |  | no |  |  | 1401728.079 | 15482763.957 |  | -1
node_8103203_200885922 |  |  | PQ | AD | 2771.281 | 8103203 | no | no |  |  | no |  |  | 1401760.606 | 15483049.63 |  | -1
node_8103203_200885923 |  |  | PQ | AN | 2771.281 | 8103203 | no | no |  |  | no |  |  | 1401845.949 | 15483293.282 |  | -1
node_8103203_200885924 |  |  | PQ | AN | 2771.281 | 8103203 | no | no |  |  | no |  |  | 1401845.625 | 15483500.651 |  | -1
node_8103203_200885925 |  |  | PQ | AD | 2771.281 | 8103203 | no | no |  |  | no |  |  | 1401945.821 | 15483729.768 |  | -1
node_8103203_200885936 |  |  | PQ | AD | 2771.281 | 8103203 | no | no |  |  | no |  |  | 1402289.767 | 15485690.543 |  | -1
node_8103203_200885942 |  |  | PQ | AN | 2771.281 | 8103203 | no | no |  |  | no |  |  | 1403049.881 | 15487140.824 |  | -1
node_8103203_200885943 |  |  | PQ | AN | 2771.281 | 8103203 | no | no |  |  | no |  |  | 1402841.709 | 15487167.423 |  | -1
node_8103203_200885945 |  |  | PQ | AD | 2771.281 | 8103203 | no | no |  |  | no |  |  | 1402621.87 | 15487243.475 |  | -1
node_8103203_200885949 |  |  | PQ | AD | 2771.281 | 8103203 | no | no |  |  | no |  |  | 1402535.358 | 15486648.743 |  | -1
node_8103203_200885951 |  |  | PQ | AN | 2771.281 | 8103203 | no | no |  |  | no |  |  | 1402368.202 | 15487293.506 |  | -1
node_8103203_200885953 |  |  | PQ | AD | 2771.281 | 8103203 | no | no |  |  | no |  |  | 1402144.271 | 15487406.387 |  | -1
node_8103203_200885954 |  |  | PQ | AN | 2771.281 | 8103203 | no | no |  |  | no |  |  | 1401919.262 | 15487520.234 |  | -1
node_8103203_200885955 |  |  | PQ | AD | 2771.281 | 8103203 | no | no |  |  | no |  |  | 1401597.255 | 15487619.74 |  | -1
node_8103203_200885956 |  |  | PQ | AN | 2771.281 | 8103203 | no | no |  |  | no |  |  | 1401308.68 | 15487787.687 |  | -1
node_8103203_200885957 |  |  | PQ | AN | 2771.281 | 8103203 | no | no |  |  | no |  |  | 1389312.233 | 15478905.465 |  | -1
node_8103203_200885964 |  |  | PQ | AN | 2771.281 | 8103203 | no | no |  |  | no |  |  | 1389018.686 | 15478775.757 |  | -1
node_8103203_200885965 |  |  | PQ | AN | 2771.281 | 8103203 | no | no |  |  | no |  |  | 1389201.197 | 15478809.109 |  | -1
node_8103203_200885966 |  |  | PQ | AD | 2771.281 | 8103203 | no | no |  |  | no |  |  | 1388711.322 | 15478829.983 |  | -1
node_8103203_200885967 |  |  | PQ | AD | 2771.281 | 8103203 | no | no |  |  | no |  |  | 1388385.186 | 15478861.282 |  | -1
node_8103203_200885968 |  |  | PQ | AD | 2771.281 | 8103203 | no | no |  |  | no |  |  | 1388136.217 | 15478953.122 |  | -1
node_8103203_200885969 |  |  | PQ | AD | 2771.281 | 8103203 | no | no |  |  | no |  |  | 1387826.828 | 15479059.159 |  | -1
node_8103203_200885970 |  |  | PQ | AD | 2771.281 | 8103203 | no | no |  |  | no |  |  | 1387531.417 | 15479163.154 |  | -1
node_8103203_200885972 |  |  | PQ | AD | 2771.281 | 8103203 | no | no |  |  | no |  |  | 1387299.722 | 15479248.069 |  | -1
node_8103203_200885973 |  |  | PQ | AD | 2771.281 | 8103203 | no | no |  |  | no |  |  | 1387076.91 | 15479326.907 |  | -1
node_8103203_200885974 |  |  | PQ | AD | 2771.281 | 8103203 | no | no |  |  | no |  |  | 1386815.939 | 15479426.024 |  | -1
node_8103203_200885977 |  |  | PQ | AD | 2771.281 | 8103203 | no | no |  |  | no |  |  | 1391074.944 | 15477270.266 |  | -1
node_8103203_200885978 |  |  | PQ | AN | 2771.281 | 8103203 | no | no |  |  | no |  |  | 1390765.265 | 15477122.848 |  | -1
node_8103203_200885979 |  |  | PQ | AD | 2771.281 | 8103203 | no | no |  |  | no |  |  | 1390461.341 | 15476976.135 |  | -1
node_8103203_200885980 |  |  | PQ | AD | 2771.281 | 8103203 | no | no |  |  | no |  |  | 1390409.807 | 15476680.663 |  | -1
node_8103203_200885981 |  |  | PQ | AD | 2771.281 | 8103203 | no | no |  |  | no |  |  | 1390350.61 | 15476335.742 |  | -1
node_8103203_200885982 |  |  | PQ | AN | 2771.281 | 8103203 | no | no |  |  | no |  |  | 1390300.152 | 15475965.202 |  | -1
node_8103203_200885983 |  |  | PQ | AD | 2771.281 | 8103203 | no | no |  |  | no |  |  | 1390219.453 | 15477245.235 |  | -1
node_8103203_200885984 |  |  | PQ | AD | 2771.281 | 8103203 | no | no |  |  | no |  |  | 1390038.833 | 15477161.256 |  | -1
node_8103203_200885985 |  |  | PQ | AN | 2771.281 | 8103203 | no | no |  |  | no |  |  | 1389817.433 | 15477059.924 |  | -1
node_8103203_200885987 |  |  | PQ | AD | 2771.281 | 8103203 | no | no |  |  | no |  |  | 1389083.671 | 15461585.486 |  | -1
node_8103203_200885988 |  |  | PQ | AD | 2771.281 | 8103203 | no | no |  |  | no |  |  | 1388941.539 | 15461812.126 |  | -1
node_8103203_200885989 |  |  | PQ | AN | 2771.281 | 8103203 | no | no |  |  | no |  |  | 1388603.862 | 15461928.899 |  | -1
node_8103203_200885991 |  |  | PQ | AD | 2771.281 | 8103203 | no | no |  |  | no |  |  | 1388331.176 | 15462024.553 |  | -1
node_8103203_200885992 |  |  | PQ | AD | 2771.281 | 8103203 | no | no |  |  | no |  |  | 1388028.938 | 15462126.255 |  | -1
node_8103203_200885993 |  |  | PQ | AN | 2771.281 | 8103203 | no | no |  |  | no |  |  | 1387825.174 | 15462211.591 |  | -1
node_8103203_200885995 |  |  | PQ | AD | 2771.281 | 8103203 | no | no |  |  | no |  |  | 1387576.278 | 15462432.994 |  | -1
node_8103203_200885996 |  |  | PQ | AN | 2771.281 | 8103203 | no | no |  |  | no |  |  | 1387322.498 | 15462669.352 |  | -1
node_8103203_200885997 |  |  | PQ | AD | 2771.281 | 8103203 | no | no |  |  | no |  |  | 1387124.261 | 15462932.577 |  | -1
node_8103203_200885998 |  |  | PQ | AN | 2771.281 | 8103203 | no | no |  |  | no |  |  | 1386913.353 | 15463207.517 |  | -1
node_8103203_200885999 |  |  | PQ | AN | 2771.281 | 8103203 | no | no |  |  | no |  |  | 1386713.303 | 15463481.2 |  | -1
node_8103203_200886000 |  |  | PQ | AN | 2771.281 | 8103203 | no | no |  |  | no |  |  | 1386505.063 | 15463750.559 |  | -1
node_8103203_200886001 |  |  | PQ | AN | 2771.281 | 8103203 | no | no |  |  | no |  |  | 1386300.256 | 15464029.682 |  | -1
node_8103203_200886002 |  |  | PQ | AN | 2771.281 | 8103203 | no | no |  |  | no |  |  | 1386152.168 | 15464183.815 |  | -1
node_8103203_200886003 |  |  | PQ | AD | 2771.281 | 8103203 | no | no |  |  | no |  |  | 1386054.77 | 15464272.356 |  | -1
node_8103203_200886004 |  |  | PQ | AD | 2771.281 | 8103203 | no | no |  |  | no |  |  | 1385845.312 | 15464488.286 |  | -1
node_8103203_200886005 |  |  | PQ | AD | 2771.281 | 8103203 | no | no |  |  | no |  |  | 1385655.277 | 15464676.84 |  | -1
node_8103203_200886006 |  |  | PQ | AD | 2771.281 | 8103203 | no | no |  |  | no |  |  | 1385455.2 | 15464878.36 |  | -1
node_8103203_200886007 |  |  | PQ | AD | 2771.281 | 8103203 | no | no |  |  | no |  |  | 1385319.219 | 15465014.923 |  | -1
node_8103203_200886008 |  |  | PQ | AN | 2771.281 | 8103203 | no | no |  |  | no |  |  | 1385172.812 | 15465167.926 |  | -1
node_8103203_200886009 |  |  | PQ | AN | 2771.281 | 8103203 | no | no |  |  | no |  |  | 1385017.373 | 15465321.991 |  | -1
node_8103203_200886010 |  |  | PQ | AD | 2771.281 | 8103203 | no | no |  |  | no |  |  | 1384871.768 | 15465475.578 |  | -1
node_8103203_200886011 |  |  | PQ | AD | 2771.281 | 8103203 | no | no |  |  | no |  |  | 1384700.895 | 15465645.098 |  | -1
node_8103203_200886012 |  |  | PQ | AN | 2771.281 | 8103203 | no | no |  |  | no |  |  | 1384540.256 | 15465810.369 |  | -1
node_8103203_200886014 |  |  | PQ | AD | 2771.281 | 8103203 | no | no |  |  | no |  |  | 1384337.818 | 15466013.748 |  | -1
node_8103203_200886015 |  |  | PQ | AD | 2771.281 | 8103203 | no | no |  |  | no |  |  | 1384159.856 | 15466202.251 |  | -1
node_8103203_200886016 |  |  | PQ | AN | 2771.281 | 8103203 | no | no |  |  | no |  |  | 1383984.7 | 15466346.523 |  | -1
node_8103203_200886018 |  |  | PQ | AN | 2771.281 | 8103203 | no | no |  |  | no |  |  | 1383739.92 | 15466574.179 |  | -1
node_8103203_200886020 |  |  | PQ | AD | 2771.281 | 8103203 | no | no |  |  | no |  |  | 1383481.874 | 15466811.135 |  | -1
node_8103203_200886021 |  |  | PQ | AD | 2771.281 | 8103203 | no | no |  |  | no |  |  | 1383212.734 | 15467043.955 |  | -1
node_8103203_200886022 |  |  | PQ | AD | 2771.281 | 8103203 | no | no |  |  | no |  |  | 1382957.733 | 15467305.401 |  | -1
node_8103203_200886023 |  |  | PQ | AD | 2771.281 | 8103203 | no | no |  |  | no |  |  | 1382694.111 | 15467581.256 |  | -1
node_8103203_200886024 |  |  | PQ | AD | 2771.281 | 8103203 | no | no |  |  | no |  |  | 1382411.267 | 15467861.998 |  | -1
node_8103203_200886025 |  |  | PQ | AN | 2771.281 | 8103203 | no | no |  |  | no |  |  | 1382152.447 | 15468129.883 |  | -1
node_8103203_200886026 |  |  | PQ | AD | 2771.281 | 8103203 | no | no |  |  | no |  |  | 1381892.773 | 15468393.953 |  | -1
node_8103203_200886027 |  |  | PQ | AN | 2771.281 | 8103203 | no | no |  |  | no |  |  | 1381591.92 | 15468706.576 |  | -1
node_8103203_200886028 |  |  | PQ | AD | 2771.281 | 8103203 | no | no |  |  | no |  |  | 1381394.603 | 15468942.028 |  | -1
node_8103203_200886029 |  |  | PQ | AD | 2771.281 | 8103203 | no | no |  |  | no |  |  | 1381191.804 | 15469192.281 |  | -1
node_8103203_200886030 |  |  | PQ | AD | 2771.281 | 8103203 | no | no |  |  | no |  |  | 1381022.462 | 15469397.326 |  | -1
node_8103203_200886031 |  |  | PQ | AN | 2771.281 | 8103203 | no | no |  |  | no |  |  | 1381197.948 | 15469652.411 |  | -1
node_8103203_200886032 |  |  | PQ | AN | 2771.281 | 8103203 | no | no |  |  | no |  |  | 1381367.99 | 15469922.771 |  | -1
node_8103203_200886033 |  |  | PQ | AD | 2771.281 | 8103203 | no | no |  |  | no |  |  | 1380739.305 | 15469687.64 |  | -1
node_8103203_200886034 |  |  | PQ | AD | 2771.281 | 8103203 | no | no |  |  | no |  |  | 1380447.681 | 15469989.138 |  | -1
node_8103203_200886035 |  |  | PQ | AD | 2771.281 | 8103203 | no | no |  |  | no |  |  | 1380236.856 | 15470197.611 |  | -1
node_8103203_200886036 |  |  | PQ | AN | 2771.281 | 8103203 | no | no |  |  | no |  |  | 1380000.324 | 15470447.935 |  | -1
node_8103203_200886037 |  |  | PQ | AN | 2771.281 | 8103203 | no | no |  |  | no |  |  | 1379684.788 | 15470479.581 |  | -1
node_8103203_200886038 |  |  | PQ | AD | 2771.281 | 8103203 | no | no |  |  | no |  |  | 1379245.658 | 15470522.679 |  | -1
node_8103203_200886039 |  |  | PQ | AD | 2771.281 | 8103203 | no | no |  |  | no |  |  | 1378933.662 | 15470547.012 |  | -1
node_8103203_200886040 |  |  | PQ | AD | 2771.281 | 8103203 | no | no |  |  | no |  |  | 1378584.545 | 15470586.31 |  | -1
node_8103203_200886041 |  |  | PQ | AD | 2771.281 | 8103203 | no | no |  |  | no |  |  | 1378341.769 | 15470607.533 |  | -1
node_8103203_200886042 |  |  | PQ | AD | 2771.281 | 8103203 | no | no |  |  | no |  |  | 1383986.653 | 15473025.94 |  | -1
node_8103203_200886043 |  |  | PQ | AN | 2771.281 | 8103203 | no | no |  |  | no |  |  | 1383630.883 | 15475960.809 |  | -1
node_8103203_200886045 |  |  | PQ | AD | 2771.281 | 8103203 | no | no |  |  | no |  |  | 1383594.933 | 15476393.943 |  | -1
node_8103203_200886046 |  |  | PQ | AD | 2771.281 | 8103203 | no | no |  |  | no |  |  | 1383562.53 | 15476761.781 |  | -1
node_8103203_200886047 |  |  | PQ | AD | 2771.281 | 8103203 | no | no |  |  | no |  |  | 1383537.203 | 15477161.48 |  | -1
node_8103203_200886048 |  |  | PQ | AD | 2771.281 | 8103203 | no | no |  |  | no |  |  | 1383490.796 | 15477424.786 |  | -1
node_8103203_200886049 |  |  | PQ | AD | 2771.281 | 8103203 | no | no |  |  | no |  |  | 1383410.634 | 15477714.041 |  | -1
node_8103203_200886050 |  |  | PQ | AD | 2771.281 | 8103203 | no | no |  |  | no |  |  | 1383465.22 | 15477991.058 |  | -1
node_8103203_200886051 |  |  | PQ | AD | 2771.281 | 8103203 | no | no |  |  | no |  |  | 1383531.969 | 15478264.859 |  | -1
node_8103203_200886052 |  |  | PQ | AD | 2771.281 | 8103203 | no | no |  |  | no |  |  | 1383587.403 | 15478535.613 |  | -1
node_8103203_200886053 |  |  | PQ | AD | 2771.281 | 8103203 | no | no |  |  | no |  |  | 1383618.741 | 15478959.967 |  | -1
node_8103203_200886054 |  |  | PQ | AD | 2771.281 | 8103203 | no | no |  |  | no |  |  | 1383648.402 | 15479257.441 |  | -1
node_8103203_200886055 |  |  | PQ | AN | 2771.281 | 8103203 | no | no |  |  | no |  |  | 1383983.895 | 15473355.77 |  | -1
node_8103203_200886056 |  |  | PQ | AD | 2771.281 | 8103203 | no | no |  |  | no |  |  | 1383688.335 | 15479738.262 |  | -1
node_8103203_200886057 |  |  | PQ | AD | 2771.281 | 8103203 | no | no |  |  | no |  |  | 1383577.463 | 15479972.266 |  | -1
node_8103203_200886058 |  |  | PQ | AD | 2771.281 | 8103203 | no | no |  |  | no |  |  | 1383431.615 | 15480303.881 |  | -1
node_8103203_200886059 |  |  | PQ | AD | 2771.281 | 8103203 | no | no |  |  | no |  |  | 1383292.673 | 15480598.975 |  | -1
node_8103203_200886060 |  |  | PQ | AD | 2771.281 | 8103203 | no | no |  |  | no |  |  | 1383151.858 | 15480904.569 |  | -1
node_8103203_200886062 |  |  | PQ | AD | 2771.281 | 8103203 | no | no |  |  | no |  |  | 1383039.722 | 15481208.343 |  | -1
node_8103203_200886063 |  |  | PQ | AD | 2771.281 | 8103203 | no | no |  |  | no |  |  | 1382932.381 | 15481520.113 |  | -1
node_8103203_200886064 |  |  | PQ | AD | 2771.281 | 8103203 | no | no |  |  | no |  |  | 1382815.477 | 15481799.303 |  | -1
node_8103203_200886065 |  |  | PQ | AD | 2771.281 | 8103203 | no | no |  |  | no |  |  | 1382699.34 | 15482163.997 |  | -1
node_8103203_200886066 |  |  | PQ | AN | 2771.281 | 8103203 | no | no |  |  | no |  |  | 1382601.021 | 15482489.201 |  | -1
node_8103203_200886067 |  |  | PQ | AD | 2771.281 | 8103203 | no | no |  |  | no |  |  | 1383917.293 | 15473680.168 |  | -1
node_8103203_200886068 |  |  | PQ | AD | 2771.281 | 8103203 | no | no |  |  | no |  |  | 1382631.199 | 15482738.202 |  | -1
node_8103203_200886069 |  |  | PQ | AD | 2771.281 | 8103203 | no | no |  |  | no |  |  | 1382665.179 | 15483091.821 |  | -1
node_8103203_200886075 |  |  | PQ | AN | 2771.281 | 8103203 | no | no |  |  | no |  |  | 1383852.337 | 15473995.793 |  | -1
node_8103203_200886076 |  |  | PQ | AD | 2771.281 | 8103203 | no | no |  |  | no |  |  | 1383796.165 | 15474320.879 |  | -1
node_8103203_200886079 |  |  | PQ | AD | 2771.281 | 8103203 | no | no |  |  | no |  |  | 1383713.064 | 15474919.798 |  | -1
node_8103203_200886080 |  |  | PQ | AN | 2771.281 | 8103203 | no | no |  |  | no |  |  | 1383685.258 | 15475300.838 |  | -1
node_8103203_200886081 |  |  | PQ | AN | 2771.281 | 8103203 | no | no |  |  | no |  |  | 1383660.642 | 15475586.945 |  | -1
node_8103203_200886083 |  |  | PQ | AN | 2771.281 | 8103203 | no | no |  |  | no |  |  | 1396957.332 | 15476228.747 |  | -1
node_8103203_200886084 |  |  | PQ | AD | 2771.281 | 8103203 | no | no |  |  | no |  |  | 1397646.157 | 15473822.84 |  | -1
node_8103203_200886085 |  |  | PQ | ABCN | 0 | 8103203 | no | no |  |  | no |  |  | 1397886.636 | 15474028.891 |  | -1
node_8103203_200886086 |  |  | PQ | AD | 2771.281 | 8103203 | no | no |  |  | no |  |  | 1397725.147 | 15473889.698 |  | -1
node_8103203_200886088 |  |  | PQ | AD | 2771.281 | 8103203 | no | no |  |  | no |  |  | 1397632.588 | 15477678.039 |  | -1
node_8103203_200886089 |  |  | PQ | AD | 2771.281 | 8103203 | no | no |  |  | no |  |  | 1397647.158 | 15478081.126 |  | -1
node_8103203_200886090 |  |  | PQ | AD | 2771.281 | 8103203 | no | no |  |  | no |  |  | 1397664.154 | 15478512.047 |  | -1
node_8103203_200886091 |  |  | PQ | AD | 2771.281 | 8103203 | no | no |  |  | no |  |  | 1397670.756 | 15478861.034 |  | -1
node_8103203_200886092 |  |  | PQ | AD | 2771.281 | 8103203 | no | no |  |  | no |  |  | 1397679.39 | 15479210.13 |  | -1
node_8103203_200886093 |  |  | PQ | AN | 2771.281 | 8103203 | no | no |  |  | no |  |  | 1397693.664 | 15479540.454 |  | -1
node_8103203_200886094 |  |  | PQ | AD | 2771.281 | 8103203 | no | no |  |  | no |  |  | 1397703.762 | 15479814.133 |  | -1
node_8103203_200886095 |  |  | PQ | AD | 2771.281 | 8103203 | no | no |  |  | no |  |  | 1397715.173 | 15480177.637 |  | -1
node_8103203_200886096 |  |  | PQ | AD | 2771.281 | 8103203 | no | no |  |  | no |  |  | 1397733.401 | 15480536.985 |  | -1
node_8103203_200886097 |  |  | PQ | AD | 2771.281 | 8103203 | no | no |  |  | no |  |  | 1397731.992 | 15480879.883 |  | -1
node_8103203_200886098 |  |  | PQ | AD | 2771.281 | 8103203 | no | no |  |  | no |  |  | 1397561.92 | 15474237.487 |  | -1
node_8103203_200886099 |  |  | PQ | AD | 2771.281 | 8103203 | no | no |  |  | no |  |  | 1397742.952 | 15481207.786 |  | -1
node_8103203_200886100 |  |  | PQ | AD | 2771.281 | 8103203 | no | no |  |  | no |  |  | 1397767.172 | 15481623.157 |  | -1
node_8103203_200886101 |  |  | PQ | AD | 2771.281 | 8103203 | no | no |  |  | no |  |  | 1397777.105 | 15481968.783 |  | -1
node_8103203_200886102 |  |  | PQ | AD | 2771.281 | 8103203 | no | no |  |  | no |  |  | 1397788.044 | 15482397.783 |  | -1
node_8103203_200886103 |  |  | PQ | AN | 2771.281 | 8103203 | no | no |  |  | no |  |  | 1397791.591 | 15482808.529 |  | -1
node_8103203_200886104 |  |  | PQ | AD | 2771.281 | 8103203 | no | no |  |  | no |  |  | 1397655.595 | 15483040.666 |  | -1
node_8103203_200886105 |  |  | PQ | AD | 2771.281 | 8103203 | no | no |  |  | no |  |  | 1397520.088 | 15483293.163 |  | -1
node_8103203_200886106 |  |  | PQ | AD | 2771.281 | 8103203 | no | no |  |  | no |  |  | 1397377.659 | 15483552.641 |  | -1
node_8103203_200886107 |  |  | PQ | AN | 2771.281 | 8103203 | no | no |  |  | no |  |  | 1397235.981 | 15483814.922 |  | -1
node_8103203_200886108 |  |  | PQ | AD | 2771.281 | 8103203 | no | no |  |  | no |  |  | 1397464.467 | 15474521.111 |  | -1
node_8103203_200886110 |  |  | PQ | AD | 2771.281 | 8103203 | no | no |  |  | no |  |  | 1397381.69 | 15474792.211 |  | -1
node_8103203_200886111 |  |  | PQ | AN | 2771.281 | 8103203 | no | no |  |  | no |  |  | 1397348.404 | 15475091.475 |  | -1
node_8103203_200886113 |  |  | PQ | AN | 2771.281 | 8103203 | no | no |  |  | no |  |  | 1397301.989 | 15475479.684 |  | -1
node_8103203_200886114 |  |  | PQ | AD | 2771.281 | 8103203 | no | no |  |  | no |  |  | 1397423.965 | 15476015.002 |  | -1
node_8103203_200886115 |  |  | PQ | AD | 2771.281 | 8103203 | no | no |  |  | no |  |  | 1397525.954 | 15476542.189 |  | -1
node_8103203_200886116 |  |  | PQ | AD | 2771.281 | 8103203 | no | no |  |  | no |  |  | 1397617.519 | 15476963.733 |  | -1
node_8103203_200886117 |  |  | PQ | AD | 2771.281 | 8103203 | no | no |  |  | no |  |  | 1397622.383 | 15477314.508 |  | -1
node_8103203_200886118 |  |  | PQ | AN | 2771.281 | 8103203 | no | no |  |  | no |  |  | 1387857.249 | 15486310.47 |  | -1
node_8103203_200886119 |  |  | PQ | AD | 2771.281 | 8103203 | no | no |  |  | no |  |  | 1389511.835 | 15484567.821 |  | -1
node_8103203_200886120 |  |  | PQ | AD | 2771.281 | 8103203 | no | no |  |  | no |  |  | 1389144.482 | 15484789.769 |  | -1
node_8103203_200886121 |  |  | PQ | AD | 2771.281 | 8103203 | no | no |  |  | no |  |  | 1387005.717 | 15485572.44 |  | -1
node_8103203_200886122 |  |  | PQ | AD | 2771.281 | 8103203 | no | no |  |  | no |  |  | 1386575.699 | 15485561.153 |  | -1
node_8103203_200886123 |  |  | PQ | AD | 2771.281 | 8103203 | no | no |  |  | no |  |  | 1386254.074 | 15485556.887 |  | -1
node_8103203_200886124 |  |  | PQ | AD | 2771.281 | 8103203 | no | no |  |  | no |  |  | 1386005.13 | 15485547.248 |  | -1
node_8103203_200886125 |  |  | PQ | AN | 2771.281 | 8103203 | no | no |  |  | no |  |  | 1385766.183 | 15485545.803 |  | -1
node_8103203_200886126 |  |  | PQ | AN | 2771.281 | 8103203 | no | no |  |  | no |  |  | 1389377.456 | 15484435.814 |  | -1
node_8103203_200886128 |  |  | PQ | AD | 2771.281 | 8103203 | no | no |  |  | no |  |  | 1388888.056 | 15485169.569 |  | -1
node_8103203_200886129 |  |  | PQ | AN | 2771.281 | 8103203 | no | no |  |  | no |  |  | 1388544.74 | 15485316.182 |  | -1
node_8103203_200886131 |  |  | PQ | AN | 2771.281 | 8103203 | no | no |  |  | no |  |  | 1388192.796 | 15485463.07 |  | -1
node_8103203_200886132 |  |  | PQ | AN | 2771.281 | 8103203 | no | no |  |  | no |  |  | 1387861.955 | 15485599.316 |  | -1
node_8103203_200886133 |  |  | PQ | AN | 2771.281 | 8103203 | no | no |  |  | no |  |  | 1387589.866 | 15485588.36 |  | -1
node_8103203_200886134 |  |  | PQ | AN | 2771.281 | 8103203 | no | no |  |  | no |  |  | 1387257.384 | 15485579.698 |  | -1
node_8103203_200886135 |  |  | PQ | AD | 2771.281 | 8103203 | no | no |  |  | no |  |  | 1391821.99 | 15468129.75 |  | -1
node_8103203_200886136 |  |  | PQ | AN | 2771.281 | 8103203 | no | no |  |  | no |  |  | 1391809.821 | 15468321.726 |  | -1
node_8103203_200886137 |  |  | PQ | AD | 2771.281 | 8103203 | no | no |  |  | no |  |  | 1391794.486 | 15468512.901 |  | -1
node_8103203_200886140 |  |  | PQ | AN | 2771.281 | 8103203 | no | no |  |  | no |  |  | 1391713.507 | 15469726.761 |  | -1
node_8103203_200886142 |  |  | PQ | AD | 2771.281 | 8103203 | no | no |  |  | no |  |  | 1391492.582 | 15470151.413 |  | -1
node_8103203_200886143 |  |  | PQ | AN | 2771.281 | 8103203 | no | no |  |  | no |  |  | 1384594.959 | 15465300.76 |  | -1
node_8103203_200886144 |  |  | PQ | AN | 2771.281 | 8103203 | no | no |  |  | no |  |  | 1381275.817 | 15465081.02 |  | -1
node_8103203_200886145 |  |  | PQ | AN | 2771.281 | 8103203 | no | no |  |  | no |  |  | 1384242.419 | 15465076.7 |  | -1
node_8103203_200886146 |  |  | PQ | AD | 2771.281 | 8103203 | no | no |  |  | no |  |  | 1383773.754 | 15465025.954 |  | -1
node_8103203_200886147 |  |  | PQ | AN | 2771.281 | 8103203 | no | no |  |  | no |  |  | 1383355.962 | 15465042.244 |  | -1
node_8103203_200886148 |  |  | PQ | AD | 2771.281 | 8103203 | no | no |  |  | no |  |  | 1383153.093 | 15465056.111 |  | -1
node_8103203_200886149 |  |  | PQ | AN | 2771.281 | 8103203 | no | no |  |  | no |  |  | 1382685.496 | 15465088.003 |  | -1
node_8103203_200886151 |  |  | PQ | AN | 2771.281 | 8103203 | no | no |  |  | no |  |  | 1382212.602 | 15465106.142 |  | -1
node_8103203_200886152 |  |  | PQ | AD | 2771.281 | 8103203 | no | no |  |  | no |  |  | 1381854.117 | 15465163.466 |  | -1
node_8103203_200886153 |  |  | PQ | AN | 2771.281 | 8103203 | no | no |  |  | no |  |  | 1381546.457 | 15465076.274 |  | -1
node_8103203_200886154 |  |  | PQ | AD | 2771.281 | 8103203 | no | no |  |  | no |  |  | 1393993.4 | 15477166.838 |  | -1
node_8103203_200886155 |  |  | PQ | AD | 2771.281 | 8103203 | no | no |  |  | no |  |  | 1394256.282 | 15480560.64 |  | -1
node_8103203_200886156 |  |  | PQ | AD | 2771.281 | 8103203 | no | no |  |  | no |  |  | 1394275.953 | 15480891.465 |  | -1
node_8103203_200886157 |  |  | PQ | AN | 2771.281 | 8103203 | no | no |  |  | no |  |  | 1394226.746 | 15481222.717 |  | -1
node_8103203_200886158 |  |  | PQ | AD | 2771.281 | 8103203 | no | no |  |  | no |  |  | 1394202.553 | 15481603.375 |  | -1
node_8103203_200886159 |  |  | PQ | AN | 2771.281 | 8103203 | no | no |  |  | no |  |  | 1394189.863 | 15481829.202 |  | -1
node_8103203_200886160 |  |  | PQ | AD | 2771.281 | 8103203 | no | no |  |  | no |  |  | 1394137.952 | 15482099.752 |  | -1
node_8103203_200886161 |  |  | PQ | AN | 2771.281 | 8103203 | no | no |  |  | no |  |  | 1394127.518 | 15482385.356 |  | -1
node_8103203_200886162 |  |  | PQ | AD | 2771.281 | 8103203 | no | no |  |  | no |  |  | 1394170.527 | 15482664.226 |  | -1
node_8103203_200886163 |  |  | PQ | AN | 2771.281 | 8103203 | no | no |  |  | no |  |  | 1394154.212 | 15482929.207 |  | -1
node_8103203_200886164 |  |  | PQ | AD | 2771.281 | 8103203 | no | no |  |  | no |  |  | 1394033.769 | 15477664.541 |  | -1
node_8103203_200886165 |  |  | PQ | AN | 2771.281 | 8103203 | no | no |  |  | no |  |  | 1394047.025 | 15477996.191 |  | -1
node_8103203_200886166 |  |  | PQ | AD | 2771.281 | 8103203 | no | no |  |  | no |  |  | 1394079.63 | 15478458.743 |  | -1
node_8103203_200886167 |  |  | PQ | AN | 2771.281 | 8103203 | no | no |  |  | no |  |  | 1394106.273 | 15478916.546 |  | -1
node_8103203_200886168 |  |  | PQ | AD | 2771.281 | 8103203 | no | no |  |  | no |  |  | 1394230.7 | 15479234.597 |  | -1
node_8103203_200886169 |  |  | PQ | AD | 2771.281 | 8103203 | no | no |  |  | no |  |  | 1394368.435 | 15479629.385 |  | -1
node_8103203_200886170 |  |  | PQ | AN | 2771.281 | 8103203 | no | no |  |  | no |  |  | 1394354.209 | 15479937.758 |  | -1
node_8103203_200886172 |  |  | PQ | AD | 2771.281 | 8103203 | no | no |  |  | no |  |  | 1394343.365 | 15480229.811 |  | -1
node_8103203_200886173 |  |  | PQ | AD | 2771.281 | 8103203 | no | no |  |  | no |  |  | 1402723.708 | 15487349.002 |  | -1
node_8103203_200886175 |  |  | PQ | AN | 2771.281 | 8103203 | no | no |  |  | no |  |  | 1402754.688 | 15487460.921 |  | -1
node_8103203_200886176 |  |  | PQ | AD | 2771.281 | 8103203 | no | no |  |  | no |  |  | 1402822.383 | 15487715.206 |  | -1
node_8103203_200886177 |  |  | PQ | AD | 2771.281 | 8103203 | no | no |  |  | no |  |  | 1402939.694 | 15488001.912 |  | -1
node_8103203_200886178 |  |  | PQ | AD | 2771.281 | 8103203 | no | no |  |  | no |  |  | 1402921.889 | 15488002.308 |  | -1
node_8103203_200886179 |  |  | PQ | AN | 2771.281 | 8103203 | no | no |  |  | no |  |  | 1402687.095 | 15488061.546 |  | -1
node_8103203_200886180 |  |  | PQ | AN | 2771.281 | 8103203 | no | no |  |  | no |  |  | 1403013.217 | 15488186.753 |  | -1
node_8103203_200886181 |  |  | PQ | AD | 2771.281 | 8103203 | no | no |  |  | no |  |  | 1378504.008 | 15466442.245 |  | -1
node_8103203_200886182 |  |  | PQ | AN | 2771.281 | 8103203 | no | no |  |  | no |  |  | 1378532.435 | 15466096.061 |  | -1
node_8103203_200886183 |  |  | PQ | AN | 2771.281 | 8103203 | no | no |  |  | no |  |  | 1378561.809 | 15465775.815 |  | -1
node_8103203_200886184 |  |  | PQ | AN | 2771.281 | 8103203 | no | no |  |  | no |  |  | 1378568.171 | 15465617.633 |  | -1
node_8103203_200886185 |  |  | PQ | AD | 2771.281 | 8103203 | no | no |  |  | no |  |  | 1378581.116 | 15465448.691 |  | -1
node_8103203_200886186 |  |  | PQ | AN | 2771.281 | 8103203 | no | no |  |  | no |  |  | 1378607.715 | 15465122.723 |  | -1
node_8103203_200886187 |  |  | PQ | AD | 2771.281 | 8103203 | no | no |  |  | no |  |  | 1378620.23 | 15464937.697 |  | -1
node_8103203_200886188 |  |  | PQ | AN | 2771.281 | 8103203 | no | no |  |  | no |  |  | 1378628.638 | 15464812.502 |  | -1
node_8103203_200886189 |  |  | PQ | AN | 2771.281 | 8103203 | no | no |  |  | no |  |  | 1378862.793 | 15464945.553 |  | -1
node_8103203_200886191 |  |  | PQ | AD | 2771.281 | 8103203 | no | no |  |  | no |  |  | 1379163.368 | 15464956.82 |  | -1
node_8103203_200886192 |  |  | PQ | AN | 2771.281 | 8103203 | no | no |  |  | no |  |  | 1379500.66 | 15464902.51 |  | -1
node_8103203_200886193 |  |  | PQ | AD | 2771.281 | 8103203 | no | no |  |  | no |  |  | 1379744.086 | 15464933.971 |  | -1
node_8103203_200886194 |  |  | PQ | AN | 2771.281 | 8103203 | no | no |  |  | no |  |  | 1379997.034 | 15464960.672 |  | -1
node_8103203_200886195 |  |  | PQ | AD | 2771.281 | 8103203 | no | no |  |  | no |  |  | 1380262.069 | 15464991.086 |  | -1
node_8103203_200886196 |  |  | PQ | AN | 2771.281 | 8103203 | no | no |  |  | no |  |  | 1380637.266 | 15465032.548 |  | -1
node_8103203_200886220 |  |  | PQ | AN | 2771.281 | 8103203 | no | no |  |  | no |  |  | 1397965.584 | 15462211.961 |  | -1
node_8103203_200886221 |  |  | PQ | AN | 2771.281 | 8103203 | no | no |  |  | no |  |  | 1385527.853 | 15473294.328 |  | -1
node_8103203_200886222 |  |  | PQ | AD | 2771.281 | 8103203 | no | no |  |  | no |  |  | 1385539.662 | 15471756.708 |  | -1
node_8103203_200886223 |  |  | PQ | AN | 2771.281 | 8103203 | no | no |  |  | no |  |  | 1385855.626 | 15471878.891 |  | -1
node_8103203_200886224 |  |  | PQ | AN | 2771.281 | 8103203 | no | no |  |  | no |  |  | 1385434.878 | 15471842.181 |  | -1
node_8103203_200886226 |  |  | PQ | AD | 2771.281 | 8103203 | no | no |  |  | no |  |  | 1385189.8 | 15472029.521 |  | -1
node_8103203_200886227 |  |  | PQ | AD | 2771.281 | 8103203 | no | no |  |  | no |  |  | 1383933.445 | 15472530.32 |  | -1
node_8103203_200886228 |  |  | PQ | AN | 2771.281 | 8103203 | no | no |  |  | no |  |  | 1383686.198 | 15472518.579 |  | -1
node_8103203_200886231 |  |  | PQ | AD | 2771.281 | 8103203 | no | no |  |  | no |  |  | 1389262.711 | 15462095.691 |  | -1
node_8103203_200886232 |  |  | PQ | AD | 2771.281 | 8103203 | no | no |  |  | no |  |  | 1389423.32 | 15462579.277 |  | -1
node_8103203_200886233 |  |  | PQ | AN | 2771.281 | 8103203 | no | no |  |  | no |  |  | 1389451.129 | 15462672.863 |  | -1
node_8103203_200886234 |  |  | PQ | AD | 2771.281 | 8103203 | no | no |  |  | no |  |  | 1389679.321 | 15462772.599 |  | -1
node_8103203_200886235 |  |  | PQ | AD | 2771.281 | 8103203 | no | no |  |  | no |  |  | 1389884.43 | 15462856.824 |  | -1
node_8103203_200886236 |  |  | PQ | AD | 2771.281 | 8103203 | no | no |  |  | no |  |  | 1390164.423 | 15462890.975 |  | -1
node_8103203_200886237 |  |  | PQ | AD | 2771.281 | 8103203 | no | no |  |  | no |  |  | 1390448.331 | 15462921.347 |  | -1
node_8103203_200886238 |  |  | PQ | AN | 2771.281 | 8103203 | no | no |  |  | no |  |  | 1390820.886 | 15463104.817 |  | -1
node_8103203_200886239 |  |  | PQ | AN | 2771.281 | 8103203 | no | no |  |  | no |  |  | 1390587.576 | 15475958.545 |  | -1
node_8103203_200886241 |  |  | PQ | AD | 2771.281 | 8103203 | no | no |  |  | no |  |  | 1390898.172 | 15475950.919 |  | -1
node_8103203_200886242 |  |  | PQ | AD | 2771.281 | 8103203 | no | no |  |  | no |  |  | 1390914.18 | 15475643.615 |  | -1
node_8103203_200886243 |  |  | PQ | AN | 2771.281 | 8103203 | no | no |  |  | no |  |  | 1390932.597 | 15475337.802 |  | -1
node_8103203_200886244 |  |  | PQ | AD | 2771.281 | 8103203 | no | no |  |  | no |  |  | 1390945.945 | 15475054.972 |  | -1
node_8103203_200886245 |  |  | PQ | AD | 2771.281 | 8103203 | no | no |  |  | no |  |  | 1390964.53 | 15474780.175 |  | -1
node_8103203_200886246 |  |  | PQ | AN | 2771.281 | 8103203 | no | no |  |  | no |  |  | 1390973.283 | 15474497.085 |  | -1
node_8103203_200886247 |  |  | PQ | AN | 2771.281 | 8103203 | no | no |  |  | no |  |  | 1390990.845 | 15474203.15 |  | -1
node_8103203_200886248 |  |  | PQ | AD | 2771.281 | 8103203 | no | no |  |  | no |  |  | 1395915.909 | 15464740.502 |  | -1
node_8103203_200886249 |  |  | PQ | AN | 2771.281 | 8103203 | no | no |  |  | no |  |  | 1396192.181 | 15464968.538 |  | -1
node_8103203_200886250 |  |  | PQ | AD | 2771.281 | 8103203 | no | no |  |  | no |  |  | 1396260.656 | 15465138.263 |  | -1
node_8103203_200886251 |  |  | PQ | AD | 2771.281 | 8103203 | no | no |  |  | no |  |  | 1396407.949 | 15464917.031 |  | -1
node_8103203_200886252 |  |  | PQ | AD | 2771.281 | 8103203 | no | no |  |  | no |  |  | 1396546.939 | 15464695.554 |  | -1
node_8103203_200886253 |  |  | PQ | AN | 2771.281 | 8103203 | no | no |  |  | no |  |  | 1396662.6 | 15464484.424 |  | -1
node_8103203_200886254 |  |  | PQ | AD | 2771.281 | 8103203 | no | no |  |  | no |  |  | 1378605.132 | 15470820.245 |  | -1
node_8103203_200886255 |  |  | PQ | AD | 2771.281 | 8103203 | no | no |  |  | no |  |  | 1378621.751 | 15471045.375 |  | -1
node_8103203_200886256 |  |  | PQ | AD | 2771.281 | 8103203 | no | no |  |  | no |  |  | 1378640.912 | 15471268.277 |  | -1
node_8103203_200886257 |  |  | PQ | AN | 2771.281 | 8103203 | no | no |  |  | no |  |  | 1378856.732 | 15471483.241 |  | -1
node_8103203_200907065 |  |  | PQ | AD | 2771.281 | 8103203 | no | no |  |  | no |  |  | 1391558.246 | 15480418.636 |  | -1
node_8103203_200907799 |  |  | PQ | AN | 2771.281 | 8103203 | no | no |  |  | no |  |  | 1415613.785 | 15481474.234 |  | -1
node_8103203_200907800 |  |  | PQ | ABCD | 2771.281 | 8103203 | no | no |  |  | no |  |  | 1417936.869 | 15480775.471 |  | -1
node_8103203_200909286 |  |  | PQ | AD | 2771.281 | 8103203 | no | no |  |  | no |  |  | 1408218.07 | 15470398.944 |  | -1
node_8103203_200909345 |  |  | PQ | AD | 2771.281 | 8103203 | no | no |  |  | no |  |  | 1403013.077 | 15460184.886 |  | -1
node_8103203_200909346 |  |  | PQ | AD | 2771.281 | 8103203 | no | no |  |  | no |  |  | 1403101.16 | 15460241.546 |  | -1
node_8103203_200909347 |  |  | PQ | AD | 2771.281 | 8103203 | no | no |  |  | no |  |  | 1376412.003 | 15472527.895 |  | -1
node_8103203_200909348 |  |  | PQ | AD | 2771.281 | 8103203 | no | no |  |  | no |  |  | 1376081.556 | 15473133.306 |  | -1
node_8103203_200909349 |  |  | PQ | AD | 2771.281 | 8103203 | no | no |  |  | no |  |  | 1374694.862 | 15474586.659 |  | -1
node_8103203_200909350 |  |  | PQ | AD | 2771.281 | 8103203 | no | no |  |  | no |  |  | 1375674.391 | 15473173.249 |  | -1
node_8103203_200909351 |  |  | PQ | AD | 2771.281 | 8103203 | no | no |  |  | no |  |  | 1375303.293 | 15473217.166 |  | -1
node_8103203_200909352 |  |  | PQ | AD | 2771.281 | 8103203 | no | no |  |  | no |  |  | 1374940.977 | 15473254.495 |  | -1
node_8103203_200909353 |  |  | PQ | AD | 2771.281 | 8103203 | no | no |  |  | no |  |  | 1397184.894 | 15476124.554 |  | -1
node_8103203_200909357 |  |  | PQ | AD | 2771.281 | 8103203 | no | no |  |  | no |  |  | 1394264.023 | 15456069.712 |  | -1
node_8103203_200909362 |  |  | PQ | ABCD | 2771.281 | 8103203 | no | no |  |  | no |  |  | 1394614.9 | 15453142.032 |  | -1
node_8103203_200909363 |  |  | PQ | AD | 2771.281 | 8103203 | no | no |  |  | no |  |  | 1385584.903 | 15472742.914 |  | -1
node_8103203_200909365 |  |  | PQ | AD | 2771.281 | 8103203 | no | no |  |  | no |  |  | 1377443.664 | 15470830.322 |  | -1
node_8103203_200909366 |  |  | PQ | AD | 2771.281 | 8103203 | no | no |  |  | no |  |  | 1378351.056 | 15466814.883 |  | -1
node_8103203_200909367 |  |  | PQ | AD | 2771.281 | 8103203 | no | no |  |  | no |  |  | 1377486.038 | 15468408.26 |  | -1
node_8103203_200944318 |  |  | PQ | AD | 2771.281 | 8103203 | no | no |  |  | no |  |  | 1401954.71 | 15483923.274 |  | -1
node_8103203_200944319 |  |  | PQ | AD | 2771.281 | 8103203 | no | no |  |  | no |  |  | 1401991.001 | 15484199.648 |  | -1
node_8103203_200944320 |  |  | PQ | AN | 2771.281 | 8103203 | no | no |  |  | no |  |  | 1401824.262 | 15484057.439 |  | -1
node_8103203_200944322 |  |  | PQ | AD | 2771.281 | 8103203 | no | no |  |  | no |  |  | 1402051.114 | 15484479.342 |  | -1
node_8103203_200944324 |  |  | PQ | AD | 2771.281 | 8103203 | no | no |  |  | no |  |  | 1402103.19 | 15484761.133 |  | -1
node_8103203_200944325 |  |  | PQ | AD | 2771.281 | 8103203 | no | no |  |  | no |  |  | 1402160.478 | 15485043.828 |  | -1
node_8103203_200944326 |  |  | PQ | AD | 2771.281 | 8103203 | no | no |  |  | no |  |  | 1402250.081 | 15485291.782 |  | -1
node_8103203_200944327 |  |  | PQ | AD | 2771.281 | 8103203 | no | no |  |  | no |  |  | 1402283.762 | 15485470.033 |  | -1
node_8103203_200948248 |  |  | PQ | AD | 2771.281 | 8103203 | no | no |  |  | no |  |  | 1417166.287 | 15478651.842 |  | -1
node_8103203_200948249 |  |  | PQ | AD | 2771.281 | 8103203 | no | no |  |  | no |  |  | 1417226.455 | 15478537.594 |  | -1
node_8103203_200948250 |  |  | PQ | AD | 2771.281 | 8103203 | no | no |  |  | no |  |  | 1417198.325 | 15478262.968 |  | -1
node_8103203_200948251 |  |  | PQ | AD | 2771.281 | 8103203 | no | no |  |  | no |  |  | 1417406.049 | 15478208.258 |  | -1
node_8103203_200948252 |  |  | PQ | AN | 2771.281 | 8103203 | no | no |  |  | no |  |  | 1417526.546 | 15478112.627 |  | -1
node_8103203_200952591 |  |  | PQ | AN | 2771.281 | 8103203 | no | no |  |  | no |  |  | 1391751.594 | 15469297.741 |  | -1
node_8103203_200957020 |  |  | PQ | AD | 2771.281 | 8103203 | no | no |  |  | no |  |  | 1391473.104 | 15483519.726 |  | -1
node_8103203_200959345 |  |  | PQ | AD | 2771.281 | 8103203 | no | no |  |  | no |  |  | 1395761.421 | 15454604.883 |  | -1
node_8103203_200959401 |  |  | PQ | AN | 2771.281 | 8103203 | no | no |  |  | no |  |  | 1409528.524 | 15468802.659 |  | -1
node_8103203_200959607 |  |  | PQ | AD | 2771.281 | 8103203 | no | no |  |  | no |  |  | 1403491.671 | 15466838.461 |  | -1
node_8103203_200959608 |  |  | PQ | AD | 2771.281 | 8103203 | no | no |  |  | no |  |  | 1403210.874 | 15466830.43 |  | -1
node_8103203_200959609 |  |  | PQ | AN | 2771.281 | 8103203 | no | no |  |  | no |  |  | 1403029.181 | 15466824.876 |  | -1
node_8103203_200962346 |  |  | PQ | AD | 2771.281 | 8103203 | no | no |  |  | no |  |  | 1420319.377 | 15473418.482 |  | -1
node_8103203_200962347 |  |  | PQ | AD | 2771.281 | 8103203 | no | no |  |  | no |  |  | 1420584.078 | 15473406.361 |  | -1
node_8103203_200962349 |  |  | PQ | AD | 2771.281 | 8103203 | no | no |  |  | no |  |  | 1420870.783 | 15473420.65 |  | -1
node_8103203_200962350 |  |  | PQ | AN | 2771.281 | 8103203 | no | no |  |  | no |  |  | 1421142.385 | 15473434.996 |  | -1
node_8103203_200964263 |  |  | PQ | AD | 2771.281 | 8103203 | no | no |  |  | no |  |  | 1383974.045 | 15472744.007 |  | -1
node_8103203_200964965 |  |  | PQ | AD | 2771.281 | 8103203 | no | no |  |  | no |  |  | 1391762.21 | 15468901.712 |  | -1
node_8103203_200965631 |  |  | PQ | AD | 2771.281 | 8103203 | no | no |  |  | no |  |  | 1398428.642 | 15465691.623 |  | -1
node_8103203_200966818 |  |  | PQ | AD | 2771.281 | 8103203 | no | no |  |  | no |  |  | 1392497.386 | 15477761.848 |  | -1
node_8103203_200966897 |  |  | PQ | AD | 2771.281 | 8103203 | no | no |  |  | no |  |  | 1391206.51 | 15480086.74 |  | -1
node_8103203_200967681 |  |  | PQ | AD | 2771.281 | 8103203 | no | no |  |  | no |  |  | 1394965.618 | 15455385.168 |  | -1
node_8103203_200973505 |  |  | PQ | AN | 2771.281 | 8103203 | no | no |  |  | no |  |  | 1381950.213 | 15469098.609 |  | -1
node_8103203_200978394 |  |  | PQ | AD | 2771.281 | 8103203 | no | no |  |  | no |  |  | 1391051.789 | 15479781.598 |  | -1
node_8103203_200978395 |  |  | PQ | AD | 2771.281 | 8103203 | no | no |  |  | no |  |  | 1390961.774 | 15479525.271 |  | -1
node_8103203_200978396 |  |  | PQ | AD | 2771.281 | 8103203 | no | no |  |  | no |  |  | 1390782.548 | 15479032.764 |  | -1
node_8103203_200978397 |  |  | PQ | AD | 2771.281 | 8103203 | no | no |  |  | no |  |  | 1390710.538 | 15478779.719 |  | -1
node_8103203_200978398 |  |  | PQ | AD | 2771.281 | 8103203 | no | no |  |  | no |  |  | 1390688.94 | 15478513.381 |  | -1
node_8103203_200978399 |  |  | PQ | AD | 2771.281 | 8103203 | no | no |  |  | no |  |  | 1390743.921 | 15478192.637 |  | -1
node_8103203_200978400 |  |  | PQ | AD | 2771.281 | 8103203 | no | no |  |  | no |  |  | 1390762.551 | 15477926.302 |  | -1
node_8103203_200978401 |  |  | PQ | AD | 2771.281 | 8103203 | no | no |  |  | no |  |  | 1390776.366 | 15477657.552 |  | -1
node_8103203_200978402 |  |  | PQ | AD | 2771.281 | 8103203 | no | no |  |  | no |  |  | 1390793.626 | 15477393.318 |  | -1
node_8103203_200978403 |  |  | PQ | AD | 2771.281 | 8103203 | no | no |  |  | no |  |  | 1390811.557 | 15477148.988 |  | -1
node_8103203_200978834 |  |  | PQ | AD | 2771.281 | 8103203 | no | no |  |  | no |  |  | 1395175.998 | 15455190.168 |  | -1
node_8103203_200982198 |  |  | PQ | ABCN | 2771.281 | 8103203 | no | no |  |  | no |  |  | 1399179.026 | 15454521.127 |  | -1
node_8103203_200983197 |  |  | PQ | AD | 2771.281 | 8103203 | no | no |  |  | no |  |  | 1397419.631 | 15457288.504 |  | -1
node_8103203_200983198 |  |  | PQ | AN | 2771.281 | 8103203 | no | no |  |  | no |  |  | 1397254.587 | 15457390.568 |  | -1
node_8103203_200984021 |  |  | PQ | AN | 2771.281 | 8103203 | no | no |  |  | no |  |  | 1417755.311 | 15475135.366 |  | -1
node_8103203_200984022 |  |  | PQ | ABCD | 2771.281 | 8103203 | no | no |  |  | no |  |  | 1419301.021 | 15482664.547 |  | -1
node_8103203_200985555 |  |  | PQ | AD | 2771.281 | 8103203 | no | no |  |  | no |  |  | 1393970.404 | 15476676.083 |  | -1
node_8103203_201009476 |  |  | PQ | AD | 2771.281 | 8103203 | no | no |  |  | no |  |  | 1401060.176 | 15487825.804 |  | -1
node_8103203_201009516 |  |  | PQ | AD | 2771.281 | 8103203 | no | no |  |  | no |  |  | 1400856.419 | 15488004.494 |  | -1
node_8103203_201009517 |  |  | PQ | AD | 2771.281 | 8103203 | no | no |  |  | no |  |  | 1400601.765 | 15488134.768 |  | -1
node_8103203_201009518 |  |  | PQ | AD | 2771.281 | 8103203 | no | no |  |  | no |  |  | 1400412.486 | 15488151.2 |  | -1
node_8103203_201009844 |  |  | PQ | AN | 2771.281 | 8103203 | no | no |  |  | no |  |  | 1400382.654 | 15487929.614 |  | -1
node_8103203_201010123 |  |  | PQ | ABCN | 2771.281 | 8103203 | no | no |  |  | no |  |  | 1398870.451 | 15454466.321 |  | -1
node_8103203_201010565 |  |  | PQ | AD | 2771.281 | 8103203 | no | no |  |  | no |  |  | 1403439.767 | 15473441.422 |  | -1
node_8103203_201010566 |  |  | PQ | AD | 2771.281 | 8103203 | no | no |  |  | no |  |  | 1403353.094 | 15473725.924 |  | -1
node_8103203_201010567 |  |  | PQ | AD | 2771.281 | 8103203 | no | no |  |  | no |  |  | 1403240.093 | 15474028.399 |  | -1
node_8103203_201010600 |  |  | PQ | AD | 2771.281 | 8103203 | no | no |  |  | no |  |  | 1403109.942 | 15474271.661 |  | -1
node_8103203_201010778 |  |  | PQ | AN | 2771.281 | 8103203 | no | no |  |  | no |  |  | 1390479.276 | 15460784.251 |  | -1
node_8103203_201013108 |  |  | PQ | AN | 2771.281 | 8103203 | no | no |  |  | no |  |  | 1394784.703 | 15456741.185 |  | -1
node_8103203_201013109 |  |  | PQ | AN | 2771.281 | 8103203 | no | no |  |  | no |  |  | 1393604.023 | 15449926.094 |  | -1
node_8103203_201013512 |  |  | PQ | AN | 2771.281 | 8103203 | no | no |  |  | no |  |  | 1414352.85 | 15482630.24 |  | -1
node_8103203_201014293 |  |  | PQ | AN | 2771.281 | 8103203 | no | no |  |  | no |  |  | 1406413.941 | 15467671.636 |  | -1
node_8103203_201016666 |  |  | PQ | AN | 2771.281 | 8103203 | no | no |  |  | no |  |  | 1383733.986 | 15474665.311 |  | -1
node_8103203_201018062 |  |  | PQ | AN | 2771.281 | 8103203 | no | no |  |  | no |  |  | 1382070.907 | 15468001.914 |  | -1
node_8103203_201018404 |  |  | PQ | AD | 2771.281 | 8103203 | no | no |  |  | no |  |  | 1399213.584 | 15454877.075 |  | -1
node_8103203_201018405 |  |  | PQ | AD | 2771.281 | 8103203 | no | no |  |  | no |  |  | 1399222.498 | 15455017.316 |  | -1
node_8103203_201018406 |  |  | PQ | AD | 2771.281 | 8103203 | no | no |  |  | no |  |  | 1399230.597 | 15455093.919 |  | -1
node_8103203_201018407 |  |  | PQ | AN | 2771.281 | 8103203 | no | no |  |  | no |  |  | 1399241.007 | 15455272.629 |  | -1
node_8103203_201018408 |  |  | PQ | AD | 2771.281 | 8103203 | no | no |  |  | no |  |  | 1399255.135 | 15455463.594 |  | -1
node_8103203_201018409 |  |  | PQ | AD | 2771.281 | 8103203 | no | no |  |  | no |  |  | 1399260.798 | 15455573.255 |  | -1
node_8103203_201018645 |  |  | PQ | ABCD | 2771.281 | 8103203 | no | no |  |  | no |  |  | 1404722.566 | 15466367.287 |  | -1
node_8103203_201018646 |  |  | PQ | ABCD | 2771.281 | 8103203 | no | no |  |  | no |  |  | 1404897.218 | 15466479.424 |  | -1
node_8103203_201018647 |  |  | PQ | ABCD | 2771.281 | 8103203 | no | no |  |  | no |  |  | 1405475.291 | 15466864.957 |  | -1
node_8103203_201018648 |  |  | PQ | ABCN | 2771.281 | 8103203 | no | no |  |  | no |  |  | 1419468.968 | 15482775.36 |  | -1
node_8103203_201018649 |  |  | PQ | ABCD | 2771.281 | 8103203 | no | no |  |  | no |  |  | 1405064.406 | 15466588.549 |  | -1
node_8103203_201018650 |  |  | PQ | ABCD | 2771.281 | 8103203 | no | no |  |  | no |  |  | 1405317.577 | 15466756.64 |  | -1
node_8103203_201018651 |  |  | PQ | ABCN | 2771.281 | 8103203 | no | no |  |  | no |  |  | 1419658.22 | 15482928.793 |  | -1
node_8103203_201018652 |  |  | PQ | ABCD | 2771.281 | 8103203 | no | no |  |  | no |  |  | 1404234.689 | 15466062.412 |  | -1
node_8103203_201018669 |  |  | PQ | ABCN | 2771.281 | 8103203 | no | no |  |  | no |  |  | 1405627.411 | 15466991.493 |  | -1
node_8103203_201023403 |  |  | PQ | ABCD | 2771.281 | 8103203 | no | no |  |  | no |  |  | 1398801.711 | 15459089.645 |  | -1
node_8103203_201023404 |  |  | PQ | ABCD | 2771.281 | 8103203 | no | no |  |  | no |  |  | 1398963.988 | 15459081.444 |  | -1
node_8103203_201025313 |  |  | PQ | AN | 2771.281 | 8103203 | no | no |  |  | no |  |  | 1382683.35 | 15483451.327 |  | -1
node_8103203_201025353 |  |  | PQ | AN | 2771.281 | 8103203 | no | no |  |  | no |  |  | 1406248.208 | 15479495.999 |  | -1
node_8103203_201025354 |  |  | PQ | AD | 2771.281 | 8103203 | no | no |  |  | no |  |  | 1406236.929 | 15479820.964 |  | -1
node_8103203_201025355 |  |  | PQ | AD | 2771.281 | 8103203 | no | no |  |  | no |  |  | 1406214.513 | 15480123.315 |  | -1
node_8103203_201025356 |  |  | PQ | AN | 2771.281 | 8103203 | no | no |  |  | no |  |  | 1405825.9 | 15488440.63 |  | -1
node_8103203_201038595 |  |  | PQ | ABCD | 2771.281 | 8103203 | no | no |  |  | no |  |  | 1399899.977 | 15461956.688 |  | -1
node_8103203_201057870 |  |  | PQ | AN | 2771.281 | 8103203 | no | no |  |  | no |  |  | 1402362.201 | 15485827.383 |  | -1
node_8103203_201057871 |  |  | PQ | AN | 2771.281 | 8103203 | no | no |  |  | no |  |  | 1402488.603 | 15486070.225 |  | -1
node_8103203_201057872 |  |  | PQ | AD | 2771.281 | 8103203 | no | no |  |  | no |  |  | 1402470.446 | 15486298.038 |  | -1
node_8103203_201057873 |  |  | PQ | AN | 2771.281 | 8103203 | no | no |  |  | no |  |  | 1402495.868 | 15486576.975 |  | -1
node_8103203_201057874 |  |  | PQ | AD | 2771.281 | 8103203 | no | no |  |  | no |  |  | 1402539.535 | 15486530.005 |  | -1
node_8103203_201057875 |  |  | PQ | AD | 2771.281 | 8103203 | no | no |  |  | no |  |  | 1402545.527 | 15486692.983 |  | -1
node_8103203_201057996 |  |  | PQ | AN | 2771.281 | 8103203 | no | no |  |  | no |  |  | 1402583.669 | 15486875.198 |  | -1
node_8103203_201057997 |  |  | PQ | AD | 2771.281 | 8103203 | no | no |  |  | no |  |  | 1402634.061 | 15487050.196 |  | -1
node_8103203_201060948 |  |  | PQ | AD | 2771.281 | 8103203 | no | no |  |  | no |  |  | 1400117.632 | 15488132.315 |  | -1
node_8103203_201060949 |  |  | PQ | AD | 2771.281 | 8103203 | no | no |  |  | no |  |  | 1399839.671 | 15488056.685 |  | -1
node_8103203_201060950 |  |  | PQ | AD | 2771.281 | 8103203 | no | no |  |  | no |  |  | 1399618.373 | 15487853.878 |  | -1
node_8103203_201060951 |  |  | PQ | AN | 2771.281 | 8103203 | no | no |  |  | no |  |  | 1399615.648 | 15487596.38 |  | -1
node_8103203_201062977 |  |  | PQ | AN | 2771.281 | 8103203 | no | no |  |  | no |  |  | 1417921.386 | 15481127.771 |  | -1
node_8103203_201063626 |  |  | PQ | AD | 2771.281 | 8103203 | no | no |  |  | no |  |  | 1403700.536 | 15472014.174 |  | -1
node_8103203_201063627 |  |  | PQ | AD | 2771.281 | 8103203 | no | no |  |  | no |  |  | 1402806.166 | 15474638.238 |  | -1
node_8103203_201065572 |  |  | PQ | AN | 2771.281 | 8103203 | no | no |  |  | no |  |  | 1384004.767 | 15457349.805 |  | -1
node_8103203_201065618 |  |  | PQ | AN | 2771.281 | 8103203 | no | no |  |  | no |  |  | 1384171.978 | 15458261.201 |  | -1
node_8103203_201066507 |  |  | PQ | AN | 2771.281 | 8103203 | no | no |  |  | no |  |  | 1393831.244 | 15485362.984 |  | -1
node_8103203_201066545 |  |  | PQ | AD | 2771.281 | 8103203 | no | no |  |  | no |  |  | 1393942.956 | 15483105.511 |  | -1
node_8103203_201066546 |  |  | PQ | AD | 2771.281 | 8103203 | no | no |  |  | no |  |  | 1393947.158 | 15483493.64 |  | -1
node_8103203_201066547 |  |  | PQ | AD | 2771.281 | 8103203 | no | no |  |  | no |  |  | 1394157.594 | 15483733.971 |  | -1
node_8103203_201066548 |  |  | PQ | AD | 2771.281 | 8103203 | no | no |  |  | no |  |  | 1394154.05 | 15484068.809 |  | -1
node_8103203_201066549 |  |  | PQ | AD | 2771.281 | 8103203 | no | no |  |  | no |  |  | 1394146.399 | 15484355.171 |  | -1
node_8103203_201066550 |  |  | PQ | AD | 2771.281 | 8103203 | no | no |  |  | no |  |  | 1394131.687 | 15484651.313 |  | -1
node_8103203_201066551 |  |  | PQ | AD | 2771.281 | 8103203 | no | no |  |  | no |  |  | 1393929.729 | 15484862.143 |  | -1
node_8103203_201066552 |  |  | PQ | AD | 2771.281 | 8103203 | no | no |  |  | no |  |  | 1394136.412 | 15485087.958 |  | -1
node_8103203_201066553 |  |  | PQ | AN | 2771.281 | 8103203 | no | no |  |  | no |  |  | 1393929.456 | 15485167.833 |  | -1
node_8103203_201067396 |  |  | PQ | AN | 2771.281 | 8103203 | no | no |  |  | no |  |  | 1387892.372 | 15459114.376 |  | -1
node_8103203_310012684 |  |  | PQ | AD | 2771.281 | 8103203 | no | no |  |  | no |  |  | 1419741.54 | 15474572.351 |  | -1
node_8103203_310012685 |  |  | PQ | AD | 2771.281 | 8103203 | no | no |  |  | no |  |  | 1419501.692 | 15474706.017 |  | -1
node_8103203_310012686 |  |  | PQ | AN | 2771.281 | 8103203 | no | no |  |  | no |  |  | 1419511.029 | 15474876.28 |  | -1
node_8103203_310015556 |  |  | PQ | ABCN | 2771.281 | 8103203 | no | no |  |  | no |  |  | 1398976.174 | 15454162.007 |  | -1
node_8103203_310047131 |  |  | PQ | AN | 2771.281 | 8103203 | no | no |  |  | no |  |  | 1395056.812 | 15464499.56 |  | -1
node_8103203_310049853 |  |  | PQ | AN | 2771.281 | 8103203 | no | no |  |  | no |  |  | 1394044.184 | 15452808.308 |  | -1
node_8103203_310051376 |  |  | PQ | ABCD | 2771.281 | 8103203 | no | no |  |  | no |  |  | 1397570.755 | 15453749.002 |  | -1
node_8103203_310054499 |  |  | PQ | AN | 2771.281 | 8103203 | no | no |  |  | no |  |  | 1406585.322 | 15478421.553 |  | -1
node_8103203_310054501 |  |  | PQ | AD | 2771.281 | 8103203 | no | no |  |  | no |  |  | 1406320.167 | 15478916.707 |  | -1
node_8103203_311859834 |  |  | PQ | AN | 2771.281 | 8103203 | no | no |  |  | no |  |  | 1399706.926 | 15489066.013 |  | -1
node_8103203_311874879 |  |  | PQ | AD | 2771.281 | 8103203 | no | no |  |  | no |  |  | 1391372.06 | 15477420.946 |  | -1
node_8103203_311874989 |  |  | PQ | AN | 2771.281 | 8103203 | no | no |  |  | no |  |  | 1399431.088 | 15487009.363 |  | -1
node_8103203_311880903 |  |  | PQ | AD | 2771.281 | 8103203 | no | no |  |  | no |  |  | 1408072.005 | 15470677.902 |  | -1
node_8103203_311899961 |  |  | PQ | AD | 2771.281 | 8103203 | no | no |  |  | no |  |  | 1399610.057 | 15488121.276 |  | -1
node_8103203_311899962 |  |  | PQ | AD | 2771.281 | 8103203 | no | no |  |  | no |  |  | 1399704.609 | 15488345.686 |  | -1
node_8103203_311899963 |  |  | PQ | AD | 2771.281 | 8103203 | no | no |  |  | no |  |  | 1399692.091 | 15488614.576 |  | -1
node_8103203_311899964 |  |  | PQ | AD | 2771.281 | 8103203 | no | no |  |  | no |  |  | 1399700.977 | 15488884.99 |  | -1
node_8103203_311906975 |  |  | PQ | AN | 2771.281 | 8103203 | no | no |  |  | no |  |  | 1393893.569 | 15481467.027 |  | -1
node_8103203_311932144 |  |  | PQ | AD | 2771.281 | 8103203 | no | no |  |  | no |  |  | 1378627.09 | 15471107.483 |  | -1
node_8103203_311932145 |  |  | PQ | AN | 2771.281 | 8103203 | no | no |  |  | no |  |  | 1378258.284 | 15471051.919 |  | -1
node_8103203_311932147 |  |  | PQ | AN | 2771.281 | 8103203 | no | no |  |  | no |  |  | 1378242.263 | 15471350.776 |  | -1
node_8103203_311986871 |  |  | PQ | AN | 2771.281 | 8103203 | no | no |  |  | no |  |  | 1384384.738 | 15464710.568 |  | -1
node_8103203_311990243 |  |  | PQ | AD | 2771.281 | 8103203 | no | no |  |  | no |  |  | 1396095.52 | 15465358.978 |  | -1
node_8103203_311990244 |  |  | PQ | AN | 2771.281 | 8103203 | no | no |  |  | no |  |  | 1395967.754 | 15465544.575 |  | -1
node_8103203_311991047 |  |  | PQ | AD | 2771.281 | 8103203 | no | no |  |  | no |  |  | 1390655.565 | 15478722.145 |  | -1
node_8103203_311991048 |  |  | PQ | AD | 2771.281 | 8103203 | no | no |  |  | no |  |  | 1390369.831 | 15478726.147 |  | -1
node_8103203_311991049 |  |  | PQ | AD | 2771.281 | 8103203 | no | no |  |  | no |  |  | 1390086.04 | 15478732.083 |  | -1
node_8103203_311991050 |  |  | PQ | AD | 2771.281 | 8103203 | no | no |  |  | no |  |  | 1389802.698 | 15478735.2 |  | -1
node_8103203_311991051 |  |  | PQ | AD | 2771.281 | 8103203 | no | no |  |  | no |  |  | 1389541.749 | 15478788.79 |  | -1
node_8103203_312008343 |  |  | PQ | AD | 2771.281 | 8103203 | no | no |  |  | no |  |  | 1399608.014 | 15462170.094 |  | -1
node_8103203_312008345 |  |  | PQ | AD | 2771.281 | 8103203 | no | no |  |  | no |  |  | 1399327.094 | 15462148.787 |  | -1
node_8103203_312008704 |  |  | PQ | AN | 2771.281 | 8103203 | no | no |  |  | no |  |  | 1399145.423 | 15462180.184 |  | -1
node_8103203_312047507 |  |  | PQ | AD | 2771.281 | 8103203 | no | no |  |  | no |  |  | 1389501.526 | 15484442.497 |  | -1
node_8103203_312080619 |  |  | PQ | AD | 2771.281 | 8103203 | no | no |  |  | no |  |  | 1405843.757 | 15470942.447 |  | -1
node_8103203_312080621 |  |  | PQ | AD | 2771.281 | 8103203 | no | no |  |  | no |  |  | 1405671.008 | 15471149.693 |  | -1
node_8103203_312080623 |  |  | PQ | AD | 2771.281 | 8103203 | no | no |  |  | no |  |  | 1405654.765 | 15471438.554 |  | -1
node_8103203_312080624 |  |  | PQ | AD | 2771.281 | 8103203 | no | no |  |  | no |  |  | 1405561.448 | 15471707.403 |  | -1
node_8103203_312080629 |  |  | PQ | AD | 2771.281 | 8103203 | no | no |  |  | no |  |  | 1405430.712 | 15471888.209 |  | -1
node_8103203_312080630 |  |  | PQ | AD | 2771.281 | 8103203 | no | no |  |  | no |  |  | 1405439.105 | 15472143.006 |  | -1
node_8103203_312085972 |  |  | PQ | AD | 2771.281 | 8103203 | no | no |  |  | no |  |  | 1417158.716 | 15475910.238 |  | -1
node_8103203_312089164 |  |  | PQ | AD | 2771.281 | 8103203 | no | no |  |  | no |  |  | 1390130.957 | 15484378.565 |  | -1
node_8103203_312089165 |  |  | PQ | AD | 2771.281 | 8103203 | no | no |  |  | no |  |  | 1389772.145 | 15485085.954 |  | -1
node_8103203_312089166 |  |  | PQ | AD | 2771.281 | 8103203 | no | no |  |  | no |  |  | 1389580.128 | 15485624.388 |  | -1
node_8103203_312089167 |  |  | PQ | AD | 2771.281 | 8103203 | no | no |  |  | no |  |  | 1389745.941 | 15487152.082 |  | -1
node_8103203_312092575 |  |  | PQ | AD | 2771.281 | 8103203 | no | no |  |  | no |  |  | 1404415.751 | 15474645.227 |  | -1
node_8103203_312092576 |  |  | PQ | AN | 2771.281 | 8103203 | no | no |  |  | no |  |  | 1404174.232 | 15474516.82 |  | -1
node_8103203_312114395 |  |  | PQ | AD | 2771.281 | 8103203 | no | no |  |  | no |  |  | 1391799.176 | 15459218.243 |  | -1
node_8103203_312114397 |  |  | PQ | AD | 2771.281 | 8103203 | no | no |  |  | no |  |  | 1390314.773 | 15459606.276 |  | -1
node_8103203_312114398 |  |  | PQ | AD | 2771.281 | 8103203 | no | no |  |  | no |  |  | 1389904.926 | 15459534.052 |  | -1
node_8103203_312114399 |  |  | PQ | AD | 2771.281 | 8103203 | no | no |  |  | no |  |  | 1389702.505 | 15459503.06 |  | -1
node_8103203_312114401 |  |  | PQ | AD | 2771.281 | 8103203 | no | no |  |  | no |  |  | 1389228.232 | 15459421.78 |  | -1
node_8103203_312124440 |  |  | PQ | ABCD | 2771.281 | 8103203 | no | no |  |  | no |  |  | 1401347.026 | 15463668.61 |  | -1
node_8103203_312129820 |  |  | PQ | AN | 2771.281 | 8103203 | no | no |  |  | no |  |  | 1391765.755 | 15461538.91 |  | -1
node_8103203_312155655 |  |  | PQ | ABCD | 2771.281 | 8103203 | no | no |  |  | no |  |  | 1416943.871 | 15477557.517 |  | -1
node_SOURCE_8103203 |  |  | SWING | ABCN | 2771.281 | 8103203 | no | no |  |  | no |  |  | 1394555.775 | 15453125.48 |  | -1
node_intto1_1419803_286_15483038_964 |  |  | PQ | ABCD | 2771.281 | 8103203 | no | no |  |  | no |  |  | 1419803.286 | 15483038.964 |  | -1
node_intto1_8103203_200880355 |  |  | PQ | ABCD | 2771.281 | 8103203 | no | no |  |  | no |  |  | 1408037.232 | 15467518.782 |  | -1
node_intto1_8103203_200880370 |  |  | PQ | ABCD | 2771.281 | 8103203 | no | no |  |  | no |  |  | 1411190.331 | 15469422.019 |  | -1
node_intto1_8103203_200880375 |  |  | PQ | AD | 2771.281 | 8103203 | no | no |  |  | no |  |  | 1411140.035 | 15469906.143 |  | -1
node_intto1_8103203_200880398 |  |  | PQ | AD | 2771.281 | 8103203 | no | no |  |  | no |  |  | 1414738.103 | 15472968.225 |  | -1
node_intto1_8103203_200880407 |  |  | PQ | ABCD | 2771.281 | 8103203 | no | no |  |  | no |  |  | 1415167.008 | 15474172.171 |  | -1
node_intto1_8103203_200880408 |  |  | PQ | ABCD | 2771.281 | 8103203 | no | no |  |  | no |  |  | 1415203.599 | 15474282.524 |  | -1
node_intto1_8103203_200880409 |  |  | PQ | ABCD | 2771.281 | 8103203 | no | no |  |  | no |  |  | 1415284.39 | 15474478.207 |  | -1
node_intto1_8103203_200880471 |  |  | PQ | ABCD | 2771.281 | 8103203 | no | no |  |  | no |  |  | 1419796.404 | 15483036.356 |  | -1
node_intto1_8103203_200880533 |  |  | PQ | AD | 2771.281 | 8103203 | no | no |  |  | no |  |  | 1406114.883 | 15467375.045 |  | -1
node_intto1_8103203_200880678 |  |  | PQ | AD | 2771.281 | 8103203 | no | no |  |  | no |  |  | 1405382.377 | 15463326.672 |  | -1
node_intto1_8103203_200880697 |  |  | PQ | AD | 2771.281 | 8103203 | no | no |  |  | no |  |  | 1407670.884 | 15467970.802 |  | -1
node_intto1_8103203_200880723 |  |  | PQ | AD | 2771.281 | 8103203 | no | no |  |  | no |  |  | 1407936.458 | 15468097.113 |  | -1
node_intto1_8103203_200880741 |  |  | PQ | AD | 2771.281 | 8103203 | no | no |  |  | no |  |  | 1417027.833 | 15476008.25 |  | -1
node_intto1_8103203_200880754 |  |  | PQ | AD | 2771.281 | 8103203 | no | no |  |  | no |  |  | 1416219.78 | 15478596.889 |  | -1
node_intto1_8103203_200880756 |  |  | PQ | AD | 2771.281 | 8103203 | no | no |  |  | no |  |  | 1415965.926 | 15478618.43 |  | -1
node_intto1_8103203_200880759 |  |  | PQ | AD | 2771.281 | 8103203 | no | no |  |  | no |  |  | 1415112.34 | 15479053.652 |  | -1
node_intto1_8103203_200880778 |  |  | PQ | AD | 2771.281 | 8103203 | no | no |  |  | no |  |  | 1403237.619 | 15487083.426 |  | -1
node_intto1_8103203_200880783 |  |  | PQ | AD | 2771.281 | 8103203 | no | no |  |  | no |  |  | 1404149.418 | 15486399.953 |  | -1
node_intto1_8103203_200880818 |  |  | PQ | AD | 2771.281 | 8103203 | no | no |  |  | no |  |  | 1404156.357 | 15474415.803 |  | -1
node_intto1_8103203_200880822 |  |  | PQ | AD | 2771.281 | 8103203 | no | no |  |  | no |  |  | 1404659.138 | 15474775.004 |  | -1
node_intto1_8103203_200880854 |  |  | PQ | AD | 2771.281 | 8103203 | no | no |  |  | no |  |  | 1404649.615 | 15486884.045 |  | -1
node_intto1_8103203_200880912 |  |  | PQ | AD | 2771.281 | 8103203 | no | no |  |  | no |  |  | 1409113.016 | 15472258.368 |  | -1
node_intto1_8103203_200880957 |  |  | PQ | AD | 2771.281 | 8103203 | no | no |  |  | no |  |  | 1414500.12 | 15473593.368 |  | -1
node_intto1_8103203_200880987 |  |  | PQ | AD | 2771.281 | 8103203 | no | no |  |  | no |  |  | 1409597.927 | 15471173.074 |  | -1
node_intto1_8103203_200881115 |  |  | PQ | AD | 2771.281 | 8103203 | no | no |  |  | no |  |  | 1417384.674 | 15480995.318 |  | -1
node_intto1_8103203_200881119 |  |  | PQ | AD | 2771.281 | 8103203 | no | no |  |  | no |  |  | 1416067.551 | 15481007.546 |  | -1
node_intto1_8103203_200881122 |  |  | PQ | AD | 2771.281 | 8103203 | no | no |  |  | no |  |  | 1412639.579 | 15466741.311 |  | -1
node_intto1_8103203_200881149 |  |  | PQ | AD | 2771.281 | 8103203 | no | no |  |  | no |  |  | 1419674.477 | 15474470.385 |  | -1
node_intto1_8103203_200881155 |  |  | PQ | AD | 2771.281 | 8103203 | no | no |  |  | no |  |  | 1406947.743 | 15469606.128 |  | -1
node_intto1_8103203_200881163 |  |  | PQ | AD | 2771.281 | 8103203 | no | no |  |  | no |  |  | 1413027.457 | 15474794.558 |  | -1
node_intto1_8103203_200881164 |  |  | PQ | AD | 2771.281 | 8103203 | no | no |  |  | no |  |  | 1412848.261 | 15474489.267 |  | -1
node_intto1_8103203_200881231 |  |  | PQ | AD | 2771.281 | 8103203 | no | no |  |  | no |  |  | 1407967.335 | 15467226.049 |  | -1
node_intto1_8103203_200881237 |  |  | PQ | AD | 2771.281 | 8103203 | no | no |  |  | no |  |  | 1409188.144 | 15472668.444 |  | -1
node_intto1_8103203_200881238 |  |  | PQ | AD | 2771.281 | 8103203 | no | no |  |  | no |  |  | 1409274.342 | 15472856.758 |  | -1
node_intto1_8103203_200881242 |  |  | PQ | AD | 2771.281 | 8103203 | no | no |  |  | no |  |  | 1409281.539 | 15473568.729 |  | -1
node_intto1_8103203_200882340 |  |  | PQ | ABCD | 2771.281 | 8103203 | no | no |  |  | no |  |  | 1396162.531 | 15453668.937 |  | -1
node_intto1_8103203_200882346 |  |  | PQ | ABCD | 2771.281 | 8103203 | no | no |  |  | no |  |  | 1394752.751 | 15453195.42 |  | -1
node_intto1_8103203_200882364 |  |  | PQ | ABCD | 2771.281 | 8103203 | no | no |  |  | no |  |  | 1398909.897 | 15454041.353 |  | -1
node_intto1_8103203_200882375 |  |  | PQ | ABCD | 2771.281 | 8103203 | no | no |  |  | no |  |  | 1397078.556 | 15455609.689 |  | -1
node_intto1_8103203_200882399 |  |  | PQ | ABCD | 2771.281 | 8103203 | no | no |  |  | no |  |  | 1398620.857 | 15458761.464 |  | -1
node_intto1_8103203_200882478 |  |  | PQ | AD | 2771.281 | 8103203 | no | no |  |  | no |  |  | 1399197.428 | 15454778.715 |  | -1
node_intto1_8103203_200882482 |  |  | PQ | AD | 2771.281 | 8103203 | no | no |  |  | no |  |  | 1399088.266 | 15453765.619 |  | -1
node_intto1_8103203_200882778 |  |  | PQ | ABCD | 2771.281 | 8103203 | no | no |  |  | no |  |  | 1397025.973 | 15455594.814 |  | -1
node_intto1_8103203_200882814 |  |  | PQ | AD | 2771.281 | 8103203 | no | no |  |  | no |  |  | 1396145.357 | 15454210.622 |  | -1
node_intto1_8103203_200882826 |  |  | PQ | AD | 2771.281 | 8103203 | no | no |  |  | no |  |  | 1391802.803 | 15458883.432 |  | -1
node_intto1_8103203_200882887 |  |  | PQ | AD | 2771.281 | 8103203 | no | no |  |  | no |  |  | 1390586.964 | 15459658.789 |  | -1
node_intto1_8103203_200883020 |  |  | PQ | AD | 2771.281 | 8103203 | no | no |  |  | no |  |  | 1394637.003 | 15453022.714 |  | -1
node_intto1_8103203_200883232 |  |  | PQ | AD | 2771.281 | 8103203 | no | no |  |  | no |  |  | 1398993 | 15455919.8 |  | -1
node_intto1_8103203_200883245 |  |  | PQ | AD | 2771.281 | 8103203 | no | no |  |  | no |  |  | 1398678.718 | 15459580.933 |  | -1
node_intto1_8103203_200885562 |  |  | PQ | ABCD | 2771.281 | 8103203 | no | no |  |  | no |  |  | 1400223.87 | 15462236.645 |  | -1
node_intto1_8103203_200885576 |  |  | PQ | ABCD | 2771.281 | 8103203 | no | no |  |  | no |  |  | 1400080.058 | 15462986.018 |  | -1
node_intto1_8103203_200885597 |  |  | PQ | AD | 2771.281 | 8103203 | no | no |  |  | no |  |  | 1403101.474 | 15464282.027 |  | -1
node_intto1_8103203_200885606 |  |  | PQ | ABCD | 2771.281 | 8103203 | no | no |  |  | no |  |  | 1403154.571 | 15465393.105 |  | -1
node_intto1_8103203_200885625 |  |  | PQ | AD | 2771.281 | 8103203 | no | no |  |  | no |  |  | 1399632.643 | 15463037.22 |  | -1
node_intto1_8103203_200885632 |  |  | PQ | AD | 2771.281 | 8103203 | no | no |  |  | no |  |  | 1396153.849 | 15463146.139 |  | -1
node_intto1_8103203_200885633 |  |  | PQ | AD | 2771.281 | 8103203 | no | no |  |  | no |  |  | 1395972.245 | 15463401.643 |  | -1
node_intto1_8103203_200885673 |  |  | PQ | AD | 2771.281 | 8103203 | no | no |  |  | no |  |  | 1398638.521 | 15462961.459 |  | -1
node_intto1_8103203_200885698 |  |  | PQ | AD | 2771.281 | 8103203 | no | no |  |  | no |  |  | 1384024.532 | 15472696.424 |  | -1
node_intto1_8103203_200885708 |  |  | PQ | AD | 2771.281 | 8103203 | no | no |  |  | no |  |  | 1397372.147 | 15462001.242 |  | -1
node_intto1_8103203_200885718 |  |  | PQ | AD | 2771.281 | 8103203 | no | no |  |  | no |  |  | 1398563.391 | 15463684.341 |  | -1
node_intto1_8103203_200885767 |  |  | PQ | AD | 2771.281 | 8103203 | no | no |  |  | no |  |  | 1397463.061 | 15473710.134 |  | -1
node_intto1_8103203_200885794 |  |  | PQ | AD | 2771.281 | 8103203 | no | no |  |  | no |  |  | 1392689.892 | 15477984.936 |  | -1
node_intto1_8103203_200885797 |  |  | PQ | AD | 2771.281 | 8103203 | no | no |  |  | no |  |  | 1392262.959 | 15478514.497 |  | -1
node_intto1_8103203_200885844 |  |  | PQ | AD | 2771.281 | 8103203 | no | no |  |  | no |  |  | 1389743.883 | 15487734.783 |  | -1
node_intto1_8103203_200885854 |  |  | PQ | AD | 2771.281 | 8103203 | no | no |  |  | no |  |  | 1390397.969 | 15490252.681 |  | -1
node_intto1_8103203_200885856 |  |  | PQ | AD | 2771.281 | 8103203 | no | no |  |  | no |  |  | 1389464.532 | 15490537.693 |  | -1
node_intto1_8103203_200885868 |  |  | PQ | AN | 2771.281 | 8103203 | no | no |  |  | no |  |  | 1403246.061 | 15482711.433 |  | -1
node_intto1_8103203_200885869 |  |  | PQ | AD | 2771.281 | 8103203 | no | no |  |  | no |  |  | 1403179.101 | 15465638.741 |  | -1
node_intto1_8103203_200885943 |  |  | PQ | AD | 2771.281 | 8103203 | no | no |  |  | no |  |  | 1402841.709 | 15487167.423 |  | -1
node_intto1_8103203_200885951 |  |  | PQ | AD | 2771.281 | 8103203 | no | no |  |  | no |  |  | 1402368.202 | 15487293.506 |  | -1
node_intto1_8103203_200885957 |  |  | PQ | AD | 2771.281 | 8103203 | no | no |  |  | no |  |  | 1389312.233 | 15478905.465 |  | -1
node_intto1_8103203_200885968 |  |  | PQ | AD | 2771.281 | 8103203 | no | no |  |  | no |  |  | 1388136.217 | 15478953.122 |  | -1
node_intto1_8103203_200885979 |  |  | PQ | AD | 2771.281 | 8103203 | no | no |  |  | no |  |  | 1390461.341 | 15476976.135 |  | -1
node_intto1_8103203_200885989 |  |  | PQ | AD | 2771.281 | 8103203 | no | no |  |  | no |  |  | 1388603.862 | 15461928.899 |  | -1
node_intto1_8103203_200886031 |  |  | PQ | AD | 2771.281 | 8103203 | no | no |  |  | no |  |  | 1381197.948 | 15469652.411 |  | -1
node_intto1_8103203_200886037 |  |  | PQ | AD | 2771.281 | 8103203 | no | no |  |  | no |  |  | 1379684.788 | 15470479.581 |  | -1
node_intto1_8103203_200886042 |  |  | PQ | AD | 2771.281 | 8103203 | no | no |  |  | no |  |  | 1383986.653 | 15473025.94 |  | -1
node_intto1_8103203_200886090 |  |  | PQ | AD | 2771.281 | 8103203 | no | no |  |  | no |  |  | 1397664.154 | 15478512.047 |  | -1
node_intto1_8103203_200886098 |  |  | PQ | AD | 2771.281 | 8103203 | no | no |  |  | no |  |  | 1397561.92 | 15474237.487 |  | -1
node_intto1_8103203_200886120 |  |  | PQ | AD | 2771.281 | 8103203 | no | no |  |  | no |  |  | 1389144.482 | 15484789.769 |  | -1
node_intto1_8103203_200886143 |  |  | PQ | AD | 2771.281 | 8103203 | no | no |  |  | no |  |  | 1384594.959 | 15465300.76 |  | -1
node_intto1_8103203_200886154 |  |  | PQ | AD | 2771.281 | 8103203 | no | no |  |  | no |  |  | 1393993.4 | 15477166.838 |  | -1
node_intto1_8103203_200886170 |  |  | PQ | AD | 2771.281 | 8103203 | no | no |  |  | no |  |  | 1394354.209 | 15479937.758 |  | -1
node_intto1_8103203_200886173 |  |  | PQ | AD | 2771.281 | 8103203 | no | no |  |  | no |  |  | 1402723.708 | 15487349.002 |  | -1
node_intto1_8103203_200886182 |  |  | PQ | AD | 2771.281 | 8103203 | no | no |  |  | no |  |  | 1378532.435 | 15466096.061 |  | -1
node_intto1_8103203_200886222 |  |  | PQ | AD | 2771.281 | 8103203 | no | no |  |  | no |  |  | 1385539.662 | 15471756.708 |  | -1
node_intto1_8103203_200886231 |  |  | PQ | AD | 2771.281 | 8103203 | no | no |  |  | no |  |  | 1389262.711 | 15462095.691 |  | -1
node_intto1_8103203_200886242 |  |  | PQ | AD | 2771.281 | 8103203 | no | no |  |  | no |  |  | 1390914.18 | 15475643.615 |  | -1
node_intto1_8103203_200886248 |  |  | PQ | AD | 2771.281 | 8103203 | no | no |  |  | no |  |  | 1395915.909 | 15464740.502 |  | -1
node_intto1_8103203_200886254 |  |  | PQ | AD | 2771.281 | 8103203 | no | no |  |  | no |  |  | 1378605.132 | 15470820.245 |  | -1
node_intto1_8103203_200907065 |  |  | PQ | AD | 2771.281 | 8103203 | no | no |  |  | no |  |  | 1391558.246 | 15480418.636 |  | -1
node_intto1_8103203_200907800 |  |  | PQ | ABCD | 2771.281 | 8103203 | no | no |  |  | no |  |  | 1417936.869 | 15480775.471 |  | -1
node_intto1_8103203_200909286 |  |  | PQ | AD | 2771.281 | 8103203 | no | no |  |  | no |  |  | 1408218.07 | 15470398.944 |  | -1
node_intto1_8103203_200909357 |  |  | PQ | AD | 2771.281 | 8103203 | no | no |  |  | no |  |  | 1394264.023 | 15456069.712 |  | -1
node_intto1_8103203_200957020 |  |  | PQ | AD | 2771.281 | 8103203 | no | no |  |  | no |  |  | 1391473.104 | 15483519.726 |  | -1
node_intto1_8103203_200959345 |  |  | PQ | AD | 2771.281 | 8103203 | no | no |  |  | no |  |  | 1395761.421 | 15454604.883 |  | -1
node_intto1_8103203_201010123 |  |  | PQ | ABCN | 2771.281 | 8103203 | no | no |  |  | no |  |  | 1398870.451 | 15454466.321 |  | -1
node_intto1_8103203_201010600 |  |  | PQ | AD | 2771.281 | 8103203 | no | no |  |  | no |  |  | 1403109.942 | 15474271.661 |  | -1
node_intto1_8103203_201010778 |  |  | PQ | AN | 2771.281 | 8103203 | no | no |  |  | no |  |  | 1390479.276 | 15460784.251 |  | -1
node_intto1_8103203_201013108 |  |  | PQ | AN | 2771.281 | 8103203 | no | no |  |  | no |  |  | 1394784.703 | 15456741.185 |  | -1
node_intto1_8103203_201013109 |  |  | PQ | AN | 2771.281 | 8103203 | no | no |  |  | no |  |  | 1393604.023 | 15449926.094 |  | -1
node_intto1_8103203_201025353 |  |  | PQ | AD | 2771.281 | 8103203 | no | no |  |  | no |  |  | 1406248.208 | 15479495.999 |  | -1
node_intto1_8103203_201025355 |  |  | PQ | AD | 2771.281 | 8103203 | no | no |  |  | no |  |  | 1406214.513 | 15480123.315 |  | -1
node_intto1_8103203_201065572 |  |  | PQ | AN | 2771.281 | 8103203 | no | no |  |  | no |  |  | 1384004.767 | 15457349.805 |  | -1
node_intto1_8103203_201066507 |  |  | PQ | AN | 2771.281 | 8103203 | no | no |  |  | no |  |  | 1393831.244 | 15485362.984 |  | -1
node_intto1_8103203_311906975 |  |  | PQ | AN | 2771.281 | 8103203 | no | no |  |  | no |  |  | 1393893.569 | 15481467.027 |  | -1
node_intto1_8103203_311932147 |  |  | PQ | AN | 2771.281 | 8103203 | no | no |  |  | no |  |  | 1378242.263 | 15471350.776 |  | -1
node_intto1_8103203_311991048 |  |  | PQ | AD | 2771.281 | 8103203 | no | no |  |  | no |  |  | 1390369.831 | 15478726.147 |  | -1
node_intto1_8103203_312008345 |  |  | PQ | AD | 2771.281 | 8103203 | no | no |  |  | no |  |  | 1399327.094 | 15462148.787 |  | -1
node_intto1_8103203_312129820 |  |  | PQ | AN | 2771.281 | 8103203 | no | no |  |  | no |  |  | 1391765.755 | 15461538.91 |  | -1

## overhead_line
data_type | static
owner_type | feeder
owner | 8103203
object | overhead_line
name | groupid | phases | fr | to | length | configuration | dcircuit | selected | monitored | monitored_fields | class_monitored_fields | played | played_fields | comments | R | X | B | lim_kw
oh_line_8103203_200880352 |  | ABCD | node_8103203_200880539 | node_8103203_200880352 | 204.867 | bal_3P_4/0AA | 8103203 | no | no |  |  | no |  |  | 0 | 0 | 0 | 0
oh_line_8103203_200880353 |  | ABCD | node_8103203_200880352 | node_8103203_200880353 | 197.437 | bal_3P_4/0AA | 8103203 | no | no |  |  | no |  |  | 0 | 0 | 0 | 0
oh_line_8103203_200880354 |  | ABCD | node_8103203_200880353 | node_8103203_200880354 | 307.332 | bal_3P_4/0AA | 8103203 | no | no |  |  | no |  |  | 0 | 0 | 0 | 0
oh_line_8103203_200880355 |  | ABCD | node_8103203_200880354 | node_intto1_8103203_200880355 | 191.62 | bal_3P_4/0AA | 8103203 | no | no |  |  | no |  |  | 0 | 0 | 0 | 0
oh_line_8103203_200880356 |  | ABCD | node_8103203_200880355 | node_8103203_200880356 | 228.139 | bal_3P_4/0AA | 8103203 | no | no |  |  | no |  |  | 0 | 0 | 0 | 0
oh_line_8103203_200880357 |  | ABCD | node_8103203_200880356 | node_8103203_200880357 | 314.249 | bal_3P_4/0AA | 8103203 | no | no |  |  | no |  |  | 0 | 0 | 0 | 0
oh_line_8103203_200880358 |  | ABCD | node_8103203_200880357 | node_8103203_200880358 | 193.649 | bal_3P_4/0AA | 8103203 | no | no |  |  | no |  |  | 0 | 0 | 0 | 0
oh_line_8103203_200880359 |  | ABCD | node_8103203_200880358 | node_8103203_200880359 | 210.319 | bal_3P_4/0AA | 8103203 | no | no |  |  | no |  |  | 0 | 0 | 0 | 0
oh_line_8103203_200880360 |  | ABCD | node_8103203_200880359 | node_8103203_200880360 | 224.852 | bal_3P_4/0AA | 8103203 | no | no |  |  | no |  |  | 0 | 0 | 0 | 0
oh_line_8103203_200880361 |  | ABCD | node_8103203_200880360 | node_8103203_200880361 | 296.104 | bal_3P_4/0AA | 8103203 | no | no |  |  | no |  |  | 0 | 0 | 0 | 0
oh_line_8103203_200880362 |  | ABCD | node_8103203_200880361 | node_8103203_200880362 | 207.987 | bal_3P_4/0AA | 8103203 | no | no |  |  | no |  |  | 0 | 0 | 0 | 0
oh_line_8103203_200880363 |  | ABCD | node_8103203_200880362 | node_8103203_200880363 | 278.498 | bal_3P_4/0AA | 8103203 | no | no |  |  | no |  |  | 0 | 0 | 0 | 0
oh_line_8103203_200880364 |  | ABCD | node_8103203_200880363 | node_8103203_200880364 | 248.579 | bal_3P_4/0AA | 8103203 | no | no |  |  | no |  |  | 0 | 0 | 0 | 0
oh_line_8103203_200880365 |  | ABCD | node_8103203_200880364 | node_8103203_200880365 | 267.751 | bal_3P_4/0AA | 8103203 | no | no |  |  | no |  |  | 0 | 0 | 0 | 0
oh_line_8103203_200880366 |  | ABCD | node_8103203_200880365 | node_8103203_200880366 | 258.533 | bal_3P_4/0AA | 8103203 | no | no |  |  | no |  |  | 0 | 0 | 0 | 0
oh_line_8103203_200880367 |  | ABCD | node_8103203_200880366 | node_8103203_200880367 | 210.298 | bal_3P_4/0AA | 8103203 | no | no |  |  | no |  |  | 0 | 0 | 0 | 0
oh_line_8103203_200880368 |  | ABCD | node_8103203_200880367 | node_8103203_200880368 | 300.301 | bal_3P_4/0AA | 8103203 | no | no |  |  | no |  |  | 0 | 0 | 0 | 0
oh_line_8103203_200880369 |  | ABCD | node_8103203_200880368 | node_8103203_200880369 | 290.242 | bal_3P_4/0AA | 8103203 | no | no |  |  | no |  |  | 0 | 0 | 0 | 0
oh_line_8103203_200880370 |  | ABCD | node_8103203_200880369 | node_intto1_8103203_200880370 | 256.467 | bal_3P_4/0AA | 8103203 | no | no |  |  | no |  |  | 0 | 0 | 0 | 0
oh_line_8103203_200880371 |  | AD | node_8103203_200880370 | node_8103203_200880371 | 192.706 | bal_1P_2AC | 8103203 | no | no |  |  | no |  |  | 0 | 0 | 0 | 0
oh_line_8103203_200880372 |  | ABCD | node_8103203_200880370 | node_8103203_200880372 | 205.92 | bal_3P_4/0AA | 8103203 | no | no |  |  | no |  |  | 0 | 0 | 0 | 0
oh_line_8103203_200880373 |  | ABCD | node_8103203_200880372 | node_8103203_200880373 | 205.803 | bal_3P_4/0AA | 8103203 | no | no |  |  | no |  |  | 0 | 0 | 0 | 0
oh_line_8103203_200880374 |  | AD | node_8103203_200880373 | node_8103203_200880374 | 203.367 | bal_1P_2AC | 8103203 | no | no |  |  | no |  |  | 0 | 0 | 0 | 0
oh_line_8103203_200880375 |  | AD | node_8103203_200880374 | node_intto1_8103203_200880375 | 216.626 | bal_1P_2AC | 8103203 | no | no |  |  | no |  |  | 0 | 0 | 0 | 0
oh_line_8103203_200880376 |  | AD | node_8103203_200880375 | node_8103203_200880376 | 269.396 | bal_1P_1/0AA | 8103203 | no | no |  |  | no |  |  | 0 | 0 | 0 | 0
oh_line_8103203_200880377 |  | AD | node_8103203_200880376 | node_8103203_200880377 | 179.144 | bal_1P_1/0AA | 8103203 | no | no |  |  | no |  |  | 0 | 0 | 0 | 0
oh_line_8103203_200880378 |  | AD | node_8103203_200880377 | node_8103203_200880378 | 144.713 | bal_1P_1/0AA | 8103203 | no | no |  |  | no |  |  | 0 | 0 | 0 | 0
oh_line_8103203_200880379 |  | ABCD | node_8103203_200880373 | node_8103203_200880379 | 198.964 | bal_3P_4/0AA | 8103203 | no | no |  |  | no |  |  | 0 | 0 | 0 | 0
oh_line_8103203_200880380 |  | ABCD | node_8103203_200880379 | node_8103203_200880380 | 310.162 | bal_3P_4/0AA | 8103203 | no | no |  |  | no |  |  | 0 | 0 | 0 | 0
oh_line_8103203_200880381 |  | ABCD | node_8103203_200880380 | node_8103203_200880381 | 298.546 | bal_3P_4/0AA | 8103203 | no | no |  |  | no |  |  | 0 | 0 | 0 | 0
oh_line_8103203_200880382 |  | ABCD | node_8103203_200880381 | node_8103203_200880382 | 271.094 | bal_3P_4/0AA | 8103203 | no | no |  |  | no |  |  | 0 | 0 | 0 | 0
oh_line_8103203_200880383-1 |  | ABCD | node_1412319_733_15470678_114 | node_8103203_200880383 | 33.359 | bal_3P_4/0AA | 8103203 | no | no |  |  | no |  |  | 0 | 0 | 0 | 0
oh_line_8103203_200880383-2 |  | ABCD | node_8103203_200880382 | node_1412319_733_15470678_114 | 202.969 | bal_3P_4/0AA | 8103203 | no | no |  |  | no |  |  | 0 | 0 | 0 | 0
oh_line_8103203_200880384 |  | ABCD | node_8103203_200880383 | node_8103203_200880384 | 302.627 | bal_3P_4/0AA | 8103203 | no | no |  |  | no |  |  | 0 | 0 | 0 | 0
oh_line_8103203_200880386 |  | ABCD | node_8103203_200880384 | node_8103203_200880386 | 266.315 | bal_3P_4/0AA | 8103203 | no | no |  |  | no |  |  | 0 | 0 | 0 | 0
oh_line_8103203_200880387 |  | ABCD | node_8103203_200880386 | node_8103203_200880387 | 286.094 | bal_3P_4/0AA | 8103203 | no | no |  |  | no |  |  | 0 | 0 | 0 | 0
oh_line_8103203_200880388 |  | ABCD | node_8103203_200880387 | node_8103203_200880388 | 211.618 | bal_3P_4/0AA | 8103203 | no | no |  |  | no |  |  | 0 | 0 | 0 | 0
oh_line_8103203_200880389 |  | ABCD | node_8103203_200880388 | node_8103203_200880389 | 240.89 | bal_3P_4/0AA | 8103203 | no | no |  |  | no |  |  | 0 | 0 | 0 | 0
oh_line_8103203_200880390 |  | ABCD | node_8103203_200880389 | node_8103203_200880390 | 199.245 | bal_3P_4/0AA | 8103203 | no | no |  |  | no |  |  | 0 | 0 | 0 | 0
oh_line_8103203_200880391 |  | ABCD | node_8103203_200880390 | node_8103203_200880391 | 179.085 | bal_3P_4/0AA | 8103203 | no | no |  |  | no |  |  | 0 | 0 | 0 | 0
oh_line_8103203_200880393 |  | ABCD | node_8103203_200880391 | node_8103203_200880393 | 231.509 | bal_3P_4/0AA | 8103203 | no | no |  |  | no |  |  | 0 | 0 | 0 | 0
oh_line_8103203_200880394 |  | ABCD | node_8103203_200880393 | node_8103203_200880394 | 278.527 | bal_3P_4/0AA | 8103203 | no | no |  |  | no |  |  | 0 | 0 | 0 | 0
oh_line_8103203_200880395 |  | ABCD | node_8103203_200880394 | node_8103203_200880395 | 297.506 | bal_3P_4/0AA | 8103203 | no | no |  |  | no |  |  | 0 | 0 | 0 | 0
oh_line_8103203_200880396 |  | ABCD | node_8103203_200880395 | node_8103203_200880396 | 280.217 | bal_3P_4/0AA | 8103203 | no | no |  |  | no |  |  | 0 | 0 | 0 | 0
oh_line_8103203_200880397 |  | ABCD | node_8103203_200880396 | node_8103203_200880397 | 308.073 | bal_3P_4/0AA | 8103203 | no | no |  |  | no |  |  | 0 | 0 | 0 | 0
oh_line_8103203_200880398 |  | AD | node_8103203_200880397 | node_intto1_8103203_200880398 | 385.749 | bal_1P_2AC | 8103203 | no | no |  |  | no |  |  | 0 | 0 | 0 | 0
oh_line_8103203_200880399 |  | AD | node_8103203_200880398 | node_8103203_200880399 | 562.509 | bal_1P_2AC | 8103203 | no | no |  |  | no |  |  | 0 | 0 | 0 | 0
oh_line_8103203_200880401 |  | ABCD | node_8103203_200880397 | node_8103203_200880401 | 159.724 | bal_3P_4/0AA | 8103203 | no | no |  |  | no |  |  | 0 | 0 | 0 | 0
oh_line_8103203_200880403 |  | ABCD | node_8103203_200880401 | node_8103203_200880403 | 309.061 | bal_3P_4/0AA | 8103203 | no | no |  |  | no |  |  | 0 | 0 | 0 | 0
oh_line_8103203_200880404 |  | ABCD | node_8103203_200880403 | node_8103203_200880404 | 282.098 | bal_3P_4/0AA | 8103203 | no | no |  |  | no |  |  | 0 | 0 | 0 | 0
oh_line_8103203_200880405 |  | ABCD | node_8103203_200880404 | node_8103203_200880405 | 208.321 | bal_3P_4/0AA | 8103203 | no | no |  |  | no |  |  | 0 | 0 | 0 | 0
oh_line_8103203_200880406 |  | ABCD | node_8103203_200880405 | node_8103203_200880406 | 204.016 | bal_3P_4/0AA | 8103203 | no | no |  |  | no |  |  | 0 | 0 | 0 | 0
oh_line_8103203_200880407 |  | ABCD | node_8103203_200880406 | node_intto1_8103203_200880407 | 272.306 | bal_3P_4/0AA | 8103203 | no | no |  |  | no |  |  | 0 | 0 | 0 | 0
oh_line_8103203_200880408 |  | ABCD | node_8103203_200880407 | node_intto1_8103203_200880408 | 120.974 | bal_3P_4/0AA | 8103203 | no | no |  |  | no |  |  | 0 | 0 | 0 | 0
oh_line_8103203_200880409 |  | ABCD | node_8103203_200880408 | node_intto1_8103203_200880409 | 211.704 | bal_3P_4/0AA | 8103203 | no | no |  |  | no |  |  | 0 | 0 | 0 | 0
oh_line_8103203_200880410 |  | ABCD | node_8103203_200880409 | node_8103203_200880410 | 579.48 | bal_3P_4/0AA | 8103203 | no | no |  |  | no |  |  | 0 | 0 | 0 | 0
oh_line_8103203_200880411 |  | ABCD | node_8103203_200880410 | node_8103203_200880411 | 278.473 | bal_3P_4/0AA | 8103203 | no | no |  |  | no |  |  | 0 | 0 | 0 | 0
oh_line_8103203_200880413 |  | ABCD | node_8103203_200880411 | node_8103203_200880413 | 169.913 | bal_3P_4/0AA | 8103203 | no | no |  |  | no |  |  | 0 | 0 | 0 | 0
oh_line_8103203_200880414 |  | ABCD | node_8103203_200880413 | node_8103203_200880414 | 338.414 | bal_3P_4/0AA | 8103203 | no | no |  |  | no |  |  | 0 | 0 | 0 | 0
oh_line_8103203_200880416 |  | ABCD | node_8103203_200880414 | node_8103203_200880416 | 342.378 | bal_3P_4/0AA | 8103203 | no | no |  |  | no |  |  | 0 | 0 | 0 | 0
oh_line_8103203_200880417 |  | ABCD | node_8103203_200880416 | node_8103203_200880417 | 326.548 | bal_3P_4/0AA | 8103203 | no | no |  |  | no |  |  | 0 | 0 | 0 | 0
oh_line_8103203_200880418 |  | ABCD | node_8103203_200880417 | node_8103203_200880418 | 255.728 | bal_3P_4/0AA | 8103203 | no | no |  |  | no |  |  | 0 | 0 | 0 | 0
oh_line_8103203_200880419 |  | ABCD | node_8103203_200880418 | node_8103203_200880419 | 247.099 | bal_3P_4/0AA | 8103203 | no | no |  |  | no |  |  | 0 | 0 | 0 | 0
oh_line_8103203_200880420 |  | ABCD | node_8103203_200880419 | node_8103203_200880420 | 255.446 | bal_3P_4/0AA | 8103203 | no | no |  |  | no |  |  | 0 | 0 | 0 | 0
oh_line_8103203_200880421 |  | ABCD | node_8103203_200880420 | node_8103203_200880421 | 250.345 | bal_3P_4/0AA | 8103203 | no | no |  |  | no |  |  | 0 | 0 | 0 | 0
oh_line_8103203_200880422 |  | ABCD | node_8103203_200880421 | node_8103203_200880422 | 264.777 | bal_3P_4/0AA | 8103203 | no | no |  |  | no |  |  | 0 | 0 | 0 | 0
oh_line_8103203_200880423 |  | ABCD | node_8103203_312155655 | node_8103203_200880423 | 67.085 | bal_3P_4/0AA | 8103203 | no | no |  |  | no |  |  | 0 | 0 | 0 | 0
oh_line_8103203_200880425 |  | ABCD | node_8103203_200880423 | node_8103203_200880425 | 365.625 | bal_3P_4/0AA | 8103203 | no | no |  |  | no |  |  | 0 | 0 | 0 | 0
oh_line_8103203_200880426 |  | ABCD | node_8103203_200880425 | node_8103203_200880426 | 306.359 | bal_3P_4/0AA | 8103203 | no | no |  |  | no |  |  | 0 | 0 | 0 | 0
oh_line_8103203_200880427 |  | ABCD | node_8103203_200880426 | node_8103203_200880427 | 366 | bal_3P_4/0AA | 8103203 | no | no |  |  | no |  |  | 0 | 0 | 0 | 0
oh_line_8103203_200880428 |  | AD | node_8103203_200880427 | node_8103203_200880428 | 349.181 | bal_1P_1/0AA | 8103203 | no | no |  |  | no |  |  | 0 | 0 | 0 | 0
oh_line_8103203_200880430 |  | ABCD | node_8103203_200880427 | node_8103203_200880430 | 375.527 | bal_3P_4/0AA | 8103203 | no | no |  |  | no |  |  | 0 | 0 | 0 | 0
oh_line_8103203_200880431 |  | ABCD | node_8103203_200880430 | node_8103203_200880431 | 302.964 | bal_3P_4/0AA | 8103203 | no | no |  |  | no |  |  | 0 | 0 | 0 | 0
oh_line_8103203_200880433 |  | ABCD | node_8103203_200880431 | node_8103203_200880433 | 287.079 | bal_3P_4/0AA | 8103203 | no | no |  |  | no |  |  | 0 | 0 | 0 | 0
oh_line_8103203_200880435 |  | ABCD | node_8103203_200880433 | node_8103203_200880435 | 303.358 | bal_3P_4/0AA | 8103203 | no | no |  |  | no |  |  | 0 | 0 | 0 | 0
oh_line_8103203_200880440 |  | ABCD | node_8103203_200880435 | node_8103203_200880440 | 292.017 | bal_3P_4/0AA | 8103203 | no | no |  |  | no |  |  | 0 | 0 | 0 | 0
oh_line_8103203_200880444 |  | ABCD | node_8103203_200880440 | node_8103203_200880444 | 299.295 | bal_3P_4/0AA | 8103203 | no | no |  |  | no |  |  | 0 | 0 | 0 | 0
oh_line_8103203_200880446 |  | ABCD | node_8103203_200880444 | node_8103203_200880446 | 271.057 | bal_3P_4/0AA | 8103203 | no | no |  |  | no |  |  | 0 | 0 | 0 | 0
oh_line_8103203_200880447 |  | ABCD | node_8103203_200880446 | node_8103203_200880447 | 261.699 | bal_3P_4/0AA | 8103203 | no | no |  |  | no |  |  | 0 | 0 | 0 | 0
oh_line_8103203_200880449 |  | ABCD | node_8103203_200880447 | node_8103203_200880449 | 296.836 | bal_3P_4/0AA | 8103203 | no | no |  |  | no |  |  | 0 | 0 | 0 | 0
oh_line_8103203_200880450 |  | ABCD | node_8103203_200880449 | node_8103203_200880450 | 219.558 | bal_3P_4/0AA | 8103203 | no | no |  |  | no |  |  | 0 | 0 | 0 | 0
oh_line_8103203_200880451 |  | AD | node_8103203_200880450 | node_8103203_200880451 | 161.739 | bal_1P_2AC | 8103203 | no | no |  |  | no |  |  | 0 | 0 | 0 | 0
oh_line_8103203_200880452 |  | ABCD | node_8103203_200880450 | node_8103203_200880452 | 316.055 | bal_3P_4/0AA | 8103203 | no | no |  |  | no |  |  | 0 | 0 | 0 | 0
oh_line_8103203_200880453 |  | AD | node_8103203_200880452 | node_8103203_200880453 | 344.186 | bal_1P_2AC | 8103203 | no | no |  |  | no |  |  | 0 | 0 | 0 | 0
oh_line_8103203_200880454 |  | AD | node_8103203_200880453 | node_8103203_200880454 | 490.895 | bal_1P_2AC | 8103203 | no | no |  |  | no |  |  | 0 | 0 | 0 | 0
oh_line_8103203_200880455 |  | ABCD | node_8103203_200880452 | node_8103203_200880455 | 310.123 | bal_3P_4/0AA | 8103203 | no | no |  |  | no |  |  | 0 | 0 | 0 | 0
oh_line_8103203_200880459 |  | ABCD | node_8103203_200880455 | node_8103203_200880459 | 248.982 | bal_3P_4/0AA | 8103203 | no | no |  |  | no |  |  | 0 | 0 | 0 | 0
oh_line_8103203_200880460 |  | ABCD | node_8103203_200880459 | node_8103203_200880460 | 270.154 | bal_3P_4/0AA | 8103203 | no | no |  |  | no |  |  | 0 | 0 | 0 | 0
oh_line_8103203_200880461 |  | AD | node_8103203_200880460 | node_8103203_200880461 | 201.124 | bal_1P_8DCW | 8103203 | no | no |  |  | no |  |  | 0 | 0 | 0 | 0
oh_line_8103203_200880464 |  | ABCD | node_8103203_200880460 | node_8103203_200880464 | 293.505 | bal_3P_4/0AA | 8103203 | no | no |  |  | no |  |  | 0 | 0 | 0 | 0
oh_line_8103203_200880465 |  | ABCD | node_8103203_200880464 | node_8103203_200880465 | 310.061 | bal_3P_4/0AA | 8103203 | no | no |  |  | no |  |  | 0 | 0 | 0 | 0
oh_line_8103203_200880471 |  | ABCD | node_8103203_201018651 | node_intto1_8103203_200880471 | 175.113 | bal_3P_4CU | 8103203 | no | no |  |  | no |  |  | 0 | 0 | 0 | 0
oh_line_8103203_200880472 |  | ABCD | node_8103203_200880471 | node_intto1_1419803_286_15483038_964 | 141.039 | bal_3P_4/0AA | 8103203 | no | no |  |  | no |  |  | 0 | 0 | 0 | 0
oh_line_8103203_200880524 |  | ABCD | node_8103203_201018652 | node_8103203_200880524 | 326.708 | bal_3P_4/0AA | 8103203 | no | no |  |  | no |  |  | 0 | 0 | 0 | 0
oh_line_8103203_200880531 |  | ABCD | node_8103203_201018669 | node_8103203_200880531 | 202.804 | bal_3P_4/0AA | 8103203 | no | no |  |  | no |  |  | 0 | 0 | 0 | 0
oh_line_8103203_200880532 |  | ABCD | node_8103203_200880531 | node_8103203_200880532 | 197.727 | bal_3P_4/0AA | 8103203 | no | no |  |  | no |  |  | 0 | 0 | 0 | 0
oh_line_8103203_200880533 |  | AD | node_8103203_200880532 | node_intto1_8103203_200880533 | 219.802 | bal_1P_4CU | 8103203 | no | no |  |  | no |  |  | 0 | 0 | 0 | 0
oh_line_8103203_200880534 |  | ABCD | node_8103203_200880532 | node_8103203_200880534 | 272.592 | bal_3P_4/0AA | 8103203 | no | no |  |  | no |  |  | 0 | 0 | 0 | 0
oh_line_8103203_200880536 |  | ABCD | node_8103203_200880534 | node_8103203_200880536 | 249.129 | bal_3P_4/0AA | 8103203 | no | no |  |  | no |  |  | 0 | 0 | 0 | 0
oh_line_8103203_200880537 |  | ABCD | node_8103203_200880536 | node_8103203_200880537 | 264.578 | bal_3P_4/0AA | 8103203 | no | no |  |  | no |  |  | 0 | 0 | 0 | 0
oh_line_8103203_200880538 |  | ABCD | node_8103203_200880537 | node_8103203_200880538 | 234.512 | bal_3P_4/0AA | 8103203 | no | no |  |  | no |  |  | 0 | 0 | 0 | 0
oh_line_8103203_200880539 |  | ABCD | node_8103203_200880538 | node_8103203_200880539 | 193.175 | bal_3P_4/0AA | 8103203 | no | no |  |  | no |  |  | 0 | 0 | 0 | 0
oh_line_8103203_200880670 |  | AD | node_8103203_200880680 | node_8103203_200880670 | 75.329 | bal_1P_1/0AA | 8103203 | no | no |  |  | no |  |  | 0 | 0 | 0 | 0
oh_line_8103203_200880671 |  | AD | node_8103203_200885614 | node_8103203_200880671 | 374.998 | bal_1P_3-104CW | 8103203 | no | no |  |  | no |  |  | 0 | 0 | 0 | 0
oh_line_8103203_200880672 |  | AD | node_8103203_200880671 | node_8103203_200880672 | 591.258 | bal_1P_3-104CW | 8103203 | no | no |  |  | no |  |  | 0 | 0 | 0 | 0
oh_line_8103203_200880673 |  | AD | node_8103203_200880672 | node_8103203_200880673 | 685.308 | bal_1P_3-104CW | 8103203 | no | no |  |  | no |  |  | 0 | 0 | 0 | 0
oh_line_8103203_200880674 |  | AD | node_8103203_200880672 | node_8103203_200880674 | 331.42 | bal_1P_3-104CW | 8103203 | no | no |  |  | no |  |  | 0 | 0 | 0 | 0
oh_line_8103203_200880676 |  | AD | node_8103203_200880674 | node_8103203_200880676 | 361.928 | bal_1P_3-104CW | 8103203 | no | no |  |  | no |  |  | 0 | 0 | 0 | 0
oh_line_8103203_200880677 |  | AD | node_8103203_200880676 | node_8103203_200880677 | 246.947 | bal_1P_3-104CW | 8103203 | no | no |  |  | no |  |  | 0 | 0 | 0 | 0
oh_line_8103203_200880678 |  | AD | node_8103203_200880677 | node_intto1_8103203_200880678 | 253.766 | bal_1P_2AC | 8103203 | no | no |  |  | no |  |  | 0 | 0 | 0 | 0
oh_line_8103203_200880679 |  | AD | node_8103203_200880678 | node_8103203_200880679 | 281.703 | bal_1P_2AC | 8103203 | no | no |  |  | no |  |  | 0 | 0 | 0 | 0
oh_line_8103203_200880680 |  | AD | node_8103203_200880679 | node_8103203_200880680 | 302.578 | bal_1P_2AC | 8103203 | no | no |  |  | no |  |  | 0 | 0 | 0 | 0
oh_line_8103203_200880681 |  | AD | node_8103203_200880680 | node_8103203_200880681 | 279.67 | bal_1P_1/0AA | 8103203 | no | no |  |  | no |  |  | 0 | 0 | 0 | 0
oh_line_8103203_200880682 |  | AD | node_8103203_200880681 | node_8103203_200880682 | 288.371 | bal_1P_1/0AA | 8103203 | no | no |  |  | no |  |  | 0 | 0 | 0 | 0
oh_line_8103203_200880683 |  | AD | node_8103203_200880697 | node_8103203_200880683 | 144.225 | bal_1P_1/0AC | 8103203 | no | no |  |  | no |  |  | 0 | 0 | 0 | 0
oh_line_8103203_200880684 |  | AD | node_8103203_200880683 | node_8103203_200880684 | 151.632 | bal_1P_1/0AC | 8103203 | no | no |  |  | no |  |  | 0 | 0 | 0 | 0
oh_line_8103203_200880685 |  | AD | node_8103203_200880684 | node_8103203_200880685 | 176.014 | bal_1P_1/0AC | 8103203 | no | no |  |  | no |  |  | 0 | 0 | 0 | 0
oh_line_8103203_200880689 |  | AD | node_8103203_200880690 | node_8103203_200880689 | 201.998 | bal_1P_1/0AA | 8103203 | no | no |  |  | no |  |  | 0 | 0 | 0 | 0
oh_line_8103203_200880690 |  | AD | node_8103203_201014293 | node_8103203_200880690 | 174.137 | bal_1P_1/0AA | 8103203 | no | no |  |  | no |  |  | 0 | 0 | 0 | 0
oh_line_8103203_200880692 |  | AD | node_8103203_200880533 | node_8103203_200880692 | 186.149 | bal_1P_1/0AA | 8103203 | no | no |  |  | no |  |  | 0 | 0 | 0 | 0
oh_line_8103203_200880693 |  | AD | node_8103203_311880903 | node_8103203_200880693 | 352.375 | bal_1P_1/0AA | 8103203 | no | no |  |  | no |  |  | 0 | 0 | 0 | 0
oh_line_8103203_200880694 |  | AD | node_8103203_200880354 | node_8103203_200880694 | 134.262 | bal_1P_1/0AC | 8103203 | no | no |  |  | no |  |  | 0 | 0 | 0 | 0
oh_line_8103203_200880695 |  | AD | node_8103203_200880694 | node_8103203_200880695 | 138.817 | bal_1P_1/0AC | 8103203 | no | no |  |  | no |  |  | 0 | 0 | 0 | 0
oh_line_8103203_200880696 |  | AD | node_8103203_200880695 | node_8103203_200880696 | 150.222 | bal_1P_1/0AC | 8103203 | no | no |  |  | no |  |  | 0 | 0 | 0 | 0
oh_line_8103203_200880697 |  | AD | node_8103203_200880696 | node_intto1_8103203_200880697 | 116.107 | bal_1P_1/0AC | 8103203 | no | no |  |  | no |  |  | 0 | 0 | 0 | 0
oh_line_8103203_200880698 |  | AD | node_8103203_200880697 | node_8103203_200880698 | 167.884 | bal_1P_1/0AC | 8103203 | no | no |  |  | no |  |  | 0 | 0 | 0 | 0
oh_line_8103203_200880699 |  | AD | node_8103203_200880698 | node_8103203_200880699 | 268.93 | bal_1P_1/0AC | 8103203 | no | no |  |  | no |  |  | 0 | 0 | 0 | 0
oh_line_8103203_200880700 |  | AD | node_8103203_200880699 | node_8103203_200880700 | 281.291 | bal_1P_1/0AC | 8103203 | no | no |  |  | no |  |  | 0 | 0 | 0 | 0
oh_line_8103203_200880701 |  | AD | node_8103203_200880700 | node_8103203_200880701 | 200.735 | bal_1P_1/0AC | 8103203 | no | no |  |  | no |  |  | 0 | 0 | 0 | 0
oh_line_8103203_200880702 |  | AD | node_8103203_200880701 | node_8103203_200880702 | 184.136 | bal_1P_1/0AA | 8103203 | no | no |  |  | no |  |  | 0 | 0 | 0 | 0
oh_line_8103203_200880703 |  | AD | node_8103203_200880701 | node_8103203_200880703 | 277.9 | bal_1P_1/0AC | 8103203 | no | no |  |  | no |  |  | 0 | 0 | 0 | 0
oh_line_8103203_200880705 |  | AD | node_8103203_200880703 | node_8103203_200880705 | 256.211 | bal_1P_1/0AC | 8103203 | no | no |  |  | no |  |  | 0 | 0 | 0 | 0
oh_line_8103203_200880707 |  | AD | node_8103203_200880705 | node_8103203_200880707 | 223.643 | bal_1P_2AC | 8103203 | no | no |  |  | no |  |  | 0 | 0 | 0 | 0
oh_line_8103203_200880708 |  | AD | node_8103203_200880707 | node_8103203_200880708 | 465.791 | bal_1P_2AC | 8103203 | no | no |  |  | no |  |  | 0 | 0 | 0 | 0
oh_line_8103203_200880709 |  | AD | node_8103203_200880708 | node_8103203_200880709 | 314.153 | bal_1P_2AC | 8103203 | no | no |  |  | no |  |  | 0 | 0 | 0 | 0
oh_line_8103203_200880710 |  | AD | node_8103203_200880709 | node_8103203_200880710 | 34.529 | bal_1P_1/0AC | 8103203 | no | no |  |  | no |  |  | 0 | 0 | 0 | 0
oh_line_8103203_200880711 |  | AD | node_8103203_200880710 | node_8103203_200880711 | 214.275 | bal_1P_1/0AC | 8103203 | no | no |  |  | no |  |  | 0 | 0 | 0 | 0
oh_line_8103203_200880712 |  | AD | node_8103203_200880711 | node_8103203_200880712 | 201.73 | bal_1P_1/0AC | 8103203 | no | no |  |  | no |  |  | 0 | 0 | 0 | 0
oh_line_8103203_200880713 |  | AD | node_8103203_200880712 | node_8103203_200880713 | 221.228 | bal_1P_1/0AC | 8103203 | no | no |  |  | no |  |  | 0 | 0 | 0 | 0
oh_line_8103203_200880714 |  | AD | node_8103203_200880709 | node_8103203_200880714 | 160.806 | bal_1P_2AC | 8103203 | no | no |  |  | no |  |  | 0 | 0 | 0 | 0
oh_line_8103203_200880715 |  | AD | node_8103203_200880714 | node_8103203_200880715 | 313.247 | bal_1P_2AC | 8103203 | no | no |  |  | no |  |  | 0 | 0 | 0 | 0
oh_line_8103203_200880716 |  | AD | node_8103203_200880715 | node_8103203_200880716 | 561.078 | bal_1P_2AC | 8103203 | no | no |  |  | no |  |  | 0 | 0 | 0 | 0
oh_line_8103203_200880717 |  | AD | node_8103203_200880716 | node_8103203_200880717 | 484.463 | bal_1P_2AC | 8103203 | no | no |  |  | no |  |  | 0 | 0 | 0 | 0
oh_line_8103203_200880718 |  | AD | node_8103203_200880717 | node_8103203_200880718 | 97.582 | bal_1P_2AC | 8103203 | no | no |  |  | no |  |  | 0 | 0 | 0 | 0
oh_line_8103203_200880720 |  | AD | node_8103203_200880733 | node_8103203_200880720 | 257.64 | bal_1P_1/0AC | 8103203 | no | no |  |  | no |  |  | 0 | 0 | 0 | 0
oh_line_8103203_200880723 |  | AD | node_8103203_200880697 | node_intto1_8103203_200880723 | 294.082 | bal_1P_2AC | 8103203 | no | no |  |  | no |  |  | 0 | 0 | 0 | 0
oh_line_8103203_200880726 |  | AD | node_8103203_200880723 | node_8103203_200880726 | 257.36 | bal_1P_2AC | 8103203 | no | no |  |  | no |  |  | 0 | 0 | 0 | 0
oh_line_8103203_200880728 |  | AD | node_8103203_200880726 | node_8103203_200880728 | 190.646 | bal_1P_2AC | 8103203 | no | no |  |  | no |  |  | 0 | 0 | 0 | 0
oh_line_8103203_200880730 |  | AD | node_8103203_200880728 | node_8103203_200880730 | 161.274 | bal_1P_2AC | 8103203 | no | no |  |  | no |  |  | 0 | 0 | 0 | 0
oh_line_8103203_200880731 |  | AD | node_8103203_200880730 | node_8103203_200880731 | 188.303 | bal_1P_1/0AC | 8103203 | no | no |  |  | no |  |  | 0 | 0 | 0 | 0
oh_line_8103203_200880732 |  | AD | node_8103203_200880731 | node_8103203_200880732 | 218.501 | bal_1P_1/0AC | 8103203 | no | no |  |  | no |  |  | 0 | 0 | 0 | 0
oh_line_8103203_200880733 |  | AD | node_8103203_200880732 | node_8103203_200880733 | 249.068 | bal_1P_1/0AC | 8103203 | no | no |  |  | no |  |  | 0 | 0 | 0 | 0
oh_line_8103203_200880734 |  | AD | node_8103203_200880397 | node_8103203_200880734 | 210.113 | bal_1P_2AC | 8103203 | no | no |  |  | no |  |  | 0 | 0 | 0 | 0
oh_line_8103203_200880735 |  | AD | node_8103203_200880734 | node_8103203_200880735 | 241.536 | bal_1P_2AC | 8103203 | no | no |  |  | no |  |  | 0 | 0 | 0 | 0
oh_line_8103203_200880738 |  | AD | node_8103203_200880417 | node_8103203_200880738 | 297.302 | bal_1P_2AC | 8103203 | no | no |  |  | no |  |  | 0 | 0 | 0 | 0
oh_line_8103203_200880739 |  | AD | node_8103203_200880738 | node_8103203_200880739 | 209.381 | bal_1P_2AC | 8103203 | no | no |  |  | no |  |  | 0 | 0 | 0 | 0
oh_line_8103203_200880740 |  | AD | node_8103203_200880739 | node_8103203_200880740 | 148.779 | bal_1P_2AC | 8103203 | no | no |  |  | no |  |  | 0 | 0 | 0 | 0
oh_line_8103203_200880741 |  | AD | node_8103203_200880740 | node_intto1_8103203_200880741 | 310.02 | bal_1P_2AC | 8103203 | no | no |  |  | no |  |  | 0 | 0 | 0 | 0
oh_line_8103203_200880742-1 |  | AD | node_1417162_547_15475906_972 | node_8103203_200880742 | 122.909 | bal_1P_2AC | 8103203 | no | no |  |  | no |  |  | 0 | 0 | 0 | 0
oh_line_8103203_200880742-2 |  | AD | node_8103203_312085972 | node_1417162_547_15475906_972 | 5.034 | bal_1P_2AC | 8103203 | no | no |  |  | no |  |  | 0 | 0 | 0 | 0
oh_line_8103203_200880743 |  | AD | node_8103203_200880742 | node_8103203_200880743 | 220.567 | bal_1P_1/0AC | 8103203 | no | no |  |  | no |  |  | 0 | 0 | 0 | 0
oh_line_8103203_200880744 |  | AD | node_8103203_200880742 | node_8103203_200880744 | 575.61 | bal_1P_2AC | 8103203 | no | no |  |  | no |  |  | 0 | 0 | 0 | 0
oh_line_8103203_200880746 |  | AD | node_8103203_200984021 | node_8103203_200880746 | 270.858 | bal_1P_2AC | 8103203 | no | no |  |  | no |  |  | 0 | 0 | 0 | 0
oh_line_8103203_200880747 |  | AD | node_8103203_200880746 | node_8103203_200880747 | 340.845 | bal_1P_2AC | 8103203 | no | no |  |  | no |  |  | 0 | 0 | 0 | 0
oh_line_8103203_200880748 |  | AD | node_8103203_200880747 | node_8103203_200880748 | 368.772 | bal_1P_2AC | 8103203 | no | no |  |  | no |  |  | 0 | 0 | 0 | 0
oh_line_8103203_200880749 |  | AD | node_8103203_200880748 | node_8103203_200880749 | 808.285 | bal_1P_2AC | 8103203 | no | no |  |  | no |  |  | 0 | 0 | 0 | 0
oh_line_8103203_200880751 |  | AD | node_8103203_200880749 | node_8103203_200880751 | 441.894 | bal_1P_2AC | 8103203 | no | no |  |  | no |  |  | 0 | 0 | 0 | 0
oh_line_8103203_200880752 |  | AD | node_8103203_200880751 | node_8103203_200880752 | 318.669 | bal_1P_2AC | 8103203 | no | no |  |  | no |  |  | 0 | 0 | 0 | 0
oh_line_8103203_200880753 |  | AD | node_8103203_200880752 | node_8103203_200880753 | 512.945 | bal_1P_2AC | 8103203 | no | no |  |  | no |  |  | 0 | 0 | 0 | 0
oh_line_8103203_200880754 |  | AD | node_8103203_200880428 | node_intto1_8103203_200880754 | 280.229 | bal_1P_1/0AA | 8103203 | no | no |  |  | no |  |  | 0 | 0 | 0 | 0
oh_line_8103203_200880755 |  | AD | node_8103203_200880765 | node_8103203_200880755 | 253.25 | bal_1P_1/0AA | 8103203 | no | no |  |  | no |  |  | 0 | 0 | 0 | 0
oh_line_8103203_200880756 |  | AD | node_8103203_200880754 | node_intto1_8103203_200880756 | 255.272 | bal_1P_2AC | 8103203 | no | no |  |  | no |  |  | 0 | 0 | 0 | 0
oh_line_8103203_200880758 |  | AD | node_8103203_200880756 | node_8103203_200880758 | 230.776 | bal_1P_2AC | 8103203 | no | no |  |  | no |  |  | 0 | 0 | 0 | 0
oh_line_8103203_200880759 |  | AD | node_8103203_200880758 | node_intto1_8103203_200880759 | 737.811 | bal_1P_2AC | 8103203 | no | no |  |  | no |  |  | 0 | 0 | 0 | 0
oh_line_8103203_200880760 |  | AD | node_8103203_200880759 | node_8103203_200880760 | 536.613 | bal_1P_2AC | 8103203 | no | no |  |  | no |  |  | 0 | 0 | 0 | 0
oh_line_8103203_200880762 |  | AD | node_8103203_200880760 | node_8103203_200880762 | 721.784 | bal_1P_2AC | 8103203 | no | no |  |  | no |  |  | 0 | 0 | 0 | 0
oh_line_8103203_200880763 |  | AD | node_8103203_200880762 | node_8103203_200880763 | 113.42 | bal_1P_1/0AA | 8103203 | no | no |  |  | no |  |  | 0 | 0 | 0 | 0
oh_line_8103203_200880764 |  | AD | node_8103203_200880763 | node_8103203_200880764 | 292.929 | bal_1P_1/0AA | 8103203 | no | no |  |  | no |  |  | 0 | 0 | 0 | 0
oh_line_8103203_200880765 |  | AD | node_8103203_200880764 | node_8103203_200880765 | 253.584 | bal_1P_1/0AA | 8103203 | no | no |  |  | no |  |  | 0 | 0 | 0 | 0
oh_line_8103203_200880770 |  | AD | node_8103203_200880771 | node_8103203_200880770 | 138.15 | bal_1P_4CU | 8103203 | no | no |  |  | no |  |  | 0 | 0 | 0 | 0
oh_line_8103203_200880771 |  | ABCD | node_8103203_200880772 | node_8103203_200880771 | 129.764 | bal_3P_1/0AA | 8103203 | no | no |  |  | no |  |  | 0 | 0 | 0 | 0
oh_line_8103203_200880772 |  | ABCD | node_8103203_200880773 | node_8103203_200880772 | 203.48 | bal_3P_4CU | 8103203 | no | no |  |  | no |  |  | 0 | 0 | 0 | 0
oh_line_8103203_200880773 |  | ABCD | node_8103203_200880774 | node_8103203_200880773 | 153.135 | unb_3P_2-2AC_1/0AA | 8103203 | no | no |  |  | no |  |  | 0 | 0 | 0 | 0
oh_line_8103203_200880774 |  | ABCD | node_8103203_200907800 | node_8103203_200880774 | 259.398 | bal_3P_2AC | 8103203 | no | no |  |  | no |  |  | 0 | 0 | 0 | 0
oh_line_8103203_200880777 |  | AD | node_8103203_200880786 | node_8103203_200880777 | 371.407 | bal_1P_4AC | 8103203 | no | no |  |  | no |  |  | 0 | 0 | 0 | 0
oh_line_8103203_200880778 |  | AD | node_8103203_200885942 | node_intto1_8103203_200880778 | 196.316 | bal_1P_4AC | 8103203 | no | no |  |  | no |  |  | 0 | 0 | 0 | 0
oh_line_8103203_200880779 |  | AD | node_8103203_200880778 | node_8103203_200880779 | 202.217 | bal_1P_4AC | 8103203 | no | no |  |  | no |  |  | 0 | 0 | 0 | 0
oh_line_8103203_200880780 |  | AD | node_8103203_200880779 | node_8103203_200880780 | 355.191 | bal_1P_4AC | 8103203 | no | no |  |  | no |  |  | 0 | 0 | 0 | 0
oh_line_8103203_200880782 |  | AD | node_8103203_200880780 | node_8103203_200880782 | 325.905 | bal_1P_4AC | 8103203 | no | no |  |  | no |  |  | 0 | 0 | 0 | 0
oh_line_8103203_200880783 |  | AD | node_8103203_200880782 | node_intto1_8103203_200880783 | 347.899 | bal_1P_4AC | 8103203 | no | no |  |  | no |  |  | 0 | 0 | 0 | 0
oh_line_8103203_200880784 |  | AD | node_8103203_200880783 | node_8103203_200880784 | 455.679 | bal_1P_4AC | 8103203 | no | no |  |  | no |  |  | 0 | 0 | 0 | 0
oh_line_8103203_200880785 |  | AD | node_8103203_200880784 | node_8103203_200880785 | 332.302 | bal_1P_4AC | 8103203 | no | no |  |  | no |  |  | 0 | 0 | 0 | 0
oh_line_8103203_200880786 |  | AD | node_8103203_200880785 | node_8103203_200880786 | 341.533 | bal_1P_4AC | 8103203 | no | no |  |  | no |  |  | 0 | 0 | 0 | 0
oh_line_8103203_200880804 |  | AD | node_8103203_200880831 | node_8103203_200880804 | 380.4 | bal_1P_1/0AC | 8103203 | no | no |  |  | no |  |  | 0 | 0 | 0 | 0
oh_line_8103203_200880805 |  | AD | node_8103203_200880804 | node_8103203_200880805 | 295.453 | bal_1P_1/0AC | 8103203 | no | no |  |  | no |  |  | 0 | 0 | 0 | 0
oh_line_8103203_200880806 |  | AD | node_8103203_200880805 | node_8103203_200880806 | 309.223 | bal_1P_1/0AC | 8103203 | no | no |  |  | no |  |  | 0 | 0 | 0 | 0
oh_line_8103203_200880807 |  | AD | node_8103203_200880806 | node_8103203_200880807 | 307.378 | bal_1P_1/0AC | 8103203 | no | no |  |  | no |  |  | 0 | 0 | 0 | 0
oh_line_8103203_200880808 |  | AD | node_8103203_200880807 | node_8103203_200880808 | 226.908 | bal_1P_1/0AC | 8103203 | no | no |  |  | no |  |  | 0 | 0 | 0 | 0
oh_line_8103203_200880809 |  | AD | node_8103203_200880808 | node_8103203_200880809 | 215.786 | bal_1P_1/0AC | 8103203 | no | no |  |  | no |  |  | 0 | 0 | 0 | 0
oh_line_8103203_200880810 |  | AD | node_8103203_200880809 | node_8103203_200880810 | 342.324 | bal_1P_1/0AC | 8103203 | no | no |  |  | no |  |  | 0 | 0 | 0 | 0
oh_line_8103203_200880811 |  | AD | node_8103203_200880810 | node_8103203_200880811 | 342.455 | bal_1P_2AC | 8103203 | no | no |  |  | no |  |  | 0 | 0 | 0 | 0
oh_line_8103203_200880813 |  | AD | node_8103203_200880810 | node_8103203_200880813 | 239.357 | bal_1P_1/0AC | 8103203 | no | no |  |  | no |  |  | 0 | 0 | 0 | 0
oh_line_8103203_200880814 |  | AD | node_8103203_200880813 | node_8103203_200880814 | 241.926 | bal_1P_1/0AC | 8103203 | no | no |  |  | no |  |  | 0 | 0 | 0 | 0
oh_line_8103203_200880815 |  | AD | node_8103203_200880814 | node_8103203_200880815 | 246.25 | bal_1P_1/0AC | 8103203 | no | no |  |  | no |  |  | 0 | 0 | 0 | 0
oh_line_8103203_200880816 |  | AD | node_8103203_200880815 | node_8103203_200880816 | 366.576 | bal_1P_2AC | 8103203 | no | no |  |  | no |  |  | 0 | 0 | 0 | 0
oh_line_8103203_200880817 |  | AD | node_8103203_200880816 | node_8103203_200880817 | 260.72 | bal_1P_2AC | 8103203 | no | no |  |  | no |  |  | 0 | 0 | 0 | 0
oh_line_8103203_200880818 |  | AD | node_8103203_201010565 | node_intto1_8103203_200880818 | 1209.512 | bal_1P_2AC | 8103203 | no | no |  |  | no |  |  | 0 | 0 | 0 | 0
oh_line_8103203_200880820 |  | AD | node_8103203_200880817 | node_8103203_200880820 | 382.504 | bal_1P_2AC | 8103203 | no | no |  |  | no |  |  | 0 | 0 | 0 | 0
oh_line_8103203_200880821 |  | AD | node_8103203_200880820 | node_8103203_200880821 | 362.987 | bal_1P_2AC | 8103203 | no | no |  |  | no |  |  | 0 | 0 | 0 | 0
oh_line_8103203_200880822 |  | AD | node_8103203_200880818 | node_intto1_8103203_200880822 | 617.911 | bal_1P_2AC | 8103203 | no | no |  |  | no |  |  | 0 | 0 | 0 | 0
oh_line_8103203_200880823 |  | AD | node_8103203_200880822 | node_8103203_200880823 | 369.268 | bal_1P_1/0AC | 8103203 | no | no |  |  | no |  |  | 0 | 0 | 0 | 0
oh_line_8103203_200880824 |  | AD | node_8103203_200880823 | node_8103203_200880824 | 274.598 | bal_1P_1/0AC | 8103203 | no | no |  |  | no |  |  | 0 | 0 | 0 | 0
oh_line_8103203_200880825 |  | AD | node_8103203_200880824 | node_8103203_200880825 | 215.723 | bal_1P_1/0AC | 8103203 | no | no |  |  | no |  |  | 0 | 0 | 0 | 0
oh_line_8103203_200880826 |  | AD | node_8103203_200880825 | node_8103203_200880826 | 255.771 | bal_1P_1/0AC | 8103203 | no | no |  |  | no |  |  | 0 | 0 | 0 | 0
oh_line_8103203_200880827 |  | AD | node_8103203_200880826 | node_8103203_200880827 | 272.343 | bal_1P_1/0AC | 8103203 | no | no |  |  | no |  |  | 0 | 0 | 0 | 0
oh_line_8103203_200880828 |  | AD | node_8103203_200880827 | node_8103203_200880828 | 271.832 | bal_1P_1/0AC | 8103203 | no | no |  |  | no |  |  | 0 | 0 | 0 | 0
oh_line_8103203_200880829 |  | AD | node_8103203_200880828 | node_8103203_200880829 | 263.563 | bal_1P_1/0AC | 8103203 | no | no |  |  | no |  |  | 0 | 0 | 0 | 0
oh_line_8103203_200880831 |  | AD | node_8103203_200880829 | node_8103203_200880831 | 299.218 | bal_1P_1/0AC | 8103203 | no | no |  |  | no |  |  | 0 | 0 | 0 | 0
oh_line_8103203_200880853 |  | AD | node_8103203_200880782 | node_8103203_200880853 | 219.492 | bal_1P_4ACW | 8103203 | no | no |  |  | no |  |  | 0 | 0 | 0 | 0
oh_line_8103203_200880854 |  | AD | node_8103203_200880853 | node_intto1_8103203_200880854 | 402.11 | bal_1P_4ACW | 8103203 | no | no |  |  | no |  |  | 0 | 0 | 0 | 0
oh_line_8103203_200880855 |  | AD | node_8103203_200880854 | node_8103203_200880855 | 390.751 | bal_1P_4ACW | 8103203 | no | no |  |  | no |  |  | 0 | 0 | 0 | 0
oh_line_8103203_200880856 |  | AD | node_8103203_200880855 | node_8103203_200880856 | 240.477 | bal_1P_4ACW | 8103203 | no | no |  |  | no |  |  | 0 | 0 | 0 | 0
oh_line_8103203_200880858-1 |  | AD | node_1405247_942_15487397_146 | node_8103203_200880858 | 7.549 | bal_1P_4ACW | 8103203 | no | no |  |  | no |  |  | 0 | 0 | 0 | 0
oh_line_8103203_200880858-2 |  | AD | node_8103203_200880856 | node_1405247_942_15487397_146 | 216.799 | bal_1P_4ACW | 8103203 | no | no |  |  | no |  |  | 0 | 0 | 0 | 0
oh_line_8103203_200880859 |  | AD | node_8103203_200880858 | node_8103203_200880859 | 206.783 | bal_1P_4ACW | 8103203 | no | no |  |  | no |  |  | 0 | 0 | 0 | 0
oh_line_8103203_200880860 |  | AD | node_8103203_200880859 | node_8103203_200880860 | 337.239 | bal_1P_4ACW | 8103203 | no | no |  |  | no |  |  | 0 | 0 | 0 | 0
oh_line_8103203_200880861 |  | AD | node_8103203_200880860 | node_8103203_200880861 | 434.11 | bal_1P_4ACW | 8103203 | no | no |  |  | no |  |  | 0 | 0 | 0 | 0
oh_line_8103203_200880879 |  | AD | node_8103203_200880718 | node_8103203_200880879 | 309.706 | bal_1P_2AC | 8103203 | no | no |  |  | no |  |  | 0 | 0 | 0 | 0
oh_line_8103203_200880880 |  | AD | node_8103203_200880917 | node_8103203_200880880 | 361.398 | bal_1P_4ACW | 8103203 | no | no |  |  | no |  |  | 0 | 0 | 0 | 0
oh_line_8103203_200880881 |  | AD | node_8103203_200880880 | node_8103203_200880881 | 329.447 | bal_1P_4ACW | 8103203 | no | no |  |  | no |  |  | 0 | 0 | 0 | 0
oh_line_8103203_200880882 |  | AD | node_8103203_200880881 | node_8103203_200880882 | 342.154 | bal_1P_4ACW | 8103203 | no | no |  |  | no |  |  | 0 | 0 | 0 | 0
oh_line_8103203_200880883 |  | AD | node_8103203_200880882 | node_8103203_200880883 | 336.904 | bal_1P_4ACW | 8103203 | no | no |  |  | no |  |  | 0 | 0 | 0 | 0
oh_line_8103203_200880884 |  | AD | node_8103203_200880883 | node_8103203_200880884 | 295.149 | bal_1P_4ACW | 8103203 | no | no |  |  | no |  |  | 0 | 0 | 0 | 0
oh_line_8103203_200880885 |  | AD | node_8103203_200880884 | node_8103203_200880885 | 358.717 | bal_1P_4ACW | 8103203 | no | no |  |  | no |  |  | 0 | 0 | 0 | 0
oh_line_8103203_200880886 |  | AD | node_8103203_200880885 | node_8103203_200880886 | 383.206 | bal_1P_4ACW | 8103203 | no | no |  |  | no |  |  | 0 | 0 | 0 | 0
oh_line_8103203_200880887 |  | AD | node_8103203_200880886 | node_8103203_200880887 | 463.818 | bal_1P_4ACW | 8103203 | no | no |  |  | no |  |  | 0 | 0 | 0 | 0
oh_line_8103203_200880888 |  | AD | node_8103203_200880887 | node_8103203_200880888 | 430.688 | bal_1P_4ACW | 8103203 | no | no |  |  | no |  |  | 0 | 0 | 0 | 0
oh_line_8103203_200880889 |  | AD | node_8103203_200880888 | node_8103203_200880889 | 443.499 | bal_1P_4ACW | 8103203 | no | no |  |  | no |  |  | 0 | 0 | 0 | 0
oh_line_8103203_200880890 |  | AD | node_8103203_200880879 | node_8103203_200880890 | 453.528 | bal_1P_2AC | 8103203 | no | no |  |  | no |  |  | 0 | 0 | 0 | 0
oh_line_8103203_200880891 |  | AD | node_8103203_200880889 | node_8103203_200880891 | 480.665 | bal_1P_4ACW | 8103203 | no | no |  |  | no |  |  | 0 | 0 | 0 | 0
oh_line_8103203_200880892 |  | AD | node_8103203_200880891 | node_8103203_200880892 | 325.828 | bal_1P_4ACW | 8103203 | no | no |  |  | no |  |  | 0 | 0 | 0 | 0
oh_line_8103203_200880893 |  | AD | node_8103203_200880892 | node_8103203_200880893 | 278.178 | bal_1P_1/0AA | 8103203 | no | no |  |  | no |  |  | 0 | 0 | 0 | 0
oh_line_8103203_200880894 |  | AD | node_8103203_310054499 | node_8103203_200880894 | 282.741 | bal_1P_1/0AA | 8103203 | no | no |  |  | no |  |  | 0 | 0 | 0 | 0
oh_line_8103203_200880895 |  | AD | node_8103203_310054501 | node_8103203_200880895 | 188.196 | bal_1P_1/0AA | 8103203 | no | no |  |  | no |  |  | 0 | 0 | 0 | 0
oh_line_8103203_200880899 |  | AD | node_8103203_201025355 | node_8103203_200880899 | 286.165 | bal_1P_4ACW | 8103203 | no | no |  |  | no |  |  | 0 | 0 | 0 | 0
oh_line_8103203_200880900 |  | AD | node_8103203_200880899 | node_8103203_200880900 | 211.61 | bal_1P_1/0AA | 8103203 | no | no |  |  | no |  |  | 0 | 0 | 0 | 0
oh_line_8103203_200880901 |  | AD | node_8103203_200880890 | node_8103203_200880901 | 407.081 | bal_1P_2AC | 8103203 | no | no |  |  | no |  |  | 0 | 0 | 0 | 0
oh_line_8103203_200880902 |  | AD | node_8103203_200880900 | node_8103203_200880902 | 258.308 | bal_1P_1/0AA | 8103203 | no | no |  |  | no |  |  | 0 | 0 | 0 | 0
oh_line_8103203_200880903 |  | AD | node_8103203_200880902 | node_8103203_200880903 | 282.674 | bal_1P_1/0AA | 8103203 | no | no |  |  | no |  |  | 0 | 0 | 0 | 0
oh_line_8103203_200880904 |  | AD | node_8103203_200880903 | node_8103203_200880904 | 259.159 | bal_1P_1/0AA | 8103203 | no | no |  |  | no |  |  | 0 | 0 | 0 | 0
oh_line_8103203_200880905 |  | AD | node_8103203_200880904 | node_8103203_200880905 | 262.754 | bal_1P_1/0AA | 8103203 | no | no |  |  | no |  |  | 0 | 0 | 0 | 0
oh_line_8103203_200880906 |  | AD | node_8103203_200880905 | node_8103203_200880906 | 254.187 | bal_1P_1/0AA | 8103203 | no | no |  |  | no |  |  | 0 | 0 | 0 | 0
oh_line_8103203_200880907 |  | AD | node_8103203_200880906 | node_8103203_200880907 | 260.159 | bal_1P_1/0AA | 8103203 | no | no |  |  | no |  |  | 0 | 0 | 0 | 0
oh_line_8103203_200880908 |  | AD | node_8103203_200880907 | node_8103203_200880908 | 265.821 | bal_1P_1/0AA | 8103203 | no | no |  |  | no |  |  | 0 | 0 | 0 | 0
oh_line_8103203_200880909 |  | AD | node_8103203_200880908 | node_8103203_200880909 | 216.118 | bal_1P_1/0AA | 8103203 | no | no |  |  | no |  |  | 0 | 0 | 0 | 0
oh_line_8103203_200880910 |  | AD | node_8103203_200880909 | node_8103203_200880910 | 247.892 | bal_1P_1/0AA | 8103203 | no | no |  |  | no |  |  | 0 | 0 | 0 | 0
oh_line_8103203_200880911 |  | AD | node_8103203_200880910 | node_8103203_200880911 | 256.144 | bal_1P_1/0AA | 8103203 | no | no |  |  | no |  |  | 0 | 0 | 0 | 0
oh_line_8103203_200880912 |  | AD | node_8103203_200880901 | node_intto1_8103203_200880912 | 313.204 | bal_1P_4ACW | 8103203 | no | no |  |  | no |  |  | 0 | 0 | 0 | 0
oh_line_8103203_200880913 |  | AD | node_8103203_200880912 | node_8103203_200880913 | 386.083 | bal_1P_4ACW | 8103203 | no | no |  |  | no |  |  | 0 | 0 | 0 | 0
oh_line_8103203_200880914 |  | AD | node_8103203_200880913 | node_8103203_200880914 | 331.275 | bal_1P_4ACW | 8103203 | no | no |  |  | no |  |  | 0 | 0 | 0 | 0
oh_line_8103203_200880915 |  | AD | node_8103203_200880914 | node_8103203_200880915 | 336.905 | bal_1P_4ACW | 8103203 | no | no |  |  | no |  |  | 0 | 0 | 0 | 0
oh_line_8103203_200880916 |  | AD | node_8103203_200880915 | node_8103203_200880916 | 235.61 | bal_1P_4ACW | 8103203 | no | no |  |  | no |  |  | 0 | 0 | 0 | 0
oh_line_8103203_200880917 |  | AD | node_8103203_200880916 | node_8103203_200880917 | 343.12 | bal_1P_4ACW | 8103203 | no | no |  |  | no |  |  | 0 | 0 | 0 | 0
oh_line_8103203_200880956 |  | AD | node_8103203_200886180 | node_8103203_200880956 | 211.086 | bal_1P_2AC | 8103203 | no | no |  |  | no |  |  | 0 | 0 | 0 | 0
oh_line_8103203_200880957 |  | AD | node_8103203_200880403 | node_intto1_8103203_200880957 | 288.751 | bal_1P_2AC | 8103203 | no | no |  |  | no |  |  | 0 | 0 | 0 | 0
oh_line_8103203_200880958 |  | AD | node_8103203_200880978 | node_8103203_200880958 | 168.561 | bal_1P_2AC | 8103203 | no | no |  |  | no |  |  | 0 | 0 | 0 | 0
oh_line_8103203_200880959 |  | AD | node_8103203_200880958 | node_8103203_200880959 | 236.017 | bal_1P_2AC | 8103203 | no | no |  |  | no |  |  | 0 | 0 | 0 | 0
oh_line_8103203_200880960 |  | AD | node_8103203_200880959 | node_8103203_200880960 | 242.493 | bal_1P_1/0AC | 8103203 | no | no |  |  | no |  |  | 0 | 0 | 0 | 0
oh_line_8103203_200880961 |  | AD | node_8103203_200880959 | node_8103203_200880961 | 429.167 | bal_1P_2AC | 8103203 | no | no |  |  | no |  |  | 0 | 0 | 0 | 0
oh_line_8103203_200880962 |  | AD | node_8103203_200880961 | node_8103203_200880962 | 375.183 | bal_1P_2AC | 8103203 | no | no |  |  | no |  |  | 0 | 0 | 0 | 0
oh_line_8103203_200880963 |  | AD | node_8103203_200880962 | node_8103203_200880963 | 449.227 | bal_1P_2AC | 8103203 | no | no |  |  | no |  |  | 0 | 0 | 0 | 0
oh_line_8103203_200880965 |  | AD | node_8103203_200880963 | node_8103203_200880965 | 358.553 | bal_1P_2AC | 8103203 | no | no |  |  | no |  |  | 0 | 0 | 0 | 0
oh_line_8103203_200880966 |  | AD | node_8103203_200880965 | node_8103203_200880966 | 324.238 | bal_1P_2AC | 8103203 | no | no |  |  | no |  |  | 0 | 0 | 0 | 0
oh_line_8103203_200880967 |  | AD | node_8103203_200880966 | node_8103203_200880967 | 297.351 | bal_1P_2AC | 8103203 | no | no |  |  | no |  |  | 0 | 0 | 0 | 0
oh_line_8103203_200880968 |  | AD | node_8103203_200880967 | node_8103203_200880968 | 320.833 | bal_1P_1/0AA | 8103203 | no | no |  |  | no |  |  | 0 | 0 | 0 | 0
oh_line_8103203_200880969 |  | AD | node_8103203_200880957 | node_8103203_200880969 | 248.987 | bal_1P_2AC | 8103203 | no | no |  |  | no |  |  | 0 | 0 | 0 | 0
oh_line_8103203_200880970 |  | AD | node_8103203_200880969 | node_8103203_200880970 | 211.997 | bal_1P_2AC | 8103203 | no | no |  |  | no |  |  | 0 | 0 | 0 | 0
oh_line_8103203_200880972 |  | AD | node_8103203_200880970 | node_8103203_200880972 | 293.419 | bal_1P_2AC | 8103203 | no | no |  |  | no |  |  | 0 | 0 | 0 | 0
oh_line_8103203_200880973 |  | AD | node_8103203_200880972 | node_8103203_200880973 | 483.701 | bal_1P_2AC | 8103203 | no | no |  |  | no |  |  | 0 | 0 | 0 | 0
oh_line_8103203_200880974 |  | AD | node_8103203_200880973 | node_8103203_200880974 | 368.25 | bal_1P_2AC | 8103203 | no | no |  |  | no |  |  | 0 | 0 | 0 | 0
oh_line_8103203_200880975 |  | AD | node_8103203_200880974 | node_8103203_200880975 | 393.265 | bal_1P_2AC | 8103203 | no | no |  |  | no |  |  | 0 | 0 | 0 | 0
oh_line_8103203_200880976 |  | AD | node_8103203_200880975 | node_8103203_200880976 | 230.08 | bal_1P_2AC | 8103203 | no | no |  |  | no |  |  | 0 | 0 | 0 | 0
oh_line_8103203_200880977 |  | AD | node_8103203_200880976 | node_8103203_200880977 | 192.247 | bal_1P_2AC | 8103203 | no | no |  |  | no |  |  | 0 | 0 | 0 | 0
oh_line_8103203_200880978 |  | AD | node_8103203_200880976 | node_8103203_200880978 | 177.759 | bal_1P_2AC | 8103203 | no | no |  |  | no |  |  | 0 | 0 | 0 | 0
oh_line_8103203_200880987 |  | AD | node_8103203_200880879 | node_intto1_8103203_200880987 | 349.647 | bal_1P_2AC | 8103203 | no | no |  |  | no |  |  | 0 | 0 | 0 | 0
oh_line_8103203_200880988 |  | AD | node_8103203_200880987 | node_8103203_200880988 | 180.712 | bal_1P_2AC | 8103203 | no | no |  |  | no |  |  | 0 | 0 | 0 | 0
oh_line_8103203_200880989 |  | AD | node_8103203_200880988 | node_8103203_200880989 | 189.673 | bal_1P_2AC | 8103203 | no | no |  |  | no |  |  | 0 | 0 | 0 | 0
oh_line_8103203_200880990 |  | AD | node_8103203_200880989 | node_8103203_200880990 | 386.376 | bal_1P_2AC | 8103203 | no | no |  |  | no |  |  | 0 | 0 | 0 | 0
oh_line_8103203_200880992 |  | AD | node_8103203_200880990 | node_8103203_200880992 | 359.611 | bal_1P_2AC | 8103203 | no | no |  |  | no |  |  | 0 | 0 | 0 | 0
oh_line_8103203_200880993 |  | AD | node_8103203_200880992 | node_8103203_200880993 | 370.947 | bal_1P_2AC | 8103203 | no | no |  |  | no |  |  | 0 | 0 | 0 | 0
oh_line_8103203_200880994 |  | AD | node_8103203_200880993 | node_8103203_200880994 | 288.996 | bal_1P_1/0AA | 8103203 | no | no |  |  | no |  |  | 0 | 0 | 0 | 0
oh_line_8103203_200880995 |  | AD | node_8103203_200880994 | node_8103203_200880995 | 300.746 | bal_1P_1/0AA | 8103203 | no | no |  |  | no |  |  | 0 | 0 | 0 | 0
oh_line_8103203_200881115 |  | AD | node_8103203_200880447 | node_intto1_8103203_200881115 | 326.406 | bal_1P_2AC | 8103203 | no | no |  |  | no |  |  | 0 | 0 | 0 | 0
oh_line_8103203_200881116 |  | AD | node_8103203_200881115 | node_8103203_200881116 | 621.182 | bal_1P_2AC | 8103203 | no | no |  |  | no |  |  | 0 | 0 | 0 | 0
oh_line_8103203_200881117 |  | AD | node_8103203_200881116 | node_8103203_200881117 | 274.597 | bal_1P_2AC | 8103203 | no | no |  |  | no |  |  | 0 | 0 | 0 | 0
oh_line_8103203_200881118 |  | AD | node_8103203_200881117 | node_8103203_200881118 | 297.128 | bal_1P_2AC | 8103203 | no | no |  |  | no |  |  | 0 | 0 | 0 | 0
oh_line_8103203_200881119 |  | AD | node_8103203_200881118 | node_intto1_8103203_200881119 | 250.772 | bal_1P_2AC | 8103203 | no | no |  |  | no |  |  | 0 | 0 | 0 | 0
oh_line_8103203_200881120 |  | AD | node_8103203_200880370 | node_8103203_200881120 | 496.418 | bal_1P_3-104CW | 8103203 | no | no |  |  | no |  |  | 0 | 0 | 0 | 0
oh_line_8103203_200881122 |  | AD | node_8103203_200881137 | node_intto1_8103203_200881122 | 224.69 | bal_1P_1/0AC | 8103203 | no | no |  |  | no |  |  | 0 | 0 | 0 | 0
oh_line_8103203_200881123 |  | AD | node_8103203_200881122 | node_8103203_200881123 | 351.987 | bal_1P_1/0AC | 8103203 | no | no |  |  | no |  |  | 0 | 0 | 0 | 0
oh_line_8103203_200881125 |  | AD | node_8103203_200881123 | node_8103203_200881125 | 342.892 | bal_1P_1/0AC | 8103203 | no | no |  |  | no |  |  | 0 | 0 | 0 | 0
oh_line_8103203_200881126 |  | AD | node_8103203_200881125 | node_8103203_200881126 | 343.682 | bal_1P_1/0AC | 8103203 | no | no |  |  | no |  |  | 0 | 0 | 0 | 0
oh_line_8103203_200881127 |  | AD | node_8103203_200881126 | node_8103203_200881127 | 313.199 | bal_1P_1/0AC | 8103203 | no | no |  |  | no |  |  | 0 | 0 | 0 | 0
oh_line_8103203_200881128 |  | AD | node_8103203_200881127 | node_8103203_200881128 | 295.139 | bal_1P_1/0AC | 8103203 | no | no |  |  | no |  |  | 0 | 0 | 0 | 0
oh_line_8103203_200881130 |  | AD | node_8103203_200881120 | node_8103203_200881130 | 475.823 | bal_1P_3-104CW | 8103203 | no | no |  |  | no |  |  | 0 | 0 | 0 | 0
oh_line_8103203_200881131 |  | AD | node_8103203_200881130 | node_8103203_200881131 | 230.16 | bal_1P_2AC | 8103203 | no | no |  |  | no |  |  | 0 | 0 | 0 | 0
oh_line_8103203_200881132 |  | AD | node_8103203_200881131 | node_8103203_200881132 | 290.424 | bal_1P_2AC | 8103203 | no | no |  |  | no |  |  | 0 | 0 | 0 | 0
oh_line_8103203_200881133 |  | AD | node_8103203_200881132 | node_8103203_200881133 | 278.695 | bal_1P_1/0AC | 8103203 | no | no |  |  | no |  |  | 0 | 0 | 0 | 0
oh_line_8103203_200881134 |  | AD | node_8103203_200881133 | node_8103203_200881134 | 305.077 | bal_1P_1/0AC | 8103203 | no | no |  |  | no |  |  | 0 | 0 | 0 | 0
oh_line_8103203_200881135 |  | AD | node_8103203_200881134 | node_8103203_200881135 | 285.912 | bal_1P_1/0AC | 8103203 | no | no |  |  | no |  |  | 0 | 0 | 0 | 0
oh_line_8103203_200881136 |  | AD | node_8103203_200881135 | node_8103203_200881136 | 350.595 | bal_1P_1/0AC | 8103203 | no | no |  |  | no |  |  | 0 | 0 | 0 | 0
oh_line_8103203_200881137 |  | AD | node_8103203_200881136 | node_8103203_200881137 | 346.958 | bal_1P_1/0AC | 8103203 | no | no |  |  | no |  |  | 0 | 0 | 0 | 0
oh_line_8103203_200881138 |  | AD | node_8103203_200880822 | node_8103203_200881138 | 314.726 | bal_1P_1/0AC | 8103203 | no | no |  |  | no |  |  | 0 | 0 | 0 | 0
oh_line_8103203_200881139 |  | AD | node_8103203_200881138 | node_8103203_200881139 | 308.679 | bal_1P_1/0AC | 8103203 | no | no |  |  | no |  |  | 0 | 0 | 0 | 0
oh_line_8103203_200881140 |  | AD | node_8103203_200881139 | node_8103203_200881140 | 313.474 | bal_1P_1/0AC | 8103203 | no | no |  |  | no |  |  | 0 | 0 | 0 | 0
oh_line_8103203_200881142 |  | AD | node_8103203_200881140 | node_8103203_200881142 | 250.298 | bal_1P_1/0AC | 8103203 | no | no |  |  | no |  |  | 0 | 0 | 0 | 0
oh_line_8103203_200881143 |  | AD | node_8103203_200881142 | node_8103203_200881143 | 275.345 | bal_1P_1/0AC | 8103203 | no | no |  |  | no |  |  | 0 | 0 | 0 | 0
oh_line_8103203_200881144 |  | AD | node_8103203_200881143 | node_8103203_200881144 | 261.943 | bal_1P_1/0AC | 8103203 | no | no |  |  | no |  |  | 0 | 0 | 0 | 0
oh_line_8103203_200881145 |  | AD | node_8103203_200881144 | node_8103203_200881145 | 132.791 | bal_1P_1/0AA | 8103203 | no | no |  |  | no |  |  | 0 | 0 | 0 | 0
oh_line_8103203_200881146 |  | AD | node_8103203_200881145 | node_8103203_200881146 | 331.84 | bal_1P_1/0AA | 8103203 | no | no |  |  | no |  |  | 0 | 0 | 0 | 0
oh_line_8103203_200881147 |  | AD | node_8103203_200881146 | node_8103203_200881147 | 335.644 | bal_1P_1/0AA | 8103203 | no | no |  |  | no |  |  | 0 | 0 | 0 | 0
oh_line_8103203_200881148 |  | AD | node_8103203_200880749 | node_8103203_200881148 | 195.056 | bal_1P_1/0AC | 8103203 | no | no |  |  | no |  |  | 0 | 0 | 0 | 0
oh_line_8103203_200881149 |  | AD | node_8103203_200881148 | node_intto1_8103203_200881149 | 285.733 | bal_1P_1/0AC | 8103203 | no | no |  |  | no |  |  | 0 | 0 | 0 | 0
oh_line_8103203_200881150 |  | AD | node_8103203_200881149 | node_8103203_200881150 | 301.195 | bal_1P_1/0AC | 8103203 | no | no |  |  | no |  |  | 0 | 0 | 0 | 0
oh_line_8103203_200881151 |  | AD | node_8103203_200881150 | node_8103203_200881151 | 295.705 | bal_1P_1/0AC | 8103203 | no | no |  |  | no |  |  | 0 | 0 | 0 | 0
oh_line_8103203_200881152 |  | AD | node_8103203_200881151 | node_8103203_200881152 | 368.652 | bal_1P_1/0AC | 8103203 | no | no |  |  | no |  |  | 0 | 0 | 0 | 0
oh_line_8103203_200881153 |  | AD | node_8103203_200881152 | node_8103203_200881153 | 355.793 | bal_1P_1/0AC | 8103203 | no | no |  |  | no |  |  | 0 | 0 | 0 | 0
oh_line_8103203_200881154 |  | AD | node_8103203_200881153 | node_8103203_200881154 | 311.236 | bal_1P_1/0AC | 8103203 | no | no |  |  | no |  |  | 0 | 0 | 0 | 0
oh_line_8103203_200881155 |  | AD | node_8103203_200880705 | node_intto1_8103203_200881155 | 365.649 | bal_1P_1/0AC | 8103203 | no | no |  |  | no |  |  | 0 | 0 | 0 | 0
oh_line_8103203_200881156 |  | AD | node_8103203_200881155 | node_8103203_200881156 | 333.677 | bal_1P_1/0AC | 8103203 | no | no |  |  | no |  |  | 0 | 0 | 0 | 0
oh_line_8103203_200881157 |  | AD | node_8103203_200881156 | node_8103203_200881157 | 312.816 | bal_1P_1/0AC | 8103203 | no | no |  |  | no |  |  | 0 | 0 | 0 | 0
oh_line_8103203_200881158 |  | AD | node_8103203_200881157 | node_8103203_200881158 | 296.377 | bal_1P_1/0AC | 8103203 | no | no |  |  | no |  |  | 0 | 0 | 0 | 0
oh_line_8103203_200881159 |  | AD | node_8103203_200881158 | node_8103203_200881159 | 293.097 | bal_1P_1/0AC | 8103203 | no | no |  |  | no |  |  | 0 | 0 | 0 | 0
oh_line_8103203_200881160 |  | AD | node_8103203_200881159 | node_8103203_200881160 | 339.946 | bal_1P_1/0AC | 8103203 | no | no |  |  | no |  |  | 0 | 0 | 0 | 0
oh_line_8103203_200881163 |  | AD | node_8103203_200880975 | node_intto1_8103203_200881163 | 318.278 | bal_1P_1/0AC | 8103203 | no | no |  |  | no |  |  | 0 | 0 | 0 | 0
oh_line_8103203_200881164 |  | AD | node_8103203_200881163 | node_intto1_8103203_200881164 | 353.997 | bal_1P_1/0AC | 8103203 | no | no |  |  | no |  |  | 0 | 0 | 0 | 0
oh_line_8103203_200881165 |  | AD | node_8103203_200881164 | node_8103203_200881165 | 289.902 | bal_1P_1/0AC | 8103203 | no | no |  |  | no |  |  | 0 | 0 | 0 | 0
oh_line_8103203_200881166 |  | AD | node_8103203_200881165 | node_8103203_200881166 | 268.755 | bal_1P_1/0AC | 8103203 | no | no |  |  | no |  |  | 0 | 0 | 0 | 0
oh_line_8103203_200881167 |  | AD | node_8103203_200881166 | node_8103203_200881167 | 295.1 | bal_1P_1/0AC | 8103203 | no | no |  |  | no |  |  | 0 | 0 | 0 | 0
oh_line_8103203_200881168 |  | AD | node_8103203_200881167 | node_8103203_200881168 | 278.382 | bal_1P_1/0AC | 8103203 | no | no |  |  | no |  |  | 0 | 0 | 0 | 0
oh_line_8103203_200881169 |  | AD | node_8103203_200881168 | node_8103203_200881169 | 240.944 | bal_1P_1/0AA | 8103203 | no | no |  |  | no |  |  | 0 | 0 | 0 | 0
oh_line_8103203_200881231 |  | AD | node_8103203_200880354 | node_intto1_8103203_200881231 | 265.641 | bal_1P_2AC | 8103203 | no | no |  |  | no |  |  | 0 | 0 | 0 | 0
oh_line_8103203_200881232 |  | AD | node_8103203_200881231 | node_8103203_200881232 | 185.539 | bal_1P_2AC | 8103203 | no | no |  |  | no |  |  | 0 | 0 | 0 | 0
oh_line_8103203_200881233 |  | AD | node_8103203_200881232 | node_8103203_200881233 | 399.477 | bal_1P_2AC | 8103203 | no | no |  |  | no |  |  | 0 | 0 | 0 | 0
oh_line_8103203_200881234 |  | AD | node_8103203_200881233 | node_8103203_200881234 | 324.795 | bal_1P_1/0AA | 8103203 | no | no |  |  | no |  |  | 0 | 0 | 0 | 0
oh_line_8103203_200881235 |  | AD | node_8103203_200881234 | node_8103203_200881235 | 325.984 | bal_1P_1/0AA | 8103203 | no | no |  |  | no |  |  | 0 | 0 | 0 | 0
oh_line_8103203_200881236 |  | AD | node_8103203_200881235 | node_8103203_200881236 | 315.063 | bal_1P_1/0AA | 8103203 | no | no |  |  | no |  |  | 0 | 0 | 0 | 0
oh_line_8103203_200881237 |  | AD | node_8103203_200880913 | node_intto1_8103203_200881237 | 182.212 | bal_1P_1/0AA | 8103203 | no | no |  |  | no |  |  | 0 | 0 | 0 | 0
oh_line_8103203_200881238 |  | AD | node_8103203_200881237 | node_intto1_8103203_200881238 | 207.104 | bal_1P_1/0AA | 8103203 | no | no |  |  | no |  |  | 0 | 0 | 0 | 0
oh_line_8103203_200881239 |  | AD | node_8103203_200881238 | node_8103203_200881239 | 252.927 | bal_1P_1/0AA | 8103203 | no | no |  |  | no |  |  | 0 | 0 | 0 | 0
oh_line_8103203_200881240 |  | AD | node_8103203_200881239 | node_8103203_200881240 | 264.867 | bal_1P_1/0AA | 8103203 | no | no |  |  | no |  |  | 0 | 0 | 0 | 0
oh_line_8103203_200881241 |  | AD | node_8103203_200881240 | node_8103203_200881241 | 288.34 | bal_1P_1/0AA | 8103203 | no | no |  |  | no |  |  | 0 | 0 | 0 | 0
oh_line_8103203_200881242 |  | AD | node_8103203_200881241 | node_intto1_8103203_200881242 | 194.449 | bal_1P_1/0AA | 8103203 | no | no |  |  | no |  |  | 0 | 0 | 0 | 0
oh_line_8103203_200881243 |  | AD | node_8103203_200881242 | node_8103203_200881243 | 156.7 | bal_1P_1/0AA | 8103203 | no | no |  |  | no |  |  | 0 | 0 | 0 | 0
oh_line_8103203_200882336 |  | ABCD | node_8103203_200909362 | node_8103203_200882336 | 31.798 | bal_3P_336AC | 8103203 | no | no |  |  | no |  |  | 0 | 0 | 0 | 0
oh_line_8103203_200882337 |  | ABCD | node_8103203_200882368 | node_8103203_200882337 | 271.767 | bal_3P_336AC | 8103203 | no | no |  |  | no |  |  | 0 | 0 | 0 | 0
oh_line_8103203_200882338 |  | ABCD | node_8103203_200882337 | node_8103203_200882338 | 280.054 | bal_3P_336AC | 8103203 | no | no |  |  | no |  |  | 0 | 0 | 0 | 0
oh_line_8103203_200882340 |  | ABCD | node_8103203_200882338 | node_intto1_8103203_200882340 | 208.664 | bal_3P_4CU | 8103203 | no | no |  |  | no |  |  | 0 | 0 | 0 | 0
oh_line_8103203_200882342 |  | ABCD | node_8103203_200882340 | node_8103203_200882342 | 248.816 | bal_3P_4CU | 8103203 | no | no |  |  | no |  |  | 0 | 0 | 0 | 0
oh_line_8103203_200882343 |  | ABCD | node_8103203_200882342 | node_8103203_200882343 | 126.495 | bal_3P_4CU | 8103203 | no | no |  |  | no |  |  | 0 | 0 | 0 | 0
oh_line_8103203_200882344 |  | ABCD | node_8103203_200882343 | node_8103203_200882344 | 105.878 | bal_3P_4CU | 8103203 | no | no |  |  | no |  |  | 0 | 0 | 0 | 0
oh_line_8103203_200882346 |  | ABCD | node_8103203_200882336 | node_intto1_8103203_200882346 | 116.041 | bal_3P_336AC | 8103203 | no | no |  |  | no |  |  | 0 | 0 | 0 | 0
oh_line_8103203_200882347 |  | ABCD | node_8103203_200883102 | node_8103203_200882347 | 164.252 | bal_3P_477AL | 8103203 | no | no |  |  | no |  |  | 0 | 0 | 0 | 0
oh_line_8103203_200882348 |  | ABCD | node_8103203_200882347 | node_8103203_200882348 | 155.997 | bal_3P_2/0CU | 8103203 | no | no |  |  | no |  |  | 0 | 0 | 0 | 0
oh_line_8103203_200882349 |  | ABCD | node_8103203_200882348 | node_8103203_200882349 | 37.896 | bal_3P_4AC | 8103203 | no | no |  |  | no |  |  | 0 | 0 | 0 | 0
oh_line_8103203_200882350 |  | ABCD | node_8103203_200882348 | node_8103203_200882350 | 94.784 | bal_3P_2/0CU | 8103203 | no | no |  |  | no |  |  | 0 | 0 | 0 | 0
oh_line_8103203_200882353 |  | ABCD | node_8103203_200882350 | node_8103203_200882353 | 108.421 | bal_3P_2/0CU | 8103203 | no | no |  |  | no |  |  | 0 | 0 | 0 | 0
oh_line_8103203_200882354 |  | ABCD | node_8103203_200882353 | node_8103203_200882354 | 153.856 | bal_3P_2/0CU | 8103203 | no | no |  |  | no |  |  | 0 | 0 | 0 | 0
oh_line_8103203_200882356 |  | ABCD | node_8103203_200882354 | node_8103203_200882356 | 230.851 | bal_3P_2/0CU | 8103203 | no | no |  |  | no |  |  | 0 | 0 | 0 | 0
oh_line_8103203_200882357 |  | ABCD | node_8103203_200882356 | node_8103203_200882357 | 190.02 | bal_3P_2/0CU | 8103203 | no | no |  |  | no |  |  | 0 | 0 | 0 | 0
oh_line_8103203_200882359 |  | ABCD | node_8103203_200882357 | node_8103203_200882359 | 111.12 | bal_3P_2/0CU | 8103203 | no | no |  |  | no |  |  | 0 | 0 | 0 | 0
oh_line_8103203_200882360 |  | AD | node_8103203_200882359 | node_8103203_200882360 | 84.476 | bal_1P_1/0AA | 8103203 | no | no |  |  | no |  |  | 0 | 0 | 0 | 0
oh_line_8103203_200882361 |  | AD | node_8103203_200882360 | node_8103203_200882361 | 158.942 | bal_1P_1/0AA | 8103203 | no | no |  |  | no |  |  | 0 | 0 | 0 | 0
oh_line_8103203_200882362 |  | ABCD | node_8103203_200882359 | node_8103203_200882362 | 167.622 | bal_3P_1/0AC | 8103203 | no | no |  |  | no |  |  | 0 | 0 | 0 | 0
oh_line_8103203_200882363 |  | ABCD | node_8103203_200882362 | node_8103203_200882363 | 185.689 | bal_3P_1/0AC | 8103203 | no | no |  |  | no |  |  | 0 | 0 | 0 | 0
oh_line_8103203_200882364 |  | ABCD | node_8103203_200882363 | node_intto1_8103203_200882364 | 142.62 | bal_3P_1/0AA | 8103203 | no | no |  |  | no |  |  | 0 | 0 | 0 | 0
oh_line_8103203_200882365 |  | ABCD | node_8103203_200882346 | node_8103203_200882365 | 245.942 | bal_3P_336AC | 8103203 | no | no |  |  | no |  |  | 0 | 0 | 0 | 0
oh_line_8103203_200882366 |  | ABCD | node_8103203_200882365 | node_8103203_200882366 | 238.616 | bal_3P_336AC | 8103203 | no | no |  |  | no |  |  | 0 | 0 | 0 | 0
oh_line_8103203_200882368 |  | ABCD | node_8103203_200882366 | node_8103203_200882368 | 255.18 | bal_3P_336AC | 8103203 | no | no |  |  | no |  |  | 0 | 0 | 0 | 0
oh_line_8103203_200882372 |  | ABCD | node_8103203_310051376 | node_8103203_200882372 | 131.435 | bal_3P_1/0AC | 8103203 | no | no |  |  | no |  |  | 0 | 0 | 0 | 0
oh_line_8103203_200882374 |  | ABCD | node_8103203_200882375 | node_8103203_200882374 | 155.494 | bal_3P_4CU | 8103203 | no | no |  |  | no |  |  | 0 | 0 | 0 | 0
oh_line_8103203_200882375 |  | ABCD | node_8103203_200882778 | node_intto1_8103203_200882375 | 54.647 | bal_3P_336AC | 8103203 | no | no |  |  | no |  |  | 0 | 0 | 0 | 0
oh_line_8103203_200882377 |  | ABCD | node_8103203_200882375 | node_8103203_200882377 | 249.759 | bal_3P_4/0AC | 8103203 | no | no |  |  | no |  |  | 0 | 0 | 0 | 0
oh_line_8103203_200882378 |  | ABCD | node_8103203_200882377 | node_8103203_200882378 | 186.987 | bal_3P_4/0AC | 8103203 | no | no |  |  | no |  |  | 0 | 0 | 0 | 0
oh_line_8103203_200882379 |  | ABCD | node_8103203_200882378 | node_8103203_200882379 | 117.036 | bal_3P_4/0AC | 8103203 | no | no |  |  | no |  |  | 0 | 0 | 0 | 0
oh_line_8103203_200882380 |  | ABCD | node_8103203_200882379 | node_8103203_200882380 | 165.922 | bal_3P_4/0AC | 8103203 | no | no |  |  | no |  |  | 0 | 0 | 0 | 0
oh_line_8103203_200882382 |  | ABCD | node_8103203_200882380 | node_8103203_200882382 | 220.809 | bal_3P_4/0AC | 8103203 | no | no |  |  | no |  |  | 0 | 0 | 0 | 0
oh_line_8103203_200882384 |  | ABCD | node_8103203_200882382 | node_8103203_200882384 | 207.835 | bal_3P_4/0AC | 8103203 | no | no |  |  | no |  |  | 0 | 0 | 0 | 0
oh_line_8103203_200882385 |  | ABCD | node_8103203_200882384 | node_8103203_200882385 | 180.343 | bal_3P_4/0AC | 8103203 | no | no |  |  | no |  |  | 0 | 0 | 0 | 0
oh_line_8103203_200882386 |  | ABCD | node_8103203_200882385 | node_8103203_200882386 | 249.914 | bal_3P_4/0AC | 8103203 | no | no |  |  | no |  |  | 0 | 0 | 0 | 0
oh_line_8103203_200882389 |  | ABCD | node_8103203_200882386 | node_8103203_200882389 | 253.078 | bal_3P_4/0AC | 8103203 | no | no |  |  | no |  |  | 0 | 0 | 0 | 0
oh_line_8103203_200882390 |  | ABCD | node_8103203_200882389 | node_8103203_200882390 | 234.452 | bal_3P_4/0AC | 8103203 | no | no |  |  | no |  |  | 0 | 0 | 0 | 0
oh_line_8103203_200882391 |  | ABCD | node_8103203_200882390 | node_8103203_200882391 | 193.744 | bal_3P_4/0AC | 8103203 | no | no |  |  | no |  |  | 0 | 0 | 0 | 0
oh_line_8103203_200882393 |  | ABCD | node_8103203_200882391 | node_8103203_200882393 | 250.605 | bal_3P_4/0AC | 8103203 | no | no |  |  | no |  |  | 0 | 0 | 0 | 0
oh_line_8103203_200882394 |  | ABCD | node_8103203_200882393 | node_8103203_200882394 | 226.31 | bal_3P_4/0AC | 8103203 | no | no |  |  | no |  |  | 0 | 0 | 0 | 0
oh_line_8103203_200882396 |  | ABCD | node_8103203_200882394 | node_8103203_200882396 | 295.998 | bal_3P_4/0AC | 8103203 | no | no |  |  | no |  |  | 0 | 0 | 0 | 0
oh_line_8103203_200882397 |  | AD | node_8103203_200882396 | node_8103203_200882397 | 80.801 | bal_1P_2AC | 8103203 | no | no |  |  | no |  |  | 0 | 0 | 0 | 0
oh_line_8103203_200882398 |  | ABCD | node_8103203_200882396 | node_8103203_200882398 | 274.44 | bal_3P_4/0AC | 8103203 | no | no |  |  | no |  |  | 0 | 0 | 0 | 0
oh_line_8103203_200882399 |  | ABCD | node_8103203_200882398 | node_intto1_8103203_200882399 | 269.892 | bal_3P_4/0AC | 8103203 | no | no |  |  | no |  |  | 0 | 0 | 0 | 0
oh_line_8103203_200882400 |  | ABCD | node_8103203_200882399 | node_8103203_200882400 | 284.568 | bal_3P_4/0AC | 8103203 | no | no |  |  | no |  |  | 0 | 0 | 0 | 0
oh_line_8103203_200882405 |  | ABCD | node_8103203_201023403 | node_8103203_200882405 | 216.654 | bal_3P_4/0AC | 8103203 | no | no |  |  | no |  |  | 0 | 0 | 0 | 0
oh_line_8103203_200882406 |  | ABCD | node_8103203_200882405 | node_8103203_200882406 | 194.839 | bal_3P_4/0AC | 8103203 | no | no |  |  | no |  |  | 0 | 0 | 0 | 0
oh_line_8103203_200882407 |  | ABCD | node_8103203_200882406 | node_8103203_200882407 | 183.397 | bal_3P_4/0AC | 8103203 | no | no |  |  | no |  |  | 0 | 0 | 0 | 0
oh_line_8103203_200882408 |  | ABCD | node_8103203_200882407 | node_8103203_200882408 | 233.605 | bal_3P_4/0AC | 8103203 | no | no |  |  | no |  |  | 0 | 0 | 0 | 0
oh_line_8103203_200882409 |  | ABCD | node_8103203_200882408 | node_8103203_200882409 | 251.069 | bal_3P_4/0AC | 8103203 | no | no |  |  | no |  |  | 0 | 0 | 0 | 0
oh_line_8103203_200882411 |  | ABCD | node_8103203_200882409 | node_8103203_200882411 | 338.912 | bal_3P_4/0AC | 8103203 | no | no |  |  | no |  |  | 0 | 0 | 0 | 0
oh_line_8103203_200882412 |  | ABCD | node_8103203_200882411 | node_8103203_200882412 | 225.127 | bal_3P_4/0AC | 8103203 | no | no |  |  | no |  |  | 0 | 0 | 0 | 0
oh_line_8103203_200882413 |  | AD | node_8103203_200882412 | node_8103203_200882413 | 116.321 | bal_1P_1/0AC | 8103203 | no | no |  |  | no |  |  | 0 | 0 | 0 | 0
oh_line_8103203_200882414 |  | ABCD | node_8103203_200882412 | node_8103203_200882414 | 266.273 | bal_3P_4/0AC | 8103203 | no | no |  |  | no |  |  | 0 | 0 | 0 | 0
oh_line_8103203_200882415 |  | ABCD | node_8103203_200882414 | node_8103203_200882415 | 234.283 | bal_3P_4/0AC | 8103203 | no | no |  |  | no |  |  | 0 | 0 | 0 | 0
oh_line_8103203_200882416 |  | ABCD | node_8103203_200882415 | node_8103203_200882416 | 133.998 | bal_3P_4/0AC | 8103203 | no | no |  |  | no |  |  | 0 | 0 | 0 | 0
oh_line_8103203_200882419 |  | ABCD | node_8103203_200882416 | node_8103203_200882419 | 165.258 | bal_3P_4/0AC | 8103203 | no | no |  |  | no |  |  | 0 | 0 | 0 | 0
oh_line_8103203_200882420 |  | ABCD | node_8103203_200882419 | node_8103203_200882420 | 213.568 | bal_3P_4/0AC | 8103203 | no | no |  |  | no |  |  | 0 | 0 | 0 | 0
oh_line_8103203_200882421 |  | ABCD | node_8103203_200882420 | node_8103203_200882421 | 218.635 | bal_3P_4/0AC | 8103203 | no | no |  |  | no |  |  | 0 | 0 | 0 | 0
oh_line_8103203_200882423 |  | ABCD | node_8103203_200882421 | node_8103203_200882423 | 155.914 | bal_3P_4/0AC | 8103203 | no | no |  |  | no |  |  | 0 | 0 | 0 | 0
oh_line_8103203_200882425 |  | ABCD | node_8103203_201038595 | node_8103203_200882425 | 232.652 | bal_3P_4/0AC | 8103203 | no | no |  |  | no |  |  | 0 | 0 | 0 | 0
oh_line_8103203_200882426 |  | ABCD | node_8103203_200882431 | node_8103203_200882426 | 155.976 | bal_3P_4/0AC | 8103203 | no | no |  |  | no |  |  | 0 | 0 | 0 | 0
oh_line_8103203_200882427 |  | ABCD | node_8103203_200882426 | node_8103203_200882427 | 64.966 | bal_3P_4CU | 8103203 | no | no |  |  | no |  |  | 0 | 0 | 0 | 0
oh_line_8103203_200882428 |  | ABCD | node_8103203_200882427 | node_8103203_200882428 | 179.318 | bal_3P_4CU | 8103203 | no | no |  |  | no |  |  | 0 | 0 | 0 | 0
oh_line_8103203_200882431 |  | ABCD | node_8103203_200882432 | node_8103203_200882431 | 137.648 | bal_3P_4/0AC | 8103203 | no | no |  |  | no |  |  | 0 | 0 | 0 | 0
oh_line_8103203_200882432 |  | ABCD | node_8103203_200882433 | node_8103203_200882432 | 163.669 | bal_3P_4/0AC | 8103203 | no | no |  |  | no |  |  | 0 | 0 | 0 | 0
oh_line_8103203_200882433 |  | ABCD | node_8103203_200882434 | node_8103203_200882433 | 237.075 | bal_3P_4/0AC | 8103203 | no | no |  |  | no |  |  | 0 | 0 | 0 | 0
oh_line_8103203_200882434 |  | ABCD | node_8103203_200882374 | node_8103203_200882434 | 300.479 | bal_3P_4/0AC | 8103203 | no | no |  |  | no |  |  | 0 | 0 | 0 | 0
oh_line_8103203_200882439 |  | ABCD | node_8103203_200882363 | node_8103203_200882439 | 220.293 | bal_3P_1/0AC | 8103203 | no | no |  |  | no |  |  | 0 | 0 | 0 | 0
oh_line_8103203_200882444 |  | AD | node_8103203_201018409 | node_8103203_200882444 | 224.267 | bal_1P_1/0AA | 8103203 | no | no |  |  | no |  |  | 0 | 0 | 0 | 0
oh_line_8103203_200882445 |  | AD | node_8103203_200882444 | node_8103203_200882445 | 158.507 | bal_1P_1/0AA | 8103203 | no | no |  |  | no |  |  | 0 | 0 | 0 | 0
oh_line_8103203_200882447 |  | AD | node_8103203_200882445 | node_8103203_200882447 | 174.966 | bal_1P_1/0AA | 8103203 | no | no |  |  | no |  |  | 0 | 0 | 0 | 0
oh_line_8103203_200882448 |  | AD | node_8103203_200882447 | node_8103203_200882448 | 200.215 | bal_1P_1/0AA | 8103203 | no | no |  |  | no |  |  | 0 | 0 | 0 | 0
oh_line_8103203_200882449 |  | AD | node_8103203_200882448 | node_8103203_200882449 | 126.585 | bal_1P_1/0AA | 8103203 | no | no |  |  | no |  |  | 0 | 0 | 0 | 0
oh_line_8103203_200882450 |  | AD | node_8103203_200882449 | node_8103203_200882450 | 301.62 | bal_1P_1/0AA | 8103203 | no | no |  |  | no |  |  | 0 | 0 | 0 | 0
oh_line_8103203_200882451 |  | AD | node_8103203_200882450 | node_8103203_200882451 | 273.167 | bal_1P_1/0AA | 8103203 | no | no |  |  | no |  |  | 0 | 0 | 0 | 0
oh_line_8103203_200882452 |  | AD | node_8103203_200882451 | node_8103203_200882452 | 259.271 | bal_1P_1/0AA | 8103203 | no | no |  |  | no |  |  | 0 | 0 | 0 | 0
oh_line_8103203_200882453 |  | AD | node_8103203_200882452 | node_8103203_200882453 | 271.499 | bal_1P_2AC | 8103203 | no | no |  |  | no |  |  | 0 | 0 | 0 | 0
oh_line_8103203_200882454 |  | ABCD | node_8103203_200882439 | node_8103203_200882454 | 141.469 | bal_3P_1/0AC | 8103203 | no | no |  |  | no |  |  | 0 | 0 | 0 | 0
oh_line_8103203_200882457 |  | AD | node_8103203_200882452 | node_8103203_200882457 | 317.044 | bal_1P_1/0AA | 8103203 | no | no |  |  | no |  |  | 0 | 0 | 0 | 0
oh_line_8103203_200882458 |  | AD | node_8103203_200882457 | node_8103203_200882458 | 257.434 | bal_1P_1/0AA | 8103203 | no | no |  |  | no |  |  | 0 | 0 | 0 | 0
oh_line_8103203_200882459 |  | AD | node_8103203_200882458 | node_8103203_200882459 | 178.539 | bal_1P_1/0AA | 8103203 | no | no |  |  | no |  |  | 0 | 0 | 0 | 0
oh_line_8103203_200882460 |  | AD | node_8103203_200882459 | node_8103203_200882460 | 352.165 | bal_1P_1/0AA | 8103203 | no | no |  |  | no |  |  | 0 | 0 | 0 | 0
oh_line_8103203_200882461 |  | AD | node_8103203_200882460 | node_8103203_200882461 | 138.94 | bal_1P_1/0AA | 8103203 | no | no |  |  | no |  |  | 0 | 0 | 0 | 0
oh_line_8103203_200882462 |  | AD | node_8103203_200882461 | node_8103203_200882462 | 248.927 | bal_1P_1/0AA | 8103203 | no | no |  |  | no |  |  | 0 | 0 | 0 | 0
oh_line_8103203_200882463 |  | AD | node_8103203_200882462 | node_8103203_200882463 | 323.386 | bal_1P_1/0AA | 8103203 | no | no |  |  | no |  |  | 0 | 0 | 0 | 0
oh_line_8103203_200882464 |  | AD | node_8103203_200882463 | node_8103203_200882464 | 333.328 | bal_1P_1/0AA | 8103203 | no | no |  |  | no |  |  | 0 | 0 | 0 | 0
oh_line_8103203_200882465 |  | AD | node_8103203_200882464 | node_8103203_200882465 | 340.038 | bal_1P_1/0AA | 8103203 | no | no |  |  | no |  |  | 0 | 0 | 0 | 0
oh_line_8103203_200882466 |  | AD | node_8103203_200882465 | node_8103203_200882466 | 372.254 | bal_1P_1/0AA | 8103203 | no | no |  |  | no |  |  | 0 | 0 | 0 | 0
oh_line_8103203_200882467 |  | AD | node_8103203_200882466 | node_8103203_200882467 | 379.718 | bal_1P_2AC | 8103203 | no | no |  |  | no |  |  | 0 | 0 | 0 | 0
oh_line_8103203_200882468 |  | AD | node_8103203_200882467 | node_8103203_200882468 | 416.556 | bal_1P_2AC | 8103203 | no | no |  |  | no |  |  | 0 | 0 | 0 | 0
oh_line_8103203_200882470 |  | ABCD | node_8103203_200882454 | node_8103203_200882470 | 173.479 | bal_3P_1/0AC | 8103203 | no | no |  |  | no |  |  | 0 | 0 | 0 | 0
oh_line_8103203_200882471 |  | ABCD | node_8103203_200882470 | node_8103203_200882471 | 111.568 | bal_3P_1/0AC | 8103203 | no | no |  |  | no |  |  | 0 | 0 | 0 | 0
oh_line_8103203_200882472 |  | AD | node_8103203_200882468 | node_8103203_200882472 | 291.327 | bal_1P_2AC | 8103203 | no | no |  |  | no |  |  | 0 | 0 | 0 | 0
oh_line_8103203_200882473 |  | AD | node_8103203_200882472 | node_8103203_200882473 | 112.063 | bal_1P_2AC | 8103203 | no | no |  |  | no |  |  | 0 | 0 | 0 | 0
oh_line_8103203_200882474 |  | AD | node_8103203_200882473 | node_8103203_200882474 | 232.11 | bal_1P_2AC | 8103203 | no | no |  |  | no |  |  | 0 | 0 | 0 | 0
oh_line_8103203_200882475 |  | AD | node_8103203_200882474 | node_8103203_200882475 | 183.927 | bal_1P_2AC | 8103203 | no | no |  |  | no |  |  | 0 | 0 | 0 | 0
oh_line_8103203_200882477 |  | AD | node_8103203_200982198 | node_8103203_200882477 | 78.379 | bal_1P_1/0AC | 8103203 | no | no |  |  | no |  |  | 0 | 0 | 0 | 0
oh_line_8103203_200882478 |  | AD | node_8103203_200882477 | node_intto1_8103203_200882478 | 180.043 | bal_1P_1/0AC | 8103203 | no | no |  |  | no |  |  | 0 | 0 | 0 | 0
oh_line_8103203_200882482 |  | AD | node_8103203_200882439 | node_intto1_8103203_200882482 | 206.432 | bal_1P_1/0AC | 8103203 | no | no |  |  | no |  |  | 0 | 0 | 0 | 0
oh_line_8103203_200882486 |  | AD | node_8103203_200882482 | node_8103203_200882486 | 165.177 | bal_1P_1/0AC | 8103203 | no | no |  |  | no |  |  | 0 | 0 | 0 | 0
oh_line_8103203_200882487 |  | AD | node_8103203_200882486 | node_8103203_200882487 | 167.533 | bal_1P_1/0AC | 8103203 | no | no |  |  | no |  |  | 0 | 0 | 0 | 0
oh_line_8103203_200882488 |  | AD | node_8103203_200882487 | node_8103203_200882488 | 174.209 | bal_1P_1/0AC | 8103203 | no | no |  |  | no |  |  | 0 | 0 | 0 | 0
oh_line_8103203_200882489 |  | AD | node_8103203_200882488 | node_8103203_200882489 | 161.943 | bal_1P_1/0AC | 8103203 | no | no |  |  | no |  |  | 0 | 0 | 0 | 0
oh_line_8103203_200882491 |  | AD | node_8103203_200882489 | node_8103203_200882491 | 202.611 | bal_1P_1/0AC | 8103203 | no | no |  |  | no |  |  | 0 | 0 | 0 | 0
oh_line_8103203_200882493 |  | AD | node_8103203_200882491 | node_8103203_200882493 | 182.136 | bal_1P_1/0AC | 8103203 | no | no |  |  | no |  |  | 0 | 0 | 0 | 0
oh_line_8103203_200882494 |  | AD | node_8103203_200882493 | node_8103203_200882494 | 157.01 | bal_1P_1/0AC | 8103203 | no | no |  |  | no |  |  | 0 | 0 | 0 | 0
oh_line_8103203_200882495 |  | AD | node_8103203_200882494 | node_8103203_200882495 | 197.624 | bal_1P_1/0AC | 8103203 | no | no |  |  | no |  |  | 0 | 0 | 0 | 0
oh_line_8103203_200882633 |  | AD | node_8103203_200885615 | node_8103203_200882633 | 171.191 | bal_1P_4ACW | 8103203 | no | no |  |  | no |  |  | 0 | 0 | 0 | 0
oh_line_8103203_200882634 |  | AD | node_8103203_200882633 | node_8103203_200882634 | 404.985 | bal_1P_4ACW | 8103203 | no | no |  |  | no |  |  | 0 | 0 | 0 | 0
oh_line_8103203_200882635 |  | AD | node_8103203_200882634 | node_8103203_200882635 | 345 | bal_1P_4ACW | 8103203 | no | no |  |  | no |  |  | 0 | 0 | 0 | 0
oh_line_8103203_200882636 |  | AD | node_8103203_200882635 | node_8103203_200882636 | 578.903 | bal_1P_4ACW | 8103203 | no | no |  |  | no |  |  | 0 | 0 | 0 | 0
oh_line_8103203_200882777 |  | ABCD | node_8103203_200882338 | node_8103203_200882777 | 137.791 | bal_3P_336AC | 8103203 | no | no |  |  | no |  |  | 0 | 0 | 0 | 0
oh_line_8103203_200882778 |  | ABCD | node_8103203_200882787 | node_intto1_8103203_200882778 | 275.067 | bal_3P_336AC | 8103203 | no | no |  |  | no |  |  | 0 | 0 | 0 | 0
oh_line_8103203_200882779 |  | ABCD | node_8103203_200882777 | node_8103203_200882779 | 458.606 | bal_3P_336AC | 8103203 | no | no |  |  | no |  |  | 0 | 0 | 0 | 0
oh_line_8103203_200882780 |  | ABCD | node_8103203_200882779 | node_8103203_200882780 | 181.098 | bal_3P_336AC | 8103203 | no | no |  |  | no |  |  | 0 | 0 | 0 | 0
oh_line_8103203_200882781 |  | ABCD | node_8103203_200882780 | node_8103203_200882781 | 173.889 | bal_3P_336AC | 8103203 | no | no |  |  | no |  |  | 0 | 0 | 0 | 0
oh_line_8103203_200882782 |  | ABCD | node_8103203_200882781 | node_8103203_200882782 | 348.423 | bal_3P_336AC | 8103203 | no | no |  |  | no |  |  | 0 | 0 | 0 | 0
oh_line_8103203_200882783 |  | ABCD | node_8103203_200882782 | node_8103203_200882783 | 267.653 | bal_3P_336AC | 8103203 | no | no |  |  | no |  |  | 0 | 0 | 0 | 0
oh_line_8103203_200882784 |  | ABCD | node_8103203_200882783 | node_8103203_200882784 | 145.759 | bal_3P_336AC | 8103203 | no | no |  |  | no |  |  | 0 | 0 | 0 | 0
oh_line_8103203_200882785 |  | ABCD | node_8103203_200882784 | node_8103203_200882785 | 197.926 | bal_3P_336AC | 8103203 | no | no |  |  | no |  |  | 0 | 0 | 0 | 0
oh_line_8103203_200882786 |  | ABCD | node_8103203_200882785 | node_8103203_200882786 | 199.126 | bal_3P_336AC | 8103203 | no | no |  |  | no |  |  | 0 | 0 | 0 | 0
oh_line_8103203_200882787 |  | ABCD | node_8103203_200882786 | node_8103203_200882787 | 139.569 | bal_3P_336AC | 8103203 | no | no |  |  | no |  |  | 0 | 0 | 0 | 0
oh_line_8103203_200882788 |  | AD | node_8103203_200882787 | node_8103203_200882788 | 234.662 | bal_1P_1/0AC | 8103203 | no | no |  |  | no |  |  | 0 | 0 | 0 | 0
oh_line_8103203_200882789 |  | AD | node_8103203_200882788 | node_8103203_200882789 | 107.92 | bal_1P_1/0AC | 8103203 | no | no |  |  | no |  |  | 0 | 0 | 0 | 0
oh_line_8103203_200882790 |  | AD | node_8103203_200882789 | node_8103203_200882790 | 259.689 | bal_1P_1/0AC | 8103203 | no | no |  |  | no |  |  | 0 | 0 | 0 | 0
oh_line_8103203_200882812 |  | AD | node_8103203_200909357 | node_8103203_200882812 | 280.589 | bal_1P_1/0AA | 8103203 | no | no |  |  | no |  |  | 0 | 0 | 0 | 0
oh_line_8103203_200882814 |  | AD | node_8103203_200882779 | node_intto1_8103203_200882814 | 211.371 | bal_1P_1/0AC | 8103203 | no | no |  |  | no |  |  | 0 | 0 | 0 | 0
oh_line_8103203_200882815 |  | AD | node_8103203_200882814 | node_8103203_200882815 | 269.521 | bal_1P_1/0AC | 8103203 | no | no |  |  | no |  |  | 0 | 0 | 0 | 0
oh_line_8103203_200882816 |  | AD | node_8103203_200882856 | node_8103203_200882816 | 375.215 | bal_1P_1/0AC | 8103203 | no | no |  |  | no |  |  | 0 | 0 | 0 | 0
oh_line_8103203_200882817 |  | AD | node_8103203_200882816 | node_8103203_200882817 | 307.504 | bal_1P_1/0AC | 8103203 | no | no |  |  | no |  |  | 0 | 0 | 0 | 0
oh_line_8103203_200882818 |  | AD | node_8103203_200882817 | node_8103203_200882818 | 383.688 | bal_1P_1/0AC | 8103203 | no | no |  |  | no |  |  | 0 | 0 | 0 | 0
oh_line_8103203_200882819 |  | AD | node_8103203_200882818 | node_8103203_200882819 | 377.419 | bal_1P_1/0AC | 8103203 | no | no |  |  | no |  |  | 0 | 0 | 0 | 0
oh_line_8103203_200882820 |  | AD | node_8103203_200882819 | node_8103203_200882820 | 218.974 | bal_1P_1/0AC | 8103203 | no | no |  |  | no |  |  | 0 | 0 | 0 | 0
oh_line_8103203_200882822 |  | AD | node_8103203_200882820 | node_8103203_200882822 | 418.612 | bal_1P_1/0AC | 8103203 | no | no |  |  | no |  |  | 0 | 0 | 0 | 0
oh_line_8103203_200882823 |  | AD | node_8103203_200882822 | node_8103203_200882823 | 271.017 | bal_1P_1/0AC | 8103203 | no | no |  |  | no |  |  | 0 | 0 | 0 | 0
oh_line_8103203_200882824 |  | AD | node_8103203_200882823 | node_8103203_200882824 | 279.161 | bal_1P_1/0AC | 8103203 | no | no |  |  | no |  |  | 0 | 0 | 0 | 0
oh_line_8103203_200882825 |  | AD | node_8103203_200882824 | node_8103203_200882825 | 287.239 | bal_1P_1/0AC | 8103203 | no | no |  |  | no |  |  | 0 | 0 | 0 | 0
oh_line_8103203_200882826 |  | AD | node_8103203_200882825 | node_intto1_8103203_200882826 | 321.511 | bal_1P_1/0AC | 8103203 | no | no |  |  | no |  |  | 0 | 0 | 0 | 0
oh_line_8103203_200882827 |  | AD | node_8103203_200882826 | node_8103203_200882827 | 306.702 | bal_1P_1/0AC | 8103203 | no | no |  |  | no |  |  | 0 | 0 | 0 | 0
oh_line_8103203_200882828 |  | AD | node_8103203_312114395 | node_8103203_200882828 | 229.963 | bal_1P_1/0AC | 8103203 | no | no |  |  | no |  |  | 0 | 0 | 0 | 0
oh_line_8103203_200882829 |  | AD | node_8103203_200882828 | node_8103203_200882829 | 308.832 | bal_1P_1/0AC | 8103203 | no | no |  |  | no |  |  | 0 | 0 | 0 | 0
oh_line_8103203_200882830 |  | AD | node_8103203_200882829 | node_8103203_200882830 | 354.726 | bal_1P_1/0AC | 8103203 | no | no |  |  | no |  |  | 0 | 0 | 0 | 0
oh_line_8103203_200882831 |  | AD | node_8103203_200882830 | node_8103203_200882831 | 358.372 | bal_1P_1/0AC | 8103203 | no | no |  |  | no |  |  | 0 | 0 | 0 | 0
oh_line_8103203_200882834 |  | AD | node_8103203_200882831 | node_8103203_200882834 | 359.745 | bal_1P_1/0AC | 8103203 | no | no |  |  | no |  |  | 0 | 0 | 0 | 0
oh_line_8103203_200882835 |  | AD | node_8103203_200882834 | node_8103203_200882835 | 362.308 | bal_1P_1/0AC | 8103203 | no | no |  |  | no |  |  | 0 | 0 | 0 | 0
oh_line_8103203_200882836 |  | AD | node_8103203_200882835 | node_8103203_200882836 | 363.639 | bal_1P_1/0AC | 8103203 | no | no |  |  | no |  |  | 0 | 0 | 0 | 0
oh_line_8103203_200882837 |  | AD | node_8103203_200882836 | node_8103203_200882837 | 361.19 | bal_1P_1/0AC | 8103203 | no | no |  |  | no |  |  | 0 | 0 | 0 | 0
oh_line_8103203_200882838 |  | AD | node_8103203_200882837 | node_8103203_200882838 | 372.893 | bal_1P_1/0AC | 8103203 | no | no |  |  | no |  |  | 0 | 0 | 0 | 0
oh_line_8103203_200882839 |  | AD | node_8103203_200882838 | node_8103203_200882839 | 294.958 | bal_1P_1/0AC | 8103203 | no | no |  |  | no |  |  | 0 | 0 | 0 | 0
oh_line_8103203_200882840 |  | AD | node_8103203_200882838 | node_8103203_200882840 | 48.981 | bal_1P_1/0AA | 8103203 | no | no |  |  | no |  |  | 0 | 0 | 0 | 0
oh_line_8103203_200882841 |  | AD | node_8103203_200959345 | node_8103203_200882841 | 274.911 | bal_1P_1/0AC | 8103203 | no | no |  |  | no |  |  | 0 | 0 | 0 | 0
oh_line_8103203_200882842 |  | AD | node_8103203_200882841 | node_8103203_200882842 | 274.77 | bal_1P_1/0AC | 8103203 | no | no |  |  | no |  |  | 0 | 0 | 0 | 0
oh_line_8103203_200882845 |  | AD | node_8103203_200967681 | node_8103203_200882845 | 282.077 | bal_1P_1/0AC | 8103203 | no | no |  |  | no |  |  | 0 | 0 | 0 | 0
oh_line_8103203_200882846 |  | AD | node_8103203_200882845 | node_8103203_200882846 | 285.159 | bal_1P_1/0AC | 8103203 | no | no |  |  | no |  |  | 0 | 0 | 0 | 0
oh_line_8103203_200882847 |  | AD | node_8103203_200882846 | node_8103203_200882847 | 274.839 | bal_1P_1/0AC | 8103203 | no | no |  |  | no |  |  | 0 | 0 | 0 | 0
oh_line_8103203_200882848 |  | AD | node_8103203_200882847 | node_8103203_200882848 | 248.727 | bal_1P_1/0AC | 8103203 | no | no |  |  | no |  |  | 0 | 0 | 0 | 0
oh_line_8103203_200882849 |  | AD | node_8103203_200882848 | node_8103203_200882849 | 122.359 | bal_1P_1/0AC | 8103203 | no | no |  |  | no |  |  | 0 | 0 | 0 | 0
oh_line_8103203_200882851 |  | AD | node_8103203_200882849 | node_8103203_200882851 | 262.389 | bal_1P_1/0AC | 8103203 | no | no |  |  | no |  |  | 0 | 0 | 0 | 0
oh_line_8103203_200882852 |  | AD | node_8103203_200882851 | node_8103203_200882852 | 83.766 | bal_1P_1/0AA | 8103203 | no | no |  |  | no |  |  | 0 | 0 | 0 | 0
oh_line_8103203_200882853 |  | AD | node_8103203_200882851 | node_8103203_200882853 | 251.868 | bal_1P_1/0AC | 8103203 | no | no |  |  | no |  |  | 0 | 0 | 0 | 0
oh_line_8103203_200882854 |  | AD | node_8103203_200882853 | node_8103203_200882854 | 220.787 | bal_1P_1/0AC | 8103203 | no | no |  |  | no |  |  | 0 | 0 | 0 | 0
oh_line_8103203_200882856 |  | AD | node_8103203_200882854 | node_8103203_200882856 | 223.136 | bal_1P_1/0AC | 8103203 | no | no |  |  | no |  |  | 0 | 0 | 0 | 0
oh_line_8103203_200882886 |  | AD | node_8103203_200882830 | node_8103203_200882886 | 67.178 | bal_1P_3-104CW | 8103203 | no | no |  |  | no |  |  | 0 | 0 | 0 | 0
oh_line_8103203_200882887 |  | AD | node_8103203_200882886 | node_intto1_8103203_200882887 | 534.259 | bal_1P_3-104CW | 8103203 | no | no |  |  | no |  |  | 0 | 0 | 0 | 0
oh_line_8103203_200882888 |  | AD | node_8103203_200882915 | node_8103203_200882888 | 226.317 | bal_1P_3-104CW | 8103203 | no | no |  |  | no |  |  | 0 | 0 | 0 | 0
oh_line_8103203_200882889 |  | AD | node_8103203_200882888 | node_8103203_200882889 | 334.861 | bal_1P_3-104CW | 8103203 | no | no |  |  | no |  |  | 0 | 0 | 0 | 0
oh_line_8103203_200882891 |  | AD | node_8103203_200882889 | node_8103203_200882891 | 235.755 | bal_1P_4AC | 8103203 | no | no |  |  | no |  |  | 0 | 0 | 0 | 0
oh_line_8103203_200882893 |  | AD | node_8103203_200882891 | node_8103203_200882893 | 235.447 | bal_1P_4AC | 8103203 | no | no |  |  | no |  |  | 0 | 0 | 0 | 0
oh_line_8103203_200882894 |  | AD | node_8103203_200882893 | node_8103203_200882894 | 224.408 | bal_1P_4AC | 8103203 | no | no |  |  | no |  |  | 0 | 0 | 0 | 0
oh_line_8103203_200882895 |  | AD | node_8103203_200882894 | node_8103203_200882895 | 219.685 | bal_1P_4AC | 8103203 | no | no |  |  | no |  |  | 0 | 0 | 0 | 0
oh_line_8103203_200882896 |  | AD | node_8103203_200882895 | node_8103203_200882896 | 383.355 | bal_1P_4AC | 8103203 | no | no |  |  | no |  |  | 0 | 0 | 0 | 0
oh_line_8103203_200882897 |  | AD | node_8103203_200882896 | node_8103203_200882897 | 284.872 | bal_1P_4AC | 8103203 | no | no |  |  | no |  |  | 0 | 0 | 0 | 0
oh_line_8103203_200882898 |  | AD | node_8103203_200882897 | node_8103203_200882898 | 342.576 | bal_1P_4AC | 8103203 | no | no |  |  | no |  |  | 0 | 0 | 0 | 0
oh_line_8103203_200882899 |  | AD | node_8103203_200882898 | node_8103203_200882899 | 158.876 | bal_1P_4AC | 8103203 | no | no |  |  | no |  |  | 0 | 0 | 0 | 0
oh_line_8103203_200882900 |  | AD | node_8103203_200882899 | node_8103203_200882900 | 157.505 | bal_1P_4AC | 8103203 | no | no |  |  | no |  |  | 0 | 0 | 0 | 0
oh_line_8103203_200882901 |  | AD | node_8103203_200882900 | node_8103203_200882901 | 306.346 | bal_1P_1/0AA | 8103203 | no | no |  |  | no |  |  | 0 | 0 | 0 | 0
oh_line_8103203_200882902 |  | AD | node_8103203_200882901 | node_8103203_200882902 | 348.161 | bal_1P_1/0AA | 8103203 | no | no |  |  | no |  |  | 0 | 0 | 0 | 0
oh_line_8103203_200882903 |  | AD | node_8103203_200882902 | node_8103203_200882903 | 312.092 | bal_1P_1/0AA | 8103203 | no | no |  |  | no |  |  | 0 | 0 | 0 | 0
oh_line_8103203_200882904 |  | AD | node_8103203_312114397 | node_8103203_200882904 | 242.31 | bal_1P_3-104CW | 8103203 | no | no |  |  | no |  |  | 0 | 0 | 0 | 0
oh_line_8103203_200882905 |  | AD | node_8103203_200882903 | node_8103203_200882905 | 249.194 | bal_1P_1/0AA | 8103203 | no | no |  |  | no |  |  | 0 | 0 | 0 | 0
oh_line_8103203_200882906 |  | AD | node_8103203_312114399 | node_8103203_200882906 | 193.278 | bal_1P_3-104CW | 8103203 | no | no |  |  | no |  |  | 0 | 0 | 0 | 0
oh_line_8103203_200882907 |  | AD | node_8103203_200882906 | node_8103203_200882907 | 160.948 | bal_1P_3-104CW | 8103203 | no | no |  |  | no |  |  | 0 | 0 | 0 | 0
oh_line_8103203_200882908 |  | AD | node_8103203_312114401 | node_8103203_200882908 | 132.705 | bal_1P_3-104CW | 8103203 | no | no |  |  | no |  |  | 0 | 0 | 0 | 0
oh_line_8103203_200882909 |  | AD | node_8103203_200882908 | node_8103203_200882909 | 308.712 | bal_1P_3-104CW | 8103203 | no | no |  |  | no |  |  | 0 | 0 | 0 | 0
oh_line_8103203_200882910 |  | AD | node_8103203_200882909 | node_8103203_200882910 | 148.51 | bal_1P_3-104CW | 8103203 | no | no |  |  | no |  |  | 0 | 0 | 0 | 0
oh_line_8103203_200882911 |  | AD | node_8103203_200882910 | node_8103203_200882911 | 234.823 | bal_1P_3-104CW | 8103203 | no | no |  |  | no |  |  | 0 | 0 | 0 | 0
oh_line_8103203_200882912 |  | AD | node_8103203_200882911 | node_8103203_200882912 | 351.758 | bal_1P_3-104CW | 8103203 | no | no |  |  | no |  |  | 0 | 0 | 0 | 0
oh_line_8103203_200882914 |  | AD | node_8103203_200882912 | node_8103203_200882914 | 359.261 | bal_1P_3-104CW | 8103203 | no | no |  |  | no |  |  | 0 | 0 | 0 | 0
oh_line_8103203_200882915 |  | AD | node_8103203_200882914 | node_8103203_200882915 | 254.816 | bal_1P_3-104CW | 8103203 | no | no |  |  | no |  |  | 0 | 0 | 0 | 0
oh_line_8103203_200883020 |  | AD | node_8103203_200882336 | node_intto1_8103203_200883020 | 131.681 | bal_1P_1/0AA | 8103203 | no | no |  |  | no |  |  | 0 | 0 | 0 | 0
oh_line_8103203_200883021 |  | AD | node_8103203_200883020 | node_8103203_200883021 | 303.696 | bal_1P_1/0AA | 8103203 | no | no |  |  | no |  |  | 0 | 0 | 0 | 0
oh_line_8103203_200883022 |  | AD | node_8103203_200883033 | node_8103203_200883022 | 206.16 | bal_1P_1/0AA | 8103203 | no | no |  |  | no |  |  | 0 | 0 | 0 | 0
oh_line_8103203_200883023 |  | AD | node_8103203_200883022 | node_8103203_200883023 | 258.958 | bal_1P_1/0AA | 8103203 | no | no |  |  | no |  |  | 0 | 0 | 0 | 0
oh_line_8103203_200883025 |  | AD | node_8103203_200883021 | node_8103203_200883025 | 311.758 | bal_1P_1/0AA | 8103203 | no | no |  |  | no |  |  | 0 | 0 | 0 | 0
oh_line_8103203_200883026 |  | AD | node_8103203_200883025 | node_8103203_200883026 | 322.762 | bal_1P_1/0AA | 8103203 | no | no |  |  | no |  |  | 0 | 0 | 0 | 0
oh_line_8103203_200883028 |  | AD | node_8103203_200883026 | node_8103203_200883028 | 453.476 | bal_1P_2AC | 8103203 | no | no |  |  | no |  |  | 0 | 0 | 0 | 0
oh_line_8103203_200883029 |  | AD | node_8103203_200883028 | node_8103203_200883029 | 362.802 | bal_1P_2AC | 8103203 | no | no |  |  | no |  |  | 0 | 0 | 0 | 0
oh_line_8103203_200883030 |  | AD | node_8103203_200883029 | node_8103203_200883030 | 375.244 | bal_1P_1/0AC | 8103203 | no | no |  |  | no |  |  | 0 | 0 | 0 | 0
oh_line_8103203_200883031 |  | AD | node_8103203_200883030 | node_8103203_200883031 | 398.52 | bal_1P_1/0AC | 8103203 | no | no |  |  | no |  |  | 0 | 0 | 0 | 0
oh_line_8103203_200883032 |  | AD | node_8103203_200883031 | node_8103203_200883032 | 308.765 | bal_1P_1/0AA | 8103203 | no | no |  |  | no |  |  | 0 | 0 | 0 | 0
oh_line_8103203_200883033 |  | AD | node_8103203_200883032 | node_8103203_200883033 | 423.245 | bal_1P_1/0AA | 8103203 | no | no |  |  | no |  |  | 0 | 0 | 0 | 0
oh_line_8103203_200883058 |  | AD | node_8103203_200883058 | node_8103203_200885709 | 245.906 | bal_1P_1/0AA | 8103203 | no | no |  |  | no |  |  | 0 | 0 | 0 | 0
oh_line_8103203_200883092 |  | ABCD | node_8103203_200883093 | node_8103203_200883092 | 169.079 | bal_3P_477AL | 8103203 | no | no |  |  | no |  |  | 0 | 0 | 0 | 0
oh_line_8103203_200883093 |  | ABCD | node_8103203_200882779 | node_8103203_200883093 | 118.594 | bal_3P_477AL | 8103203 | no | no |  |  | no |  |  | 0 | 0 | 0 | 0
oh_line_8103203_200883095 |  | ABCD | node_8103203_200883092 | node_8103203_200883095 | 205.869 | bal_3P_477AL | 8103203 | no | no |  |  | no |  |  | 0 | 0 | 0 | 0
oh_line_8103203_200883097 |  | ABCD | node_8103203_200883095 | node_8103203_200883097 | 187.354 | bal_3P_477AL | 8103203 | no | no |  |  | no |  |  | 0 | 0 | 0 | 0
oh_line_8103203_200883099 |  | ABCD | node_8103203_200883097 | node_8103203_200883099 | 147.026 | bal_3P_477AL | 8103203 | no | no |  |  | no |  |  | 0 | 0 | 0 | 0
oh_line_8103203_200883100 |  | ABCD | node_8103203_200883099 | node_8103203_200883100 | 131.39 | bal_3P_477AL | 8103203 | no | no |  |  | no |  |  | 0 | 0 | 0 | 0
oh_line_8103203_200883101 |  | ABCD | node_8103203_200883100 | node_8103203_200883101 | 123.855 | bal_3P_477AL | 8103203 | no | no |  |  | no |  |  | 0 | 0 | 0 | 0
oh_line_8103203_200883102 |  | ABCD | node_8103203_200883101 | node_8103203_200883102 | 132.528 | bal_3P_477AL | 8103203 | no | no |  |  | no |  |  | 0 | 0 | 0 | 0
oh_line_8103203_200883232 |  | AD | node_8103203_200882445 | node_intto1_8103203_200883232 | 295.836 | bal_1P_1/0AC | 8103203 | no | no |  |  | no |  |  | 0 | 0 | 0 | 0
oh_line_8103203_200883233 |  | AD | node_8103203_200883232 | node_8103203_200883233 | 153.391 | bal_1P_1/0AC | 8103203 | no | no |  |  | no |  |  | 0 | 0 | 0 | 0
oh_line_8103203_200883235 |  | AD | node_8103203_200883233 | node_8103203_200883235 | 303.407 | bal_1P_1/0AC | 8103203 | no | no |  |  | no |  |  | 0 | 0 | 0 | 0
oh_line_8103203_200883236 |  | AD | node_8103203_200883235 | node_8103203_200883236 | 314.143 | bal_1P_1/0AC | 8103203 | no | no |  |  | no |  |  | 0 | 0 | 0 | 0
oh_line_8103203_200883237 |  | AD | node_8103203_200883236 | node_8103203_200883237 | 172.975 | bal_1P_1/0AC | 8103203 | no | no |  |  | no |  |  | 0 | 0 | 0 | 0
oh_line_8103203_200883238 |  | AD | node_8103203_200883237 | node_8103203_200883238 | 222.354 | bal_1P_1/0AC | 8103203 | no | no |  |  | no |  |  | 0 | 0 | 0 | 0
oh_line_8103203_200883239 |  | AD | node_8103203_200883238 | node_8103203_200883239 | 220.116 | bal_1P_1/0AC | 8103203 | no | no |  |  | no |  |  | 0 | 0 | 0 | 0
oh_line_8103203_200883240 |  | AD | node_8103203_200883239 | node_8103203_200883240 | 175.638 | bal_1P_1/0AC | 8103203 | no | no |  |  | no |  |  | 0 | 0 | 0 | 0
oh_line_8103203_200883241 |  | AD | node_8103203_200883240 | node_8103203_200883241 | 108.433 | bal_1P_1/0AC | 8103203 | no | no |  |  | no |  |  | 0 | 0 | 0 | 0
oh_line_8103203_200883243 |  | AD | node_8103203_200883240 | node_8103203_200883243 | 227.705 | bal_1P_1/0AC | 8103203 | no | no |  |  | no |  |  | 0 | 0 | 0 | 0
oh_line_8103203_200883244 |  | AD | node_8103203_200883236 | node_8103203_200883244 | 188.212 | bal_1P_1/0AC | 8103203 | no | no |  |  | no |  |  | 0 | 0 | 0 | 0
oh_line_8103203_200883245 |  | AD | node_8103203_200882405 | node_intto1_8103203_200883245 | 404.527 | bal_1P_2AC | 8103203 | no | no |  |  | no |  |  | 0 | 0 | 0 | 0
oh_line_8103203_200883246 |  | AD | node_8103203_200883245 | node_8103203_200883246 | 347.401 | bal_1P_2AC | 8103203 | no | no |  |  | no |  |  | 0 | 0 | 0 | 0
oh_line_8103203_200883247 |  | AD | node_8103203_200883246 | node_8103203_200883247 | 360.048 | bal_1P_2AC | 8103203 | no | no |  |  | no |  |  | 0 | 0 | 0 | 0
oh_line_8103203_200883248 |  | AD | node_8103203_200883247 | node_8103203_200883248 | 353.01 | bal_1P_2AC | 8103203 | no | no |  |  | no |  |  | 0 | 0 | 0 | 0
oh_line_8103203_200883249 |  | AD | node_8103203_200883248 | node_8103203_200883249 | 349.869 | bal_1P_2AC | 8103203 | no | no |  |  | no |  |  | 0 | 0 | 0 | 0
oh_line_8103203_200885561 |  | ABCD | node_8103203_200882425 | node_8103203_200885561 | 155.147 | bal_3P_4CU | 8103203 | no | no |  |  | no |  |  | 0 | 0 | 0 | 0
oh_line_8103203_200885562 |  | ABCD | node_8103203_200885561 | node_intto1_8103203_200885562 | 191.069 | bal_3P_4CU | 8103203 | no | no |  |  | no |  |  | 0 | 0 | 0 | 0
oh_line_8103203_200885563 |  | ABCD | node_8103203_200885562 | node_8103203_200885563 | 166.176 | bal_3P_4CU | 8103203 | no | no |  |  | no |  |  | 0 | 0 | 0 | 0
oh_line_8103203_200885564 |  | ABCD | node_8103203_200882425 | node_8103203_200885564 | 168.328 | bal_3P_4/0AC | 8103203 | no | no |  |  | no |  |  | 0 | 0 | 0 | 0
oh_line_8103203_200885566 |  | ABCD | node_8103203_200885564 | node_8103203_200885566 | 148.235 | bal_3P_4/0AC | 8103203 | no | no |  |  | no |  |  | 0 | 0 | 0 | 0
oh_line_8103203_200885568 |  | ABCD | node_8103203_200885566 | node_8103203_200885568 | 142.824 | bal_3P_4/0AC | 8103203 | no | no |  |  | no |  |  | 0 | 0 | 0 | 0
oh_line_8103203_200885570 |  | ABCD | node_8103203_200885568 | node_8103203_200885570 | 200.369 | bal_3P_4/0AC | 8103203 | no | no |  |  | no |  |  | 0 | 0 | 0 | 0
oh_line_8103203_200885572 |  | ABCD | node_8103203_200885570 | node_8103203_200885572 | 123.956 | bal_3P_4/0AC | 8103203 | no | no |  |  | no |  |  | 0 | 0 | 0 | 0
oh_line_8103203_200885574 |  | ABCD | node_8103203_200885572 | node_8103203_200885574 | 149.859 | bal_3P_4/0AC | 8103203 | no | no |  |  | no |  |  | 0 | 0 | 0 | 0
oh_line_8103203_200885576 |  | ABCD | node_8103203_200885574 | node_intto1_8103203_200885576 | 109.142 | bal_3P_4/0AC | 8103203 | no | no |  |  | no |  |  | 0 | 0 | 0 | 0
oh_line_8103203_200885578 |  | ABCD | node_8103203_200885576 | node_8103203_200885578 | 85.795 | bal_3P_4/0AA | 8103203 | no | no |  |  | no |  |  | 0 | 0 | 0 | 0
oh_line_8103203_200885579 |  | ABCD | node_8103203_200885578 | node_8103203_200885579 | 200.185 | bal_3P_4/0AA | 8103203 | no | no |  |  | no |  |  | 0 | 0 | 0 | 0
oh_line_8103203_200885580 |  | ABCD | node_8103203_200885579 | node_8103203_200885580 | 150.725 | bal_3P_4/0AA | 8103203 | no | no |  |  | no |  |  | 0 | 0 | 0 | 0
oh_line_8103203_200885581 |  | ABCD | node_8103203_200885580 | node_8103203_200885581 | 104.78 | bal_3P_4/0AA | 8103203 | no | no |  |  | no |  |  | 0 | 0 | 0 | 0
oh_line_8103203_200885582 |  | ABCD | node_8103203_200885581 | node_8103203_200885582 | 112.867 | bal_3P_4/0AC | 8103203 | no | no |  |  | no |  |  | 0 | 0 | 0 | 0
oh_line_8103203_200885583 |  | ABCD | node_8103203_200885582 | node_8103203_200885583 | 214.504 | bal_3P_4/0AC | 8103203 | no | no |  |  | no |  |  | 0 | 0 | 0 | 0
oh_line_8103203_200885585 |  | ABCD | node_8103203_200885583 | node_8103203_200885585 | 308.132 | bal_3P_4/0AC | 8103203 | no | no |  |  | no |  |  | 0 | 0 | 0 | 0
oh_line_8103203_200885586 |  | ABCD | node_8103203_200885585 | node_8103203_200885586 | 310.638 | bal_3P_4/0AC | 8103203 | no | no |  |  | no |  |  | 0 | 0 | 0 | 0
oh_line_8103203_200885588 |  | ABCD | node_8103203_312124440 | node_8103203_200885588 | 153.831 | bal_3P_4/0AC | 8103203 | no | no |  |  | no |  |  | 0 | 0 | 0 | 0
oh_line_8103203_200885589 |  | AD | node_8103203_200885588 | node_8103203_200885589 | 148.041 | bal_1P_2AC | 8103203 | no | no |  |  | no |  |  | 0 | 0 | 0 | 0
oh_line_8103203_200885590 |  | AD | node_8103203_200885589 | node_8103203_200885590 | 123.337 | bal_1P_2AC | 8103203 | no | no |  |  | no |  |  | 0 | 0 | 0 | 0
oh_line_8103203_200885591 |  | AD | node_8103203_200885590 | node_8103203_200885591 | 230.275 | bal_1P_2AC | 8103203 | no | no |  |  | no |  |  | 0 | 0 | 0 | 0
oh_line_8103203_200885592 |  | ABCD | node_8103203_200885588 | node_8103203_200885592 | 223.027 | bal_3P_4/0AC | 8103203 | no | no |  |  | no |  |  | 0 | 0 | 0 | 0
oh_line_8103203_200885593 |  | ABCD | node_8103203_200885592 | node_8103203_200885593 | 243.825 | bal_3P_4/0AC | 8103203 | no | no |  |  | no |  |  | 0 | 0 | 0 | 0
oh_line_8103203_200885594 |  | ABCD | node_8103203_200885593 | node_8103203_200885594 | 342.589 | bal_3P_4/0AC | 8103203 | no | no |  |  | no |  |  | 0 | 0 | 0 | 0
oh_line_8103203_200885595-1 |  | ABCD | node_1402319_889_15464245_431 | node_8103203_200885595 | 38.595 | bal_3P_4/0AC | 8103203 | no | no |  |  | no |  |  | 0 | 0 | 0 | 0
oh_line_8103203_200885595-2 |  | ABCD | node_8103203_200885594 | node_1402319_889_15464245_431 | 199.995 | bal_3P_4/0AC | 8103203 | no | no |  |  | no |  |  | 0 | 0 | 0 | 0
oh_line_8103203_200885596 |  | ABCD | node_8103203_200885595 | node_8103203_200885596 | 240.367 | bal_3P_4/0AC | 8103203 | no | no |  |  | no |  |  | 0 | 0 | 0 | 0
oh_line_8103203_200885597 |  | AD | node_8103203_200885596 | node_intto1_8103203_200885597 | 679.214 | bal_1P_2AC | 8103203 | no | no |  |  | no |  |  | 0 | 0 | 0 | 0
oh_line_8103203_200885598 |  | AD | node_8103203_200885597 | node_8103203_200885598 | 531.684 | bal_1P_2AC | 8103203 | no | no |  |  | no |  |  | 0 | 0 | 0 | 0
oh_line_8103203_200885601 |  | ABCD | node_8103203_200885596 | node_8103203_200885601 | 178.722 | bal_3P_4/0AC | 8103203 | no | no |  |  | no |  |  | 0 | 0 | 0 | 0
oh_line_8103203_200885602 |  | ABCD | node_8103203_200885601 | node_8103203_200885602 | 294.742 | bal_3P_4/0AC | 8103203 | no | no |  |  | no |  |  | 0 | 0 | 0 | 0
oh_line_8103203_200885603 |  | ABCD | node_8103203_200885602 | node_8103203_200885603 | 182.185 | bal_3P_4/0AC | 8103203 | no | no |  |  | no |  |  | 0 | 0 | 0 | 0
oh_line_8103203_200885605 |  | ABCD | node_8103203_200885603 | node_8103203_200885605 | 230.702 | bal_3P_4/0AC | 8103203 | no | no |  |  | no |  |  | 0 | 0 | 0 | 0
oh_line_8103203_200885606 |  | ABCD | node_8103203_200885605 | node_intto1_8103203_200885606 | 271.457 | bal_3P_4/0AC | 8103203 | no | no |  |  | no |  |  | 0 | 0 | 0 | 0
oh_line_8103203_200885608 |  | ABCD | node_8103203_200885606 | node_8103203_200885608 | 287.549 | bal_3P_4/0AA | 8103203 | no | no |  |  | no |  |  | 0 | 0 | 0 | 0
oh_line_8103203_200885609 |  | ABCD | node_8103203_200885608 | node_8103203_200885609 | 300.218 | bal_3P_4/0AA | 8103203 | no | no |  |  | no |  |  | 0 | 0 | 0 | 0
oh_line_8103203_200885610 |  | ABCD | node_8103203_200885609 | node_8103203_200885610 | 194.988 | bal_3P_4/0AA | 8103203 | no | no |  |  | no |  |  | 0 | 0 | 0 | 0
oh_line_8103203_200885611 |  | ABCD | node_8103203_200885610 | node_8103203_200885611 | 190.477 | bal_3P_4/0AA | 8103203 | no | no |  |  | no |  |  | 0 | 0 | 0 | 0
oh_line_8103203_200885613 |  | AD | node_8103203_200885563 | node_8103203_200885613 | 233.905 | bal_1P_4ACW | 8103203 | no | no |  |  | no |  |  | 0 | 0 | 0 | 0
oh_line_8103203_200885614 |  | AD | node_8103203_200885619 | node_8103203_200885614 | 656.24 | bal_1P_3-104CW | 8103203 | no | no |  |  | no |  |  | 0 | 0 | 0 | 0
oh_line_8103203_200885615 |  | AD | node_8103203_200885613 | node_8103203_200885615 | 244.741 | bal_1P_4ACW | 8103203 | no | no |  |  | no |  |  | 0 | 0 | 0 | 0
oh_line_8103203_200885616 |  | AD | node_8103203_200882636 | node_8103203_200885616 | 340.699 | bal_1P_4ACW | 8103203 | no | no |  |  | no |  |  | 0 | 0 | 0 | 0
oh_line_8103203_200885617 |  | AD | node_8103203_200885616 | node_8103203_200885617 | 286.236 | bal_1P_4ACW | 8103203 | no | no |  |  | no |  |  | 0 | 0 | 0 | 0
oh_line_8103203_200885619 |  | AD | node_8103203_200885617 | node_8103203_200885619 | 537.047 | bal_1P_3-104CW | 8103203 | no | no |  |  | no |  |  | 0 | 0 | 0 | 0
oh_line_8103203_200885621 |  | AD | node_8103203_200885579 | node_8103203_200885621 | 164.315 | bal_1P_1/0AA | 8103203 | no | no |  |  | no |  |  | 0 | 0 | 0 | 0
oh_line_8103203_200885625 |  | AD | node_8103203_200885572 | node_intto1_8103203_200885625 | 206.693 | bal_1P_4/0AA | 8103203 | no | no |  |  | no |  |  | 0 | 0 | 0 | 0
oh_line_8103203_200885627 |  | AD | node_1397142_116_15462185_658 | node_8103203_200885627 | 347.606 | bal_1P_4AC | 8103203 | no | no |  |  | no |  |  | 0 | 0 | 0 | 0
oh_line_8103203_200885628 |  | AD | node_8103203_200885627 | node_8103203_200885628 | 349.185 | bal_1P_4AC | 8103203 | no | no |  |  | no |  |  | 0 | 0 | 0 | 0
oh_line_8103203_200885630 |  | AD | node_8103203_200885628 | node_8103203_200885630 | 208.671 | bal_1P_2AC | 8103203 | no | no |  |  | no |  |  | 0 | 0 | 0 | 0
oh_line_8103203_200885631 |  | AD | node_8103203_200885630 | node_8103203_200885631 | 182.221 | bal_1P_2AC | 8103203 | no | no |  |  | no |  |  | 0 | 0 | 0 | 0
oh_line_8103203_200885632 |  | AD | node_8103203_200885631 | node_intto1_8103203_200885632 | 306.33 | bal_1P_2AC | 8103203 | no | no |  |  | no |  |  | 0 | 0 | 0 | 0
oh_line_8103203_200885633 |  | AD | node_8103203_200885632 | node_intto1_8103203_200885633 | 313.469 | bal_1P_2AC | 8103203 | no | no |  |  | no |  |  | 0 | 0 | 0 | 0
oh_line_8103203_200885634 |  | AD | node_8103203_200885633 | node_8103203_200885634 | 309.302 | bal_1P_2AC | 8103203 | no | no |  |  | no |  |  | 0 | 0 | 0 | 0
oh_line_8103203_200885636 |  | AD | node_8103203_200885634 | node_8103203_200885636 | 375.21 | bal_1P_2AC | 8103203 | no | no |  |  | no |  |  | 0 | 0 | 0 | 0
oh_line_8103203_200885637 |  | AD | node_8103203_200885636 | node_8103203_200885637 | 362.374 | bal_1P_2AC | 8103203 | no | no |  |  | no |  |  | 0 | 0 | 0 | 0
oh_line_8103203_200885638 |  | AD | node_8103203_200885637 | node_8103203_200885638 | 165.971 | bal_1P_2AC | 8103203 | no | no |  |  | no |  |  | 0 | 0 | 0 | 0
oh_line_8103203_200885639 |  | AD | node_8103203_200885638 | node_8103203_200885639 | 202.849 | bal_1P_4AC | 8103203 | no | no |  |  | no |  |  | 0 | 0 | 0 | 0
oh_line_8103203_200885640 |  | AD | node_8103203_200885639 | node_8103203_200885640 | 413.729 | bal_1P_4AC | 8103203 | no | no |  |  | no |  |  | 0 | 0 | 0 | 0
oh_line_8103203_200885641 |  | AD | node_8103203_200885625 | node_8103203_200885641 | 274.154 | bal_1P_4/0AA | 8103203 | no | no |  |  | no |  |  | 0 | 0 | 0 | 0
oh_line_8103203_200885642 |  | AD | node_8103203_200885640 | node_8103203_200885642 | 382.017 | bal_1P_4AC | 8103203 | no | no |  |  | no |  |  | 0 | 0 | 0 | 0
oh_line_8103203_200885643 |  | AD | node_8103203_200885642 | node_8103203_200885643 | 386.435 | bal_1P_4AC | 8103203 | no | no |  |  | no |  |  | 0 | 0 | 0 | 0
oh_line_8103203_200885644 |  | AD | node_8103203_200885643 | node_8103203_200885644 | 272.88 | bal_1P_2AC | 8103203 | no | no |  |  | no |  |  | 0 | 0 | 0 | 0
oh_line_8103203_200885645 |  | AD | node_8103203_200885644 | node_8103203_200885645 | 252.133 | bal_1P_2AC | 8103203 | no | no |  |  | no |  |  | 0 | 0 | 0 | 0
oh_line_8103203_200885646 |  | AD | node_8103203_200885645 | node_8103203_200885646 | 271.197 | bal_1P_2AC | 8103203 | no | no |  |  | no |  |  | 0 | 0 | 0 | 0
oh_line_8103203_200885647 |  | AD | node_8103203_200885646 | node_8103203_200885647 | 246.575 | bal_1P_2AC | 8103203 | no | no |  |  | no |  |  | 0 | 0 | 0 | 0
oh_line_8103203_200885648 |  | AD | node_8103203_200885647 | node_8103203_200885648 | 213.163 | bal_1P_1/0AA | 8103203 | no | no |  |  | no |  |  | 0 | 0 | 0 | 0
oh_line_8103203_200885649 |  | AD | node_8103203_200885648 | node_8103203_200885649 | 216.677 | bal_1P_1/0AA | 8103203 | no | no |  |  | no |  |  | 0 | 0 | 0 | 0
oh_line_8103203_200885650 |  | AD | node_8103203_200885649 | node_8103203_200885650 | 258.869 | bal_1P_4AC | 8103203 | no | no |  |  | no |  |  | 0 | 0 | 0 | 0
oh_line_8103203_200885651 |  | AD | node_8103203_200885650 | node_8103203_200885651 | 226.152 | bal_1P_1/0AA | 8103203 | no | no |  |  | no |  |  | 0 | 0 | 0 | 0
oh_line_8103203_200885652 |  | AD | node_8103203_200885650 | node_8103203_200885652 | 204.308 | bal_1P_4AC | 8103203 | no | no |  |  | no |  |  | 0 | 0 | 0 | 0
oh_line_8103203_200885653 |  | AD | node_8103203_200885652 | node_8103203_200885653 | 158.869 | bal_1P_4AC | 8103203 | no | no |  |  | no |  |  | 0 | 0 | 0 | 0
oh_line_8103203_200885654 |  | AD | node_8103203_200885653 | node_8103203_200885654 | 261.06 | bal_1P_4AC | 8103203 | no | no |  |  | no |  |  | 0 | 0 | 0 | 0
oh_line_8103203_200885656 |  | AD | node_8103203_200885654 | node_8103203_200885656 | 287.647 | bal_1P_4AC | 8103203 | no | no |  |  | no |  |  | 0 | 0 | 0 | 0
oh_line_8103203_200885657 |  | AD | node_8103203_200885656 | node_8103203_200885657 | 370.783 | bal_1P_4AC | 8103203 | no | no |  |  | no |  |  | 0 | 0 | 0 | 0
oh_line_8103203_200885659 |  | AD | node_8103203_200885641 | node_8103203_200885659 | 283.848 | bal_1P_4/0AA | 8103203 | no | no |  |  | no |  |  | 0 | 0 | 0 | 0
oh_line_8103203_200885660 |  | AD | node_8103203_200885657 | node_8103203_200885660 | 364.87 | bal_1P_4AC | 8103203 | no | no |  |  | no |  |  | 0 | 0 | 0 | 0
oh_line_8103203_200885661 |  | AD | node_8103203_200885660 | node_8103203_200885661 | 448.891 | bal_1P_4AC | 8103203 | no | no |  |  | no |  |  | 0 | 0 | 0 | 0
oh_line_8103203_200885662 |  | AD | node_8103203_200885661 | node_8103203_200885662 | 280.27 | bal_1P_4AC | 8103203 | no | no |  |  | no |  |  | 0 | 0 | 0 | 0
oh_line_8103203_200885663 |  | AD | node_8103203_200885662 | node_8103203_200885663 | 226.351 | bal_1P_4AC | 8103203 | no | no |  |  | no |  |  | 0 | 0 | 0 | 0
oh_line_8103203_200885664 |  | AD | node_8103203_200885663 | node_8103203_200885664 | 202.796 | bal_1P_4AC | 8103203 | no | no |  |  | no |  |  | 0 | 0 | 0 | 0
oh_line_8103203_200885666 |  | AD | node_8103203_200885664 | node_8103203_200885666 | 326.801 | bal_1P_4AC | 8103203 | no | no |  |  | no |  |  | 0 | 0 | 0 | 0
oh_line_8103203_200885667 |  | AD | node_8103203_200885666 | node_8103203_200885667 | 336.742 | bal_1P_4AC | 8103203 | no | no |  |  | no |  |  | 0 | 0 | 0 | 0
oh_line_8103203_200885668 |  | AD | node_8103203_200885667 | node_8103203_200885668 | 361.381 | bal_1P_4AC | 8103203 | no | no |  |  | no |  |  | 0 | 0 | 0 | 0
oh_line_8103203_200885669 |  | AD | node_8103203_200885668 | node_8103203_200885669 | 346.411 | bal_1P_4AC | 8103203 | no | no |  |  | no |  |  | 0 | 0 | 0 | 0
oh_line_8103203_200885670 |  | AD | node_8103203_200885669 | node_8103203_200885670 | 358.344 | bal_1P_4AC | 8103203 | no | no |  |  | no |  |  | 0 | 0 | 0 | 0
oh_line_8103203_200885671 |  | AD | node_8103203_200885670 | node_8103203_200885671 | 319.401 | bal_1P_4AC | 8103203 | no | no |  |  | no |  |  | 0 | 0 | 0 | 0
oh_line_8103203_200885672 |  | AD | node_8103203_200885671 | node_8103203_200885672 | 209.489 | bal_1P_1/0AA | 8103203 | no | no |  |  | no |  |  | 0 | 0 | 0 | 0
oh_line_8103203_200885673 |  | AD | node_8103203_200885659 | node_intto1_8103203_200885673 | 448.482 | bal_1P_4/0AA | 8103203 | no | no |  |  | no |  |  | 0 | 0 | 0 | 0
oh_line_8103203_200885674 |  | AD | node_8103203_200885673 | node_8103203_200885674 | 208.478 | bal_1P_1/0AA | 8103203 | no | no |  |  | no |  |  | 0 | 0 | 0 | 0
oh_line_8103203_200885675 |  | AD | node_8103203_200885674 | node_8103203_200885675 | 275.17 | bal_1P_1/0AA | 8103203 | no | no |  |  | no |  |  | 0 | 0 | 0 | 0
oh_line_8103203_200885676 |  | AD | node_8103203_200885671 | node_8103203_200885676 | 346.283 | bal_1P_4AC | 8103203 | no | no |  |  | no |  |  | 0 | 0 | 0 | 0
oh_line_8103203_200885677 |  | AD | node_8103203_200885676 | node_8103203_200885677 | 290.623 | bal_1P_4AC | 8103203 | no | no |  |  | no |  |  | 0 | 0 | 0 | 0
oh_line_8103203_200885678 |  | AD | node_8103203_200885677 | node_8103203_200885678 | 355.3 | bal_1P_4AC | 8103203 | no | no |  |  | no |  |  | 0 | 0 | 0 | 0
oh_line_8103203_200885679 |  | AD | node_8103203_200885678 | node_8103203_200885679 | 75.067 | bal_1P_1/0AA | 8103203 | no | no |  |  | no |  |  | 0 | 0 | 0 | 0
oh_line_8103203_200885681 |  | AD | node_8103203_200885678 | node_8103203_200885681 | 309.598 | bal_1P_4AC | 8103203 | no | no |  |  | no |  |  | 0 | 0 | 0 | 0
oh_line_8103203_200885682 |  | AD | node_8103203_200885681 | node_8103203_200885682 | 327.761 | bal_1P_4AC | 8103203 | no | no |  |  | no |  |  | 0 | 0 | 0 | 0
oh_line_8103203_200885683 |  | AD | node_8103203_200885682 | node_8103203_200885683 | 316.866 | bal_1P_4AC | 8103203 | no | no |  |  | no |  |  | 0 | 0 | 0 | 0
oh_line_8103203_200885684-1 |  | AD | node_8103203_200885683 | node_1387222_915_15469923_246 | 408.765 | bal_1P_4AC | 8103203 | no | no |  |  | no |  |  | 0 | 0 | 0 | 0
oh_line_8103203_200885684-2 |  | AD | node_1387222_915_15469923_246 | node_8103203_200885684 | 11.864 | bal_1P_4AC | 8103203 | no | no |  |  | no |  |  | 0 | 0 | 0 | 0
oh_line_8103203_200885685 |  | AD | node_8103203_200885684 | node_8103203_200885685 | 404.462 | bal_1P_4AC | 8103203 | no | no |  |  | no |  |  | 0 | 0 | 0 | 0
oh_line_8103203_200885686 |  | AD | node_8103203_200885685 | node_8103203_200885686 | 382.585 | bal_1P_4AC | 8103203 | no | no |  |  | no |  |  | 0 | 0 | 0 | 0
oh_line_8103203_200885688 |  | AD | node_8103203_200885686 | node_8103203_200885688 | 501.109 | bal_1P_4AC | 8103203 | no | no |  |  | no |  |  | 0 | 0 | 0 | 0
oh_line_8103203_200885690 |  | AD | node_8103203_200885688 | node_8103203_200885690 | 322.574 | bal_1P_4AC | 8103203 | no | no |  |  | no |  |  | 0 | 0 | 0 | 0
oh_line_8103203_200885691 |  | AD | node_8103203_200885690 | node_8103203_200885691 | 305.648 | bal_1P_4AC | 8103203 | no | no |  |  | no |  |  | 0 | 0 | 0 | 0
oh_line_8103203_200885692 |  | AD | node_8103203_200885691 | node_8103203_200885692 | 347.954 | bal_1P_4AC | 8103203 | no | no |  |  | no |  |  | 0 | 0 | 0 | 0
oh_line_8103203_200885693 |  | AD | node_8103203_200885692 | node_8103203_200885693 | 360.113 | bal_1P_4AC | 8103203 | no | no |  |  | no |  |  | 0 | 0 | 0 | 0
oh_line_8103203_200885694 |  | AD | node_8103203_200885693 | node_8103203_200885694 | 384.134 | bal_1P_4AC | 8103203 | no | no |  |  | no |  |  | 0 | 0 | 0 | 0
oh_line_8103203_200885695 |  | AD | node_8103203_200885694 | node_8103203_200885695 | 414.165 | bal_1P_4AC | 8103203 | no | no |  |  | no |  |  | 0 | 0 | 0 | 0
oh_line_8103203_200885696 |  | AD | node_8103203_200885695 | node_8103203_200885696 | 127.081 | bal_1P_4AC | 8103203 | no | no |  |  | no |  |  | 0 | 0 | 0 | 0
oh_line_8103203_200885697 |  | AD | node_8103203_200885696 | node_8103203_200885697 | 229.171 | bal_1P_4AC | 8103203 | no | no |  |  | no |  |  | 0 | 0 | 0 | 0
oh_line_8103203_200885698 |  | AD | node_8103203_200885697 | node_intto1_8103203_200885698 | 443.285 | bal_1P_4AC | 8103203 | no | no |  |  | no |  |  | 0 | 0 | 0 | 0
oh_line_8103203_200885699 |  | AD | node_8103203_200964263 | node_8103203_200885699 | 305.69 | bal_1P_4AC | 8103203 | no | no |  |  | no |  |  | 0 | 0 | 0 | 0
oh_line_8103203_200885700 |  | AD | node_8103203_200885699 | node_8103203_200885700 | 363.165 | bal_1P_4AC | 8103203 | no | no |  |  | no |  |  | 0 | 0 | 0 | 0
oh_line_8103203_200885703 |  | AD | node_8103203_200885700 | node_8103203_200885703 | 286.055 | bal_1P_2AC | 8103203 | no | no |  |  | no |  |  | 0 | 0 | 0 | 0
oh_line_8103203_200885704 |  | AD | node_8103203_200885703 | node_8103203_200885704 | 299.661 | bal_1P_2AC | 8103203 | no | no |  |  | no |  |  | 0 | 0 | 0 | 0
oh_line_8103203_200885708 |  | AD | node_8103203_200885708 | node_1397142_116_15462185_658 | 294.828 | bal_1P_1/0AA | 8103203 | no | no |  |  | no |  |  | 0 | 0 | 0 | 0
oh_line_8103203_200885709 |  | AD | node_8103203_200885709 | node_intto1_8103203_200885708 | 205.755 | bal_1P_1/0AA | 8103203 | no | no |  |  | no |  |  | 0 | 0 | 0 | 0
oh_line_8103203_200885710 |  | AD | node_8103203_200885710 | node_8103203_200883058 | 242.233 | bal_1P_1/0AA | 8103203 | no | no |  |  | no |  |  | 0 | 0 | 0 | 0
oh_line_8103203_200885711 |  | AD | node_8103203_200885711 | node_8103203_200885710 | 290.506 | bal_1P_1/0AA | 8103203 | no | no |  |  | no |  |  | 0 | 0 | 0 | 0
oh_line_8103203_200885712 |  | AD | node_8103203_200885712 | node_8103203_200885711 | 305.123 | bal_1P_1/0AA | 8103203 | no | no |  |  | no |  |  | 0 | 0 | 0 | 0
oh_line_8103203_200885713-1 |  | AD | node_8103203_312008704 | node_8103203_200885713 | 194.39 | bal_1P_1/0AA | 8103203 | no | no |  |  | no |  |  | 0 | 0 | 0 | 0
oh_line_8103203_200885713-2 |  | AD | node_8103203_200885713 | node_8103203_200885712 | 312.976 | bal_1P_1/0AA | 8103203 | no | no |  |  | no |  |  | 0 | 0 | 0 | 0
oh_line_8103203_200885714 |  | AN | node_8103203_200885842 | node_8103203_200885714 | 101.33 | bal_1P_DELTACUST | 8103203 | no | no |  |  | no |  |  | 0 | 0 | 0 | 0
oh_line_8103203_200885716 |  | AD | node_8103203_200885673 | node_8103203_200885716 | 202.182 | bal_1P_2AC | 8103203 | no | no |  |  | no |  |  | 0 | 0 | 0 | 0
oh_line_8103203_200885717 |  | AD | node_8103203_200885716 | node_8103203_200885717 | 263.986 | bal_1P_2AC | 8103203 | no | no |  |  | no |  |  | 0 | 0 | 0 | 0
oh_line_8103203_200885718 |  | AD | node_8103203_200885717 | node_intto1_8103203_200885718 | 262.567 | bal_1P_2AC | 8103203 | no | no |  |  | no |  |  | 0 | 0 | 0 | 0
oh_line_8103203_200885719 |  | AD | node_8103203_200885718 | node_8103203_200885719 | 232.681 | bal_1P_2AC | 8103203 | no | no |  |  | no |  |  | 0 | 0 | 0 | 0
oh_line_8103203_200885721 |  | AD | node_8103203_200885719 | node_8103203_200885721 | 306.331 | bal_1P_2AC | 8103203 | no | no |  |  | no |  |  | 0 | 0 | 0 | 0
oh_line_8103203_200885723 |  | AD | node_8103203_200885721 | node_8103203_200885723 | 336.308 | bal_1P_2AC | 8103203 | no | no |  |  | no |  |  | 0 | 0 | 0 | 0
oh_line_8103203_200885725 |  | AD | node_8103203_200885723 | node_8103203_200885725 | 340.454 | bal_1P_2AC | 8103203 | no | no |  |  | no |  |  | 0 | 0 | 0 | 0
oh_line_8103203_200885727 |  | AD | node_8103203_200885725 | node_8103203_200885727 | 196.071 | bal_1P_2AC | 8103203 | no | no |  |  | no |  |  | 0 | 0 | 0 | 0
oh_line_8103203_200885729 |  | AD | node_8103203_200885727 | node_8103203_200885729 | 196.058 | bal_1P_2AC | 8103203 | no | no |  |  | no |  |  | 0 | 0 | 0 | 0
oh_line_8103203_200885730 |  | AD | node_8103203_200885729 | node_8103203_200885730 | 202.015 | bal_1P_2AC | 8103203 | no | no |  |  | no |  |  | 0 | 0 | 0 | 0
oh_line_8103203_200885732 |  | AD | node_8103203_200965631 | node_8103203_200885732 | 288.337 | bal_1P_2AC | 8103203 | no | no |  |  | no |  |  | 0 | 0 | 0 | 0
oh_line_8103203_200885734 |  | AD | node_8103203_200885732 | node_8103203_200885734 | 225.822 | bal_1P_1/0AA | 8103203 | no | no |  |  | no |  |  | 0 | 0 | 0 | 0
oh_line_8103203_200885735 |  | AD | node_8103203_200885734 | node_8103203_200885735 | 232.586 | bal_1P_1/0AA | 8103203 | no | no |  |  | no |  |  | 0 | 0 | 0 | 0
oh_line_8103203_200885736 |  | AD | node_8103203_200885735 | node_8103203_200885736 | 303.594 | bal_1P_1/0AA | 8103203 | no | no |  |  | no |  |  | 0 | 0 | 0 | 0
oh_line_8103203_200885737 |  | AD | node_8103203_200885736 | node_8103203_200885737 | 307.122 | bal_1P_1/0AA | 8103203 | no | no |  |  | no |  |  | 0 | 0 | 0 | 0
oh_line_8103203_200885738 |  | AD | node_8103203_200885737 | node_8103203_200885738 | 308.486 | bal_1P_1/0AA | 8103203 | no | no |  |  | no |  |  | 0 | 0 | 0 | 0
oh_line_8103203_200885739 |  | AD | node_8103203_200885738 | node_8103203_200885739 | 270.437 | bal_1P_1/0AA | 8103203 | no | no |  |  | no |  |  | 0 | 0 | 0 | 0
oh_line_8103203_200885740 |  | AD | node_8103203_200885739 | node_8103203_200885740 | 275.443 | bal_1P_1/0AA | 8103203 | no | no |  |  | no |  |  | 0 | 0 | 0 | 0
oh_line_8103203_200885741 |  | AD | node_8103203_200885740 | node_8103203_200885741 | 285.714 | bal_1P_1/0AA | 8103203 | no | no |  |  | no |  |  | 0 | 0 | 0 | 0
oh_line_8103203_200885742 |  | AD | node_8103203_200885741 | node_8103203_200885742 | 269.194 | bal_1P_1/0AA | 8103203 | no | no |  |  | no |  |  | 0 | 0 | 0 | 0
oh_line_8103203_200885743 |  | AD | node_8103203_200885742 | node_8103203_200885743 | 280.065 | bal_1P_1/0AA | 8103203 | no | no |  |  | no |  |  | 0 | 0 | 0 | 0
oh_line_8103203_200885745 |  | AD | node_8103203_200885743 | node_8103203_200885745 | 274.729 | bal_1P_1/0AA | 8103203 | no | no |  |  | no |  |  | 0 | 0 | 0 | 0
oh_line_8103203_200885747 |  | AD | node_8103203_200885745 | node_8103203_200885747 | 314.404 | bal_1P_1/0AA | 8103203 | no | no |  |  | no |  |  | 0 | 0 | 0 | 0
oh_line_8103203_200885748 |  | AD | node_8103203_200885747 | node_8103203_200885748 | 303.921 | bal_1P_1/0AA | 8103203 | no | no |  |  | no |  |  | 0 | 0 | 0 | 0
oh_line_8103203_200885749 |  | AD | node_8103203_200885748 | node_8103203_200885749 | 299.915 | bal_1P_1/0AA | 8103203 | no | no |  |  | no |  |  | 0 | 0 | 0 | 0
oh_line_8103203_200885750 |  | AD | node_8103203_200885749 | node_8103203_200885750 | 55.238 | bal_1P_1/0AA | 8103203 | no | no |  |  | no |  |  | 0 | 0 | 0 | 0
oh_line_8103203_200885752 |  | AD | node_8103203_200885750 | node_8103203_200885752 | 367.806 | bal_1P_1/0AA | 8103203 | no | no |  |  | no |  |  | 0 | 0 | 0 | 0
oh_line_8103203_200885753 |  | AD | node_8103203_200885752 | node_8103203_200885753 | 349.157 | bal_1P_1/0AA | 8103203 | no | no |  |  | no |  |  | 0 | 0 | 0 | 0
oh_line_8103203_200885755 |  | AD | node_8103203_200885753 | node_8103203_200885755 | 257.178 | bal_1P_1/0AA | 8103203 | no | no |  |  | no |  |  | 0 | 0 | 0 | 0
oh_line_8103203_200885756 |  | AD | node_8103203_200885755 | node_8103203_200885756 | 337.929 | bal_1P_1/0AA | 8103203 | no | no |  |  | no |  |  | 0 | 0 | 0 | 0
oh_line_8103203_200885758 |  | AD | node_8103203_200885756 | node_8103203_200885758 | 303.341 | bal_1P_1/0AA | 8103203 | no | no |  |  | no |  |  | 0 | 0 | 0 | 0
oh_line_8103203_200885759 |  | AD | node_8103203_200885758 | node_8103203_200885759 | 352.29 | bal_1P_1/0AA | 8103203 | no | no |  |  | no |  |  | 0 | 0 | 0 | 0
oh_line_8103203_200885760 |  | AD | node_8103203_200885759 | node_8103203_200885760 | 363.22 | bal_1P_1/0AA | 8103203 | no | no |  |  | no |  |  | 0 | 0 | 0 | 0
oh_line_8103203_200885761 |  | AD | node_8103203_200885760 | node_8103203_200885761 | 261.491 | bal_1P_1/0AA | 8103203 | no | no |  |  | no |  |  | 0 | 0 | 0 | 0
oh_line_8103203_200885762 |  | AD | node_8103203_200885761 | node_8103203_200885762 | 274.51 | bal_1P_1/0AA | 8103203 | no | no |  |  | no |  |  | 0 | 0 | 0 | 0
oh_line_8103203_200885763 |  | AD | node_8103203_200885762 | node_8103203_200885763 | 241.152 | bal_1P_1/0AA | 8103203 | no | no |  |  | no |  |  | 0 | 0 | 0 | 0
oh_line_8103203_200885764 |  | AD | node_8103203_200885763 | node_8103203_200885764 | 325.812 | bal_1P_1/0AA | 8103203 | no | no |  |  | no |  |  | 0 | 0 | 0 | 0
oh_line_8103203_200885765 |  | AD | node_8103203_200885764 | node_8103203_200885765 | 314.489 | bal_1P_1/0AA | 8103203 | no | no |  |  | no |  |  | 0 | 0 | 0 | 0
oh_line_8103203_200885766 |  | AD | node_8103203_200885765 | node_8103203_200885766 | 32.291 | bal_1P_1/0AA | 8103203 | no | no |  |  | no |  |  | 0 | 0 | 0 | 0
oh_line_8103203_200885767 |  | AD | node_8103203_200885766 | node_intto1_8103203_200885767 | 267.992 | bal_1P_3-128CW | 8103203 | no | no |  |  | no |  |  | 0 | 0 | 0 | 0
oh_line_8103203_200885768 |  | AD | node_8103203_200885767 | node_8103203_200885768 | 238.035 | bal_1P_3-128CW | 8103203 | no | no |  |  | no |  |  | 0 | 0 | 0 | 0
oh_line_8103203_200885769 |  | AD | node_8103203_200885768 | node_8103203_200885769 | 237.357 | bal_1P_3-128CW | 8103203 | no | no |  |  | no |  |  | 0 | 0 | 0 | 0
oh_line_8103203_200885770 |  | AD | node_8103203_200885769 | node_8103203_200885770 | 343.335 | bal_1P_3-128CW | 8103203 | no | no |  |  | no |  |  | 0 | 0 | 0 | 0
oh_line_8103203_200885771 |  | AD | node_8103203_200885770 | node_8103203_200885771 | 222.285 | bal_1P_3-128CW | 8103203 | no | no |  |  | no |  |  | 0 | 0 | 0 | 0
oh_line_8103203_200885772 |  | AD | node_8103203_200885771 | node_8103203_200885772 | 222.346 | bal_1P_3-128CW | 8103203 | no | no |  |  | no |  |  | 0 | 0 | 0 | 0
oh_line_8103203_200885773 |  | AD | node_8103203_200885772 | node_8103203_200885773 | 277.429 | bal_1P_3-128CW | 8103203 | no | no |  |  | no |  |  | 0 | 0 | 0 | 0
oh_line_8103203_200885774 |  | AD | node_8103203_200885773 | node_8103203_200885774 | 211.429 | bal_1P_3-128CW | 8103203 | no | no |  |  | no |  |  | 0 | 0 | 0 | 0
oh_line_8103203_200885775 |  | AD | node_8103203_200885774 | node_8103203_200885775 | 192.517 | bal_1P_3-128CW | 8103203 | no | no |  |  | no |  |  | 0 | 0 | 0 | 0
oh_line_8103203_200885776 |  | AD | node_8103203_200885775 | node_8103203_200885776 | 203.279 | bal_1P_3-128CW | 8103203 | no | no |  |  | no |  |  | 0 | 0 | 0 | 0
oh_line_8103203_200885777 |  | AD | node_8103203_200885776 | node_8103203_200885777 | 203.341 | bal_1P_3-128CW | 8103203 | no | no |  |  | no |  |  | 0 | 0 | 0 | 0
oh_line_8103203_200885778 |  | AD | node_8103203_200885777 | node_8103203_200885778 | 202.559 | bal_1P_3-128CW | 8103203 | no | no |  |  | no |  |  | 0 | 0 | 0 | 0
oh_line_8103203_200885780 |  | AD | node_8103203_200885778 | node_8103203_200885780 | 327.898 | bal_1P_3-128CW | 8103203 | no | no |  |  | no |  |  | 0 | 0 | 0 | 0
oh_line_8103203_200885781 |  | AD | node_8103203_200885780 | node_8103203_200885781 | 188.622 | bal_1P_3-128CW | 8103203 | no | no |  |  | no |  |  | 0 | 0 | 0 | 0
oh_line_8103203_200885782 |  | AD | node_8103203_200885781 | node_8103203_200885782 | 184.726 | bal_1P_3-128CW | 8103203 | no | no |  |  | no |  |  | 0 | 0 | 0 | 0
oh_line_8103203_200885783 |  | AD | node_8103203_200885782 | node_8103203_200885783 | 200.433 | bal_1P_3-128CW | 8103203 | no | no |  |  | no |  |  | 0 | 0 | 0 | 0
oh_line_8103203_200885784 |  | AD | node_8103203_200885783 | node_8103203_200885784 | 240.375 | bal_1P_3-128CW | 8103203 | no | no |  |  | no |  |  | 0 | 0 | 0 | 0
oh_line_8103203_200885785 |  | AD | node_8103203_200885784 | node_8103203_200885785 | 234.055 | bal_1P_3-128CW | 8103203 | no | no |  |  | no |  |  | 0 | 0 | 0 | 0
oh_line_8103203_200885786 |  | AD | node_8103203_200885785 | node_8103203_200885786 | 329.992 | bal_1P_3-128CW | 8103203 | no | no |  |  | no |  |  | 0 | 0 | 0 | 0
oh_line_8103203_200885788 |  | AD | node_8103203_200985555 | node_8103203_200885788 | 279.517 | bal_1P_3-128CW | 8103203 | no | no |  |  | no |  |  | 0 | 0 | 0 | 0
oh_line_8103203_200885789 |  | AD | node_8103203_200885788 | node_8103203_200885789 | 271.478 | bal_1P_3-128CW | 8103203 | no | no |  |  | no |  |  | 0 | 0 | 0 | 0
oh_line_8103203_200885790 |  | AD | node_8103203_200885789 | node_8103203_200885790 | 312.003 | bal_1P_3-128CW | 8103203 | no | no |  |  | no |  |  | 0 | 0 | 0 | 0
oh_line_8103203_200885791 |  | AD | node_8103203_200885790 | node_8103203_200885791 | 185.367 | bal_1P_3-128CW | 8103203 | no | no |  |  | no |  |  | 0 | 0 | 0 | 0
oh_line_8103203_200885792 |  | AD | node_8103203_200885791 | node_8103203_200885792 | 227.106 | bal_1P_3-128CW | 8103203 | no | no |  |  | no |  |  | 0 | 0 | 0 | 0
oh_line_8103203_200885793 |  | AD | node_8103203_200885792 | node_8103203_200885793 | 331.846 | bal_1P_3-128CW | 8103203 | no | no |  |  | no |  |  | 0 | 0 | 0 | 0
oh_line_8103203_200885794 |  | AD | node_8103203_200885793 | node_intto1_8103203_200885794 | 229.277 | bal_1P_3-128CW | 8103203 | no | no |  |  | no |  |  | 0 | 0 | 0 | 0
oh_line_8103203_200885795 |  | AD | node_8103203_200885794 | node_8103203_200885795 | 228.649 | bal_1P_3-128CW | 8103203 | no | no |  |  | no |  |  | 0 | 0 | 0 | 0
oh_line_8103203_200885796 |  | AD | node_8103203_200885795 | node_8103203_200885796 | 232.095 | bal_1P_3-128CW | 8103203 | no | no |  |  | no |  |  | 0 | 0 | 0 | 0
oh_line_8103203_200885797 |  | AD | node_8103203_200885796 | node_intto1_8103203_200885797 | 219.71 | bal_1P_3-128CW | 8103203 | no | no |  |  | no |  |  | 0 | 0 | 0 | 0
oh_line_8103203_200885798 |  | AD | node_8103203_200885797 | node_8103203_200885798 | 180.06 | bal_1P_3-128CW | 8103203 | no | no |  |  | no |  |  | 0 | 0 | 0 | 0
oh_line_8103203_200885799 |  | AD | node_8103203_200885798 | node_8103203_200885799 | 184.539 | bal_1P_3-128CW | 8103203 | no | no |  |  | no |  |  | 0 | 0 | 0 | 0
oh_line_8103203_200885800 |  | AD | node_8103203_200885799 | node_8103203_200885800 | 218.154 | bal_1P_3-128CW | 8103203 | no | no |  |  | no |  |  | 0 | 0 | 0 | 0
oh_line_8103203_200885801 |  | AD | node_8103203_200885800 | node_8103203_200885801 | 198.583 | bal_1P_3-128CW | 8103203 | no | no |  |  | no |  |  | 0 | 0 | 0 | 0
oh_line_8103203_200885802 |  | AD | node_8103203_200885801 | node_8103203_200885802 | 220.318 | bal_1P_3-128CW | 8103203 | no | no |  |  | no |  |  | 0 | 0 | 0 | 0
oh_line_8103203_200885803 |  | AD | node_8103203_200885802 | node_8103203_200885803 | 218.683 | bal_1P_3-128CW | 8103203 | no | no |  |  | no |  |  | 0 | 0 | 0 | 0
oh_line_8103203_200885804 |  | AD | node_8103203_200885803 | node_8103203_200885804 | 406.811 | bal_1P_3-128CW | 8103203 | no | no |  |  | no |  |  | 0 | 0 | 0 | 0
oh_line_8103203_200885805 |  | AD | node_8103203_200885804 | node_8103203_200885805 | 218.246 | bal_1P_3-128CW | 8103203 | no | no |  |  | no |  |  | 0 | 0 | 0 | 0
oh_line_8103203_200885806 |  | AD | node_8103203_200885805 | node_8103203_200885806 | 250.12 | bal_1P_3-128CW | 8103203 | no | no |  |  | no |  |  | 0 | 0 | 0 | 0
oh_line_8103203_200885807 |  | AD | node_8103203_200907065 | node_8103203_200885807 | 102.81 | bal_1P_2AC | 8103203 | no | no |  |  | no |  |  | 0 | 0 | 0 | 0
oh_line_8103203_200885808 |  | AD | node_8103203_200885807 | node_8103203_200885808 | 338.133 | bal_1P_2AC | 8103203 | no | no |  |  | no |  |  | 0 | 0 | 0 | 0
oh_line_8103203_200885809 |  | AD | node_8103203_200907065 | node_8103203_200885809 | 345.451 | bal_1P_3-128CW | 8103203 | no | no |  |  | no |  |  | 0 | 0 | 0 | 0
oh_line_8103203_200885810 |  | AD | node_8103203_200885809 | node_8103203_200885810 | 413.838 | bal_1P_2AC | 8103203 | no | no |  |  | no |  |  | 0 | 0 | 0 | 0
oh_line_8103203_200885811 |  | AD | node_8103203_200885806 | node_8103203_200885811 | 249.664 | bal_1P_3-128CW | 8103203 | no | no |  |  | no |  |  | 0 | 0 | 0 | 0
oh_line_8103203_200885814 |  | AD | node_8103203_200885811 | node_8103203_200885814 | 421.672 | bal_1P_3-128CW | 8103203 | no | no |  |  | no |  |  | 0 | 0 | 0 | 0
oh_line_8103203_200885815 |  | AD | node_8103203_200885814 | node_8103203_200885815 | 209.339 | bal_1P_3-128CW | 8103203 | no | no |  |  | no |  |  | 0 | 0 | 0 | 0
oh_line_8103203_200885816 |  | AD | node_8103203_200885815 | node_8103203_200885816 | 244.977 | bal_1P_3-128CW | 8103203 | no | no |  |  | no |  |  | 0 | 0 | 0 | 0
oh_line_8103203_200885817 |  | AD | node_8103203_200885816 | node_8103203_200885817 | 342.069 | bal_1P_3-128CW | 8103203 | no | no |  |  | no |  |  | 0 | 0 | 0 | 0
oh_line_8103203_200885818 |  | AD | node_8103203_200885817 | node_8103203_200885818 | 133.25 | bal_1P_3-128CW | 8103203 | no | no |  |  | no |  |  | 0 | 0 | 0 | 0
oh_line_8103203_200885820-1 |  | AD | node_1391276_834_15482252_877 | node_8103203_200885820 | 6.722 | bal_1P_3-128CW | 8103203 | no | no |  |  | no |  |  | 0 | 0 | 0 | 0
oh_line_8103203_200885820-2 |  | AD | node_8103203_200885818 | node_1391276_834_15482252_877 | 297.68 | bal_1P_3-128CW | 8103203 | no | no |  |  | no |  |  | 0 | 0 | 0 | 0
oh_line_8103203_200885821 |  | AD | node_8103203_200885820 | node_8103203_200885821 | 415.056 | bal_1P_3-128CW | 8103203 | no | no |  |  | no |  |  | 0 | 0 | 0 | 0
oh_line_8103203_200885822 |  | AD | node_8103203_200885821 | node_8103203_200885822 | 361.761 | bal_1P_3-128CW | 8103203 | no | no |  |  | no |  |  | 0 | 0 | 0 | 0
oh_line_8103203_200885823 |  | AD | node_8103203_200885822 | node_8103203_200885823 | 214.646 | bal_1P_2AC | 8103203 | no | no |  |  | no |  |  | 0 | 0 | 0 | 0
oh_line_8103203_200885825 |  | AD | node_8103203_200957020 | node_8103203_200885825 | 383.919 | bal_1P_3-128CW | 8103203 | no | no |  |  | no |  |  | 0 | 0 | 0 | 0
oh_line_8103203_200885826 |  | AD | node_8103203_200885825 | node_8103203_200885826 | 226.977 | bal_1P_2AC | 8103203 | no | no |  |  | no |  |  | 0 | 0 | 0 | 0
oh_line_8103203_200885827 |  | AD | node_8103203_200885825 | node_8103203_200885827 | 143.878 | bal_1P_2AC | 8103203 | no | no |  |  | no |  |  | 0 | 0 | 0 | 0
oh_line_8103203_200885828 |  | AD | node_8103203_200885827 | node_8103203_200885828 | 85.639 | bal_1P_2AC | 8103203 | no | no |  |  | no |  |  | 0 | 0 | 0 | 0
oh_line_8103203_200885829 |  | AD | node_8103203_200885822 | node_8103203_200885829 | 225.495 | bal_1P_3-104CW | 8103203 | no | no |  |  | no |  |  | 0 | 0 | 0 | 0
oh_line_8103203_200885830 |  | AD | node_8103203_200885829 | node_8103203_200885830 | 278.755 | bal_1P_3-104CW | 8103203 | no | no |  |  | no |  |  | 0 | 0 | 0 | 0
oh_line_8103203_200885831 |  | AD | node_8103203_200885830 | node_8103203_200885831 | 215.514 | bal_1P_3-104CW | 8103203 | no | no |  |  | no |  |  | 0 | 0 | 0 | 0
oh_line_8103203_200885832 |  | AD | node_8103203_200885831 | node_8103203_200885832 | 219.299 | bal_1P_3-104CW | 8103203 | no | no |  |  | no |  |  | 0 | 0 | 0 | 0
oh_line_8103203_200885833 |  | AD | node_8103203_200885832 | node_8103203_200885833 | 287.131 | bal_1P_3-104CW | 8103203 | no | no |  |  | no |  |  | 0 | 0 | 0 | 0
oh_line_8103203_200885834 |  | AD | node_8103203_200885833 | node_8103203_200885834 | 285.378 | bal_1P_1/0AA | 8103203 | no | no |  |  | no |  |  | 0 | 0 | 0 | 0
oh_line_8103203_200885835 |  | AD | node_8103203_312089164 | node_8103203_200885835 | 289.167 | bal_1P_1/0AA | 8103203 | no | no |  |  | no |  |  | 0 | 0 | 0 | 0
oh_line_8103203_200885836 |  | AD | node_8103203_200885835 | node_8103203_200885836 | 291.187 | bal_1P_1/0AA | 8103203 | no | no |  |  | no |  |  | 0 | 0 | 0 | 0
oh_line_8103203_200885837 |  | AD | node_8103203_312089165 | node_8103203_200885837 | 287.244 | bal_1P_1/0AA | 8103203 | no | no |  |  | no |  |  | 0 | 0 | 0 | 0
oh_line_8103203_200885838 |  | AD | node_8103203_312089166 | node_8103203_200885838 | 285.279 | bal_1P_1/0AA | 8103203 | no | no |  |  | no |  |  | 0 | 0 | 0 | 0
oh_line_8103203_200885839 |  | AD | node_8103203_200885838 | node_8103203_200885839 | 294.145 | bal_1P_1/0AA | 8103203 | no | no |  |  | no |  |  | 0 | 0 | 0 | 0
oh_line_8103203_200885840 |  | AD | node_8103203_200885840 | node_1389738_809_15486887_308 | 211.287 | bal_1P_1/0AA | 8103203 | no | no |  |  | no |  |  | 0 | 0 | 0 | 0
oh_line_8103203_200885842-1 |  | AD | node_8103203_200885842 | node_8103203_200885840 | 201.315 | bal_1P_1/0AA | 8103203 | no | no |  |  | no |  |  | 0 | 0 | 0 | 0
oh_line_8103203_200885842-2 |  | AD | node_8103203_200885839 | node_8103203_200885842 | 289.11 | bal_1P_1/0AA | 8103203 | no | no |  |  | no |  |  | 0 | 0 | 0 | 0
oh_line_8103203_200885843 |  | AD | node_8103203_312089167 | node_8103203_200885843 | 300.369 | bal_1P_1/0AA | 8103203 | no | no |  |  | no |  |  | 0 | 0 | 0 | 0
oh_line_8103203_200885844 |  | AD | node_8103203_200885843 | node_intto1_8103203_200885844 | 283.75 | bal_1P_1/0AA | 8103203 | no | no |  |  | no |  |  | 0 | 0 | 0 | 0
oh_line_8103203_200885845 |  | AD | node_8103203_200885844 | node_8103203_200885845 | 286.835 | bal_1P_1/0AA | 8103203 | no | no |  |  | no |  |  | 0 | 0 | 0 | 0
oh_line_8103203_200885846 |  | AD | node_8103203_200885845 | node_8103203_200885846 | 424.825 | bal_1P_3-104CW | 8103203 | no | no |  |  | no |  |  | 0 | 0 | 0 | 0
oh_line_8103203_200885847 |  | AD | node_8103203_200885846 | node_8103203_200885847 | 498.213 | bal_1P_3-104CW | 8103203 | no | no |  |  | no |  |  | 0 | 0 | 0 | 0
oh_line_8103203_200885848 |  | AD | node_8103203_200885847 | node_8103203_200885848 | 418.732 | bal_1P_3-104CW | 8103203 | no | no |  |  | no |  |  | 0 | 0 | 0 | 0
oh_line_8103203_200885849 |  | AD | node_8103203_200885848 | node_8103203_200885849 | 343.701 | bal_1P_3-104CW | 8103203 | no | no |  |  | no |  |  | 0 | 0 | 0 | 0
oh_line_8103203_200885850 |  | AD | node_8103203_200885849 | node_8103203_200885850 | 361.819 | bal_1P_3-104CW | 8103203 | no | no |  |  | no |  |  | 0 | 0 | 0 | 0
oh_line_8103203_200885851 |  | AD | node_8103203_200885850 | node_8103203_200885851 | 430.387 | bal_1P_3-104CW | 8103203 | no | no |  |  | no |  |  | 0 | 0 | 0 | 0
oh_line_8103203_200885852 |  | AD | node_8103203_200885851 | node_8103203_200885852 | 168.358 | bal_1P_3-104CW | 8103203 | no | no |  |  | no |  |  | 0 | 0 | 0 | 0
oh_line_8103203_200885853 |  | AD | node_8103203_200885852 | node_8103203_200885853 | 376.493 | bal_1P_8DCW | 8103203 | no | no |  |  | no |  |  | 0 | 0 | 0 | 0
oh_line_8103203_200885854 |  | AD | node_8103203_200885853 | node_intto1_8103203_200885854 | 536.649 | bal_1P_8DCW | 8103203 | no | no |  |  | no |  |  | 0 | 0 | 0 | 0
oh_line_8103203_200885855 |  | AD | node_8103203_200885854 | node_8103203_200885855 | 432.096 | bal_1P_8DCW | 8103203 | no | no |  |  | no |  |  | 0 | 0 | 0 | 0
oh_line_8103203_200885856 |  | AD | node_8103203_200885852 | node_intto1_8103203_200885856 | 165.358 | bal_1P_1/0AA | 8103203 | no | no |  |  | no |  |  | 0 | 0 | 0 | 0
oh_line_8103203_200885857 |  | AD | node_8103203_200885852 | node_8103203_200885857 | 418.97 | bal_1P_3-104CW | 8103203 | no | no |  |  | no |  |  | 0 | 0 | 0 | 0
oh_line_8103203_200885858 |  | AD | node_8103203_200885857 | node_8103203_200885858 | 366.183 | bal_1P_3-104CW | 8103203 | no | no |  |  | no |  |  | 0 | 0 | 0 | 0
oh_line_8103203_200885859 |  | AD | node_8103203_200885858 | node_8103203_200885859 | 392.848 | bal_1P_3-104CW | 8103203 | no | no |  |  | no |  |  | 0 | 0 | 0 | 0
oh_line_8103203_200885860 |  | AD | node_8103203_200885859 | node_8103203_200885860 | 415.142 | bal_1P_3-104CW | 8103203 | no | no |  |  | no |  |  | 0 | 0 | 0 | 0
oh_line_8103203_200885861 |  | AD | node_8103203_200885860 | node_8103203_200885861 | 335.752 | bal_1P_3-104CW | 8103203 | no | no |  |  | no |  |  | 0 | 0 | 0 | 0
oh_line_8103203_200885862 |  | AD | node_8103203_200885861 | node_8103203_200885862 | 408.547 | bal_1P_3-104CW | 8103203 | no | no |  |  | no |  |  | 0 | 0 | 0 | 0
oh_line_8103203_200885864 |  | AD | node_8103203_200885862 | node_8103203_200885864 | 370.47 | bal_1P_3-104CW | 8103203 | no | no |  |  | no |  |  | 0 | 0 | 0 | 0
oh_line_8103203_200885865 |  | AD | node_8103203_200885864 | node_8103203_200885865 | 258.084 | bal_1P_3-104CW | 8103203 | no | no |  |  | no |  |  | 0 | 0 | 0 | 0
oh_line_8103203_200885866 |  | AD | node_8103203_200885865 | node_8103203_200885866 | 345.335 | bal_1P_3-104CW | 8103203 | no | no |  |  | no |  |  | 0 | 0 | 0 | 0
oh_line_8103203_200885867 |  | AD | node_8103203_200885866 | node_8103203_200885867 | 380.722 | bal_1P_3-104CW | 8103203 | no | no |  |  | no |  |  | 0 | 0 | 0 | 0
oh_line_8103203_200885868 |  | AN | node_8103203_200885921 | node_intto1_8103203_200885868 | 1518.891 | bal_1P_DELTACUST | 8103203 | no | no |  |  | no |  |  | 0 | 0 | 0 | 0
oh_line_8103203_200885869 |  | AD | node_8103203_200885606 | node_intto1_8103203_200885869 | 246.858 | bal_1P_4CU | 8103203 | no | no |  |  | no |  |  | 0 | 0 | 0 | 0
oh_line_8103203_200885870 |  | AD | node_8103203_200885869 | node_8103203_200885870 | 186.586 | bal_1P_4CU | 8103203 | no | no |  |  | no |  |  | 0 | 0 | 0 | 0
oh_line_8103203_200885871 |  | AD | node_8103203_200885870 | node_8103203_200885871 | 329.404 | bal_1P_4CU | 8103203 | no | no |  |  | no |  |  | 0 | 0 | 0 | 0
oh_line_8103203_200885872 |  | AD | node_8103203_200885871 | node_8103203_200885872 | 311.037 | bal_1P_4CU | 8103203 | no | no |  |  | no |  |  | 0 | 0 | 0 | 0
oh_line_8103203_200885873 |  | AD | node_8103203_200885872 | node_8103203_200885873 | 311.206 | bal_1P_4CU | 8103203 | no | no |  |  | no |  |  | 0 | 0 | 0 | 0
oh_line_8103203_200885874 |  | AD | node_8103203_200885873 | node_8103203_200885874 | 310.207 | bal_1P_4CU | 8103203 | no | no |  |  | no |  |  | 0 | 0 | 0 | 0
oh_line_8103203_200885875 |  | AD | node_8103203_200885874 | node_8103203_200885875 | 306.138 | bal_1P_4CU | 8103203 | no | no |  |  | no |  |  | 0 | 0 | 0 | 0
oh_line_8103203_200885876 |  | AD | node_8103203_200885875 | node_8103203_200885876 | 250.885 | bal_1P_4CU | 8103203 | no | no |  |  | no |  |  | 0 | 0 | 0 | 0
oh_line_8103203_200885877 |  | AD | node_8103203_200885876 | node_8103203_200885877 | 224.437 | bal_1P_4CU | 8103203 | no | no |  |  | no |  |  | 0 | 0 | 0 | 0
oh_line_8103203_200885879 |  | AD | node_8103203_200885877 | node_8103203_200885879 | 268.368 | bal_1P_4CU | 8103203 | no | no |  |  | no |  |  | 0 | 0 | 0 | 0
oh_line_8103203_200885880 |  | AD | node_8103203_200885879 | node_8103203_200885880 | 263.767 | bal_1P_4CU | 8103203 | no | no |  |  | no |  |  | 0 | 0 | 0 | 0
oh_line_8103203_200885881 |  | AD | node_8103203_200885880 | node_8103203_200885881 | 368.11 | bal_1P_4CU | 8103203 | no | no |  |  | no |  |  | 0 | 0 | 0 | 0
oh_line_8103203_200885882 |  | AD | node_8103203_200885881 | node_8103203_200885882 | 327.712 | bal_1P_4CU | 8103203 | no | no |  |  | no |  |  | 0 | 0 | 0 | 0
oh_line_8103203_200885883 |  | AD | node_8103203_200885882 | node_8103203_200885883 | 273.114 | bal_1P_2AC | 8103203 | no | no |  |  | no |  |  | 0 | 0 | 0 | 0
oh_line_8103203_200885884 |  | AD | node_8103203_200885883 | node_8103203_200885884 | 350.891 | bal_1P_2AC | 8103203 | no | no |  |  | no |  |  | 0 | 0 | 0 | 0
oh_line_8103203_200885886 |  | AD | node_8103203_200885884 | node_8103203_200885886 | 342.336 | bal_1P_2AC | 8103203 | no | no |  |  | no |  |  | 0 | 0 | 0 | 0
oh_line_8103203_200885887 |  | AD | node_8103203_200885886 | node_8103203_200885887 | 370.77 | bal_1P_2AC | 8103203 | no | no |  |  | no |  |  | 0 | 0 | 0 | 0
oh_line_8103203_200885889 |  | AD | node_8103203_200885887 | node_8103203_200885889 | 189.052 | bal_1P_2AC | 8103203 | no | no |  |  | no |  |  | 0 | 0 | 0 | 0
oh_line_8103203_200885890 |  | AD | node_8103203_200885889 | node_8103203_200885890 | 371.956 | bal_1P_2AC | 8103203 | no | no |  |  | no |  |  | 0 | 0 | 0 | 0
oh_line_8103203_200885891 |  | AD | node_8103203_200885890 | node_8103203_200885891 | 327.424 | bal_1P_2AC | 8103203 | no | no |  |  | no |  |  | 0 | 0 | 0 | 0
oh_line_8103203_200885892 |  | AD | node_8103203_200885891 | node_8103203_200885892 | 198.457 | bal_1P_2AC | 8103203 | no | no |  |  | no |  |  | 0 | 0 | 0 | 0
oh_line_8103203_200885893 |  | AD | node_8103203_200885892 | node_8103203_200885893 | 174.655 | bal_1P_2AC | 8103203 | no | no |  |  | no |  |  | 0 | 0 | 0 | 0
oh_line_8103203_200885895 |  | AD | node_8103203_201063626 | node_8103203_200885895 | 389.446 | bal_1P_2AC | 8103203 | no | no |  |  | no |  |  | 0 | 0 | 0 | 0
oh_line_8103203_200885896 |  | AD | node_8103203_200885895 | node_8103203_200885896 | 309.734 | bal_1P_2AC | 8103203 | no | no |  |  | no |  |  | 0 | 0 | 0 | 0
oh_line_8103203_200885897 |  | AD | node_8103203_200885896 | node_8103203_200885897 | 313.803 | bal_1P_2AC | 8103203 | no | no |  |  | no |  |  | 0 | 0 | 0 | 0
oh_line_8103203_200885902 |  | AD | node_8103203_201063627 | node_8103203_200885902 | 449.743 | bal_1P_2AC | 8103203 | no | no |  |  | no |  |  | 0 | 0 | 0 | 0
oh_line_8103203_200885903 |  | AD | node_8103203_200885902 | node_8103203_200885903 | 498.073 | bal_1P_2AC | 8103203 | no | no |  |  | no |  |  | 0 | 0 | 0 | 0
oh_line_8103203_200885904 |  | AD | node_8103203_200885903 | node_8103203_200885904 | 517.34 | bal_1P_2AC | 8103203 | no | no |  |  | no |  |  | 0 | 0 | 0 | 0
oh_line_8103203_200885905 |  | AD | node_8103203_200885904 | node_8103203_200885905 | 253.464 | bal_1P_2AC | 8103203 | no | no |  |  | no |  |  | 0 | 0 | 0 | 0
oh_line_8103203_200885906 |  | AD | node_8103203_200885905 | node_8103203_200885906 | 180.01 | bal_1P_2AC | 8103203 | no | no |  |  | no |  |  | 0 | 0 | 0 | 0
oh_line_8103203_200885907 |  | AD | node_8103203_200885906 | node_8103203_200885907 | 489.904 | bal_1P_2AC | 8103203 | no | no |  |  | no |  |  | 0 | 0 | 0 | 0
oh_line_8103203_200885908 |  | AD | node_8103203_200885907 | node_8103203_200885908 | 434.203 | bal_1P_2AC | 8103203 | no | no |  |  | no |  |  | 0 | 0 | 0 | 0
oh_line_8103203_200885909 |  | AD | node_8103203_200885908 | node_8103203_200885909 | 599.697 | bal_1P_2AC | 8103203 | no | no |  |  | no |  |  | 0 | 0 | 0 | 0
oh_line_8103203_200885911 |  | AD | node_8103203_200885909 | node_8103203_200885911 | 402.617 | bal_1P_2AC | 8103203 | no | no |  |  | no |  |  | 0 | 0 | 0 | 0
oh_line_8103203_200885912 |  | AD | node_8103203_200885911 | node_8103203_200885912 | 515.344 | bal_1P_2AC | 8103203 | no | no |  |  | no |  |  | 0 | 0 | 0 | 0
oh_line_8103203_200885913 |  | AD | node_8103203_200885912 | node_8103203_200885913 | 507.609 | bal_1P_2AC | 8103203 | no | no |  |  | no |  |  | 0 | 0 | 0 | 0
oh_line_8103203_200885914 |  | AD | node_8103203_200885913 | node_8103203_200885914 | 520.214 | bal_1P_2AC | 8103203 | no | no |  |  | no |  |  | 0 | 0 | 0 | 0
oh_line_8103203_200885915 |  | AD | node_8103203_200885914 | node_8103203_200885915 | 457.878 | bal_1P_2AC | 8103203 | no | no |  |  | no |  |  | 0 | 0 | 0 | 0
oh_line_8103203_200885916 |  | AD | node_8103203_200885915 | node_8103203_200885916 | 681.587 | bal_1P_2AC | 8103203 | no | no |  |  | no |  |  | 0 | 0 | 0 | 0
oh_line_8103203_200885917 |  | AD | node_8103203_200885916 | node_8103203_200885917 | 478.395 | bal_1P_2AC | 8103203 | no | no |  |  | no |  |  | 0 | 0 | 0 | 0
oh_line_8103203_200885918 |  | AD | node_8103203_200885917 | node_8103203_200885918 | 269.708 | bal_1P_2AC | 8103203 | no | no |  |  | no |  |  | 0 | 0 | 0 | 0
oh_line_8103203_200885919 |  | AD | node_8103203_200885918 | node_8103203_200885919 | 827.285 | bal_1P_2AC | 8103203 | no | no |  |  | no |  |  | 0 | 0 | 0 | 0
oh_line_8103203_200885920 |  | AD | node_8103203_200885919 | node_8103203_200885920 | 362.956 | bal_1P_2AC | 8103203 | no | no |  |  | no |  |  | 0 | 0 | 0 | 0
oh_line_8103203_200885921 |  | AD | node_8103203_200885920 | node_8103203_200885921 | 99.444 | bal_1P_1/0AA | 8103203 | no | no |  |  | no |  |  | 0 | 0 | 0 | 0
oh_line_8103203_200885922 |  | AD | node_8103203_200885921 | node_8103203_200885922 | 287.519 | bal_1P_1/0AA | 8103203 | no | no |  |  | no |  |  | 0 | 0 | 0 | 0
oh_line_8103203_200885923 |  | AD | node_8103203_200885922 | node_8103203_200885923 | 258.166 | bal_1P_2AC | 8103203 | no | no |  |  | no |  |  | 0 | 0 | 0 | 0
oh_line_8103203_200885924 |  | AD | node_8103203_200885923 | node_8103203_200885924 | 207.369 | bal_1P_1/0AA | 8103203 | no | no |  |  | no |  |  | 0 | 0 | 0 | 0
oh_line_8103203_200885925 |  | AD | node_8103203_200885924 | node_8103203_200885925 | 250.067 | bal_1P_1/0AA | 8103203 | no | no |  |  | no |  |  | 0 | 0 | 0 | 0
oh_line_8103203_200885936 |  | AD | node_8103203_200944327 | node_8103203_200885936 | 220.592 | bal_1P_1/0AA | 8103203 | no | no |  |  | no |  |  | 0 | 0 | 0 | 0
oh_line_8103203_200885942 |  | AD | node_8103203_201057997 | node_8103203_200885942 | 425.581 | bal_1P_2AC | 8103203 | no | no |  |  | no |  |  | 0 | 0 | 0 | 0
oh_line_8103203_200885943 |  | AD | node_8103203_200885942 | node_intto1_8103203_200885943 | 209.865 | bal_1P_1/0AA | 8103203 | no | no |  |  | no |  |  | 0 | 0 | 0 | 0
oh_line_8103203_200885945 |  | AD | node_8103203_200885943 | node_8103203_200885945 | 232.623 | bal_1P_1/0AA | 8103203 | no | no |  |  | no |  |  | 0 | 0 | 0 | 0
oh_line_8103203_200885949 |  | AD | node_8103203_201057873 | node_8103203_200885949 | 81.915 | bal_1P_1/0AA | 8103203 | no | no |  |  | no |  |  | 0 | 0 | 0 | 0
oh_line_8103203_200885951 |  | AD | node_8103203_200885945 | node_intto1_8103203_200885951 | 258.554 | bal_1P_1/0AA | 8103203 | no | no |  |  | no |  |  | 0 | 0 | 0 | 0
oh_line_8103203_200885953 |  | AD | node_8103203_200885951 | node_8103203_200885953 | 250.773 | bal_1P_1/0AA | 8103203 | no | no |  |  | no |  |  | 0 | 0 | 0 | 0
oh_line_8103203_200885954 |  | AD | node_8103203_200885953 | node_8103203_200885954 | 252.171 | bal_1P_1/0AA | 8103203 | no | no |  |  | no |  |  | 0 | 0 | 0 | 0
oh_line_8103203_200885955 |  | AD | node_8103203_200885954 | node_8103203_200885955 | 337.031 | bal_1P_1/0AA | 8103203 | no | no |  |  | no |  |  | 0 | 0 | 0 | 0
oh_line_8103203_200885956 |  | AD | node_8103203_200885955 | node_8103203_200885956 | 333.889 | bal_1P_1/0AA | 8103203 | no | no |  |  | no |  |  | 0 | 0 | 0 | 0
oh_line_8103203_200885957 |  | AD | node_8103203_200885965 | node_intto1_8103203_200885957 | 147.015 | bal_1P_1/0AA | 8103203 | no | no |  |  | no |  |  | 0 | 0 | 0 | 0
oh_line_8103203_200885964 |  | AD | node_8103203_200885965 | node_8103203_200885964 | 185.533 | bal_1P_1/0AA | 8103203 | no | no |  |  | no |  |  | 0 | 0 | 0 | 0
oh_line_8103203_200885965 |  | AD | node_8103203_311991051 | node_8103203_200885965 | 341.158 | bal_1P_1/0AA | 8103203 | no | no |  |  | no |  |  | 0 | 0 | 0 | 0
oh_line_8103203_200885966 |  | AD | node_8103203_200885964 | node_8103203_200885966 | 312.111 | bal_1P_1/0AA | 8103203 | no | no |  |  | no |  |  | 0 | 0 | 0 | 0
oh_line_8103203_200885967 |  | AD | node_8103203_200885966 | node_8103203_200885967 | 327.634 | bal_1P_1/0AA | 8103203 | no | no |  |  | no |  |  | 0 | 0 | 0 | 0
oh_line_8103203_200885968 |  | AD | node_8103203_200885967 | node_intto1_8103203_200885968 | 265.368 | bal_1P_4AC | 8103203 | no | no |  |  | no |  |  | 0 | 0 | 0 | 0
oh_line_8103203_200885969 |  | AD | node_8103203_200885968 | node_8103203_200885969 | 327.056 | bal_1P_4AC | 8103203 | no | no |  |  | no |  |  | 0 | 0 | 0 | 0
oh_line_8103203_200885970 |  | AD | node_8103203_200885969 | node_8103203_200885970 | 313.181 | bal_1P_4AC | 8103203 | no | no |  |  | no |  |  | 0 | 0 | 0 | 0
oh_line_8103203_200885972 |  | AD | node_8103203_200885970 | node_8103203_200885972 | 246.766 | bal_1P_4AC | 8103203 | no | no |  |  | no |  |  | 0 | 0 | 0 | 0
oh_line_8103203_200885973 |  | AD | node_8103203_200885972 | node_8103203_200885973 | 236.349 | bal_1P_4AC | 8103203 | no | no |  |  | no |  |  | 0 | 0 | 0 | 0
oh_line_8103203_200885974 |  | AD | node_8103203_200885973 | node_8103203_200885974 | 279.159 | bal_1P_4AC | 8103203 | no | no |  |  | no |  |  | 0 | 0 | 0 | 0
oh_line_8103203_200885977 |  | AD | node_8103203_200978403 | node_8103203_200885977 | 289.967 | bal_1P_1/0AA | 8103203 | no | no |  |  | no |  |  | 0 | 0 | 0 | 0
oh_line_8103203_200885978 |  | AD | node_8103203_200978403 | node_8103203_200885978 | 53.162 | bal_1P_1/0AA | 8103203 | no | no |  |  | no |  |  | 0 | 0 | 0 | 0
oh_line_8103203_200885979 |  | AD | node_8103203_200885978 | node_intto1_8103203_200885979 | 337.483 | bal_1P_1/0AA | 8103203 | no | no |  |  | no |  |  | 0 | 0 | 0 | 0
oh_line_8103203_200885980 |  | AD | node_8103203_200885979 | node_8103203_200885980 | 299.933 | bal_1P_6ACW | 8103203 | no | no |  |  | no |  |  | 0 | 0 | 0 | 0
oh_line_8103203_200885981 |  | AD | node_8103203_200885980 | node_8103203_200885981 | 349.963 | bal_1P_6ACW | 8103203 | no | no |  |  | no |  |  | 0 | 0 | 0 | 0
oh_line_8103203_200885982 |  | AD | node_8103203_200885981 | node_8103203_200885982 | 373.96 | bal_1P_6ACW | 8103203 | no | no |  |  | no |  |  | 0 | 0 | 0 | 0
oh_line_8103203_200885983 |  | AD | node_8103203_200885979 | node_8103203_200885983 | 361.835 | bal_1P_4AC | 8103203 | no | no |  |  | no |  |  | 0 | 0 | 0 | 0
oh_line_8103203_200885984 |  | AD | node_8103203_200885983 | node_8103203_200885984 | 199.189 | bal_1P_1/0AA | 8103203 | no | no |  |  | no |  |  | 0 | 0 | 0 | 0
oh_line_8103203_200885985 |  | AD | node_8103203_200885984 | node_8103203_200885985 | 243.487 | bal_1P_1/0AA | 8103203 | no | no |  |  | no |  |  | 0 | 0 | 0 | 0
oh_line_8103203_200885987 |  | AD | node_8103203_200882839 | node_8103203_200885987 | 246.854 | bal_1P_1/0AC | 8103203 | no | no |  |  | no |  |  | 0 | 0 | 0 | 0
oh_line_8103203_200885988 |  | AD | node_8103203_200885987 | node_8103203_200885988 | 267.521 | bal_1P_1/0AA | 8103203 | no | no |  |  | no |  |  | 0 | 0 | 0 | 0
oh_line_8103203_200885989 |  | AD | node_8103203_200885988 | node_intto1_8103203_200885989 | 357.354 | bal_1P_1/0AA | 8103203 | no | no |  |  | no |  |  | 0 | 0 | 0 | 0
oh_line_8103203_200885991 |  | AD | node_8103203_200885989 | node_8103203_200885991 | 288.976 | bal_1P_1/0AA | 8103203 | no | no |  |  | no |  |  | 0 | 0 | 0 | 0
oh_line_8103203_200885992 |  | AD | node_8103203_200885991 | node_8103203_200885992 | 318.89 | bal_1P_1/0AA | 8103203 | no | no |  |  | no |  |  | 0 | 0 | 0 | 0
oh_line_8103203_200885993 |  | AD | node_8103203_200885992 | node_8103203_200885993 | 220.912 | bal_1P_1/0AA | 8103203 | no | no |  |  | no |  |  | 0 | 0 | 0 | 0
oh_line_8103203_200885995 |  | AD | node_8103203_200885993 | node_8103203_200885995 | 333.12 | bal_1P_1/0AA | 8103203 | no | no |  |  | no |  |  | 0 | 0 | 0 | 0
oh_line_8103203_200885996 |  | AD | node_8103203_200885995 | node_8103203_200885996 | 346.798 | bal_1P_1/0AA | 8103203 | no | no |  |  | no |  |  | 0 | 0 | 0 | 0
oh_line_8103203_200885997 |  | AD | node_8103203_200885996 | node_8103203_200885997 | 329.523 | bal_1P_3-128CW | 8103203 | no | no |  |  | no |  |  | 0 | 0 | 0 | 0
oh_line_8103203_200885998 |  | AD | node_8103203_200885997 | node_8103203_200885998 | 346.517 | bal_1P_3-128CW | 8103203 | no | no |  |  | no |  |  | 0 | 0 | 0 | 0
oh_line_8103203_200885999 |  | AD | node_8103203_200885998 | node_8103203_200885999 | 339.003 | bal_1P_3-128CW | 8103203 | no | no |  |  | no |  |  | 0 | 0 | 0 | 0
oh_line_8103203_200886000 |  | AD | node_8103203_200885999 | node_8103203_200886000 | 340.467 | bal_1P_3-128CW | 8103203 | no | no |  |  | no |  |  | 0 | 0 | 0 | 0
oh_line_8103203_200886001 |  | AD | node_8103203_200886000 | node_8103203_200886001 | 346.202 | bal_1P_3-128CW | 8103203 | no | no |  |  | no |  |  | 0 | 0 | 0 | 0
oh_line_8103203_200886002 |  | AD | node_8103203_200886001 | node_8103203_200886002 | 213.745 | bal_1P_3-128CW | 8103203 | no | no |  |  | no |  |  | 0 | 0 | 0 | 0
oh_line_8103203_200886003 |  | AD | node_8103203_200886002 | node_8103203_200886003 | 131.628 | bal_1P_3-128CW | 8103203 | no | no |  |  | no |  |  | 0 | 0 | 0 | 0
oh_line_8103203_200886004 |  | AD | node_8103203_200886003 | node_8103203_200886004 | 300.83 | bal_1P_3-128CW | 8103203 | no | no |  |  | no |  |  | 0 | 0 | 0 | 0
oh_line_8103203_200886005 |  | AD | node_8103203_200886004 | node_8103203_200886005 | 267.705 | bal_1P_3-128CW | 8103203 | no | no |  |  | no |  |  | 0 | 0 | 0 | 0
oh_line_8103203_200886006 |  | AD | node_8103203_200886005 | node_8103203_200886006 | 283.974 | bal_1P_3-128CW | 8103203 | no | no |  |  | no |  |  | 0 | 0 | 0 | 0
oh_line_8103203_200886007 |  | AD | node_8103203_200886006 | node_8103203_200886007 | 192.718 | bal_1P_3-128CW | 8103203 | no | no |  |  | no |  |  | 0 | 0 | 0 | 0
oh_line_8103203_200886008 |  | AD | node_8103203_200886007 | node_8103203_200886008 | 211.766 | bal_1P_3-128CW | 8103203 | no | no |  |  | no |  |  | 0 | 0 | 0 | 0
oh_line_8103203_200886009 |  | AD | node_8103203_200886008 | node_8103203_200886009 | 218.854 | bal_1P_3-128CW | 8103203 | no | no |  |  | no |  |  | 0 | 0 | 0 | 0
oh_line_8103203_200886010 |  | AD | node_8103203_200886009 | node_8103203_200886010 | 211.637 | bal_1P_3-128CW | 8103203 | no | no |  |  | no |  |  | 0 | 0 | 0 | 0
oh_line_8103203_200886011 |  | AD | node_8103203_200886010 | node_8103203_200886011 | 240.695 | bal_1P_3-128CW | 8103203 | no | no |  |  | no |  |  | 0 | 0 | 0 | 0
oh_line_8103203_200886012 |  | AD | node_8103203_200886011 | node_8103203_200886012 | 230.477 | bal_1P_3-128CW | 8103203 | no | no |  |  | no |  |  | 0 | 0 | 0 | 0
oh_line_8103203_200886014 |  | AD | node_8103203_200886012 | node_8103203_200886014 | 286.956 | bal_1P_2AC | 8103203 | no | no |  |  | no |  |  | 0 | 0 | 0 | 0
oh_line_8103203_200886015 |  | AD | node_8103203_200886014 | node_8103203_200886015 | 259.237 | bal_1P_2AC | 8103203 | no | no |  |  | no |  |  | 0 | 0 | 0 | 0
oh_line_8103203_200886016 |  | AD | node_8103203_200886015 | node_8103203_200886016 | 226.923 | bal_1P_2AC | 8103203 | no | no |  |  | no |  |  | 0 | 0 | 0 | 0
oh_line_8103203_200886018 |  | AD | node_8103203_200886016 | node_8103203_200886018 | 334.282 | bal_1P_2AC | 8103203 | no | no |  |  | no |  |  | 0 | 0 | 0 | 0
oh_line_8103203_200886020 |  | AD | node_8103203_200886018 | node_8103203_200886020 | 350.336 | bal_1P_2AC | 8103203 | no | no |  |  | no |  |  | 0 | 0 | 0 | 0
oh_line_8103203_200886021 |  | AD | node_8103203_200886020 | node_8103203_200886021 | 355.868 | bal_1P_2AC | 8103203 | no | no |  |  | no |  |  | 0 | 0 | 0 | 0
oh_line_8103203_200886022 |  | AD | node_8103203_200886021 | node_8103203_200886022 | 365.211 | bal_1P_2AC | 8103203 | no | no |  |  | no |  |  | 0 | 0 | 0 | 0
oh_line_8103203_200886023 |  | AD | node_8103203_200886022 | node_8103203_200886023 | 381.567 | bal_1P_2AC | 8103203 | no | no |  |  | no |  |  | 0 | 0 | 0 | 0
oh_line_8103203_200886024 |  | AD | node_8103203_200886023 | node_8103203_200886024 | 398.518 | bal_1P_2AC | 8103203 | no | no |  |  | no |  |  | 0 | 0 | 0 | 0
oh_line_8103203_200886025 |  | AD | node_8103203_200886024 | node_8103203_200886025 | 372.492 | bal_1P_2AC | 8103203 | no | no |  |  | no |  |  | 0 | 0 | 0 | 0
oh_line_8103203_200886026 |  | AD | node_8103203_200886025 | node_8103203_200886026 | 370.356 | bal_1P_2AC | 8103203 | no | no |  |  | no |  |  | 0 | 0 | 0 | 0
oh_line_8103203_200886027-1 |  | AD | node_8103203_200886026 | node_1381862_276_15468425_641 | 43.979 | bal_1P_2AC | 8103203 | no | no |  |  | no |  |  | 0 | 0 | 0 | 0
oh_line_8103203_200886027-2 |  | AD | node_1381862_276_15468425_641 | node_8103203_200886027 | 389.893 | bal_1P_2AC | 8103203 | no | no |  |  | no |  |  | 0 | 0 | 0 | 0
oh_line_8103203_200886028 |  | AD | node_8103203_200886027 | node_8103203_200886028 | 307.2 | bal_1P_2AC | 8103203 | no | no |  |  | no |  |  | 0 | 0 | 0 | 0
oh_line_8103203_200886029 |  | AD | node_8103203_200886028 | node_8103203_200886029 | 322.108 | bal_1P_2AC | 8103203 | no | no |  |  | no |  |  | 0 | 0 | 0 | 0
oh_line_8103203_200886030 |  | AD | node_8103203_200886029 | node_8103203_200886030 | 265.933 | bal_1P_2AC | 8103203 | no | no |  |  | no |  |  | 0 | 0 | 0 | 0
oh_line_8103203_200886031 |  | AD | node_8103203_200886030 | node_intto1_8103203_200886031 | 309.618 | bal_1P_1/0AA | 8103203 | no | no |  |  | no |  |  | 0 | 0 | 0 | 0
oh_line_8103203_200886032 |  | AD | node_8103203_200886031 | node_8103203_200886032 | 319.388 | bal_1P_1/0AA | 8103203 | no | no |  |  | no |  |  | 0 | 0 | 0 | 0
oh_line_8103203_200886033 |  | AD | node_8103203_200886030 | node_8103203_200886033 | 405.536 | bal_1P_2AC | 8103203 | no | no |  |  | no |  |  | 0 | 0 | 0 | 0
oh_line_8103203_200886034 |  | AD | node_8103203_200886033 | node_8103203_200886034 | 419.459 | bal_1P_2AC | 8103203 | no | no |  |  | no |  |  | 0 | 0 | 0 | 0
oh_line_8103203_200886035 |  | AD | node_8103203_200886034 | node_8103203_200886035 | 296.493 | bal_1P_2AC | 8103203 | no | no |  |  | no |  |  | 0 | 0 | 0 | 0
oh_line_8103203_200886036 |  | AD | node_8103203_200886035 | node_8103203_200886036 | 344.397 | bal_1P_2AC | 8103203 | no | no |  |  | no |  |  | 0 | 0 | 0 | 0
oh_line_8103203_200886037 |  | AD | node_8103203_200886036 | node_intto1_8103203_200886037 | 317.119 | bal_1P_2AC | 8103203 | no | no |  |  | no |  |  | 0 | 0 | 0 | 0
oh_line_8103203_200886038 |  | AD | node_8103203_200886037 | node_8103203_200886038 | 441.24 | bal_1P_2AC | 8103203 | no | no |  |  | no |  |  | 0 | 0 | 0 | 0
oh_line_8103203_200886039 |  | AD | node_8103203_200886038 | node_8103203_200886039 | 312.943 | bal_1P_2AC | 8103203 | no | no |  |  | no |  |  | 0 | 0 | 0 | 0
oh_line_8103203_200886040 |  | AD | node_8103203_200886039 | node_8103203_200886040 | 351.322 | bal_1P_2AC | 8103203 | no | no |  |  | no |  |  | 0 | 0 | 0 | 0
oh_line_8103203_200886041 |  | AD | node_8103203_200886040 | node_8103203_200886041 | 243.702 | bal_1P_2AC | 8103203 | no | no |  |  | no |  |  | 0 | 0 | 0 | 0
oh_line_8103203_200886042 |  | AD | node_8103203_200885698 | node_intto1_8103203_200886042 | 331.686 | bal_1P_4AC | 8103203 | no | no |  |  | no |  |  | 0 | 0 | 0 | 0
oh_line_8103203_200886043 |  | AD | node_8103203_200886081 | node_8103203_200886043 | 375.047 | bal_1P_4AC | 8103203 | no | no |  |  | no |  |  | 0 | 0 | 0 | 0
oh_line_8103203_200886045 |  | AD | node_8103203_200886043 | node_8103203_200886045 | 434.623 | bal_1P_4AC | 8103203 | no | no |  |  | no |  |  | 0 | 0 | 0 | 0
oh_line_8103203_200886046 |  | AD | node_8103203_200886045 | node_8103203_200886046 | 369.263 | bal_1P_4AC | 8103203 | no | no |  |  | no |  |  | 0 | 0 | 0 | 0
oh_line_8103203_200886047 |  | AD | node_8103203_200886046 | node_8103203_200886047 | 400.501 | bal_1P_4AC | 8103203 | no | no |  |  | no |  |  | 0 | 0 | 0 | 0
oh_line_8103203_200886048 |  | AD | node_8103203_200886047 | node_8103203_200886048 | 267.364 | bal_1P_4AC | 8103203 | no | no |  |  | no |  |  | 0 | 0 | 0 | 0
oh_line_8103203_200886049 |  | AD | node_8103203_200886048 | node_8103203_200886049 | 300.158 | bal_1P_4AC | 8103203 | no | no |  |  | no |  |  | 0 | 0 | 0 | 0
oh_line_8103203_200886050 |  | AD | node_8103203_200886049 | node_8103203_200886050 | 282.343 | bal_1P_4AC | 8103203 | no | no |  |  | no |  |  | 0 | 0 | 0 | 0
oh_line_8103203_200886051 |  | AD | node_8103203_200886050 | node_8103203_200886051 | 281.82 | bal_1P_4AC | 8103203 | no | no |  |  | no |  |  | 0 | 0 | 0 | 0
oh_line_8103203_200886052 |  | AD | node_8103203_200886051 | node_8103203_200886052 | 276.37 | bal_1P_4AC | 8103203 | no | no |  |  | no |  |  | 0 | 0 | 0 | 0
oh_line_8103203_200886053 |  | AD | node_8103203_200886052 | node_8103203_200886053 | 425.509 | bal_1P_4AC | 8103203 | no | no |  |  | no |  |  | 0 | 0 | 0 | 0
oh_line_8103203_200886054 |  | AD | node_8103203_200886053 | node_8103203_200886054 | 298.949 | bal_1P_4AC | 8103203 | no | no |  |  | no |  |  | 0 | 0 | 0 | 0
oh_line_8103203_200886055 |  | AD | node_8103203_200886042 | node_8103203_200886055 | 329.841 | bal_1P_4AC | 8103203 | no | no |  |  | no |  |  | 0 | 0 | 0 | 0
oh_line_8103203_200886056 |  | AD | node_8103203_200886054 | node_8103203_200886056 | 482.476 | bal_1P_4AC | 8103203 | no | no |  |  | no |  |  | 0 | 0 | 0 | 0
oh_line_8103203_200886057 |  | AD | node_8103203_200886056 | node_8103203_200886057 | 258.941 | bal_1P_4AC | 8103203 | no | no |  |  | no |  |  | 0 | 0 | 0 | 0
oh_line_8103203_200886058 |  | AD | node_8103203_200886057 | node_8103203_200886058 | 362.271 | bal_1P_4AC | 8103203 | no | no |  |  | no |  |  | 0 | 0 | 0 | 0
oh_line_8103203_200886059 |  | AD | node_8103203_200886058 | node_8103203_200886059 | 326.168 | bal_1P_4AC | 8103203 | no | no |  |  | no |  |  | 0 | 0 | 0 | 0
oh_line_8103203_200886060 |  | AD | node_8103203_200886059 | node_8103203_200886060 | 336.476 | bal_1P_4AC | 8103203 | no | no |  |  | no |  |  | 0 | 0 | 0 | 0
oh_line_8103203_200886062 |  | AD | node_8103203_200886060 | node_8103203_200886062 | 323.811 | bal_1P_4AC | 8103203 | no | no |  |  | no |  |  | 0 | 0 | 0 | 0
oh_line_8103203_200886063 |  | AD | node_8103203_200886062 | node_8103203_200886063 | 329.731 | bal_1P_4AC | 8103203 | no | no |  |  | no |  |  | 0 | 0 | 0 | 0
oh_line_8103203_200886064 |  | AD | node_8103203_200886063 | node_8103203_200886064 | 302.677 | bal_1P_4AC | 8103203 | no | no |  |  | no |  |  | 0 | 0 | 0 | 0
oh_line_8103203_200886065 |  | AD | node_8103203_200886064 | node_8103203_200886065 | 382.74 | bal_1P_4AC | 8103203 | no | no |  |  | no |  |  | 0 | 0 | 0 | 0
oh_line_8103203_200886066 |  | AD | node_8103203_200886065 | node_8103203_200886066 | 339.741 | bal_1P_4AC | 8103203 | no | no |  |  | no |  |  | 0 | 0 | 0 | 0
oh_line_8103203_200886067 |  | AD | node_8103203_200886055 | node_8103203_200886067 | 331.165 | bal_1P_4AC | 8103203 | no | no |  |  | no |  |  | 0 | 0 | 0 | 0
oh_line_8103203_200886068 |  | AD | node_8103203_200886066 | node_8103203_200886068 | 250.823 | bal_1P_4AC | 8103203 | no | no |  |  | no |  |  | 0 | 0 | 0 | 0
oh_line_8103203_200886069 |  | AD | node_8103203_200886068 | node_8103203_200886069 | 355.248 | bal_1P_4AC | 8103203 | no | no |  |  | no |  |  | 0 | 0 | 0 | 0
oh_line_8103203_200886075 |  | AD | node_8103203_200886067 | node_8103203_200886075 | 322.239 | bal_1P_4AC | 8103203 | no | no |  |  | no |  |  | 0 | 0 | 0 | 0
oh_line_8103203_200886076 |  | AD | node_8103203_200886075 | node_8103203_200886076 | 329.903 | bal_1P_4AC | 8103203 | no | no |  |  | no |  |  | 0 | 0 | 0 | 0
oh_line_8103203_200886079 |  | AD | node_8103203_201016666 | node_8103203_200886079 | 255.346 | bal_1P_4AC | 8103203 | no | no |  |  | no |  |  | 0 | 0 | 0 | 0
oh_line_8103203_200886080 |  | AD | node_8103203_200886079 | node_8103203_200886080 | 382.053 | bal_1P_4AC | 8103203 | no | no |  |  | no |  |  | 0 | 0 | 0 | 0
oh_line_8103203_200886081 |  | AD | node_8103203_200886080 | node_8103203_200886081 | 287.164 | bal_1P_4AC | 8103203 | no | no |  |  | no |  |  | 0 | 0 | 0 | 0
oh_line_8103203_200886083 |  | AD | node_8103203_200909353 | node_8103203_200886083 | 250.281 | bal_1P_1/0AC | 8103203 | no | no |  |  | no |  |  | 0 | 0 | 0 | 0
oh_line_8103203_200886084 |  | AD | node_8103203_200885766 | node_8103203_200886084 | 279.758 | bal_1P_1/0AA | 8103203 | no | no |  |  | no |  |  | 0 | 0 | 0 | 0
oh_line_8103203_200886086 |  | AD | node_8103203_200886084 | node_8103203_200886086 | 103.486 | bal_1P_1/0AA | 8103203 | no | no |  |  | no |  |  | 0 | 0 | 0 | 0
oh_line_8103203_200886088 |  | AD | node_8103203_200886117 | node_8103203_200886088 | 363.674 | bal_1P_4AC | 8103203 | no | no |  |  | no |  |  | 0 | 0 | 0 | 0
oh_line_8103203_200886089 |  | AD | node_8103203_200886088 | node_8103203_200886089 | 403.351 | bal_1P_4AC | 8103203 | no | no |  |  | no |  |  | 0 | 0 | 0 | 0
oh_line_8103203_200886090 |  | AD | node_8103203_200886089 | node_intto1_8103203_200886090 | 431.256 | bal_1P_4AC | 8103203 | no | no |  |  | no |  |  | 0 | 0 | 0 | 0
oh_line_8103203_200886091 |  | AD | node_8103203_200886090 | node_8103203_200886091 | 349.05 | bal_1P_4AC | 8103203 | no | no |  |  | no |  |  | 0 | 0 | 0 | 0
oh_line_8103203_200886092 |  | AD | node_8103203_200886091 | node_8103203_200886092 | 349.203 | bal_1P_4AC | 8103203 | no | no |  |  | no |  |  | 0 | 0 | 0 | 0
oh_line_8103203_200886093 |  | AD | node_8103203_200886092 | node_8103203_200886093 | 330.632 | bal_1P_4AC | 8103203 | no | no |  |  | no |  |  | 0 | 0 | 0 | 0
oh_line_8103203_200886094 |  | AD | node_8103203_200886093 | node_8103203_200886094 | 273.866 | bal_1P_4AC | 8103203 | no | no |  |  | no |  |  | 0 | 0 | 0 | 0
oh_line_8103203_200886095 |  | AD | node_8103203_200886094 | node_8103203_200886095 | 363.682 | bal_1P_4AC | 8103203 | no | no |  |  | no |  |  | 0 | 0 | 0 | 0
oh_line_8103203_200886096 |  | AD | node_8103203_200886095 | node_8103203_200886096 | 359.81 | bal_1P_4AC | 8103203 | no | no |  |  | no |  |  | 0 | 0 | 0 | 0
oh_line_8103203_200886097 |  | AD | node_8103203_200886096 | node_8103203_200886097 | 342.901 | bal_1P_4AC | 8103203 | no | no |  |  | no |  |  | 0 | 0 | 0 | 0
oh_line_8103203_200886098 |  | AD | node_8103203_200886084 | node_intto1_8103203_200886098 | 423.116 | bal_1P_3-128CW | 8103203 | no | no |  |  | no |  |  | 0 | 0 | 0 | 0
oh_line_8103203_200886099 |  | AD | node_8103203_200886097 | node_8103203_200886099 | 328.086 | bal_1P_4AC | 8103203 | no | no |  |  | no |  |  | 0 | 0 | 0 | 0
oh_line_8103203_200886100 |  | AD | node_8103203_200886099 | node_8103203_200886100 | 416.077 | bal_1P_4AC | 8103203 | no | no |  |  | no |  |  | 0 | 0 | 0 | 0
oh_line_8103203_200886101 |  | AD | node_8103203_200886100 | node_8103203_200886101 | 345.768 | bal_1P_4AC | 8103203 | no | no |  |  | no |  |  | 0 | 0 | 0 | 0
oh_line_8103203_200886102 |  | AD | node_8103203_200886101 | node_8103203_200886102 | 429.139 | bal_1P_4AC | 8103203 | no | no |  |  | no |  |  | 0 | 0 | 0 | 0
oh_line_8103203_200886103 |  | AD | node_8103203_200886102 | node_8103203_200886103 | 410.762 | bal_1P_4AC | 8103203 | no | no |  |  | no |  |  | 0 | 0 | 0 | 0
oh_line_8103203_200886104 |  | AD | node_8103203_200886103 | node_8103203_200886104 | 269.04 | bal_1P_4AC | 8103203 | no | no |  |  | no |  |  | 0 | 0 | 0 | 0
oh_line_8103203_200886105 |  | AD | node_8103203_200886104 | node_8103203_200886105 | 286.56 | bal_1P_4AC | 8103203 | no | no |  |  | no |  |  | 0 | 0 | 0 | 0
oh_line_8103203_200886106 |  | AD | node_8103203_200886105 | node_8103203_200886106 | 295.998 | bal_1P_4AC | 8103203 | no | no |  |  | no |  |  | 0 | 0 | 0 | 0
oh_line_8103203_200886107 |  | AD | node_8103203_200886106 | node_8103203_200886107 | 298.101 | bal_1P_4AC | 8103203 | no | no |  |  | no |  |  | 0 | 0 | 0 | 0
oh_line_8103203_200886108 |  | AD | node_8103203_200886098 | node_8103203_200886108 | 299.9 | bal_1P_1/0AA | 8103203 | no | no |  |  | no |  |  | 0 | 0 | 0 | 0
oh_line_8103203_200886110 |  | AD | node_8103203_200886108 | node_8103203_200886110 | 283.456 | bal_1P_1/0AA | 8103203 | no | no |  |  | no |  |  | 0 | 0 | 0 | 0
oh_line_8103203_200886111 |  | AD | node_8103203_200886110 | node_8103203_200886111 | 301.11 | bal_1P_1/0AA | 8103203 | no | no |  |  | no |  |  | 0 | 0 | 0 | 0
oh_line_8103203_200886113 |  | AD | node_8103203_200886111 | node_8103203_200886113 | 390.974 | bal_1P_1/0AA | 8103203 | no | no |  |  | no |  |  | 0 | 0 | 0 | 0
oh_line_8103203_200886114 |  | AD | node_8103203_200886113 | node_8103203_200886114 | 549.039 | bal_1P_4AC | 8103203 | no | no |  |  | no |  |  | 0 | 0 | 0 | 0
oh_line_8103203_200886115 |  | AD | node_8103203_200886114 | node_8103203_200886115 | 536.962 | bal_1P_4AC | 8103203 | no | no |  |  | no |  |  | 0 | 0 | 0 | 0
oh_line_8103203_200886116 |  | AD | node_8103203_200886115 | node_8103203_200886116 | 431.374 | bal_1P_4AC | 8103203 | no | no |  |  | no |  |  | 0 | 0 | 0 | 0
oh_line_8103203_200886117 |  | AD | node_8103203_200886116 | node_8103203_200886117 | 350.809 | bal_1P_4AC | 8103203 | no | no |  |  | no |  |  | 0 | 0 | 0 | 0
oh_line_8103203_200886119 |  | AD | node_8103203_200885836 | node_8103203_200886119 | 389.332 | bal_1P_1/0AA | 8103203 | no | no |  |  | no |  |  | 0 | 0 | 0 | 0
oh_line_8103203_200886120 |  | AD | node_8103203_200886126 | node_intto1_8103203_200886120 | 423.746 | bal_1P_6ST | 8103203 | no | no |  |  | no |  |  | 0 | 0 | 0 | 0
oh_line_8103203_200886121 |  | AD | node_8103203_200886134 | node_8103203_200886121 | 251.771 | bal_1P_4AC | 8103203 | no | no |  |  | no |  |  | 0 | 0 | 0 | 0
oh_line_8103203_200886122 |  | AD | node_8103203_200886121 | node_8103203_200886122 | 430.166 | bal_1P_4AC | 8103203 | no | no |  |  | no |  |  | 0 | 0 | 0 | 0
oh_line_8103203_200886123 |  | AD | node_8103203_200886122 | node_8103203_200886123 | 321.653 | bal_1P_4AC | 8103203 | no | no |  |  | no |  |  | 0 | 0 | 0 | 0
oh_line_8103203_200886124 |  | AD | node_8103203_200886123 | node_8103203_200886124 | 249.131 | bal_1P_2AC | 8103203 | no | no |  |  | no |  |  | 0 | 0 | 0 | 0
oh_line_8103203_200886125 |  | AD | node_8103203_200886124 | node_8103203_200886125 | 238.951 | bal_1P_2AC | 8103203 | no | no |  |  | no |  |  | 0 | 0 | 0 | 0
oh_line_8103203_200886126 |  | AD | node_8103203_200886119 | node_8103203_200886126 | 188.371 | bal_1P_1/0AA | 8103203 | no | no |  |  | no |  |  | 0 | 0 | 0 | 0
oh_line_8103203_200886128 |  | AD | node_8103203_200886120 | node_8103203_200886128 | 458.261 | bal_1P_4AC | 8103203 | no | no |  |  | no |  |  | 0 | 0 | 0 | 0
oh_line_8103203_200886129 |  | AD | node_8103203_200886128 | node_8103203_200886129 | 373.311 | bal_1P_4AC | 8103203 | no | no |  |  | no |  |  | 0 | 0 | 0 | 0
oh_line_8103203_200886131 |  | AD | node_8103203_200886129 | node_8103203_200886131 | 381.366 | bal_1P_4AC | 8103203 | no | no |  |  | no |  |  | 0 | 0 | 0 | 0
oh_line_8103203_200886132 |  | AD | node_8103203_200886131 | node_8103203_200886132 | 357.797 | bal_1P_4AC | 8103203 | no | no |  |  | no |  |  | 0 | 0 | 0 | 0
oh_line_8103203_200886133 |  | AD | node_8103203_200886132 | node_8103203_200886133 | 272.31 | bal_1P_4AC | 8103203 | no | no |  |  | no |  |  | 0 | 0 | 0 | 0
oh_line_8103203_200886134 |  | AD | node_8103203_200886133 | node_8103203_200886134 | 332.595 | bal_1P_4AC | 8103203 | no | no |  |  | no |  |  | 0 | 0 | 0 | 0
oh_line_8103203_200886135 |  | AD | node_8103203_200885661 | node_8103203_200886135 | 272.146 | bal_1P_2AC | 8103203 | no | no |  |  | no |  |  | 0 | 0 | 0 | 0
oh_line_8103203_200886136 |  | AD | node_8103203_200886135 | node_8103203_200886136 | 192.361 | bal_1P_2AC | 8103203 | no | no |  |  | no |  |  | 0 | 0 | 0 | 0
oh_line_8103203_200886137 |  | AD | node_8103203_200886136 | node_8103203_200886137 | 191.789 | bal_1P_2AC | 8103203 | no | no |  |  | no |  |  | 0 | 0 | 0 | 0
oh_line_8103203_200886140 |  | AD | node_8103203_200952591 | node_8103203_200886140 | 430.707 | bal_1P_2AC | 8103203 | no | no |  |  | no |  |  | 0 | 0 | 0 | 0
oh_line_8103203_200886142 |  | AD | node_8103203_200886140 | node_8103203_200886142 | 478.683 | bal_1P_2AC | 8103203 | no | no |  |  | no |  |  | 0 | 0 | 0 | 0
oh_line_8103203_200886143 |  | AD | node_8103203_200886010 | node_intto1_8103203_200886143 | 327.39 | bal_1P_2AC | 8103203 | no | no |  |  | no |  |  | 0 | 0 | 0 | 0
oh_line_8103203_200886144 |  | AD | node_8103203_200886153 | node_8103203_200886144 | 270.682 | bal_1P_1/0AA | 8103203 | no | no |  |  | no |  |  | 0 | 0 | 0 | 0
oh_line_8103203_200886145 |  | AD | node_8103203_200886143 | node_8103203_200886145 | 417.717 | bal_1P_2AC | 8103203 | no | no |  |  | no |  |  | 0 | 0 | 0 | 0
oh_line_8103203_200886146 |  | AD | node_8103203_200886145 | node_8103203_200886146 | 471.404 | bal_1P_2AC | 8103203 | no | no |  |  | no |  |  | 0 | 0 | 0 | 0
oh_line_8103203_200886147 |  | AD | node_8103203_200886146 | node_8103203_200886147 | 418.109 | bal_1P_2AC | 8103203 | no | no |  |  | no |  |  | 0 | 0 | 0 | 0
oh_line_8103203_200886148 |  | AD | node_8103203_200886147 | node_8103203_200886148 | 203.342 | bal_1P_2AC | 8103203 | no | no |  |  | no |  |  | 0 | 0 | 0 | 0
oh_line_8103203_200886149 |  | AD | node_8103203_200886148 | node_8103203_200886149 | 468.683 | bal_1P_2AC | 8103203 | no | no |  |  | no |  |  | 0 | 0 | 0 | 0
oh_line_8103203_200886151 |  | AD | node_8103203_200886149 | node_8103203_200886151 | 473.242 | bal_1P_2AC | 8103203 | no | no |  |  | no |  |  | 0 | 0 | 0 | 0
oh_line_8103203_200886152 |  | AD | node_8103203_200886151 | node_8103203_200886152 | 363.039 | bal_1P_1/0AA | 8103203 | no | no |  |  | no |  |  | 0 | 0 | 0 | 0
oh_line_8103203_200886153 |  | AD | node_8103203_200886152 | node_8103203_200886153 | 319.777 | bal_1P_1/0AA | 8103203 | no | no |  |  | no |  |  | 0 | 0 | 0 | 0
oh_line_8103203_200886154 |  | AD | node_8103203_200985555 | node_intto1_8103203_200886154 | 491.293 | bal_1P_3-128CW | 8103203 | no | no |  |  | no |  |  | 0 | 0 | 0 | 0
oh_line_8103203_200886155 |  | AD | node_8103203_200886172 | node_8103203_200886155 | 342.098 | bal_1P_1/0AC | 8103203 | no | no |  |  | no |  |  | 0 | 0 | 0 | 0
oh_line_8103203_200886156 |  | AD | node_8103203_200886155 | node_8103203_200886156 | 331.41 | bal_1P_1/0AC | 8103203 | no | no |  |  | no |  |  | 0 | 0 | 0 | 0
oh_line_8103203_200886157 |  | AD | node_8103203_200886156 | node_8103203_200886157 | 334.887 | bal_1P_1/0AC | 8103203 | no | no |  |  | no |  |  | 0 | 0 | 0 | 0
oh_line_8103203_200886158 |  | AD | node_8103203_200886157 | node_8103203_200886158 | 381.426 | bal_1P_1/0AC | 8103203 | no | no |  |  | no |  |  | 0 | 0 | 0 | 0
oh_line_8103203_200886159 |  | AD | node_8103203_200886158 | node_8103203_200886159 | 226.183 | bal_1P_1/0AC | 8103203 | no | no |  |  | no |  |  | 0 | 0 | 0 | 0
oh_line_8103203_200886160 |  | AD | node_8103203_200886159 | node_8103203_200886160 | 275.486 | bal_1P_1/0AC | 8103203 | no | no |  |  | no |  |  | 0 | 0 | 0 | 0
oh_line_8103203_200886161 |  | AD | node_8103203_200886160 | node_8103203_200886161 | 285.794 | bal_1P_1/0AC | 8103203 | no | no |  |  | no |  |  | 0 | 0 | 0 | 0
oh_line_8103203_200886162 |  | AD | node_8103203_200886161 | node_8103203_200886162 | 282.167 | bal_1P_1/0AA | 8103203 | no | no |  |  | no |  |  | 0 | 0 | 0 | 0
oh_line_8103203_200886163 |  | AD | node_8103203_200886162 | node_8103203_200886163 | 265.482 | bal_1P_1/0AA | 8103203 | no | no |  |  | no |  |  | 0 | 0 | 0 | 0
oh_line_8103203_200886164 |  | AD | node_8103203_200886154 | node_8103203_200886164 | 499.337 | bal_1P_3-128CW | 8103203 | no | no |  |  | no |  |  | 0 | 0 | 0 | 0
oh_line_8103203_200886165 |  | AD | node_8103203_200886164 | node_8103203_200886165 | 331.915 | bal_1P_1/0AC | 8103203 | no | no |  |  | no |  |  | 0 | 0 | 0 | 0
oh_line_8103203_200886166 |  | AD | node_8103203_200886165 | node_8103203_200886166 | 463.7 | bal_1P_3-128CW | 8103203 | no | no |  |  | no |  |  | 0 | 0 | 0 | 0
oh_line_8103203_200886167 |  | AD | node_8103203_200886166 | node_8103203_200886167 | 458.578 | bal_1P_3-128CW | 8103203 | no | no |  |  | no |  |  | 0 | 0 | 0 | 0
oh_line_8103203_200886168 |  | AD | node_8103203_200886167 | node_8103203_200886168 | 341.524 | bal_1P_2AC | 8103203 | no | no |  |  | no |  |  | 0 | 0 | 0 | 0
oh_line_8103203_200886169 |  | AD | node_8103203_200886168 | node_8103203_200886169 | 418.125 | bal_1P_2AC | 8103203 | no | no |  |  | no |  |  | 0 | 0 | 0 | 0
oh_line_8103203_200886170 |  | AD | node_8103203_200886169 | node_intto1_8103203_200886170 | 308.7 | bal_1P_2AC | 8103203 | no | no |  |  | no |  |  | 0 | 0 | 0 | 0
oh_line_8103203_200886172 |  | AD | node_8103203_200886170 | node_8103203_200886172 | 292.254 | bal_1P_1/0AC | 8103203 | no | no |  |  | no |  |  | 0 | 0 | 0 | 0
oh_line_8103203_200886173 |  | AD | node_8103203_200885945 | node_intto1_8103203_200886173 | 147.178 | bal_1P_1/0AA | 8103203 | no | no |  |  | no |  |  | 0 | 0 | 0 | 0
oh_line_8103203_200886175 |  | AD | node_8103203_200886173 | node_8103203_200886175 | 116.128 | bal_1P_1/0AA | 8103203 | no | no |  |  | no |  |  | 0 | 0 | 0 | 0
oh_line_8103203_200886176 |  | AD | node_8103203_200886175 | node_8103203_200886176 | 263.141 | bal_1P_2AC | 8103203 | no | no |  |  | no |  |  | 0 | 0 | 0 | 0
oh_line_8103203_200886177 |  | AD | node_8103203_200886176 | node_8103203_200886177 | 309.778 | bal_1P_2AC | 8103203 | no | no |  |  | no |  |  | 0 | 0 | 0 | 0
oh_line_8103203_200886178 |  | AD | node_8103203_200886177 | node_8103203_200886178 | 17.809 | bal_1P_1/0AA | 8103203 | no | no |  |  | no |  |  | 0 | 0 | 0 | 0
oh_line_8103203_200886179 |  | AD | node_8103203_200886178 | node_8103203_200886179 | 242.152 | bal_1P_1/0AA | 8103203 | no | no |  |  | no |  |  | 0 | 0 | 0 | 0
oh_line_8103203_200886180 |  | AD | node_8103203_200886177 | node_8103203_200886180 | 198.926 | bal_1P_2AC | 8103203 | no | no |  |  | no |  |  | 0 | 0 | 0 | 0
oh_line_8103203_200886181 |  | AD | node_8103203_200909366 | node_8103203_200886181 | 402.807 | bal_1P_2AC | 8103203 | no | no |  |  | no |  |  | 0 | 0 | 0 | 0
oh_line_8103203_200886182 |  | AD | node_8103203_200886181 | node_intto1_8103203_200886182 | 347.349 | bal_1P_2AC | 8103203 | no | no |  |  | no |  |  | 0 | 0 | 0 | 0
oh_line_8103203_200886183 |  | AD | node_8103203_200886182 | node_8103203_200886183 | 321.59 | bal_1P_2AC | 8103203 | no | no |  |  | no |  |  | 0 | 0 | 0 | 0
oh_line_8103203_200886184 |  | AD | node_8103203_200886183 | node_8103203_200886184 | 158.31 | bal_1P_2AC | 8103203 | no | no |  |  | no |  |  | 0 | 0 | 0 | 0
oh_line_8103203_200886185 |  | AD | node_8103203_200886184 | node_8103203_200886185 | 169.437 | bal_1P_2AC | 8103203 | no | no |  |  | no |  |  | 0 | 0 | 0 | 0
oh_line_8103203_200886186 |  | AD | node_8103203_200886185 | node_8103203_200886186 | 327.051 | bal_1P_2AC | 8103203 | no | no |  |  | no |  |  | 0 | 0 | 0 | 0
oh_line_8103203_200886187 |  | AD | node_8103203_200886186 | node_8103203_200886187 | 185.449 | bal_1P_2AC | 8103203 | no | no |  |  | no |  |  | 0 | 0 | 0 | 0
oh_line_8103203_200886188 |  | AD | node_8103203_200886187 | node_8103203_200886188 | 125.477 | bal_1P_2AC | 8103203 | no | no |  |  | no |  |  | 0 | 0 | 0 | 0
oh_line_8103203_200886189 |  | AD | node_8103203_200886187 | node_8103203_200886189 | 242.69 | bal_1P_2AC | 8103203 | no | no |  |  | no |  |  | 0 | 0 | 0 | 0
oh_line_8103203_200886191 |  | AD | node_8103203_200886189 | node_8103203_200886191 | 300.786 | bal_1P_2AC | 8103203 | no | no |  |  | no |  |  | 0 | 0 | 0 | 0
oh_line_8103203_200886192 |  | AD | node_8103203_200886191 | node_8103203_200886192 | 341.637 | bal_1P_2AC | 8103203 | no | no |  |  | no |  |  | 0 | 0 | 0 | 0
oh_line_8103203_200886193 |  | AD | node_8103203_200886192 | node_8103203_200886193 | 245.45 | bal_1P_2AC | 8103203 | no | no |  |  | no |  |  | 0 | 0 | 0 | 0
oh_line_8103203_200886194 |  | AD | node_8103203_200886193 | node_8103203_200886194 | 254.354 | bal_1P_2AC | 8103203 | no | no |  |  | no |  |  | 0 | 0 | 0 | 0
oh_line_8103203_200886195 |  | AD | node_8103203_200886194 | node_8103203_200886195 | 266.774 | bal_1P_2AC | 8103203 | no | no |  |  | no |  |  | 0 | 0 | 0 | 0
oh_line_8103203_200886196 |  | AD | node_8103203_200886195 | node_8103203_200886196 | 377.481 | bal_1P_2AC | 8103203 | no | no |  |  | no |  |  | 0 | 0 | 0 | 0
oh_line_8103203_200886220 |  | AD | node_8103203_200883058 | node_8103203_200886220 | 273.388 | bal_1P_1/0AA | 8103203 | no | no |  |  | no |  |  | 0 | 0 | 0 | 0
oh_line_8103203_200886221 |  | AD | node_8103203_200909363 | node_8103203_200886221 | 554.358 | bal_1P_2AC | 8103203 | no | no |  |  | no |  |  | 0 | 0 | 0 | 0
oh_line_8103203_200886222 |  | AD | node_8103203_200885693 | node_intto1_8103203_200886222 | 330.493 | bal_1P_2AC | 8103203 | no | no |  |  | no |  |  | 0 | 0 | 0 | 0
oh_line_8103203_200886223 |  | AD | node_8103203_200886222 | node_8103203_200886223 | 338.765 | bal_1P_2AC | 8103203 | no | no |  |  | no |  |  | 0 | 0 | 0 | 0
oh_line_8103203_200886224 |  | AD | node_8103203_200886222 | node_8103203_200886224 | 135.224 | bal_1P_2AC | 8103203 | no | no |  |  | no |  |  | 0 | 0 | 0 | 0
oh_line_8103203_200886226 |  | AD | node_8103203_200886224 | node_8103203_200886226 | 308.479 | bal_1P_1/0AA | 8103203 | no | no |  |  | no |  |  | 0 | 0 | 0 | 0
oh_line_8103203_200886227 |  | AD | node_8103203_200964263 | node_8103203_200886227 | 217.51 | bal_1P_4AC | 8103203 | no | no |  |  | no |  |  | 0 | 0 | 0 | 0
oh_line_8103203_200886228 |  | AD | node_8103203_200886227 | node_8103203_200886228 | 247.525 | bal_1P_4AC | 8103203 | no | no |  |  | no |  |  | 0 | 0 | 0 | 0
oh_line_8103203_200886231 |  | AD | node_8103203_200885987 | node_intto1_8103203_200886231 | 540.707 | bal_1P_3-128CW | 8103203 | no | no |  |  | no |  |  | 0 | 0 | 0 | 0
oh_line_8103203_200886232 |  | AD | node_8103203_200886231 | node_8103203_200886232 | 509.559 | bal_1P_3-128CW | 8103203 | no | no |  |  | no |  |  | 0 | 0 | 0 | 0
oh_line_8103203_200886233 |  | AD | node_8103203_200886232 | node_8103203_200886233 | 97.63 | bal_1P_1/0AC | 8103203 | no | no |  |  | no |  |  | 0 | 0 | 0 | 0
oh_line_8103203_200886234 |  | AD | node_8103203_200886233 | node_8103203_200886234 | 249.036 | bal_1P_1/0AC | 8103203 | no | no |  |  | no |  |  | 0 | 0 | 0 | 0
oh_line_8103203_200886235 |  | AD | node_8103203_200886234 | node_8103203_200886235 | 221.728 | bal_1P_1/0AC | 8103203 | no | no |  |  | no |  |  | 0 | 0 | 0 | 0
oh_line_8103203_200886236 |  | AD | node_8103203_200886235 | node_8103203_200886236 | 282.068 | bal_1P_4AC | 8103203 | no | no |  |  | no |  |  | 0 | 0 | 0 | 0
oh_line_8103203_200886237 |  | AD | node_8103203_200886236 | node_8103203_200886237 | 285.528 | bal_1P_4AC | 8103203 | no | no |  |  | no |  |  | 0 | 0 | 0 | 0
oh_line_8103203_200886238 |  | AD | node_8103203_200886237 | node_8103203_200886238 | 415.281 | bal_1P_4AC | 8103203 | no | no |  |  | no |  |  | 0 | 0 | 0 | 0
oh_line_8103203_200886239 |  | AD | node_8103203_200885982 | node_8103203_200886239 | 287.501 | bal_1P_1/0AC | 8103203 | no | no |  |  | no |  |  | 0 | 0 | 0 | 0
oh_line_8103203_200886241 |  | AD | node_8103203_200886239 | node_8103203_200886241 | 310.689 | bal_1P_1/0AC | 8103203 | no | no |  |  | no |  |  | 0 | 0 | 0 | 0
oh_line_8103203_200886242 |  | AD | node_8103203_200886241 | node_intto1_8103203_200886242 | 307.721 | bal_1P_1/0AA | 8103203 | no | no |  |  | no |  |  | 0 | 0 | 0 | 0
oh_line_8103203_200886243 |  | AD | node_8103203_200886242 | node_8103203_200886243 | 306.367 | bal_1P_1/0AA | 8103203 | no | no |  |  | no |  |  | 0 | 0 | 0 | 0
oh_line_8103203_200886244 |  | AD | node_8103203_200886243 | node_8103203_200886244 | 283.146 | bal_1P_1/0AA | 8103203 | no | no |  |  | no |  |  | 0 | 0 | 0 | 0
oh_line_8103203_200886245 |  | AD | node_8103203_200886244 | node_8103203_200886245 | 275.425 | bal_1P_1/0AA | 8103203 | no | no |  |  | no |  |  | 0 | 0 | 0 | 0
oh_line_8103203_200886246 |  | AD | node_8103203_200886245 | node_8103203_200886246 | 283.225 | bal_1P_1/0AA | 8103203 | no | no |  |  | no |  |  | 0 | 0 | 0 | 0
oh_line_8103203_200886247 |  | AD | node_8103203_200886246 | node_8103203_200886247 | 294.459 | bal_1P_1/0AA | 8103203 | no | no |  |  | no |  |  | 0 | 0 | 0 | 0
oh_line_8103203_200886248 |  | AD | node_8103203_200885637 | node_intto1_8103203_200886248 | 634.426 | bal_1P_4AC | 8103203 | no | no |  |  | no |  |  | 0 | 0 | 0 | 0
oh_line_8103203_200886249 |  | AD | node_8103203_200886248 | node_8103203_200886249 | 358.227 | bal_1P_4AC | 8103203 | no | no |  |  | no |  |  | 0 | 0 | 0 | 0
oh_line_8103203_200886250 |  | AD | node_8103203_200886249 | node_8103203_200886250 | 183.017 | bal_1P_1/0AA | 8103203 | no | no |  |  | no |  |  | 0 | 0 | 0 | 0
oh_line_8103203_200886251 |  | AD | node_8103203_200886250 | node_8103203_200886251 | 265.779 | bal_1P_1/0AA | 8103203 | no | no |  |  | no |  |  | 0 | 0 | 0 | 0
oh_line_8103203_200886252 |  | AD | node_8103203_200886251 | node_8103203_200886252 | 261.478 | bal_1P_1/0AA | 8103203 | no | no |  |  | no |  |  | 0 | 0 | 0 | 0
oh_line_8103203_200886253 |  | AD | node_8103203_200886252 | node_8103203_200886253 | 240.735 | bal_1P_1/0AA | 8103203 | no | no |  |  | no |  |  | 0 | 0 | 0 | 0
oh_line_8103203_200886254 |  | AD | node_8103203_200886041 | node_intto1_8103203_200886254 | 338.536 | bal_1P_2AC | 8103203 | no | no |  |  | no |  |  | 0 | 0 | 0 | 0
oh_line_8103203_200886255 |  | AD | node_8103203_200886254 | node_8103203_200886255 | 225.742 | bal_1P_1/0AA | 8103203 | no | no |  |  | no |  |  | 0 | 0 | 0 | 0
oh_line_8103203_200886256 |  | AD | node_8103203_311932144 | node_8103203_200886256 | 161.387 | bal_1P_1/0AA | 8103203 | no | no |  |  | no |  |  | 0 | 0 | 0 | 0
oh_line_8103203_200886257 |  | AD | node_8103203_200886256 | node_8103203_200886257 | 304.611 | bal_1P_1/0AA | 8103203 | no | no |  |  | no |  |  | 0 | 0 | 0 | 0
oh_line_8103203_200907065 |  | AD | node_8103203_200885806 | node_intto1_8103203_200907065 | 160.126 | bal_1P_3-128CW | 8103203 | no | no |  |  | no |  |  | 0 | 0 | 0 | 0
oh_line_8103203_200907799 |  | AN | node_8103203_200881118 | node_8103203_200907799 | 686.095 | bal_1P_DELTACUST | 8103203 | no | no |  |  | no |  |  | 0 | 0 | 0 | 0
oh_line_8103203_200907800 |  | ABCD | node_8103203_200880447 | node_intto1_8103203_200907800 | 268.188 | bal_3P_2AC | 8103203 | no | no |  |  | no |  |  | 0 | 0 | 0 | 0
oh_line_8103203_200909286 |  | AD | node_8103203_200880715 | node_intto1_8103203_200909286 | 265.931 | bal_1P_1/0AA | 8103203 | no | no |  |  | no |  |  | 0 | 0 | 0 | 0
oh_line_8103203_200909345 |  | AD | node_8103203_200882475 | node_8103203_200909345 | 70.857 | bal_1P_1/0AA | 8103203 | no | no |  |  | no |  |  | 0 | 0 | 0 | 0
oh_line_8103203_200909346 |  | AD | node_8103203_200909345 | node_8103203_200909346 | 104.734 | bal_1P_1/0AC | 8103203 | no | no |  |  | no |  |  | 0 | 0 | 0 | 0
oh_line_8103203_200909347 |  | AD | node_8103203_200909365 | node_8103203_200909347 | 1986.474 | bal_1P_8ACW | 8103203 | no | no |  |  | no |  |  | 0 | 0 | 0 | 0
oh_line_8103203_200909348 |  | AD | node_8103203_200909347 | node_8103203_200909348 | 689.723 | bal_1P_8ACW | 8103203 | no | no |  |  | no |  |  | 0 | 0 | 0 | 0
oh_line_8103203_200909349 |  | AD | node_8103203_200909348 | node_8103203_200909349 | 2008.77 | bal_1P_8ACW | 8103203 | no | no |  |  | no |  |  | 0 | 0 | 0 | 0
oh_line_8103203_200909350 |  | AD | node_8103203_200909348 | node_8103203_200909350 | 409.119 | bal_1P_8ACW | 8103203 | no | no |  |  | no |  |  | 0 | 0 | 0 | 0
oh_line_8103203_200909351 |  | AD | node_8103203_200909350 | node_8103203_200909351 | 373.688 | bal_1P_8ACW | 8103203 | no | no |  |  | no |  |  | 0 | 0 | 0 | 0
oh_line_8103203_200909352 |  | AD | node_8103203_200909351 | node_8103203_200909352 | 364.234 | bal_1P_8ACW | 8103203 | no | no |  |  | no |  |  | 0 | 0 | 0 | 0
oh_line_8103203_200909353 |  | AD | node_8103203_200886114 | node_8103203_200909353 | 262.977 | bal_1P_1/0AA | 8103203 | no | no |  |  | no |  |  | 0 | 0 | 0 | 0
oh_line_8103203_200909357 |  | AD | node_8103203_200882847 | node_intto1_8103203_200909357 | 301.362 | bal_1P_1/0AA | 8103203 | no | no |  |  | no |  |  | 0 | 0 | 0 | 0
oh_line_8103203_200909362 |  | ABCD | node_SOURCE_8103203 | node_8103203_200909362 | 61.399 | bal_3P_336AC | 8103203 | no | no |  |  | no |  |  | 0 | 0 | 0 | 0
oh_line_8103203_200909363 |  | AD | node_8103203_200886226 | node_8103203_200909363 | 815.498 | bal_1P_1/0AA | 8103203 | no | no |  |  | no |  |  | 0 | 0 | 0 | 0
oh_line_8103203_200909365 |  | AD | node_8103203_200886041 | node_8103203_200909365 | 925.326 | bal_1P_8CCW | 8103203 | no | no |  |  | no |  |  | 0 | 0 | 0 | 0
oh_line_8103203_200909366 |  | AD | node_8103203_200909367 | node_8103203_200909366 | 1813.037 | bal_1P_2AL | 8103203 | no | no |  |  | no |  |  | 0 | 0 | 0 | 0
oh_line_8103203_200909367 |  | AD | node_8103203_200909365 | node_8103203_200909367 | 2422.433 | bal_1P_8CCW | 8103203 | no | no |  |  | no |  |  | 0 | 0 | 0 | 0
oh_line_8103203_200944318 |  | AD | node_8103203_200885925 | node_8103203_200944318 | 193.71 | bal_1P_1/0AA | 8103203 | no | no |  |  | no |  |  | 0 | 0 | 0 | 0
oh_line_8103203_200944319 |  | AD | node_8103203_200944318 | node_8103203_200944319 | 278.746 | bal_1P_1/0AA | 8103203 | no | no |  |  | no |  |  | 0 | 0 | 0 | 0
oh_line_8103203_200944320 |  | AD | node_8103203_200944319 | node_8103203_200944320 | 219.147 | bal_1P_1/0AA | 8103203 | no | no |  |  | no |  |  | 0 | 0 | 0 | 0
oh_line_8103203_200944322 |  | AD | node_8103203_200944319 | node_8103203_200944322 | 286.081 | bal_1P_1/0AA | 8103203 | no | no |  |  | no |  |  | 0 | 0 | 0 | 0
oh_line_8103203_200944324 |  | AD | node_8103203_200944322 | node_8103203_200944324 | 286.562 | bal_1P_1/0AA | 8103203 | no | no |  |  | no |  |  | 0 | 0 | 0 | 0
oh_line_8103203_200944325 |  | AD | node_8103203_200944324 | node_8103203_200944325 | 288.442 | bal_1P_1/0AA | 8103203 | no | no |  |  | no |  |  | 0 | 0 | 0 | 0
oh_line_8103203_200944326 |  | AD | node_8103203_200944325 | node_8103203_200944326 | 263.647 | bal_1P_1/0AA | 8103203 | no | no |  |  | no |  |  | 0 | 0 | 0 | 0
oh_line_8103203_200944327 |  | AD | node_8103203_200944326 | node_8103203_200944327 | 181.405 | bal_1P_1/0AA | 8103203 | no | no |  |  | no |  |  | 0 | 0 | 0 | 0
oh_line_8103203_200948248 |  | AD | node_8103203_200880427 | node_8103203_200948248 | 321.328 | bal_1P_1/0AA | 8103203 | no | no |  |  | no |  |  | 0 | 0 | 0 | 0
oh_line_8103203_200948249 |  | AD | node_8103203_200948248 | node_8103203_200948249 | 129.124 | bal_1P_1/0AA | 8103203 | no | no |  |  | no |  |  | 0 | 0 | 0 | 0
oh_line_8103203_200948250 |  | AD | node_8103203_200948249 | node_8103203_200948250 | 276.063 | bal_1P_1/0AA | 8103203 | no | no |  |  | no |  |  | 0 | 0 | 0 | 0
oh_line_8103203_200948251 |  | AD | node_8103203_200948250 | node_8103203_200948251 | 214.808 | bal_1P_1/0AA | 8103203 | no | no |  |  | no |  |  | 0 | 0 | 0 | 0
oh_line_8103203_200948252 |  | AD | node_8103203_200948251 | node_8103203_200948252 | 153.834 | bal_1P_1/0AA | 8103203 | no | no |  |  | no |  |  | 0 | 0 | 0 | 0
oh_line_8103203_200952591 |  | AD | node_8103203_200964965 | node_8103203_200952591 | 396.171 | bal_1P_2AC | 8103203 | no | no |  |  | no |  |  | 0 | 0 | 0 | 0
oh_line_8103203_200957020 |  | AD | node_8103203_200885822 | node_intto1_8103203_200957020 | 511.735 | bal_1P_3-128CW | 8103203 | no | no |  |  | no |  |  | 0 | 0 | 0 | 0
oh_line_8103203_200959345 |  | AD | node_8103203_200882815 | node_intto1_8103203_200959345 | 306.757 | bal_1P_1/0AC | 8103203 | no | no |  |  | no |  |  | 0 | 0 | 0 | 0
oh_line_8103203_200959401 |  | AD | node_8103203_200880720 | node_8103203_200959401 | 253.132 | bal_1P_1/0AA | 8103203 | no | no |  |  | no |  |  | 0 | 0 | 0 | 0
oh_line_8103203_200959607 |  | AD | node_8103203_200885873 | node_8103203_200959607 | 108.533 | bal_1P_1/0AA | 8103203 | no | no |  |  | no |  |  | 0 | 0 | 0 | 0
oh_line_8103203_200959608 |  | AD | node_8103203_200959607 | node_8103203_200959608 | 280.911 | bal_1P_1/0AA | 8103203 | no | no |  |  | no |  |  | 0 | 0 | 0 | 0
oh_line_8103203_200959609 |  | AD | node_8103203_200959608 | node_8103203_200959609 | 181.778 | bal_1P_1/0AA | 8103203 | no | no |  |  | no |  |  | 0 | 0 | 0 | 0
oh_line_8103203_200962346 |  | AD | node_8103203_200880753 | node_8103203_200962346 | 217.732 | bal_1P_1/0AA | 8103203 | no | no |  |  | no |  |  | 0 | 0 | 0 | 0
oh_line_8103203_200962347 |  | AD | node_8103203_200962346 | node_8103203_200962347 | 264.978 | bal_1P_1/0AA | 8103203 | no | no |  |  | no |  |  | 0 | 0 | 0 | 0
oh_line_8103203_200962349 |  | AD | node_8103203_200962347 | node_8103203_200962349 | 287.061 | bal_1P_1/0AA | 8103203 | no | no |  |  | no |  |  | 0 | 0 | 0 | 0
oh_line_8103203_200962350 |  | AD | node_8103203_200962349 | node_8103203_200962350 | 271.981 | bal_1P_1/0AA | 8103203 | no | no |  |  | no |  |  | 0 | 0 | 0 | 0
oh_line_8103203_200964263 |  | AD | node_8103203_200885698 | node_8103203_200964263 | 69.376 | bal_1P_4AC | 8103203 | no | no |  |  | no |  |  | 0 | 0 | 0 | 0
oh_line_8103203_200964965 |  | AD | node_8103203_200886137 | node_8103203_200964965 | 390.149 | bal_1P_2AC | 8103203 | no | no |  |  | no |  |  | 0 | 0 | 0 | 0
oh_line_8103203_200965631 |  | AD | node_8103203_200885730 | node_8103203_200965631 | 202.164 | bal_1P_2AC | 8103203 | no | no |  |  | no |  |  | 0 | 0 | 0 | 0
oh_line_8103203_200966818 |  | AD | node_8103203_200885793 | node_8103203_200966818 | 338.295 | bal_1P_1/0AA | 8103203 | no | no |  |  | no |  |  | 0 | 0 | 0 | 0
oh_line_8103203_200966897 |  | AD | node_8103203_200885804 | node_8103203_200966897 | 364.709 | bal_1P_1/0AA | 8103203 | no | no |  |  | no |  |  | 0 | 0 | 0 | 0
oh_line_8103203_200967681 |  | AD | node_8103203_200978834 | node_8103203_200967681 | 286.853 | bal_1P_1/0AC | 8103203 | no | no |  |  | no |  |  | 0 | 0 | 0 | 0
oh_line_8103203_200978394 |  | AD | node_8103203_200966897 | node_8103203_200978394 | 342.126 | bal_1P_1/0AA | 8103203 | no | no |  |  | no |  |  | 0 | 0 | 0 | 0
oh_line_8103203_200978395 |  | AD | node_8103203_200978394 | node_8103203_200978395 | 271.673 | bal_1P_1/0AA | 8103203 | no | no |  |  | no |  |  | 0 | 0 | 0 | 0
oh_line_8103203_200978396 |  | AD | node_8103203_200978395 | node_8103203_200978396 | 524.104 | bal_1P_1/0AA | 8103203 | no | no |  |  | no |  |  | 0 | 0 | 0 | 0
oh_line_8103203_200978397 |  | AD | node_8103203_200978396 | node_8103203_200978397 | 263.092 | bal_1P_1/0AA | 8103203 | no | no |  |  | no |  |  | 0 | 0 | 0 | 0
oh_line_8103203_200978398 |  | AD | node_8103203_200978397 | node_8103203_200978398 | 267.213 | bal_1P_1/0AA | 8103203 | no | no |  |  | no |  |  | 0 | 0 | 0 | 0
oh_line_8103203_200978399 |  | AD | node_8103203_200978398 | node_8103203_200978399 | 325.423 | bal_1P_1/0AA | 8103203 | no | no |  |  | no |  |  | 0 | 0 | 0 | 0
oh_line_8103203_200978400 |  | AD | node_8103203_200978399 | node_8103203_200978400 | 266.985 | bal_1P_1/0AA | 8103203 | no | no |  |  | no |  |  | 0 | 0 | 0 | 0
oh_line_8103203_200978401 |  | AD | node_8103203_200978400 | node_8103203_200978401 | 269.105 | bal_1P_1/0AA | 8103203 | no | no |  |  | no |  |  | 0 | 0 | 0 | 0
oh_line_8103203_200978402 |  | AD | node_8103203_200978401 | node_8103203_200978402 | 264.798 | bal_1P_1/0AA | 8103203 | no | no |  |  | no |  |  | 0 | 0 | 0 | 0
oh_line_8103203_200978403 |  | AD | node_8103203_200978402 | node_8103203_200978403 | 244.987 | bal_1P_1/0AA | 8103203 | no | no |  |  | no |  |  | 0 | 0 | 0 | 0
oh_line_8103203_200978834 |  | AD | node_8103203_200882842 | node_8103203_200978834 | 278.402 | bal_1P_1/0AC | 8103203 | no | no |  |  | no |  |  | 0 | 0 | 0 | 0
oh_line_8103203_200982198 |  | ABCD | node_8103203_200882471 | node_8103203_200982198 | 137.992 | unb_3P_2-1/0AC_1/0AA | 8103203 | no | no |  |  | no |  |  | 0 | 0 | 0 | 0
oh_line_8103203_200983197 |  | AD | node_8103203_200882389 | node_8103203_200983197 | 182.862 | bal_1P_1/0AA | 8103203 | no | no |  |  | no |  |  | 0 | 0 | 0 | 0
oh_line_8103203_200983198 |  | AD | node_8103203_200983197 | node_8103203_200983198 | 194.053 | bal_1P_1/0AA | 8103203 | no | no |  |  | no |  |  | 0 | 0 | 0 | 0
oh_line_8103203_200984021 |  | AD | node_8103203_200880744 | node_8103203_200984021 | 277.779 | bal_1P_2AC | 8103203 | no | no |  |  | no |  |  | 0 | 0 | 0 | 0
oh_line_8103203_200984022 |  | ABCD | node_8103203_200880465 | node_8103203_200984022 | 345.375 | bal_3P_4CU | 8103203 | no | no |  |  | no |  |  | 0 | 0 | 0 | 0
oh_line_8103203_200985555 |  | AD | node_8103203_200885786 | node_8103203_200985555 | 324.406 | bal_1P_3-128CW | 8103203 | no | no |  |  | no |  |  | 0 | 0 | 0 | 0
oh_line_8103203_201009476 |  | AD | node_8103203_200885956 | node_8103203_201009476 | 251.41 | bal_1P_1/0AA | 8103203 | no | no |  |  | no |  |  | 0 | 0 | 0 | 0
oh_line_8103203_201009516 |  | AD | node_8103203_201009476 | node_8103203_201009516 | 271.012 | bal_1P_1/0AA | 8103203 | no | no |  |  | no |  |  | 0 | 0 | 0 | 0
oh_line_8103203_201009517 |  | AD | node_8103203_201009516 | node_8103203_201009517 | 286.042 | bal_1P_1/0AA | 8103203 | no | no |  |  | no |  |  | 0 | 0 | 0 | 0
oh_line_8103203_201009518 |  | AD | node_8103203_201009517 | node_8103203_201009518 | 189.99 | bal_1P_1/0AA | 8103203 | no | no |  |  | no |  |  | 0 | 0 | 0 | 0
oh_line_8103203_201009844 |  | AD | node_8103203_201009518 | node_8103203_201009844 | 223.585 | bal_1P_1/0AA | 8103203 | no | no |  |  | no |  |  | 0 | 0 | 0 | 0
oh_line_8103203_201010565 |  | AD | node_8103203_200885897 | node_8103203_201010565 | 439.114 | bal_1P_2AC | 8103203 | no | no |  |  | no |  |  | 0 | 0 | 0 | 0
oh_line_8103203_201010566 |  | AD | node_8103203_201010565 | node_8103203_201010566 | 297.412 | bal_1P_1/0AA | 8103203 | no | no |  |  | no |  |  | 0 | 0 | 0 | 0
oh_line_8103203_201010567 |  | AD | node_8103203_201010566 | node_8103203_201010567 | 322.894 | bal_1P_1/0AA | 8103203 | no | no |  |  | no |  |  | 0 | 0 | 0 | 0
oh_line_8103203_201010600 |  | AD | node_8103203_201010567 | node_intto1_8103203_201010600 | 275.891 | bal_1P_1/0AA | 8103203 | no | no |  |  | no |  |  | 0 | 0 | 0 | 0
oh_line_8103203_201013512 |  | AN | node_8103203_200907799 | node_8103203_201013512 | 1710.645 | bal_1P_DELTACUST | 8103203 | no | no |  |  | no |  |  | 0 | 0 | 0 | 0
oh_line_8103203_201014293 |  | AD | node_8103203_200880692 | node_8103203_201014293 | 237.771 | bal_1P_1/0AA | 8103203 | no | no |  |  | no |  |  | 0 | 0 | 0 | 0
oh_line_8103203_201016666 |  | AD | node_8103203_200886076 | node_8103203_201016666 | 349.999 | bal_1P_4AC | 8103203 | no | no |  |  | no |  |  | 0 | 0 | 0 | 0
oh_line_8103203_201018062 |  | AN | node_8103203_200886025 | node_8103203_201018062 | 151.739 | bal_1P_DELTACUST | 8103203 | no | no |  |  | no |  |  | 0 | 0 | 0 | 0
oh_line_8103203_201018404 |  | AD | node_8103203_200882478 | node_8103203_201018404 | 99.678 | bal_1P_1/0AA | 8103203 | no | no |  |  | no |  |  | 0 | 0 | 0 | 0
oh_line_8103203_201018405 |  | AD | node_8103203_201018404 | node_8103203_201018405 | 140.524 | bal_1P_1/0AA | 8103203 | no | no |  |  | no |  |  | 0 | 0 | 0 | 0
oh_line_8103203_201018406 |  | AD | node_8103203_201018405 | node_8103203_201018406 | 77.03 | bal_1P_1/0AA | 8103203 | no | no |  |  | no |  |  | 0 | 0 | 0 | 0
oh_line_8103203_201018407 |  | AD | node_8103203_201018406 | node_8103203_201018407 | 179.012 | bal_1P_1/0AA | 8103203 | no | no |  |  | no |  |  | 0 | 0 | 0 | 0
oh_line_8103203_201018408 |  | AD | node_8103203_201018407 | node_8103203_201018408 | 191.487 | bal_1P_1/0AA | 8103203 | no | no |  |  | no |  |  | 0 | 0 | 0 | 0
oh_line_8103203_201018409 |  | AD | node_8103203_201018408 | node_8103203_201018409 | 109.807 | bal_1P_1/0AA | 8103203 | no | no |  |  | no |  |  | 0 | 0 | 0 | 0
oh_line_8103203_201018645 |  | ABCD | node_8103203_200880524 | node_8103203_201018645 | 248.594 | bal_3P_4/0AA | 8103203 | no | no |  |  | no |  |  | 0 | 0 | 0 | 0
oh_line_8103203_201018646 |  | ABCD | node_8103203_201018645 | node_8103203_201018646 | 207.553 | bal_3P_4/0AA | 8103203 | no | no |  |  | no |  |  | 0 | 0 | 0 | 0
oh_line_8103203_201018647 |  | ABCD | node_8103203_201018650 | node_8103203_201018647 | 191.327 | bal_3P_4/0AA | 8103203 | no | no |  |  | no |  |  | 0 | 0 | 0 | 0
oh_line_8103203_201018648 |  | ABCD | node_8103203_200984022 | node_8103203_201018648 | 201.21 | bal_3P_4CU | 8103203 | no | no |  |  | no |  |  | 0 | 0 | 0 | 0
oh_line_8103203_201018649 |  | ABCD | node_8103203_201018646 | node_8103203_201018649 | 199.65 | bal_3P_4/0AA | 8103203 | no | no |  |  | no |  |  | 0 | 0 | 0 | 0
oh_line_8103203_201018650 |  | ABCD | node_8103203_201018649 | node_8103203_201018650 | 303.892 | bal_3P_4/0AA | 8103203 | no | no |  |  | no |  |  | 0 | 0 | 0 | 0
oh_line_8103203_201018651 |  | ABCD | node_8103203_201018648 | node_8103203_201018651 | 243.636 | bal_3P_4CU | 8103203 | no | no |  |  | no |  |  | 0 | 0 | 0 | 0
oh_line_8103203_201018652 |  | ABCD | node_8103203_200885611 | node_8103203_201018652 | 297.786 | bal_3P_4/0AA | 8103203 | no | no |  |  | no |  |  | 0 | 0 | 0 | 0
oh_line_8103203_201018669 |  | ABCD | node_8103203_201018647 | node_8103203_201018669 | 197.868 | bal_3P_4/0AA | 8103203 | no | no |  |  | no |  |  | 0 | 0 | 0 | 0
oh_line_8103203_201023403 |  | ABCD | node_8103203_200882400 | node_8103203_201023403 | 108.069 | bal_3P_4/0AC | 8103203 | no | no |  |  | no |  |  | 0 | 0 | 0 | 0
oh_line_8103203_201023404 |  | ABCD | node_8103203_201023403 | node_8103203_201023404 | 162.484 | bal_3P_4/0AC | 8103203 | no | no |  |  | no |  |  | 0 | 0 | 0 | 0
oh_line_8103203_201025313 |  | AD | node_8103203_200886069 | node_8103203_201025313 | 359.965 | bal_1P_4AC | 8103203 | no | no |  |  | no |  |  | 0 | 0 | 0 | 0
oh_line_8103203_201025353 |  | AD | node_8103203_200880895 | node_intto1_8103203_201025353 | 397.523 | bal_1P_4ACW | 8103203 | no | no |  |  | no |  |  | 0 | 0 | 0 | 0
oh_line_8103203_201025354 |  | AD | node_8103203_201025353 | node_8103203_201025354 | 325.161 | bal_1P_4ACW | 8103203 | no | no |  |  | no |  |  | 0 | 0 | 0 | 0
oh_line_8103203_201025355 |  | AD | node_8103203_201025354 | node_intto1_8103203_201025355 | 303.18 | bal_1P_4ACW | 8103203 | no | no |  |  | no |  |  | 0 | 0 | 0 | 0
oh_line_8103203_201025356 |  | AD | node_8103203_200880861 | node_8103203_201025356 | 207.607 | bal_1P_4ACW | 8103203 | no | no |  |  | no |  |  | 0 | 0 | 0 | 0
oh_line_8103203_201038595 |  | ABCD | node_8103203_200882423 | node_8103203_201038595 | 189.762 | bal_3P_4/0AC | 8103203 | no | no |  |  | no |  |  | 0 | 0 | 0 | 0
oh_line_8103203_201057870 |  | AD | node_8103203_200885936 | node_8103203_201057870 | 154.828 | bal_1P_1/0AA | 8103203 | no | no |  |  | no |  |  | 0 | 0 | 0 | 0
oh_line_8103203_201057871 |  | AD | node_8103203_201057870 | node_8103203_201057871 | 273.77 | bal_1P_1/0AA | 8103203 | no | no |  |  | no |  |  | 0 | 0 | 0 | 0
oh_line_8103203_201057872 |  | AD | node_8103203_201057871 | node_8103203_201057872 | 228.535 | bal_1P_1/0AA | 8103203 | no | no |  |  | no |  |  | 0 | 0 | 0 | 0
oh_line_8103203_201057873 |  | AD | node_8103203_201057872 | node_8103203_201057873 | 280.093 | bal_1P_1/0AA | 8103203 | no | no |  |  | no |  |  | 0 | 0 | 0 | 0
oh_line_8103203_201057874 |  | AD | node_8103203_201057873 | node_8103203_201057874 | 64.132 | bal_1P_2AC | 8103203 | no | no |  |  | no |  |  | 0 | 0 | 0 | 0
oh_line_8103203_201057875 |  | AD | node_8103203_200885949 | node_8103203_201057875 | 45.394 | bal_1P_1/0AA | 8103203 | no | no |  |  | no |  |  | 0 | 0 | 0 | 0
oh_line_8103203_201057996 |  | AD | node_8103203_201057875 | node_8103203_201057996 | 186.164 | bal_1P_1/0AA | 8103203 | no | no |  |  | no |  |  | 0 | 0 | 0 | 0
oh_line_8103203_201057997 |  | AD | node_8103203_201057996 | node_8103203_201057997 | 182.109 | bal_1P_1/0AA | 8103203 | no | no |  |  | no |  |  | 0 | 0 | 0 | 0
oh_line_8103203_201060948 |  | AD | node_8103203_201009518 | node_8103203_201060948 | 295.458 | bal_1P_1/0AA | 8103203 | no | no |  |  | no |  |  | 0 | 0 | 0 | 0
oh_line_8103203_201060949 |  | AD | node_8103203_201060948 | node_8103203_201060949 | 288.066 | bal_1P_1/0AA | 8103203 | no | no |  |  | no |  |  | 0 | 0 | 0 | 0
oh_line_8103203_201060950 |  | AD | node_8103203_201060949 | node_8103203_201060950 | 300.173 | bal_1P_1/0AA | 8103203 | no | no |  |  | no |  |  | 0 | 0 | 0 | 0
oh_line_8103203_201060951 |  | AD | node_8103203_201060950 | node_8103203_201060951 | 257.512 | bal_1P_1/0AA | 8103203 | no | no |  |  | no |  |  | 0 | 0 | 0 | 0
oh_line_8103203_201062977 |  | AD | node_8103203_200880451 | node_8103203_201062977 | 279.645 | bal_1P_1/0AA | 8103203 | no | no |  |  | no |  |  | 0 | 0 | 0 | 0
oh_line_8103203_201063626 |  | AD | node_8103203_200885893 | node_8103203_201063626 | 405.864 | bal_1P_2AC | 8103203 | no | no |  |  | no |  |  | 0 | 0 | 0 | 0
oh_line_8103203_201063627 |  | AD | node_8103203_201010600 | node_8103203_201063627 | 476.087 | bal_1P_2AC | 8103203 | no | no |  |  | no |  |  | 0 | 0 | 0 | 0
oh_line_8103203_201065618 |  | AD | node_8103203_200882902 | node_8103203_201065618 | 94.379 | bal_1P_1/0AA | 8103203 | no | no |  |  | no |  |  | 0 | 0 | 0 | 0
oh_line_8103203_201066507 |  | AN | node_8103203_201066553 | node_intto1_8103203_201066507 | 218.471 | bal_1P_DELTACUST | 8103203 | no | no |  |  | no |  |  | 0 | 0 | 0 | 0
oh_line_8103203_201066545 |  | AD | node_8103203_200886163 | node_8103203_201066545 | 275.159 | bal_1P_1/0AA | 8103203 | no | no |  |  | no |  |  | 0 | 0 | 0 | 0
oh_line_8103203_201066546 |  | AD | node_8103203_201066545 | node_8103203_201066546 | 388.151 | bal_1P_1/0AA | 8103203 | no | no |  |  | no |  |  | 0 | 0 | 0 | 0
oh_line_8103203_201066547 |  | AD | node_8103203_201066546 | node_8103203_201066547 | 319.441 | bal_1P_1/0AA | 8103203 | no | no |  |  | no |  |  | 0 | 0 | 0 | 0
oh_line_8103203_201066548 |  | AD | node_8103203_201066547 | node_8103203_201066548 | 334.857 | bal_1P_1/0AA | 8103203 | no | no |  |  | no |  |  | 0 | 0 | 0 | 0
oh_line_8103203_201066549 |  | AD | node_8103203_201066548 | node_8103203_201066549 | 286.463 | bal_1P_1/0AA | 8103203 | no | no |  |  | no |  |  | 0 | 0 | 0 | 0
oh_line_8103203_201066550 |  | AD | node_8103203_201066549 | node_8103203_201066550 | 296.507 | bal_1P_1/0AA | 8103203 | no | no |  |  | no |  |  | 0 | 0 | 0 | 0
oh_line_8103203_201066551 |  | AD | node_8103203_201066550 | node_8103203_201066551 | 291.953 | bal_1P_1/0AA | 8103203 | no | no |  |  | no |  |  | 0 | 0 | 0 | 0
oh_line_8103203_201066552 |  | AD | node_8103203_201066551 | node_8103203_201066552 | 306.122 | bal_1P_1/0AA | 8103203 | no | no |  |  | no |  |  | 0 | 0 | 0 | 0
oh_line_8103203_201066553 |  | AD | node_8103203_201066552 | node_8103203_201066553 | 221.835 | bal_1P_1/0AA | 8103203 | no | no |  |  | no |  |  | 0 | 0 | 0 | 0
oh_line_8103203_201067396 |  | AN | node_8103203_200882914 | node_8103203_201067396 | 190.942 | bal_1P_DELTACUST | 8103203 | no | no |  |  | no |  |  | 0 | 0 | 0 | 0
oh_line_8103203_310012684 |  | AD | node_8103203_200881149 | node_8103203_310012684 | 122.042 | bal_1P_1/0AA | 8103203 | no | no |  |  | no |  |  | 0 | 0 | 0 | 0
oh_line_8103203_310012685 |  | AD | node_8103203_310012684 | node_8103203_310012685 | 274.579 | bal_1P_1/0AA | 8103203 | no | no |  |  | no |  |  | 0 | 0 | 0 | 0
oh_line_8103203_310012686 |  | AD | node_8103203_310012685 | node_8103203_310012686 | 170.519 | bal_1P_1/0AA | 8103203 | no | no |  |  | no |  |  | 0 | 0 | 0 | 0
oh_line_8103203_310015556 |  | ABCD | node_8103203_200882364 | node_8103203_310015556 | 137.659 | bal_3P_1/0AA | 8103203 | no | no |  |  | no |  |  | 0 | 0 | 0 | 0
oh_line_8103203_310047131 |  | AD | node_8103203_200885639 | node_8103203_310047131 | 227.694 | bal_1P_4/0AC | 8103203 | no | no |  |  | no |  |  | 0 | 0 | 0 | 0
oh_line_8103203_310049853 |  | AN | node_8103203_200883026 | node_8103203_310049853 | 535.269 | bal_1P_DELTACUST | 8103203 | no | no |  |  | no |  |  | 0 | 0 | 0 | 0
oh_line_8103203_310051376 |  | ABCD | node_8103203_200882347 | node_8103203_310051376 | 44.573 | bal_3P_1/0AC | 8103203 | no | no |  |  | no |  |  | 0 | 0 | 0 | 0
oh_line_8103203_310054499 |  | AD | node_8103203_200880893 | node_8103203_310054499 | 275.559 | bal_1P_1/0AA | 8103203 | no | no |  |  | no |  |  | 0 | 0 | 0 | 0
oh_line_8103203_310054501 |  | AD | node_8103203_200880894 | node_8103203_310054501 | 280.309 | bal_1P_1/0AA | 8103203 | no | no |  |  | no |  |  | 0 | 0 | 0 | 0
oh_line_8103203_311859834 |  | AD | node_8103203_311899964 | node_8103203_311859834 | 181.12 | bal_1P_1/0AA | 8103203 | no | no |  |  | no |  |  | 0 | 0 | 0 | 0
oh_line_8103203_311874879 |  | AD | node_8103203_200885977 | node_8103203_311874879 | 333.141 | bal_1P_3-128CW | 8103203 | no | no |  |  | no |  |  | 0 | 0 | 0 | 0
oh_line_8103203_311880903 |  | AD | node_8103203_200909286 | node_8103203_311880903 | 314.885 | bal_1P_2AC | 8103203 | no | no |  |  | no |  |  | 0 | 0 | 0 | 0
oh_line_8103203_311899961 |  | AD | node_8103203_201060950 | node_8103203_311899961 | 267.528 | bal_1P_1/0AA | 8103203 | no | no |  |  | no |  |  | 0 | 0 | 0 | 0
oh_line_8103203_311899962 |  | AD | node_8103203_311899961 | node_8103203_311899962 | 243.515 | bal_1P_1/0AA | 8103203 | no | no |  |  | no |  |  | 0 | 0 | 0 | 0
oh_line_8103203_311899963 |  | AD | node_8103203_311899962 | node_8103203_311899963 | 269.182 | bal_1P_1/0AA | 8103203 | no | no |  |  | no |  |  | 0 | 0 | 0 | 0
oh_line_8103203_311899964 |  | AD | node_8103203_311899963 | node_8103203_311899964 | 270.56 | bal_1P_1/0AA | 8103203 | no | no |  |  | no |  |  | 0 | 0 | 0 | 0
oh_line_8103203_311932144 |  | AD | node_8103203_200886255 | node_8103203_311932144 | 62.338 | bal_1P_1/0AA | 8103203 | no | no |  |  | no |  |  | 0 | 0 | 0 | 0
oh_line_8103203_311932145 |  | AD | node_8103203_311932144 | node_8103203_311932145 | 372.968 | bal_1P_1/0AA | 8103203 | no | no |  |  | no |  |  | 0 | 0 | 0 | 0
oh_line_8103203_311990243 |  | AD | node_8103203_200886250 | node_8103203_311990243 | 275.654 | bal_1P_1/0AA | 8103203 | no | no |  |  | no |  |  | 0 | 0 | 0 | 0
oh_line_8103203_311990244 |  | AD | node_8103203_311990243 | node_8103203_311990244 | 225.323 | bal_1P_1/0AA | 8103203 | no | no |  |  | no |  |  | 0 | 0 | 0 | 0
oh_line_8103203_311991047 |  | AD | node_8103203_200978397 | node_8103203_311991047 | 79.604 | bal_1P_1/0AA | 8103203 | no | no |  |  | no |  |  | 0 | 0 | 0 | 0
oh_line_8103203_311991048 |  | AD | node_8103203_311991047 | node_intto1_8103203_311991048 | 285.762 | bal_1P_1/0AA | 8103203 | no | no |  |  | no |  |  | 0 | 0 | 0 | 0
oh_line_8103203_311991049 |  | AD | node_8103203_311991048 | node_8103203_311991049 | 283.854 | bal_1P_1/0AA | 8103203 | no | no |  |  | no |  |  | 0 | 0 | 0 | 0
oh_line_8103203_311991050 |  | AD | node_8103203_311991049 | node_8103203_311991050 | 283.359 | bal_1P_1/0AA | 8103203 | no | no |  |  | no |  |  | 0 | 0 | 0 | 0
oh_line_8103203_311991051 |  | AD | node_8103203_311991050 | node_8103203_311991051 | 266.395 | bal_1P_1/0AA | 8103203 | no | no |  |  | no |  |  | 0 | 0 | 0 | 0
oh_line_8103203_312008343 |  | AD | node_8103203_200882425 | node_8103203_312008343 | 275.341 | bal_1P_1/0AA | 8103203 | no | no |  |  | no |  |  | 0 | 0 | 0 | 0
oh_line_8103203_312008345 |  | AD | node_8103203_312008343 | node_intto1_8103203_312008345 | 281.726 | bal_1P_1/0AA | 8103203 | no | no |  |  | no |  |  | 0 | 0 | 0 | 0
oh_line_8103203_312008704 |  | AD | node_8103203_312008345 | node_8103203_312008704 | 184.364 | bal_1P_1/0AA | 8103203 | no | no |  |  | no |  |  | 0 | 0 | 0 | 0
oh_line_8103203_312047507 |  | AD | node_8103203_200886119 | node_8103203_312047507 | 125.747 | bal_1P_1/0AA | 8103203 | no | no |  |  | no |  |  | 0 | 0 | 0 | 0
oh_line_8103203_312080619 |  | AD | node_8103203_200881160 | node_8103203_312080619 | 159.25 | bal_1P_1/0AA | 8103203 | no | no |  |  | no |  |  | 0 | 0 | 0 | 0
oh_line_8103203_312080621 |  | AD | node_8103203_312080619 | node_8103203_312080621 | 269.802 | bal_1P_1/0AA | 8103203 | no | no |  |  | no |  |  | 0 | 0 | 0 | 0
oh_line_8103203_312080623 |  | AD | node_8103203_312080621 | node_8103203_312080623 | 289.318 | bal_1P_1/0AA | 8103203 | no | no |  |  | no |  |  | 0 | 0 | 0 | 0
oh_line_8103203_312080624 |  | AD | node_8103203_312080623 | node_8103203_312080624 | 284.584 | bal_1P_1/0AA | 8103203 | no | no |  |  | no |  |  | 0 | 0 | 0 | 0
oh_line_8103203_312080629 |  | AD | node_8103203_312080624 | node_8103203_312080629 | 223.12 | bal_1P_1/0AA | 8103203 | no | no |  |  | no |  |  | 0 | 0 | 0 | 0
oh_line_8103203_312080630 |  | AD | node_8103203_312080629 | node_8103203_312080630 | 254.935 | bal_1P_1/0AA | 8103203 | no | no |  |  | no |  |  | 0 | 0 | 0 | 0
oh_line_8103203_312085972 |  | AD | node_8103203_200880741 | node_8103203_312085972 | 163.518 | bal_1P_2AC | 8103203 | no | no |  |  | no |  |  | 0 | 0 | 0 | 0
oh_line_8103203_312089164 |  | AD | node_8103203_200885834 | node_8103203_312089164 | 287.561 | bal_1P_1/0AA | 8103203 | no | no |  |  | no |  |  | 0 | 0 | 0 | 0
oh_line_8103203_312089165 |  | AD | node_8103203_200885836 | node_8103203_312089165 | 242.765 | bal_1P_1/0AA | 8103203 | no | no |  |  | no |  |  | 0 | 0 | 0 | 0
oh_line_8103203_312089166 |  | AD | node_8103203_200885837 | node_8103203_312089166 | 285.672 | bal_1P_1/0AA | 8103203 | no | no |  |  | no |  |  | 0 | 0 | 0 | 0
oh_line_8103203_312089167 |  | AD | node_1389738_809_15486887_308 | node_8103203_312089167 | 264.87 | bal_1P_1/0AA | 8103203 | no | no |  |  | no |  |  | 0 | 0 | 0 | 0
oh_line_8103203_312092575 |  | AD | node_8103203_200880822 | node_8103203_312092575 | 275.825 | bal_1P_1/0AA | 8103203 | no | no |  |  | no |  |  | 0 | 0 | 0 | 0
oh_line_8103203_312092576 |  | AD | node_8103203_312092575 | node_8103203_312092576 | 273.532 | bal_1P_1/0AA | 8103203 | no | no |  |  | no |  |  | 0 | 0 | 0 | 0
oh_line_8103203_312114395 |  | AD | node_8103203_200882825 | node_8103203_312114395 | 29.407 | bal_1P_1/0AC | 8103203 | no | no |  |  | no |  |  | 0 | 0 | 0 | 0
oh_line_8103203_312114397 |  | AD | node_8103203_200882887 | node_8103203_312114397 | 277.21 | bal_1P_3-104CW | 8103203 | no | no |  |  | no |  |  | 0 | 0 | 0 | 0
oh_line_8103203_312114398 |  | AD | node_8103203_200882904 | node_8103203_312114398 | 173.928 | bal_1P_3-104CW | 8103203 | no | no |  |  | no |  |  | 0 | 0 | 0 | 0
oh_line_8103203_312114399 |  | AD | node_8103203_312114398 | node_8103203_312114399 | 204.78 | bal_1P_3-104CW | 8103203 | no | no |  |  | no |  |  | 0 | 0 | 0 | 0
oh_line_8103203_312114401 |  | AD | node_8103203_200882907 | node_8103203_312114401 | 127.091 | bal_1P_3-104CW | 8103203 | no | no |  |  | no |  |  | 0 | 0 | 0 | 0
oh_line_8103203_312124440 |  | ABCD | node_8103203_200885586 | node_8103203_312124440 | 145.063 | bal_3P_4/0AC | 8103203 | no | no |  |  | no |  |  | 0 | 0 | 0 | 0
oh_line_8103203_312155655 |  | ABCD | node_8103203_200880422 | node_8103203_312155655 | 204.575 | bal_3P_4/0AA | 8103203 | no | no |  |  | no |  |  | 0 | 0 | 0 | 0
oh_line_TAP_OH_911141 |  | ABCN | node_8103203_200880352 | node_1407355_561_15467374_294 | 0.033 | unb_TAPWIRE_OH | 8103203 | no | no |  |  | no |  |  | 0 | 0 | 0 | 0
oh_line_TAP_OH_911142 |  | ABCN | node_8103203_200880355 | node_1408040_019_15467483_05 | 0.033 | unb_TAPWIRE_OH | 8103203 | no | no |  |  | no |  |  | 0 | 0 | 0 | 0
oh_line_TAP_OH_911143 |  | AN | node_8103203_200880371 | node_1411009_825_15469548_213 | 0.033 | unb_TAPWIRE_OH | 8103203 | no | no |  |  | no |  |  | 0 | 0 | 0 | 0
oh_line_TAP_OH_911144 |  | AN | node_8103203_200880374 | node_1411337_763_15469824_032 | 0.033 | unb_TAPWIRE_OH | 8103203 | no | no |  |  | no |  |  | 0 | 0 | 0 | 0
oh_line_TAP_OH_911145 |  | AN | node_8103203_200880378 | node_1410670_219_15469533_453 | 0.033 | unb_TAPWIRE_OH | 8103203 | no | no |  |  | no |  |  | 0 | 0 | 0 | 0
oh_line_TAP_OH_911146 |  | ABCN | node_8103203_200880391 | node_1413498_668_15471929_817 | 0.033 | unb_TAPWIRE_OH | 8103203 | no | no |  |  | no |  |  | 0 | 0 | 0 | 0
oh_line_TAP_OH_911147 |  | AN | node_8103203_200880399 | node_1415297_139_15472911_22 | 0.033 | unb_TAPWIRE_OH | 8103203 | no | no |  |  | no |  |  | 0 | 0 | 0 | 0
oh_line_TAP_OH_911148 |  | ABCN | node_8103203_200880401 | node_1414490_625_15473114_067 | 0.033 | unb_TAPWIRE_OH | 8103203 | no | no |  |  | no |  |  | 0 | 0 | 0 | 0
oh_line_TAP_OH_911149 |  | ABCN | node_8103203_200880403 | node_1414692_566_15473344_859 | 0.033 | unb_TAPWIRE_OH | 8103203 | no | no |  |  | no |  |  | 0 | 0 | 0 | 0
oh_line_TAP_OH_911150 |  | ABCN | node_8103203_200880410 | node_1415514_201_15475012_356 | 0.033 | unb_TAPWIRE_OH | 8103203 | no | no |  |  | no |  |  | 0 | 0 | 0 | 0
oh_line_TAP_OH_911151 |  | ABCN | node_8103203_200880411 | node_1415551_552_15475289_86 | 0.033 | unb_TAPWIRE_OH | 8103203 | no | no |  |  | no |  |  | 0 | 0 | 0 | 0
oh_line_TAP_OH_911153 |  | ABCN | node_8103203_200880427 | node_1416829_283_15478675_328 | 0.033 | unb_TAPWIRE_OH | 8103203 | no | no |  |  | no |  |  | 0 | 0 | 0 | 0
oh_line_TAP_OH_911154 |  | AN | node_8103203_200880428 | node_1416495_363_15478669_361 | 0.033 | unb_TAPWIRE_OH | 8103203 | no | no |  |  | no |  |  | 0 | 0 | 0 | 0
oh_line_TAP_OH_911155 |  | ABCN | node_8103203_200880431 | node_1417056_356_15479289_194 | 0.033 | unb_TAPWIRE_OH | 8103203 | no | no |  |  | no |  |  | 0 | 0 | 0 | 0
oh_line_TAP_OH_911156 |  | ABCN | node_8103203_200880433 | node_1417158_946_15479557_366 | 0.033 | unb_TAPWIRE_OH | 8103203 | no | no |  |  | no |  |  | 0 | 0 | 0 | 0
oh_line_TAP_OH_911157 |  | ABCN | node_8103203_200880435 | node_1417263_802_15479841_751 | 0.033 | unb_TAPWIRE_OH | 8103203 | no | no |  |  | no |  |  | 0 | 0 | 0 | 0
oh_line_TAP_OH_911158 |  | ABCN | node_8103203_200880440 | node_1417373_436_15480124_753 | 0.033 | unb_TAPWIRE_OH | 8103203 | no | no |  |  | no |  |  | 0 | 0 | 0 | 0
oh_line_TAP_OH_911159 |  | ABCN | node_8103203_200880444 | node_1417478_908_15480403_339 | 0.033 | unb_TAPWIRE_OH | 8103203 | no | no |  |  | no |  |  | 0 | 0 | 0 | 0
oh_line_TAP_OH_911160 |  | AN | node_8103203_200880451 | node_1418065_159_15481400_015 | 0.033 | unb_TAPWIRE_OH | 8103203 | no | no |  |  | no |  |  | 0 | 0 | 0 | 0
oh_line_TAP_OH_911161 |  | ABCN | node_8103203_200880452 | node_1418019_764_15481636_423 | 0.033 | unb_TAPWIRE_OH | 8103203 | no | no |  |  | no |  |  | 0 | 0 | 0 | 0
oh_line_TAP_OH_911162 |  | AN | node_8103203_200880453 | node_1417693_482_15481846_834 | 0.033 | unb_TAPWIRE_OH | 8103203 | no | no |  |  | no |  |  | 0 | 0 | 0 | 0
oh_line_TAP_OH_911163 |  | AN | node_8103203_200880454 | node_1417224_424_15482062_352 | 0.033 | unb_TAPWIRE_OH | 8103203 | no | no |  |  | no |  |  | 0 | 0 | 0 | 0
oh_line_TAP_OH_911164 |  | AN | node_8103203_200880461 | node_1418626_521_15482117_478 | 0.033 | unb_TAPWIRE_OH | 8103203 | no | no |  |  | no |  |  | 0 | 0 | 0 | 0
oh_line_TAP_OH_911165 |  | ABCN | node_8103203_200880465 | node_1418948_127_15482693_046 | 0.033 | unb_TAPWIRE_OH | 8103203 | no | no |  |  | no |  |  | 0 | 0 | 0 | 0
oh_line_TAP_OH_911166 |  | ABCN | node_8103203_200880471 | node_1419820_106_15483010_514 | 0.033 | unb_TAPWIRE_OH | 8103203 | no | no |  |  | no |  |  | 0 | 0 | 0 | 0
oh_line_TAP_OH_911173 |  | AN | node_8103203_200880533 | node_1406142_347_15467354_391 | 0.033 | unb_TAPWIRE_OH | 8103203 | no | no |  |  | no |  |  | 0 | 0 | 0 | 0
oh_line_TAP_OH_911174 |  | ABCN | node_8103203_200880537 | node_1406726_778_15467297_592 | 0.033 | unb_TAPWIRE_OH | 8103203 | no | no |  |  | no |  |  | 0 | 0 | 0 | 0
oh_line_TAP_OH_911226 |  | AN | node_8103203_200880670 | node_1405637_447_15463888_3 | 0.033 | unb_TAPWIRE_OH | 8103203 | no | no |  |  | no |  |  | 0 | 0 | 0 | 0
oh_line_TAP_OH_911227 |  | AN | node_8103203_200880672 | node_1405039_484_15462178_229 | 0.033 | unb_TAPWIRE_OH | 8103203 | no | no |  |  | no |  |  | 0 | 0 | 0 | 0
oh_line_TAP_OH_911228 |  | AN | node_8103203_200880673 | node_1404614_733_15461592_365 | 0.033 | unb_TAPWIRE_OH | 8103203 | no | no |  |  | no |  |  | 0 | 0 | 0 | 0
oh_line_TAP_OH_911229 |  | AN | node_8103203_200880674 | node_1405090_799_15462506_643 | 0.033 | unb_TAPWIRE_OH | 8103203 | no | no |  |  | no |  |  | 0 | 0 | 0 | 0
oh_line_TAP_OH_911230 |  | AN | node_8103203_200880677 | node_1405339_724_15463068_851 | 0.033 | unb_TAPWIRE_OH | 8103203 | no | no |  |  | no |  |  | 0 | 0 | 0 | 0
oh_line_TAP_OH_911231 |  | AN | node_8103203_200880678 | node_1405410_377_15463319_443 | 0.033 | unb_TAPWIRE_OH | 8103203 | no | no |  |  | no |  |  | 0 | 0 | 0 | 0
oh_line_TAP_OH_911232 |  | AN | node_8103203_200880679 | node_1405532_125_15463581_109 | 0.033 | unb_TAPWIRE_OH | 8103203 | no | no |  |  | no |  |  | 0 | 0 | 0 | 0
oh_line_TAP_OH_911233 |  | AN | node_8103203_200880680 | node_1405495_745_15463885_572 | 0.033 | unb_TAPWIRE_OH | 8103203 | no | no |  |  | no |  |  | 0 | 0 | 0 | 0
oh_line_TAP_OH_911234 |  | AN | node_8103203_200880682 | node_1405494_675_15464480_676 | 0.033 | unb_TAPWIRE_OH | 8103203 | no | no |  |  | no |  |  | 0 | 0 | 0 | 0
oh_line_TAP_OH_911235 |  | AN | node_8103203_200880684 | node_1407368_281_15467991_167 | 0.033 | unb_TAPWIRE_OH | 8103203 | no | no |  |  | no |  |  | 0 | 0 | 0 | 0
oh_line_TAP_OH_911236 |  | AN | node_8103203_200880685 | node_1407191_237_15467983_855 | 0.033 | unb_TAPWIRE_OH | 8103203 | no | no |  |  | no |  |  | 0 | 0 | 0 | 0
oh_line_TAP_OH_911237 |  | AN | node_8103203_200880689 | node_1406730_539_15467931_001 | 0.033 | unb_TAPWIRE_OH | 8103203 | no | no |  |  | no |  |  | 0 | 0 | 0 | 0
oh_line_TAP_OH_911238 |  | AN | node_8103203_200880693 | node_1407902_555_15471017_024 | 0.033 | unb_TAPWIRE_OH | 8103203 | no | no |  |  | no |  |  | 0 | 0 | 0 | 0
oh_line_TAP_OH_911239 |  | AN | node_8103203_200880694 | node_1407842_188_15467609_032 | 0.033 | unb_TAPWIRE_OH | 8103203 | no | no |  |  | no |  |  | 0 | 0 | 0 | 0
oh_line_TAP_OH_911240 |  | AN | node_8103203_200880697 | node_1407647_916_15467943_465 | 0.033 | unb_TAPWIRE_OH | 8103203 | no | no |  |  | no |  |  | 0 | 0 | 0 | 0
oh_line_TAP_OH_911241 |  | AN | node_8103203_200880699 | node_1407617_783_15468397_939 | 0.033 | unb_TAPWIRE_OH | 8103203 | no | no |  |  | no |  |  | 0 | 0 | 0 | 0
oh_line_TAP_OH_911242 |  | AN | node_8103203_200880702 | node_1407648_231_15468918_149 | 0.033 | unb_TAPWIRE_OH | 8103203 | no | no |  |  | no |  |  | 0 | 0 | 0 | 0
oh_line_TAP_OH_911243 |  | AN | node_8103203_200880703 | node_1407273_316_15469075_808 | 0.033 | unb_TAPWIRE_OH | 8103203 | no | no |  |  | no |  |  | 0 | 0 | 0 | 0
oh_line_TAP_OH_911244 |  | AN | node_8103203_200880705 | node_1407220_195_15469319_068 | 0.033 | unb_TAPWIRE_OH | 8103203 | no | no |  |  | no |  |  | 0 | 0 | 0 | 0
oh_line_TAP_OH_911245 |  | AN | node_8103203_200880707 | node_1407372_487_15469445_424 | 0.033 | unb_TAPWIRE_OH | 8103203 | no | no |  |  | no |  |  | 0 | 0 | 0 | 0
oh_line_TAP_OH_911246 |  | AN | node_8103203_200880713 | node_1407660_895_15470639_302 | 0.033 | unb_TAPWIRE_OH | 8103203 | no | no |  |  | no |  |  | 0 | 0 | 0 | 0
oh_line_TAP_OH_911247 |  | AN | node_8103203_200880714 | node_1408098_786_15470028_599 | 0.033 | unb_TAPWIRE_OH | 8103203 | no | no |  |  | no |  |  | 0 | 0 | 0 | 0
oh_line_TAP_OH_911248 |  | AN | node_8103203_200880718 | node_1409348_421_15470776_699 | 0.033 | unb_TAPWIRE_OH | 8103203 | no | no |  |  | no |  |  | 0 | 0 | 0 | 0
oh_line_TAP_OH_911249 |  | AN | node_8103203_200880720 | node_1409318_873_15468639_539 | 0.033 | unb_TAPWIRE_OH | 8103203 | no | no |  |  | no |  |  | 0 | 0 | 0 | 0
oh_line_TAP_OH_911250 |  | AN | node_8103203_200880730 | node_1408528_65_15468194_307 | 0.033 | unb_TAPWIRE_OH | 8103203 | no | no |  |  | no |  |  | 0 | 0 | 0 | 0
oh_line_TAP_OH_911251 |  | AN | node_8103203_200880733 | node_1409090_082_15468547_971 | 0.033 | unb_TAPWIRE_OH | 8103203 | no | no |  |  | no |  |  | 0 | 0 | 0 | 0
oh_line_TAP_OH_911252 |  | AN | node_8103203_200880735 | node_1413901_339_15473103_975 | 0.033 | unb_TAPWIRE_OH | 8103203 | no | no |  |  | no |  |  | 0 | 0 | 0 | 0
oh_line_TAP_OH_911253 |  | AN | node_8103203_200880740 | node_1416773_495_15476175_589 | 0.033 | unb_TAPWIRE_OH | 8103203 | no | no |  |  | no |  |  | 0 | 0 | 0 | 0
oh_line_TAP_OH_911254 |  | AN | node_8103203_200880742 | node_1417276_578_15475851_46 | 0.033 | unb_TAPWIRE_OH | 8103203 | no | no |  |  | no |  |  | 0 | 0 | 0 | 0
oh_line_TAP_OH_911255 |  | AN | node_8103203_200880743 | node_1417099_459_15475632_323 | 0.033 | unb_TAPWIRE_OH | 8103203 | no | no |  |  | no |  |  | 0 | 0 | 0 | 0
oh_line_TAP_OH_911256 |  | AN | node_8103203_200880749 | node_1419231_094_15474344_832 | 0.033 | unb_TAPWIRE_OH | 8103203 | no | no |  |  | no |  |  | 0 | 0 | 0 | 0
oh_line_TAP_OH_911257 |  | AN | node_8103203_200880752 | node_1419736_636_15473756_685 | 0.033 | unb_TAPWIRE_OH | 8103203 | no | no |  |  | no |  |  | 0 | 0 | 0 | 0
oh_line_TAP_OH_911258 |  | AN | node_8103203_200880753 | node_1420094_757_15473359_586 | 0.033 | unb_TAPWIRE_OH | 8103203 | no | no |  |  | no |  |  | 0 | 0 | 0 | 0
oh_line_TAP_OH_911259 |  | AN | node_8103203_200880754 | node_1416225_545_15478564_475 | 0.033 | unb_TAPWIRE_OH | 8103203 | no | no |  |  | no |  |  | 0 | 0 | 0 | 0
oh_line_TAP_OH_911260 |  | AN | node_8103203_200880755 | node_1414085_761_15480758_997 | 0.033 | unb_TAPWIRE_OH | 8103203 | no | no |  |  | no |  |  | 0 | 0 | 0 | 0
oh_line_TAP_OH_911261 |  | AN | node_8103203_200880758 | node_1415729_582_15478632_501 | 0.033 | unb_TAPWIRE_OH | 8103203 | no | no |  |  | no |  |  | 0 | 0 | 0 | 0
oh_line_TAP_OH_911262 |  | AN | node_8103203_200880760 | node_1414701_259_15479353_588 | 0.033 | unb_TAPWIRE_OH | 8103203 | no | no |  |  | no |  |  | 0 | 0 | 0 | 0
oh_line_TAP_OH_911263 |  | AN | node_8103203_200880762 | node_1414378_053_15480018_384 | 0.033 | unb_TAPWIRE_OH | 8103203 | no | no |  |  | no |  |  | 0 | 0 | 0 | 0
oh_line_TAP_OH_911264 |  | AN | node_8103203_200880765 | node_1414161_33_15480481_005 | 0.033 | unb_TAPWIRE_OH | 8103203 | no | no |  |  | no |  |  | 0 | 0 | 0 | 0
oh_line_TAP_OH_911265 |  | AN | node_8103203_200880770 | node_1418468_211_15481242_283 | 0.033 | unb_TAPWIRE_OH | 8103203 | no | no |  |  | no |  |  | 0 | 0 | 0 | 0
oh_line_TAP_OH_911266 |  | ABCN | node_8103203_200880772 | node_1418356_611_15480993_106 | 0.033 | unb_TAPWIRE_OH | 8103203 | no | no |  |  | no |  |  | 0 | 0 | 0 | 0
oh_line_TAP_OH_911267 |  | ABCN | node_8103203_200880774 | node_1418202_872_15480666_447 | 0.033 | unb_TAPWIRE_OH | 8103203 | no | no |  |  | no |  |  | 0 | 0 | 0 | 0
oh_line_TAP_OH_911268 |  | AN | node_8103203_200880777 | node_1404600_761_15484936_52 | 0.033 | unb_TAPWIRE_OH | 8103203 | no | no |  |  | no |  |  | 0 | 0 | 0 | 0
oh_line_TAP_OH_911269 |  | AN | node_8103203_200880780 | node_1403741_067_15486849_854 | 0.033 | unb_TAPWIRE_OH | 8103203 | no | no |  |  | no |  |  | 0 | 0 | 0 | 0
oh_line_TAP_OH_911276 |  | AN | node_8103203_200880804 | node_1404428_618_15477353_924 | 0.033 | unb_TAPWIRE_OH | 8103203 | no | no |  |  | no |  |  | 0 | 0 | 0 | 0
oh_line_TAP_OH_911277 |  | AN | node_8103203_200880810 | node_1404153_959_15478981_623 | 0.033 | unb_TAPWIRE_OH | 8103203 | no | no |  |  | no |  |  | 0 | 0 | 0 | 0
oh_line_TAP_OH_911278 |  | AN | node_8103203_200880811 | node_1403915_936_15479261_792 | 0.033 | unb_TAPWIRE_OH | 8103203 | no | no |  |  | no |  |  | 0 | 0 | 0 | 0
oh_line_TAP_OH_911279 |  | AN | node_8103203_200880815 | node_1404410_114_15479685_433 | 0.033 | unb_TAPWIRE_OH | 8103203 | no | no |  |  | no |  |  | 0 | 0 | 0 | 0
oh_line_TAP_OH_911280 |  | AN | node_8103203_200880817 | node_1404403_262_15480317_009 | 0.033 | unb_TAPWIRE_OH | 8103203 | no | no |  |  | no |  |  | 0 | 0 | 0 | 0
oh_line_TAP_OH_911282 |  | AN | node_8103203_200880821 | node_1404275_77_15481094_258 | 0.033 | unb_TAPWIRE_OH | 8103203 | no | no |  |  | no |  |  | 0 | 0 | 0 | 0
oh_line_TAP_OH_911283 |  | AN | node_8103203_200880825 | node_1404656_951_15475636_57 | 0.033 | unb_TAPWIRE_OH | 8103203 | no | no |  |  | no |  |  | 0 | 0 | 0 | 0
oh_line_TAP_OH_911290 |  | AN | node_8103203_200880855 | node_1405047_644_15486970_434 | 0.033 | unb_TAPWIRE_OH | 8103203 | no | no |  |  | no |  |  | 0 | 0 | 0 | 0
oh_line_TAP_OH_911291 |  | AN | node_8103203_200880856 | node_1405111_684_15487219_551 | 0.033 | unb_TAPWIRE_OH | 8103203 | no | no |  |  | no |  |  | 0 | 0 | 0 | 0
oh_line_TAP_OH_911292 |  | AN | node_8103203_200880859 | node_1405379_577_15487582_048 | 0.033 | unb_TAPWIRE_OH | 8103203 | no | no |  |  | no |  |  | 0 | 0 | 0 | 0
oh_line_TAP_OH_911293 |  | AN | node_8103203_200880861 | node_1405688_801_15488281_527 | 0.033 | unb_TAPWIRE_OH | 8103203 | no | no |  |  | no |  |  | 0 | 0 | 0 | 0
oh_line_TAP_OH_911301 |  | AN | node_8103203_200880884 | node_1408077_692_15475368_096 | 0.033 | unb_TAPWIRE_OH | 8103203 | no | no |  |  | no |  |  | 0 | 0 | 0 | 0
oh_line_TAP_OH_911302 |  | AN | node_8103203_200880887 | node_1407422_889_15476387_258 | 0.033 | unb_TAPWIRE_OH | 8103203 | no | no |  |  | no |  |  | 0 | 0 | 0 | 0
oh_line_TAP_OH_911303 |  | AN | node_8103203_200880890 | node_1409264_464_15471548_642 | 0.033 | unb_TAPWIRE_OH | 8103203 | no | no |  |  | no |  |  | 0 | 0 | 0 | 0
oh_line_TAP_OH_911304 |  | AN | node_8103203_200880892 | node_1406935_78_15477975_397 | 0.033 | unb_TAPWIRE_OH | 8103203 | no | no |  |  | no |  |  | 0 | 0 | 0 | 0
oh_line_TAP_OH_911305 |  | AN | node_8103203_200880895 | node_1406244_572_15479083_973 | 0.033 | unb_TAPWIRE_OH | 8103203 | no | no |  |  | no |  |  | 0 | 0 | 0 | 0
oh_line_TAP_OH_911306 |  | AN | node_8103203_200880899 | node_1406170_998_15480416_3 | 0.033 | unb_TAPWIRE_OH | 8103203 | no | no |  |  | no |  |  | 0 | 0 | 0 | 0
oh_line_TAP_OH_911307 |  | AN | node_8103203_200880909 | node_1406055_39_15482655_435 | 0.033 | unb_TAPWIRE_OH | 8103203 | no | no |  |  | no |  |  | 0 | 0 | 0 | 0
oh_line_TAP_OH_911308 |  | AN | node_8103203_200880911 | node_1406118_35_15483192_614 | 0.033 | unb_TAPWIRE_OH | 8103203 | no | no |  |  | no |  |  | 0 | 0 | 0 | 0
oh_line_TAP_OH_911309 |  | AN | node_8103203_200880912 | node_1409145_843_15472260_865 | 0.033 | unb_TAPWIRE_OH | 8103203 | no | no |  |  | no |  |  | 0 | 0 | 0 | 0
oh_line_TAP_OH_911310 |  | AN | node_8103203_200880914 | node_1408956_028_15472956_629 | 0.033 | unb_TAPWIRE_OH | 8103203 | no | no |  |  | no |  |  | 0 | 0 | 0 | 0
oh_line_TAP_OH_911318 |  | AN | node_8103203_200880956 | node_1403117_044_15488407_431 | 0.033 | unb_TAPWIRE_OH | 8103203 | no | no |  |  | no |  |  | 0 | 0 | 0 | 0
oh_line_TAP_OH_911319 |  | AN | node_8103203_200880957 | node_1414472_046_15473578_215 | 0.033 | unb_TAPWIRE_OH | 8103203 | no | no |  |  | no |  |  | 0 | 0 | 0 | 0
oh_line_TAP_OH_911320 |  | AN | node_8103203_200880958 | node_1413258_717_15475374_676 | 0.033 | unb_TAPWIRE_OH | 8103203 | no | no |  |  | no |  |  | 0 | 0 | 0 | 0
oh_line_TAP_OH_911321 |  | AN | node_8103203_200880963 | node_1414267_42_15476472_773 | 0.033 | unb_TAPWIRE_OH | 8103203 | no | no |  |  | no |  |  | 0 | 0 | 0 | 0
oh_line_TAP_OH_911322 |  | AN | node_8103203_200880965 | node_1414550_113_15476709_763 | 0.033 | unb_TAPWIRE_OH | 8103203 | no | no |  |  | no |  |  | 0 | 0 | 0 | 0
oh_line_TAP_OH_911323 |  | AN | node_8103203_200880966 | node_1414713_525_15476990_21 | 0.033 | unb_TAPWIRE_OH | 8103203 | no | no |  |  | no |  |  | 0 | 0 | 0 | 0
oh_line_TAP_OH_911324 |  | AN | node_8103203_200880967 | node_1414896_334_15477229_518 | 0.033 | unb_TAPWIRE_OH | 8103203 | no | no |  |  | no |  |  | 0 | 0 | 0 | 0
oh_line_TAP_OH_911325 |  | AN | node_8103203_200880968 | node_1415045_516_15477556_231 | 0.033 | unb_TAPWIRE_OH | 8103203 | no | no |  |  | no |  |  | 0 | 0 | 0 | 0
oh_line_TAP_OH_911326 |  | AN | node_8103203_200880970 | node_1414255_355_15473978_039 | 0.033 | unb_TAPWIRE_OH | 8103203 | no | no |  |  | no |  |  | 0 | 0 | 0 | 0
oh_line_TAP_OH_911327 |  | AN | node_8103203_200880973 | node_1413771_426_15474577_974 | 0.033 | unb_TAPWIRE_OH | 8103203 | no | no |  |  | no |  |  | 0 | 0 | 0 | 0
oh_line_TAP_OH_911328 |  | AN | node_8103203_200880975 | node_1413214_312_15475091_599 | 0.033 | unb_TAPWIRE_OH | 8103203 | no | no |  |  | no |  |  | 0 | 0 | 0 | 0
oh_line_TAP_OH_911329 |  | AN | node_8103203_200880977 | node_1412784_289_15475266_814 | 0.033 | unb_TAPWIRE_OH | 8103203 | no | no |  |  | no |  |  | 0 | 0 | 0 | 0
oh_line_TAP_OH_911334 |  | AN | node_8103203_200880987 | node_1409612_388_15471131_304 | 0.033 | unb_TAPWIRE_OH | 8103203 | no | no |  |  | no |  |  | 0 | 0 | 0 | 0
oh_line_TAP_OH_911335 |  | AN | node_8103203_200880988 | node_1409786_608_15471168_273 | 0.033 | unb_TAPWIRE_OH | 8103203 | no | no |  |  | no |  |  | 0 | 0 | 0 | 0
oh_line_TAP_OH_911336 |  | AN | node_8103203_200880989 | node_1409960_174_15471202_564 | 0.033 | unb_TAPWIRE_OH | 8103203 | no | no |  |  | no |  |  | 0 | 0 | 0 | 0
oh_line_TAP_OH_911337 |  | AN | node_8103203_200880990 | node_1410301_889_15471436_123 | 0.033 | unb_TAPWIRE_OH | 8103203 | no | no |  |  | no |  |  | 0 | 0 | 0 | 0
oh_line_TAP_OH_911338 |  | AN | node_8103203_200880992 | node_1410599_408_15471643_839 | 0.033 | unb_TAPWIRE_OH | 8103203 | no | no |  |  | no |  |  | 0 | 0 | 0 | 0
oh_line_TAP_OH_911339 |  | AN | node_8103203_200880993 | node_1410909_953_15471864_547 | 0.033 | unb_TAPWIRE_OH | 8103203 | no | no |  |  | no |  |  | 0 | 0 | 0 | 0
oh_line_TAP_OH_911340 |  | AN | node_8103203_200880995 | node_1411332_995_15472298_467 | 0.033 | unb_TAPWIRE_OH | 8103203 | no | no |  |  | no |  |  | 0 | 0 | 0 | 0
oh_line_TAP_OH_911341 |  | AN | node_8103203_200881119 | node_1416052_101_15480987_146 | 0.033 | unb_TAPWIRE_OH | 8103203 | no | no |  |  | no |  |  | 0 | 0 | 0 | 0
oh_line_TAP_OH_911342 |  | AN | node_8103203_200881120 | node_1411558_398_15469087_656 | 0.033 | unb_TAPWIRE_OH | 8103203 | no | no |  |  | no |  |  | 0 | 0 | 0 | 0
oh_line_TAP_OH_911343 |  | AN | node_8103203_200881122 | node_1412618_756_15466715_972 | 0.033 | unb_TAPWIRE_OH | 8103203 | no | no |  |  | no |  |  | 0 | 0 | 0 | 0
oh_line_TAP_OH_911344 |  | AN | node_8103203_200881123 | node_1412992_58_15466736_69 | 0.033 | unb_TAPWIRE_OH | 8103203 | no | no |  |  | no |  |  | 0 | 0 | 0 | 0
oh_line_TAP_OH_911345 |  | AN | node_8103203_200881127 | node_1413990_791_15466796_536 | 0.033 | unb_TAPWIRE_OH | 8103203 | no | no |  |  | no |  |  | 0 | 0 | 0 | 0
oh_line_TAP_OH_911346 |  | AN | node_8103203_200881128 | node_1414290_94_15466818_316 | 0.033 | unb_TAPWIRE_OH | 8103203 | no | no |  |  | no |  |  | 0 | 0 | 0 | 0
oh_line_TAP_OH_911347 |  | AN | node_8103203_200881131 | node_1412114_211_15468650_206 | 0.033 | unb_TAPWIRE_OH | 8103203 | no | no |  |  | no |  |  | 0 | 0 | 0 | 0
oh_line_TAP_OH_911348 |  | AN | node_8103203_200881132 | node_1412398_35_15468529_193 | 0.033 | unb_TAPWIRE_OH | 8103203 | no | no |  |  | no |  |  | 0 | 0 | 0 | 0
oh_line_TAP_OH_911349 |  | AN | node_8103203_200881134 | node_1412458_358_15467935_163 | 0.033 | unb_TAPWIRE_OH | 8103203 | no | no |  |  | no |  |  | 0 | 0 | 0 | 0
oh_line_TAP_OH_911350 |  | AN | node_8103203_200881135 | node_1412505_435_15467652_526 | 0.033 | unb_TAPWIRE_OH | 8103203 | no | no |  |  | no |  |  | 0 | 0 | 0 | 0
oh_line_TAP_OH_911351 |  | AN | node_8103203_200881140 | node_1404964_811_15473886_136 | 0.033 | unb_TAPWIRE_OH | 8103203 | no | no |  |  | no |  |  | 0 | 0 | 0 | 0
oh_line_TAP_OH_911352 |  | AN | node_8103203_200881144 | node_1405311_992_15473160_942 | 0.033 | unb_TAPWIRE_OH | 8103203 | no | no |  |  | no |  |  | 0 | 0 | 0 | 0
oh_line_TAP_OH_911353 |  | AN | node_8103203_200881147 | node_1405316_353_15472428_509 | 0.033 | unb_TAPWIRE_OH | 8103203 | no | no |  |  | no |  |  | 0 | 0 | 0 | 0
oh_line_TAP_OH_911354 |  | AN | node_8103203_200881154 | node_1421094_193_15475355_922 | 0.033 | unb_TAPWIRE_OH | 8103203 | no | no |  |  | no |  |  | 0 | 0 | 0 | 0
oh_line_TAP_OH_911355 |  | AN | node_8103203_200881160 | node_1405932_22_15470840_251 | 0.033 | unb_TAPWIRE_OH | 8103203 | no | no |  |  | no |  |  | 0 | 0 | 0 | 0
oh_line_TAP_OH_911356 |  | AN | node_8103203_200881163 | node_1413003_572_15474807_464 | 0.033 | unb_TAPWIRE_OH | 8103203 | no | no |  |  | no |  |  | 0 | 0 | 0 | 0
oh_line_TAP_OH_911357 |  | AN | node_8103203_200881168 | node_1412346_517_15473472_56 | 0.033 | unb_TAPWIRE_OH | 8103203 | no | no |  |  | no |  |  | 0 | 0 | 0 | 0
oh_line_TAP_OH_911358 |  | AN | node_8103203_200881169 | node_1412162_87_15473261_841 | 0.033 | unb_TAPWIRE_OH | 8103203 | no | no |  |  | no |  |  | 0 | 0 | 0 | 0
oh_line_TAP_OH_911375 |  | AN | node_8103203_200881231 | node_1408002_89_15467238_31 | 0.033 | unb_TAPWIRE_OH | 8103203 | no | no |  |  | no |  |  | 0 | 0 | 0 | 0
oh_line_TAP_OH_911376 |  | AN | node_8103203_200881232 | node_1407935_679_15467048_722 | 0.033 | unb_TAPWIRE_OH | 8103203 | no | no |  |  | no |  |  | 0 | 0 | 0 | 0
oh_line_TAP_OH_911377 |  | AN | node_8103203_200881233 | node_1408083_412_15466651_569 | 0.033 | unb_TAPWIRE_OH | 8103203 | no | no |  |  | no |  |  | 0 | 0 | 0 | 0
oh_line_TAP_OH_911378 |  | AN | node_8103203_200881236 | node_1408375_432_15465695_849 | 0.033 | unb_TAPWIRE_OH | 8103203 | no | no |  |  | no |  |  | 0 | 0 | 0 | 0
oh_line_TAP_OH_911379 |  | AN | node_8103203_200881243 | node_1409419_397_15473706_094 | 0.033 | unb_TAPWIRE_OH | 8103203 | no | no |  |  | no |  |  | 0 | 0 | 0 | 0
oh_line_TAP_OH_911705 |  | ABCN | node_8103203_200882337 | node_1395699_12_15453559_829 | 0.033 | unb_TAPWIRE_OH | 8103203 | no | no |  |  | no |  |  | 0 | 0 | 0 | 0
oh_line_TAP_OH_911706 |  | ABCN | node_8103203_200882338 | node_1395937_578_15453690_138 | 0.033 | unb_TAPWIRE_OH | 8103203 | no | no |  |  | no |  |  | 0 | 0 | 0 | 0
oh_line_TAP_OH_911707 |  | ABCN | node_8103203_200882340 | node_1396167_388_15453632_257 | 0.033 | unb_TAPWIRE_OH | 8103203 | no | no |  |  | no |  |  | 0 | 0 | 0 | 0
oh_line_TAP_OH_911708 |  | ABCN | node_8103203_200882342 | node_1396421_388_15453648_884 | 0.033 | unb_TAPWIRE_OH | 8103203 | no | no |  |  | no |  |  | 0 | 0 | 0 | 0
oh_line_TAP_OH_911709 |  | ABCN | node_8103203_200882344 | node_1396635_95_15453648_999 | 0.033 | unb_TAPWIRE_OH | 8103203 | no | no |  |  | no |  |  | 0 | 0 | 0 | 0
oh_line_TAP_OH_911710 |  | ABCN | node_8103203_200882349 | node_1397733_987_15453657_566 | 0.033 | unb_TAPWIRE_OH | 8103203 | no | no |  |  | no |  |  | 0 | 0 | 0 | 0
oh_line_TAP_OH_911711 |  | ABCN | node_8103203_200882354 | node_1398078_551_15453734_696 | 0.033 | unb_TAPWIRE_OH | 8103203 | no | no |  |  | no |  |  | 0 | 0 | 0 | 0
oh_line_TAP_OH_911713 |  | ABCN | node_8103203_200882359 | node_1398606_325_15453823_419 | 0.033 | unb_TAPWIRE_OH | 8103203 | no | no |  |  | no |  |  | 0 | 0 | 0 | 0
oh_line_TAP_OH_911714 |  | AN | node_8103203_200882361 | node_1398549_254_15454121_66 | 0.033 | unb_TAPWIRE_OH | 8103203 | no | no |  |  | no |  |  | 0 | 0 | 0 | 0
oh_line_TAP_OH_911716 |  | ABCN | node_8103203_200882365 | node_1394991_317_15453271_094 | 0.033 | unb_TAPWIRE_OH | 8103203 | no | no |  |  | no |  |  | 0 | 0 | 0 | 0
oh_line_TAP_OH_911717 |  | ABCN | node_8103203_200882368 | node_1395406_38_15453530_304 | 0.033 | unb_TAPWIRE_OH | 8103203 | no | no |  |  | no |  |  | 0 | 0 | 0 | 0
oh_line_TAP_OH_911721 |  | ABCN | node_8103203_200882374 | node_1397063_07_15455449_229 | 0.033 | unb_TAPWIRE_OH | 8103203 | no | no |  |  | no |  |  | 0 | 0 | 0 | 0
oh_line_TAP_OH_911722 |  | ABCN | node_8103203_200882377 | node_1397166_656_15455839_168 | 0.033 | unb_TAPWIRE_OH | 8103203 | no | no |  |  | no |  |  | 0 | 0 | 0 | 0
oh_line_TAP_OH_911723 |  | ABCN | node_8103203_200882380 | node_1397298_364_15456295_771 | 0.033 | unb_TAPWIRE_OH | 8103203 | no | no |  |  | no |  |  | 0 | 0 | 0 | 0
oh_line_TAP_OH_911724 |  | ABCN | node_8103203_200882382 | node_1397346_719_15456496_881 | 0.033 | unb_TAPWIRE_OH | 8103203 | no | no |  |  | no |  |  | 0 | 0 | 0 | 0
oh_line_TAP_OH_911725 |  | ABCN | node_8103203_200882384 | node_1397457_971_15456677_85 | 0.033 | unb_TAPWIRE_OH | 8103203 | no | no |  |  | no |  |  | 0 | 0 | 0 | 0
oh_line_TAP_OH_911726 |  | ABCN | node_8103203_200882386 | node_1397489_224_15457114_676 | 0.033 | unb_TAPWIRE_OH | 8103203 | no | no |  |  | no |  |  | 0 | 0 | 0 | 0
oh_line_TAP_OH_911727 |  | ABCN | node_8103203_200882391 | node_1397877_159_15457678_942 | 0.033 | unb_TAPWIRE_OH | 8103203 | no | no |  |  | no |  |  | 0 | 0 | 0 | 0
oh_line_TAP_OH_911728 |  | AN | node_8103203_200882397 | node_1398169_869_15458344_7 | 0.033 | unb_TAPWIRE_OH | 8103203 | no | no |  |  | no |  |  | 0 | 0 | 0 | 0
oh_line_TAP_OH_911730 |  | ABCN | node_8103203_200882407 | node_1399191_96_15459529_602 | 0.033 | unb_TAPWIRE_OH | 8103203 | no | no |  |  | no |  |  | 0 | 0 | 0 | 0
oh_line_TAP_OH_911731 |  | ABCN | node_8103203_200882408 | node_1399340_574_15459714_485 | 0.033 | unb_TAPWIRE_OH | 8103203 | no | no |  |  | no |  |  | 0 | 0 | 0 | 0
oh_line_TAP_OH_911732 |  | ABCN | node_8103203_200882409 | node_1399447_629_15459949_825 | 0.033 | unb_TAPWIRE_OH | 8103203 | no | no |  |  | no |  |  | 0 | 0 | 0 | 0
oh_line_TAP_OH_911733 |  | AN | node_8103203_200882413 | node_1399892_492_15460330_869 | 0.033 | unb_TAPWIRE_OH | 8103203 | no | no |  |  | no |  |  | 0 | 0 | 0 | 0
oh_line_TAP_OH_911734 |  | ABCN | node_8103203_200882420 | node_1399975_273_15461396_123 | 0.033 | unb_TAPWIRE_OH | 8103203 | no | no |  |  | no |  |  | 0 | 0 | 0 | 0
oh_line_TAP_OH_911735 |  | ABCN | node_8103203_200882423 | node_1399949_827_15461774_657 | 0.033 | unb_TAPWIRE_OH | 8103203 | no | no |  |  | no |  |  | 0 | 0 | 0 | 0
oh_line_TAP_OH_911737 |  | ABCN | node_8103203_200882431 | node_1397245_224_15454631_662 | 0.033 | unb_TAPWIRE_OH | 8103203 | no | no |  |  | no |  |  | 0 | 0 | 0 | 0
oh_line_TAP_OH_911738 |  | ABCN | node_8103203_200882439 | node_1399181_68_15453932_639 | 0.033 | unb_TAPWIRE_OH | 8103203 | no | no |  |  | no |  |  | 0 | 0 | 0 | 0
oh_line_TAP_OH_911739 |  | AN | node_8103203_200882448 | node_1399404_315_15456307_197 | 0.033 | unb_TAPWIRE_OH | 8103203 | no | no |  |  | no |  |  | 0 | 0 | 0 | 0
oh_line_TAP_OH_911740 |  | AN | node_8103203_200882450 | node_1399440_758_15456749_345 | 0.033 | unb_TAPWIRE_OH | 8103203 | no | no |  |  | no |  |  | 0 | 0 | 0 | 0
oh_line_TAP_OH_911741 |  | AN | node_8103203_200882453 | node_1399985_441_15456953_526 | 0.033 | unb_TAPWIRE_OH | 8103203 | no | no |  |  | no |  |  | 0 | 0 | 0 | 0
oh_line_TAP_OH_911742 |  | ABCN | node_8103203_200882454 | node_1399173_724_15454108_465 | 0.033 | unb_TAPWIRE_OH | 8103203 | no | no |  |  | no |  |  | 0 | 0 | 0 | 0
oh_line_TAP_OH_911743 |  | AN | node_8103203_200882460 | node_1400441_608_15458057_241 | 0.033 | unb_TAPWIRE_OH | 8103203 | no | no |  |  | no |  |  | 0 | 0 | 0 | 0
oh_line_TAP_OH_911745 |  | AN | node_8103203_200882466 | node_1401494_41_15459472_147 | 0.033 | unb_TAPWIRE_OH | 8103203 | no | no |  |  | no |  |  | 0 | 0 | 0 | 0
oh_line_TAP_OH_911746 |  | ABCN | node_8103203_200882470 | node_1399188_244_15454275_025 | 0.033 | unb_TAPWIRE_OH | 8103203 | no | no |  |  | no |  |  | 0 | 0 | 0 | 0
oh_line_TAP_OH_911747 |  | AN | node_8103203_200882473 | node_1402610_423_15459899_836 | 0.033 | unb_TAPWIRE_OH | 8103203 | no | no |  |  | no |  |  | 0 | 0 | 0 | 0
oh_line_TAP_OH_911748 |  | AN | node_8103203_200882475 | node_1402969_136_15460119_331 | 0.033 | unb_TAPWIRE_OH | 8103203 | no | no |  |  | no |  |  | 0 | 0 | 0 | 0
oh_line_TAP_OH_911749 |  | AN | node_8103203_200882477 | node_1399140_73_15454598_231 | 0.033 | unb_TAPWIRE_OH | 8103203 | no | no |  |  | no |  |  | 0 | 0 | 0 | 0
oh_line_TAP_OH_911750 |  | AN | node_8103203_200882482 | node_1399126_94_15453777_07 | 0.033 | unb_TAPWIRE_OH | 8103203 | no | no |  |  | no |  |  | 0 | 0 | 0 | 0
oh_line_TAP_OH_911751 |  | AN | node_8103203_200882486 | node_1399029_234_15453611_159 | 0.033 | unb_TAPWIRE_OH | 8103203 | no | no |  |  | no |  |  | 0 | 0 | 0 | 0
oh_line_TAP_OH_911752 |  | AN | node_8103203_200882489 | node_1398950_301_15453112_497 | 0.033 | unb_TAPWIRE_OH | 8103203 | no | no |  |  | no |  |  | 0 | 0 | 0 | 0
oh_line_TAP_OH_911753 |  | AN | node_8103203_200882495 | node_1398825_148_15452386_354 | 0.033 | unb_TAPWIRE_OH | 8103203 | no | no |  |  | no |  |  | 0 | 0 | 0 | 0
oh_line_TAP_OH_911786 |  | AN | node_8103203_200882633 | node_1401037_343_15462219_489 | 0.033 | unb_TAPWIRE_OH | 8103203 | no | no |  |  | no |  |  | 0 | 0 | 0 | 0
oh_line_TAP_OH_911787 |  | AN | node_8103203_200882634 | node_1401447_703_15462241_588 | 0.033 | unb_TAPWIRE_OH | 8103203 | no | no |  |  | no |  |  | 0 | 0 | 0 | 0
oh_line_TAP_OH_911826 |  | ABCN | node_8103203_200882780 | node_1396403_708_15454251_265 | 0.033 | unb_TAPWIRE_OH | 8103203 | no | no |  |  | no |  |  | 0 | 0 | 0 | 0
oh_line_TAP_OH_911827 |  | ABCN | node_8103203_200882785 | node_1396854_957_15455248_465 | 0.033 | unb_TAPWIRE_OH | 8103203 | no | no |  |  | no |  |  | 0 | 0 | 0 | 0
oh_line_TAP_OH_911828 |  | ABCN | node_8103203_200882786 | node_1396815_153_15455438_564 | 0.033 | unb_TAPWIRE_OH | 8103203 | no | no |  |  | no |  |  | 0 | 0 | 0 | 0
oh_line_TAP_OH_911829 |  | AN | node_8103203_200882788 | node_1396520_688_15455601_438 | 0.033 | unb_TAPWIRE_OH | 8103203 | no | no |  |  | no |  |  | 0 | 0 | 0 | 0
oh_line_TAP_OH_911830 |  | AN | node_8103203_200882790 | node_1396454_893_15455283_487 | 0.033 | unb_TAPWIRE_OH | 8103203 | no | no |  |  | no |  |  | 0 | 0 | 0 | 0
oh_line_TAP_OH_911836 |  | AN | node_8103203_200882812 | node_1393958_875_15456016_406 | 0.033 | unb_TAPWIRE_OH | 8103203 | no | no |  |  | no |  |  | 0 | 0 | 0 | 0
oh_line_TAP_OH_911837 |  | AN | node_8103203_200882816 | node_1393806_238_15457588_215 | 0.033 | unb_TAPWIRE_OH | 8103203 | no | no |  |  | no |  |  | 0 | 0 | 0 | 0
oh_line_TAP_OH_911838 |  | AN | node_8103203_200882820 | node_1392818_568_15458433_438 | 0.033 | unb_TAPWIRE_OH | 8103203 | no | no |  |  | no |  |  | 0 | 0 | 0 | 0
oh_line_TAP_OH_911839 |  | AN | node_8103203_200882827 | node_1391782_982_15458537_33 | 0.033 | unb_TAPWIRE_OH | 8103203 | no | no |  |  | no |  |  | 0 | 0 | 0 | 0
oh_line_TAP_OH_911840 |  | AN | node_8103203_200882829 | node_1391425_297_15459586_405 | 0.033 | unb_TAPWIRE_OH | 8103203 | no | no |  |  | no |  |  | 0 | 0 | 0 | 0
oh_line_TAP_OH_911842 |  | AN | node_8103203_200882856 | node_1394063_821_15457323_029 | 0.033 | unb_TAPWIRE_OH | 8103203 | no | no |  |  | no |  |  | 0 | 0 | 0 | 0
oh_line_TAP_OH_911855 |  | AN | node_8103203_200882889 | node_1386947_506_15458838_813 | 0.033 | unb_TAPWIRE_OH | 8103203 | no | no |  |  | no |  |  | 0 | 0 | 0 | 0
oh_line_TAP_OH_911856 |  | AN | node_8103203_200882900 | node_1384758_623_15458564_273 | 0.033 | unb_TAPWIRE_OH | 8103203 | no | no |  |  | no |  |  | 0 | 0 | 0 | 0
oh_line_TAP_OH_911857 |  | AN | node_8103203_200882905 | node_1383698_384_15457968_852 | 0.033 | unb_TAPWIRE_OH | 8103203 | no | no |  |  | no |  |  | 0 | 0 | 0 | 0
oh_line_TAP_OH_911858 |  | AN | node_8103203_200882906 | node_1389504_17_15459499_952 | 0.033 | unb_TAPWIRE_OH | 8103203 | no | no |  |  | no |  |  | 0 | 0 | 0 | 0
oh_line_TAP_OH_911859 |  | AN | node_8103203_200882912 | node_1388068_499_15459207_135 | 0.033 | unb_TAPWIRE_OH | 8103203 | no | no |  |  | no |  |  | 0 | 0 | 0 | 0
oh_line_TAP_OH_911860 |  | AN | node_8103203_200882915 | node_1387473_888_15459109_1 | 0.033 | unb_TAPWIRE_OH | 8103203 | no | no |  |  | no |  |  | 0 | 0 | 0 | 0
oh_line_TAP_OH_911883 |  | AN | node_8103203_200883023 | node_1392703_676_15450214_518 | 0.033 | unb_TAPWIRE_OH | 8103203 | no | no |  |  | no |  |  | 0 | 0 | 0 | 0
oh_line_TAP_OH_911884 |  | AN | node_8103203_200883026 | node_1394212_638_15452265_257 | 0.033 | unb_TAPWIRE_OH | 8103203 | no | no |  |  | no |  |  | 0 | 0 | 0 | 0
oh_line_TAP_OH_911885 |  | AN | node_8103203_200883031 | node_1393417_274_15450909_36 | 0.033 | unb_TAPWIRE_OH | 8103203 | no | no |  |  | no |  |  | 0 | 0 | 0 | 0
oh_line_TAP_OH_911886 |  | AN | node_8103203_200883033 | node_1392870_918_15450651_578 | 0.033 | unb_TAPWIRE_OH | 8103203 | no | no |  |  | no |  |  | 0 | 0 | 0 | 0
oh_line_TAP_OH_911894 |  | ABCN | node_8103203_200883093 | node_1396396_745_15454000_601 | 0.033 | unb_TAPWIRE_OH | 8103203 | no | no |  |  | no |  |  | 0 | 0 | 0 | 0
oh_line_TAP_OH_911895 |  | ABCN | node_8103203_200883100 | node_1397160_775_15453689_069 | 0.033 | unb_TAPWIRE_OH | 8103203 | no | no |  |  | no |  |  | 0 | 0 | 0 | 0
oh_line_TAP_OH_911922 |  | AN | node_8103203_200883237 | node_1398224_031_15455611_911 | 0.033 | unb_TAPWIRE_OH | 8103203 | no | no |  |  | no |  |  | 0 | 0 | 0 | 0
oh_line_TAP_OH_911923 |  | AN | node_8103203_200883238 | node_1398269_338_15455389_198 | 0.033 | unb_TAPWIRE_OH | 8103203 | no | no |  |  | no |  |  | 0 | 0 | 0 | 0
oh_line_TAP_OH_911924 |  | AN | node_8103203_200883239 | node_1398412_542_15455179_8 | 0.033 | unb_TAPWIRE_OH | 8103203 | no | no |  |  | no |  |  | 0 | 0 | 0 | 0
oh_line_TAP_OH_911925 |  | AN | node_8103203_200883240 | node_1398253_248_15455090_622 | 0.033 | unb_TAPWIRE_OH | 8103203 | no | no |  |  | no |  |  | 0 | 0 | 0 | 0
oh_line_TAP_OH_911926 |  | AN | node_8103203_200883241 | node_1398225_551_15454975_089 | 0.033 | unb_TAPWIRE_OH | 8103203 | no | no |  |  | no |  |  | 0 | 0 | 0 | 0
oh_line_TAP_OH_911927 |  | AN | node_8103203_200883243 | node_1397966_839_15455130_629 | 0.033 | unb_TAPWIRE_OH | 8103203 | no | no |  |  | no |  |  | 0 | 0 | 0 | 0
oh_line_TAP_OH_911928 |  | AN | node_8103203_200883244 | node_1398031_483_15455769_89 | 0.033 | unb_TAPWIRE_OH | 8103203 | no | no |  |  | no |  |  | 0 | 0 | 0 | 0
oh_line_TAP_OH_911929 |  | AN | node_8103203_200883247 | node_1398257_662_15460139_971 | 0.033 | unb_TAPWIRE_OH | 8103203 | no | no |  |  | no |  |  | 0 | 0 | 0 | 0
oh_line_TAP_OH_911930 |  | AN | node_8103203_200883249 | node_1397762_441_15460691_708 | 0.033 | unb_TAPWIRE_OH | 8103203 | no | no |  |  | no |  |  | 0 | 0 | 0 | 0
oh_line_TAP_OH_912653 |  | ABCN | node_8103203_200885563 | node_1400391_321_15462220_206 | 0.033 | unb_TAPWIRE_OH | 8103203 | no | no |  |  | no |  |  | 0 | 0 | 0 | 0
oh_line_TAP_OH_912654 |  | ABCN | node_8103203_200885564 | node_1399905_412_15462360_684 | 0.033 | unb_TAPWIRE_OH | 8103203 | no | no |  |  | no |  |  | 0 | 0 | 0 | 0
oh_line_TAP_OH_912656 |  | ABCN | node_8103203_200885572 | node_1399804_49_15462931_41 | 0.033 | unb_TAPWIRE_OH | 8103203 | no | no |  |  | no |  |  | 0 | 0 | 0 | 0
oh_line_TAP_OH_912657 |  | ABCN | node_8103203_200885583 | node_1400649_842_15463367_672 | 0.033 | unb_TAPWIRE_OH | 8103203 | no | no |  |  | no |  |  | 0 | 0 | 0 | 0
oh_line_TAP_OH_912658 |  | ABCN | node_8103203_200885586 | node_1401211_889_15463631_508 | 0.033 | unb_TAPWIRE_OH | 8103203 | no | no |  |  | no |  |  | 0 | 0 | 0 | 0
oh_line_TAP_OH_912659 |  | AN | node_8103203_200885589 | node_1401621_096_15463606_204 | 0.033 | unb_TAPWIRE_OH | 8103203 | no | no |  |  | no |  |  | 0 | 0 | 0 | 0
oh_line_TAP_OH_912660 |  | AN | node_8103203_200885591 | node_1401442_573_15463334_761 | 0.033 | unb_TAPWIRE_OH | 8103203 | no | no |  |  | no |  |  | 0 | 0 | 0 | 0
oh_line_TAP_OH_912661 |  | AN | node_8103203_200885598 | node_1403633_063_15464100_21 | 0.033 | unb_TAPWIRE_OH | 8103203 | no | no |  |  | no |  |  | 0 | 0 | 0 | 0
oh_line_TAP_OH_912662 |  | ABCN | node_8103203_200885602 | node_1402836_984_15464771_789 | 0.033 | unb_TAPWIRE_OH | 8103203 | no | no |  |  | no |  |  | 0 | 0 | 0 | 0
oh_line_TAP_OH_912663 |  | AN | node_8103203_200885617 | node_1402911_378_15462609_158 | 0.033 | unb_TAPWIRE_OH | 8103203 | no | no |  |  | no |  |  | 0 | 0 | 0 | 0
oh_line_TAP_OH_912664 |  | AN | node_8103203_200885619 | node_1403436_158_15462562_874 | 0.033 | unb_TAPWIRE_OH | 8103203 | no | no |  |  | no |  |  | 0 | 0 | 0 | 0
oh_line_TAP_OH_912665 |  | AN | node_8103203_200885621 | node_1400346_274_15462779_217 | 0.033 | unb_TAPWIRE_OH | 8103203 | no | no |  |  | no |  |  | 0 | 0 | 0 | 0
oh_line_TAP_OH_912666 |  | AN | node_8103203_200885625 | node_1399656_335_15463052_328 | 0.033 | unb_TAPWIRE_OH | 8103203 | no | no |  |  | no |  |  | 0 | 0 | 0 | 0
oh_line_TAP_OH_912667 |  | AN | node_8103203_200885630 | node_1396480_59_15462788_596 | 0.033 | unb_TAPWIRE_OH | 8103203 | no | no |  |  | no |  |  | 0 | 0 | 0 | 0
oh_line_TAP_OH_912668 |  | AN | node_8103203_200885634 | node_1395770_631_15463665_575 | 0.033 | unb_TAPWIRE_OH | 8103203 | no | no |  |  | no |  |  | 0 | 0 | 0 | 0
oh_line_TAP_OH_912669 |  | AN | node_8103203_200885639 | node_1395244_018_15464556_582 | 0.033 | unb_TAPWIRE_OH | 8103203 | no | no |  |  | no |  |  | 0 | 0 | 0 | 0
oh_line_TAP_OH_912670 |  | AN | node_8103203_200885641 | node_1399371_483_15462991_862 | 0.033 | unb_TAPWIRE_OH | 8103203 | no | no |  |  | no |  |  | 0 | 0 | 0 | 0
oh_line_TAP_OH_912671 |  | AN | node_8103203_200885643 | node_1394447_941_15465459_107 | 0.033 | unb_TAPWIRE_OH | 8103203 | no | no |  |  | no |  |  | 0 | 0 | 0 | 0
oh_line_TAP_OH_912672 |  | AN | node_8103203_200885648 | node_1393880_243_15466531_995 | 0.033 | unb_TAPWIRE_OH | 8103203 | no | no |  |  | no |  |  | 0 | 0 | 0 | 0
oh_line_TAP_OH_912673 |  | AN | node_8103203_200885651 | node_1393829_413_15466944_553 | 0.033 | unb_TAPWIRE_OH | 8103203 | no | no |  |  | no |  |  | 0 | 0 | 0 | 0
oh_line_TAP_OH_912674 |  | AN | node_8103203_200885653 | node_1393400_499_15467228_684 | 0.033 | unb_TAPWIRE_OH | 8103203 | no | no |  |  | no |  |  | 0 | 0 | 0 | 0
oh_line_TAP_OH_912675 |  | AN | node_8103203_200885654 | node_1393193_748_15467420_891 | 0.033 | unb_TAPWIRE_OH | 8103203 | no | no |  |  | no |  |  | 0 | 0 | 0 | 0
oh_line_TAP_OH_912676 |  | AN | node_8103203_200885657 | node_1392638_91_15467702_828 | 0.033 | unb_TAPWIRE_OH | 8103203 | no | no |  |  | no |  |  | 0 | 0 | 0 | 0
oh_line_TAP_OH_912677 |  | AN | node_8103203_200885664 | node_1391149_94_15468031_493 | 0.033 | unb_TAPWIRE_OH | 8103203 | no | no |  |  | no |  |  | 0 | 0 | 0 | 0
oh_line_TAP_OH_912678 |  | AN | node_8103203_200885671 | node_1389217_505_15468674_964 | 0.033 | unb_TAPWIRE_OH | 8103203 | no | no |  |  | no |  |  | 0 | 0 | 0 | 0
oh_line_TAP_OH_912679 |  | AN | node_8103203_200885672 | node_1389228_576_15468402_061 | 0.033 | unb_TAPWIRE_OH | 8103203 | no | no |  |  | no |  |  | 0 | 0 | 0 | 0
oh_line_TAP_OH_912680 |  | AN | node_8103203_200885675 | node_1398171_087_15463149_293 | 0.033 | unb_TAPWIRE_OH | 8103203 | no | no |  |  | no |  |  | 0 | 0 | 0 | 0
oh_line_TAP_OH_912681 |  | AN | node_8103203_200885677 | node_1388673_497_15469007_948 | 0.033 | unb_TAPWIRE_OH | 8103203 | no | no |  |  | no |  |  | 0 | 0 | 0 | 0
oh_line_TAP_OH_912682 |  | AN | node_8103203_200885679 | node_1388308_963_15469089_744 | 0.033 | unb_TAPWIRE_OH | 8103203 | no | no |  |  | no |  |  | 0 | 0 | 0 | 0
oh_line_TAP_OH_912683 |  | AN | node_8103203_200885682 | node_1387837_773_15469529_452 | 0.033 | unb_TAPWIRE_OH | 8103203 | no | no |  |  | no |  |  | 0 | 0 | 0 | 0
oh_line_TAP_OH_912684 |  | AN | node_8103203_200885685 | node_1386915_179_15470200_585 | 0.033 | unb_TAPWIRE_OH | 8103203 | no | no |  |  | no |  |  | 0 | 0 | 0 | 0
oh_line_TAP_OH_912685 |  | AN | node_8103203_200885686 | node_1386588_026_15470399_018 | 0.033 | unb_TAPWIRE_OH | 8103203 | no | no |  |  | no |  |  | 0 | 0 | 0 | 0
oh_line_TAP_OH_912686 |  | AN | node_8103203_200885692 | node_1385518_271_15471425_045 | 0.033 | unb_TAPWIRE_OH | 8103203 | no | no |  |  | no |  |  | 0 | 0 | 0 | 0
oh_line_TAP_OH_912687 |  | AN | node_8103203_200885695 | node_1384653_333_15472189_721 | 0.033 | unb_TAPWIRE_OH | 8103203 | no | no |  |  | no |  |  | 0 | 0 | 0 | 0
oh_line_TAP_OH_912688 |  | AN | node_8103203_200885697 | node_1384378_645_15472424_185 | 0.033 | unb_TAPWIRE_OH | 8103203 | no | no |  |  | no |  |  | 0 | 0 | 0 | 0
oh_line_TAP_OH_912689 |  | AN | node_8103203_200885703 | node_1383301_115_15473422_035 | 0.033 | unb_TAPWIRE_OH | 8103203 | no | no |  |  | no |  |  | 0 | 0 | 0 | 0
oh_line_TAP_OH_912690 |  | AN | node_8103203_200885704 | node_1382983_173_15473552_952 | 0.033 | unb_TAPWIRE_OH | 8103203 | no | no |  |  | no |  |  | 0 | 0 | 0 | 0
oh_line_TAP_OH_912691 |  | AN | node_1397142_116_15462185_658 | node_1397123_865_15462155_356 | 0.033 | unb_TAPWIRE_OH | 8103203 | no | no |  |  | no |  |  | 0 | 0 | 0 | 0
oh_line_TAP_OH_912692 |  | AN | node_8103203_200885713 | node_1398948_236_15462234_515 | 0.033 | unb_TAPWIRE_OH | 8103203 | no | no |  |  | no |  |  | 0 | 0 | 0 | 0
oh_line_TAP_OH_912693 |  | AN | node_8103203_200885721 | node_1398562_719_15464227_057 | 0.033 | unb_TAPWIRE_OH | 8103203 | no | no |  |  | no |  |  | 0 | 0 | 0 | 0
oh_line_TAP_OH_912694 |  | AN | node_8103203_200885723 | node_1398539_714_15464558_577 | 0.033 | unb_TAPWIRE_OH | 8103203 | no | no |  |  | no |  |  | 0 | 0 | 0 | 0
oh_line_TAP_OH_912695 |  | AN | node_8103203_200885725 | node_1398515_066_15464899_402 | 0.033 | unb_TAPWIRE_OH | 8103203 | no | no |  |  | no |  |  | 0 | 0 | 0 | 0
oh_line_TAP_OH_912696 |  | AN | node_8103203_200885727 | node_1398502_529_15465094_115 | 0.033 | unb_TAPWIRE_OH | 8103203 | no | no |  |  | no |  |  | 0 | 0 | 0 | 0
oh_line_TAP_OH_912697 |  | AN | node_8103203_200885732 | node_1398441_436_15465982_225 | 0.033 | unb_TAPWIRE_OH | 8103203 | no | no |  |  | no |  |  | 0 | 0 | 0 | 0
oh_line_TAP_OH_912698 |  | AN | node_8103203_200885737 | node_1398349_106_15467042_557 | 0.033 | unb_TAPWIRE_OH | 8103203 | no | no |  |  | no |  |  | 0 | 0 | 0 | 0
oh_line_TAP_OH_912699 |  | AN | node_8103203_200885741 | node_1398072_083_15468152_096 | 0.033 | unb_TAPWIRE_OH | 8103203 | no | no |  |  | no |  |  | 0 | 0 | 0 | 0
oh_line_TAP_OH_912700 |  | AN | node_8103203_200885743 | node_1397913_777_15468679_337 | 0.033 | unb_TAPWIRE_OH | 8103203 | no | no |  |  | no |  |  | 0 | 0 | 0 | 0
oh_line_TAP_OH_912701 |  | AN | node_8103203_200885745 | node_1397835_285_15468939_969 | 0.033 | unb_TAPWIRE_OH | 8103203 | no | no |  |  | no |  |  | 0 | 0 | 0 | 0
oh_line_TAP_OH_912702 |  | AN | node_8103203_200885749 | node_1397658_297_15469858_821 | 0.033 | unb_TAPWIRE_OH | 8103203 | no | no |  |  | no |  |  | 0 | 0 | 0 | 0
oh_line_TAP_OH_912703 |  | AN | node_8103203_200885753 | node_1397785_58_15470515_74 | 0.033 | unb_TAPWIRE_OH | 8103203 | no | no |  |  | no |  |  | 0 | 0 | 0 | 0
oh_line_TAP_OH_912704 |  | AN | node_8103203_200885756 | node_1397875_747_15471109_952 | 0.033 | unb_TAPWIRE_OH | 8103203 | no | no |  |  | no |  |  | 0 | 0 | 0 | 0
oh_line_TAP_OH_912705 |  | AN | node_8103203_200885761 | node_1397763_104_15472379_773 | 0.033 | unb_TAPWIRE_OH | 8103203 | no | no |  |  | no |  |  | 0 | 0 | 0 | 0
oh_line_TAP_OH_912706 |  | AN | node_8103203_200885766 | node_1397653_672_15473518_551 | 0.033 | unb_TAPWIRE_OH | 8103203 | no | no |  |  | no |  |  | 0 | 0 | 0 | 0
oh_line_TAP_OH_912707 |  | AN | node_8103203_200885778 | node_1395506_564_15475354_635 | 0.033 | unb_TAPWIRE_OH | 8103203 | no | no |  |  | no |  |  | 0 | 0 | 0 | 0
oh_line_TAP_OH_912708 |  | AN | node_8103203_200885786 | node_1394242_475_15476478_689 | 0.033 | unb_TAPWIRE_OH | 8103203 | no | no |  |  | no |  |  | 0 | 0 | 0 | 0
oh_line_TAP_OH_912709 |  | AN | node_8103203_200885792 | node_1393065_273_15477567_87 | 0.033 | unb_TAPWIRE_OH | 8103203 | no | no |  |  | no |  |  | 0 | 0 | 0 | 0
oh_line_TAP_OH_912710 |  | AN | node_8103203_200885808 | node_1391879_884_15480755_337 | 0.033 | unb_TAPWIRE_OH | 8103203 | no | no |  |  | no |  |  | 0 | 0 | 0 | 0
oh_line_TAP_OH_912711 |  | AN | node_8103203_200885809 | node_1391911_79_15480376_521 | 0.033 | unb_TAPWIRE_OH | 8103203 | no | no |  |  | no |  |  | 0 | 0 | 0 | 0
oh_line_TAP_OH_912712 |  | AN | node_8103203_200885810 | node_1392337_809_15480536_47 | 0.033 | unb_TAPWIRE_OH | 8103203 | no | no |  |  | no |  |  | 0 | 0 | 0 | 0
oh_line_TAP_OH_912713 |  | AN | node_8103203_200885811 | node_1391368_49_15480618_124 | 0.033 | unb_TAPWIRE_OH | 8103203 | no | no |  |  | no |  |  | 0 | 0 | 0 | 0
oh_line_TAP_OH_912714 |  | AN | node_8103203_200885814 | node_1391183_806_15481012_653 | 0.033 | unb_TAPWIRE_OH | 8103203 | no | no |  |  | no |  |  | 0 | 0 | 0 | 0
oh_line_TAP_OH_912715 |  | AN | node_8103203_200885817 | node_1391290_234_15481810_176 | 0.033 | unb_TAPWIRE_OH | 8103203 | no | no |  |  | no |  |  | 0 | 0 | 0 | 0
oh_line_TAP_OH_912716 |  | AN | node_8103203_200885818 | node_1391227_683_15481949_236 | 0.033 | unb_TAPWIRE_OH | 8103203 | no | no |  |  | no |  |  | 0 | 0 | 0 | 0
oh_line_TAP_OH_912717 |  | AN | node_8103203_200885823 | node_1391534_938_15483130_522 | 0.033 | unb_TAPWIRE_OH | 8103203 | no | no |  |  | no |  |  | 0 | 0 | 0 | 0
oh_line_TAP_OH_912718 |  | AN | node_8103203_200885826 | node_1391813_919_15483731_738 | 0.033 | unb_TAPWIRE_OH | 8103203 | no | no |  |  | no |  |  | 0 | 0 | 0 | 0
oh_line_TAP_OH_912719 |  | AN | node_8103203_200885828 | node_1391503_198_15484009_147 | 0.033 | unb_TAPWIRE_OH | 8103203 | no | no |  |  | no |  |  | 0 | 0 | 0 | 0
oh_line_TAP_OH_912720 |  | AN | node_8103203_200885830 | node_1391058_316_15483438_897 | 0.033 | unb_TAPWIRE_OH | 8103203 | no | no |  |  | no |  |  | 0 | 0 | 0 | 0
oh_line_TAP_OH_912721 |  | AN | node_8103203_200885844 | node_1389702_042_15487769_994 | 0.033 | unb_TAPWIRE_OH | 8103203 | no | no |  |  | no |  |  | 0 | 0 | 0 | 0
oh_line_TAP_OH_912722 |  | AN | node_8103203_200885851 | node_1389625_289_15490476_886 | 0.033 | unb_TAPWIRE_OH | 8103203 | no | no |  |  | no |  |  | 0 | 0 | 0 | 0
oh_line_TAP_OH_912723 |  | AN | node_8103203_200885855 | node_1390793_855_15489999_515 | 0.033 | unb_TAPWIRE_OH | 8103203 | no | no |  |  | no |  |  | 0 | 0 | 0 | 0
oh_line_TAP_OH_912724 |  | AN | node_8103203_200885859 | node_1389311_433_15491805_409 | 0.033 | unb_TAPWIRE_OH | 8103203 | no | no |  |  | no |  |  | 0 | 0 | 0 | 0
oh_line_TAP_OH_912725 |  | AN | node_8103203_200885862 | node_1389022_035_15492926_831 | 0.033 | unb_TAPWIRE_OH | 8103203 | no | no |  |  | no |  |  | 0 | 0 | 0 | 0
oh_line_TAP_OH_912726 |  | AN | node_8103203_200885868 | node_1403281_508_15482702_768 | 0.033 | unb_TAPWIRE_OH | 8103203 | no | no |  |  | no |  |  | 0 | 0 | 0 | 0
oh_line_TAP_OH_912727 |  | AN | node_8103203_200885871 | node_1403395_999_15466108_963 | 0.033 | unb_TAPWIRE_OH | 8103203 | no | no |  |  | no |  |  | 0 | 0 | 0 | 0
oh_line_TAP_OH_912728 |  | AN | node_8103203_200885875 | node_1403622_367_15467333_719 | 0.033 | unb_TAPWIRE_OH | 8103203 | no | no |  |  | no |  |  | 0 | 0 | 0 | 0
oh_line_TAP_OH_912729 |  | AN | node_8103203_200885879 | node_1403645_169_15468083_254 | 0.033 | unb_TAPWIRE_OH | 8103203 | no | no |  |  | no |  |  | 0 | 0 | 0 | 0
oh_line_TAP_OH_912730 |  | AN | node_8103203_200885882 | node_1403784_666_15469019_626 | 0.033 | unb_TAPWIRE_OH | 8103203 | no | no |  |  | no |  |  | 0 | 0 | 0 | 0
oh_line_TAP_OH_912731 |  | AN | node_8103203_200885887 | node_1403838_671_15470361_622 | 0.033 | unb_TAPWIRE_OH | 8103203 | no | no |  |  | no |  |  | 0 | 0 | 0 | 0
oh_line_TAP_OH_912732 |  | AN | node_8103203_200885891 | node_1403832_003_15471253_82 | 0.033 | unb_TAPWIRE_OH | 8103203 | no | no |  |  | no |  |  | 0 | 0 | 0 | 0
oh_line_TAP_OH_912733 |  | AN | node_8103203_200885893 | node_1403797_37_15471620_227 | 0.033 | unb_TAPWIRE_OH | 8103203 | no | no |  |  | no |  |  | 0 | 0 | 0 | 0
oh_line_TAP_OH_912734 |  | AN | node_8103203_200885903 | node_1402344_546_15475454_706 | 0.033 | unb_TAPWIRE_OH | 8103203 | no | no |  |  | no |  |  | 0 | 0 | 0 | 0
oh_line_TAP_OH_912735 |  | AN | node_8103203_200885905 | node_1402063_506_15476163_837 | 0.033 | unb_TAPWIRE_OH | 8103203 | no | no |  |  | no |  |  | 0 | 0 | 0 | 0
oh_line_TAP_OH_912736 |  | AN | node_8103203_200885909 | node_1401675_207_15477817_409 | 0.033 | unb_TAPWIRE_OH | 8103203 | no | no |  |  | no |  |  | 0 | 0 | 0 | 0
oh_line_TAP_OH_912737 |  | AN | node_8103203_200885911 | node_1401698_489_15478230_398 | 0.033 | unb_TAPWIRE_OH | 8103203 | no | no |  |  | no |  |  | 0 | 0 | 0 | 0
oh_line_TAP_OH_912738 |  | AN | node_8103203_200885914 | node_1401359_704_15479735_534 | 0.033 | unb_TAPWIRE_OH | 8103203 | no | no |  |  | no |  |  | 0 | 0 | 0 | 0
oh_line_TAP_OH_912739 |  | AN | node_8103203_200885917 | node_1401392_931_15481333_725 | 0.033 | unb_TAPWIRE_OH | 8103203 | no | no |  |  | no |  |  | 0 | 0 | 0 | 0
oh_line_TAP_OH_912740 |  | AN | node_8103203_200885918 | node_1401440_953_15481600_984 | 0.033 | unb_TAPWIRE_OH | 8103203 | no | no |  |  | no |  |  | 0 | 0 | 0 | 0
oh_line_TAP_OH_912741 |  | AN | node_8103203_200885921 | node_1401729_592_15482741_932 | 0.033 | unb_TAPWIRE_OH | 8103203 | no | no |  |  | no |  |  | 0 | 0 | 0 | 0
oh_line_TAP_OH_912742 |  | AN | node_8103203_200885923 | node_1401884_279_15483289_759 | 0.033 | unb_TAPWIRE_OH | 8103203 | no | no |  |  | no |  |  | 0 | 0 | 0 | 0
oh_line_TAP_OH_912743 |  | AN | node_8103203_200885924 | node_1401820_811_15483521_873 | 0.033 | unb_TAPWIRE_OH | 8103203 | no | no |  |  | no |  |  | 0 | 0 | 0 | 0
oh_line_TAP_OH_912744 |  | AN | node_8103203_200885942 | node_1403059_12_15487180_003 | 0.033 | unb_TAPWIRE_OH | 8103203 | no | no |  |  | no |  |  | 0 | 0 | 0 | 0
oh_line_TAP_OH_912745 |  | AN | node_8103203_200885943 | node_1402833_696_15487138_358 | 0.033 | unb_TAPWIRE_OH | 8103203 | no | no |  |  | no |  |  | 0 | 0 | 0 | 0
oh_line_TAP_OH_912746 |  | AN | node_8103203_200885951 | node_1402380_632_15487327_583 | 0.033 | unb_TAPWIRE_OH | 8103203 | no | no |  |  | no |  |  | 0 | 0 | 0 | 0
oh_line_TAP_OH_912747 |  | AN | node_8103203_200885954 | node_1401927_075_15487558_287 | 0.033 | unb_TAPWIRE_OH | 8103203 | no | no |  |  | no |  |  | 0 | 0 | 0 | 0
oh_line_TAP_OH_912748 |  | AN | node_8103203_200885956 | node_1401321_242_15487810_409 | 0.033 | unb_TAPWIRE_OH | 8103203 | no | no |  |  | no |  |  | 0 | 0 | 0 | 0
oh_line_TAP_OH_912749 |  | AN | node_8103203_200885957 | node_1389333_108_15478921_968 | 0.033 | unb_TAPWIRE_OH | 8103203 | no | no |  |  | no |  |  | 0 | 0 | 0 | 0
oh_line_TAP_OH_912751 |  | AN | node_8103203_200885965 | node_1389184_977_15478860_364 | 0.033 | unb_TAPWIRE_OH | 8103203 | no | no |  |  | no |  |  | 0 | 0 | 0 | 0
oh_line_TAP_OH_912752 |  | AN | node_8103203_200885978 | node_1390751_925_15477153_516 | 0.033 | unb_TAPWIRE_OH | 8103203 | no | no |  |  | no |  |  | 0 | 0 | 0 | 0
oh_line_TAP_OH_912753 |  | AN | node_8103203_200885982 | node_1390280_144_15475944_453 | 0.033 | unb_TAPWIRE_OH | 8103203 | no | no |  |  | no |  |  | 0 | 0 | 0 | 0
oh_line_TAP_OH_912754 |  | AN | node_8103203_200885989 | node_1388596_663_15461897_753 | 0.033 | unb_TAPWIRE_OH | 8103203 | no | no |  |  | no |  |  | 0 | 0 | 0 | 0
oh_line_TAP_OH_912755 |  | AN | node_8103203_200885993 | node_1387841_877_15462241_839 | 0.033 | unb_TAPWIRE_OH | 8103203 | no | no |  |  | no |  |  | 0 | 0 | 0 | 0
oh_line_TAP_OH_912756 |  | AN | node_8103203_200885996 | node_1387298_936_15462644_499 | 0.033 | unb_TAPWIRE_OH | 8103203 | no | no |  |  | no |  |  | 0 | 0 | 0 | 0
oh_line_TAP_OH_912757 |  | AN | node_8103203_200885998 | node_1386945_213_15463224_213 | 0.033 | unb_TAPWIRE_OH | 8103203 | no | no |  |  | no |  |  | 0 | 0 | 0 | 0
oh_line_TAP_OH_912758 |  | AN | node_8103203_200885999 | node_1386741_811_15463500_359 | 0.033 | unb_TAPWIRE_OH | 8103203 | no | no |  |  | no |  |  | 0 | 0 | 0 | 0
oh_line_TAP_OH_912759 |  | AN | node_8103203_200886000 | node_1386531_829_15463767_958 | 0.033 | unb_TAPWIRE_OH | 8103203 | no | no |  |  | no |  |  | 0 | 0 | 0 | 0
oh_line_TAP_OH_912760 |  | AN | node_8103203_200886001 | node_1386332_175_15464042_955 | 0.033 | unb_TAPWIRE_OH | 8103203 | no | no |  |  | no |  |  | 0 | 0 | 0 | 0
oh_line_TAP_OH_912761 |  | AN | node_8103203_200886002 | node_1386175_35_15464205_079 | 0.033 | unb_TAPWIRE_OH | 8103203 | no | no |  |  | no |  |  | 0 | 0 | 0 | 0
oh_line_TAP_OH_912762 |  | AN | node_8103203_200886008 | node_1385199_865_15465198_5 | 0.033 | unb_TAPWIRE_OH | 8103203 | no | no |  |  | no |  |  | 0 | 0 | 0 | 0
oh_line_TAP_OH_912763 |  | AN | node_8103203_200886012 | node_1384567_584_15465833_763 | 0.033 | unb_TAPWIRE_OH | 8103203 | no | no |  |  | no |  |  | 0 | 0 | 0 | 0
oh_line_TAP_OH_912764 |  | AN | node_8103203_200886016 | node_1384010_291_15466371_682 | 0.033 | unb_TAPWIRE_OH | 8103203 | no | no |  |  | no |  |  | 0 | 0 | 0 | 0
oh_line_TAP_OH_912765 |  | AN | node_8103203_200886018 | node_1383760_6_15466595_805 | 0.033 | unb_TAPWIRE_OH | 8103203 | no | no |  |  | no |  |  | 0 | 0 | 0 | 0
oh_line_TAP_OH_912766 |  | AN | node_8103203_200886031 | node_1381228_074_15469630_43 | 0.033 | unb_TAPWIRE_OH | 8103203 | no | no |  |  | no |  |  | 0 | 0 | 0 | 0
oh_line_TAP_OH_912767 |  | AN | node_8103203_200886032 | node_1381391_019_15469943_271 | 0.033 | unb_TAPWIRE_OH | 8103203 | no | no |  |  | no |  |  | 0 | 0 | 0 | 0
oh_line_TAP_OH_912768 |  | AN | node_8103203_200886036 | node_1380012_951_15470470_802 | 0.033 | unb_TAPWIRE_OH | 8103203 | no | no |  |  | no |  |  | 0 | 0 | 0 | 0
oh_line_TAP_OH_912769 |  | AN | node_8103203_200886037 | node_1379693_706_15470505_636 | 0.033 | unb_TAPWIRE_OH | 8103203 | no | no |  |  | no |  |  | 0 | 0 | 0 | 0
oh_line_TAP_OH_912770 |  | AN | node_8103203_200886043 | node_1383661_294_15475963_715 | 0.033 | unb_TAPWIRE_OH | 8103203 | no | no |  |  | no |  |  | 0 | 0 | 0 | 0
oh_line_TAP_OH_912771 |  | AN | node_8103203_200886055 | node_1384013_486_15473359_543 | 0.033 | unb_TAPWIRE_OH | 8103203 | no | no |  |  | no |  |  | 0 | 0 | 0 | 0
oh_line_TAP_OH_912772 |  | AN | node_8103203_200886066 | node_1382564_487_15482480_688 | 0.033 | unb_TAPWIRE_OH | 8103203 | no | no |  |  | no |  |  | 0 | 0 | 0 | 0
oh_line_TAP_OH_912773 |  | AN | node_8103203_200886075 | node_1383892_019_15474012_283 | 0.033 | unb_TAPWIRE_OH | 8103203 | no | no |  |  | no |  |  | 0 | 0 | 0 | 0
oh_line_TAP_OH_912774 |  | AN | node_8103203_200886080 | node_1383713_232_15475307_661 | 0.033 | unb_TAPWIRE_OH | 8103203 | no | no |  |  | no |  |  | 0 | 0 | 0 | 0
oh_line_TAP_OH_912775 |  | AN | node_8103203_200886081 | node_1383692_892_15475590_614 | 0.033 | unb_TAPWIRE_OH | 8103203 | no | no |  |  | no |  |  | 0 | 0 | 0 | 0
oh_line_TAP_OH_912776 |  | AN | node_8103203_200886083 | node_1396919_195_15476232_783 | 0.033 | unb_TAPWIRE_OH | 8103203 | no | no |  |  | no |  |  | 0 | 0 | 0 | 0
oh_line_TAP_OH_912778 |  | ABCN | node_8103203_200886085 | node_1397912_937_15474035_949 | 0.033 | unb_TAPWIRE_OH | 8103203 | no | no |  |  | no |  |  | 0 | 0 | 0 | 0
oh_line_TAP_OH_912779 |  | AN | node_8103203_200886093 | node_1397725_254_15479524_965 | 0.033 | unb_TAPWIRE_OH | 8103203 | no | no |  |  | no |  |  | 0 | 0 | 0 | 0
oh_line_TAP_OH_912780 |  | AN | node_8103203_200886103 | node_1397829_783_15482810_77 | 0.033 | unb_TAPWIRE_OH | 8103203 | no | no |  |  | no |  |  | 0 | 0 | 0 | 0
oh_line_TAP_OH_912781 |  | AN | node_8103203_200886107 | node_1397220_814_15483844_233 | 0.033 | unb_TAPWIRE_OH | 8103203 | no | no |  |  | no |  |  | 0 | 0 | 0 | 0
oh_line_TAP_OH_912782 |  | AN | node_8103203_200886111 | node_1397375_716_15475083_945 | 0.033 | unb_TAPWIRE_OH | 8103203 | no | no |  |  | no |  |  | 0 | 0 | 0 | 0
oh_line_TAP_OH_912783 |  | AN | node_8103203_200886113 | node_1397265_397_15475466_895 | 0.033 | unb_TAPWIRE_OH | 8103203 | no | no |  |  | no |  |  | 0 | 0 | 0 | 0
oh_line_TAP_OH_912784 |  | AN | node_8103203_200886125 | node_1385739_435_15485543_376 | 0.033 | unb_TAPWIRE_OH | 8103203 | no | no |  |  | no |  |  | 0 | 0 | 0 | 0
oh_line_TAP_OH_912785 |  | AN | node_8103203_200886126 | node_1389371_884_15484389_393 | 0.033 | unb_TAPWIRE_OH | 8103203 | no | no |  |  | no |  |  | 0 | 0 | 0 | 0
oh_line_TAP_OH_912786 |  | AN | node_8103203_200886129 | node_1388531_29_15485282_108 | 0.033 | unb_TAPWIRE_OH | 8103203 | no | no |  |  | no |  |  | 0 | 0 | 0 | 0
oh_line_TAP_OH_912787 |  | AN | node_8103203_200886131 | node_1388205_122_15485493_789 | 0.033 | unb_TAPWIRE_OH | 8103203 | no | no |  |  | no |  |  | 0 | 0 | 0 | 0
oh_line_TAP_OH_912788 |  | AN | node_8103203_200886134 | node_1387259_775_15485620_805 | 0.033 | unb_TAPWIRE_OH | 8103203 | no | no |  |  | no |  |  | 0 | 0 | 0 | 0
oh_line_TAP_OH_912789 |  | AN | node_8103203_200886136 | node_1391841_91_15468331_182 | 0.033 | unb_TAPWIRE_OH | 8103203 | no | no |  |  | no |  |  | 0 | 0 | 0 | 0
oh_line_TAP_OH_912790 |  | AN | node_8103203_200886140 | node_1391746_845_15469744_451 | 0.033 | unb_TAPWIRE_OH | 8103203 | no | no |  |  | no |  |  | 0 | 0 | 0 | 0
oh_line_TAP_OH_912791 |  | AN | node_8103203_200886143 | node_1384576_493_15465329_28 | 0.033 | unb_TAPWIRE_OH | 8103203 | no | no |  |  | no |  |  | 0 | 0 | 0 | 0
oh_line_TAP_OH_912792 |  | AN | node_8103203_200886144 | node_1381255_909_15465103_502 | 0.033 | unb_TAPWIRE_OH | 8103203 | no | no |  |  | no |  |  | 0 | 0 | 0 | 0
oh_line_TAP_OH_912793 |  | AN | node_8103203_200886149 | node_1382686_921_15465050_128 | 0.033 | unb_TAPWIRE_OH | 8103203 | no | no |  |  | no |  |  | 0 | 0 | 0 | 0
oh_line_TAP_OH_912794 |  | AN | node_8103203_200886151 | node_1382218_439_15465139_355 | 0.033 | unb_TAPWIRE_OH | 8103203 | no | no |  |  | no |  |  | 0 | 0 | 0 | 0
oh_line_TAP_OH_912795 |  | AN | node_8103203_200886153 | node_1381553_498_15465050_31 | 0.033 | unb_TAPWIRE_OH | 8103203 | no | no |  |  | no |  |  | 0 | 0 | 0 | 0
oh_line_TAP_OH_912796 |  | AN | node_8103203_200886159 | node_1394230_497_15481819_442 | 0.033 | unb_TAPWIRE_OH | 8103203 | no | no |  |  | no |  |  | 0 | 0 | 0 | 0
oh_line_TAP_OH_912797 |  | AN | node_8103203_200886161 | node_1394089_311_15482378_665 | 0.033 | unb_TAPWIRE_OH | 8103203 | no | no |  |  | no |  |  | 0 | 0 | 0 | 0
oh_line_TAP_OH_912798 |  | AN | node_8103203_200886163 | node_1394181_509_15482931_684 | 0.033 | unb_TAPWIRE_OH | 8103203 | no | no |  |  | no |  |  | 0 | 0 | 0 | 0
oh_line_TAP_OH_912799 |  | AN | node_8103203_200886165 | node_1394092_251_15478002_242 | 0.033 | unb_TAPWIRE_OH | 8103203 | no | no |  |  | no |  |  | 0 | 0 | 0 | 0
oh_line_TAP_OH_912800 |  | AN | node_8103203_200886167 | node_1394076_213_15478912_788 | 0.033 | unb_TAPWIRE_OH | 8103203 | no | no |  |  | no |  |  | 0 | 0 | 0 | 0
oh_line_TAP_OH_912801 |  | AN | node_8103203_200886170 | node_1394386_822_15479930_5 | 0.033 | unb_TAPWIRE_OH | 8103203 | no | no |  |  | no |  |  | 0 | 0 | 0 | 0
oh_line_TAP_OH_912802 |  | AN | node_8103203_200886175 | node_1402732_129_15487469_559 | 0.033 | unb_TAPWIRE_OH | 8103203 | no | no |  |  | no |  |  | 0 | 0 | 0 | 0
oh_line_TAP_OH_912803 |  | AN | node_8103203_200886179 | node_1402655_295_15488069_569 | 0.033 | unb_TAPWIRE_OH | 8103203 | no | no |  |  | no |  |  | 0 | 0 | 0 | 0
oh_line_TAP_OH_912804 |  | AN | node_8103203_200886180 | node_1403043_692_15488174_631 | 0.033 | unb_TAPWIRE_OH | 8103203 | no | no |  |  | no |  |  | 0 | 0 | 0 | 0
oh_line_TAP_OH_912805 |  | AN | node_8103203_200886182 | node_1378500_449_15466096_469 | 0.033 | unb_TAPWIRE_OH | 8103203 | no | no |  |  | no |  |  | 0 | 0 | 0 | 0
oh_line_TAP_OH_912806 |  | AN | node_8103203_200886183 | node_1378525_445_15465771_983 | 0.033 | unb_TAPWIRE_OH | 8103203 | no | no |  |  | no |  |  | 0 | 0 | 0 | 0
oh_line_TAP_OH_912807 |  | AN | node_8103203_200886184 | node_1378537_888_15465613_678 | 0.033 | unb_TAPWIRE_OH | 8103203 | no | no |  |  | no |  |  | 0 | 0 | 0 | 0
oh_line_TAP_OH_912808 |  | AN | node_8103203_200886186 | node_1378576_925_15465122_404 | 0.033 | unb_TAPWIRE_OH | 8103203 | no | no |  |  | no |  |  | 0 | 0 | 0 | 0
oh_line_TAP_OH_912809 |  | AN | node_8103203_200886188 | node_1378632_592_15464780_271 | 0.033 | unb_TAPWIRE_OH | 8103203 | no | no |  |  | no |  |  | 0 | 0 | 0 | 0
oh_line_TAP_OH_912810 |  | AN | node_8103203_200886189 | node_1378864_49_15464979_681 | 0.033 | unb_TAPWIRE_OH | 8103203 | no | no |  |  | no |  |  | 0 | 0 | 0 | 0
oh_line_TAP_OH_912811 |  | AN | node_8103203_200886192 | node_1379516_413_15464873_512 | 0.033 | unb_TAPWIRE_OH | 8103203 | no | no |  |  | no |  |  | 0 | 0 | 0 | 0
oh_line_TAP_OH_912812 |  | AN | node_8103203_200886194 | node_1379996_363_15464928_886 | 0.033 | unb_TAPWIRE_OH | 8103203 | no | no |  |  | no |  |  | 0 | 0 | 0 | 0
oh_line_TAP_OH_912813 |  | AN | node_8103203_200886196 | node_1380674_421_15465037_142 | 0.033 | unb_TAPWIRE_OH | 8103203 | no | no |  |  | no |  |  | 0 | 0 | 0 | 0
oh_line_TAP_OH_912814 |  | AN | node_8103203_200886220 | node_1397985_259_15462233_552 | 0.033 | unb_TAPWIRE_OH | 8103203 | no | no |  |  | no |  |  | 0 | 0 | 0 | 0
oh_line_TAP_OH_912815 |  | AN | node_8103203_200886221 | node_1385536_052_15473323_18 | 0.033 | unb_TAPWIRE_OH | 8103203 | no | no |  |  | no |  |  | 0 | 0 | 0 | 0
oh_line_TAP_OH_912816 |  | AN | node_8103203_200886223 | node_1385887_378_15471895_68 | 0.033 | unb_TAPWIRE_OH | 8103203 | no | no |  |  | no |  |  | 0 | 0 | 0 | 0
oh_line_TAP_OH_912817 |  | AN | node_8103203_200886224 | node_1385418_433_15471811_699 | 0.033 | unb_TAPWIRE_OH | 8103203 | no | no |  |  | no |  |  | 0 | 0 | 0 | 0
oh_line_TAP_OH_912818 |  | AN | node_8103203_200886228 | node_1383645_675_15472517_832 | 0.033 | unb_TAPWIRE_OH | 8103203 | no | no |  |  | no |  |  | 0 | 0 | 0 | 0
oh_line_TAP_OH_912819 |  | AN | node_8103203_200886233 | node_1389426_893_15462693_995 | 0.033 | unb_TAPWIRE_OH | 8103203 | no | no |  |  | no |  |  | 0 | 0 | 0 | 0
oh_line_TAP_OH_912820 |  | AN | node_8103203_200886238 | node_1390847_33_15463123_755 | 0.033 | unb_TAPWIRE_OH | 8103203 | no | no |  |  | no |  |  | 0 | 0 | 0 | 0
oh_line_TAP_OH_912821 |  | AN | node_8103203_200886239 | node_1390592_181_15475989_965 | 0.033 | unb_TAPWIRE_OH | 8103203 | no | no |  |  | no |  |  | 0 | 0 | 0 | 0
oh_line_TAP_OH_912822 |  | AN | node_8103203_200886243 | node_1390899_496_15475338_394 | 0.033 | unb_TAPWIRE_OH | 8103203 | no | no |  |  | no |  |  | 0 | 0 | 0 | 0
oh_line_TAP_OH_912823 |  | AN | node_8103203_200886246 | node_1390945_906_15474500_754 | 0.033 | unb_TAPWIRE_OH | 8103203 | no | no |  |  | no |  |  | 0 | 0 | 0 | 0
oh_line_TAP_OH_912824 |  | AN | node_8103203_200886247 | node_1390995_642_15474174_683 | 0.033 | unb_TAPWIRE_OH | 8103203 | no | no |  |  | no |  |  | 0 | 0 | 0 | 0
oh_line_TAP_OH_912825 |  | AN | node_8103203_200886249 | node_1396212_711_15464947_829 | 0.033 | unb_TAPWIRE_OH | 8103203 | no | no |  |  | no |  |  | 0 | 0 | 0 | 0
oh_line_TAP_OH_912826 |  | AN | node_8103203_200886253 | node_1396672_932_15464451_022 | 0.033 | unb_TAPWIRE_OH | 8103203 | no | no |  |  | no |  |  | 0 | 0 | 0 | 0
oh_line_TAP_OH_912827 |  | AN | node_8103203_200886257 | node_1378879_482_15471503_605 | 0.033 | unb_TAPWIRE_OH | 8103203 | no | no |  |  | no |  |  | 0 | 0 | 0 | 0
oh_line_TAP_OH_919998 |  | AN | node_8103203_200944320 | node_1401799_3_15484071_609 | 0.033 | unb_TAPWIRE_OH | 8103203 | no | no |  |  | no |  |  | 0 | 0 | 0 | 0
oh_line_TAP_OH_921111 |  | AN | node_8103203_200952591 | node_1391780_883_15469298_806 | 0.033 | unb_TAPWIRE_OH | 8103203 | no | no |  |  | no |  |  | 0 | 0 | 0 | 0
oh_line_TAP_OH_921956 |  | AN | node_8103203_200959401 | node_1409552_263_15468777_686 | 0.033 | unb_TAPWIRE_OH | 8103203 | no | no |  |  | no |  |  | 0 | 0 | 0 | 0
oh_line_TAP_OH_921991 |  | AN | node_8103203_200959609 | node_1402993_832_15466827_892 | 0.033 | unb_TAPWIRE_OH | 8103203 | no | no |  |  | no |  |  | 0 | 0 | 0 | 0
oh_line_TAP_OH_922544 |  | AN | node_8103203_200962350 | node_1421164_049_15473426_448 | 0.033 | unb_TAPWIRE_OH | 8103203 | no | no |  |  | no |  |  | 0 | 0 | 0 | 0
oh_line_TAP_OH_926548 |  | AN | node_8103203_200983198 | node_1397193_703_15457396_66 | 0.033 | unb_TAPWIRE_OH | 8103203 | no | no |  |  | no |  |  | 0 | 0 | 0 | 0
oh_line_TAP_OH_926704 |  | AN | node_8103203_200984021 | node_1417781_54_15475156_8 | 0.033 | unb_TAPWIRE_OH | 8103203 | no | no |  |  | no |  |  | 0 | 0 | 0 | 0
oh_line_TAP_OH_928512 |  | AN | node_8103203_201009844 | node_1400402_132_15487852_91 | 0.033 | unb_TAPWIRE_OH | 8103203 | no | no |  |  | no |  |  | 0 | 0 | 0 | 0
oh_line_TAP_OH_929316 |  | AN | node_8103203_201013512 | node_1414321_86_15482649_69 | 0.033 | unb_TAPWIRE_OH | 8103203 | no | no |  |  | no |  |  | 0 | 0 | 0 | 0
oh_line_TAP_OH_929495 |  | AN | node_8103203_201014293 | node_1406434_401_15467648_134 | 0.033 | unb_TAPWIRE_OH | 8103203 | no | no |  |  | no |  |  | 0 | 0 | 0 | 0
oh_line_TAP_OH_930037 |  | AN | node_8103203_201016666 | node_1383762_397_15474665_801 | 0.033 | unb_TAPWIRE_OH | 8103203 | no | no |  |  | no |  |  | 0 | 0 | 0 | 0
oh_line_TAP_OH_930347 |  | AN | node_8103203_201018062 | node_1382052_115_15467975_033 | 0.033 | unb_TAPWIRE_OH | 8103203 | no | no |  |  | no |  |  | 0 | 0 | 0 | 0
oh_line_TAP_OH_930430 |  | AN | node_8103203_201018407 | node_1399277_438_15455271_676 | 0.033 | unb_TAPWIRE_OH | 8103203 | no | no |  |  | no |  |  | 0 | 0 | 0 | 0
oh_line_TAP_OH_930472 |  | ABCN | node_8103203_201018648 | node_1419490_666_15482757_501 | 0.033 | unb_TAPWIRE_OH | 8103203 | no | no |  |  | no |  |  | 0 | 0 | 0 | 0
oh_line_TAP_OH_930473 |  | ABCN | node_8103203_201018651 | node_1419680_845_15482896_766 | 0.033 | unb_TAPWIRE_OH | 8103203 | no | no |  |  | no |  |  | 0 | 0 | 0 | 0
oh_line_TAP_OH_930476 |  | ABCN | node_8103203_201018669 | node_1405648_995_15466959_542 | 0.033 | unb_TAPWIRE_OH | 8103203 | no | no |  |  | no |  |  | 0 | 0 | 0 | 0
oh_line_TAP_OH_931899 |  | AN | node_8103203_201025353 | node_1406292_443_15479487_933 | 0.033 | unb_TAPWIRE_OH | 8103203 | no | no |  |  | no |  |  | 0 | 0 | 0 | 0
oh_line_TAP_OH_931900 |  | AN | node_8103203_201025356 | node_1405845_854_15488460_259 | 0.033 | unb_TAPWIRE_OH | 8103203 | no | no |  |  | no |  |  | 0 | 0 | 0 | 0
oh_line_TAP_OH_936377 |  | AN | node_8103203_201057870 | node_1402392_73_15485814_125 | 0.033 | unb_TAPWIRE_OH | 8103203 | no | no |  |  | no |  |  | 0 | 0 | 0 | 0
oh_line_TAP_OH_936378 |  | AN | node_8103203_201057871 | node_1402524_336_15486059_033 | 0.033 | unb_TAPWIRE_OH | 8103203 | no | no |  |  | no |  |  | 0 | 0 | 0 | 0
oh_line_TAP_OH_936379 |  | AN | node_8103203_201057873 | node_1402464_506_15486586_572 | 0.033 | unb_TAPWIRE_OH | 8103203 | no | no |  |  | no |  |  | 0 | 0 | 0 | 0
oh_line_TAP_OH_936398 |  | AN | node_8103203_201057996 | node_1402619_435_15486866_574 | 0.033 | unb_TAPWIRE_OH | 8103203 | no | no |  |  | no |  |  | 0 | 0 | 0 | 0
oh_line_TAP_OH_937116 |  | AN | node_8103203_201062977 | node_1417907_745_15481097_945 | 0.033 | unb_TAPWIRE_OH | 8103203 | no | no |  |  | no |  |  | 0 | 0 | 0 | 0
oh_line_TAP_OH_937801 |  | AN | node_8103203_201066507 | node_1393816_5_15485392_281 | 0.033 | unb_TAPWIRE_OH | 8103203 | no | no |  |  | no |  |  | 0 | 0 | 0 | 0
oh_line_TAP_OH_937975 |  | AN | node_8103203_201067396 | node_1387923_219_15459103_232 | 0.033 | unb_TAPWIRE_OH | 8103203 | no | no |  |  | no |  |  | 0 | 0 | 0 | 0
oh_line_TAP_OH_1414824 |  | AN | node_8103203_310012686 | node_1419446_944_15474905_51 | 0.033 | unb_TAPWIRE_OH | 8103203 | no | no |  |  | no |  |  | 0 | 0 | 0 | 0
oh_line_TAP_OH_1507259 |  | AN | node_8103203_200880376 | node_1410961_933_15469633_015 | 0.033 | unb_TAPWIRE_OH | 8103203 | no | no |  |  | no |  |  | 0 | 0 | 0 | 0
oh_line_TAP_OH_1507260 |  | AN | node_8103203_200948252 | node_1417505_865_15478066_716 | 0.033 | unb_TAPWIRE_OH | 8103203 | no | no |  |  | no |  |  | 0 | 0 | 0 | 0
oh_line_TAP_OH_1507261 |  | ABCN | node_8103203_200883095 | node_1396692_874_15453800_08 | 0.033 | unb_TAPWIRE_OH | 8103203 | no | no |  |  | no |  |  | 0 | 0 | 0 | 0
oh_line_TAP_OH_1507265 |  | AN | node_8103203_200885714 | node_1389638_62_15486393_384 | 0.033 | unb_TAPWIRE_OH | 8103203 | no | no |  |  | no |  |  | 0 | 0 | 0 | 0
oh_line_TAP_OH_1507266 |  | AN | node_8103203_200885985 | node_1389824_962_15477113_105 | 0.033 | unb_TAPWIRE_OH | 8103203 | no | no |  |  | no |  |  | 0 | 0 | 0 | 0
oh_line_TAP_OH_1507267 |  | AN | node_8103203_201025313 | node_1382761_174_15483457_466 | 0.033 | unb_TAPWIRE_OH | 8103203 | no | no |  |  | no |  |  | 0 | 0 | 0 | 0
oh_line_TAP_OH_1911673 |  | AN | node_8103203_200880907 | node_1406184_513_15482213_806 | 0.033 | unb_TAPWIRE_OH | 8103203 | no | no |  |  | no |  |  | 0 | 0 | 0 | 0
oh_line_TAP_OH_2142524 |  | ABCN | node_8103203_310015556 | node_1398911_377_15454213_672 | 0.033 | unb_TAPWIRE_OH | 8103203 | no | no |  |  | no |  |  | 0 | 0 | 0 | 0
oh_line_TAP_OH_2142525 |  | ABCN | node_8103203_310015556 | node_1398903_587_15454189_147 | 0.033 | unb_TAPWIRE_OH | 8103203 | no | no |  |  | no |  |  | 0 | 0 | 0 | 0
oh_line_TAP_OH_2142526 |  | ABCN | node_8103203_310015556 | node_1398923_583_15454234_677 | 0.033 | unb_TAPWIRE_OH | 8103203 | no | no |  |  | no |  |  | 0 | 0 | 0 | 0
oh_line_TAP_OH_2142592 |  | ABCN | node_8103203_200880423 | node_1416903_505_15477635_66 | 0.033 | unb_TAPWIRE_OH | 8103203 | no | no |  |  | no |  |  | 0 | 0 | 0 | 0
oh_line_TAP_OH_2142593 |  | ABCN | node_8103203_200880423 | node_1416902_737_15477609_045 | 0.033 | unb_TAPWIRE_OH | 8103203 | no | no |  |  | no |  |  | 0 | 0 | 0 | 0
oh_line_TAP_OH_2142594 |  | ABCN | node_8103203_200880423 | node_1416909_336_15477661_14 | 0.033 | unb_TAPWIRE_OH | 8103203 | no | no |  |  | no |  |  | 0 | 0 | 0 | 0
oh_line_TAP_OH_2142634 |  | ABCN | node_8103203_200882428 | node_1397483_319_15454312_843 | 0.033 | unb_TAPWIRE_OH | 8103203 | no | no |  |  | no |  |  | 0 | 0 | 0 | 0
oh_line_TAP_OH_2142635 |  | ABCN | node_8103203_200882428 | node_1397498_503_15454296_019 | 0.033 | unb_TAPWIRE_OH | 8103203 | no | no |  |  | no |  |  | 0 | 0 | 0 | 0
oh_line_TAP_OH_2142645 |  | ABCN | node_8103203_200882372 | node_1397434_171_15453840_77 | 0.033 | unb_TAPWIRE_OH | 8103203 | no | no |  |  | no |  |  | 0 | 0 | 0 | 0
oh_line_TAP_OH_2142646 |  | ABCN | node_8103203_200882372 | node_1397432_755_15453819_081 | 0.033 | unb_TAPWIRE_OH | 8103203 | no | no |  |  | no |  |  | 0 | 0 | 0 | 0
oh_line_TAP_OH_2142647 |  | ABCN | node_8103203_200882372 | node_1397436_921_15453863_966 | 0.033 | unb_TAPWIRE_OH | 8103203 | no | no |  |  | no |  |  | 0 | 0 | 0 | 0
oh_line_TAP_OH_2145341 |  | ABCN | node_8103203_200885568 | node_1399971_376_15462659_043 | 0.033 | unb_TAPWIRE_OH | 8103203 | no | no |  |  | no |  |  | 0 | 0 | 0 | 0
oh_line_TAP_OH_2145342 |  | ABCN | node_8103203_200885568 | node_1399965_934_15462684_587 | 0.033 | unb_TAPWIRE_OH | 8103203 | no | no |  |  | no |  |  | 0 | 0 | 0 | 0
oh_line_TAP_OH_2210570 |  | ABCN | node_8103203_200882357 | node_1398507_291_15453735_673 | 0.033 | unb_TAPWIRE_OH | 8103203 | no | no |  |  | no |  |  | 0 | 0 | 0 | 0
oh_line_TAP_OH_2210571 |  | ABCN | node_8103203_200882357 | node_1398525_864_15453744_69 | 0.033 | unb_TAPWIRE_OH | 8103203 | no | no |  |  | no |  |  | 0 | 0 | 0 | 0
oh_line_TAP_OH_2313720 |  | AN | node_8103203_310047131 | node_1395020_133_15464485_216 | 0.033 | unb_TAPWIRE_OH | 8103203 | no | no |  |  | no |  |  | 0 | 0 | 0 | 0
oh_line_TAP_OH_2459740 |  | AN | node_8103203_310049853 | node_1393983_735_15452838_87 | 0.033 | unb_TAPWIRE_OH | 8103203 | no | no |  |  | no |  |  | 0 | 0 | 0 | 0
oh_line_TAP_OH_2771799 |  | AN | node_8103203_311859834 | node_1399586_905_15489227_093 | 0.033 | unb_TAPWIRE_OH | 8103203 | no | no |  |  | no |  |  | 0 | 0 | 0 | 0
oh_line_TAP_OH_3059350 |  | AN | node_8103203_310054499 | node_1406625_791_15478471_074 | 0.033 | unb_TAPWIRE_OH | 8103203 | no | no |  |  | no |  |  | 0 | 0 | 0 | 0
oh_line_TAP_OH_3076978 |  | AN | node_8103203_200886133 | node_1387584_024_15485635_439 | 0.033 | unb_TAPWIRE_OH | 8103203 | no | no |  |  | no |  |  | 0 | 0 | 0 | 0
oh_line_TAP_OH_3367736 |  | AN | node_8103203_311932145 | node_1378291_855_15471109_187 | 0.033 | unb_TAPWIRE_OH | 8103203 | no | no |  |  | no |  |  | 0 | 0 | 0 | 0
oh_line_TAP_OH_3544962 |  | AN | node_8103203_200881117 | node_1416534_309_15481144_163 | 0.033 | unb_TAPWIRE_OH | 8103203 | no | no |  |  | no |  |  | 0 | 0 | 0 | 0
oh_line_TAP_OH_3627785 |  | AN | node_8103203_311990244 | node_1395933_836_15465608_227 | 0.033 | unb_TAPWIRE_OH | 8103203 | no | no |  |  | no |  |  | 0 | 0 | 0 | 0
oh_line_TAP_OH_3655001 |  | AN | node_8103203_200885964 | node_1389017_153_15478835_839 | 0.033 | unb_TAPWIRE_OH | 8103203 | no | no |  |  | no |  |  | 0 | 0 | 0 | 0
oh_line_TAP_OH_3766625 |  | AN | node_8103203_200886147 | node_1383357_006_15465074_744 | 0.033 | unb_TAPWIRE_OH | 8103203 | no | no |  |  | no |  |  | 0 | 0 | 0 | 0
oh_line_TAP_OH_4151914 |  | AN | node_8103203_200886009 | node_1385050_801_15465373_966 | 0.033 | unb_TAPWIRE_OH | 8103203 | no | no |  |  | no |  |  | 0 | 0 | 0 | 0
oh_line_TAP_OH_4151921 |  | AN | node_8103203_312008704 | node_1399146_762_15462243_683 | 0.033 | unb_TAPWIRE_OH | 8103203 | no | no |  |  | no |  |  | 0 | 0 | 0 | 0
oh_line_TAP_OH_4352738 |  | AN | node_8103203_200880902 | node_1406262_175_15480841_149 | 0.033 | unb_TAPWIRE_OH | 8103203 | no | no |  |  | no |  |  | 0 | 0 | 0 | 0
oh_line_TAP_OH_4932775 |  | AN | node_8103203_312092576 | node_1404149_388_15474499_089 | 0.033 | unb_TAPWIRE_OH | 8103203 | no | no |  |  | no |  |  | 0 | 0 | 0 | 0
oh_line_TAP_OH_5312794 |  | AN | node_8103203_200882895 | node_1386076_904_15458626_742 | 0.033 | unb_TAPWIRE_OH | 8103203 | no | no |  |  | no |  |  | 0 | 0 | 0 | 0
oh_line_TAP_OH_5532445 |  | AN | node_8103203_200880960 | node_1413689_967_15475549_091 | 0.033 | unb_TAPWIRE_OH | 8103203 | no | no |  |  | no |  |  | 0 | 0 | 0 | 0

## overhead_line_conductor
data_type | static
owner_type | feeder
owner | 8103203
object | overhead_line_conductor
name | groupid | geometric_mean_radius | resistance | diameter | rating_summer_continuous | rating_summer_emergency | rating_winter_continuous | rating_winter_emergency | dcircuit | selected | comments
oh_cond_1/0_AAAC |  | 0.012 | 0.876 | 0.398 | 235 | 235 | 310 | 310 |  | no
oh_cond_1/0_ACSR |  | 0.012 | 0.888 | 0.398 | 265 | 265 | 330 | 330 |  | no
oh_cond_2/0_CU |  | 0.013 | 0.44 | 0.414 | 295 | 295 | 425 | 425 |  | no
oh_cond_2_ACSR |  | 0.01 | 1.41 | 0.325 | 195 | 195 | 245 | 245 |  | no
oh_cond_2_AL |  | 0.009 | 1.14 | 0.292 | 175 | 175 | 210 | 210 |  | no
oh_cond_3_#7_CWD_30% |  | 0.005 | 3.07 | 0.311 | 125 | 125 | 195 | 195 |  | no
oh_cond_3_#104_CWD |  | 0.003 | 5.945 | 0.224 | 90 | 90 | 130 | 130 |  | no
oh_cond_3_#128_CWD |  | 0.004 | 3.873 | 0.276 | 120 | 120 | 160 | 160 |  | no
oh_cond_4/0_AAAC |  | 0.017 | 0.439 | 0.563 | 365 | 365 | 480 | 480 |  | no
oh_cond_4/0_ACSR |  | 0.017 | 0.445 | 0.563 | 410 | 410 | 515 | 515 |  | no
oh_cond_4A_CWD |  | 0.006 | 1.395 | 0.29 | 150 | 150 | 220 | 220 |  | no
oh_cond_4_ACSR |  | 0.008 | 2.24 | 0.25 | 145 | 145 | 185 | 185 |  | no
oh_cond_4_CU |  | 0.007 | 1.388 | 0.232 | 140 | 140 | 200 | 200 |  | no
oh_cond_6A_CWD |  | 0.005 | 2.21 | 0.23 | 115 | 115 | 165 | 165 |  | no
oh_cond_6_STEEL |  | 0.006 | 10.4 | 0.184 | 17 | 17 | 27 | 27 |  | no
oh_cond_8A_CWD |  | 0.004 | 3.51 | 0.199 | 75 | 75 | 125 | 125 |  | no
oh_cond_8C_CWD |  | 0.004 | 3.51 | 0.179 | 75 | 75 | 125 | 125 |  | no
oh_cond_8D_CWD |  | 0.004 | 3.51 | 0.219 | 85 | 85 | 135 | 135 |  | no
oh_cond_336_5_ACSR |  | 0.024 | 0.278 | 0.684 | 555 | 555 | 705 | 705 |  | no
oh_cond_477_MCM_AL |  | 0.025 | 0.198 | 0.792 | 605 | 605 | 810 | 810 |  | no
oh_cond_WP-4/0-CU |  | 0.015 | 0.273 | 0.81 | 340 | 340 | 390 | 390 |  | no

## regulator
data_type | static
owner_type | feeder
owner | 8103203
object | regulator
name | groupid | phases | fr | to | configuration | sense_node | dcircuit | selected | monitored | monitored_fields | class_monitored_fields | played | played_fields | comments
regulator_220627220 |  | AD | node_intto1_8103203_200885673 | node_8103203_200885673 | config_regulator_220627220 |  | 8103203 | no | no |  |  | no

## regulator_configuration
data_type | static
owner_type | feeder
owner | 8103203
object | regulator_configuration
name | groupid | connect_type | band_center | band_width | time_delay | dwell_time | raise_taps | lower_taps | current_transducer_ratio | power_transducer_ratio | compensator_r_setting_A | compensator_x_setting_A | compensator_r_setting_B | compensator_x_setting_B | compensator_r_setting_C | compensator_x_setting_C | CT_phase | PT_phase | regulation | control_level | Control | Type | tap_pos_A | tap_pos_B | tap_pos_C | dcircuit | selected | comments
config_regulator_220627220 |  | WYE_WYE | 123 | 3 |  |  | 16 | 16 | 100 | 40 | 0 | 0 | 0 | 0 | 0 | 0 | A | A | 0.1 | INDIVIDUAL | OUTPUT_VOLTAGE | A | 0 | 0 | 0 |  | no

## switch
data_type | static
owner_type | feeder
owner | 8103203
object | switch
name | groupid | phases | fr | to | phase_A_state | phase_B_state | phase_C_state | operating_mode | status | dcircuit | selected | monitored | monitored_fields | class_monitored_fields | played | played_fields | comments
switch_220416936 |  | ABCD | node_intto1_8103203_200882399 | node_8103203_200882399 | CLOSED | CLOSED | CLOSED | INDIVIDUAL |  | 8103203 | no | no |  |  | no
switch_220416955 |  | ABCD | node_intto1_8103203_200882778 | node_8103203_200882778 | CLOSED | CLOSED | CLOSED | INDIVIDUAL |  | 8103203 | no | no |  |  | no
switch_220417029 |  | ABCD | node_intto1_8103203_200880355 | node_8103203_200880355 | CLOSED | CLOSED | CLOSED | INDIVIDUAL |  | 8103203 | no | no |  |  | no
switch_220417043 |  | ABCD | node_intto1_8103203_200880407 | node_8103203_200880407 | CLOSED | CLOSED | CLOSED | INDIVIDUAL |  | 8103203 | no | no |  |  | no
switch_220417044 |  | ABCD | node_intto1_8103203_200880408 | node_8103203_200880408 | CLOSED | CLOSED | CLOSED | INDIVIDUAL |  | 8103203 | no | no |  |  | no
switch_220417047 |  | ABCD | node_intto1_1419803_286_15483038_964 | node_1419803_286_15483038_964 | CLOSED | CLOSED | CLOSED | INDIVIDUAL |  | 8103203 | no | no |  |  | no
switch_220417048 |  | ABCD | node_intto1_8103203_200880471 | node_8103203_200880471 | CLOSED | CLOSED | CLOSED | INDIVIDUAL |  | 8103203 | no | no |  |  | no
switch_220417149 |  | AD | node_intto1_8103203_200885633 | node_8103203_200885633 | CLOSED | CLOSED | CLOSED | INDIVIDUAL |  | 8103203 | no | no |  |  | no

## underground_line
data_type | static
owner_type | feeder
owner | 8103203
object | underground_line
name | groupid | phases | fr | to | length | configuration | dcircuit | selected | monitored | monitored_fields | class_monitored_fields | played | played_fields | comments
und_line_8103203_200885715 |  | AN | node_8103203_200885856 | node_8103203_200885715 | 1350.81 | und_1P_2ALURD | 8103203 | no | no |  |  | no
und_line_8103203_200886118 |  | AN | node_8103203_200886132 | node_8103203_200886118 | 711.17 | und_1P_2ALURD | 8103203 | no | no |  |  | no
und_line_8103203_200973505 |  | AN | node_8103203_200886027 | node_8103203_200973505 | 531.097 | und_1P_DELTACUST | 8103203 | no | no |  |  | no
und_line_8103203_201010123 |  | ABCN | node_8103203_200982198 | node_intto1_8103203_201010123 | 313.405 | und_3P_DELTACUST | 8103203 | no | no |  |  | no
und_line_8103203_201010778 |  | AN | node_8103203_200882835 | node_intto1_8103203_201010778 | 328.574 | und_1P_DELTACUST | 8103203 | no | no |  |  | no
und_line_8103203_201013108 |  | AN | node_8103203_200882852 | node_intto1_8103203_201013108 | 332.425 | und_1P_2ALURD | 8103203 | no | no |  |  | no
und_line_8103203_201013109 |  | AN | node_8103203_200883032 | node_intto1_8103203_201013109 | 753.537 | und_1P_DELTACUST | 8103203 | no | no |  |  | no
und_line_8103203_201065572 |  | AN | node_8103203_201065618 | node_intto1_8103203_201065572 | 926.608 | und_1P_DELTACUST | 8103203 | no | no |  |  | no
und_line_8103203_311874989 |  | AN | node_8103203_201060951 | node_8103203_311874989 | 615.346 | und_1P_DELTACUST | 8103203 | no | no |  |  | no
und_line_8103203_311906975 |  | AN | node_8103203_200886157 | node_intto1_8103203_311906975 | 413.151 | und_1P_DELTACUST | 8103203 | no | no |  |  | no
und_line_8103203_311932147 |  | AN | node_8103203_311932145 | node_intto1_8103203_311932147 | 299.286 | und_1P_DELTACUST | 8103203 | no | no |  |  | no
und_line_8103203_311986871 |  | AN | node_8103203_200886145 | node_8103203_311986871 | 392.82 | und_1P_DELTACUST | 8103203 | no | no |  |  | no
und_line_8103203_312129820 |  | AN | node_8103203_200882830 | node_intto1_8103203_312129820 | 1855.173 | und_1P_DELTACUST | 8103203 | no | no |  |  | no
und_line_TAP_UG_59710 |  | AN | node_8103203_200885715 | node_1388088_717_15490624_132 | 0.033 | und_TAPWIRE_UG | 8103203 | no | no |  |  | no
und_line_TAP_UG_59711 |  | AN | node_8103203_200886118 | node_1387854_367_15486342_489 | 0.033 | und_TAPWIRE_UG | 8103203 | no | no |  |  | no
und_line_TAP_UG_61888 |  | AN | node_8103203_200973505 | node_1381971_879_15469123_232 | 0.033 | und_TAPWIRE_UG | 8103203 | no | no |  |  | no
und_line_TAP_UG_64013 |  | ABCN | node_8103203_201010123 | node_1398837_808_15454463_141 | 0.033 | und_TAPWIRE_UG | 8103203 | no | no |  |  | no
und_line_TAP_UG_64103 |  | AN | node_8103203_201010778 | node_1390495_842_15460812_557 | 0.033 | und_TAPWIRE_UG | 8103203 | no | no |  |  | no
und_line_TAP_UG_64339 |  | AN | node_8103203_201013108 | node_1394820_838_15456731_13 | 0.033 | und_TAPWIRE_UG | 8103203 | no | no |  |  | no
und_line_TAP_UG_64340 |  | AN | node_8103203_201013109 | node_1393619_09_15449906_007 | 0.033 | und_TAPWIRE_UG | 8103203 | no | no |  |  | no
und_line_TAP_UG_69619 |  | AN | node_8103203_201065572 | node_1383998_849_15457317_545 | 0.033 | und_TAPWIRE_UG | 8103203 | no | no |  |  | no
und_line_TAP_UG_1424317 |  | AN | node_8103203_311906975 | node_1393886_514_15481514_465 | 0.033 | und_TAPWIRE_UG | 8103203 | no | no |  |  | no
und_line_TAP_UG_1597945 |  | AN | node_8103203_311932147 | node_1378240_696_15471392_755 | 0.033 | und_TAPWIRE_UG | 8103203 | no | no |  |  | no
und_line_TAP_UG_1719573 |  | AN | node_8103203_311986871 | node_1384425_799_15464600_869 | 0.033 | und_TAPWIRE_UG | 8103203 | no | no |  |  | no
und_line_TAP_UG_2713429 |  | AN | node_8103203_312129820 | node_1391795_512_15461520_162 | 0.033 | und_TAPWIRE_UG | 8103203 | no | no |  |  | no

## underground_line_conductor
data_type | static
owner_type | feeder
owner | 8103203
object | underground_line_conductor
name | groupid | outer_diameter | conductor_gmr | conductor_diameter | conductor_resistance | neutral_gmr | neutral_diameter | neutral_resistance | neutral_strands | insulation_relative_permitivitty | shield_gmr | shield_resistance | rating_summer_continuous | rating_summer_emergency | rating_winter_continuous | rating_winter_emergency | dcircuit | selected | comments
und_cond_1P_2ALURD | [12 empty] | 125 | 125 | 140 | 140 |  | no
und_cond_1P_DELTACUST | [12 empty] | 685 | 685 | 685 | 685 |  | no
und_cond_3P_DELTACUST | [12 empty] | 685 | 685 | 685 | 685 |  | no
und_cond_TAPWIRE_UG | [12 empty] | 99999999 | 99999999 | 99999999 | 99999999 |  | no