## capacitor
data_type | static
owner_type | feeder
owner | 8101801
object | capacitor
name | groupid | parent | phases | nominal_voltage | pt_phase | phases_connected | switchA | switchB | switchC | control | voltage_set_high | voltage_set_low | VAr_set_high | VAr_set_low | current_set_high | current_set_low | capacitor_A | capacitor_B | capacitor_C | cap_nominal_voltage | time_delay | dwell_time | lockout_time | remote_sense | remote_sense_B | control_level | dcircuit | selected | monitored | monitored_fields | class_monitored_fields | played | played_fields | comments
cap_220369013 |  | node_1423125_972_15265963_884 | ABCN | 0 |  | ABCN | CLOSED | CLOSED | CLOSED | MANUAL | [6 empty] | 100000 | 100000 | 100000 | 4800 | [6 empty] | 8101801 | no | no |  |  | no
cap_220369029 |  | node_1426922_171_15260936_376 | ABCN | 0 |  | ABCN | CLOSED | CLOSED | CLOSED | MANUAL | [6 empty] | 100000 | 100000 | 100000 | 4800 | [6 empty] | 8101801 | no | no |  |  | no
cap_220369108 |  | node_1424791_215_15267094_012 | ABCN | 0 |  | ABCN | CLOSED | CLOSED | CLOSED | MANUAL | [6 empty] | 100000 | 100000 | 100000 | 4800 | [6 empty] | 8101801 | no | no |  |  | no
cap_220369111 |  | node_1433708_058_15257051_17 | AN | 0 |  | AN | CLOSED |  |  | MANUAL | [6 empty] | 100000 |  |  | 4800 | [6 empty] | 8101801 | no | no |  |  | no

## feeder
data_type | static
owner_type | feeder
owner | 8101801
object | feeder
name | transmission_bus | ARC | ADR | slack_bus | nom_voltages | num_nodes | num_ohlines | num_uglines | num_transformers | num_generators | num_pvs | num_storages | num_loads | miles | mw | mvar | losses_mw | losses_mvar | comments | use_feeder_load_shape | load_shape_scale | use_feeder_pv_shape | pv_shape_scale | description | restore_time | griddisconnect_scenario_probability | gridconnect_scenario_probability | use_energy_not_served | VOLL | discount_rate | yearly_load_growth_percent | planning_horizon | enable_traditional_project_deferral | lifetime_of_investment_years | start_year | base_year | year_the_investment_is_committed | revenue_requirement_scaling_factor | discount_rate | inflation_rate_for_investment | traditional_project_invested_capital | periodicity_of_investment_in_years | priority | maximum_total_investment_cost | DER_portfolio_NPV | DER_portfolio_BC_ratio | total_system_energy_avoided_cost_NPV | total_system_capacity_avoided_cost_NPV | total_system_ancillary_services_avoided_cost_NPV | total_system_CO2_avoided_cost_NPV | total_system_loss_of_load_avoided_cost_NPV | total_system_distribution_capacity_avoided_cost_NPV | total_system_investment_and_operational_cost_NPV | feeder_solar_pv_operating_cost_USdollarperkWh | feeder_energy_storage_operating_cost_USdollarperkWh | feeder_distributed_generator_operating_cost_USdollarperkWh | feeder_distributed_generator_CO2_cost_USdollarperkWh | feeder_demand_response_operating_cost_USdollarperkWh | feeder_solar_pv_investment_cost_USdollarperkW | feeder_energy_storage_investment_cost_USdollarperkW | feeder_distributed_generator_investment_cost_USdollarperkW | feeder_demand_response_investment_cost_USdollarperkW
8101801 |  | ts_slack | none | node_SOURCE_8101801 | 1066.732,2771.281,7199.557 | 1403 | 1225 | 98 | 5 | 0 | 0 | 0 | 413 | 36.567 | 6.649 | 2.832 | 0 | 0 |  | 0 | 0 | 1 | 0 |  | 0 | 0 | 0 | 0 | 0 | 0 | 0 | 0 | 0 | 0 | 0 | 0 | 0 | 0 | 0 | 0 | 0 | 0 | 0 | 999999999 | 0 | 0 | 0 | 0 | 0 | 0 | 0 | 0 | 0 | 0 | 0 | 0 | 0 | 0 | 0 | 0 | 0 | 0

## fuse
data_type | static
owner_type | feeder
owner | 8101801
object | fuse
name | groupid | phases | fr | to | phase_A_status | phase_B_status | phase_C_status | repair_dist_type | current_limit | mean_replacement_time | status | dcircuit | selected | monitored | monitored_fields | class_monitored_fields | played | played_fields | comments
fuse_220388165 |  | ABCN | node_intto1_8101801_201027792 | node_8101801_201027792 | GOOD | GOOD | GOOD |  | 30 |  |  | 8101801 | no | no |  |  | no
fuse_220388404 |  | ABCD | node_intto1_8101801_200838317 | node_8101801_200838317 | GOOD | GOOD | GOOD |  | 65 |  |  | 8101801 | no | no |  |  | no
fuse_220388484 |  | ABCD | node_intto1_8101801_200836439 | node_8101801_200836439 | GOOD | GOOD | GOOD |  | 50 |  |  | 8101801 | no | no |  |  | no
fuse_220536285 |  | AN | node_intto1_8101801_200974842 | node_8101801_200974842 | GOOD | GOOD | GOOD |  | 65 |  |  | 8101801 | no | no |  |  | no
fuse_220576497 |  | AD | node_intto1_8101801_201010225 | node_8101801_201010225 | GOOD | GOOD | GOOD |  | 65 |  |  | 8101801 | no | no |  |  | no
fuse_220579683 |  | AD | node_intto1_8101801_200830226 | node_8101801_200830226 | GOOD | GOOD | GOOD |  | 65 |  |  | 8101801 | no | no |  |  | no
fuse_220579685 |  | AD | node_intto1_8101801_200829603 | node_8101801_200829603 | GOOD | GOOD | GOOD |  | 140 |  |  | 8101801 | no | no |  |  | no
fuse_220579687 |  | AD | node_intto1_8101801_200831168 | node_8101801_200831168 | GOOD | GOOD | GOOD |  | 140 |  |  | 8101801 | no | no |  |  | no
fuse_220579689 |  | AD | node_intto1_8101801_200829581 | node_8101801_200829581 | GOOD | GOOD | GOOD |  | 65 |  |  | 8101801 | no | no |  |  | no
fuse_220579691 |  | AN | node_intto1_8101801_201013340 | node_8101801_201013340 | GOOD | GOOD | GOOD |  | 50 |  |  | 8101801 | no | no |  |  | no
fuse_220579697 |  | AD | node_intto1_8101801_200831363 | node_8101801_200831363 | GOOD | GOOD | GOOD |  | 65 |  |  | 8101801 | no | no |  |  | no
fuse_220579699 |  | ABCD | node_intto1_8101801_200830582 | node_8101801_200830582 | GOOD | GOOD | GOOD |  | 140 |  |  | 8101801 | no | no |  |  | no
fuse_220579809 |  | AD | node_intto1_8101801_200831373 | node_8101801_200831373 | GOOD | GOOD | GOOD |  | 30 |  |  | 8101801 | no | no |  |  | no
fuse_311873922 |  | AD | node_intto1_311873922 | node_311873922 | GOOD | GOOD | GOOD |  | 80 |  |  | 8101801 | no | no |  |  | no
fuse_311873930 |  | AD | node_intto1_8101801_200830672 | node_8101801_200830672 | GOOD | GOOD | GOOD |  | 65 |  |  | 8101801 | no | no |  |  | no
fuse_311873939 |  | AD | node_intto1_8101801_200831389 | node_8101801_200831389 | GOOD | GOOD | GOOD |  | 65 |  |  | 8101801 | no | no |  |  | no
fuse_311874122 |  | AD | node_intto1_8101801_200831415 | node_8101801_200831415 | GOOD | GOOD | GOOD |  | 100 |  |  | 8101801 | no | no |  |  | no
fuse_311874135 |  | AD | node_intto1_311874135 | node_311874135 | GOOD | GOOD | GOOD |  | 30 |  |  | 8101801 | no | no |  |  | no
fuse_311874144 |  | AD | node_intto1_311874144 | node_311874144 | GOOD | GOOD | GOOD |  | 65 |  |  | 8101801 | no | no |  |  | no
fuse_311874209 |  | ABCD | node_intto1_8101801_200831448 | node_8101801_200831448 | GOOD | GOOD | GOOD |  | 300 |  |  | 8101801 | no | no |  |  | no
fuse_311874218 |  | AD | node_intto1_8101801_200830049 | node_8101801_200830049 | GOOD | GOOD | GOOD |  | 65 |  |  | 8101801 | no | no |  |  | no
fuse_311874227 |  | AD | node_intto1_311874227 | node_311874227 | GOOD | GOOD | GOOD |  | 80 |  |  | 8101801 | no | no |  |  | no
fuse_311874232 |  | AD | node_intto1_8101801_200831459 | node_8101801_200831459 | GOOD | GOOD | GOOD |  | 65 |  |  | 8101801 | no | no |  |  | no
fuse_311874284 |  | AD | node_intto1_8101801_200836433 | node_8101801_200836433 | GOOD | GOOD | GOOD |  | 40 |  |  | 8101801 | no | no |  |  | no
fuse_311874321 |  | AD | node_intto1_8101801_200836454 | node_8101801_200836454 | GOOD | GOOD | GOOD |  | 20 |  |  | 8101801 | no | no |  |  | no
fuse_311874339 |  | AN | node_intto1_8101801_200836481 | node_8101801_200836481 | GOOD | GOOD | GOOD |  | 50 |  |  | 8101801 | no | no |  |  | no
fuse_311874353 |  | AD | node_intto1_8101801_200837329 | node_8101801_200837329 | GOOD | GOOD | GOOD |  | 25 |  |  | 8101801 | no | no |  |  | no
fuse_311874406 |  | ABCD | node_intto1_8101801_200836854 | node_8101801_200836854 | GOOD | GOOD | GOOD |  | 50 |  |  | 8101801 | no | no |  |  | no
fuse_311874412 |  | AD | node_intto1_8101801_200836862 | node_8101801_200836862 | GOOD | GOOD | GOOD |  | 65 |  |  | 8101801 | no | no |  |  | no
fuse_311874417 |  | AN | node_intto1_8101801_201027514 | node_8101801_201027514 | GOOD | GOOD | GOOD |  | 40 |  |  | 8101801 | no | no |  |  | no
fuse_311874422 |  | AD | node_intto1_8101801_200836871 | node_8101801_200836871 | GOOD | GOOD | GOOD |  | 40 |  |  | 8101801 | no | no |  |  | no
fuse_311874434 |  | ABCD | node_intto1_8101801_200985471 | node_8101801_200985471 | GOOD | GOOD | GOOD |  | 65 |  |  | 8101801 | no | no |  |  | no
fuse_311874452 |  | AD | node_intto1_8101801_200837006 | node_8101801_200837006 | GOOD | GOOD | GOOD |  | 65 |  |  | 8101801 | no | no |  |  | no
fuse_311874468 |  | AD | node_intto1_8101801_200837427 | node_8101801_200837427 | GOOD | GOOD | GOOD |  | 100 |  |  | 8101801 | no | no |  |  | no
fuse_311874478 |  | AD | node_intto1_8101801_200837519 | node_8101801_200837519 | GOOD | GOOD | GOOD |  | 65 |  |  | 8101801 | no | no |  |  | no
fuse_311874480 |  | AD | node_intto1_8101801_200837604 | node_8101801_200837604 | GOOD | GOOD | GOOD |  | 20 |  |  | 8101801 | no | no |  |  | no
fuse_311874578 |  | ABCN | node_intto1_8101801_311888874 | node_8101801_311888874 | GOOD | GOOD | GOOD |  | 30 |  |  | 8101801 | no | no |  |  | no
fuse_311874590 |  | ABCD | node_intto1_8101801_200838353 | node_8101801_200838353 | GOOD | GOOD | GOOD |  | 50 |  |  | 8101801 | no | no |  |  | no
fuse_311874597 |  | ABCD | node_intto1_8101801_200838362 | node_8101801_200838362 | GOOD | GOOD | GOOD |  | 140 |  |  | 8101801 | no | no |  |  | no
fuse_311874602 |  | ABCD | node_intto1_8101801_200838367 | node_8101801_200838367 | GOOD | GOOD | GOOD |  | 300 |  |  | 8101801 | no | no |  |  | no
fuse_311874634 |  | ABCD | node_intto1_8101801_200838374 | node_8101801_200838374 | GOOD | GOOD | GOOD |  | 140 |  |  | 8101801 | no | no |  |  | no
fuse_311874661 |  | AD | node_intto1_8101801_200838782 | node_8101801_200838782 | GOOD | GOOD | GOOD |  | 40 |  |  | 8101801 | no | no |  |  | no
fuse_311874685 |  | ABCD | node_intto1_8101801_200838450 | node_8101801_200838450 | GOOD | GOOD | GOOD |  | 300 |  |  | 8101801 | no | no |  |  | no
fuse_311874719 |  | ABCD | node_intto1_8101801_200838468 | node_8101801_200838468 | GOOD | GOOD | GOOD |  | 100 |  |  | 8101801 | no | no |  |  | no
fuse_311874726 |  | AD | node_intto1_311874726 | node_311874726 | GOOD | GOOD | GOOD |  | 30 |  |  | 8101801 | no | no |  |  | no
fuse_311874728 |  | AD | node_intto1_8101801_200838511 | node_8101801_200838511 | GOOD | GOOD | GOOD |  | 50 |  |  | 8101801 | no | no |  |  | no
fuse_311874730 |  | AD | node_intto1_8101801_200838525 | node_8101801_200838525 | GOOD | GOOD | GOOD |  | 30 |  |  | 8101801 | no | no |  |  | no
fuse_311874736 |  | AN | node_intto1_8101801_201027513 | node_8101801_201027513 | GOOD | GOOD | GOOD |  | 30 |  |  | 8101801 | no | no |  |  | no
fuse_311874738 |  | ABCD | node_intto1_8101801_200838762 | node_8101801_200838762 | GOOD | GOOD | GOOD |  | 140 |  |  | 8101801 | no | no |  |  | no
fuse_311874741 |  | ABCD | node_intto1_8101801_200838771 | node_8101801_200838771 | GOOD | GOOD | GOOD |  | 50 |  |  | 8101801 | no | no |  |  | no
fuse_311874747 |  | ABCD | node_intto1_8101801_200838772 | node_8101801_200838772 | GOOD | GOOD | GOOD |  | 80 |  |  | 8101801 | no | no |  |  | no
fuse_311874752 |  | AD | node_intto1_8101801_200838776 | node_8101801_200838776 | GOOD | GOOD | GOOD |  | 50 |  |  | 8101801 | no | no |  |  | no
fuse_311874760 |  | ABCD | node_intto1_8101801_200838791 | node_8101801_200838791 | GOOD | GOOD | GOOD |  | 100 |  |  | 8101801 | no | no |  |  | no
fuse_311874765 |  | AN | node_intto1_8101801_200835913 | node_8101801_200835913 | GOOD | GOOD | GOOD |  | 50 |  |  | 8101801 | no | no |  |  | no
fuse_311874834 |  | AN | node_intto1_8101801_201027515 | node_8101801_201027515 | GOOD | GOOD | GOOD |  | 30 |  |  | 8101801 | no | no |  |  | no
fuse_311880428 |  | AD | node_intto1_8101801_200837244 | node_8101801_200837244 | GOOD | GOOD | GOOD |  | 50 |  |  | 8101801 | no | no |  |  | no
fuse_311898768 |  | AD | node_intto1_8101801_200838847 | node_8101801_200838847 | GOOD | GOOD | GOOD |  | 30 |  |  | 8101801 | no | no |  |  | no
fuse_311908013 |  | AD | node_intto1_311908013 | node_311908013 | GOOD | GOOD | GOOD |  | 100 |  |  | 8101801 | no | no |  |  | no
fuse_311908051 |  | AD | node_intto1_311908051 | node_311908051 | GOOD | GOOD | GOOD |  | 100 |  |  | 8101801 | no | no |  |  | no
fuse_311928375 |  | AN | node_intto1_8101801_311928371 | node_8101801_311928371 | GOOD | GOOD | GOOD |  | 15 |  |  | 8101801 | no | no |  |  | no
fuse_311932333 |  | AN | node_intto1_8101801_311932331 | node_8101801_311932331 | GOOD | GOOD | GOOD |  | 15 |  |  | 8101801 | no | no |  |  | no
fuse_312089148 |  | AD | node_intto1_8101801_200837558 | node_8101801_200837558 | GOOD | GOOD | GOOD |  | 40 |  |  | 8101801 | no | no |  |  | no
fuse_312092493 |  | AD | node_intto1_8101801_312092492 | node_8101801_312092492 | GOOD | GOOD | GOOD |  | 40 |  |  | 8101801 | no | no |  |  | no

## line_configuration
data_type | static
owner_type | feeder
owner | 8101801
object | line_configuration
name | groupid | conductor_A | conductor_B | conductor_C | conductor_N | spacing | z11 | z12 | z13 | z21 | z22 | z23 | z31 | z32 | z33 | c11 | c12 | c13 | c21 | c22 | c23 | c31 | c32 | c33 | dcircuit | selected | comments
bal_1P_1/0AA |  | oh_cond_1/0_AAAC | oh_cond_1/0_AAAC | oh_cond_1/0_AAAC |  |  | 0.972+1.499j | 0.095+0.781j | 0.095+0.781j | 0.095+0.781j | 0.972+1.499j | 0.095+0.781j | 0.095+0.781j | 0.095+0.781j | 0.972+1.499j | 12.796 | -3.172 | -3.172 | -3.172 | 12.796 | -3.172 | -3.172 | -3.172 | 12.796 |  | no
bal_1P_1/0AC |  | oh_cond_1/0_ACSR | oh_cond_1/0_ACSR | oh_cond_1/0_ACSR |  |  | 0.983+1.218j | 0.095+0.781j | 0.095+0.781j | 0.095+0.781j | 0.983+1.218j | 0.095+0.781j | 0.095+0.781j | 0.095+0.781j | 0.983+1.218j | 12.796 | -3.172 | -3.172 | -3.172 | 12.796 | -3.172 | -3.172 | -3.172 | 12.796 |  | no
bal_1P_2AC |  | oh_cond_2_ACSR | oh_cond_2_ACSR | oh_cond_2_ACSR |  |  | 1.505+1.527j | 0.095+0.781j | 0.095+0.781j | 0.095+0.781j | 1.505+1.527j | 0.095+0.781j | 0.095+0.781j | 0.095+0.781j | 1.505+1.527j | 12.393 | -3.017 | -3.017 | -3.017 | 12.393 | -3.017 | -3.017 | -3.017 | 12.393 |  | no
bal_1P_3-7CW-30 |  | oh_cond_3_#7_CWD_30% | oh_cond_3_#7_CWD_30% | oh_cond_3_#7_CWD_30% |  |  | 3.165+1.608j | 0.095+0.781j | 0.095+0.781j | 0.095+0.781j | 3.165+1.608j | 0.095+0.781j | 0.095+0.781j | 0.095+0.781j | 3.165+1.608j | 12.309 | -2.985 | -2.985 | -2.985 | 12.309 | -2.985 | -2.985 | -2.985 | 12.309 |  | no
bal_1P_4/0AC |  | oh_cond_4/0_ACSR | oh_cond_4/0_ACSR | oh_cond_4/0_ACSR |  |  | 0.54+1.457j | 0.095+0.781j | 0.095+0.781j | 0.095+0.781j | 0.54+1.457j | 0.095+0.781j | 0.095+0.781j | 0.095+0.781j | 0.54+1.457j | 13.554 | -3.469 | -3.469 | -3.469 | 13.554 | -3.469 | -3.469 | -3.469 | 13.554 |  | no
bal_1P_4ACW |  | oh_cond_4A_CWD | oh_cond_4A_CWD | oh_cond_4A_CWD |  |  | 1.49+1.583j | 0.095+0.781j | 0.095+0.781j | 0.095+0.781j | 1.49+1.583j | 0.095+0.781j | 0.095+0.781j | 0.095+0.781j | 1.49+1.583j | 12.178 | -2.935 | -2.935 | -2.935 | 12.178 | -2.935 | -2.935 | -2.935 | 12.178 |  | no
bal_1P_4ACW_4ACW(N) |  | oh_cond_4A_CWD | oh_cond_4A_CWD | oh_cond_4A_CWD | oh_cond_4A_CWD |  | 1.622+1.345j | 0.227+0.543j | 0.227+0.543j | 0.227+0.543j | 1.622+1.345j | 0.227+0.543j | 0.227+0.543j | 0.227+0.543j | 1.622+1.345j | 12.585 | -2.529 | -2.529 | -2.529 | 12.585 | -2.529 | -2.529 | -2.529 | 12.585 |  | no
bal_1P_4CU |  | oh_cond_4_CU | oh_cond_4_CU | oh_cond_4_CU |  |  | 1.483+1.565j | 0.095+0.781j | 0.095+0.781j | 0.095+0.781j | 1.483+1.565j | 0.095+0.781j | 0.095+0.781j | 0.095+0.781j | 1.483+1.565j | 11.78 | -2.785 | -2.785 | -2.785 | 11.78 | -2.785 | -2.785 | -2.785 | 11.78 |  | no
bal_1P_6ACW |  | oh_cond_6A_CWD | oh_cond_6A_CWD | oh_cond_6A_CWD |  |  | 2.305+1.611j | 0.095+0.781j | 0.095+0.781j | 0.095+0.781j | 2.305+1.611j | 0.095+0.781j | 0.095+0.781j | 0.095+0.781j | 2.305+1.611j | 11.765 | -2.779 | -2.779 | -2.779 | 11.765 | -2.779 | -2.779 | -2.779 | 11.765 |  | no
bal_1P_6CU |  | oh_cond_6_CU | oh_cond_6_CU | oh_cond_6_CU |  |  | 2.275+1.583j | 0.095+0.781j | 0.095+0.781j | 0.095+0.781j | 2.275+1.583j | 0.095+0.781j | 0.095+0.781j | 0.095+0.781j | 2.275+1.583j | 11.393 | -2.641 | -2.641 | -2.641 | 11.393 | -2.641 | -2.641 | -2.641 | 11.393 |  | no
bal_1P_8DCW |  | oh_cond_8D_CWD | oh_cond_8D_CWD | oh_cond_8D_CWD |  |  | 3.605+1.647j | 0.095+0.781j | 0.095+0.781j | 0.095+0.781j | 3.605+1.647j | 0.095+0.781j | 0.095+0.781j | 0.095+0.781j | 3.605+1.647j | 11.681 | -2.748 | -2.748 | -2.748 | 11.681 | -2.748 | -2.748 | -2.748 | 11.681 |  | no
bal_1P_DELTACUST |  | oh_cond_2/0_CU | oh_cond_2/0_CU | oh_cond_2/0_CU | oh_cond_3_#7_CWD_30% |  | 0.66+1.378j | 0.22+0.666j | 0.22+0.666j | 0.22+0.666j | 0.66+1.378j | 0.22+0.666j | 0.22+0.666j | 0.22+0.666j | 0.66+1.378j | 13.24 | -2.712 | -2.712 | -2.712 | 13.24 | -2.712 | -2.712 | -2.712 | 13.24 |  | no
bal_3P_1/0AA |  | oh_cond_1/0_AAAC | oh_cond_1/0_AAAC | oh_cond_1/0_AAAC |  |  | 0.972+1.499j | 0.095+0.781j | 0.095+0.781j | 0.095+0.781j | 0.972+1.499j | 0.095+0.781j | 0.095+0.781j | 0.095+0.781j | 0.972+1.499j | 12.796 | -3.172 | -3.172 | -3.172 | 12.796 | -3.172 | -3.172 | -3.172 | 12.796 |  | no
bal_3P_1/0AA_1/0AA(N) |  | oh_cond_1/0_AAAC | oh_cond_1/0_AAAC | oh_cond_1/0_AAAC | oh_cond_1/0_AAAC |  | 1.078+1.186j | 0.201+0.467j | 0.201+0.467j | 0.201+0.467j | 1.078+1.186j | 0.201+0.467j | 0.201+0.467j | 0.201+0.467j | 1.078+1.186j | 13.243 | -2.726 | -2.726 | -2.726 | 13.243 | -2.726 | -2.726 | -2.726 | 13.243 |  | no
bal_3P_1/0AC |  | oh_cond_1/0_ACSR | oh_cond_1/0_ACSR | oh_cond_1/0_ACSR |  |  | 0.983+1.497j | 0.095+0.781j | 0.095+0.781j | 0.095+0.781j | 0.983+1.497j | 0.095+0.781j | 0.095+0.781j | 0.095+0.781j | 0.983+1.497j | 12.796 | -3.172 | -3.172 | -3.172 | 12.796 | -3.172 | -3.172 | -3.172 | 12.796 |  | no
bal_3P_2AC |  | oh_cond_2_ACSR | oh_cond_2_ACSR | oh_cond_2_ACSR |  |  | 1.505+1.527j | 0.095+0.781j | 0.095+0.781j | 0.095+0.781j | 1.505+1.527j | 0.095+0.781j | 0.095+0.781j | 0.095+0.781j | 1.505+1.527j | 12.393 | -3.017 | -3.017 | -3.017 | 12.393 | -3.017 | -3.017 | -3.017 | 12.393 |  | no
bal_3P_4/0AA |  | oh_cond_4/0_AAAC | oh_cond_4/0_AAAC | oh_cond_4/0_AAAC |  |  | 0.534+1.457j | 0.095+0.781j | 0.095+0.781j | 0.095+0.781j | 0.534+1.457j | 0.095+0.781j | 0.095+0.781j | 0.095+0.781j | 0.534+1.457j | 13.554 | -3.469 | -3.469 | -3.469 | 13.554 | -3.469 | -3.469 | -3.469 | 13.554 |  | no
bal_3P_4/0AC |  | oh_cond_4/0_ACSR | oh_cond_4/0_ACSR | oh_cond_4/0_ACSR |  |  | 0.54+1.457j | 0.095+0.781j | 0.095+0.781j | 0.095+0.781j | 0.54+1.457j | 0.095+0.781j | 0.095+0.781j | 0.095+0.781j | 0.54+1.457j | 13.554 | -3.469 | -3.469 | -3.469 | 13.554 | -3.469 | -3.469 | -3.469 | 13.554 |  | no
bal_3P_4/0AL |  | oh_cond_4/0_AL | oh_cond_4/0_AL | oh_cond_4/0_AL |  |  | 0.537+1.466j | 0.095+0.781j | 0.095+0.781j | 0.095+0.781j | 0.537+1.466j | 0.095+0.781j | 0.095+0.781j | 0.095+0.781j | 0.537+1.466j | 13.381 | -3.4 | -3.4 | -3.4 | 13.381 | -3.4 | -3.4 | -3.4 | 13.381 |  | no
bal_3P_4CU |  | oh_cond_4_CU | oh_cond_4_CU | oh_cond_4_CU |  |  | 1.483+1.565j | 0.095+0.781j | 0.095+0.781j | 0.095+0.781j | 1.483+1.565j | 0.095+0.781j | 0.095+0.781j | 0.095+0.781j | 1.483+1.565j | 11.78 | -2.785 | -2.785 | -2.785 | 11.78 | -2.785 | -2.785 | -2.785 | 11.78 |  | no
bal_3P_6CU |  | oh_cond_6_CU | oh_cond_6_CU | oh_cond_6_CU |  |  | 2.275+1.583j | 0.095+0.781j | 0.095+0.781j | 0.095+0.781j | 2.275+1.583j | 0.095+0.781j | 0.095+0.781j | 0.095+0.781j | 2.275+1.583j | 11.393 | -2.641 | -2.641 | -2.641 | 11.393 | -2.641 | -2.641 | -2.641 | 11.393 |  | no
bal_3P_336AC |  | oh_cond_336_5_ACSR | oh_cond_336_5_ACSR | oh_cond_336_5_ACSR |  |  | 0.373+1.413j | 0.095+0.781j | 0.095+0.781j | 0.095+0.781j | 0.373+1.413j | 0.095+0.781j | 0.095+0.781j | 0.095+0.781j | 0.373+1.413j | 14.023 | -3.655 | -3.655 | -3.655 | 14.023 | -3.655 | -3.655 | -3.655 | 14.023 |  | no
bal_3P_336AL |  | oh_cond_336_5_MCM_AL | oh_cond_336_5_MCM_AL | oh_cond_336_5_MCM_AL |  |  | 0.374+1.431j | 0.095+0.781j | 0.095+0.781j | 0.095+0.781j | 0.374+1.431j | 0.095+0.781j | 0.095+0.781j | 0.095+0.781j | 0.374+1.431j | 13.957 | -3.628 | -3.628 | -3.628 | 13.957 | -3.628 | -3.628 | -3.628 | 13.957 |  | no
bal_3P_477AL |  | oh_cond_477_MCM_AL | oh_cond_477_MCM_AL | oh_cond_477_MCM_AL |  |  | 0.293+1.41j | 0.095+0.775j | 0.095+0.775j | 0.095+0.775j | 0.293+1.41j | 0.095+0.775j | 0.095+0.775j | 0.095+0.775j | 0.293+1.41j | 14.305 | -3.735 | -3.735 | -3.735 | 14.305 | -3.735 | -3.735 | -3.735 | 14.305 |  | no
unb_3P_2-1/0AC_1/0AA |  | oh_cond_1/0_ACSR | oh_cond_1/0_ACSR | oh_cond_1/0_AAAC |  |  | 0.983+1.497j | 0.095+0.781j | 0.095+0.781j | 0.095+0.781j | 0.983+1.497j | 0.095+0.781j | 0.095+0.781j | 0.095+0.781j | 0.972+1.499j | 12.809 | -3.176 | -3.176 | -3.176 | 12.809 | -3.176 | -3.176 | -3.176 | 12.809 |  | no
unb_TAPWIRE_OH |  | oh_cond_WP-4/0-CU | oh_cond_WP-4/0-CU | oh_cond_WP-4/0-CU | oh_cond_WP-4/0-CU |  | 0.365+1.097j | 0.093+0.433j | 0.094+0.34j | 0.093+0.433j | 0.368+1.078j | 0.095+0.401j | 0.094+0.34j | 0.095+0.401j | 0.368+1.077j | 14.911 | -4.341 | -1.953 | -4.341 | 15.781 | -3.724 | -1.953 | -3.724 | 14.818 |  | no
und_1P_2ALURD_2AL(N) |  | und_cond_1P_2ALURD_2AL(N) | und_cond_1P_2ALURD_2AL(N) | und_cond_1P_2ALURD_2AL(N) |  |  | 2.379+0.823j | 0.0+0.0j | 0.0+0.0j | 0.0+0.0j | 2.379+0.823j | 0.0+0.0j | 0.0+0.0j | 0.0+0.0j | 2.379+0.823j | 401.497 | 0 | 0 | 0 | 401.497 | 0 | 0 | 0 | 401.497 |  | no
und_1P_2CUURD |  | und_cond_1P_2CUURD | und_cond_1P_2CUURD | und_cond_1P_2CUURD |  |  | 1.645+0.542j | 0.0+0.0j | 0.0+0.0j | 0.0+0.0j | 1.645+0.542j | 0.0+0.0j | 0.0+0.0j | 0.0+0.0j | 1.645+0.542j | 401.498 | 0 | 0 | 0 | 401.498 | 0 | 0 | 0 | 401.498 |  | no
und_1P_4CUURD_4CU(N) |  | und_cond_1P_4CUURD_4CU(N) | und_cond_1P_4CUURD_4CU(N) | und_cond_1P_4CUURD_4CU(N) |  |  | 2.337+0.852j | 0.0+0.0j | 0.0+0.0j | 0.0+0.0j | 2.337+0.852j | 0.0+0.0j | 0.0+0.0j | 0.0+0.0j | 2.337+0.852j | 318.933 | 0 | 0 | 0 | 318.933 | 0 | 0 | 0 | 318.933 |  | no
und_1P_DELTACUST |  | und_cond_1P_DELTACUST | und_cond_1P_DELTACUST | und_cond_1P_DELTACUST |  |  | 0.179+0.233j | 0.061-0.024j | 0.061-0.024j | 0.061-0.024j | 0.179+0.233j | 0.061-0.024j | 0.061-0.024j | 0.061-0.024j | 0.179+0.233j | 324.124 | 0 | 0 | 0 | 324.124 | 0 | 0 | 0 | 324.124 |  | no
und_3P_2ALURD |  | und_cond_3P_2ALURD | und_cond_3P_2ALURD | und_cond_3P_2ALURD |  |  | 2.125+0.49j | 0.384+0.067j | 0.384+0.067j | 0.384+0.067j | 2.125+0.49j | 0.384+0.067j | 0.384+0.067j | 0.384+0.067j | 2.125+0.49j | 401.498 | 0 | 0 | 0 | 401.498 | 0 | 0 | 0 | 401.498 |  | no
und_3P_DELTACUST |  | und_cond_3P_DELTACUST | und_cond_3P_DELTACUST | und_cond_3P_DELTACUST |  |  | 0.179+0.233j | 0.061-0.024j | 0.061-0.024j | 0.061-0.024j | 0.179+0.233j | 0.061-0.024j | 0.061-0.024j | 0.061-0.024j | 0.179+0.233j | 324.124 | 0 | 0 | 0 | 324.124 | 0 | 0 | 0 | 324.124 |  | no
und_TAPWIRE_UG |  | und_cond_TAPWIRE_UG | und_cond_TAPWIRE_UG | und_cond_TAPWIRE_UG |  |  | 0.001+0.001j | 0.0+0.0j | 0.0+0.0j | 0.0+0.0j | 0.001+0.001j | 0.0+0.0j | 0.0+0.0j | 0.0+0.0j | 0.001+0.001j | 0 | 0 | 0 | 0 | 0 | 0 | 0 | 0 | 0 |  | no

## load
data_type | static
owner_type | feeder
owner | 8101801
object | load
name | groupid | parent | bustype | phases | nominal_voltage | load_class | constant_power_A | constant_power_B | constant_power_C | constant_current_A | constant_current_B | constant_current_C | constant_impedance_A | constant_impedance_B | constant_impedance_C | base_power_A | base_power_B | base_power_C | power_pf_A | power_pf_B | power_pf_C | current_pf_A | current_pf_B | current_pf_C | impedance_pf_A | impedance_pf_B | impedance_pf_C | power_fraction_A | power_fraction_B | power_fraction_C | current_fraction_A | current_fraction_B | current_fraction_C | impedance_fraction_A | impedance_fraction_B | impedance_fraction_C | dcircuit | selected | monitored | monitored_fields | class_monitored_fields | played | played_fields | base_kw_A | base_kw_B | base_kw_C | kw_A | kw_B | kw_C | comments | critical_load | dem_resp_lb | dem_resp_ub | dem_resp_shortage_cost | dem_resp_surplus_cost | num_customers
load_220337646 |  | node_1425348_466_15256091_408 |  | AN | 0 | Residential | 62064+26439.153j | 0 | 0 | 0 | 0 | 0 | [24 empty] | 8101801 | no | no |  |  | no |  | 0 | 0 | 0 | 0 | 0 | 0 |  | 1 | 1 | 1 | 0 | 0 | 0
load_220337646-L-1 |  | node_1425348_466_15256091_408 |  | AN | 0 | Residential | 0 | 0 | 0 | 0 | 0 | 0 | [24 empty] | 8101801 | no | no |  |  | no |  | 0 | 0 | 0 | 0 | 0 | 0 |  | 1 | 1 | 1 | 0 | 0 | 0
load_220337647 |  | node_1425661_024_15256067_558 |  | AN | 0 | Residential | 50616+21562.326j | 0 | 0 | 0 | 0 | 0 | [24 empty] | 8101801 | no | no |  |  | no |  | 0 | 0 | 0 | 0 | 0 | 0 |  | 1 | 1 | 1 | 0 | 0 | 0
load_220337648 |  | node_1425570_052_15256223_542 |  | AN | 0 | Residential | 24458.4+10419.235j | 0 | 0 | 0 | 0 | 0 | [24 empty] | 8101801 | no | no |  |  | no |  | 0 | 0 | 0 | 0 | 0 | 0 |  | 1 | 1 | 1 | 0 | 0 | 0
load_220337649 |  | node_1425666_837_15256293_438 |  | AN | 0 | Residential | 20289.6+8643.333j | 0 | 0 | 0 | 0 | 0 | [24 empty] | 8101801 | no | no |  |  | no |  | 0 | 0 | 0 | 0 | 0 | 0 |  | 1 | 1 | 1 | 0 | 0 | 0
load_220337650 |  | node_1425797_539_15256277_614 |  | AN | 0 | Residential | 24782.4+10557.258j | 0 | 0 | 0 | 0 | 0 | [24 empty] | 8101801 | no | no |  |  | no |  | 0 | 0 | 0 | 0 | 0 | 0 |  | 1 | 1 | 1 | 0 | 0 | 0
load_220337651 |  | node_1425565_931_15256465_934 |  | AN | 0 | Residential | 38052+16210.084j | 0 | 0 | 0 | 0 | 0 | [24 empty] | 8101801 | no | no |  |  | no |  | 0 | 0 | 0 | 0 | 0 | 0 |  | 1 | 1 | 1 | 0 | 0 | 0
load_220337652 |  | node_1425641_86_15256414_734 |  | AN | 0 | Residential | 28022.4+11937.492j | 0 | 0 | 0 | 0 | 0 | [24 empty] | 8101801 | no | no |  |  | no |  | 0 | 0 | 0 | 0 | 0 | 0 |  | 1 | 1 | 1 | 0 | 0 | 0
load_220337653 |  | node_1425769_911_15256456_257 |  | AN | 0 | Residential | 39686.4+16906.336j | 0 | 0 | 0 | 0 | 0 | [24 empty] | 8101801 | no | no |  |  | no |  | 0 | 0 | 0 | 0 | 0 | 0 |  | 1 | 1 | 1 | 0 | 0 | 0
load_220337654 |  | node_1428578_033_15259067_163 |  | AN | 0 | NonResidential | 15004.8+6392.018j | 0 | 0 | 0 | 0 | 0 | [24 empty] | 8101801 | no | no |  |  | no |  | 0 | 0 | 0 | 0 | 0 | 0 |  | 1 | 1 | 1 | 0 | 0 | 0
load_220337656 |  | node_1427883_658_15257295_872 |  | AN | 0 | NonResidential | 6055.2+2579.504j | 0 | 0 | 0 | 0 | 0 | [24 empty] | 8101801 | no | no |  |  | no |  | 0 | 0 | 0 | 0 | 0 | 0 |  | 1 | 1 | 1 | 0 | 0 | 0
load_220337657 |  | node_1427924_875_15256887_395 |  | AN | 0 | Residential | 68832+29322.309j | 0 | 0 | 0 | 0 | 0 | [24 empty] | 8101801 | no | no |  |  | no |  | 0 | 0 | 0 | 0 | 0 | 0 |  | 1 | 1 | 1 | 0 | 0 | 0
load_220337658 |  | node_1427993_458_15256643_242 |  | AN | 0 | NonResidential | 5000+2129.991j | 0 | 0 | 0 | 0 | 0 | [24 empty] | 8101801 | no | no |  |  | no |  | 0 | 0 | 0 | 0 | 0 | 0 |  | 1 | 1 | 1 | 0 | 0 | 0
load_220337659 |  | node_1428008_476_15256800_403 |  | AN | 0 | Residential | 39657.6+16894.067j | 0 | 0 | 0 | 0 | 0 | [24 empty] | 8101801 | no | no |  |  | no |  | 0 | 0 | 0 | 0 | 0 | 0 |  | 1 | 1 | 1 | 0 | 0 | 0
load_220337660 |  | node_1428575_546_15258884_14 |  | AN | 0 | Residential | 76831.2+32729.954j | 0 | 0 | 0 | 0 | 0 | [24 empty] | 8101801 | no | no |  |  | no |  | 0 | 0 | 0 | 0 | 0 | 0 |  | 1 | 1 | 1 | 0 | 0 | 0
load_220337661 |  | node_1428315_088_15256860_547 |  | AN | 0 | Residential | 49579.2+21120.651j | 0 | 0 | 0 | 0 | 0 | [24 empty] | 8101801 | no | no |  |  | no |  | 0 | 0 | 0 | 0 | 0 | 0 |  | 1 | 1 | 1 | 0 | 0 | 0
load_220337663 |  | node_1428211_72_15258101_026 |  | AN | 0 | Residential | 181648.8+77382.065j | 0 | 0 | 0 | 0 | 0 | [24 empty] | 8101801 | no | no |  |  | no |  | 0 | 0 | 0 | 0 | 0 | 0 |  | 1 | 1 | 1 | 0 | 0 | 0
load_220337664 |  | node_1427725_985_15258662_184 |  | AN | 0 | Residential | 37404+15934.037j | 0 | 0 | 0 | 0 | 0 | [24 empty] | 8101801 | no | no |  |  | no |  | 0 | 0 | 0 | 0 | 0 | 0 |  | 1 | 1 | 1 | 0 | 0 | 0
load_220337665 |  | node_1427762_414_15258409_938 |  | AN | 0 | Residential | 72734.4+30984.725j | 0 | 0 | 0 | 0 | 0 | [24 empty] | 8101801 | no | no |  |  | no |  | 0 | 0 | 0 | 0 | 0 | 0 |  | 1 | 1 | 1 | 0 | 0 | 0
load_220337666 |  | node_1427924_623_15258346_065 |  | AN | 0 | Residential | 37166.4+15832.82j | 0 | 0 | 0 | 0 | 0 | [24 empty] | 8101801 | no | no |  |  | no |  | 0 | 0 | 0 | 0 | 0 | 0 |  | 1 | 1 | 1 | 0 | 0 | 0
load_220337667 |  | node_1428127_915_15258331_478 |  | AN | 0 | Residential | 28936.8+12327.025j | 0 | 0 | 0 | 0 | 0 | [24 empty] | 8101801 | no | no |  |  | no |  | 0 | 0 | 0 | 0 | 0 | 0 |  | 1 | 1 | 1 | 0 | 0 | 0
load_220337668 |  | node_1428029_513_15258066_641 |  | AN | 0 | Residential | 30412.8+12955.799j | 0 | 0 | 0 | 0 | 0 | [24 empty] | 8101801 | no | no |  |  | no |  | 0 | 0 | 0 | 0 | 0 | 0 |  | 1 | 1 | 1 | 0 | 0 | 0
load_220337669 |  | node_1427753_49_15258144_185 |  | AN | 0 | Residential | 16228.8+6913.44j | 0 | 0 | 0 | 0 | 0 | [24 empty] | 8101801 | no | no |  |  | no |  | 0 | 0 | 0 | 0 | 0 | 0 |  | 1 | 1 | 1 | 0 | 0 | 0
load_220337679 |  | node_1425288_571_15255596_986 |  | AN | 0 | Residential | 30168+12851.514j | 0 | 0 | 0 | 0 | 0 | [24 empty] | 8101801 | no | no |  |  | no |  | 0 | 0 | 0 | 0 | 0 | 0 |  | 1 | 1 | 1 | 0 | 0 | 0
load_220337680 |  | node_1425189_039_15255677_899 |  | AN | 0 | Residential | 43358.4+18470.601j | 0 | 0 | 0 | 0 | 0 | [24 empty] | 8101801 | no | no |  |  | no |  | 0 | 0 | 0 | 0 | 0 | 0 |  | 1 | 1 | 1 | 0 | 0 | 0
load_220337681 |  | node_1425221_229_15255855_707 |  | AN | 0 | Residential | 10987.2+4680.528j | 0 | 0 | 0 | 0 | 0 | [24 empty] | 8101801 | no | no |  |  | no |  | 0 | 0 | 0 | 0 | 0 | 0 |  | 1 | 1 | 1 | 0 | 0 | 0
load_220337682 |  | node_1425368_715_15255996_222 |  | AN | 0 | Residential | 51170.4+21798.499j | 0 | 0 | 0 | 0 | 0 | [24 empty] | 8101801 | no | no |  |  | no |  | 0 | 0 | 0 | 0 | 0 | 0 |  | 1 | 1 | 1 | 0 | 0 | 0
load_220337887 |  | node_1418223_83_15266207_963 |  | AN | 0 | Residential | 8676+3695.961j | 0 | 0 | 0 | 0 | 0 | [24 empty] | 8101801 | no | no |  |  | no |  | 0 | 0 | 0 | 0 | 0 | 0 |  | 1 | 1 | 1 | 0 | 0 | 0
load_220337888 |  | node_1417716_885_15263538_653 |  | AN | 0 | Residential | 5299.2+2257.45j | 0 | 0 | 0 | 0 | 0 | [24 empty] | 8101801 | no | no |  |  | no |  | 0 | 0 | 0 | 0 | 0 | 0 |  | 1 | 1 | 1 | 0 | 0 | 0
load_220337889 |  | node_1417238_557_15262976_093 |  | AN | 0 | NonResidential | 14.4+6.134j | 0 | 0 | 0 | 0 | 0 | [24 empty] | 8101801 | no | no |  |  | no |  | 0 | 0 | 0 | 0 | 0 | 0 |  | 1 | 1 | 1 | 0 | 0 | 0
load_220337890 |  | node_1417153_861_15262369_717 |  | AN | 0 | Residential | 7236+3082.523j | 0 | 0 | 0 | 0 | 0 | [24 empty] | 8101801 | no | no |  |  | no |  | 0 | 0 | 0 | 0 | 0 | 0 |  | 1 | 1 | 1 | 0 | 0 | 0
load_220337891 |  | node_1417466_021_15262425_662 |  | AN | 0 | Residential | 12967.2+5524.004j | 0 | 0 | 0 | 0 | 0 | [24 empty] | 8101801 | no | no |  |  | no |  | 0 | 0 | 0 | 0 | 0 | 0 |  | 1 | 1 | 1 | 0 | 0 | 0
load_220337892 |  | node_1417273_713_15265413_812 |  | AN | 0 | Residential | 4248+1809.64j | 0 | 0 | 0 | 0 | 0 | [24 empty] | 8101801 | no | no |  |  | no |  | 0 | 0 | 0 | 0 | 0 | 0 |  | 1 | 1 | 1 | 0 | 0 | 0
load_220337893 |  | node_1417888_788_15264949_123 |  | AN | 0 | Residential | 17532+7468.601j | 0 | 0 | 0 | 0 | 0 | [24 empty] | 8101801 | no | no |  |  | no |  | 0 | 0 | 0 | 0 | 0 | 0 |  | 1 | 1 | 1 | 0 | 0 | 0
load_220337894 |  | node_1417851_275_15263855_122 |  | AN | 0 | Residential | 11829.6+5039.388j | 0 | 0 | 0 | 0 | 0 | [24 empty] | 8101801 | no | no |  |  | no |  | 0 | 0 | 0 | 0 | 0 | 0 |  | 1 | 1 | 1 | 0 | 0 | 0
load_220337895 |  | node_1417390_452_15264320_786 |  | AN | 0 | Residential | 10094.4+4300.196j | 0 | 0 | 0 | 0 | 0 | [24 empty] | 8101801 | no | no |  |  | no |  | 0 | 0 | 0 | 0 | 0 | 0 |  | 1 | 1 | 1 | 0 | 0 | 0
load_220337896 |  | node_1417592_099_15269722_871 |  | AN | 0 | Residential | 6955.2+2962.903j | 0 | 0 | 0 | 0 | 0 | [24 empty] | 8101801 | no | no |  |  | no |  | 0 | 0 | 0 | 0 | 0 | 0 |  | 1 | 1 | 1 | 0 | 0 | 0
load_220337897 |  | node_1418087_49_15269446_93 |  | AN | 0 | Residential | 6616.8+2818.745j | 0 | 0 | 0 | 0 | 0 | [24 empty] | 8101801 | no | no |  |  | no |  | 0 | 0 | 0 | 0 | 0 | 0 |  | 1 | 1 | 1 | 0 | 0 | 0
load_220337898 |  | node_1417755_169_15269082_742 |  | AN | 0 | Residential | 5673.6+2416.943j | 0 | 0 | 0 | 0 | 0 | [24 empty] | 8101801 | no | no |  |  | no |  | 0 | 0 | 0 | 0 | 0 | 0 |  | 1 | 1 | 1 | 0 | 0 | 0
load_220337899 |  | node_1418198_843_15269116_981 |  | AN | 0 | NonResidential | 1519.2+647.176j | 0 | 0 | 0 | 0 | 0 | [24 empty] | 8101801 | no | no |  |  | no |  | 0 | 0 | 0 | 0 | 0 | 0 |  | 1 | 1 | 1 | 0 | 0 | 0
load_220337900 |  | node_1417931_37_15268784_275 |  | AN | 0 | Residential | 4140+1763.633j | 0 | 0 | 0 | 0 | 0 | [24 empty] | 8101801 | no | no |  |  | no |  | 0 | 0 | 0 | 0 | 0 | 0 |  | 1 | 1 | 1 | 0 | 0 | 0
load_220337902 |  | node_1416781_365_15271399_022 |  | AN | 0 | Residential | 12520.8+5333.838j | 0 | 0 | 0 | 0 | 0 | [24 empty] | 8101801 | no | no |  |  | no |  | 0 | 0 | 0 | 0 | 0 | 0 |  | 1 | 1 | 1 | 0 | 0 | 0
load_220337904 |  | node_1417229_355_15271534_592 |  | AN | 0 | Residential | 9518.4+4054.821j | 0 | 0 | 0 | 0 | 0 | [24 empty] | 8101801 | no | no |  |  | no |  | 0 | 0 | 0 | 0 | 0 | 0 |  | 1 | 1 | 1 | 0 | 0 | 0
load_220337905 |  | node_1417223_836_15271161_956 |  | AN | 0 | Residential | 4456.8+1898.589j | 0 | 0 | 0 | 0 | 0 | [24 empty] | 8101801 | no | no |  |  | no |  | 0 | 0 | 0 | 0 | 0 | 0 |  | 1 | 1 | 1 | 0 | 0 | 0
load_220337907 |  | node_1417040_821_15270716_56 |  | AN | 0 | Residential | 6674.4+2843.282j | 0 | 0 | 0 | 0 | 0 | [24 empty] | 8101801 | no | no |  |  | no |  | 0 | 0 | 0 | 0 | 0 | 0 |  | 1 | 1 | 1 | 0 | 0 | 0
load_220337908 |  | node_1417606_585_15270841_289 |  | AN | 0 | Residential | 4600.8+1959.933j | 0 | 0 | 0 | 0 | 0 | [24 empty] | 8101801 | no | no |  |  | no |  | 0 | 0 | 0 | 0 | 0 | 0 |  | 1 | 1 | 1 | 0 | 0 | 0
load_220337909 |  | node_1417380_392_15270063_88 |  | AN | 0 | Residential | 13089.6+5576.146j | 0 | 0 | 0 | 0 | 0 | [24 empty] | 8101801 | no | no |  |  | no |  | 0 | 0 | 0 | 0 | 0 | 0 |  | 1 | 1 | 1 | 0 | 0 | 0
load_220338053 |  | node_1424541_771_15261280_868 |  | AN | 0 | Residential | 1728+736.125j | 0 | 0 | 0 | 0 | 0 | [24 empty] | 8101801 | no | no |  |  | no |  | 0 | 0 | 0 | 0 | 0 | 0 |  | 1 | 1 | 1 | 0 | 0 | 0
load_220338054 |  | node_1424613_403_15260654_796 |  | AN | 0 | Residential | 7106.4+3027.314j | 0 | 0 | 0 | 0 | 0 | [24 empty] | 8101801 | no | no |  |  | no |  | 0 | 0 | 0 | 0 | 0 | 0 |  | 1 | 1 | 1 | 0 | 0 | 0
load_220338073 |  | node_1427979_631_15259782_048 |  | AN | 0 | Residential | 8949.6+3812.514j | 0 | 0 | 0 | 0 | 0 | [24 empty] | 8101801 | no | no |  |  | no |  | 0 | 0 | 0 | 0 | 0 | 0 |  | 1 | 1 | 1 | 0 | 0 | 0
load_220338074 |  | node_1427913_556_15259608_284 |  | AN | 0 | Other | 0 | 0 | 0 | 0 | 0 | 0 | [24 empty] | 8101801 | no | no |  |  | no |  | 0 | 0 | 0 | 0 | 0 | 0 |  | 1 | 1 | 1 | 0 | 0 | 0
load_220338076 |  | node_1427745_035_15259155_511 |  | AN | 0 | Residential | 56052+23878.052j | 0 | 0 | 0 | 0 | 0 | [24 empty] | 8101801 | no | no |  |  | no |  | 0 | 0 | 0 | 0 | 0 | 0 |  | 1 | 1 | 1 | 0 | 0 | 0
load_220338078 |  | node_1427632_978_15258875_155 |  | AN | 0 | NonResidential | 1000+425.998j | 0 | 0 | 0 | 0 | 0 | [24 empty] | 8101801 | no | no |  |  | no |  | 0 | 0 | 0 | 0 | 0 | 0 |  | 1 | 1 | 1 | 0 | 0 | 0
load_220338079 |  | node_1428611_995_15259536_389 |  | AN | 0 | Residential | 3441.6+1466.115j | 0 | 0 | 0 | 0 | 0 | [24 empty] | 8101801 | no | no |  |  | no |  | 0 | 0 | 0 | 0 | 0 | 0 |  | 1 | 1 | 1 | 0 | 0 | 0
load_220338080 |  | node_1428548_065_15259364_413 |  | AN | 0 | Residential | 92988+39612.722j | 0 | 0 | 0 | 0 | 0 | [24 empty] | 8101801 | no | no |  |  | no |  | 0 | 0 | 0 | 0 | 0 | 0 |  | 1 | 1 | 1 | 0 | 0 | 0
load_220338081 |  | node_1428483_603_15259199_792 |  | AN | 0 | Residential | 109800+46774.604j | 0 | 0 | 0 | 0 | 0 | [24 empty] | 8101801 | no | no |  |  | no |  | 0 | 0 | 0 | 0 | 0 | 0 |  | 1 | 1 | 1 | 0 | 0 | 0
load_220338083 |  | node_1428284_572_15258598_693 |  | AN | 0 | Residential | 60753.6+25880.925j | 0 | 0 | 0 | 0 | 0 | [24 empty] | 8101801 | no | no |  |  | no |  | 0 | 0 | 0 | 0 | 0 | 0 |  | 1 | 1 | 1 | 0 | 0 | 0
load_220338175 |  | node_1417828_749_15272053_949 |  | AN | 0 | NonResidential | 0 | 0 | 0 | 0 | 0 | 0 | [24 empty] | 8101801 | no | no |  |  | no |  | 0 | 0 | 0 | 0 | 0 | 0 |  | 1 | 1 | 1 | 0 | 0 | 0
load_220338305 |  | node_1422152_34_15268713_33 |  | AN | 0 | Residential | 28944+12330.092j | 0 | 0 | 0 | 0 | 0 | [24 empty] | 8101801 | no | no |  |  | no |  | 0 | 0 | 0 | 0 | 0 | 0 |  | 1 | 1 | 1 | 0 | 0 | 0
load_220338309 |  | node_1422322_07_15268187_205 |  | AN | 0 | NonResidential | 93.6+39.873j | 0 | 0 | 0 | 0 | 0 | [24 empty] | 8101801 | no | no |  |  | no |  | 0 | 0 | 0 | 0 | 0 | 0 |  | 1 | 1 | 1 | 0 | 0 | 0
load_220338310 |  | node_1422495_042_15267856_655 |  | AN | 0 | Residential | 41932.8+17863.298j | 0 | 0 | 0 | 0 | 0 | [24 empty] | 8101801 | no | no |  |  | no |  | 0 | 0 | 0 | 0 | 0 | 0 |  | 1 | 1 | 1 | 0 | 0 | 0
load_220338311 |  | node_1422658_539_15267553_277 |  | AN | 0 | Residential | 85953.6+36616.08j | 0 | 0 | 0 | 0 | 0 | [24 empty] | 8101801 | no | no |  |  | no |  | 0 | 0 | 0 | 0 | 0 | 0 |  | 1 | 1 | 1 | 0 | 0 | 0
load_220338312 |  | node_1422762_45_15267137_068 |  | AN | 0 | NonResidential | 7545.6+3214.412j | 0 | 0 | 0 | 0 | 0 | [24 empty] | 8101801 | no | no |  |  | no |  | 0 | 0 | 0 | 0 | 0 | 0 |  | 1 | 1 | 1 | 0 | 0 | 0
load_220338314 |  | node_1423037_921_15266277_381 |  | AN | 0 | Residential | 19180.8+8170.987j | 0 | 0 | 0 | 0 | 0 | [24 empty] | 8101801 | no | no |  |  | no |  | 0 | 0 | 0 | 0 | 0 | 0 |  | 1 | 1 | 1 | 0 | 0 | 0
load_220338316 |  | node_1423308_485_15264991_018 |  | AN | 0 | NonResidential | 19000+8093.966j | 0 | 0 | 0 | 0 | 0 | [24 empty] | 8101801 | no | no |  |  | no |  | 0 | 0 | 0 | 0 | 0 | 0 |  | 1 | 1 | 1 | 0 | 0 | 0
load_220338317 |  | node_1423297_457_15264968_794 |  | AN | 0 | NonResidential | 19000+8093.966j | 0 | 0 | 0 | 0 | 0 | [24 empty] | 8101801 | no | no |  |  | no |  | 0 | 0 | 0 | 0 | 0 | 0 |  | 1 | 1 | 1 | 0 | 0 | 0
load_220338318 |  | node_1423562_798_15264622_137 |  | AN | 0 | Residential | 37468.8+15961.642j | 0 | 0 | 0 | 0 | 0 | [24 empty] | 8101801 | no | no |  |  | no |  | 0 | 0 | 0 | 0 | 0 | 0 |  | 1 | 1 | 1 | 0 | 0 | 0
load_220338319 |  | node_1423918_259_15264491_867 |  | AN | 0 | Residential | 13320+5674.296j | 0 | 0 | 0 | 0 | 0 | [24 empty] | 8101801 | no | no |  |  | no |  | 0 | 0 | 0 | 0 | 0 | 0 |  | 1 | 1 | 1 | 0 | 0 | 0
load_220338320 |  | node_1423905_538_15264512_216 |  | AN | 0 | NonResidential | 6000+2555.989j | 0 | 0 | 0 | 0 | 0 | [24 empty] | 8101801 | no | no |  |  | no |  | 0 | 0 | 0 | 0 | 0 | 0 |  | 1 | 1 | 1 | 0 | 0 | 0
load_220338321 |  | node_1424027_765_15264280_557 |  | AN | 0 | Residential | 7293.6+3107.061j | 0 | 0 | 0 | 0 | 0 | [24 empty] | 8101801 | no | no |  |  | no |  | 0 | 0 | 0 | 0 | 0 | 0 |  | 1 | 1 | 1 | 0 | 0 | 0
load_220338322 |  | node_1424166_892_15264070_237 |  | AN | 0 | Residential | 14932.8+6361.346j | 0 | 0 | 0 | 0 | 0 | [24 empty] | 8101801 | no | no |  |  | no |  | 0 | 0 | 0 | 0 | 0 | 0 |  | 1 | 1 | 1 | 0 | 0 | 0
load_220338323 |  | node_1424308_328_15263868_821 |  | AN | 0 | NonResidential | 12000+5111.979j | 0 | 0 | 0 | 0 | 0 | [24 empty] | 8101801 | no | no |  |  | no |  | 0 | 0 | 0 | 0 | 0 | 0 |  | 1 | 1 | 1 | 0 | 0 | 0
load_220338324 |  | node_1424340_012_15263469_627 |  | AN | 0 | NonResidential | 6000+2555.989j | 0 | 0 | 0 | 0 | 0 | [24 empty] | 8101801 | no | no |  |  | no |  | 0 | 0 | 0 | 0 | 0 | 0 |  | 1 | 1 | 1 | 0 | 0 | 0
load_220338325 |  | node_1424698_867_15262998_827 |  | AN | 0 | Residential | 11570.4+4928.97j | 0 | 0 | 0 | 0 | 0 | [24 empty] | 8101801 | no | no |  |  | no |  | 0 | 0 | 0 | 0 | 0 | 0 |  | 1 | 1 | 1 | 0 | 0 | 0
load_220338332 |  | node_1424931_192_15262617_633 |  | AN | 0 | NonResidential | 6919.2+2947.567j | 0 | 0 | 0 | 0 | 0 | [24 empty] | 8101801 | no | no |  |  | no |  | 0 | 0 | 0 | 0 | 0 | 0 |  | 1 | 1 | 1 | 0 | 0 | 0
load_220338333 |  | node_1425062_923_15262395_861 |  | AN | 0 | Residential | 23846.4+10158.524j | 0 | 0 | 0 | 0 | 0 | [24 empty] | 8101801 | no | no |  |  | no |  | 0 | 0 | 0 | 0 | 0 | 0 |  | 1 | 1 | 1 | 0 | 0 | 0
load_220338334 |  | node_1425358_788_15261934_562 |  | AN | 0 | Residential | 14630.4+6232.524j | 0 | 0 | 0 | 0 | 0 | [24 empty] | 8101801 | no | no |  |  | no |  | 0 | 0 | 0 | 0 | 0 | 0 |  | 1 | 1 | 1 | 0 | 0 | 0
load_220338335 |  | node_1425372_784_15261915_777 |  | AN | 0 | NonResidential | 6000+2555.989j | 0 | 0 | 0 | 0 | 0 | [24 empty] | 8101801 | no | no |  |  | no |  | 0 | 0 | 0 | 0 | 0 | 0 |  | 1 | 1 | 1 | 0 | 0 | 0
load_220338336 |  | node_1425605_024_15261866_696 |  | AN | 0 | Residential | 63770.4+27166.077j | 0 | 0 | 0 | 0 | 0 | [24 empty] | 8101801 | no | no |  |  | no |  | 0 | 0 | 0 | 0 | 0 | 0 |  | 1 | 1 | 1 | 0 | 0 | 0
load_220338337 |  | node_1425955_065_15261465_708 |  | AN | 0 | NonResidential | 4406.4+1877.119j | 0 | 0 | 0 | 0 | 0 | [24 empty] | 8101801 | no | no |  |  | no |  | 0 | 0 | 0 | 0 | 0 | 0 |  | 1 | 1 | 1 | 0 | 0 | 0
load_220338340 |  | node_1427448_337_15260975_047 |  | AN | 0 | Residential | 4341.6+1849.514j | 0 | 0 | 0 | 0 | 0 | [24 empty] | 8101801 | no | no |  |  | no |  | 0 | 0 | 0 | 0 | 0 | 0 |  | 1 | 1 | 1 | 0 | 0 | 0
load_220338341 |  | node_1427751_405_15261299_317 |  | AN | 0 | Residential | 5342.4+2275.853j | 0 | 0 | 0 | 0 | 0 | [24 empty] | 8101801 | no | no |  |  | no |  | 0 | 0 | 0 | 0 | 0 | 0 |  | 1 | 1 | 1 | 0 | 0 | 0
load_220338342 |  | node_1427878_291_15260830_943 |  | AN | 0 | Residential | 62013.6+26417.683j | 0 | 0 | 0 | 0 | 0 | [24 empty] | 8101801 | no | no |  |  | no |  | 0 | 0 | 0 | 0 | 0 | 0 |  | 1 | 1 | 1 | 0 | 0 | 0
load_220338343 |  | node_1428236_288_15260608_07 |  | AN | 0 | Residential | 62049.6+26433.019j | 0 | 0 | 0 | 0 | 0 | [24 empty] | 8101801 | no | no |  |  | no |  | 0 | 0 | 0 | 0 | 0 | 0 |  | 1 | 1 | 1 | 0 | 0 | 0
load_220338344 |  | node_1428859_816_15260147_832 |  | AN | 0 | Residential | 23709.6+10100.247j | 0 | 0 | 0 | 0 | 0 | [24 empty] | 8101801 | no | no |  |  | no |  | 0 | 0 | 0 | 0 | 0 | 0 |  | 1 | 1 | 1 | 0 | 0 | 0
load_220338345 |  | node_1429234_392_15259935_061 |  | AN | 0 | NonResidential | 12499.2+5324.637j | 0 | 0 | 0 | 0 | 0 | [24 empty] | 8101801 | no | no |  |  | no |  | 0 | 0 | 0 | 0 | 0 | 0 |  | 1 | 1 | 1 | 0 | 0 | 0
load_220338346 |  | node_1429439_255_15259699_036 |  | AN | 0 | Residential | 55497.6+23641.879j | 0 | 0 | 0 | 0 | 0 | [24 empty] | 8101801 | no | no |  |  | no |  | 0 | 0 | 0 | 0 | 0 | 0 |  | 1 | 1 | 1 | 0 | 0 | 0
load_220338347 |  | node_1429677_12_15259500_353 |  | AN | 0 | Residential | 2880+1226.875j | 0 | 0 | 0 | 0 | 0 | [24 empty] | 8101801 | no | no |  |  | no |  | 0 | 0 | 0 | 0 | 0 | 0 |  | 1 | 1 | 1 | 0 | 0 | 0
load_220338350 |  | node_1430320_765_15258917_809 |  | AN | 0 | NonResidential | 180+76.68j | 0 | 0 | 0 | 0 | 0 | [24 empty] | 8101801 | no | no |  |  | no |  | 0 | 0 | 0 | 0 | 0 | 0 |  | 1 | 1 | 1 | 0 | 0 | 0
load_220338351 |  | node_1430695_495_15258639_476 |  | AN | 0 | Residential | 41925.6+17860.231j | 0 | 0 | 0 | 0 | 0 | [24 empty] | 8101801 | no | no |  |  | no |  | 0 | 0 | 0 | 0 | 0 | 0 |  | 1 | 1 | 1 | 0 | 0 | 0
load_220338518 |  | node_1417422_802_15267546_219 |  | AN | 0 | Residential | 15472.8+6591.385j | 0 | 0 | 0 | 0 | 0 | [24 empty] | 8101801 | no | no |  |  | no |  | 0 | 0 | 0 | 0 | 0 | 0 |  | 1 | 1 | 1 | 0 | 0 | 0
load_220338519 |  | node_1418982_26_15266411_423 |  | AN | 0 | Residential | 12765.6+5438.123j | 0 | 0 | 0 | 0 | 0 | [24 empty] | 8101801 | no | no |  |  | no |  | 0 | 0 | 0 | 0 | 0 | 0 |  | 1 | 1 | 1 | 0 | 0 | 0
load_220338521 |  | node_1418475_064_15266331_34 |  | AN | 0 | Residential | 8560.8+3646.886j | 0 | 0 | 0 | 0 | 0 | [24 empty] | 8101801 | no | no |  |  | no |  | 0 | 0 | 0 | 0 | 0 | 0 |  | 1 | 1 | 1 | 0 | 0 | 0
load_220338577 |  | node_1419341_992_15268488_328 |  | AN | 0 | Residential | 28310.4+12060.18j | 0 | 0 | 0 | 0 | 0 | [24 empty] | 8101801 | no | no |  |  | no |  | 0 | 0 | 0 | 0 | 0 | 0 |  | 1 | 1 | 1 | 0 | 0 | 0
load_220338578 |  | node_1419788_497_15268503_242 |  | AN | 0 | Residential | 32004+13633.647j | 0 | 0 | 0 | 0 | 0 | [24 empty] | 8101801 | no | no |  |  | no |  | 0 | 0 | 0 | 0 | 0 | 0 |  | 1 | 1 | 1 | 0 | 0 | 0
load_220338579 |  | node_1420390_15_15268571_075 |  | AN | 0 | Residential | 61639.2+26258.189j | 0 | 0 | 0 | 0 | 0 | [24 empty] | 8101801 | no | no |  |  | no |  | 0 | 0 | 0 | 0 | 0 | 0 |  | 1 | 1 | 1 | 0 | 0 | 0
load_220338580 |  | node_1420826_772_15268598_877 |  | AN | 0 | NonResidential | 8000+3407.986j | 0 | 0 | 0 | 0 | 0 | [24 empty] | 8101801 | no | no |  |  | no |  | 0 | 0 | 0 | 0 | 0 | 0 |  | 1 | 1 | 1 | 0 | 0 | 0
load_220338581 |  | node_1421072_751_15268446_137 |  | AN | 0 | Residential | 7797.6+3321.764j | 0 | 0 | 0 | 0 | 0 | [24 empty] | 8101801 | no | no |  |  | no |  | 0 | 0 | 0 | 0 | 0 | 0 |  | 1 | 1 | 1 | 0 | 0 | 0
load_220338582 |  | node_1417709_412_15267912_594 |  | AN | 0 | Residential | 3830.4+1631.744j | 0 | 0 | 0 | 0 | 0 | [24 empty] | 8101801 | no | no |  |  | no |  | 0 | 0 | 0 | 0 | 0 | 0 |  | 1 | 1 | 1 | 0 | 0 | 0
load_220338583 |  | node_1421294_166_15268457_326 |  | AN | 0 | Residential | 7027.2+2993.575j | 0 | 0 | 0 | 0 | 0 | [24 empty] | 8101801 | no | no |  |  | no |  | 0 | 0 | 0 | 0 | 0 | 0 |  | 1 | 1 | 1 | 0 | 0 | 0
load_220338584 |  | node_1421793_551_15267975_486 |  | AN | 0 | Residential | 3196.8+1361.831j | 0 | 0 | 0 | 0 | 0 | [24 empty] | 8101801 | no | no |  |  | no |  | 0 | 0 | 0 | 0 | 0 | 0 |  | 1 | 1 | 1 | 0 | 0 | 0
load_220338585 |  | node_1421787_411_15268498_873 |  | AN | 0 | Residential | 38808+16532.139j | 0 | 0 | 0 | 0 | 0 | [24 empty] | 8101801 | no | no |  |  | no |  | 0 | 0 | 0 | 0 | 0 | 0 |  | 1 | 1 | 1 | 0 | 0 | 0
load_220338586 |  | node_1422348_859_15268897_24 |  | AN | 0 | NonResidential | 1886.4+803.603j | 0 | 0 | 0 | 0 | 0 | [24 empty] | 8101801 | no | no |  |  | no |  | 0 | 0 | 0 | 0 | 0 | 0 |  | 1 | 1 | 1 | 0 | 0 | 0
load_220338588 |  | node_1418380_644_15268389_836 |  | AN | 0 | Residential | 8640+3680.625j | 0 | 0 | 0 | 0 | 0 | [24 empty] | 8101801 | no | no |  |  | no |  | 0 | 0 | 0 | 0 | 0 | 0 |  | 1 | 1 | 1 | 0 | 0 | 0
load_220338589 |  | node_1422157_195_15267532_75 |  | AN | 0 | Residential | 11203.2+4772.543j | 0 | 0 | 0 | 0 | 0 | [24 empty] | 8101801 | no | no |  |  | no |  | 0 | 0 | 0 | 0 | 0 | 0 |  | 1 | 1 | 1 | 0 | 0 | 0
load_220338590 |  | node_1421748_499_15267308_798 |  | AN | 0 | NonResidential | 1735.2+739.192j | 0 | 0 | 0 | 0 | 0 | [24 empty] | 8101801 | no | no |  |  | no |  | 0 | 0 | 0 | 0 | 0 | 0 |  | 1 | 1 | 1 | 0 | 0 | 0
load_220338591 |  | node_1421474_752_15267439_835 |  | AN | 0 | Residential | 18187.2+7747.715j | 0 | 0 | 0 | 0 | 0 | [24 empty] | 8101801 | no | no |  |  | no |  | 0 | 0 | 0 | 0 | 0 | 0 |  | 1 | 1 | 1 | 0 | 0 | 0
load_220338592 |  | node_1421134_363_15267386_877 |  | AN | 0 | Residential | 9295.2+3959.739j | 0 | 0 | 0 | 0 | 0 | [24 empty] | 8101801 | no | no |  |  | no |  | 0 | 0 | 0 | 0 | 0 | 0 |  | 1 | 1 | 1 | 0 | 0 | 0
load_220338593 |  | node_1420901_274_15267324_356 |  | AN | 0 | NonResidential | 4507.2+1920.059j | 0 | 0 | 0 | 0 | 0 | [24 empty] | 8101801 | no | no |  |  | no |  | 0 | 0 | 0 | 0 | 0 | 0 |  | 1 | 1 | 1 | 0 | 0 | 0
load_220338594 |  | node_1423291_145_15261074_392 |  | AN | 0 | Residential | 16063.2+6842.895j | 0 | 0 | 0 | 0 | 0 | [24 empty] | 8101801 | no | no |  |  | no |  | 0 | 0 | 0 | 0 | 0 | 0 |  | 1 | 1 | 1 | 0 | 0 | 0
load_220338595 |  | node_1423181_733_15260721_314 |  | AN | 0 | Residential | 4953.6+2110.225j | 0 | 0 | 0 | 0 | 0 | [24 empty] | 8101801 | no | no |  |  | no |  | 0 | 0 | 0 | 0 | 0 | 0 |  | 1 | 1 | 1 | 0 | 0 | 0
load_220338596 |  | node_1422464_615_15260462_319 |  | AN | 0 | Residential | 3535.2+1505.989j | 0 | 0 | 0 | 0 | 0 | [24 empty] | 8101801 | no | no |  |  | no |  | 0 | 0 | 0 | 0 | 0 | 0 |  | 1 | 1 | 1 | 0 | 0 | 0
load_220338597 |  | node_1420457_149_15261369_428 |  | AN | 0 | Residential | 8784+3741.968j | 0 | 0 | 0 | 0 | 0 | [24 empty] | 8101801 | no | no |  |  | no |  | 0 | 0 | 0 | 0 | 0 | 0 |  | 1 | 1 | 1 | 0 | 0 | 0
load_220338599 |  | node_1425302_07_15261487_821 |  | AN | 0 | NonResidential | 3427.2+1459.981j | 0 | 0 | 0 | 0 | 0 | [24 empty] | 8101801 | no | no |  |  | no |  | 0 | 0 | 0 | 0 | 0 | 0 |  | 1 | 1 | 1 | 0 | 0 | 0
load_220338600 |  | node_1424678_024_15261498_836 |  | AN | 0 | Residential | 37684.8+16053.658j | 0 | 0 | 0 | 0 | 0 | [24 empty] | 8101801 | no | no |  |  | no |  | 0 | 0 | 0 | 0 | 0 | 0 |  | 1 | 1 | 1 | 0 | 0 | 0
load_220338603 |  | node_1423862_938_15261339_713 |  | AN | 0 | Residential | 14047.2+5984.082j | 0 | 0 | 0 | 0 | 0 | [24 empty] | 8101801 | no | no |  |  | no |  | 0 | 0 | 0 | 0 | 0 | 0 |  | 1 | 1 | 1 | 0 | 0 | 0
load_220338604 |  | node_1423613_968_15261163_48 |  | AN | 0 | Other | 0 | 0 | 0 | 0 | 0 | 0 | [24 empty] | 8101801 | no | no |  |  | no |  | 0 | 0 | 0 | 0 | 0 | 0 |  | 1 | 1 | 1 | 0 | 0 | 0
load_220338606 |  | node_1425055_08_15258980_751 |  | AN | 0 | Residential | 7480.8+3186.807j | 0 | 0 | 0 | 0 | 0 | [24 empty] | 8101801 | no | no |  |  | no |  | 0 | 0 | 0 | 0 | 0 | 0 |  | 1 | 1 | 1 | 0 | 0 | 0
load_220338607 |  | node_1425100_342_15258363_94 |  | AN | 0 | Residential | 17510.4+7459.399j | 0 | 0 | 0 | 0 | 0 | [24 empty] | 8101801 | no | no |  |  | no |  | 0 | 0 | 0 | 0 | 0 | 0 |  | 1 | 1 | 1 | 0 | 0 | 0
load_220338608 |  | node_1425084_865_15258107_152 |  | AN | 0 | Residential | 11066.4+4714.267j | 0 | 0 | 0 | 0 | 0 | [24 empty] | 8101801 | no | no |  |  | no |  | 0 | 0 | 0 | 0 | 0 | 0 |  | 1 | 1 | 1 | 0 | 0 | 0
load_220338609 |  | node_1425148_706_15257829_951 |  | AN | 0 | Residential | 1548+659.445j | 0 | 0 | 0 | 0 | 0 | [24 empty] | 8101801 | no | no |  |  | no |  | 0 | 0 | 0 | 0 | 0 | 0 |  | 1 | 1 | 1 | 0 | 0 | 0
load_220338611 |  | node_1425756_031_15261433_731 |  | AN | 0 | NonResidential | 705.6+300.584j | 0 | 0 | 0 | 0 | 0 | [24 empty] | 8101801 | no | no |  |  | no |  | 0 | 0 | 0 | 0 | 0 | 0 |  | 1 | 1 | 1 | 0 | 0 | 0
load_220338612 |  | node_1424996_216_15256911_777 |  | AN | 0 | Residential | 6472.8+2757.401j | 0 | 0 | 0 | 0 | 0 | [24 empty] | 8101801 | no | no |  |  | no |  | 0 | 0 | 0 | 0 | 0 | 0 |  | 1 | 1 | 1 | 0 | 0 | 0
load_220338613 |  | node_1424516_847_15256969_966 |  | AN | 0 | Residential | 2628+1119.523j | 0 | 0 | 0 | 0 | 0 | [24 empty] | 8101801 | no | no |  |  | no |  | 0 | 0 | 0 | 0 | 0 | 0 |  | 1 | 1 | 1 | 0 | 0 | 0
load_220338614 |  | node_1425091_183_15256610_893 |  | AN | 0 | Residential | 5752.8+2450.683j | 0 | 0 | 0 | 0 | 0 | [24 empty] | 8101801 | no | no |  |  | no |  | 0 | 0 | 0 | 0 | 0 | 0 |  | 1 | 1 | 1 | 0 | 0 | 0
load_220338616 |  | node_1425350_414_15256339_803 |  | AN | 0 | NonResidential | 525.6+223.905j | 0 | 0 | 0 | 0 | 0 | [24 empty] | 8101801 | no | no |  |  | no |  | 0 | 0 | 0 | 0 | 0 | 0 |  | 1 | 1 | 1 | 0 | 0 | 0
load_220338617 |  | node_1425007_114_15256066_911 |  | AN | 0 | Residential | 1576.8+671.714j | 0 | 0 | 0 | 0 | 0 | [24 empty] | 8101801 | no | no |  |  | no |  | 0 | 0 | 0 | 0 | 0 | 0 |  | 1 | 1 | 1 | 0 | 0 | 0
load_220338619 |  | node_1424947_26_15255734_055 |  | AN | 0 | Residential | 2059.2+877.216j | 0 | 0 | 0 | 0 | 0 | [24 empty] | 8101801 | no | no |  |  | no |  | 0 | 0 | 0 | 0 | 0 | 0 |  | 1 | 1 | 1 | 0 | 0 | 0
load_220338621 |  | node_1425663_699_15261299_229 |  | AN | 0 | Residential | 17654.4+7520.743j | 0 | 0 | 0 | 0 | 0 | [24 empty] | 8101801 | no | no |  |  | no |  | 0 | 0 | 0 | 0 | 0 | 0 |  | 1 | 1 | 1 | 0 | 0 | 0
load_220338622 |  | node_1425505_353_15261094_191 |  | AN | 0 | Residential | 51674.4+22013.202j | 0 | 0 | 0 | 0 | 0 | [24 empty] | 8101801 | no | no |  |  | no |  | 0 | 0 | 0 | 0 | 0 | 0 |  | 1 | 1 | 1 | 0 | 0 | 0
load_220338623 |  | node_1425384_827_15260891_626 |  | AN | 0 | Residential | 1152+490.75j | 0 | 0 | 0 | 0 | 0 | [24 empty] | 8101801 | no | no |  |  | no |  | 0 | 0 | 0 | 0 | 0 | 0 |  | 1 | 1 | 1 | 0 | 0 | 0
load_220338624 |  | node_1425240_362_15260619_69 |  | AN | 0 | Residential | 3096+1318.89j | 0 | 0 | 0 | 0 | 0 | [24 empty] | 8101801 | no | no |  |  | no |  | 0 | 0 | 0 | 0 | 0 | 0 |  | 1 | 1 | 1 | 0 | 0 | 0
load_220338625 |  | node_1425126_295_15260354_672 |  | AN | 0 | Residential | 24876+10597.132j | 0 | 0 | 0 | 0 | 0 | [24 empty] | 8101801 | no | no |  |  | no |  | 0 | 0 | 0 | 0 | 0 | 0 |  | 1 | 1 | 1 | 0 | 0 | 0
load_220338626 |  | node_1425077_313_15260101_734 |  | AN | 0 | Residential | 6948+2959.836j | 0 | 0 | 0 | 0 | 0 | [24 empty] | 8101801 | no | no |  |  | no |  | 0 | 0 | 0 | 0 | 0 | 0 |  | 1 | 1 | 1 | 0 | 0 | 0
load_220338627 |  | node_1425023_478_15259781_034 |  | AN | 0 | Residential | 8733.6+3720.498j | 0 | 0 | 0 | 0 | 0 | [24 empty] | 8101801 | no | no |  |  | no |  | 0 | 0 | 0 | 0 | 0 | 0 |  | 1 | 1 | 1 | 0 | 0 | 0
load_220338628 |  | node_1426556_701_15260895_748 |  | AN | 0 | Other | 0 | 0 | 0 | 0 | 0 | 0 | [24 empty] | 8101801 | no | no |  |  | no |  | 0 | 0 | 0 | 0 | 0 | 0 |  | 1 | 1 | 1 | 0 | 0 | 0
load_220338629 |  | node_1426472_613_15260601_838 |  | AN | 0 | NonResidential | 9000+3833.984j | 0 | 0 | 0 | 0 | 0 | [24 empty] | 8101801 | no | no |  |  | no |  | 0 | 0 | 0 | 0 | 0 | 0 |  | 1 | 1 | 1 | 0 | 0 | 0
load_220338630 |  | node_1427201_486_15260738_581 |  | AN | 0 | Residential | 10094.4+4300.196j | 0 | 0 | 0 | 0 | 0 | [24 empty] | 8101801 | no | no |  |  | no |  | 0 | 0 | 0 | 0 | 0 | 0 |  | 1 | 1 | 1 | 0 | 0 | 0
load_220338631 |  | node_1427456_784_15260505_806 |  | AN | 0 | Other | 0 | 0 | 0 | 0 | 0 | 0 | [24 empty] | 8101801 | no | no |  |  | no |  | 0 | 0 | 0 | 0 | 0 | 0 |  | 1 | 1 | 1 | 0 | 0 | 0
load_220338632 |  | node_1427659_49_15260352_315 |  | AN | 0 | Residential | 9468+4033.351j | 0 | 0 | 0 | 0 | 0 | [24 empty] | 8101801 | no | no |  |  | no |  | 0 | 0 | 0 | 0 | 0 | 0 |  | 1 | 1 | 1 | 0 | 0 | 0
load_220338637 |  | node_1429371_947_15258762_465 |  | AN | 0 | Residential | 4420.8+1883.253j | 0 | 0 | 0 | 0 | 0 | [24 empty] | 8101801 | no | no |  |  | no |  | 0 | 0 | 0 | 0 | 0 | 0 |  | 1 | 1 | 1 | 0 | 0 | 0
load_220338638 |  | node_1429623_421_15258634_892 |  | AN | 0 | Residential | 41443.2+17654.729j | 0 | 0 | 0 | 0 | 0 | [24 empty] | 8101801 | no | no |  |  | no |  | 0 | 0 | 0 | 0 | 0 | 0 |  | 1 | 1 | 1 | 0 | 0 | 0
load_220338639 |  | node_1429783_339_15258414_738 |  | AN | 0 | Residential | 10188+4340.07j | 0 | 0 | 0 | 0 | 0 | [24 empty] | 8101801 | no | no |  |  | no |  | 0 | 0 | 0 | 0 | 0 | 0 |  | 1 | 1 | 1 | 0 | 0 | 0
load_220338640 |  | node_1430009_611_15258217_479 |  | AN | 0 | Residential | 8186.4+3487.392j | 0 | 0 | 0 | 0 | 0 | [24 empty] | 8101801 | no | no |  |  | no |  | 0 | 0 | 0 | 0 | 0 | 0 |  | 1 | 1 | 1 | 0 | 0 | 0
load_220338641 |  | node_1430473_911_15257906_759 |  | AN | 0 | Residential | 21074.4+8977.657j | 0 | 0 | 0 | 0 | 0 | [24 empty] | 8101801 | no | no |  |  | no |  | 0 | 0 | 0 | 0 | 0 | 0 |  | 1 | 1 | 1 | 0 | 0 | 0
load_220338642 |  | node_1430803_633_15257627_857 |  | AN | 0 | Residential | 33580.8+14305.361j | 0 | 0 | 0 | 0 | 0 | [24 empty] | 8101801 | no | no |  |  | no |  | 0 | 0 | 0 | 0 | 0 | 0 |  | 1 | 1 | 1 | 0 | 0 | 0
load_220338645 |  | node_1431743_96_15256705_04 |  | AN | 0 | Residential | 6703.2+2855.551j | 0 | 0 | 0 | 0 | 0 | [24 empty] | 8101801 | no | no |  |  | no |  | 0 | 0 | 0 | 0 | 0 | 0 |  | 1 | 1 | 1 | 0 | 0 | 0
load_220340084 |  | node_1433147_293_15258364_741 |  | AN | 0 | Residential | 5133.6+2186.904j | 0 | 0 | 0 | 0 | 0 | [24 empty] | 8101801 | no | no |  |  | no |  | 0 | 0 | 0 | 0 | 0 | 0 |  | 1 | 1 | 1 | 0 | 0 | 0
load_220340085 |  | node_1433228_353_15258606_639 |  | AN | 0 | Residential | 18100.8+7710.909j | 0 | 0 | 0 | 0 | 0 | [24 empty] | 8101801 | no | no |  |  | no |  | 0 | 0 | 0 | 0 | 0 | 0 |  | 1 | 1 | 1 | 0 | 0 | 0
load_220340086 |  | node_1433150_896_15258701_261 |  | AN | 0 | Residential | 14421.6+6143.576j | 0 | 0 | 0 | 0 | 0 | [24 empty] | 8101801 | no | no |  |  | no |  | 0 | 0 | 0 | 0 | 0 | 0 |  | 1 | 1 | 1 | 0 | 0 | 0
load_220340087 |  | node_1432898_744_15258905_278 |  | AN | 0 | Residential | 38232+16286.764j | 0 | 0 | 0 | 0 | 0 | [24 empty] | 8101801 | no | no |  |  | no |  | 0 | 0 | 0 | 0 | 0 | 0 |  | 1 | 1 | 1 | 0 | 0 | 0
load_220340315 |  | node_1427943_395_15273680_202 |  | AN | 0 | Residential | 8352+3557.937j | 0 | 0 | 0 | 0 | 0 | [24 empty] | 8101801 | no | no |  |  | no |  | 0 | 0 | 0 | 0 | 0 | 0 |  | 1 | 1 | 1 | 0 | 0 | 0
load_220340316 |  | node_1427634_149_15273553_577 |  | AN | 0 | Residential | 13737.6+5852.193j | 0 | 0 | 0 | 0 | 0 | [24 empty] | 8101801 | no | no |  |  | no |  | 0 | 0 | 0 | 0 | 0 | 0 |  | 1 | 1 | 1 | 0 | 0 | 0
load_220340317 |  | node_1428438_613_15273227_422 |  | AN | 0 | Residential | 31831.2+13560.034j | 0 | 0 | 0 | 0 | 0 | [24 empty] | 8101801 | no | no |  |  | no |  | 0 | 0 | 0 | 0 | 0 | 0 |  | 1 | 1 | 1 | 0 | 0 | 0
load_220340318 |  | node_1428789_016_15273575_637 |  | AN | 0 | Residential | 17308.8+7373.518j | 0 | 0 | 0 | 0 | 0 | [24 empty] | 8101801 | no | no |  |  | no |  | 0 | 0 | 0 | 0 | 0 | 0 |  | 1 | 1 | 1 | 0 | 0 | 0
load_220340319 |  | node_1428918_669_15273844_872 |  | AN | 0 | Residential | 11592+4938.171j | 0 | 0 | 0 | 0 | 0 | [24 empty] | 8101801 | no | no |  |  | no |  | 0 | 0 | 0 | 0 | 0 | 0 |  | 1 | 1 | 1 | 0 | 0 | 0
load_220340320 |  | node_1429041_613_15274091_313 |  | AN | 0 | Residential | 2332.8+993.769j | 0 | 0 | 0 | 0 | 0 | [24 empty] | 8101801 | no | no |  |  | no |  | 0 | 0 | 0 | 0 | 0 | 0 |  | 1 | 1 | 1 | 0 | 0 | 0
load_220340321 |  | node_1423505_167_15273339_387 |  | AN | 0 | NonResidential | 42000+17891.925j | 0 | 0 | 0 | 0 | 0 | [24 empty] | 8101801 | no | no |  |  | no |  | 0 | 0 | 0 | 0 | 0 | 0 |  | 1 | 1 | 1 | 0 | 0 | 0
load_220340322 |  | node_1423523_178_15273350_708 |  | BN | 0 | NonResidential | 0 | 42000+17891.925j | 0 | 0 | 0 | 0 | [24 empty] | 8101801 | no | no |  |  | no |  | 0 | 0 | 0 | 0 | 0 | 0 |  | 1 | 1 | 1 | 0 | 0 | 0
load_220340323 |  | node_1423485_611_15273334_69 |  | CN | 0 | NonResidential | 0 | 0 | 42000+17891.925j | 0 | 0 | 0 | [24 empty] | 8101801 | no | no |  |  | no |  | 0 | 0 | 0 | 0 | 0 | 0 |  | 1 | 1 | 1 | 0 | 0 | 0
load_220340325 |  | node_1433605_052_15271991_231 |  | AN | 0 | Residential | 16675.2+7103.605j | 0 | 0 | 0 | 0 | 0 | [24 empty] | 8101801 | no | no |  |  | no |  | 0 | 0 | 0 | 0 | 0 | 0 |  | 1 | 1 | 1 | 0 | 0 | 0
load_220340326 |  | node_1435060_76_15271174_178 |  | AN | 0 | Residential | 10238.4+4361.54j | 0 | 0 | 0 | 0 | 0 | [24 empty] | 8101801 | no | no |  |  | no |  | 0 | 0 | 0 | 0 | 0 | 0 |  | 1 | 1 | 1 | 0 | 0 | 0
load_220340327 |  | node_1423741_48_15273536_241 |  | AN | 0 | NonResidential | 0 | 0 | 0 | 0 | 0 | 0 | [24 empty] | 8101801 | no | no |  |  | no |  | 0 | 0 | 0 | 0 | 0 | 0 |  | 1 | 1 | 1 | 0 | 0 | 0
load_220340328 |  | node_1434960_621_15269884_557 |  | AN | 0 | Residential | 21139.2+9005.261j | 0 | 0 | 0 | 0 | 0 | [24 empty] | 8101801 | no | no |  |  | no |  | 0 | 0 | 0 | 0 | 0 | 0 |  | 1 | 1 | 1 | 0 | 0 | 0
load_220340329 |  | node_1434973_272_15269481_348 |  | AN | 0 | Residential | 424.8+180.964j | 0 | 0 | 0 | 0 | 0 | [24 empty] | 8101801 | no | no |  |  | no |  | 0 | 0 | 0 | 0 | 0 | 0 |  | 1 | 1 | 1 | 0 | 0 | 0
load_220340330 |  | node_1434960_723_15269357_626 |  | AN | 0 | Residential | 1101.6+469.28j | 0 | 0 | 0 | 0 | 0 | [24 empty] | 8101801 | no | no |  |  | no |  | 0 | 0 | 0 | 0 | 0 | 0 |  | 1 | 1 | 1 | 0 | 0 | 0
load_220340331 |  | node_1434885_966_15269039_976 |  | AN | 0 | Residential | 11246.4+4790.946j | 0 | 0 | 0 | 0 | 0 | [24 empty] | 8101801 | no | no |  |  | no |  | 0 | 0 | 0 | 0 | 0 | 0 |  | 1 | 1 | 1 | 0 | 0 | 0
load_220340332 |  | node_1435232_205_15269081_775 |  | AN | 0 | Residential | 3024+1288.219j | 0 | 0 | 0 | 0 | 0 | [24 empty] | 8101801 | no | no |  |  | no |  | 0 | 0 | 0 | 0 | 0 | 0 |  | 1 | 1 | 1 | 0 | 0 | 0
load_220340333 |  | node_1435426_444_15268062_529 |  | AN | 0 | Residential | 9532.8+4060.956j | 0 | 0 | 0 | 0 | 0 | [24 empty] | 8101801 | no | no |  |  | no |  | 0 | 0 | 0 | 0 | 0 | 0 |  | 1 | 1 | 1 | 0 | 0 | 0
load_220340334 |  | node_1435463_551_15268307_691 |  | AN | 0 | Residential | 3333.6+1420.108j | 0 | 0 | 0 | 0 | 0 | [24 empty] | 8101801 | no | no |  |  | no |  | 0 | 0 | 0 | 0 | 0 | 0 |  | 1 | 1 | 1 | 0 | 0 | 0
load_220340335 |  | node_1435013_134_15266720_77 |  | AN | 0 | Residential | 1447.2+616.505j | 0 | 0 | 0 | 0 | 0 | [24 empty] | 8101801 | no | no |  |  | no |  | 0 | 0 | 0 | 0 | 0 | 0 |  | 1 | 1 | 1 | 0 | 0 | 0
load_220340336 |  | node_1435395_998_15267280_97 |  | AN | 0 | Residential | 9410.4+4008.814j | 0 | 0 | 0 | 0 | 0 | [24 empty] | 8101801 | no | no |  |  | no |  | 0 | 0 | 0 | 0 | 0 | 0 |  | 1 | 1 | 1 | 0 | 0 | 0
load_220340338 |  | node_1434605_738_15265122_365 |  | AN | 0 | Residential | 2203.2+938.559j | 0 | 0 | 0 | 0 | 0 | [24 empty] | 8101801 | no | no |  |  | no |  | 0 | 0 | 0 | 0 | 0 | 0 |  | 1 | 1 | 1 | 0 | 0 | 0
load_220340339 |  | node_1434193_514_15265591_235 |  | AN | 0 | Residential | 10785.6+4594.646j | 0 | 0 | 0 | 0 | 0 | [24 empty] | 8101801 | no | no |  |  | no |  | 0 | 0 | 0 | 0 | 0 | 0 |  | 1 | 1 | 1 | 0 | 0 | 0
load_220340342 |  | node_1425588_496_15273578_843 |  | AN | 0 | Residential | 5968.8+2542.698j | 0 | 0 | 0 | 0 | 0 | [24 empty] | 8101801 | no | no |  |  | no |  | 0 | 0 | 0 | 0 | 0 | 0 |  | 1 | 1 | 1 | 0 | 0 | 0
load_220340343 |  | node_1425916_318_15273648_653 |  | AN | 0 | NonResidential | 266.4+113.486j | 0 | 0 | 0 | 0 | 0 | [24 empty] | 8101801 | no | no |  |  | no |  | 0 | 0 | 0 | 0 | 0 | 0 |  | 1 | 1 | 1 | 0 | 0 | 0
load_220340344 |  | node_1426180_61_15273647_907 |  | AN | 0 | Residential | 2469.6+1052.045j | 0 | 0 | 0 | 0 | 0 | [24 empty] | 8101801 | no | no |  |  | no |  | 0 | 0 | 0 | 0 | 0 | 0 |  | 1 | 1 | 1 | 0 | 0 | 0
load_220340345 |  | node_1426375_223_15273653_045 |  | AN | 0 | Residential | 6444+2745.133j | 0 | 0 | 0 | 0 | 0 | [24 empty] | 8101801 | no | no |  |  | no |  | 0 | 0 | 0 | 0 | 0 | 0 |  | 1 | 1 | 1 | 0 | 0 | 0
load_220340346 |  | node_1426662_478_15273590_201 |  | AN | 0 | NonResidential | 849.6+361.928j | 0 | 0 | 0 | 0 | 0 | [24 empty] | 8101801 | no | no |  |  | no |  | 0 | 0 | 0 | 0 | 0 | 0 |  | 1 | 1 | 1 | 0 | 0 | 0
load_220340347 |  | node_1426902_485_15273660_521 |  | AN | 0 | Residential | 3852+1640.945j | 0 | 0 | 0 | 0 | 0 | [24 empty] | 8101801 | no | no |  |  | no |  | 0 | 0 | 0 | 0 | 0 | 0 |  | 1 | 1 | 1 | 0 | 0 | 0
load_220340348 |  | node_1427067_148_15273594_568 |  | AN | 0 | Residential | 13276.8+5655.893j | 0 | 0 | 0 | 0 | 0 | [24 empty] | 8101801 | no | no |  |  | no |  | 0 | 0 | 0 | 0 | 0 | 0 |  | 1 | 1 | 1 | 0 | 0 | 0
load_220340391 |  | node_1430495_923_15273718_723 |  | AN | 0 | Residential | 4197.6+1788.17j | 0 | 0 | 0 | 0 | 0 | [24 empty] | 8101801 | no | no |  |  | no |  | 0 | 0 | 0 | 0 | 0 | 0 |  | 1 | 1 | 1 | 0 | 0 | 0
load_220340471 |  | node_1423996_4_15271827_483 |  | AN | 0 | NonResidential | 10000+4259.982j | 0 | 0 | 0 | 0 | 0 | [24 empty] | 8101801 | no | no |  |  | no |  | 0 | 0 | 0 | 0 | 0 | 0 |  | 1 | 1 | 1 | 0 | 0 | 0
load_220340472 |  | node_1423986_121_15271850_184 |  | AN | 0 | NonResidential | 10000+4259.982j | 0 | 0 | 0 | 0 | 0 | [24 empty] | 8101801 | no | no |  |  | no |  | 0 | 0 | 0 | 0 | 0 | 0 |  | 1 | 1 | 1 | 0 | 0 | 0
load_220340473 |  | node_1424242_642_15271817_828 |  | AN | 0 | NonResidential | 5000+2129.991j | 0 | 0 | 0 | 0 | 0 | [24 empty] | 8101801 | no | no |  |  | no |  | 0 | 0 | 0 | 0 | 0 | 0 |  | 1 | 1 | 1 | 0 | 0 | 0
load_220340474 |  | node_1424233_883_15271841_657 |  | BN | 0 | NonResidential | 0 | 5000+2129.991j | 0 | 0 | 0 | 0 | [24 empty] | 8101801 | no | no |  |  | no |  | 0 | 0 | 0 | 0 | 0 | 0 |  | 1 | 1 | 1 | 0 | 0 | 0
load_220340475 |  | node_1424246_493_15271791_736 |  | CN | 0 | NonResidential | 0 | 0 | 5000+2129.991j | 0 | 0 | 0 | [24 empty] | 8101801 | no | no |  |  | no |  | 0 | 0 | 0 | 0 | 0 | 0 |  | 1 | 1 | 1 | 0 | 0 | 0
load_220340476 |  | node_1424124_034_15271517_517 |  | AN | 0 | Residential | 8640+3680.625j | 0 | 0 | 0 | 0 | 0 | [24 empty] | 8101801 | no | no |  |  | no |  | 0 | 0 | 0 | 0 | 0 | 0 |  | 1 | 1 | 1 | 0 | 0 | 0
load_220340477 |  | node_1424302_919_15271310_531 |  | AN | 0 | NonResidential | 4333.333+1845.992j | 0 | 0 | 0 | 0 | 0 | [24 empty] | 8101801 | no | no |  |  | no |  | 0 | 0 | 0 | 0 | 0 | 0 |  | 1 | 1 | 1 | 0 | 0 | 0
load_220340478 |  | node_1424294_582_15271334_633 |  | BN | 0 | NonResidential | 0 | 4333.333+1845.992j | 0 | 0 | 0 | 0 | [24 empty] | 8101801 | no | no |  |  | no |  | 0 | 0 | 0 | 0 | 0 | 0 |  | 1 | 1 | 1 | 0 | 0 | 0
load_220340479 |  | node_1424306_309_15271284_321 |  | CN | 0 | NonResidential | 0 | 0 | 4333.333+1845.992j | 0 | 0 | 0 | [24 empty] | 8101801 | no | no |  |  | no |  | 0 | 0 | 0 | 0 | 0 | 0 |  | 1 | 1 | 1 | 0 | 0 | 0
load_220340492 |  | node_1425457_961_15267509_185 |  | AN | 0 | Residential | 3686.4+1570.4j | 0 | 0 | 0 | 0 | 0 | [24 empty] | 8101801 | no | no |  |  | no |  | 0 | 0 | 0 | 0 | 0 | 0 |  | 1 | 1 | 1 | 0 | 0 | 0
load_220340493 |  | node_1425467_58_15267286_667 |  | AN | 0 | Residential | 8287.2+3530.332j | 0 | 0 | 0 | 0 | 0 | [24 empty] | 8101801 | no | no |  |  | no |  | 0 | 0 | 0 | 0 | 0 | 0 |  | 1 | 1 | 1 | 0 | 0 | 0
load_220340494 |  | node_1425595_461_15267009_785 |  | AN | 0 | Residential | 20880+8894.843j | 0 | 0 | 0 | 0 | 0 | [24 empty] | 8101801 | no | no |  |  | no |  | 0 | 0 | 0 | 0 | 0 | 0 |  | 1 | 1 | 1 | 0 | 0 | 0
load_220340495 |  | node_1424939_355_15269897_07 |  | AN | 0 | NonResidential | 7.2+3.067j | 0 | 0 | 0 | 0 | 0 | [24 empty] | 8101801 | no | no |  |  | no |  | 0 | 0 | 0 | 0 | 0 | 0 |  | 1 | 1 | 1 | 0 | 0 | 0
load_220340496 |  | node_1425344_362_15269820_719 |  | BN | 0 | NonResidential | 0 | 1333.333+567.997j | 0 | 0 | 0 | 0 | [24 empty] | 8101801 | no | no |  |  | no |  | 0 | 0 | 0 | 0 | 0 | 0 |  | 1 | 1 | 1 | 0 | 0 | 0
load_220340497 |  | node_1425345_559_15269847_306 |  | AN | 0 | NonResidential | 1333.333+567.997j | 0 | 0 | 0 | 0 | 0 | [24 empty] | 8101801 | no | no |  |  | no |  | 0 | 0 | 0 | 0 | 0 | 0 |  | 1 | 1 | 1 | 0 | 0 | 0
load_220340499 |  | node_1425216_895_15269290_99 |  | AN | 0 | NonResidential | 2066.4+880.283j | 0 | 0 | 0 | 0 | 0 | [24 empty] | 8101801 | no | no |  |  | no |  | 0 | 0 | 0 | 0 | 0 | 0 |  | 1 | 1 | 1 | 0 | 0 | 0
load_220340500 |  | node_1425250_998_15268991_423 |  | AN | 0 | NonResidential | 2000+851.996j | 0 | 0 | 0 | 0 | 0 | [24 empty] | 8101801 | no | no |  |  | no |  | 0 | 0 | 0 | 0 | 0 | 0 |  | 1 | 1 | 1 | 0 | 0 | 0
load_220340501 |  | node_1424795_418_15268888_912 |  | AN | 0 | Residential | 46908+19982.724j | 0 | 0 | 0 | 0 | 0 | [24 empty] | 8101801 | no | no |  |  | no |  | 0 | 0 | 0 | 0 | 0 | 0 |  | 1 | 1 | 1 | 0 | 0 | 0
load_220340502 |  | node_1424780_837_15269101_051 |  | AN | 0 | Residential | 48060+20473.474j | 0 | 0 | 0 | 0 | 0 | [24 empty] | 8101801 | no | no |  |  | no |  | 0 | 0 | 0 | 0 | 0 | 0 |  | 1 | 1 | 1 | 0 | 0 | 0
load_220340503 |  | node_1425283_575_15268672_554 |  | AN | 0 | Residential | 2080.8+886.417j | 0 | 0 | 0 | 0 | 0 | [24 empty] | 8101801 | no | no |  |  | no |  | 0 | 0 | 0 | 0 | 0 | 0 |  | 1 | 1 | 1 | 0 | 0 | 0
load_220340506 |  | node_1425658_865_15268090_755 |  | AN | 0 | Residential | 15019.2+6398.152j | 0 | 0 | 0 | 0 | 0 | [24 empty] | 8101801 | no | no |  |  | no |  | 0 | 0 | 0 | 0 | 0 | 0 |  | 1 | 1 | 1 | 0 | 0 | 0
load_220340540 |  | node_1427512_826_15265451_26 |  | AN | 0 | Residential | 14241.6+6066.896j | 0 | 0 | 0 | 0 | 0 | [24 empty] | 8101801 | no | no |  |  | no |  | 0 | 0 | 0 | 0 | 0 | 0 |  | 1 | 1 | 1 | 0 | 0 | 0
load_220340541 |  | node_1427667_68_15265451_486 |  | AN | 0 | Residential | 943.2+401.802j | 0 | 0 | 0 | 0 | 0 | [24 empty] | 8101801 | no | no |  |  | no |  | 0 | 0 | 0 | 0 | 0 | 0 |  | 1 | 1 | 1 | 0 | 0 | 0
load_220340542 |  | node_1427782_957_15265457_744 |  | AN | 0 | Residential | 32558.4+13869.82j | 0 | 0 | 0 | 0 | 0 | [24 empty] | 8101801 | no | no |  |  | no |  | 0 | 0 | 0 | 0 | 0 | 0 |  | 1 | 1 | 1 | 0 | 0 | 0
load_220340543 |  | node_1428081_303_15265456_356 |  | AN | 0 | Residential | 17560.8+7480.869j | 0 | 0 | 0 | 0 | 0 | [24 empty] | 8101801 | no | no |  |  | no |  | 0 | 0 | 0 | 0 | 0 | 0 |  | 1 | 1 | 1 | 0 | 0 | 0
load_220340544 |  | node_1428245_186_15265539_415 |  | AN | 0 | Residential | 12859.2+5477.996j | 0 | 0 | 0 | 0 | 0 | [24 empty] | 8101801 | no | no |  |  | no |  | 0 | 0 | 0 | 0 | 0 | 0 |  | 1 | 1 | 1 | 0 | 0 | 0
load_220340545 |  | node_1428639_852_15265504_988 |  | AN | 0 | Residential | 13125.6+5591.482j | 0 | 0 | 0 | 0 | 0 | [24 empty] | 8101801 | no | no |  |  | no |  | 0 | 0 | 0 | 0 | 0 | 0 |  | 1 | 1 | 1 | 0 | 0 | 0
load_220340557 |  | node_1429093_878_15261021_3 |  | AN | 0 | Other | 0 | 0 | 0 | 0 | 0 | 0 | [24 empty] | 8101801 | no | no |  |  | no |  | 0 | 0 | 0 | 0 | 0 | 0 |  | 1 | 1 | 1 | 0 | 0 | 0
load_220340643 |  | node_1432170_862_15259410_034 |  | AN | 0 | Residential | 29044.8+12373.033j | 0 | 0 | 0 | 0 | 0 | [24 empty] | 8101801 | no | no |  |  | no |  | 0 | 0 | 0 | 0 | 0 | 0 |  | 1 | 1 | 1 | 0 | 0 | 0
load_220340644 |  | node_1432406_1_15259606 |  | AN | 0 | NonResidential | 3772.8+1607.206j | 0 | 0 | 0 | 0 | 0 | [24 empty] | 8101801 | no | no |  |  | no |  | 0 | 0 | 0 | 0 | 0 | 0 |  | 1 | 1 | 1 | 0 | 0 | 0
load_220340678 |  | node_1426475_519_15276158_277 |  | AN | 0 | Residential | 3873.6+1650.147j | 0 | 0 | 0 | 0 | 0 | [24 empty] | 8101801 | no | no |  |  | no |  | 0 | 0 | 0 | 0 | 0 | 0 |  | 1 | 1 | 1 | 0 | 0 | 0
load_220340679 |  | node_1426723_952_15277497_871 |  | AN | 0 | Residential | 3448.8+1469.183j | 0 | 0 | 0 | 0 | 0 | [24 empty] | 8101801 | no | no |  |  | no |  | 0 | 0 | 0 | 0 | 0 | 0 |  | 1 | 1 | 1 | 0 | 0 | 0
load_220340680 |  | node_1426128_951_15275467_977 |  | AN | 0 | Residential | 6069.6+2585.639j | 0 | 0 | 0 | 0 | 0 | [24 empty] | 8101801 | no | no |  |  | no |  | 0 | 0 | 0 | 0 | 0 | 0 |  | 1 | 1 | 1 | 0 | 0 | 0
load_220340681 |  | node_1426378_239_15275890_941 |  | AN | 0 | Residential | 1353.6+576.631j | 0 | 0 | 0 | 0 | 0 | [24 empty] | 8101801 | no | no |  |  | no |  | 0 | 0 | 0 | 0 | 0 | 0 |  | 1 | 1 | 1 | 0 | 0 | 0
load_220340708 |  | node_1430215_061_15261288_123 |  | AN | 0 | NonResidential | 8000+3407.986j | 0 | 0 | 0 | 0 | 0 | [24 empty] | 8101801 | no | no |  |  | no |  | 0 | 0 | 0 | 0 | 0 | 0 |  | 1 | 1 | 1 | 0 | 0 | 0
load_220340709 |  | node_1431913_142_15262970_226 |  | AN | 0 | Residential | 367.2+156.427j | 0 | 0 | 0 | 0 | 0 | [24 empty] | 8101801 | no | no |  |  | no |  | 0 | 0 | 0 | 0 | 0 | 0 |  | 1 | 1 | 1 | 0 | 0 | 0
load_220340710 |  | node_1432214_048_15263141_774 |  | AN | 0 | Residential | 8265.6+3521.131j | 0 | 0 | 0 | 0 | 0 | [24 empty] | 8101801 | no | no |  |  | no |  | 0 | 0 | 0 | 0 | 0 | 0 |  | 1 | 1 | 1 | 0 | 0 | 0
load_220340711 |  | node_1432983_716_15263722_119 |  | AN | 0 | Residential | 1742.4+742.259j | 0 | 0 | 0 | 0 | 0 | [24 empty] | 8101801 | no | no |  |  | no |  | 0 | 0 | 0 | 0 | 0 | 0 |  | 1 | 1 | 1 | 0 | 0 | 0
load_220340712 |  | node_1430573_857_15261591_034 |  | AN | 0 | NonResidential | 151.2+64.411j | 0 | 0 | 0 | 0 | 0 | [24 empty] | 8101801 | no | no |  |  | no |  | 0 | 0 | 0 | 0 | 0 | 0 |  | 1 | 1 | 1 | 0 | 0 | 0
load_220340713 |  | node_1430936_838_15262103_483 |  | AN | 0 | NonResidential | 252+107.352j | 0 | 0 | 0 | 0 | 0 | [24 empty] | 8101801 | no | no |  |  | no |  | 0 | 0 | 0 | 0 | 0 | 0 |  | 1 | 1 | 1 | 0 | 0 | 0
load_220340714 |  | node_1431443_798_15262710_69 |  | AN | 0 | NonResidential | 21.6+9.202j | 0 | 0 | 0 | 0 | 0 | [24 empty] | 8101801 | no | no |  |  | no |  | 0 | 0 | 0 | 0 | 0 | 0 |  | 1 | 1 | 1 | 0 | 0 | 0
load_220340742 |  | node_1434134_876_15267157_364 |  | AN | 0 | Residential | 8085.6+3444.451j | 0 | 0 | 0 | 0 | 0 | [24 empty] | 8101801 | no | no |  |  | no |  | 0 | 0 | 0 | 0 | 0 | 0 |  | 1 | 1 | 1 | 0 | 0 | 0
load_220340743 |  | node_1433508_032_15267475_779 |  | AN | 0 | Residential | 12348+5260.226j | 0 | 0 | 0 | 0 | 0 | [24 empty] | 8101801 | no | no |  |  | no |  | 0 | 0 | 0 | 0 | 0 | 0 |  | 1 | 1 | 1 | 0 | 0 | 0
load_220340754 |  | node_1432011_345_15270396_822 |  | AN | 0 | Residential | 24616.8+10486.713j | 0 | 0 | 0 | 0 | 0 | [24 empty] | 8101801 | no | no |  |  | no |  | 0 | 0 | 0 | 0 | 0 | 0 |  | 1 | 1 | 1 | 0 | 0 | 0
load_220340755 |  | node_1431109_203_15272473_86 |  | AN | 0 | Residential | 6566.4+2797.275j | 0 | 0 | 0 | 0 | 0 | [24 empty] | 8101801 | no | no |  |  | no |  | 0 | 0 | 0 | 0 | 0 | 0 |  | 1 | 1 | 1 | 0 | 0 | 0
load_220340756 |  | node_1431365_528_15271766_425 |  | AN | 0 | Residential | 13881.6+5913.537j | 0 | 0 | 0 | 0 | 0 | [24 empty] | 8101801 | no | no |  |  | no |  | 0 | 0 | 0 | 0 | 0 | 0 |  | 1 | 1 | 1 | 0 | 0 | 0
load_220340757 |  | node_1431880_549_15270894_039 |  | AN | 0 | Residential | 11174.4+4760.274j | 0 | 0 | 0 | 0 | 0 | [24 empty] | 8101801 | no | no |  |  | no |  | 0 | 0 | 0 | 0 | 0 | 0 |  | 1 | 1 | 1 | 0 | 0 | 0
load_220340768 |  | node_1432254_06_15272072_848 |  | AN | 0 | NonResidential | 4039.2+1720.692j | 0 | 0 | 0 | 0 | 0 | [24 empty] | 8101801 | no | no |  |  | no |  | 0 | 0 | 0 | 0 | 0 | 0 |  | 1 | 1 | 1 | 0 | 0 | 0
load_220340769 |  | node_1431798_723_15271871_962 |  | AN | 0 | Residential | 34120.8+14535.4j | 0 | 0 | 0 | 0 | 0 | [24 empty] | 8101801 | no | no |  |  | no |  | 0 | 0 | 0 | 0 | 0 | 0 |  | 1 | 1 | 1 | 0 | 0 | 0
load_220340837 |  | node_1434159_859_15266475_918 |  | AN | 0 | Residential | 2440.8+1039.776j | 0 | 0 | 0 | 0 | 0 | [24 empty] | 8101801 | no | no |  |  | no |  | 0 | 0 | 0 | 0 | 0 | 0 |  | 1 | 1 | 1 | 0 | 0 | 0
load_220340838 |  | node_1434188_449_15266182_759 |  | AN | 0 | Residential | 2196+935.492j | 0 | 0 | 0 | 0 | 0 | [24 empty] | 8101801 | no | no |  |  | no |  | 0 | 0 | 0 | 0 | 0 | 0 |  | 1 | 1 | 1 | 0 | 0 | 0
load_220340866 |  | node_1432808_075_15273287_607 |  | AN | 0 | Residential | 3866.4+1647.08j | 0 | 0 | 0 | 0 | 0 | [24 empty] | 8101801 | no | no |  |  | no |  | 0 | 0 | 0 | 0 | 0 | 0 |  | 1 | 1 | 1 | 0 | 0 | 0
load_220340867 |  | node_1433454_841_15273348_16 |  | AN | 0 | Residential | 4672.8+1990.604j | 0 | 0 | 0 | 0 | 0 | [24 empty] | 8101801 | no | no |  |  | no |  | 0 | 0 | 0 | 0 | 0 | 0 |  | 1 | 1 | 1 | 0 | 0 | 0
load_220341017 |  | node_1422871_463_15269233_583 |  | AN | 0 | Other | 0 | 0 | 0 | 0 | 0 | 0 | [24 empty] | 8101801 | no | no |  |  | no |  | 0 | 0 | 0 | 0 | 0 | 0 |  | 1 | 1 | 1 | 0 | 0 | 0
load_220341018 |  | node_1423492_656_15269110_846 |  | AN | 0 | Residential | 936+398.734j | 0 | 0 | 0 | 0 | 0 | [24 empty] | 8101801 | no | no |  |  | no |  | 0 | 0 | 0 | 0 | 0 | 0 |  | 1 | 1 | 1 | 0 | 0 | 0
load_220341019 |  | node_1423962_746_15269348_347 |  | AN | 0 | Residential | 144+61.344j | 0 | 0 | 0 | 0 | 0 | [24 empty] | 8101801 | no | no |  |  | no |  | 0 | 0 | 0 | 0 | 0 | 0 |  | 1 | 1 | 1 | 0 | 0 | 0
load_220341020 |  | node_1430542_473_15259792_226 |  | AN | 0 | Other | 0 | 0 | 0 | 0 | 0 | 0 | [24 empty] | 8101801 | no | no |  |  | no |  | 0 | 0 | 0 | 0 | 0 | 0 |  | 1 | 1 | 1 | 0 | 0 | 0
load_220341021 |  | node_1430896_069_15259511_428 |  | AN | 0 | NonResidential | 7.2+3.067j | 0 | 0 | 0 | 0 | 0 | [24 empty] | 8101801 | no | no |  |  | no |  | 0 | 0 | 0 | 0 | 0 | 0 |  | 1 | 1 | 1 | 0 | 0 | 0
load_220341022 |  | node_1431036_473_15259380_794 |  | AN | 0 | Residential | 10735.2+4573.176j | 0 | 0 | 0 | 0 | 0 | [24 empty] | 8101801 | no | no |  |  | no |  | 0 | 0 | 0 | 0 | 0 | 0 |  | 1 | 1 | 1 | 0 | 0 | 0
load_220341023 |  | node_1432021_63_15258340_515 |  | AN | 0 | Other | 0 | 0 | 0 | 0 | 0 | 0 | [24 empty] | 8101801 | no | no |  |  | no |  | 0 | 0 | 0 | 0 | 0 | 0 |  | 1 | 1 | 1 | 0 | 0 | 0
load_220341024 |  | node_1432231_531_15258223_251 |  | AN | 0 | NonResidential | 1137.6+484.616j | 0 | 0 | 0 | 0 | 0 | [24 empty] | 8101801 | no | no |  |  | no |  | 0 | 0 | 0 | 0 | 0 | 0 |  | 1 | 1 | 1 | 0 | 0 | 0
load_220341029 |  | node_1422932_451_15270559_569 |  | AN | 0 | NonResidential | 1000+425.998j | 0 | 0 | 0 | 0 | 0 | [24 empty] | 8101801 | no | no |  |  | no |  | 0 | 0 | 0 | 0 | 0 | 0 |  | 1 | 1 | 1 | 0 | 0 | 0
load_220341030 |  | node_1422550_11_15270754_784 |  | AN | 0 | NonResidential | 0 | 0 | 0 | 0 | 0 | 0 | [24 empty] | 8101801 | no | no |  |  | no |  | 0 | 0 | 0 | 0 | 0 | 0 |  | 1 | 1 | 1 | 0 | 0 | 0
load_220341031 |  | node_1434817_222_15255928_517 |  | AN | 0 | Other | 0 | 0 | 0 | 0 | 0 | 0 | [24 empty] | 8101801 | no | no |  |  | no |  | 0 | 0 | 0 | 0 | 0 | 0 |  | 1 | 1 | 1 | 0 | 0 | 0
load_220341039 |  | node_1423072_084_15275544_239 |  | AN | 0 | Other | 0 | 0 | 0 | 0 | 0 | 0 | [24 empty] | 8101801 | no | no |  |  | no |  | 0 | 0 | 0 | 0 | 0 | 0 |  | 1 | 1 | 1 | 0 | 0 | 0
load_220341040 |  | node_1423155_838_15275244_403 |  | AN | 0 | NonResidential | 14666.667+6247.974j | 0 | 0 | 0 | 0 | 0 | [24 empty] | 8101801 | no | no |  |  | no |  | 0 | 0 | 0 | 0 | 0 | 0 |  | 1 | 1 | 1 | 0 | 0 | 0
load_220341041 |  | node_1423152_878_15275270_71 |  | BN | 0 | NonResidential | 0 | 14666.667+6247.974j | 0 | 0 | 0 | 0 | [24 empty] | 8101801 | no | no |  |  | no |  | 0 | 0 | 0 | 0 | 0 | 0 |  | 1 | 1 | 1 | 0 | 0 | 0
load_220341042 |  | node_1423153_618_15275217_927 |  | CN | 0 | NonResidential | 0 | 0 | 14666.667+6247.974j | 0 | 0 | 0 | [24 empty] | 8101801 | no | no |  |  | no |  | 0 | 0 | 0 | 0 | 0 | 0 |  | 1 | 1 | 1 | 0 | 0 | 0
load_220341043 |  | node_1423362_508_15275104_06 |  | AN | 0 | NonResidential | 10000+4259.982j | 0 | 0 | 0 | 0 | 0 | [24 empty] | 8101801 | no | no |  |  | no |  | 0 | 0 | 0 | 0 | 0 | 0 |  | 1 | 1 | 1 | 0 | 0 | 0
load_220341044 |  | node_1423284_92_15274859_289 |  | AN | 0 | Residential | 29181.6+12431.31j | 0 | 0 | 0 | 0 | 0 | [24 empty] | 8101801 | no | no |  |  | no |  | 0 | 0 | 0 | 0 | 0 | 0 |  | 1 | 1 | 1 | 0 | 0 | 0
load_220341045 |  | node_1423121_146_15274714_042 |  | AN | 0 | Residential | 3924+1671.617j | 0 | 0 | 0 | 0 | 0 | [24 empty] | 8101801 | no | no |  |  | no |  | 0 | 0 | 0 | 0 | 0 | 0 |  | 1 | 1 | 1 | 0 | 0 | 0
load_220341046 |  | node_1423170_43_15274019_391 |  | AN | 0 | Residential | 21571.2+9189.293j | 0 | 0 | 0 | 0 | 0 | [24 empty] | 8101801 | no | no |  |  | no |  | 0 | 0 | 0 | 0 | 0 | 0 |  | 1 | 1 | 1 | 0 | 0 | 0
load_220341047 |  | node_1423304_388_15273454_796 |  | AN | 0 | Residential | 77896.8+33183.898j | 0 | 0 | 0 | 0 | 0 | [24 empty] | 8101801 | no | no |  |  | no |  | 0 | 0 | 0 | 0 | 0 | 0 |  | 1 | 1 | 1 | 0 | 0 | 0
load_220341049 |  | node_1424008_702_15272588_792 |  | AN | 0 | Residential | 3708+1579.601j | 0 | 0 | 0 | 0 | 0 | [24 empty] | 8101801 | no | no |  |  | no |  | 0 | 0 | 0 | 0 | 0 | 0 |  | 1 | 1 | 1 | 0 | 0 | 0
load_220341050 |  | node_1423612_41_15272335_675 |  | AN | 0 | Residential | 4939.2+2104.09j | 0 | 0 | 0 | 0 | 0 | [24 empty] | 8101801 | no | no |  |  | no |  | 0 | 0 | 0 | 0 | 0 | 0 |  | 1 | 1 | 1 | 0 | 0 | 0
load_220341051 |  | node_1423457_39_15271951_539 |  | AN | 0 | Other | 0 | 0 | 0 | 0 | 0 | 0 | [24 empty] | 8101801 | no | no |  |  | no |  | 0 | 0 | 0 | 0 | 0 | 0 |  | 1 | 1 | 1 | 0 | 0 | 0
load_220341053 |  | node_1423732_432_15271467_649 |  | AN | 0 | Residential | 11872.8+5057.792j | 0 | 0 | 0 | 0 | 0 | [24 empty] | 8101801 | no | no |  |  | no |  | 0 | 0 | 0 | 0 | 0 | 0 |  | 1 | 1 | 1 | 0 | 0 | 0
load_220341055 |  | node_1423885_176_15270843_338 |  | AN | 0 | Residential | 17193.6+7324.443j | 0 | 0 | 0 | 0 | 0 | [24 empty] | 8101801 | no | no |  |  | no |  | 0 | 0 | 0 | 0 | 0 | 0 |  | 1 | 1 | 1 | 0 | 0 | 0
load_220341056 |  | node_1424082_603_15270253_456 |  | AN | 0 | NonResidential | 8000+3407.986j | 0 | 0 | 0 | 0 | 0 | [24 empty] | 8101801 | no | no |  |  | no |  | 0 | 0 | 0 | 0 | 0 | 0 |  | 1 | 1 | 1 | 0 | 0 | 0
load_220341057 |  | node_1424076_871_15270278_906 |  | BN | 0 | NonResidential | 0 | 8000+3407.986j | 0 | 0 | 0 | 0 | [24 empty] | 8101801 | no | no |  |  | no |  | 0 | 0 | 0 | 0 | 0 | 0 |  | 1 | 1 | 1 | 0 | 0 | 0
load_220341058 |  | node_1424083_222_15270226_847 |  | CN | 0 | Residential | 0 | 0 | 44162.4+18813.104j | 0 | 0 | 0 | [24 empty] | 8101801 | no | no |  |  | no |  | 0 | 0 | 0 | 0 | 0 | 0 |  | 1 | 1 | 1 | 0 | 0 | 0
load_220341059 |  | node_1424158_016_15269735_887 |  | AN | 0 | Residential | 122551.2+52206.593j | 0 | 0 | 0 | 0 | 0 | [24 empty] | 8101801 | no | no |  |  | no |  | 0 | 0 | 0 | 0 | 0 | 0 |  | 1 | 1 | 1 | 0 | 0 | 0
load_220341060 |  | node_1424180_716_15269157_114 |  | AN | 0 | NonResidential | 2066.4+880.283j | 0 | 0 | 0 | 0 | 0 | [24 empty] | 8101801 | no | no |  |  | no |  | 0 | 0 | 0 | 0 | 0 | 0 |  | 1 | 1 | 1 | 0 | 0 | 0
load_220341061 |  | node_1424186_835_15269131_829 |  | AN | 0 | NonResidential | 2066.4+880.283j | 0 | 0 | 0 | 0 | 0 | [24 empty] | 8101801 | no | no |  |  | no |  | 0 | 0 | 0 | 0 | 0 | 0 |  | 1 | 1 | 1 | 0 | 0 | 0
load_220341062 |  | node_1424362_608_15268612_011 |  | AN | 0 | NonResidential | 1000+425.998j | 0 | 0 | 0 | 0 | 0 | [24 empty] | 8101801 | no | no |  |  | no |  | 0 | 0 | 0 | 0 | 0 | 0 |  | 1 | 1 | 1 | 0 | 0 | 0
load_220341063 |  | node_1424513_658_15267999_083 |  | AN | 0 | NonResidential | 8625.6+3674.49j | 0 | 0 | 0 | 0 | 0 | [24 empty] | 8101801 | no | no |  |  | no |  | 0 | 0 | 0 | 0 | 0 | 0 |  | 1 | 1 | 1 | 0 | 0 | 0
load_220341064 |  | node_1424683_671_15267287_461 |  | AN | 0 | Residential | 35604+15167.24j | 0 | 0 | 0 | 0 | 0 | [24 empty] | 8101801 | no | no |  |  | no |  | 0 | 0 | 0 | 0 | 0 | 0 |  | 1 | 1 | 1 | 0 | 0 | 0
load_220341065 |  | node_1424838_28_15266913_755 |  | AN | 0 | Residential | 74649.6+31800.596j | 0 | 0 | 0 | 0 | 0 | [24 empty] | 8101801 | no | no |  |  | no |  | 0 | 0 | 0 | 0 | 0 | 0 |  | 1 | 1 | 1 | 0 | 0 | 0
load_220341071 |  | node_1425054_524_15266470_847 |  | AN | 0 | Residential | 155023.2+66039.607j | 0 | 0 | 0 | 0 | 0 | [24 empty] | 8101801 | no | no |  |  | no |  | 0 | 0 | 0 | 0 | 0 | 0 |  | 1 | 1 | 1 | 0 | 0 | 0
load_220341073 |  | node_1425477_359_15265643_443 |  | AN | 0 | Residential | 64893.6+27644.558j | 0 | 0 | 0 | 0 | 0 | [24 empty] | 8101801 | no | no |  |  | no |  | 0 | 0 | 0 | 0 | 0 | 0 |  | 1 | 1 | 1 | 0 | 0 | 0
load_220341074 |  | node_1425316_14_15265438_212 |  | AN | 0 | Residential | 5436+2315.726j | 0 | 0 | 0 | 0 | 0 | [24 empty] | 8101801 | no | no |  |  | no |  | 0 | 0 | 0 | 0 | 0 | 0 |  | 1 | 1 | 1 | 0 | 0 | 0
load_220341075 |  | node_1425733_505_15265149_428 |  | AN | 0 | Residential | 57492+24491.489j | 0 | 0 | 0 | 0 | 0 | [24 empty] | 8101801 | no | no |  |  | no |  | 0 | 0 | 0 | 0 | 0 | 0 |  | 1 | 1 | 1 | 0 | 0 | 0
load_220341079 |  | node_1426310_276_15264269_54 |  | AN | 0 | Residential | 9979.2+4251.121j | 0 | 0 | 0 | 0 | 0 | [24 empty] | 8101801 | no | no |  |  | no |  | 0 | 0 | 0 | 0 | 0 | 0 |  | 1 | 1 | 1 | 0 | 0 | 0
load_220341080 |  | node_1426840_4_15263875_727 |  | AN | 0 | NonResidential | 3744+1594.937j | 0 | 0 | 0 | 0 | 0 | [24 empty] | 8101801 | no | no |  |  | no |  | 0 | 0 | 0 | 0 | 0 | 0 |  | 1 | 1 | 1 | 0 | 0 | 0
load_220341081 |  | node_1427416_799_15263188_916 |  | AN | 0 | Residential | 14702.4+6263.196j | 0 | 0 | 0 | 0 | 0 | [24 empty] | 8101801 | no | no |  |  | no |  | 0 | 0 | 0 | 0 | 0 | 0 |  | 1 | 1 | 1 | 0 | 0 | 0
load_220341082 |  | node_1427838_999_15262842_292 |  | AN | 0 | Residential | 6883.2+2932.231j | 0 | 0 | 0 | 0 | 0 | [24 empty] | 8101801 | no | no |  |  | no |  | 0 | 0 | 0 | 0 | 0 | 0 |  | 1 | 1 | 1 | 0 | 0 | 0
load_220341083 |  | node_1428618_634_15262273_61 |  | AN | 0 | Other | 0 | 0 | 0 | 0 | 0 | 0 | [24 empty] | 8101801 | no | no |  |  | no |  | 0 | 0 | 0 | 0 | 0 | 0 |  | 1 | 1 | 1 | 0 | 0 | 0
load_220341085 |  | node_1429546_556_15261764_182 |  | AN | 0 | Residential | 13910.4+5925.806j | 0 | 0 | 0 | 0 | 0 | [24 empty] | 8101801 | no | no |  |  | no |  | 0 | 0 | 0 | 0 | 0 | 0 |  | 1 | 1 | 1 | 0 | 0 | 0
load_220341086 |  | node_1430325_484_15261124_118 |  | AN | 0 | NonResidential | 12000+5111.979j | 0 | 0 | 0 | 0 | 0 | [24 empty] | 8101801 | no | no |  |  | no |  | 0 | 0 | 0 | 0 | 0 | 0 |  | 1 | 1 | 1 | 0 | 0 | 0
load_220341088 |  | node_1432487_083_15258812_372 |  | AN | 0 | Residential | 66304.8+28245.727j | 0 | 0 | 0 | 0 | 0 | [24 empty] | 8101801 | no | no |  |  | no |  | 0 | 0 | 0 | 0 | 0 | 0 |  | 1 | 1 | 1 | 0 | 0 | 0
load_220341089 |  | node_1432647_312_15258689_441 |  | AN | 0 | Residential | 13269.6+5652.826j | 0 | 0 | 0 | 0 | 0 | [24 empty] | 8101801 | no | no |  |  | no |  | 0 | 0 | 0 | 0 | 0 | 0 |  | 1 | 1 | 1 | 0 | 0 | 0
load_220341090 |  | node_1432836_614_15258294_326 |  | AN | 0 | Residential | 95097.6+40511.408j | 0 | 0 | 0 | 0 | 0 | [24 empty] | 8101801 | no | no |  |  | no |  | 0 | 0 | 0 | 0 | 0 | 0 |  | 1 | 1 | 1 | 0 | 0 | 0
load_220341092 |  | node_1432988_189_15258061_395 |  | AN | 0 | NonResidential | 136.8+58.277j | 0 | 0 | 0 | 0 | 0 | [24 empty] | 8101801 | no | no |  |  | no |  | 0 | 0 | 0 | 0 | 0 | 0 |  | 1 | 1 | 1 | 0 | 0 | 0
load_220341093 |  | node_1433230_01_15257704_523 |  | AN | 0 | Residential | 78213.6+33318.854j | 0 | 0 | 0 | 0 | 0 | [24 empty] | 8101801 | no | no |  |  | no |  | 0 | 0 | 0 | 0 | 0 | 0 |  | 1 | 1 | 1 | 0 | 0 | 0
load_220341094 |  | node_1433519_374_15257270_712 |  | AN | 0 | Residential | 568.8+242.308j | 0 | 0 | 0 | 0 | 0 | [24 empty] | 8101801 | no | no |  |  | no |  | 0 | 0 | 0 | 0 | 0 | 0 |  | 1 | 1 | 1 | 0 | 0 | 0
load_220341095 |  | node_1433770_048_15256896_174 |  | AN | 0 | Residential | 8280+3527.265j | 0 | 0 | 0 | 0 | 0 | [24 empty] | 8101801 | no | no |  |  | no |  | 0 | 0 | 0 | 0 | 0 | 0 |  | 1 | 1 | 1 | 0 | 0 | 0
load_220341096 |  | node_1434331_72_15256841_521 |  | AN | 0 | Residential | 60163.2+25629.416j | 0 | 0 | 0 | 0 | 0 | [24 empty] | 8101801 | no | no |  |  | no |  | 0 | 0 | 0 | 0 | 0 | 0 |  | 1 | 1 | 1 | 0 | 0 | 0
load_220341098 |  | node_1434108_715_15256452_842 |  | AN | 0 | Residential | 56397.6+24025.277j | 0 | 0 | 0 | 0 | 0 | [24 empty] | 8101801 | no | no |  |  | no |  | 0 | 0 | 0 | 0 | 0 | 0 |  | 1 | 1 | 1 | 0 | 0 | 0
load_220341099 |  | node_1434604_252_15256456_32 |  | AN | 0 | Residential | 16408.8+6990.12j | 0 | 0 | 0 | 0 | 0 | [24 empty] | 8101801 | no | no |  |  | no |  | 0 | 0 | 0 | 0 | 0 | 0 |  | 1 | 1 | 1 | 0 | 0 | 0
load_220341100 |  | node_1434793_477_15256532_551 |  | AN | 0 | Residential | 21852+9308.913j | 0 | 0 | 0 | 0 | 0 | [24 empty] | 8101801 | no | no |  |  | no |  | 0 | 0 | 0 | 0 | 0 | 0 |  | 1 | 1 | 1 | 0 | 0 | 0
load_220341101 |  | node_1434211_609_15256220_914 |  | AN | 0 | Residential | 13680+5827.656j | 0 | 0 | 0 | 0 | 0 | [24 empty] | 8101801 | no | no |  |  | no |  | 0 | 0 | 0 | 0 | 0 | 0 |  | 1 | 1 | 1 | 0 | 0 | 0
load_220341102 |  | node_1434443_721_15255958_491 |  | AN | 0 | Residential | 49262.4+20985.695j | 0 | 0 | 0 | 0 | 0 | [24 empty] | 8101801 | no | no |  |  | no |  | 0 | 0 | 0 | 0 | 0 | 0 |  | 1 | 1 | 1 | 0 | 0 | 0
load_220341103 |  | node_1434704_258_15255693_598 |  | AN | 0 | Residential | 4435.2+1889.387j | 0 | 0 | 0 | 0 | 0 | [24 empty] | 8101801 | no | no |  |  | no |  | 0 | 0 | 0 | 0 | 0 | 0 |  | 1 | 1 | 1 | 0 | 0 | 0
load_220341104 |  | node_1434849_054_15255470_971 |  | AN | 0 | Residential | 79243.2+33757.462j | 0 | 0 | 0 | 0 | 0 | [24 empty] | 8101801 | no | no |  |  | no |  | 0 | 0 | 0 | 0 | 0 | 0 |  | 1 | 1 | 1 | 0 | 0 | 0
load_220341171 |  | node_1424504_159_15269895_888 |  | AN | 0 | Residential | 10519.2+4481.16j | 0 | 0 | 0 | 0 | 0 | [24 empty] | 8101801 | no | no |  |  | no |  | 0 | 0 | 0 | 0 | 0 | 0 |  | 1 | 1 | 1 | 0 | 0 | 0
load_220341172 |  | node_1425201_792_15270173_255 |  | AN | 0 | Other | 0 | 0 | 0 | 0 | 0 | 0 | [24 empty] | 8101801 | no | no |  |  | no |  | 0 | 0 | 0 | 0 | 0 | 0 |  | 1 | 1 | 1 | 0 | 0 | 0
load_220341173 |  | node_1425195_311_15270173_075 |  | BN | 0 | Other | 0 | 0 | 0 | 0 | 0 | 0 | [24 empty] | 8101801 | no | no |  |  | no |  | 0 | 0 | 0 | 0 | 0 | 0 |  | 1 | 1 | 1 | 0 | 0 | 0
load_220341174 |  | node_1425209_112_15270174_715 |  | CN | 0 | Other | 0 | 0 | 0 | 0 | 0 | 0 | [24 empty] | 8101801 | no | no |  |  | no |  | 0 | 0 | 0 | 0 | 0 | 0 |  | 1 | 1 | 1 | 0 | 0 | 0
load_220341175 |  | node_1425262_22_15270058_691 |  | AN | 0 | NonResidential | 7333.333+3123.987j | 0 | 0 | 0 | 0 | 0 | [24 empty] | 8101801 | no | no |  |  | no |  | 0 | 0 | 0 | 0 | 0 | 0 |  | 1 | 1 | 1 | 0 | 0 | 0
load_220341176 |  | node_1425272_22_15270058_459 |  | BN | 0 | NonResidential | 0 | 7333.333+3123.987j | 0 | 0 | 0 | 0 | [24 empty] | 8101801 | no | no |  |  | no |  | 0 | 0 | 0 | 0 | 0 | 0 |  | 1 | 1 | 1 | 0 | 0 | 0
load_220341177 |  | node_1425252_9_15270059_368 |  | CN | 0 | NonResidential | 0 | 0 | 7333.333+3123.987j | 0 | 0 | 0 | [24 empty] | 8101801 | no | no |  |  | no |  | 0 | 0 | 0 | 0 | 0 | 0 |  | 1 | 1 | 1 | 0 | 0 | 0
load_220341178 |  | node_1424758_771_15270363_949 |  | AN | 0 | Residential | 0 | 0 | 0 | 0 | 0 | 0 | [24 empty] | 8101801 | no | no |  |  | no |  | 0 | 0 | 0 | 0 | 0 | 0 |  | 1 | 1 | 1 | 0 | 0 | 0
load_220341179 |  | node_1424569_266_15270567_104 |  | AN | 0 | NonResidential | 18000+7667.968j | 0 | 0 | 0 | 0 | 0 | [24 empty] | 8101801 | no | no |  |  | no |  | 0 | 0 | 0 | 0 | 0 | 0 |  | 1 | 1 | 1 | 0 | 0 | 0
load_220341180 |  | node_1425061_636_15265286_265 |  | AN | 0 | Residential | 4053.6+1726.826j | 0 | 0 | 0 | 0 | 0 | [24 empty] | 8101801 | no | no |  |  | no |  | 0 | 0 | 0 | 0 | 0 | 0 |  | 1 | 1 | 1 | 0 | 0 | 0
load_220341182 |  | node_1425724_498_15266465_55 |  | AN | 0 | Residential | 17618.4+7505.407j | 0 | 0 | 0 | 0 | 0 | [24 empty] | 8101801 | no | no |  |  | no |  | 0 | 0 | 0 | 0 | 0 | 0 |  | 1 | 1 | 1 | 0 | 0 | 0
load_220341183 |  | node_1425774_337_15266642_023 |  | AN | 0 | Residential | 11296.8+4812.417j | 0 | 0 | 0 | 0 | 0 | [24 empty] | 8101801 | no | no |  |  | no |  | 0 | 0 | 0 | 0 | 0 | 0 |  | 1 | 1 | 1 | 0 | 0 | 0
load_220341184 |  | node_1427010_693_15263858_442 |  | AN | 0 | Residential | 9223.2+3929.067j | 0 | 0 | 0 | 0 | 0 | [24 empty] | 8101801 | no | no |  |  | no |  | 0 | 0 | 0 | 0 | 0 | 0 |  | 1 | 1 | 1 | 0 | 0 | 0
load_220341185 |  | node_1426826_375_15264222_429 |  | AN | 0 | Residential | 11052+4708.132j | 0 | 0 | 0 | 0 | 0 | [24 empty] | 8101801 | no | no |  |  | no |  | 0 | 0 | 0 | 0 | 0 | 0 |  | 1 | 1 | 1 | 0 | 0 | 0
load_220341186 |  | node_1426648_499_15264569_412 |  | AN | 0 | Residential | 12808.8+5456.526j | 0 | 0 | 0 | 0 | 0 | [24 empty] | 8101801 | no | no |  |  | no |  | 0 | 0 | 0 | 0 | 0 | 0 |  | 1 | 1 | 1 | 0 | 0 | 0
load_220341187 |  | node_1426632_513_15264751_247 |  | AN | 0 | Residential | 35157.6+14977.075j | 0 | 0 | 0 | 0 | 0 | [24 empty] | 8101801 | no | no |  |  | no |  | 0 | 0 | 0 | 0 | 0 | 0 |  | 1 | 1 | 1 | 0 | 0 | 0
load_220341188 |  | node_1426300_214_15265266_723 |  | AN | 0 | Residential | 7812+3327.898j | 0 | 0 | 0 | 0 | 0 | [24 empty] | 8101801 | no | no |  |  | no |  | 0 | 0 | 0 | 0 | 0 | 0 |  | 1 | 1 | 1 | 0 | 0 | 0
load_220341189 |  | node_1426219_418_15265569_908 |  | AN | 0 | Residential | 6220.8+2650.05j | 0 | 0 | 0 | 0 | 0 | [24 empty] | 8101801 | no | no |  |  | no |  | 0 | 0 | 0 | 0 | 0 | 0 |  | 1 | 1 | 1 | 0 | 0 | 0
load_220341190 |  | node_1425971_146_15265912_443 |  | AN | 0 | Residential | 24933.6+10621.669j | 0 | 0 | 0 | 0 | 0 | [24 empty] | 8101801 | no | no |  |  | no |  | 0 | 0 | 0 | 0 | 0 | 0 |  | 1 | 1 | 1 | 0 | 0 | 0
load_220341192 |  | node_1433647_137_15257735_456 |  | AN | 0 | Residential | 15300+6517.773j | 0 | 0 | 0 | 0 | 0 | [24 empty] | 8101801 | no | no |  |  | no |  | 0 | 0 | 0 | 0 | 0 | 0 |  | 1 | 1 | 1 | 0 | 0 | 0
load_220341193 |  | node_1436431_252_15259338_308 |  | AN | 0 | Residential | 15336+6533.109j | 0 | 0 | 0 | 0 | 0 | [24 empty] | 8101801 | no | no |  |  | no |  | 0 | 0 | 0 | 0 | 0 | 0 |  | 1 | 1 | 1 | 0 | 0 | 0
load_220341194 |  | node_1436779_928_15259334_516 |  | AN | 0 | Residential | 3117.6+1328.092j | 0 | 0 | 0 | 0 | 0 | [24 empty] | 8101801 | no | no |  |  | no |  | 0 | 0 | 0 | 0 | 0 | 0 |  | 1 | 1 | 1 | 0 | 0 | 0
load_220341195 |  | node_1436985_197_15259326_129 |  | AN | 0 | Residential | 3931.2+1674.684j | 0 | 0 | 0 | 0 | 0 | [24 empty] | 8101801 | no | no |  |  | no |  | 0 | 0 | 0 | 0 | 0 | 0 |  | 1 | 1 | 1 | 0 | 0 | 0
load_220341196 |  | node_1437169_142_15259323_113 |  | AN | 0 | Residential | 39124.8+16667.095j | 0 | 0 | 0 | 0 | 0 | [24 empty] | 8101801 | no | no |  |  | no |  | 0 | 0 | 0 | 0 | 0 | 0 |  | 1 | 1 | 1 | 0 | 0 | 0
load_220341197 |  | node_1437334_577_15259321_071 |  | AN | 0 | Residential | 2851.2+1214.606j | 0 | 0 | 0 | 0 | 0 | [24 empty] | 8101801 | no | no |  |  | no |  | 0 | 0 | 0 | 0 | 0 | 0 |  | 1 | 1 | 1 | 0 | 0 | 0
load_220341198 |  | node_1437529_011_15259239_328 |  | AN | 0 | Residential | 4204.8+1791.237j | 0 | 0 | 0 | 0 | 0 | [24 empty] | 8101801 | no | no |  |  | no |  | 0 | 0 | 0 | 0 | 0 | 0 |  | 1 | 1 | 1 | 0 | 0 | 0
load_220341199 |  | node_1437906_939_15259215_183 |  | AN | 0 | Other | 0 | 0 | 0 | 0 | 0 | 0 | [24 empty] | 8101801 | no | no |  |  | no |  | 0 | 0 | 0 | 0 | 0 | 0 |  | 1 | 1 | 1 | 0 | 0 | 0
load_220341200 |  | node_1438555_667_15259479_576 |  | AN | 0 | Residential | 3880.8+1653.214j | 0 | 0 | 0 | 0 | 0 | [24 empty] | 8101801 | no | no |  |  | no |  | 0 | 0 | 0 | 0 | 0 | 0 |  | 1 | 1 | 1 | 0 | 0 | 0
load_220341201 |  | node_1433804_263_15257858_804 |  | AN | 0 | Residential | 2570.4+1094.986j | 0 | 0 | 0 | 0 | 0 | [24 empty] | 8101801 | no | no |  |  | no |  | 0 | 0 | 0 | 0 | 0 | 0 |  | 1 | 1 | 1 | 0 | 0 | 0
load_220341202 |  | node_1434208_417_15258191_271 |  | AN | 0 | NonResidential | 115.2+49.075j | 0 | 0 | 0 | 0 | 0 | [24 empty] | 8101801 | no | no |  |  | no |  | 0 | 0 | 0 | 0 | 0 | 0 |  | 1 | 1 | 1 | 0 | 0 | 0
load_220341203 |  | node_1434335_293_15258418_523 |  | AN | 0 | Residential | 6177.6+2631.647j | 0 | 0 | 0 | 0 | 0 | [24 empty] | 8101801 | no | no |  |  | no |  | 0 | 0 | 0 | 0 | 0 | 0 |  | 1 | 1 | 1 | 0 | 0 | 0
load_220341204 |  | node_1434636_259_15258436_839 |  | AN | 0 | Residential | 8056.8+3432.182j | 0 | 0 | 0 | 0 | 0 | [24 empty] | 8101801 | no | no |  |  | no |  | 0 | 0 | 0 | 0 | 0 | 0 |  | 1 | 1 | 1 | 0 | 0 | 0
load_220341205 |  | node_1434938_507_15258873_548 |  | AN | 0 | Other | 0 | 0 | 0 | 0 | 0 | 0 | [24 empty] | 8101801 | no | no |  |  | no |  | 0 | 0 | 0 | 0 | 0 | 0 |  | 1 | 1 | 1 | 0 | 0 | 0
load_220341206 |  | node_1435583_371_15259017_767 |  | AN | 0 | Residential | 8150.4+3472.056j | 0 | 0 | 0 | 0 | 0 | [24 empty] | 8101801 | no | no |  |  | no |  | 0 | 0 | 0 | 0 | 0 | 0 |  | 1 | 1 | 1 | 0 | 0 | 0
load_220341207 |  | node_1436107_394_15259425_338 |  | AN | 0 | Residential | 31284+13326.928j | 0 | 0 | 0 | 0 | 0 | [24 empty] | 8101801 | no | no |  |  | no |  | 0 | 0 | 0 | 0 | 0 | 0 |  | 1 | 1 | 1 | 0 | 0 | 0
load_220350686 |  | node_1435748_187_15271799_12 |  | AN | 0 | Residential | 4543.2+1935.395j | 0 | 0 | 0 | 0 | 0 | [24 empty] | 8101801 | no | no |  |  | no |  | 0 | 0 | 0 | 0 | 0 | 0 |  | 1 | 1 | 1 | 0 | 0 | 0
load_220350687 |  | node_1436506_843_15271825_062 |  | AN | 0 | Residential | 3614.4+1539.728j | 0 | 0 | 0 | 0 | 0 | [24 empty] | 8101801 | no | no |  |  | no |  | 0 | 0 | 0 | 0 | 0 | 0 |  | 1 | 1 | 1 | 0 | 0 | 0
load_220350688 |  | node_1435159_121_15271566_771 |  | AN | 0 | Residential | 468+199.367j | 0 | 0 | 0 | 0 | 0 | [24 empty] | 8101801 | no | no |  |  | no |  | 0 | 0 | 0 | 0 | 0 | 0 |  | 1 | 1 | 1 | 0 | 0 | 0
load_220350689 |  | node_1435652_679_15269218_497 |  | AN | 0 | Residential | 3189.6+1358.764j | 0 | 0 | 0 | 0 | 0 | [24 empty] | 8101801 | no | no |  |  | no |  | 0 | 0 | 0 | 0 | 0 | 0 |  | 1 | 1 | 1 | 0 | 0 | 0
load_220351597 |  | node_1439139_557_15258985_931 |  | AN | 0 | Residential | 23061.6+9824.2j | 0 | 0 | 0 | 0 | 0 | [24 empty] | 8101801 | no | no |  |  | no |  | 0 | 0 | 0 | 0 | 0 | 0 |  | 1 | 1 | 1 | 0 | 0 | 0
load_220351598 |  | node_1439512_423_15258618_128 |  | AN | 0 | Residential | 27115.2+11551.027j | 0 | 0 | 0 | 0 | 0 | [24 empty] | 8101801 | no | no |  |  | no |  | 0 | 0 | 0 | 0 | 0 | 0 |  | 1 | 1 | 1 | 0 | 0 | 0
load_220351599 |  | node_1439458_989_15258110_364 |  | AN | 0 | Residential | 14428.8+6146.643j | 0 | 0 | 0 | 0 | 0 | [24 empty] | 8101801 | no | no |  |  | no |  | 0 | 0 | 0 | 0 | 0 | 0 |  | 1 | 1 | 1 | 0 | 0 | 0
load_220351600 |  | node_1439728_585_15257480_133 |  | AN | 0 | Residential | 2628+1119.523j | 0 | 0 | 0 | 0 | 0 | [24 empty] | 8101801 | no | no |  |  | no |  | 0 | 0 | 0 | 0 | 0 | 0 |  | 1 | 1 | 1 | 0 | 0 | 0
load_220351601 |  | node_1440113_109_15257534_264 |  | AN | 0 | Residential | 8762.4+3732.767j | 0 | 0 | 0 | 0 | 0 | [24 empty] | 8101801 | no | no |  |  | no |  | 0 | 0 | 0 | 0 | 0 | 0 |  | 1 | 1 | 1 | 0 | 0 | 0
load_220351602 |  | node_1439938_322_15257182_336 |  | AN | 0 | Residential | 1756.8+748.394j | 0 | 0 | 0 | 0 | 0 | [24 empty] | 8101801 | no | no |  |  | no |  | 0 | 0 | 0 | 0 | 0 | 0 |  | 1 | 1 | 1 | 0 | 0 | 0
load_220351603 |  | node_1439757_241_15256641_068 |  | AN | 0 | Residential | 6746.4+2873.954j | 0 | 0 | 0 | 0 | 0 | [24 empty] | 8101801 | no | no |  |  | no |  | 0 | 0 | 0 | 0 | 0 | 0 |  | 1 | 1 | 1 | 0 | 0 | 0
load_220351604 |  | node_1439587_621_15256153_481 |  | AN | 0 | Residential | 3988.8+1699.222j | 0 | 0 | 0 | 0 | 0 | [24 empty] | 8101801 | no | no |  |  | no |  | 0 | 0 | 0 | 0 | 0 | 0 |  | 1 | 1 | 1 | 0 | 0 | 0
load_220351605 |  | node_1439363_373_15255314_915 |  | AN | 0 | Residential | 424.8+180.964j | 0 | 0 | 0 | 0 | 0 | [24 empty] | 8101801 | no | no |  |  | no |  | 0 | 0 | 0 | 0 | 0 | 0 |  | 1 | 1 | 1 | 0 | 0 | 0
load_220423773 |  | node_1430020_408_15259242_532 |  | AN | 0 | Residential | 20678.4+8808.962j | 0 | 0 | 0 | 0 | 0 | [24 empty] | 8101801 | no | no |  |  | no |  | 0 | 0 | 0 | 0 | 0 | 0 |  | 1 | 1 | 1 | 0 | 0 | 0
load_220431745 |  | node_1425618_712_15268798_199 |  | AN | 0 | Residential | 13348.8+5686.565j | 0 | 0 | 0 | 0 | 0 | [24 empty] | 8101801 | no | no |  |  | no |  | 0 | 0 | 0 | 0 | 0 | 0 |  | 1 | 1 | 1 | 0 | 0 | 0
load_220432919 |  | node_1417080_615_15272072_853 |  | AN | 0 | Residential | 11116.8+4735.737j | 0 | 0 | 0 | 0 | 0 | [24 empty] | 8101801 | no | no |  |  | no |  | 0 | 0 | 0 | 0 | 0 | 0 |  | 1 | 1 | 1 | 0 | 0 | 0
load_220436769 |  | node_1430731_725_15260750_842 |  | AN | 0 | NonResidential | 2666.667+1135.995j | 0 | 0 | 0 | 0 | 0 | [24 empty] | 8101801 | no | no |  |  | no |  | 0 | 0 | 0 | 0 | 0 | 0 |  | 1 | 1 | 1 | 0 | 0 | 0
load_220439403 |  | node_1430715_807_15260766_647 |  | BN | 0 | NonResidential | 0 | 2666.667+1135.995j | 0 | 0 | 0 | 0 | [24 empty] | 8101801 | no | no |  |  | no |  | 0 | 0 | 0 | 0 | 0 | 0 |  | 1 | 1 | 1 | 0 | 0 | 0
load_220439404 |  | node_1430703_504_15260787_46 |  | CN | 0 | NonResidential | 0 | 0 | 2666.667+1135.995j | 0 | 0 | 0 | [24 empty] | 8101801 | no | no |  |  | no |  | 0 | 0 | 0 | 0 | 0 | 0 |  | 1 | 1 | 1 | 0 | 0 | 0
load_220440843 |  | node_1424102_556_15261448_045 |  | AN | 0 | Residential | 14191.2+6045.426j | 0 | 0 | 0 | 0 | 0 | [24 empty] | 8101801 | no | no |  |  | no |  | 0 | 0 | 0 | 0 | 0 | 0 |  | 1 | 1 | 1 | 0 | 0 | 0
load_220473680 |  | node_1439544_496_15257541_472 |  | AN | 0 | Residential | 6444+2745.133j | 0 | 0 | 0 | 0 | 0 | [24 empty] | 8101801 | no | no |  |  | no |  | 0 | 0 | 0 | 0 | 0 | 0 |  | 1 | 1 | 1 | 0 | 0 | 0
load_220522132 |  | node_1417605_359_15267790_845 |  | AN | 0 | Residential | 6566.4+2797.275j | 0 | 0 | 0 | 0 | 0 | [24 empty] | 8101801 | no | no |  |  | no |  | 0 | 0 | 0 | 0 | 0 | 0 |  | 1 | 1 | 1 | 0 | 0 | 0
load_220522963 |  | node_1427225_131_15273663_781 |  | AN | 0 | Residential | 10245.6+4364.607j | 0 | 0 | 0 | 0 | 0 | [24 empty] | 8101801 | no | no |  |  | no |  | 0 | 0 | 0 | 0 | 0 | 0 |  | 1 | 1 | 1 | 0 | 0 | 0
load_220527046 |  | node_1428608_596_15263494_848 |  | ABCN | 0 | NonResidential | 45000+19169.92j | 45000+19169.92j | 45000+19169.92j | 0 | 0 | 0 | [24 empty] | 8101801 | no | no |  |  | no |  | 0 | 0 | 0 | 0 | 0 | 0 |  | 1 | 1 | 1 | 0 | 0 | 0
load_220530079 |  | node_1421623_443_15264780_492 |  | ABCN | 0 | NonResidential | 14666.667+6247.974j | 14666.667+6247.974j | 14666.667+6247.974j | 0 | 0 | 0 | [24 empty] | 8101801 | no | no |  |  | no |  | 0 | 0 | 0 | 0 | 0 | 0 |  | 1 | 1 | 1 | 0 | 0 | 0
load_220530277 |  | node_1435937_331_15256896_086 |  | AN | 0 | NonResidential | 936+398.734j | 0 | 0 | 0 | 0 | 0 | [24 empty] | 8101801 | no | no |  |  | no |  | 0 | 0 | 0 | 0 | 0 | 0 |  | 1 | 1 | 1 | 0 | 0 | 0
load_220533878 |  | node_1428003_631_15257636_422 |  | AN | 0 | Residential | 74138.4+31582.826j | 0 | 0 | 0 | 0 | 0 | [24 empty] | 8101801 | no | no |  |  | no |  | 0 | 0 | 0 | 0 | 0 | 0 |  | 1 | 1 | 1 | 0 | 0 | 0
load_220536274 |  | node_1421860_663_15265365_863 |  | AN | 0 | Other | 0 | 0 | 0 | 0 | 0 | 0 | [24 empty] | 8101801 | no | no |  |  | no |  | 0 | 0 | 0 | 0 | 0 | 0 |  | 1 | 1 | 1 | 0 | 0 | 0
load_220543314 |  | node_1423804_71_15271167_797 |  | AN | 0 | NonResidential | 14000+5963.975j | 0 | 0 | 0 | 0 | 0 | [24 empty] | 8101801 | no | no |  |  | no |  | 0 | 0 | 0 | 0 | 0 | 0 |  | 1 | 1 | 1 | 0 | 0 | 0
load_220543726 |  | node_1417861_933_15265548_593 |  | AN | 0 | Other | 0 | 0 | 0 | 0 | 0 | 0 | [24 empty] | 8101801 | no | no |  |  | no |  | 0 | 0 | 0 | 0 | 0 | 0 |  | 1 | 1 | 1 | 0 | 0 | 0
load_220551478 |  | node_1425409_496_15267757_504 |  | AN | 0 | Residential | 4881.6+2079.553j | 0 | 0 | 0 | 0 | 0 | [24 empty] | 8101801 | no | no |  |  | no |  | 0 | 0 | 0 | 0 | 0 | 0 |  | 1 | 1 | 1 | 0 | 0 | 0
load_220558345 |  | node_1435023_166_15266020_641 |  | AN | 0 | Residential | 3024+1288.219j | 0 | 0 | 0 | 0 | 0 | [24 empty] | 8101801 | no | no |  |  | no |  | 0 | 0 | 0 | 0 | 0 | 0 |  | 1 | 1 | 1 | 0 | 0 | 0
load_220558346 |  | node_1434632_633_15265875_986 |  | AN | 0 | Residential | 7243.2+3085.59j | 0 | 0 | 0 | 0 | 0 | [24 empty] | 8101801 | no | no |  |  | no |  | 0 | 0 | 0 | 0 | 0 | 0 |  | 1 | 1 | 1 | 0 | 0 | 0
load_220568597 |  | node_1425432_194_15255486_514 |  | AN | 0 | Residential | 23450.4+9989.829j | 0 | 0 | 0 | 0 | 0 | [24 empty] | 8101801 | no | no |  |  | no |  | 0 | 0 | 0 | 0 | 0 | 0 |  | 1 | 1 | 1 | 0 | 0 | 0
load_220582075 |  | node_1416914_936_15271069_581 |  | AN | 0 | Residential | 1814.4+772.931j | 0 | 0 | 0 | 0 | 0 | [24 empty] | 8101801 | no | no |  |  | no |  | 0 | 0 | 0 | 0 | 0 | 0 |  | 1 | 1 | 1 | 0 | 0 | 0
load_220599629 |  | node_1424469_96_15260932_985 |  | AN | 0 | Residential | 12132+5168.21j | 0 | 0 | 0 | 0 | 0 | [24 empty] | 8101801 | no | no |  |  | no |  | 0 | 0 | 0 | 0 | 0 | 0 |  | 1 | 1 | 1 | 0 | 0 | 0
load_220614314 |  | node_1424230_591_15273557_815 |  | AN | 0 | Residential | 12902.4+5496.399j | 0 | 0 | 0 | 0 | 0 | [24 empty] | 8101801 | no | no |  |  | no |  | 0 | 0 | 0 | 0 | 0 | 0 |  | 1 | 1 | 1 | 0 | 0 | 0
load_220614831 |  | node_1431323_199_15257130_26 |  | AN | 0 | Residential | 14558.4+6201.852j | 0 | 0 | 0 | 0 | 0 | [24 empty] | 8101801 | no | no |  |  | no |  | 0 | 0 | 0 | 0 | 0 | 0 |  | 1 | 1 | 1 | 0 | 0 | 0
load_220616810 |  | node_1432319_877_15267939_282 |  | AN | 0 | NonResidential | 4039.2+1720.692j | 0 | 0 | 0 | 0 | 0 | [24 empty] | 8101801 | no | no |  |  | no |  | 0 | 0 | 0 | 0 | 0 | 0 |  | 1 | 1 | 1 | 0 | 0 | 0
load_220618586 |  | node_1425392_643_15268269_187 |  | AN | 0 | NonResidential | 57500+24494.897j | 0 | 0 | 0 | 0 | 0 | [24 empty] | 8101801 | no | no |  |  | no |  | 0 | 0 | 0 | 0 | 0 | 0 |  | 1 | 1 | 1 | 0 | 0 | 0
load_220618587 |  | node_1425385_298_15268304_024 |  | AN | 0 | Residential | 11203.2+4772.543j | 0 | 0 | 0 | 0 | 0 | [24 empty] | 8101801 | no | no |  |  | no |  | 0 | 0 | 0 | 0 | 0 | 0 |  | 1 | 1 | 1 | 0 | 0 | 0
load_220618667 |  | node_1433765_32_15264832_26 |  | AN | 0 | Residential | 20570.4+8762.954j | 0 | 0 | 0 | 0 | 0 | [24 empty] | 8101801 | no | no |  |  | no |  | 0 | 0 | 0 | 0 | 0 | 0 |  | 1 | 1 | 1 | 0 | 0 | 0
load_220619105 |  | node_1428734_456_15259401_802 |  | AN | 0 | Residential | 2221.2+946.227j | 0 | 0 | 0 | 0 | 0 | [24 empty] | 8101801 | no | no |  |  | no |  | 0 | 0 | 0 | 0 | 0 | 0 |  | 1 | 1 | 1 | 0 | 0 | 0
load_220619106 |  | node_1428745_189_15259379_477 |  | AN | 0 | Residential | 2221.2+946.227j | 0 | 0 | 0 | 0 | 0 | [24 empty] | 8101801 | no | no |  |  | no |  | 0 | 0 | 0 | 0 | 0 | 0 |  | 1 | 1 | 1 | 0 | 0 | 0
load_220620601 |  | node_1420153_257_15261366_156 |  | AN | 0 | Residential | 4320+1840.312j | 0 | 0 | 0 | 0 | 0 | [24 empty] | 8101801 | no | no |  |  | no |  | 0 | 0 | 0 | 0 | 0 | 0 |  | 1 | 1 | 1 | 0 | 0 | 0
load_220621542 |  | node_1426055_99_15264538_172 |  | AN | 0 | Residential | 13802.4+5879.798j | 0 | 0 | 0 | 0 | 0 | [24 empty] | 8101801 | no | no |  |  | no |  | 0 | 0 | 0 | 0 | 0 | 0 |  | 1 | 1 | 1 | 0 | 0 | 0
load_220624568 |  | node_1416835_079_15271994_114 |  | AN | 0 | Residential | 32205.6+13719.528j | 0 | 0 | 0 | 0 | 0 | [24 empty] | 8101801 | no | no |  |  | no |  | 0 | 0 | 0 | 0 | 0 | 0 |  | 1 | 1 | 1 | 0 | 0 | 0
load_220627247 |  | node_1427183_686_15263515_77 |  | AN | 0 | Residential | 9086.4+3870.79j | 0 | 0 | 0 | 0 | 0 | [24 empty] | 8101801 | no | no |  |  | no |  | 0 | 0 | 0 | 0 | 0 | 0 |  | 1 | 1 | 1 | 0 | 0 | 0
load_220637001 |  | node_1432391_442_15257823_467 |  | AN | 0 | Residential | 43.2+18.403j | 0 | 0 | 0 | 0 | 0 | [24 empty] | 8101801 | no | no |  |  | no |  | 0 | 0 | 0 | 0 | 0 | 0 |  | 1 | 1 | 1 | 0 | 0 | 0
load_220647809 |  | node_1430546_043_15260967_44 |  | AN | 0 | Other | 0 | 0 | 0 | 0 | 0 | 0 | [24 empty] | 8101801 | no | no |  |  | no |  | 0 | 0 | 0 | 0 | 0 | 0 |  | 1 | 1 | 1 | 0 | 0 | 0
load_220647828 |  | node_1434889_387_15271968_279 |  | AN | 0 | Residential | 5868+2499.758j | 0 | 0 | 0 | 0 | 0 | [24 empty] | 8101801 | no | no |  |  | no |  | 0 | 0 | 0 | 0 | 0 | 0 |  | 1 | 1 | 1 | 0 | 0 | 0
load_220647865 |  | node_1431421_431_15258933_83 |  | AN | 0 | NonResidential | 0 | 0 | 0 | 0 | 0 | 0 | [24 empty] | 8101801 | no | no |  |  | no |  | 0 | 0 | 0 | 0 | 0 | 0 |  | 1 | 1 | 1 | 0 | 0 | 0
load_220648181 |  | node_1425206_369_15268500_28 |  | AN | 0 | NonResidential | 43.2+18.403j | 0 | 0 | 0 | 0 | 0 | [24 empty] | 8101801 | no | no |  |  | no |  | 0 | 0 | 0 | 0 | 0 | 0 |  | 1 | 1 | 1 | 0 | 0 | 0
load_220648186 |  | node_1425210_967_15268474_411 |  | AN | 0 | NonResidential | 43.2+18.403j | 0 | 0 | 0 | 0 | 0 | [24 empty] | 8101801 | no | no |  |  | no |  | 0 | 0 | 0 | 0 | 0 | 0 |  | 1 | 1 | 1 | 0 | 0 | 0
load_220656042 |  | node_1425320_716_15257685_046 |  | AN | 0 | NonResidential | 1908+812.805j | 0 | 0 | 0 | 0 | 0 | [24 empty] | 8101801 | no | no |  |  | no |  | 0 | 0 | 0 | 0 | 0 | 0 |  | 1 | 1 | 1 | 0 | 0 | 0
load_220657522 |  | node_1425055_023_15256348_926 |  | AN | 0 | Residential | 11923.2+5079.262j | 0 | 0 | 0 | 0 | 0 | [24 empty] | 8101801 | no | no |  |  | no |  | 0 | 0 | 0 | 0 | 0 | 0 |  | 1 | 1 | 1 | 0 | 0 | 0
load_220658219 |  | node_1427347_196_15273608_73 |  | AN | 0 | Residential | 8517.6+3628.482j | 0 | 0 | 0 | 0 | 0 | [24 empty] | 8101801 | no | no |  |  | no |  | 0 | 0 | 0 | 0 | 0 | 0 |  | 1 | 1 | 1 | 0 | 0 | 0
load_220658222 |  | node_1430632_6_15257688_913 |  | AN | 0 | Residential | 6789.6+2892.357j | 0 | 0 | 0 | 0 | 0 | [24 empty] | 8101801 | no | no |  |  | no |  | 0 | 0 | 0 | 0 | 0 | 0 |  | 1 | 1 | 1 | 0 | 0 | 0
load_310007964 |  | node_1432838_334_15257012_844 |  | AN | 0 | Residential | 7365.6+3137.732j | 0 | 0 | 0 | 0 | 0 | [24 empty] | 8101801 | no | no |  |  | no |  | 0 | 0 | 0 | 0 | 0 | 0 |  | 1 | 1 | 1 | 0 | 0 | 0
load_310038977 |  | node_1428384_161_15258569_296 |  | AN | 0 | Residential | 84808.8+36128.398j | 0 | 0 | 0 | 0 | 0 | [24 empty] | 8101801 | no | no |  |  | no |  | 0 | 0 | 0 | 0 | 0 | 0 |  | 1 | 1 | 1 | 0 | 0 | 0
load_310040801 |  | node_1427851_394_15259437_651 |  | AN | 0 | Residential | 37288.8+15884.962j | 0 | 0 | 0 | 0 | 0 | [24 empty] | 8101801 | no | no |  |  | no |  | 0 | 0 | 0 | 0 | 0 | 0 |  | 1 | 1 | 1 | 0 | 0 | 0
load_310059614 |  | node_1439350_729_15259006_722 |  | AN | 0 | Residential | 900+383.398j | 0 | 0 | 0 | 0 | 0 | [24 empty] | 8101801 | no | no |  |  | no |  | 0 | 0 | 0 | 0 | 0 | 0 |  | 1 | 1 | 1 | 0 | 0 | 0
load_310061070 |  | node_1417765_967_15263444_744 |  | AN | 0 | Residential | 5788.8+2466.018j | 0 | 0 | 0 | 0 | 0 | [24 empty] | 8101801 | no | no |  |  | no |  | 0 | 0 | 0 | 0 | 0 | 0 |  | 1 | 1 | 1 | 0 | 0 | 0
load_310062143 |  | node_1431097_268_15257346_913 |  | AN | 0 | Residential | 6458.4+2751.267j | 0 | 0 | 0 | 0 | 0 | [24 empty] | 8101801 | no | no |  |  | no |  | 0 | 0 | 0 | 0 | 0 | 0 |  | 1 | 1 | 1 | 0 | 0 | 0
load_310064644 |  | node_1431003_432_15257443_269 |  | AN | 0 | Residential | 7495.2+3192.942j | 0 | 0 | 0 | 0 | 0 | [24 empty] | 8101801 | no | no |  |  | no |  | 0 | 0 | 0 | 0 | 0 | 0 |  | 1 | 1 | 1 | 0 | 0 | 0
load_311899553 |  | node_1424228_003_15263682_339 |  | AN | 0 | NonResidential | 1500+638.997j | 0 | 0 | 0 | 0 | 0 | [24 empty] | 8101801 | no | no |  |  | no |  | 0 | 0 | 0 | 0 | 0 | 0 |  | 1 | 1 | 1 | 0 | 0 | 0
load_311899555 |  | node_1424231_332_15263651_102 |  | BN | 0 | NonResidential | 0 | 1500+638.997j | 0 | 0 | 0 | 0 | [24 empty] | 8101801 | no | no |  |  | no |  | 0 | 0 | 0 | 0 | 0 | 0 |  | 1 | 1 | 1 | 0 | 0 | 0
load_311901275 |  | node_1418145_341_15267676_795 |  | AN | 0 | Residential | 7567.2+3223.614j | 0 | 0 | 0 | 0 | 0 | [24 empty] | 8101801 | no | no |  |  | no |  | 0 | 0 | 0 | 0 | 0 | 0 |  | 1 | 1 | 1 | 0 | 0 | 0
load_311903475 |  | node_1425338_077_15269795_416 |  | CN | 0 | NonResidential | 0 | 0 | 1333.333+567.997j | 0 | 0 | 0 | [24 empty] | 8101801 | no | no |  |  | no |  | 0 | 0 | 0 | 0 | 0 | 0 |  | 1 | 1 | 1 | 0 | 0 | 0
load_311910588 |  | node_1431991_542_15270647_644 |  | AN | 0 | Other | 0 | 0 | 0 | 0 | 0 | 0 | [24 empty] | 8101801 | no | no |  |  | no |  | 0 | 0 | 0 | 0 | 0 | 0 |  | 1 | 1 | 1 | 0 | 0 | 0
load_311928377 |  | node_1424877_081_15259032_996 |  | AN | 0 | Other | 0 | 0 | 0 | 0 | 0 | 0 | [24 empty] | 8101801 | no | no |  |  | no |  | 0 | 0 | 0 | 0 | 0 | 0 |  | 1 | 1 | 1 | 0 | 0 | 0
load_311932336 |  | node_1438719_363_15255863_339 |  | AN | 0 | Residential | 4240.8+1806.573j | 0 | 0 | 0 | 0 | 0 | [24 empty] | 8101801 | no | no |  |  | no |  | 0 | 0 | 0 | 0 | 0 | 0 |  | 1 | 1 | 1 | 0 | 0 | 0
load_311933652 |  | node_1433266_031_15264172_158 |  | AN | 0 | Residential | 5025.6+2140.897j | 0 | 0 | 0 | 0 | 0 | [24 empty] | 8101801 | no | no |  |  | no |  | 0 | 0 | 0 | 0 | 0 | 0 |  | 1 | 1 | 1 | 0 | 0 | 0
load_311984548 |  | node_1429776_948_15260415_396 |  | AN | 0 | Residential | 0 | 0 | 0 | 0 | 0 | 0 | [24 empty] | 8101801 | no | no |  |  | no |  | 0 | 0 | 0 | 0 | 0 | 0 |  | 1 | 1 | 1 | 0 | 0 | 0
load_311994539 |  | node_1423661_281_15264534_292 |  | AN | 0 | NonResidential | 4666.667+1987.992j | 0 | 0 | 0 | 0 | 0 | [24 empty] | 8101801 | no | no |  |  | no |  | 0 | 0 | 0 | 0 | 0 | 0 |  | 1 | 1 | 1 | 0 | 0 | 0
load_311994541 |  | node_1423660_183_15264520_432 |  | BN | 0 | NonResidential | 0 | 4666.667+1987.992j | 0 | 0 | 0 | 0 | [24 empty] | 8101801 | no | no |  |  | no |  | 0 | 0 | 0 | 0 | 0 | 0 |  | 1 | 1 | 1 | 0 | 0 | 0
load_311994542 |  | node_1423660_073_15264508_731 |  | CN | 0 | NonResidential | 0 | 0 | 4666.667+1987.992j | 0 | 0 | 0 | [24 empty] | 8101801 | no | no |  |  | no |  | 0 | 0 | 0 | 0 | 0 | 0 |  | 1 | 1 | 1 | 0 | 0 | 0
load_312053333 |  | node_1424372_741_15261420_355 |  | AN | 0 | Residential | 24048+10244.405j | 0 | 0 | 0 | 0 | 0 | [24 empty] | 8101801 | no | no |  |  | no |  | 0 | 0 | 0 | 0 | 0 | 0 |  | 1 | 1 | 1 | 0 | 0 | 0
load_312075613 |  | node_1432335_487_15257943_506 |  | AN | 0 | Residential | 0 | 0 | 0 | 0 | 0 | 0 | [24 empty] | 8101801 | no | no |  |  | no |  | 0 | 0 | 0 | 0 | 0 | 0 |  | 1 | 1 | 1 | 0 | 0 | 0
load_312091283 |  | node_1431762_093_15268826_734 |  | AN | 0 | NonResidential | 0 | 0 | 0 | 0 | 0 | 0 | [24 empty] | 8101801 | no | no |  |  | no |  | 0 | 0 | 0 | 0 | 0 | 0 |  | 1 | 1 | 1 | 0 | 0 | 0
load_312121583 |  | node_1421620_097_15267781_451 |  | AN | 0 | Other | 0 | 0 | 0 | 0 | 0 | 0 | [24 empty] | 8101801 | no | no |  |  | no |  | 0 | 0 | 0 | 0 | 0 | 0 |  | 1 | 1 | 1 | 0 | 0 | 0
load_312139984 |  | node_1422883_864_15266970_624 |  | AN | 0 | Other | 0 | 0 | 0 | 0 | 0 | 0 | [24 empty] | 8101801 | no | no |  |  | no |  | 0 | 0 | 0 | 0 | 0 | 0 |  | 1 | 1 | 1 | 0 | 0 | 0

## node
data_type | static
owner_type | feeder
owner | 8101801
object | node
name | groupid | parent | bustype | phases | nominal_voltage | dcircuit | selected | monitored | monitored_fields | class_monitored_fields | played | played_fields | subsystem | x | y | comments | dist_to_slack
node_1416781_365_15271399_022 |  |  | PQ | AN | 2771.281 | 8101801 | no | no |  |  | no |  |  | 1416781.365 | 15271399.022 |  | -1
node_1416835_079_15271994_114 |  |  | PQ | AN | 2771.281 | 8101801 | no | no |  |  | no |  |  | 1416835.079 | 15271994.114 |  | -1
node_1416914_936_15271069_581 |  |  | PQ | AN | 2771.281 | 8101801 | no | no |  |  | no |  |  | 1416914.936 | 15271069.581 |  | -1
node_1417040_821_15270716_56 |  |  | PQ | AN | 2771.281 | 8101801 | no | no |  |  | no |  |  | 1417040.821 | 15270716.56 |  | -1
node_1417080_615_15272072_853 |  |  | PQ | AN | 2771.281 | 8101801 | no | no |  |  | no |  |  | 1417080.615 | 15272072.853 |  | -1
node_1417153_861_15262369_717 |  |  | PQ | AN | 2771.281 | 8101801 | no | no |  |  | no |  |  | 1417153.861 | 15262369.717 |  | -1
node_1417223_836_15271161_956 |  |  | PQ | AN | 2771.281 | 8101801 | no | no |  |  | no |  |  | 1417223.836 | 15271161.956 |  | -1
node_1417229_355_15271534_592 |  |  | PQ | AN | 2771.281 | 8101801 | no | no |  |  | no |  |  | 1417229.355 | 15271534.592 |  | -1
node_1417238_557_15262976_093 |  |  | PQ | AN | 2771.281 | 8101801 | no | no |  |  | no |  |  | 1417238.557 | 15262976.093 |  | -1
node_1417273_713_15265413_812 |  |  | PQ | AN | 2771.281 | 8101801 | no | no |  |  | no |  |  | 1417273.713 | 15265413.812 |  | -1
node_1417380_392_15270063_88 |  |  | PQ | AN | 2771.281 | 8101801 | no | no |  |  | no |  |  | 1417380.392 | 15270063.88 |  | -1
node_1417390_452_15264320_786 |  |  | PQ | AN | 2771.281 | 8101801 | no | no |  |  | no |  |  | 1417390.452 | 15264320.786 |  | -1
node_1417422_802_15267546_219 |  |  | PQ | AN | 2771.281 | 8101801 | no | no |  |  | no |  |  | 1417422.802 | 15267546.219 |  | -1
node_1417466_021_15262425_662 |  |  | PQ | AN | 2771.281 | 8101801 | no | no |  |  | no |  |  | 1417466.021 | 15262425.662 |  | -1
node_1417592_099_15269722_871 |  |  | PQ | AN | 2771.281 | 8101801 | no | no |  |  | no |  |  | 1417592.099 | 15269722.871 |  | -1
node_1417605_359_15267790_845 |  |  | PQ | ABCN | 2771.281 | 8101801 | no | no |  |  | no |  |  | 1417605.359 | 15267790.845 |  | -1
node_1417606_585_15270841_289 |  |  | PQ | AN | 2771.281 | 8101801 | no | no |  |  | no |  |  | 1417606.585 | 15270841.289 |  | -1
node_1417709_412_15267912_594 |  |  | PQ | ABCN | 2771.281 | 8101801 | no | no |  |  | no |  |  | 1417709.412 | 15267912.594 |  | -1
node_1417716_885_15263538_653 |  |  | PQ | AN | 2771.281 | 8101801 | no | no |  |  | no |  |  | 1417716.885 | 15263538.653 |  | -1
node_1417755_169_15269082_742 |  |  | PQ | AN | 2771.281 | 8101801 | no | no |  |  | no |  |  | 1417755.169 | 15269082.742 |  | -1
node_1417765_967_15263444_744 |  |  | PQ | AN | 2771.281 | 8101801 | no | no |  |  | no |  |  | 1417765.967 | 15263444.744 |  | -1
node_1417828_749_15272053_949 |  |  | PQ | AN | 2771.281 | 8101801 | no | no |  |  | no |  |  | 1417828.749 | 15272053.949 |  | -1
node_1417851_275_15263855_122 |  |  | PQ | AN | 2771.281 | 8101801 | no | no |  |  | no |  |  | 1417851.275 | 15263855.122 |  | -1
node_1417861_933_15265548_593 |  |  | PQ | AN | 2771.281 | 8101801 | no | no |  |  | no |  |  | 1417861.933 | 15265548.593 |  | -1
node_1417888_788_15264949_123 |  |  | PQ | AN | 2771.281 | 8101801 | no | no |  |  | no |  |  | 1417888.788 | 15264949.123 |  | -1
node_1417931_37_15268784_275 |  |  | PQ | AN | 2771.281 | 8101801 | no | no |  |  | no |  |  | 1417931.37 | 15268784.275 |  | -1
node_1418087_49_15269446_93 |  |  | PQ | AN | 2771.281 | 8101801 | no | no |  |  | no |  |  | 1418087.49 | 15269446.93 |  | -1
node_1418145_341_15267676_795 |  |  | PQ | AN | 2771.281 | 8101801 | no | no |  |  | no |  |  | 1418145.341 | 15267676.795 |  | -1
node_1418198_843_15269116_981 |  |  | PQ | AN | 2771.281 | 8101801 | no | no |  |  | no |  |  | 1418198.843 | 15269116.981 |  | -1
node_1418223_83_15266207_963 |  |  | PQ | AN | 2771.281 | 8101801 | no | no |  |  | no |  |  | 1418223.83 | 15266207.963 |  | -1
node_1418380_644_15268389_836 |  |  | PQ | ABCN | 2771.281 | 8101801 | no | no |  |  | no |  |  | 1418380.644 | 15268389.836 |  | -1
node_1418475_064_15266331_34 |  |  | PQ | AN | 2771.281 | 8101801 | no | no |  |  | no |  |  | 1418475.064 | 15266331.34 |  | -1
node_1418982_26_15266411_423 |  |  | PQ | AN | 2771.281 | 8101801 | no | no |  |  | no |  |  | 1418982.26 | 15266411.423 |  | -1
node_1419341_992_15268488_328 |  |  | PQ | ABCN | 2771.281 | 8101801 | no | no |  |  | no |  |  | 1419341.992 | 15268488.328 |  | -1
node_1419788_497_15268503_242 |  |  | PQ | ABCN | 2771.281 | 8101801 | no | no |  |  | no |  |  | 1419788.497 | 15268503.242 |  | -1
node_1420153_257_15261366_156 |  |  | PQ | AN | 2771.281 | 8101801 | no | no |  |  | no |  |  | 1420153.257 | 15261366.156 |  | -1
node_1420390_15_15268571_075 |  |  | PQ | ABCN | 2771.281 | 8101801 | no | no |  |  | no |  |  | 1420390.15 | 15268571.075 |  | -1
node_1420457_149_15261369_428 |  |  | PQ | AN | 2771.281 | 8101801 | no | no |  |  | no |  |  | 1420457.149 | 15261369.428 |  | -1
node_1420826_772_15268598_877 |  |  | PQ | ABCN | 2771.281 | 8101801 | no | no |  |  | no |  |  | 1420826.772 | 15268598.877 |  | -1
node_1420901_274_15267324_356 |  |  | PQ | AN | 2771.281 | 8101801 | no | no |  |  | no |  |  | 1420901.274 | 15267324.356 |  | -1
node_1421072_751_15268446_137 |  |  | PQ | ABCN | 2771.281 | 8101801 | no | no |  |  | no |  |  | 1421072.751 | 15268446.137 |  | -1
node_1421134_363_15267386_877 |  |  | PQ | AN | 2771.281 | 8101801 | no | no |  |  | no |  |  | 1421134.363 | 15267386.877 |  | -1
node_1421294_166_15268457_326 |  |  | PQ | ABCN | 2771.281 | 8101801 | no | no |  |  | no |  |  | 1421294.166 | 15268457.326 |  | -1
node_1421474_752_15267439_835 |  |  | PQ | AN | 2771.281 | 8101801 | no | no |  |  | no |  |  | 1421474.752 | 15267439.835 |  | -1
node_1421620_097_15267781_451 |  |  | PQ | AN | 2771.281 | 8101801 | no | no |  |  | no |  |  | 1421620.097 | 15267781.451 |  | -1
node_1421623_443_15264780_492 |  |  | PQ | ABCN | 2771.281 | 8101801 | no | no |  |  | no |  |  | 1421623.443 | 15264780.492 |  | -1
node_1421748_499_15267308_798 |  |  | PQ | AN | 2771.281 | 8101801 | no | no |  |  | no |  |  | 1421748.499 | 15267308.798 |  | -1
node_1421787_411_15268498_873 |  |  | PQ | ABCN | 2771.281 | 8101801 | no | no |  |  | no |  |  | 1421787.411 | 15268498.873 |  | -1
node_1421793_551_15267975_486 |  |  | PQ | AN | 2771.281 | 8101801 | no | no |  |  | no |  |  | 1421793.551 | 15267975.486 |  | -1
node_1421860_663_15265365_863 |  |  | PQ | AN | 2771.281 | 8101801 | no | no |  |  | no |  |  | 1421860.663 | 15265365.863 |  | -1
node_1422152_34_15268713_33 |  |  | PQ | ABCN | 2771.281 | 8101801 | no | no |  |  | no |  |  | 1422152.34 | 15268713.33 |  | -1
node_1422157_195_15267532_75 |  |  | PQ | AN | 2771.281 | 8101801 | no | no |  |  | no |  |  | 1422157.195 | 15267532.75 |  | -1
node_1422322_07_15268187_205 |  |  | PQ | ABCN | 2771.281 | 8101801 | no | no |  |  | no |  |  | 1422322.07 | 15268187.205 |  | -1
node_1422348_859_15268897_24 |  |  | PQ | ABCN | 2771.281 | 8101801 | no | no |  |  | no |  |  | 1422348.859 | 15268897.24 |  | -1
node_1422464_615_15260462_319 |  |  | PQ | AN | 2771.281 | 8101801 | no | no |  |  | no |  |  | 1422464.615 | 15260462.319 |  | -1
node_1422495_042_15267856_655 |  |  | PQ | ABCN | 2771.281 | 8101801 | no | no |  |  | no |  |  | 1422495.042 | 15267856.655 |  | -1
node_1422550_11_15270754_784 |  |  | PQ | AN | 2771.281 | 8101801 | no | no |  |  | no |  |  | 1422550.11 | 15270754.784 |  | -1
node_1422658_539_15267553_277 |  |  | PQ | ABCN | 2771.281 | 8101801 | no | no |  |  | no |  |  | 1422658.539 | 15267553.277 |  | -1
node_1422762_45_15267137_068 |  |  | PQ | ABCN | 2771.281 | 8101801 | no | no |  |  | no |  |  | 1422762.45 | 15267137.068 |  | -1
node_1422871_463_15269233_583 |  |  | PQ | ABCN | 2771.281 | 8101801 | no | no |  |  | no |  |  | 1422871.463 | 15269233.583 |  | -1
node_1422883_864_15266970_624 |  |  | PQ | ABCN | 2771.281 | 8101801 | no | no |  |  | no |  |  | 1422883.864 | 15266970.624 |  | -1
node_1422932_451_15270559_569 |  |  | PQ | AN | 2771.281 | 8101801 | no | no |  |  | no |  |  | 1422932.451 | 15270559.569 |  | -1
node_1423037_921_15266277_381 |  |  | PQ | ABCN | 2771.281 | 8101801 | no | no |  |  | no |  |  | 1423037.921 | 15266277.381 |  | -1
node_1423072_084_15275544_239 |  |  | PQ | AN | 2771.281 | 8101801 | no | no |  |  | no |  |  | 1423072.084 | 15275544.239 |  | -1
node_1423121_146_15274714_042 |  |  | PQ | ABCN | 2771.281 | 8101801 | no | no |  |  | no |  |  | 1423121.146 | 15274714.042 |  | -1
node_1423125_972_15265963_884 |  |  | PQ | ABCD | 2771.281 | 8101801 | no | no |  |  | no |  |  | 1423125.972 | 15265963.884 |  | -1
node_1423152_878_15275270_71 |  |  | PQ | ABCN | 2771.281 | 8101801 | no | no |  |  | no |  |  | 1423152.878 | 15275270.71 |  | -1
node_1423153_618_15275217_927 |  |  | PQ | ABCN | 2771.281 | 8101801 | no | no |  |  | no |  |  | 1423153.618 | 15275217.927 |  | -1
node_1423155_838_15275244_403 |  |  | PQ | ABCN | 2771.281 | 8101801 | no | no |  |  | no |  |  | 1423155.838 | 15275244.403 |  | -1
node_1423170_43_15274019_391 |  |  | PQ | ABCN | 2771.281 | 8101801 | no | no |  |  | no |  |  | 1423170.43 | 15274019.391 |  | -1
node_1423181_733_15260721_314 |  |  | PQ | AN | 2771.281 | 8101801 | no | no |  |  | no |  |  | 1423181.733 | 15260721.314 |  | -1
node_1423284_92_15274859_289 |  |  | PQ | AN | 2771.281 | 8101801 | no | no |  |  | no |  |  | 1423284.92 | 15274859.289 |  | -1
node_1423291_145_15261074_392 |  |  | PQ | AN | 2771.281 | 8101801 | no | no |  |  | no |  |  | 1423291.145 | 15261074.392 |  | -1
node_1423297_457_15264968_794 |  |  | PQ | ABCN | 2771.281 | 8101801 | no | no |  |  | no |  |  | 1423297.457 | 15264968.794 |  | -1
node_1423304_388_15273454_796 |  |  | PQ | ABCN | 2771.281 | 8101801 | no | no |  |  | no |  |  | 1423304.388 | 15273454.796 |  | -1
node_1423308_485_15264991_018 |  |  | PQ | ABCN | 2771.281 | 8101801 | no | no |  |  | no |  |  | 1423308.485 | 15264991.018 |  | -1
node_1423362_508_15275104_06 |  |  | PQ | AN | 2771.281 | 8101801 | no | no |  |  | no |  |  | 1423362.508 | 15275104.06 |  | -1
node_1423457_39_15271951_539 |  |  | PQ | ABCN | 2771.281 | 8101801 | no | no |  |  | no |  |  | 1423457.39 | 15271951.539 |  | -1
node_1423485_611_15273334_69 |  |  | PQ | ABCN | 2771.281 | 8101801 | no | no |  |  | no |  |  | 1423485.611 | 15273334.69 |  | -1
node_1423492_656_15269110_846 |  |  | PQ | ABCN | 2771.281 | 8101801 | no | no |  |  | no |  |  | 1423492.656 | 15269110.846 |  | -1
node_1423505_167_15273339_387 |  |  | PQ | ABCN | 2771.281 | 8101801 | no | no |  |  | no |  |  | 1423505.167 | 15273339.387 |  | -1
node_1423523_178_15273350_708 |  |  | PQ | ABCN | 2771.281 | 8101801 | no | no |  |  | no |  |  | 1423523.178 | 15273350.708 |  | -1
node_1423562_798_15264622_137 |  |  | PQ | ABCN | 2771.281 | 8101801 | no | no |  |  | no |  |  | 1423562.798 | 15264622.137 |  | -1
node_1423612_41_15272335_675 |  |  | PQ | ABCN | 2771.281 | 8101801 | no | no |  |  | no |  |  | 1423612.41 | 15272335.675 |  | -1
node_1423613_968_15261163_48 |  |  | PQ | AN | 2771.281 | 8101801 | no | no |  |  | no |  |  | 1423613.968 | 15261163.48 |  | -1
node_1423660_073_15264508_731 |  |  | PQ | ABCN | 2771.281 | 8101801 | no | no |  |  | no |  |  | 1423660.073 | 15264508.731 |  | -1
node_1423660_183_15264520_432 |  |  | PQ | ABCN | 2771.281 | 8101801 | no | no |  |  | no |  |  | 1423660.183 | 15264520.432 |  | -1
node_1423661_281_15264534_292 |  |  | PQ | ABCN | 2771.281 | 8101801 | no | no |  |  | no |  |  | 1423661.281 | 15264534.292 |  | -1
node_1423732_432_15271467_649 |  |  | PQ | ABCN | 2771.281 | 8101801 | no | no |  |  | no |  |  | 1423732.432 | 15271467.649 |  | -1
node_1423741_48_15273536_241 |  |  | PQ | AN | 2771.281 | 8101801 | no | no |  |  | no |  |  | 1423741.48 | 15273536.241 |  | -1
node_1423804_71_15271167_797 |  |  | PQ | ABCN | 2771.281 | 8101801 | no | no |  |  | no |  |  | 1423804.71 | 15271167.797 |  | -1
node_1423862_938_15261339_713 |  |  | PQ | AN | 2771.281 | 8101801 | no | no |  |  | no |  |  | 1423862.938 | 15261339.713 |  | -1
node_1423885_176_15270843_338 |  |  | PQ | ABCN | 2771.281 | 8101801 | no | no |  |  | no |  |  | 1423885.176 | 15270843.338 |  | -1
node_1423905_538_15264512_216 |  |  | PQ | ABCN | 2771.281 | 8101801 | no | no |  |  | no |  |  | 1423905.538 | 15264512.216 |  | -1
node_1423918_259_15264491_867 |  |  | PQ | ABCN | 2771.281 | 8101801 | no | no |  |  | no |  |  | 1423918.259 | 15264491.867 |  | -1
node_1423962_746_15269348_347 |  |  | PQ | ABCN | 2771.281 | 8101801 | no | no |  |  | no |  |  | 1423962.746 | 15269348.347 |  | -1
node_1423986_121_15271850_184 |  |  | PQ | ABCN | 2771.281 | 8101801 | no | no |  |  | no |  |  | 1423986.121 | 15271850.184 |  | -1
node_1423996_4_15271827_483 |  |  | PQ | ABCN | 2771.281 | 8101801 | no | no |  |  | no |  |  | 1423996.4 | 15271827.483 |  | -1
node_1424008_702_15272588_792 |  |  | PQ | AN | 2771.281 | 8101801 | no | no |  |  | no |  |  | 1424008.702 | 15272588.792 |  | -1
node_1424027_765_15264280_557 |  |  | PQ | ABCN | 2771.281 | 8101801 | no | no |  |  | no |  |  | 1424027.765 | 15264280.557 |  | -1
node_1424076_871_15270278_906 |  |  | PQ | ABCN | 2771.281 | 8101801 | no | no |  |  | no |  |  | 1424076.871 | 15270278.906 |  | -1
node_1424082_603_15270253_456 |  |  | PQ | ABCN | 2771.281 | 8101801 | no | no |  |  | no |  |  | 1424082.603 | 15270253.456 |  | -1
node_1424083_222_15270226_847 |  |  | PQ | ABCN | 2771.281 | 8101801 | no | no |  |  | no |  |  | 1424083.222 | 15270226.847 |  | -1
node_1424102_556_15261448_045 |  |  | PQ | AN | 2771.281 | 8101801 | no | no |  |  | no |  |  | 1424102.556 | 15261448.045 |  | -1
node_1424124_034_15271517_517 |  |  | PQ | ABCN | 2771.281 | 8101801 | no | no |  |  | no |  |  | 1424124.034 | 15271517.517 |  | -1
node_1424158_016_15269735_887 |  |  | PQ | ABCN | 2771.281 | 8101801 | no | no |  |  | no |  |  | 1424158.016 | 15269735.887 |  | -1
node_1424166_892_15264070_237 |  |  | PQ | ABCN | 2771.281 | 8101801 | no | no |  |  | no |  |  | 1424166.892 | 15264070.237 |  | -1
node_1424180_716_15269157_114 |  |  | PQ | ABCN | 2771.281 | 8101801 | no | no |  |  | no |  |  | 1424180.716 | 15269157.114 |  | -1
node_1424186_835_15269131_829 |  |  | PQ | ABCN | 2771.281 | 8101801 | no | no |  |  | no |  |  | 1424186.835 | 15269131.829 |  | -1
node_1424228_003_15263682_339 |  |  | PQ | ABCN | 2771.281 | 8101801 | no | no |  |  | no |  |  | 1424228.003 | 15263682.339 |  | -1
node_1424230_591_15273557_815 |  |  | PQ | AN | 2771.281 | 8101801 | no | no |  |  | no |  |  | 1424230.591 | 15273557.815 |  | -1
node_1424231_332_15263651_102 |  |  | PQ | ABCN | 2771.281 | 8101801 | no | no |  |  | no |  |  | 1424231.332 | 15263651.102 |  | -1
node_1424233_883_15271841_657 |  |  | PQ | ABCN | 2771.281 | 8101801 | no | no |  |  | no |  |  | 1424233.883 | 15271841.657 |  | -1
node_1424242_642_15271817_828 |  |  | PQ | ABCN | 2771.281 | 8101801 | no | no |  |  | no |  |  | 1424242.642 | 15271817.828 |  | -1
node_1424246_493_15271791_736 |  |  | PQ | ABCN | 2771.281 | 8101801 | no | no |  |  | no |  |  | 1424246.493 | 15271791.736 |  | -1
node_1424294_582_15271334_633 |  |  | PQ | ABCN | 2771.281 | 8101801 | no | no |  |  | no |  |  | 1424294.582 | 15271334.633 |  | -1
node_1424302_919_15271310_531 |  |  | PQ | ABCN | 2771.281 | 8101801 | no | no |  |  | no |  |  | 1424302.919 | 15271310.531 |  | -1
node_1424306_309_15271284_321 |  |  | PQ | ABCN | 2771.281 | 8101801 | no | no |  |  | no |  |  | 1424306.309 | 15271284.321 |  | -1
node_1424308_328_15263868_821 |  |  | PQ | ABCN | 2771.281 | 8101801 | no | no |  |  | no |  |  | 1424308.328 | 15263868.821 |  | -1
node_1424340_012_15263469_627 |  |  | PQ | ABCN | 2771.281 | 8101801 | no | no |  |  | no |  |  | 1424340.012 | 15263469.627 |  | -1
node_1424362_608_15268612_011 |  |  | PQ | ABCN | 2771.281 | 8101801 | no | no |  |  | no |  |  | 1424362.608 | 15268612.011 |  | -1
node_1424372_741_15261420_355 |  |  | PQ | AN | 2771.281 | 8101801 | no | no |  |  | no |  |  | 1424372.741 | 15261420.355 |  | -1
node_1424469_96_15260932_985 |  |  | PQ | AN | 2771.281 | 8101801 | no | no |  |  | no |  |  | 1424469.96 | 15260932.985 |  | -1
node_1424504_159_15269895_888 |  |  | PQ | ABCN | 2771.281 | 8101801 | no | no |  |  | no |  |  | 1424504.159 | 15269895.888 |  | -1
node_1424513_658_15267999_083 |  |  | PQ | ABCN | 2771.281 | 8101801 | no | no |  |  | no |  |  | 1424513.658 | 15267999.083 |  | -1
node_1424516_847_15256969_966 |  |  | PQ | AN | 2771.281 | 8101801 | no | no |  |  | no |  |  | 1424516.847 | 15256969.966 |  | -1
node_1424541_771_15261280_868 |  |  | PQ | AN | 2771.281 | 8101801 | no | no |  |  | no |  |  | 1424541.771 | 15261280.868 |  | -1
node_1424569_266_15270567_104 |  |  | PQ | AN | 2771.281 | 8101801 | no | no |  |  | no |  |  | 1424569.266 | 15270567.104 |  | -1
node_1424613_403_15260654_796 |  |  | PQ | AN | 2771.281 | 8101801 | no | no |  |  | no |  |  | 1424613.403 | 15260654.796 |  | -1
node_1424678_024_15261498_836 |  |  | PQ | AN | 2771.281 | 8101801 | no | no |  |  | no |  |  | 1424678.024 | 15261498.836 |  | -1
node_1424683_671_15267287_461 |  |  | PQ | ABCN | 2771.281 | 8101801 | no | no |  |  | no |  |  | 1424683.671 | 15267287.461 |  | -1
node_1424698_867_15262998_827 |  |  | PQ | ABCN | 2771.281 | 8101801 | no | no |  |  | no |  |  | 1424698.867 | 15262998.827 |  | -1
node_1424758_771_15270363_949 |  |  | PQ | AN | 2771.281 | 8101801 | no | no |  |  | no |  |  | 1424758.771 | 15270363.949 |  | -1
node_1424780_837_15269101_051 |  |  | PQ | AN | 2771.281 | 8101801 | no | no |  |  | no |  |  | 1424780.837 | 15269101.051 |  | -1
node_1424791_215_15267094_012 |  |  | PQ | ABCD | 2771.281 | 8101801 | no | no |  |  | no |  |  | 1424791.215 | 15267094.012 |  | -1
node_1424795_418_15268888_912 |  |  | PQ | AN | 2771.281 | 8101801 | no | no |  |  | no |  |  | 1424795.418 | 15268888.912 |  | -1
node_1424838_28_15266913_755 |  |  | PQ | ABCN | 2771.281 | 8101801 | no | no |  |  | no |  |  | 1424838.28 | 15266913.755 |  | -1
node_1424877_081_15259032_996 |  |  | PQ | AN | 2771.281 | 8101801 | no | no |  |  | no |  |  | 1424877.081 | 15259032.996 |  | -1
node_1424931_192_15262617_633 |  |  | PQ | ABCN | 2771.281 | 8101801 | no | no |  |  | no |  |  | 1424931.192 | 15262617.633 |  | -1
node_1424939_355_15269897_07 |  |  | PQ | ABCN | 2771.281 | 8101801 | no | no |  |  | no |  |  | 1424939.355 | 15269897.07 |  | -1
node_1424947_26_15255734_055 |  |  | PQ | AN | 2771.281 | 8101801 | no | no |  |  | no |  |  | 1424947.26 | 15255734.055 |  | -1
node_1424996_216_15256911_777 |  |  | PQ | AN | 2771.281 | 8101801 | no | no |  |  | no |  |  | 1424996.216 | 15256911.777 |  | -1
node_1425007_114_15256066_911 |  |  | PQ | AN | 2771.281 | 8101801 | no | no |  |  | no |  |  | 1425007.114 | 15256066.911 |  | -1
node_1425023_478_15259781_034 |  |  | PQ | AN | 2771.281 | 8101801 | no | no |  |  | no |  |  | 1425023.478 | 15259781.034 |  | -1
node_1425054_524_15266470_847 |  |  | PQ | ABCN | 2771.281 | 8101801 | no | no |  |  | no |  |  | 1425054.524 | 15266470.847 |  | -1
node_1425055_08_15258980_751 |  |  | PQ | AN | 2771.281 | 8101801 | no | no |  |  | no |  |  | 1425055.08 | 15258980.751 |  | -1
node_1425055_023_15256348_926 |  |  | PQ | AN | 2771.281 | 8101801 | no | no |  |  | no |  |  | 1425055.023 | 15256348.926 |  | -1
node_1425061_636_15265286_265 |  |  | PQ | AN | 2771.281 | 8101801 | no | no |  |  | no |  |  | 1425061.636 | 15265286.265 |  | -1
node_1425062_923_15262395_861 |  |  | PQ | ABCN | 2771.281 | 8101801 | no | no |  |  | no |  |  | 1425062.923 | 15262395.861 |  | -1
node_1425077_313_15260101_734 |  |  | PQ | AN | 2771.281 | 8101801 | no | no |  |  | no |  |  | 1425077.313 | 15260101.734 |  | -1
node_1425084_865_15258107_152 |  |  | PQ | AN | 2771.281 | 8101801 | no | no |  |  | no |  |  | 1425084.865 | 15258107.152 |  | -1
node_1425091_183_15256610_893 |  |  | PQ | AN | 2771.281 | 8101801 | no | no |  |  | no |  |  | 1425091.183 | 15256610.893 |  | -1
node_1425100_342_15258363_94 |  |  | PQ | AN | 2771.281 | 8101801 | no | no |  |  | no |  |  | 1425100.342 | 15258363.94 |  | -1
node_1425126_295_15260354_672 |  |  | PQ | AN | 2771.281 | 8101801 | no | no |  |  | no |  |  | 1425126.295 | 15260354.672 |  | -1
node_1425148_706_15257829_951 |  |  | PQ | AN | 2771.281 | 8101801 | no | no |  |  | no |  |  | 1425148.706 | 15257829.951 |  | -1
node_1425189_039_15255677_899 |  |  | PQ | AN | 7199.557 | 8101801 | no | no |  |  | no |  |  | 1425189.039 | 15255677.899 |  | -1
node_1425195_311_15270173_075 |  |  | PQ | ABCN | 2771.281 | 8101801 | no | no |  |  | no |  |  | 1425195.311 | 15270173.075 |  | -1
node_1425201_792_15270173_255 |  |  | PQ | ABCN | 2771.281 | 8101801 | no | no |  |  | no |  |  | 1425201.792 | 15270173.255 |  | -1
node_1425206_369_15268500_28 |  |  | PQ | ABCN | 2771.281 | 8101801 | no | no |  |  | no |  |  | 1425206.369 | 15268500.28 |  | -1
node_1425209_112_15270174_715 |  |  | PQ | ABCN | 2771.281 | 8101801 | no | no |  |  | no |  |  | 1425209.112 | 15270174.715 |  | -1
node_1425210_967_15268474_411 |  |  | PQ | ABCN | 2771.281 | 8101801 | no | no |  |  | no |  |  | 1425210.967 | 15268474.411 |  | -1
node_1425216_895_15269290_99 |  |  | PQ | ABCN | 2771.281 | 8101801 | no | no |  |  | no |  |  | 1425216.895 | 15269290.99 |  | -1
node_1425221_229_15255855_707 |  |  | PQ | AN | 7199.557 | 8101801 | no | no |  |  | no |  |  | 1425221.229 | 15255855.707 |  | -1
node_1425240_362_15260619_69 |  |  | PQ | AN | 2771.281 | 8101801 | no | no |  |  | no |  |  | 1425240.362 | 15260619.69 |  | -1
node_1425250_998_15268991_423 |  |  | PQ | ABCN | 2771.281 | 8101801 | no | no |  |  | no |  |  | 1425250.998 | 15268991.423 |  | -1
node_1425252_9_15270059_368 |  |  | PQ | ABCN | 2771.281 | 8101801 | no | no |  |  | no |  |  | 1425252.9 | 15270059.368 |  | -1
node_1425262_22_15270058_691 |  |  | PQ | ABCN | 2771.281 | 8101801 | no | no |  |  | no |  |  | 1425262.22 | 15270058.691 |  | -1
node_1425272_22_15270058_459 |  |  | PQ | ABCN | 2771.281 | 8101801 | no | no |  |  | no |  |  | 1425272.22 | 15270058.459 |  | -1
node_1425283_575_15268672_554 |  |  | PQ | ABCN | 2771.281 | 8101801 | no | no |  |  | no |  |  | 1425283.575 | 15268672.554 |  | -1
node_1425288_571_15255596_986 |  |  | PQ | AN | 7199.557 | 8101801 | no | no |  |  | no |  |  | 1425288.571 | 15255596.986 |  | -1
node_1425302_07_15261487_821 |  |  | PQ | AN | 2771.281 | 8101801 | no | no |  |  | no |  |  | 1425302.07 | 15261487.821 |  | -1
node_1425316_14_15265438_212 |  |  | PQ | AN | 2771.281 | 8101801 | no | no |  |  | no |  |  | 1425316.14 | 15265438.212 |  | -1
node_1425320_716_15257685_046 |  |  | PQ | AN | 2771.281 | 8101801 | no | no |  |  | no |  |  | 1425320.716 | 15257685.046 |  | -1
node_1425338_077_15269795_416 |  |  | PQ | ABCN | 2771.281 | 8101801 | no | no |  |  | no |  |  | 1425338.077 | 15269795.416 |  | -1
node_1425344_362_15269820_719 |  |  | PQ | ABCN | 2771.281 | 8101801 | no | no |  |  | no |  |  | 1425344.362 | 15269820.719 |  | -1
node_1425345_559_15269847_306 |  |  | PQ | ABCN | 2771.281 | 8101801 | no | no |  |  | no |  |  | 1425345.559 | 15269847.306 |  | -1
node_1425348_466_15256091_408 |  |  | PQ | AN | 7199.557 | 8101801 | no | no |  |  | no |  |  | 1425348.466 | 15256091.408 |  | -1
node_1425350_414_15256339_803 |  |  | PQ | AN | 2771.281 | 8101801 | no | no |  |  | no |  |  | 1425350.414 | 15256339.803 |  | -1
node_1425358_788_15261934_562 |  |  | PQ | ABCN | 2771.281 | 8101801 | no | no |  |  | no |  |  | 1425358.788 | 15261934.562 |  | -1
node_1425368_715_15255996_222 |  |  | PQ | AN | 7199.557 | 8101801 | no | no |  |  | no |  |  | 1425368.715 | 15255996.222 |  | -1
node_1425372_784_15261915_777 |  |  | PQ | ABCN | 2771.281 | 8101801 | no | no |  |  | no |  |  | 1425372.784 | 15261915.777 |  | -1
node_1425384_827_15260891_626 |  |  | PQ | AN | 2771.281 | 8101801 | no | no |  |  | no |  |  | 1425384.827 | 15260891.626 |  | -1
node_1425385_298_15268304_024 |  |  | PQ | ABCN | 2771.281 | 8101801 | no | no |  |  | no |  |  | 1425385.298 | 15268304.024 |  | -1
node_1425392_643_15268269_187 |  |  | PQ | ABCN | 2771.281 | 8101801 | no | no |  |  | no |  |  | 1425392.643 | 15268269.187 |  | -1
node_1425409_496_15267757_504 |  |  | PQ | AN | 2771.281 | 8101801 | no | no |  |  | no |  |  | 1425409.496 | 15267757.504 |  | -1
node_1425432_194_15255486_514 |  |  | PQ | AN | 7199.557 | 8101801 | no | no |  |  | no |  |  | 1425432.194 | 15255486.514 |  | -1
node_1425457_961_15267509_185 |  |  | PQ | AN | 2771.281 | 8101801 | no | no |  |  | no |  |  | 1425457.961 | 15267509.185 |  | -1
node_1425467_58_15267286_667 |  |  | PQ | AN | 2771.281 | 8101801 | no | no |  |  | no |  |  | 1425467.58 | 15267286.667 |  | -1
node_1425477_359_15265643_443 |  |  | PQ | ABCN | 2771.281 | 8101801 | no | no |  |  | no |  |  | 1425477.359 | 15265643.443 |  | -1
node_1425505_353_15261094_191 |  |  | PQ | AN | 2771.281 | 8101801 | no | no |  |  | no |  |  | 1425505.353 | 15261094.191 |  | -1
node_1425565_931_15256465_934 |  |  | PQ | AN | 7199.557 | 8101801 | no | no |  |  | no |  |  | 1425565.931 | 15256465.934 |  | -1
node_1425570_052_15256223_542 |  |  | PQ | AN | 7199.557 | 8101801 | no | no |  |  | no |  |  | 1425570.052 | 15256223.542 |  | -1
node_1425588_496_15273578_843 |  |  | PQ | AN | 2771.281 | 8101801 | no | no |  |  | no |  |  | 1425588.496 | 15273578.843 |  | -1
node_1425595_461_15267009_785 |  |  | PQ | AN | 2771.281 | 8101801 | no | no |  |  | no |  |  | 1425595.461 | 15267009.785 |  | -1
node_1425605_024_15261866_696 |  |  | PQ | ABCN | 2771.281 | 8101801 | no | no |  |  | no |  |  | 1425605.024 | 15261866.696 |  | -1
node_1425618_712_15268798_199 |  |  | PQ | AN | 2771.281 | 8101801 | no | no |  |  | no |  |  | 1425618.712 | 15268798.199 |  | -1
node_1425641_86_15256414_734 |  |  | PQ | AN | 7199.557 | 8101801 | no | no |  |  | no |  |  | 1425641.86 | 15256414.734 |  | -1
node_1425658_865_15268090_755 |  |  | PQ | AN | 2771.281 | 8101801 | no | no |  |  | no |  |  | 1425658.865 | 15268090.755 |  | -1
node_1425661_024_15256067_558 |  |  | PQ | AN | 7199.557 | 8101801 | no | no |  |  | no |  |  | 1425661.024 | 15256067.558 |  | -1
node_1425663_699_15261299_229 |  |  | PQ | AN | 2771.281 | 8101801 | no | no |  |  | no |  |  | 1425663.699 | 15261299.229 |  | -1
node_1425666_837_15256293_438 |  |  | PQ | AN | 7199.557 | 8101801 | no | no |  |  | no |  |  | 1425666.837 | 15256293.438 |  | -1
node_1425724_498_15266465_55 |  |  | PQ | AN | 2771.281 | 8101801 | no | no |  |  | no |  |  | 1425724.498 | 15266465.55 |  | -1
node_1425733_505_15265149_428 |  |  | PQ | ABCN | 2771.281 | 8101801 | no | no |  |  | no |  |  | 1425733.505 | 15265149.428 |  | -1
node_1425756_031_15261433_731 |  |  | PQ | AN | 2771.281 | 8101801 | no | no |  |  | no |  |  | 1425756.031 | 15261433.731 |  | -1
node_1425769_911_15256456_257 |  |  | PQ | AN | 7199.557 | 8101801 | no | no |  |  | no |  |  | 1425769.911 | 15256456.257 |  | -1
node_1425774_337_15266642_023 |  |  | PQ | AN | 2771.281 | 8101801 | no | no |  |  | no |  |  | 1425774.337 | 15266642.023 |  | -1
node_1425797_539_15256277_614 |  |  | PQ | AN | 7199.557 | 8101801 | no | no |  |  | no |  |  | 1425797.539 | 15256277.614 |  | -1
node_1425916_318_15273648_653 |  |  | PQ | AN | 2771.281 | 8101801 | no | no |  |  | no |  |  | 1425916.318 | 15273648.653 |  | -1
node_1425955_065_15261465_708 |  |  | PQ | ABCN | 2771.281 | 8101801 | no | no |  |  | no |  |  | 1425955.065 | 15261465.708 |  | -1
node_1425971_146_15265912_443 |  |  | PQ | AN | 2771.281 | 8101801 | no | no |  |  | no |  |  | 1425971.146 | 15265912.443 |  | -1
node_1426055_99_15264538_172 |  |  | PQ | ABCN | 2771.281 | 8101801 | no | no |  |  | no |  |  | 1426055.99 | 15264538.172 |  | -1
node_1426128_951_15275467_977 |  |  | PQ | AN | 2771.281 | 8101801 | no | no |  |  | no |  |  | 1426128.951 | 15275467.977 |  | -1
node_1426180_61_15273647_907 |  |  | PQ | AN | 2771.281 | 8101801 | no | no |  |  | no |  |  | 1426180.61 | 15273647.907 |  | -1
node_1426219_418_15265569_908 |  |  | PQ | AN | 2771.281 | 8101801 | no | no |  |  | no |  |  | 1426219.418 | 15265569.908 |  | -1
node_1426300_214_15265266_723 |  |  | PQ | ABCN | 2771.281 | 8101801 | no | no |  |  | no |  |  | 1426300.214 | 15265266.723 |  | -1
node_1426310_276_15264269_54 |  |  | PQ | ABCN | 2771.281 | 8101801 | no | no |  |  | no |  |  | 1426310.276 | 15264269.54 |  | -1
node_1426375_223_15273653_045 |  |  | PQ | AN | 2771.281 | 8101801 | no | no |  |  | no |  |  | 1426375.223 | 15273653.045 |  | -1
node_1426378_239_15275890_941 |  |  | PQ | AN | 2771.281 | 8101801 | no | no |  |  | no |  |  | 1426378.239 | 15275890.941 |  | -1
node_1426472_613_15260601_838 |  |  | PQ | AN | 2771.281 | 8101801 | no | no |  |  | no |  |  | 1426472.613 | 15260601.838 |  | -1
node_1426475_519_15276158_277 |  |  | PQ | AN | 2771.281 | 8101801 | no | no |  |  | no |  |  | 1426475.519 | 15276158.277 |  | -1
node_1426556_701_15260895_748 |  |  | PQ | AN | 2771.281 | 8101801 | no | no |  |  | no |  |  | 1426556.701 | 15260895.748 |  | -1
node_1426632_513_15264751_247 |  |  | PQ | ABCN | 2771.281 | 8101801 | no | no |  |  | no |  |  | 1426632.513 | 15264751.247 |  | -1
node_1426648_499_15264569_412 |  |  | PQ | ABCN | 2771.281 | 8101801 | no | no |  |  | no |  |  | 1426648.499 | 15264569.412 |  | -1
node_1426662_478_15273590_201 |  |  | PQ | AN | 2771.281 | 8101801 | no | no |  |  | no |  |  | 1426662.478 | 15273590.201 |  | -1
node_1426723_952_15277497_871 |  |  | PQ | AN | 2771.281 | 8101801 | no | no |  |  | no |  |  | 1426723.952 | 15277497.871 |  | -1
node_1426826_375_15264222_429 |  |  | PQ | ABCN | 2771.281 | 8101801 | no | no |  |  | no |  |  | 1426826.375 | 15264222.429 |  | -1
node_1426840_4_15263875_727 |  |  | PQ | ABCN | 2771.281 | 8101801 | no | no |  |  | no |  |  | 1426840.4 | 15263875.727 |  | -1
node_1426902_485_15273660_521 |  |  | PQ | AN | 2771.281 | 8101801 | no | no |  |  | no |  |  | 1426902.485 | 15273660.521 |  | -1
node_1426922_171_15260936_376 |  |  | PQ | ABCD | 2771.281 | 8101801 | no | no |  |  | no |  |  | 1426922.171 | 15260936.376 |  | -1
node_1427010_693_15263858_442 |  |  | PQ | ABCN | 2771.281 | 8101801 | no | no |  |  | no |  |  | 1427010.693 | 15263858.442 |  | -1
node_1427067_148_15273594_568 |  |  | PQ | AN | 2771.281 | 8101801 | no | no |  |  | no |  |  | 1427067.148 | 15273594.568 |  | -1
node_1427183_686_15263515_77 |  |  | PQ | ABCN | 2771.281 | 8101801 | no | no |  |  | no |  |  | 1427183.686 | 15263515.77 |  | -1
node_1427201_486_15260738_581 |  |  | PQ | ABCN | 2771.281 | 8101801 | no | no |  |  | no |  |  | 1427201.486 | 15260738.581 |  | -1
node_1427225_131_15273663_781 |  |  | PQ | AN | 2771.281 | 8101801 | no | no |  |  | no |  |  | 1427225.131 | 15273663.781 |  | -1
node_1427347_196_15273608_73 |  |  | PQ | AN | 2771.281 | 8101801 | no | no |  |  | no |  |  | 1427347.196 | 15273608.73 |  | -1
node_1427416_799_15263188_916 |  |  | PQ | ABCN | 2771.281 | 8101801 | no | no |  |  | no |  |  | 1427416.799 | 15263188.916 |  | -1
node_1427448_337_15260975_047 |  |  | PQ | AN | 2771.281 | 8101801 | no | no |  |  | no |  |  | 1427448.337 | 15260975.047 |  | -1
node_1427456_784_15260505_806 |  |  | PQ | ABCN | 2771.281 | 8101801 | no | no |  |  | no |  |  | 1427456.784 | 15260505.806 |  | -1
node_1427512_826_15265451_26 |  |  | PQ | AN | 2771.281 | 8101801 | no | no |  |  | no |  |  | 1427512.826 | 15265451.26 |  | -1
node_1427632_978_15258875_155 |  |  | PQ | AN | 1066.732 | 8101801 | no | no |  |  | no |  |  | 1427632.978 | 15258875.155 |  | -1
node_1427634_149_15273553_577 |  |  | PQ | AN | 2771.281 | 8101801 | no | no |  |  | no |  |  | 1427634.149 | 15273553.577 |  | -1
node_1427659_49_15260352_315 |  |  | PQ | ABCN | 2771.281 | 8101801 | no | no |  |  | no |  |  | 1427659.49 | 15260352.315 |  | -1
node_1427667_68_15265451_486 |  |  | PQ | AN | 2771.281 | 8101801 | no | no |  |  | no |  |  | 1427667.68 | 15265451.486 |  | -1
node_1427725_985_15258662_184 |  |  | PQ | AN | 1066.732 | 8101801 | no | no |  |  | no |  |  | 1427725.985 | 15258662.184 |  | -1
node_1427745_035_15259155_511 |  |  | PQ | AN | 2771.281 | 8101801 | no | no |  |  | no |  |  | 1427745.035 | 15259155.511 |  | -1
node_1427751_405_15261299_317 |  |  | PQ | AN | 2771.281 | 8101801 | no | no |  |  | no |  |  | 1427751.405 | 15261299.317 |  | -1
node_1427753_49_15258144_185 |  |  | PQ | AN | 1066.732 | 8101801 | no | no |  |  | no |  |  | 1427753.49 | 15258144.185 |  | -1
node_1427762_414_15258409_938 |  |  | PQ | AN | 1066.732 | 8101801 | no | no |  |  | no |  |  | 1427762.414 | 15258409.938 |  | -1
node_1427782_957_15265457_744 |  |  | PQ | AN | 2771.281 | 8101801 | no | no |  |  | no |  |  | 1427782.957 | 15265457.744 |  | -1
node_1427838_999_15262842_292 |  |  | PQ | ABCN | 2771.281 | 8101801 | no | no |  |  | no |  |  | 1427838.999 | 15262842.292 |  | -1
node_1427851_394_15259437_651 |  |  | PQ | AN | 2771.281 | 8101801 | no | no |  |  | no |  |  | 1427851.394 | 15259437.651 |  | -1
node_1427878_291_15260830_943 |  |  | PQ | AN | 2771.281 | 8101801 | no | no |  |  | no |  |  | 1427878.291 | 15260830.943 |  | -1
node_1427883_658_15257295_872 |  |  | PQ | AN | 7199.557 | 8101801 | no | no |  |  | no |  |  | 1427883.658 | 15257295.872 |  | -1
node_1427913_556_15259608_284 |  |  | PQ | AN | 2771.281 | 8101801 | no | no |  |  | no |  |  | 1427913.556 | 15259608.284 |  | -1
node_1427924_623_15258346_065 |  |  | PQ | AN | 1066.732 | 8101801 | no | no |  |  | no |  |  | 1427924.623 | 15258346.065 |  | -1
node_1427924_875_15256887_395 |  |  | PQ | AN | 7199.557 | 8101801 | no | no |  |  | no |  |  | 1427924.875 | 15256887.395 |  | -1
node_1427943_395_15273680_202 |  |  | PQ | AN | 2771.281 | 8101801 | no | no |  |  | no |  |  | 1427943.395 | 15273680.202 |  | -1
node_1427979_631_15259782_048 |  |  | PQ | AN | 2771.281 | 8101801 | no | no |  |  | no |  |  | 1427979.631 | 15259782.048 |  | -1
node_1427993_458_15256643_242 |  |  | PQ | AN | 7199.557 | 8101801 | no | no |  |  | no |  |  | 1427993.458 | 15256643.242 |  | -1
node_1428003_631_15257636_422 |  |  | PQ | AN | 7199.557 | 8101801 | no | no |  |  | no |  |  | 1428003.631 | 15257636.422 |  | -1
node_1428008_476_15256800_403 |  |  | PQ | AN | 7199.557 | 8101801 | no | no |  |  | no |  |  | 1428008.476 | 15256800.403 |  | -1
node_1428029_513_15258066_641 |  |  | PQ | AN | 1066.732 | 8101801 | no | no |  |  | no |  |  | 1428029.513 | 15258066.641 |  | -1
node_1428081_303_15265456_356 |  |  | PQ | AN | 2771.281 | 8101801 | no | no |  |  | no |  |  | 1428081.303 | 15265456.356 |  | -1
node_1428127_915_15258331_478 |  |  | PQ | AN | 1066.732 | 8101801 | no | no |  |  | no |  |  | 1428127.915 | 15258331.478 |  | -1
node_1428211_72_15258101_026 |  |  | PQ | AN | 7199.557 | 8101801 | no | no |  |  | no |  |  | 1428211.72 | 15258101.026 |  | -1
node_1428236_288_15260608_07 |  |  | PQ | AN | 2771.281 | 8101801 | no | no |  |  | no |  |  | 1428236.288 | 15260608.07 |  | -1
node_1428245_186_15265539_415 |  |  | PQ | AN | 2771.281 | 8101801 | no | no |  |  | no |  |  | 1428245.186 | 15265539.415 |  | -1
node_1428284_572_15258598_693 |  |  | PQ | AN | 2771.281 | 8101801 | no | no |  |  | no |  |  | 1428284.572 | 15258598.693 |  | -1
node_1428315_088_15256860_547 |  |  | PQ | AN | 7199.557 | 8101801 | no | no |  |  | no |  |  | 1428315.088 | 15256860.547 |  | -1
node_1428384_161_15258569_296 |  |  | PQ | AN | 7199.557 | 8101801 | no | no |  |  | no |  |  | 1428384.161 | 15258569.296 |  | -1
node_1428438_613_15273227_422 |  |  | PQ | AN | 2771.281 | 8101801 | no | no |  |  | no |  |  | 1428438.613 | 15273227.422 |  | -1
node_1428483_603_15259199_792 |  |  | PQ | AN | 2771.281 | 8101801 | no | no |  |  | no |  |  | 1428483.603 | 15259199.792 |  | -1
node_1428548_065_15259364_413 |  |  | PQ | AN | 2771.281 | 8101801 | no | no |  |  | no |  |  | 1428548.065 | 15259364.413 |  | -1
node_1428575_546_15258884_14 |  |  | PQ | AN | 7199.557 | 8101801 | no | no |  |  | no |  |  | 1428575.546 | 15258884.14 |  | -1
node_1428578_033_15259067_163 |  |  | PQ | AN | 7199.557 | 8101801 | no | no |  |  | no |  |  | 1428578.033 | 15259067.163 |  | -1
node_1428608_596_15263494_848 |  |  | PQ | ABCN | 2771.281 | 8101801 | no | no |  |  | no |  |  | 1428608.596 | 15263494.848 |  | -1
node_1428611_995_15259536_389 |  |  | PQ | AN | 2771.281 | 8101801 | no | no |  |  | no |  |  | 1428611.995 | 15259536.389 |  | -1
node_1428618_634_15262273_61 |  |  | PQ | ABCN | 2771.281 | 8101801 | no | no |  |  | no |  |  | 1428618.634 | 15262273.61 |  | -1
node_1428639_852_15265504_988 |  |  | PQ | AN | 2771.281 | 8101801 | no | no |  |  | no |  |  | 1428639.852 | 15265504.988 |  | -1
node_1428734_456_15259401_802 |  |  | PQ | ABCN | 2771.281 | 8101801 | no | no |  |  | no |  |  | 1428734.456 | 15259401.802 |  | -1
node_1428745_189_15259379_477 |  |  | PQ | ABCN | 2771.281 | 8101801 | no | no |  |  | no |  |  | 1428745.189 | 15259379.477 |  | -1
node_1428789_016_15273575_637 |  |  | PQ | AN | 2771.281 | 8101801 | no | no |  |  | no |  |  | 1428789.016 | 15273575.637 |  | -1
node_1428859_816_15260147_832 |  |  | PQ | AN | 2771.281 | 8101801 | no | no |  |  | no |  |  | 1428859.816 | 15260147.832 |  | -1
node_1428918_669_15273844_872 |  |  | PQ | AN | 2771.281 | 8101801 | no | no |  |  | no |  |  | 1428918.669 | 15273844.872 |  | -1
node_1429041_613_15274091_313 |  |  | PQ | AN | 2771.281 | 8101801 | no | no |  |  | no |  |  | 1429041.613 | 15274091.313 |  | -1
node_1429093_878_15261021_3 |  |  | PQ | AN | 2771.281 | 8101801 | no | no |  |  | no |  |  | 1429093.878 | 15261021.3 |  | -1
node_1429234_392_15259935_061 |  |  | PQ | AN | 2771.281 | 8101801 | no | no |  |  | no |  |  | 1429234.392 | 15259935.061 |  | -1
node_1429371_947_15258762_465 |  |  | PQ | AN | 2771.281 | 8101801 | no | no |  |  | no |  |  | 1429371.947 | 15258762.465 |  | -1
node_1429439_255_15259699_036 |  |  | PQ | AN | 2771.281 | 8101801 | no | no |  |  | no |  |  | 1429439.255 | 15259699.036 |  | -1
node_1429546_556_15261764_182 |  |  | PQ | ABCN | 2771.281 | 8101801 | no | no |  |  | no |  |  | 1429546.556 | 15261764.182 |  | -1
node_1429623_421_15258634_892 |  |  | PQ | AN | 2771.281 | 8101801 | no | no |  |  | no |  |  | 1429623.421 | 15258634.892 |  | -1
node_1429677_12_15259500_353 |  |  | PQ | AN | 2771.281 | 8101801 | no | no |  |  | no |  |  | 1429677.12 | 15259500.353 |  | -1
node_1429776_948_15260415_396 |  |  | PQ | AN | 2771.281 | 8101801 | no | no |  |  | no |  |  | 1429776.948 | 15260415.396 |  | -1
node_1429783_339_15258414_738 |  |  | PQ | AN | 2771.281 | 8101801 | no | no |  |  | no |  |  | 1429783.339 | 15258414.738 |  | -1
node_1430009_611_15258217_479 |  |  | PQ | AN | 2771.281 | 8101801 | no | no |  |  | no |  |  | 1430009.611 | 15258217.479 |  | -1
node_1430020_408_15259242_532 |  |  | PQ | AN | 2771.281 | 8101801 | no | no |  |  | no |  |  | 1430020.408 | 15259242.532 |  | -1
node_1430215_061_15261288_123 |  |  | PQ | AN | 2771.281 | 8101801 | no | no |  |  | no |  |  | 1430215.061 | 15261288.123 |  | -1
node_1430320_765_15258917_809 |  |  | PQ | AN | 2771.281 | 8101801 | no | no |  |  | no |  |  | 1430320.765 | 15258917.809 |  | -1
node_1430325_484_15261124_118 |  |  | PQ | ABCN | 2771.281 | 8101801 | no | no |  |  | no |  |  | 1430325.484 | 15261124.118 |  | -1
node_1430473_911_15257906_759 |  |  | PQ | AN | 2771.281 | 8101801 | no | no |  |  | no |  |  | 1430473.911 | 15257906.759 |  | -1
node_1430495_923_15273718_723 |  |  | PQ | AN | 2771.281 | 8101801 | no | no |  |  | no |  |  | 1430495.923 | 15273718.723 |  | -1
node_1430542_473_15259792_226 |  |  | PQ | AN | 2771.281 | 8101801 | no | no |  |  | no |  |  | 1430542.473 | 15259792.226 |  | -1
node_1430546_043_15260967_44 |  |  | PQ | ABCN | 2771.281 | 8101801 | no | no |  |  | no |  |  | 1430546.043 | 15260967.44 |  | -1
node_1430573_857_15261591_034 |  |  | PQ | AN | 2771.281 | 8101801 | no | no |  |  | no |  |  | 1430573.857 | 15261591.034 |  | -1
node_1430632_6_15257688_913 |  |  | PQ | AN | 2771.281 | 8101801 | no | no |  |  | no |  |  | 1430632.6 | 15257688.913 |  | -1
node_1430695_495_15258639_476 |  |  | PQ | AN | 2771.281 | 8101801 | no | no |  |  | no |  |  | 1430695.495 | 15258639.476 |  | -1
node_1430703_504_15260787_46 |  |  | PQ | ABCN | 2771.281 | 8101801 | no | no |  |  | no |  |  | 1430703.504 | 15260787.46 |  | -1
node_1430715_807_15260766_647 |  |  | PQ | ABCN | 2771.281 | 8101801 | no | no |  |  | no |  |  | 1430715.807 | 15260766.647 |  | -1
node_1430731_725_15260750_842 |  |  | PQ | ABCN | 2771.281 | 8101801 | no | no |  |  | no |  |  | 1430731.725 | 15260750.842 |  | -1
node_1430803_633_15257627_857 |  |  | PQ | AN | 2771.281 | 8101801 | no | no |  |  | no |  |  | 1430803.633 | 15257627.857 |  | -1
node_1430896_069_15259511_428 |  |  | PQ | AN | 2771.281 | 8101801 | no | no |  |  | no |  |  | 1430896.069 | 15259511.428 |  | -1
node_1430936_838_15262103_483 |  |  | PQ | AN | 2771.281 | 8101801 | no | no |  |  | no |  |  | 1430936.838 | 15262103.483 |  | -1
node_1431003_432_15257443_269 |  |  | PQ | AN | 2771.281 | 8101801 | no | no |  |  | no |  |  | 1431003.432 | 15257443.269 |  | -1
node_1431036_473_15259380_794 |  |  | PQ | AN | 2771.281 | 8101801 | no | no |  |  | no |  |  | 1431036.473 | 15259380.794 |  | -1
node_1431097_268_15257346_913 |  |  | PQ | AN | 2771.281 | 8101801 | no | no |  |  | no |  |  | 1431097.268 | 15257346.913 |  | -1
node_1431109_203_15272473_86 |  |  | PQ | AN | 2771.281 | 8101801 | no | no |  |  | no |  |  | 1431109.203 | 15272473.86 |  | -1
node_1431323_199_15257130_26 |  |  | PQ | AN | 2771.281 | 8101801 | no | no |  |  | no |  |  | 1431323.199 | 15257130.26 |  | -1
node_1431365_528_15271766_425 |  |  | PQ | AN | 2771.281 | 8101801 | no | no |  |  | no |  |  | 1431365.528 | 15271766.425 |  | -1
node_1431421_431_15258933_83 |  |  | PQ | AN | 2771.281 | 8101801 | no | no |  |  | no |  |  | 1431421.431 | 15258933.83 |  | -1
node_1431443_798_15262710_69 |  |  | PQ | AN | 2771.281 | 8101801 | no | no |  |  | no |  |  | 1431443.798 | 15262710.69 |  | -1
node_1431743_96_15256705_04 |  |  | PQ | AN | 2771.281 | 8101801 | no | no |  |  | no |  |  | 1431743.96 | 15256705.04 |  | -1
node_1431762_093_15268826_734 |  |  | PQ | AN | 2771.281 | 8101801 | no | no |  |  | no |  |  | 1431762.093 | 15268826.734 |  | -1
node_1431798_723_15271871_962 |  |  | PQ | AN | 2771.281 | 8101801 | no | no |  |  | no |  |  | 1431798.723 | 15271871.962 |  | -1
node_1431880_549_15270894_039 |  |  | PQ | AN | 2771.281 | 8101801 | no | no |  |  | no |  |  | 1431880.549 | 15270894.039 |  | -1
node_1431913_142_15262970_226 |  |  | PQ | AN | 2771.281 | 8101801 | no | no |  |  | no |  |  | 1431913.142 | 15262970.226 |  | -1
node_1431991_542_15270647_644 |  |  | PQ | AN | 2771.281 | 8101801 | no | no |  |  | no |  |  | 1431991.542 | 15270647.644 |  | -1
node_1432011_345_15270396_822 |  |  | PQ | AN | 2771.281 | 8101801 | no | no |  |  | no |  |  | 1432011.345 | 15270396.822 |  | -1
node_1432021_63_15258340_515 |  |  | PQ | AN | 2771.281 | 8101801 | no | no |  |  | no |  |  | 1432021.63 | 15258340.515 |  | -1
node_1432170_862_15259410_034 |  |  | PQ | AN | 2771.281 | 8101801 | no | no |  |  | no |  |  | 1432170.862 | 15259410.034 |  | -1
node_1432214_048_15263141_774 |  |  | PQ | AN | 2771.281 | 8101801 | no | no |  |  | no |  |  | 1432214.048 | 15263141.774 |  | -1
node_1432231_531_15258223_251 |  |  | PQ | AN | 2771.281 | 8101801 | no | no |  |  | no |  |  | 1432231.531 | 15258223.251 |  | -1
node_1432254_06_15272072_848 |  |  | PQ | AN | 2771.281 | 8101801 | no | no |  |  | no |  |  | 1432254.06 | 15272072.848 |  | -1
node_1432319_877_15267939_282 |  |  | PQ | AN | 2771.281 | 8101801 | no | no |  |  | no |  |  | 1432319.877 | 15267939.282 |  | -1
node_1432335_487_15257943_506 |  |  | PQ | AN | 2771.281 | 8101801 | no | no |  |  | no |  |  | 1432335.487 | 15257943.506 |  | -1
node_1432391_442_15257823_467 |  |  | PQ | AN | 2771.281 | 8101801 | no | no |  |  | no |  |  | 1432391.442 | 15257823.467 |  | -1
node_1432406_1_15259606 |  |  | PQ | AN | 2771.281 | 8101801 | no | no |  |  | no |  |  | 1432406.1 | 15259606 |  | -1
node_1432487_083_15258812_372 |  |  | PQ | AN | 2771.281 | 8101801 | no | no |  |  | no |  |  | 1432487.083 | 15258812.372 |  | -1
node_1432647_312_15258689_441 |  |  | PQ | AN | 2771.281 | 8101801 | no | no |  |  | no |  |  | 1432647.312 | 15258689.441 |  | -1
node_1432808_075_15273287_607 |  |  | PQ | AN | 2771.281 | 8101801 | no | no |  |  | no |  |  | 1432808.075 | 15273287.607 |  | -1
node_1432836_614_15258294_326 |  |  | PQ | AN | 2771.281 | 8101801 | no | no |  |  | no |  |  | 1432836.614 | 15258294.326 |  | -1
node_1432838_334_15257012_844 |  |  | PQ | AN | 2771.281 | 8101801 | no | no |  |  | no |  |  | 1432838.334 | 15257012.844 |  | -1
node_1432898_744_15258905_278 |  |  | PQ | AN | 7199.557 | 8101801 | no | no |  |  | no |  |  | 1432898.744 | 15258905.278 |  | -1
node_1432983_716_15263722_119 |  |  | PQ | AN | 2771.281 | 8101801 | no | no |  |  | no |  |  | 1432983.716 | 15263722.119 |  | -1
node_1432988_189_15258061_395 |  |  | PQ | AN | 2771.281 | 8101801 | no | no |  |  | no |  |  | 1432988.189 | 15258061.395 |  | -1
node_1433147_293_15258364_741 |  |  | PQ | AN | 7199.557 | 8101801 | no | no |  |  | no |  |  | 1433147.293 | 15258364.741 |  | -1
node_1433150_896_15258701_261 |  |  | PQ | AN | 7199.557 | 8101801 | no | no |  |  | no |  |  | 1433150.896 | 15258701.261 |  | -1
node_1433228_353_15258606_639 |  |  | PQ | AN | 7199.557 | 8101801 | no | no |  |  | no |  |  | 1433228.353 | 15258606.639 |  | -1
node_1433230_01_15257704_523 |  |  | PQ | AN | 2771.281 | 8101801 | no | no |  |  | no |  |  | 1433230.01 | 15257704.523 |  | -1
node_1433266_031_15264172_158 |  |  | PQ | AN | 2771.281 | 8101801 | no | no |  |  | no |  |  | 1433266.031 | 15264172.158 |  | -1
node_1433454_841_15273348_16 |  |  | PQ | AN | 2771.281 | 8101801 | no | no |  |  | no |  |  | 1433454.841 | 15273348.16 |  | -1
node_1433508_032_15267475_779 |  |  | PQ | AN | 2771.281 | 8101801 | no | no |  |  | no |  |  | 1433508.032 | 15267475.779 |  | -1
node_1433519_374_15257270_712 |  |  | PQ | AN | 2771.281 | 8101801 | no | no |  |  | no |  |  | 1433519.374 | 15257270.712 |  | -1
node_1433605_052_15271991_231 |  |  | PQ | AN | 2771.281 | 8101801 | no | no |  |  | no |  |  | 1433605.052 | 15271991.231 |  | -1
node_1433647_137_15257735_456 |  |  | PQ | AN | 2771.281 | 8101801 | no | no |  |  | no |  |  | 1433647.137 | 15257735.456 |  | -1
node_1433708_058_15257051_17 |  |  | PQ | AD | 2771.281 | 8101801 | no | no |  |  | no |  |  | 1433708.058 | 15257051.17 |  | -1
node_1433765_32_15264832_26 |  |  | PQ | AN | 2771.281 | 8101801 | no | no |  |  | no |  |  | 1433765.32 | 15264832.26 |  | -1
node_1433770_048_15256896_174 |  |  | PQ | AN | 2771.281 | 8101801 | no | no |  |  | no |  |  | 1433770.048 | 15256896.174 |  | -1
node_1433804_263_15257858_804 |  |  | PQ | AN | 2771.281 | 8101801 | no | no |  |  | no |  |  | 1433804.263 | 15257858.804 |  | -1
node_1434108_715_15256452_842 |  |  | PQ | AN | 2771.281 | 8101801 | no | no |  |  | no |  |  | 1434108.715 | 15256452.842 |  | -1
node_1434134_876_15267157_364 |  |  | PQ | AN | 2771.281 | 8101801 | no | no |  |  | no |  |  | 1434134.876 | 15267157.364 |  | -1
node_1434159_859_15266475_918 |  |  | PQ | AN | 2771.281 | 8101801 | no | no |  |  | no |  |  | 1434159.859 | 15266475.918 |  | -1
node_1434188_449_15266182_759 |  |  | PQ | AN | 2771.281 | 8101801 | no | no |  |  | no |  |  | 1434188.449 | 15266182.759 |  | -1
node_1434193_514_15265591_235 |  |  | PQ | AN | 2771.281 | 8101801 | no | no |  |  | no |  |  | 1434193.514 | 15265591.235 |  | -1
node_1434208_417_15258191_271 |  |  | PQ | AN | 2771.281 | 8101801 | no | no |  |  | no |  |  | 1434208.417 | 15258191.271 |  | -1
node_1434211_609_15256220_914 |  |  | PQ | AN | 2771.281 | 8101801 | no | no |  |  | no |  |  | 1434211.609 | 15256220.914 |  | -1
node_1434331_72_15256841_521 |  |  | PQ | AN | 2771.281 | 8101801 | no | no |  |  | no |  |  | 1434331.72 | 15256841.521 |  | -1
node_1434335_293_15258418_523 |  |  | PQ | AN | 2771.281 | 8101801 | no | no |  |  | no |  |  | 1434335.293 | 15258418.523 |  | -1
node_1434443_721_15255958_491 |  |  | PQ | AN | 2771.281 | 8101801 | no | no |  |  | no |  |  | 1434443.721 | 15255958.491 |  | -1
node_1434604_252_15256456_32 |  |  | PQ | AN | 2771.281 | 8101801 | no | no |  |  | no |  |  | 1434604.252 | 15256456.32 |  | -1
node_1434605_738_15265122_365 |  |  | PQ | AN | 2771.281 | 8101801 | no | no |  |  | no |  |  | 1434605.738 | 15265122.365 |  | -1
node_1434632_633_15265875_986 |  |  | PQ | AN | 2771.281 | 8101801 | no | no |  |  | no |  |  | 1434632.633 | 15265875.986 |  | -1
node_1434636_259_15258436_839 |  |  | PQ | AN | 2771.281 | 8101801 | no | no |  |  | no |  |  | 1434636.259 | 15258436.839 |  | -1
node_1434704_258_15255693_598 |  |  | PQ | AN | 2771.281 | 8101801 | no | no |  |  | no |  |  | 1434704.258 | 15255693.598 |  | -1
node_1434793_477_15256532_551 |  |  | PQ | AN | 2771.281 | 8101801 | no | no |  |  | no |  |  | 1434793.477 | 15256532.551 |  | -1
node_1434817_222_15255928_517 |  |  | PQ | AN | 2771.281 | 8101801 | no | no |  |  | no |  |  | 1434817.222 | 15255928.517 |  | -1
node_1434849_054_15255470_971 |  |  | PQ | AN | 2771.281 | 8101801 | no | no |  |  | no |  |  | 1434849.054 | 15255470.971 |  | -1
node_1434885_966_15269039_976 |  |  | PQ | AN | 2771.281 | 8101801 | no | no |  |  | no |  |  | 1434885.966 | 15269039.976 |  | -1
node_1434889_387_15271968_279 |  |  | PQ | AN | 2771.281 | 8101801 | no | no |  |  | no |  |  | 1434889.387 | 15271968.279 |  | -1
node_1434938_507_15258873_548 |  |  | PQ | AN | 2771.281 | 8101801 | no | no |  |  | no |  |  | 1434938.507 | 15258873.548 |  | -1
node_1434960_621_15269884_557 |  |  | PQ | AN | 2771.281 | 8101801 | no | no |  |  | no |  |  | 1434960.621 | 15269884.557 |  | -1
node_1434960_723_15269357_626 |  |  | PQ | AN | 2771.281 | 8101801 | no | no |  |  | no |  |  | 1434960.723 | 15269357.626 |  | -1
node_1434973_272_15269481_348 |  |  | PQ | AN | 2771.281 | 8101801 | no | no |  |  | no |  |  | 1434973.272 | 15269481.348 |  | -1
node_1435013_134_15266720_77 |  |  | PQ | AN | 2771.281 | 8101801 | no | no |  |  | no |  |  | 1435013.134 | 15266720.77 |  | -1
node_1435023_166_15266020_641 |  |  | PQ | AN | 2771.281 | 8101801 | no | no |  |  | no |  |  | 1435023.166 | 15266020.641 |  | -1
node_1435060_76_15271174_178 |  |  | PQ | AN | 2771.281 | 8101801 | no | no |  |  | no |  |  | 1435060.76 | 15271174.178 |  | -1
node_1435159_121_15271566_771 |  |  | PQ | AN | 2771.281 | 8101801 | no | no |  |  | no |  |  | 1435159.121 | 15271566.771 |  | -1
node_1435232_205_15269081_775 |  |  | PQ | AN | 2771.281 | 8101801 | no | no |  |  | no |  |  | 1435232.205 | 15269081.775 |  | -1
node_1435395_998_15267280_97 |  |  | PQ | AN | 2771.281 | 8101801 | no | no |  |  | no |  |  | 1435395.998 | 15267280.97 |  | -1
node_1435426_444_15268062_529 |  |  | PQ | AN | 2771.281 | 8101801 | no | no |  |  | no |  |  | 1435426.444 | 15268062.529 |  | -1
node_1435463_551_15268307_691 |  |  | PQ | AN | 2771.281 | 8101801 | no | no |  |  | no |  |  | 1435463.551 | 15268307.691 |  | -1
node_1435583_371_15259017_767 |  |  | PQ | AN | 2771.281 | 8101801 | no | no |  |  | no |  |  | 1435583.371 | 15259017.767 |  | -1
node_1435652_679_15269218_497 |  |  | PQ | AN | 2771.281 | 8101801 | no | no |  |  | no |  |  | 1435652.679 | 15269218.497 |  | -1
node_1435748_187_15271799_12 |  |  | PQ | AN | 2771.281 | 8101801 | no | no |  |  | no |  |  | 1435748.187 | 15271799.12 |  | -1
node_1435937_331_15256896_086 |  |  | PQ | AN | 2771.281 | 8101801 | no | no |  |  | no |  |  | 1435937.331 | 15256896.086 |  | -1
node_1436107_394_15259425_338 |  |  | PQ | AN | 2771.281 | 8101801 | no | no |  |  | no |  |  | 1436107.394 | 15259425.338 |  | -1
node_1436431_252_15259338_308 |  |  | PQ | AN | 2771.281 | 8101801 | no | no |  |  | no |  |  | 1436431.252 | 15259338.308 |  | -1
node_1436506_843_15271825_062 |  |  | PQ | AN | 2771.281 | 8101801 | no | no |  |  | no |  |  | 1436506.843 | 15271825.062 |  | -1
node_1436779_928_15259334_516 |  |  | PQ | AN | 2771.281 | 8101801 | no | no |  |  | no |  |  | 1436779.928 | 15259334.516 |  | -1
node_1436985_197_15259326_129 |  |  | PQ | AN | 2771.281 | 8101801 | no | no |  |  | no |  |  | 1436985.197 | 15259326.129 |  | -1
node_1437169_142_15259323_113 |  |  | PQ | AN | 2771.281 | 8101801 | no | no |  |  | no |  |  | 1437169.142 | 15259323.113 |  | -1
node_1437334_577_15259321_071 |  |  | PQ | AN | 2771.281 | 8101801 | no | no |  |  | no |  |  | 1437334.577 | 15259321.071 |  | -1
node_1437529_011_15259239_328 |  |  | PQ | AN | 2771.281 | 8101801 | no | no |  |  | no |  |  | 1437529.011 | 15259239.328 |  | -1
node_1437906_939_15259215_183 |  |  | PQ | AN | 2771.281 | 8101801 | no | no |  |  | no |  |  | 1437906.939 | 15259215.183 |  | -1
node_1438555_667_15259479_576 |  |  | PQ | AN | 2771.281 | 8101801 | no | no |  |  | no |  |  | 1438555.667 | 15259479.576 |  | -1
node_1438719_363_15255863_339 |  |  | PQ | AN | 2771.281 | 8101801 | no | no |  |  | no |  |  | 1438719.363 | 15255863.339 |  | -1
node_1439139_557_15258985_931 |  |  | PQ | AN | 2771.281 | 8101801 | no | no |  |  | no |  |  | 1439139.557 | 15258985.931 |  | -1
node_1439350_729_15259006_722 |  |  | PQ | AN | 2771.281 | 8101801 | no | no |  |  | no |  |  | 1439350.729 | 15259006.722 |  | -1
node_1439363_373_15255314_915 |  |  | PQ | AN | 2771.281 | 8101801 | no | no |  |  | no |  |  | 1439363.373 | 15255314.915 |  | -1
node_1439458_989_15258110_364 |  |  | PQ | AN | 2771.281 | 8101801 | no | no |  |  | no |  |  | 1439458.989 | 15258110.364 |  | -1
node_1439512_423_15258618_128 |  |  | PQ | AN | 2771.281 | 8101801 | no | no |  |  | no |  |  | 1439512.423 | 15258618.128 |  | -1
node_1439544_496_15257541_472 |  |  | PQ | AN | 2771.281 | 8101801 | no | no |  |  | no |  |  | 1439544.496 | 15257541.472 |  | -1
node_1439587_621_15256153_481 |  |  | PQ | AN | 2771.281 | 8101801 | no | no |  |  | no |  |  | 1439587.621 | 15256153.481 |  | -1
node_1439728_585_15257480_133 |  |  | PQ | AN | 2771.281 | 8101801 | no | no |  |  | no |  |  | 1439728.585 | 15257480.133 |  | -1
node_1439757_241_15256641_068 |  |  | PQ | AN | 2771.281 | 8101801 | no | no |  |  | no |  |  | 1439757.241 | 15256641.068 |  | -1
node_1439938_322_15257182_336 |  |  | PQ | AN | 2771.281 | 8101801 | no | no |  |  | no |  |  | 1439938.322 | 15257182.336 |  | -1
node_1440113_109_15257534_264 |  |  | PQ | AN | 2771.281 | 8101801 | no | no |  |  | no |  |  | 1440113.109 | 15257534.264 |  | -1
node_8101801_200828860 |  |  | PQ | AN | 7199.557 | 8101801 | no | no |  |  | no |  |  | 1425432.868 | 15256121.805 |  | -1
node_8101801_200828862 |  |  | PQ | AN | 7199.557 | 8101801 | no | no |  |  | no |  |  | 1425622.171 | 15256084.92 |  | -1
node_8101801_200828866 |  |  | PQ | AN | 7199.557 | 8101801 | no | no |  |  | no |  |  | 1425560.292 | 15256256.675 |  | -1
node_8101801_200828868 |  |  | PQ | AN | 7199.557 | 8101801 | no | no |  |  | no |  |  | 1425657.439 | 15256268.624 |  | -1
node_8101801_200828870 |  |  | PQ | AN | 7199.557 | 8101801 | no | no |  |  | no |  |  | 1425755.481 | 15256276.373 |  | -1
node_8101801_200828872 |  |  | PQ | AN | 7199.557 | 8101801 | no | no |  |  | no |  |  | 1425528.058 | 15256449.099 |  | -1
node_8101801_200828875 |  |  | PQ | AN | 7199.557 | 8101801 | no | no |  |  | no |  |  | 1425635.297 | 15256453.319 |  | -1
node_8101801_200828877 |  |  | PQ | AN | 7199.557 | 8101801 | no | no |  |  | no |  |  | 1425729.921 | 15256457.405 |  | -1
node_8101801_200828893 |  |  | PQ | AN | 7199.557 | 8101801 | no | no |  |  | no |  |  | 1428599.871 | 15259058.605 |  | -1
node_8101801_200828902 |  |  | PQ | AN | 7199.557 | 8101801 | no | no |  |  | no |  |  | 1427914.389 | 15257293.072 |  | -1
node_8101801_200828907 |  |  | PQ | AN | 7199.557 | 8101801 | no | no |  |  | no |  |  | 1427951.018 | 15256899.721 |  | -1
node_8101801_200828909 |  |  | PQ | AN | 7199.557 | 8101801 | no | no |  |  | no |  |  | 1427985.266 | 15256674.607 |  | -1
node_8101801_200828912 |  |  | PQ | AN | 7199.557 | 8101801 | no | no |  |  | no |  |  | 1428018.196 | 15256808.012 |  | -1
node_8101801_200828915 |  |  | PQ | AN | 7199.557 | 8101801 | no | no |  |  | no |  |  | 1428540.244 | 15258894.516 |  | -1
node_8101801_200828919 |  |  | PQ | AN | 7199.557 | 8101801 | no | no |  |  | no |  |  | 1428279.584 | 15256877.138 |  | -1
node_8101801_200828926 |  |  | PQ | AN | 7199.557 | 8101801 | no | no |  |  | no |  |  | 1428417.169 | 15258565.877 |  | -1
node_8101801_200828932 |  |  | PQ | AN | 7199.557 | 8101801 | no | no |  |  | no |  |  | 1428242.249 | 15258106.528 |  | -1
node_8101801_200828948 |  |  | PQ | AN | 1066.732 | 8101801 | no | no |  |  | no |  |  | 1427701.015 | 15258662.672 |  | -1
node_8101801_200828950 |  |  | PQ | AN | 1066.732 | 8101801 | no | no |  |  | no |  |  | 1427770.268 | 15258438.788 |  | -1
node_8101801_200828951 |  |  | PQ | AN | 1066.732 | 8101801 | no | no |  |  | no |  |  | 1427931.477 | 15258376.694 |  | -1
node_8101801_200828952 |  |  | PQ | AN | 1066.732 | 8101801 | no | no |  |  | no |  |  | 1428085.913 | 15258332.454 |  | -1
node_8101801_200828955 |  |  | PQ | AN | 1066.732 | 8101801 | no | no |  |  | no |  |  | 1428003.311 | 15258108.078 |  | -1
node_8101801_200828957 |  |  | PQ | AN | 1066.732 | 8101801 | no | no |  |  | no |  |  | 1427782.777 | 15258142.799 |  | -1
node_8101801_200829011 |  |  | PQ | AN | 7199.557 | 8101801 | no | no |  |  | no |  |  | 1425264.208 | 15255575.03 |  | -1
node_8101801_200829012 |  |  | PQ | AN | 7199.557 | 8101801 | no | no |  |  | no |  |  | 1425219.609 | 15255685.813 |  | -1
node_8101801_200829014 |  |  | PQ | AN | 7199.557 | 8101801 | no | no |  |  | no |  |  | 1425248.868 | 15255846.011 |  | -1
node_8101801_200829015 |  |  | PQ | AN | 7199.557 | 8101801 | no | no |  |  | no |  |  | 1425346.555 | 15255973.249 |  | -1
node_8101801_200829568 |  |  | PQ | AN | 2771.281 | 8101801 | no | no |  |  | no |  |  | 1418248.597 | 15266200.329 |  | -1
node_8101801_200829569 |  |  | PQ | AN | 2771.281 | 8101801 | no | no |  |  | no |  |  | 1417745.632 | 15263541.821 |  | -1
node_8101801_200829570 |  |  | PQ | AD | 2771.281 | 8101801 | no | no |  |  | no |  |  | 1417760.195 | 15263320.507 |  | -1
node_8101801_200829571 |  |  | PQ | AD | 2771.281 | 8101801 | no | no |  |  | no |  |  | 1417509.942 | 15263144.869 |  | -1
node_8101801_200829572 |  |  | PQ | AN | 2771.281 | 8101801 | no | no |  |  | no |  |  | 1417269.98 | 15262954.527 |  | -1
node_8101801_200829573 |  |  | PQ | AD | 2771.281 | 8101801 | no | no |  |  | no |  |  | 1417216.811 | 15262709.1 |  | -1
node_8101801_200829574 |  |  | PQ | AN | 2771.281 | 8101801 | no | no |  |  | no |  |  | 1417149.834 | 15262404.748 |  | -1
node_8101801_200829575 |  |  | PQ | AN | 2771.281 | 8101801 | no | no |  |  | no |  |  | 1417429.178 | 15262417.789 |  | -1
node_8101801_200829577 |  |  | PQ | AD | 2771.281 | 8101801 | no | no |  |  | no |  |  | 1418237.179 | 15265874.504 |  | -1
node_8101801_200829578 |  |  | PQ | AD | 2771.281 | 8101801 | no | no |  |  | no |  |  | 1418098.402 | 15265540.406 |  | -1
node_8101801_200829579 |  |  | PQ | AN | 2771.281 | 8101801 | no | no |  |  | no |  |  | 1417873.409 | 15265510.631 |  | -1
node_8101801_200829580 |  |  | PQ | AD | 2771.281 | 8101801 | no | no |  |  | no |  |  | 1417816.418 | 15265497.335 |  | -1
node_8101801_200829581 |  |  | PQ | AD | 2771.281 | 8101801 | no | no |  |  | no |  |  | 1417567.342 | 15265463.565 |  | -1
node_8101801_200829582 |  |  | PQ | AN | 2771.281 | 8101801 | no | no |  |  | no |  |  | 1417309.838 | 15265418.215 |  | -1
node_8101801_200829583 |  |  | PQ | AD | 2771.281 | 8101801 | no | no |  |  | no |  |  | 1417935.214 | 15265154.759 |  | -1
node_8101801_200829584 |  |  | PQ | AN | 2771.281 | 8101801 | no | no |  |  | no |  |  | 1417917.99 | 15264944.166 |  | -1
node_8101801_200829585 |  |  | PQ | AD | 2771.281 | 8101801 | no | no |  |  | no |  |  | 1417887.6 | 15264560.236 |  | -1
node_8101801_200829586 |  |  | PQ | AN | 2771.281 | 8101801 | no | no |  |  | no |  |  | 1417863.753 | 15264335.641 |  | -1
node_8101801_200829587 |  |  | PQ | AN | 2771.281 | 8101801 | no | no |  |  | no |  |  | 1417819.582 | 15263869.235 |  | -1
node_8101801_200829589 |  |  | PQ | AD | 2771.281 | 8101801 | no | no |  |  | no |  |  | 1417712.083 | 15264062.045 |  | -1
node_8101801_200829590 |  |  | PQ | AD | 2771.281 | 8101801 | no | no |  |  | no |  |  | 1417747.023 | 15264330.284 |  | -1
node_8101801_200829591 |  |  | PQ | AN | 2771.281 | 8101801 | no | no |  |  | no |  |  | 1417423.131 | 15264319.552 |  | -1
node_8101801_200829593 |  |  | PQ | AN | 2771.281 | 8101801 | no | no |  |  | no |  |  | 1417585.367 | 15269696.405 |  | -1
node_8101801_200829594 |  |  | PQ | AD | 2771.281 | 8101801 | no | no |  |  | no |  |  | 1417731.138 | 15269380.527 |  | -1
node_8101801_200829595 |  |  | PQ | AD | 2771.281 | 8101801 | no | no |  |  | no |  |  | 1417744.316 | 15269395.608 |  | -1
node_8101801_200829596 |  |  | PQ | AN | 2771.281 | 8101801 | no | no |  |  | no |  |  | 1418057.239 | 15269436.297 |  | -1
node_8101801_200829597 |  |  | PQ | AN | 2771.281 | 8101801 | no | no |  |  | no |  |  | 1417784.224 | 15269098.742 |  | -1
node_8101801_200829598 |  |  | PQ | AD | 2771.281 | 8101801 | no | no |  |  | no |  |  | 1417868.497 | 15268919.709 |  | -1
node_8101801_200829599 |  |  | PQ | AD | 2771.281 | 8101801 | no | no |  |  | no |  |  | 1417922.371 | 15268937.882 |  | -1
node_8101801_200829600 |  |  | PQ | AN | 2771.281 | 8101801 | no | no |  |  | no |  |  | 1418172.366 | 15269094.422 |  | -1
node_8101801_200829601 |  |  | PQ | AN | 2771.281 | 8101801 | no | no |  |  | no |  |  | 1417899.028 | 15268773.007 |  | -1
node_8101801_200829602 |  |  | PQ | AD | 2771.281 | 8101801 | no | no |  |  | no |  |  | 1417901.455 | 15268598.748 |  | -1
node_8101801_200829603 |  |  | PQ | AD | 2771.281 | 8101801 | no | no |  |  | no |  |  | 1417987.789 | 15268487.567 |  | -1
node_8101801_200829609 |  |  | PQ | AN | 2771.281 | 8101801 | no | no |  |  | no |  |  | 1416825.699 | 15271435.385 |  | -1
node_8101801_200829610 |  |  | PQ | AD | 2771.281 | 8101801 | no | no |  |  | no |  |  | 1416833.864 | 15271714.239 |  | -1
node_8101801_200829611 |  |  | PQ | AN | 2771.281 | 8101801 | no | no |  |  | no |  |  | 1416818.367 | 15271962.311 |  | -1
node_8101801_200829612 |  |  | PQ | AD | 2771.281 | 8101801 | no | no |  |  | no |  |  | 1417021.166 | 15271471.153 |  | -1
node_8101801_200829613 |  |  | PQ | AN | 2771.281 | 8101801 | no | no |  |  | no |  |  | 1417200.581 | 15271509.904 |  | -1
node_8101801_200829614 |  |  | PQ | AN | 2771.281 | 8101801 | no | no |  |  | no |  |  | 1417222.656 | 15271201.878 |  | -1
node_8101801_200829615 |  |  | PQ | AN | 2771.281 | 8101801 | no | no |  |  | no |  |  | 1416949.605 | 15271081.312 |  | -1
node_8101801_200829616 |  |  | PQ | AN | 2771.281 | 8101801 | no | no |  |  | no |  |  | 1417060.524 | 15270741.885 |  | -1
node_8101801_200829617 |  |  | PQ | AD | 2771.281 | 8101801 | no | no |  |  | no |  |  | 1417240.743 | 15270770.536 |  | -1
node_8101801_200829618 |  |  | PQ | AN | 2771.281 | 8101801 | no | no |  |  | no |  |  | 1417569.591 | 15270837.653 |  | -1
node_8101801_200829619 |  |  | PQ | AD | 2771.281 | 8101801 | no | no |  |  | no |  |  | 1417286.51 | 15270441.187 |  | -1
node_8101801_200829620 |  |  | PQ | AN | 2771.281 | 8101801 | no | no |  |  | no |  |  | 1417412.955 | 15270074.123 |  | -1
node_8101801_200829995 |  |  | PQ | AN | 2771.281 | 8101801 | no | no |  |  | no |  |  | 1424504.699 | 15261269.017 |  | -1
node_8101801_200829997 |  |  | PQ | AN | 2771.281 | 8101801 | no | no |  |  | no |  |  | 1424500.068 | 15260936.994 |  | -1
node_8101801_200829999 |  |  | PQ | AN | 2771.281 | 8101801 | no | no |  |  | no |  |  | 1424600.212 | 15260685.976 |  | -1
node_8101801_200830042 |  |  | PQ | AD | 2771.281 | 8101801 | no | no |  |  | no |  |  | 1428099.291 | 15260004.78 |  | -1
node_8101801_200830043 |  |  | PQ | AN | 2771.281 | 8101801 | no | no |  |  | no |  |  | 1427993.218 | 15259778.757 |  | -1
node_8101801_200830044 |  |  | PQ | AN | 2771.281 | 8101801 | no | no |  |  | no |  |  | 1427943.914 | 15259590.699 |  | -1
node_8101801_200830045 |  |  | PQ | AN | 2771.281 | 8101801 | no | no |  |  | no |  |  | 1427880.16 | 15259415.999 |  | -1
node_8101801_200830046 |  |  | PQ | AN | 2771.281 | 8101801 | no | no |  |  | no |  |  | 1427776.625 | 15259142.219 |  | -1
node_8101801_200830047 |  |  | PQ | AD | 1066.732 | 8101801 | no | no |  |  | no |  |  | 1427712.186 | 15258974.071 |  | -1
node_8101801_200830048 |  |  | PQ | AN | 1066.732 | 8101801 | no | no |  |  | no |  |  | 1427671.145 | 15258858.101 |  | -1
node_8101801_200830049 |  |  | PQ | AN | 2771.281 | 8101801 | no | no |  |  | no |  |  | 1428644.674 | 15259517.112 |  | -1
node_8101801_200830050 |  |  | PQ | AN | 2771.281 | 8101801 | no | no |  |  | no |  |  | 1428581.457 | 15259350.912 |  | -1
node_8101801_200830051 |  |  | PQ | AN | 2771.281 | 8101801 | no | no |  |  | no |  |  | 1428509.934 | 15259194.53 |  | -1
node_8101801_200830052 |  |  | PQ | AD | 2771.281 | 8101801 | no | no |  |  | no |  |  | 1428404.261 | 15258903.243 |  | -1
node_8101801_200830053 |  |  | PQ | AN | 2771.281 | 8101801 | no | no |  |  | no |  |  | 1428303.693 | 15258628.548 |  | -1
node_8101801_200830224 |  |  | PQ | AN | 2771.281 | 8101801 | no | no |  |  | no |  |  | 1417076.344 | 15272044.973 |  | -1
node_8101801_200830225 |  |  | PQ | AD | 2771.281 | 8101801 | no | no |  |  | no |  |  | 1417143.146 | 15271537.604 |  | -1
node_8101801_200830226 |  |  | PQ | AD | 2771.281 | 8101801 | no | no |  |  | no |  |  | 1417118.411 | 15271771.614 |  | -1
node_8101801_200830227 |  |  | PQ | AD | 2771.281 | 8101801 | no | no |  |  | no |  |  | 1417383.239 | 15271836.865 |  | -1
node_8101801_200830228 |  |  | PQ | AD | 2771.281 | 8101801 | no | no |  |  | no |  |  | 1417686.819 | 15271809.013 |  | -1
node_8101801_200830229 |  |  | PQ | AN | 2771.281 | 8101801 | no | no |  |  | no |  |  | 1417792.56 | 15272011.993 |  | -1
node_8101801_200830570 |  |  | PQ | ABCD | 2771.281 | 8101801 | no | no |  |  | no |  |  | 1422089.217 | 15268829.24 |  | -1
node_8101801_200830571 |  |  | PQ | ABCD | 2771.281 | 8101801 | no | no |  |  | no |  |  | 1422049.088 | 15268851.069 |  | -1
node_8101801_200830572 |  |  | PQ | ABCN | 2771.281 | 8101801 | no | no |  |  | no |  |  | 1422110.767 | 15268707.512 |  | -1
node_8101801_200830574 |  |  | PQ | ABCD | 2771.281 | 8101801 | no | no |  |  | no |  |  | 1422142.703 | 15268583.99 |  | -1
node_8101801_200830575 |  |  | PQ | ABCD | 2771.281 | 8101801 | no | no |  |  | no |  |  | 1422176.032 | 15268481.155 |  | -1
node_8101801_200830576 |  |  | PQ | ABCD | 2771.281 | 8101801 | no | no |  |  | no |  |  | 1422206.309 | 15268385.097 |  | -1
node_8101801_200830579 |  |  | PQ | ABCD | 2771.281 | 8101801 | no | no |  |  | no |  |  | 1422210.098 | 15268270.118 |  | -1
node_8101801_200830582 |  |  | PQ | ABCN | 2771.281 | 8101801 | no | no |  |  | no |  |  | 1422292.593 | 15268180.375 |  | -1
node_8101801_200830583 |  |  | PQ | ABCD | 2771.281 | 8101801 | no | no |  |  | no |  |  | 1422344.162 | 15268059.642 |  | -1
node_8101801_200830585 |  |  | PQ | ABCD | 2771.281 | 8101801 | no | no |  |  | no |  |  | 1422399.976 | 15267951.905 |  | -1
node_8101801_200830587 |  |  | PQ | ABCN | 2771.281 | 8101801 | no | no |  |  | no |  |  | 1422463.391 | 15267838.386 |  | -1
node_8101801_200830590 |  |  | PQ | ABCN | 2771.281 | 8101801 | no | no |  |  | no |  |  | 1422629.204 | 15267539.906 |  | -1
node_8101801_200830592 |  |  | PQ | ABCD | 2771.281 | 8101801 | no | no |  |  | no |  |  | 1422697.955 | 15267421.008 |  | -1
node_8101801_200830597 |  |  | PQ | ABCN | 2771.281 | 8101801 | no | no |  |  | no |  |  | 1422779.914 | 15267148.421 |  | -1
node_8101801_200830598 |  |  | PQ | ABCN | 2771.281 | 8101801 | no | no |  |  | no |  |  | 1422854.76 | 15266951.176 |  | -1
node_8101801_200830599 |  |  | PQ | ABCD | 2771.281 | 8101801 | no | no |  |  | no |  |  | 1422914.45 | 15266800.785 |  | -1
node_8101801_200830600 |  |  | PQ | ABCD | 2771.281 | 8101801 | no | no |  |  | no |  |  | 1422969.655 | 15266629.637 |  | -1
node_8101801_200830601 |  |  | PQ | ABCD | 2771.281 | 8101801 | no | no |  |  | no |  |  | 1423016.798 | 15266459.226 |  | -1
node_8101801_200830602 |  |  | PQ | ABCN | 2771.281 | 8101801 | no | no |  |  | no |  |  | 1423071.345 | 15266288.235 |  | -1
node_8101801_200830604 |  |  | PQ | ABCD | 2771.281 | 8101801 | no | no |  |  | no |  |  | 1423103.409 | 15266111.141 |  | -1
node_8101801_200830605 |  |  | PQ | ABCD | 2771.281 | 8101801 | no | no |  |  | no |  |  | 1423128.558 | 15265948.322 |  | -1
node_8101801_200830606 |  |  | PQ | ABCD | 2771.281 | 8101801 | no | no |  |  | no |  |  | 1423148.93 | 15265759.608 |  | -1
node_8101801_200830609 |  |  | PQ | ABCD | 2771.281 | 8101801 | no | no |  |  | no |  |  | 1423210.049 | 15265427.518 |  | -1
node_8101801_200830610 |  |  | PQ | ABCD | 2771.281 | 8101801 | no | no |  |  | no |  |  | 1423348.337 | 15265259.868 |  | -1
node_8101801_200830611 |  |  | PQ | ABCD | 2771.281 | 8101801 | no | no |  |  | no |  |  | 1423415.021 | 15265081.35 |  | -1
node_8101801_200830612 |  |  | PQ | ABCD | 2771.281 | 8101801 | no | no |  |  | no |  |  | 1423488.369 | 15264893.63 |  | -1
node_8101801_200830615 |  |  | PQ | ABCD | 2771.281 | 8101801 | no | no |  |  | no |  |  | 1423511.732 | 15264756.949 |  | -1
node_8101801_200830616 |  |  | PQ | ABCN | 2771.281 | 8101801 | no | no |  |  | no |  |  | 1423452.07 | 15264837.612 |  | -1
node_8101801_200830617 |  |  | PQ | ABCN | 2771.281 | 8101801 | no | no |  |  | no |  |  | 1423373.791 | 15264934.714 |  | -1
node_8101801_200830618 |  |  | PQ | ABCN | 2771.281 | 8101801 | no | no |  |  | no |  |  | 1423592.68 | 15264650.994 |  | -1
node_8101801_200830619 |  |  | PQ | ABCN | 2771.281 | 8101801 | no | no |  |  | no |  |  | 1423681.353 | 15264515.902 |  | -1
node_8101801_200830620 |  |  | PQ | ABCD | 2771.281 | 8101801 | no | no |  |  | no |  |  | 1423784.073 | 15264510.619 |  | -1
node_8101801_200830622 |  |  | PQ | ABCN | 2771.281 | 8101801 | no | no |  |  | no |  |  | 1423864.656 | 15264431.18 |  | -1
node_8101801_200830625 |  |  | PQ | ABCN | 2771.281 | 8101801 | no | no |  |  | no |  |  | 1424007.665 | 15264248.626 |  | -1
node_8101801_200830627 |  |  | PQ | ABCN | 2771.281 | 8101801 | no | no |  |  | no |  |  | 1424140.091 | 15264044.671 |  | -1
node_8101801_200830629 |  |  | PQ | ABCN | 2771.281 | 8101801 | no | no |  |  | no |  |  | 1424282.977 | 15263844.346 |  | -1
node_8101801_200830631 |  |  | PQ | ABCN | 2771.281 | 8101801 | no | no |  |  | no |  |  | 1424271.282 | 15263658.848 |  | -1
node_8101801_200830634 |  |  | PQ | ABCN | 2771.281 | 8101801 | no | no |  |  | no |  |  | 1424368.2 | 15263489.808 |  | -1
node_8101801_200830635 |  |  | PQ | ABCD | 2771.281 | 8101801 | no | no |  |  | no |  |  | 1424468.282 | 15263313.078 |  | -1
node_8101801_200830636 |  |  | PQ | ABCD | 2771.281 | 8101801 | no | no |  |  | no |  |  | 1424598.744 | 15263165.918 |  | -1
node_8101801_200830637 |  |  | PQ | ABCN | 2771.281 | 8101801 | no | no |  |  | no |  |  | 1424722.75 | 15263017.697 |  | -1
node_8101801_200830642 |  |  | PQ | ABCD | 2771.281 | 8101801 | no | no |  |  | no |  |  | 1424835.119 | 15262841.323 |  | -1
node_8101801_200830644 |  |  | PQ | ABCD | 2771.281 | 8101801 | no | no |  |  | no |  |  | 1424893.248 | 15262736.769 |  | -1
node_8101801_200830645 |  |  | PQ | ABCN | 2771.281 | 8101801 | no | no |  |  | no |  |  | 1424959.293 | 15262638.07 |  | -1
node_8101801_200830646 |  |  | PQ | ABCD | 2771.281 | 8101801 | no | no |  |  | no |  |  | 1425020.813 | 15262530.048 |  | -1
node_8101801_200830647 |  |  | PQ | ABCN | 2771.281 | 8101801 | no | no |  |  | no |  |  | 1425089.831 | 15262416.951 |  | -1
node_8101801_200830648 |  |  | PQ | ABCD | 2771.281 | 8101801 | no | no |  |  | no |  |  | 1425154.1 | 15262310.446 |  | -1
node_8101801_200830649 |  |  | PQ | ABCD | 2771.281 | 8101801 | no | no |  |  | no |  |  | 1425220.267 | 15262204.246 |  | -1
node_8101801_200830651 |  |  | PQ | ABCD | 2771.281 | 8101801 | no | no |  |  | no |  |  | 1425306.59 | 15262103.46 |  | -1
node_8101801_200830652 |  |  | PQ | ABCN | 2771.281 | 8101801 | no | no |  |  | no |  |  | 1425413.85 | 15261998.54 |  | -1
node_8101801_200830653 |  |  | PQ | ABCD | 2771.281 | 8101801 | no | no |  |  | no |  |  | 1425500.972 | 15261918.765 |  | -1
node_8101801_200830656 |  |  | PQ | ABCN | 2771.281 | 8101801 | no | no |  |  | no |  |  | 1425583.696 | 15261841.549 |  | -1
node_8101801_200830657 |  |  | PQ | ABCD | 2771.281 | 8101801 | no | no |  |  | no |  |  | 1425692.035 | 15261748.026 |  | -1
node_8101801_200830658 |  |  | PQ | ABCD | 2771.281 | 8101801 | no | no |  |  | no |  |  | 1425786.966 | 15261656.003 |  | -1
node_8101801_200830659 |  |  | PQ | ABCD | 2771.281 | 8101801 | no | no |  |  | no |  |  | 1425860.384 | 15261582.132 |  | -1
node_8101801_200830661 |  |  | PQ | ABCN | 2771.281 | 8101801 | no | no |  |  | no |  |  | 1425964.253 | 15261497.634 |  | -1
node_8101801_200830662 |  |  | PQ | ABCD | 2771.281 | 8101801 | no | no |  |  | no |  |  | 1426083.832 | 15261447.343 |  | -1
node_8101801_200830663 |  |  | PQ | ABCD | 2771.281 | 8101801 | no | no |  |  | no |  |  | 1426221.898 | 15261385.312 |  | -1
node_8101801_200830664 |  |  | PQ | ABCD | 2771.281 | 8101801 | no | no |  |  | no |  |  | 1426367.404 | 15261322.08 |  | -1
node_8101801_200830667 |  |  | PQ | ABCD | 2771.281 | 8101801 | no | no |  |  | no |  |  | 1426538.587 | 15261229.049 |  | -1
node_8101801_200830668 |  |  | PQ | AD | 2771.281 | 8101801 | no | no |  |  | no |  |  | 1426756.272 | 15261190.482 |  | -1
node_8101801_200830669 |  |  | PQ | AD | 2771.281 | 8101801 | no | no |  |  | no |  |  | 1426897.766 | 15261156.175 |  | -1
node_8101801_200830670 |  |  | PQ | AD | 2771.281 | 8101801 | no | no |  |  | no |  |  | 1427094.495 | 15261121.77 |  | -1
node_8101801_200830671 |  |  | PQ | AD | 2771.281 | 8101801 | no | no |  |  | no |  |  | 1427295.597 | 15261064.291 |  | -1
node_8101801_200830672 |  |  | PQ | AN | 2771.281 | 8101801 | no | no |  |  | no |  |  | 1427468.344 | 15261010.583 |  | -1
node_8101801_200830674 |  |  | PQ | AN | 2771.281 | 8101801 | no | no |  |  | no |  |  | 1427735.061 | 15261272.033 |  | -1
node_8101801_200830675 |  |  | PQ | AD | 2771.281 | 8101801 | no | no |  |  | no |  |  | 1427603.129 | 15260965.284 |  | -1
node_8101801_200830676 |  |  | PQ | AD | 2771.281 | 8101801 | no | no |  |  | no |  |  | 1427735.334 | 15260917.225 |  | -1
node_8101801_200830677 |  |  | PQ | AN | 2771.281 | 8101801 | no | no |  |  | no |  |  | 1427895.78 | 15260862.973 |  | -1
node_8101801_200830681 |  |  | PQ | AD | 2771.281 | 8101801 | no | no |  |  | no |  |  | 1428007.454 | 15260828.267 |  | -1
node_8101801_200830683 |  |  | PQ | AD | 2771.281 | 8101801 | no | no |  |  | no |  |  | 1428137.328 | 15260732.44 |  | -1
node_8101801_200830686 |  |  | PQ | AN | 2771.281 | 8101801 | no | no |  |  | no |  |  | 1428259.643 | 15260636.489 |  | -1
node_8101801_200830688 |  |  | PQ | AD | 2771.281 | 8101801 | no | no |  |  | no |  |  | 1428381.306 | 15260549.928 |  | -1
node_8101801_200830689 |  |  | PQ | AD | 2771.281 | 8101801 | no | no |  |  | no |  |  | 1428499.471 | 15260460.601 |  | -1
node_8101801_200830690 |  |  | PQ | AD | 2771.281 | 8101801 | no | no |  |  | no |  |  | 1428637.385 | 15260360.568 |  | -1
node_8101801_200830691 |  |  | PQ | AD | 2771.281 | 8101801 | no | no |  |  | no |  |  | 1428762.672 | 15260258.308 |  | -1
node_8101801_200830692 |  |  | PQ | AN | 2771.281 | 8101801 | no | no |  |  | no |  |  | 1428880.633 | 15260165.425 |  | -1
node_8101801_200830693 |  |  | PQ | AD | 2771.281 | 8101801 | no | no |  |  | no |  |  | 1428989.331 | 15260076.373 |  | -1
node_8101801_200830694 |  |  | PQ | AD | 2771.281 | 8101801 | no | no |  |  | no |  |  | 1429090.893 | 15259983.86 |  | -1
node_8101801_200830695 |  |  | PQ | AN | 2771.281 | 8101801 | no | no |  |  | no |  |  | 1429206.789 | 15259897.601 |  | -1
node_8101801_200830697 |  |  | PQ | AD | 2771.281 | 8101801 | no | no |  |  | no |  |  | 1429335.337 | 15259800.666 |  | -1
node_8101801_200830698 |  |  | PQ | AN | 2771.281 | 8101801 | no | no |  |  | no |  |  | 1429455.391 | 15259712.62 |  | -1
node_8101801_200830699 |  |  | PQ | AD | 2771.281 | 8101801 | no | no |  |  | no |  |  | 1429576.089 | 15259616.914 |  | -1
node_8101801_200830701 |  |  | PQ | AN | 2771.281 | 8101801 | no | no |  |  | no |  |  | 1429688.773 | 15259520.949 |  | -1
node_8101801_200830702 |  |  | PQ | AD | 2771.281 | 8101801 | no | no |  |  | no |  |  | 1429793.671 | 15259426.94 |  | -1
node_8101801_200830703 |  |  | PQ | AD | 2771.281 | 8101801 | no | no |  |  | no |  |  | 1429907.092 | 15259339.647 |  | -1
node_8101801_200830704 |  |  | PQ | AN | 2771.281 | 8101801 | no | no |  |  | no |  |  | 1430013.774 | 15259218.796 |  | -1
node_8101801_200830706 |  |  | PQ | AD | 2771.281 | 8101801 | no | no |  |  | no |  |  | 1430141.737 | 15259120.699 |  | -1
node_8101801_200830707 |  |  | PQ | AD | 2771.281 | 8101801 | no | no |  |  | no |  |  | 1430244.714 | 15259014.993 |  | -1
node_8101801_200830709 |  |  | PQ | AN | 2771.281 | 8101801 | no | no |  |  | no |  |  | 1430341.3 | 15258945.491 |  | -1
node_8101801_200830710 |  |  | PQ | AD | 2771.281 | 8101801 | no | no |  |  | no |  |  | 1430454.82 | 15258813.007 |  | -1
node_8101801_200830711 |  |  | PQ | AD | 2771.281 | 8101801 | no | no |  |  | no |  |  | 1430569.781 | 15258716.04 |  | -1
node_8101801_200830712 |  |  | PQ | AN | 2771.281 | 8101801 | no | no |  |  | no |  |  | 1430666.693 | 15258606.906 |  | -1
node_8101801_200831163 |  |  | PQ | ABCD | 2771.281 | 8101801 | no | no |  |  | no |  |  | 1417531.069 | 15267672.729 |  | -1
node_8101801_200831164 |  |  | PQ | AN | 2771.281 | 8101801 | no | no |  |  | no |  |  | 1417441.357 | 15267571.904 |  | -1
node_8101801_200831165 |  |  | PQ | AD | 2771.281 | 8101801 | no | no |  |  | no |  |  | 1418770.099 | 15266480.387 |  | -1
node_8101801_200831166 |  |  | PQ | AN | 2771.281 | 8101801 | no | no |  |  | no |  |  | 1418994.689 | 15266449.288 |  | -1
node_8101801_200831168 |  |  | PQ | AD | 2771.281 | 8101801 | no | no |  |  | no |  |  | 1417665.013 | 15267486.079 |  | -1
node_8101801_200831169 |  |  | PQ | AD | 2771.281 | 8101801 | no | no |  |  | no |  |  | 1417790.34 | 15267302.99 |  | -1
node_8101801_200831174 |  |  | PQ | AD | 2771.281 | 8101801 | no | no |  |  | no |  |  | 1417920.164 | 15267118.392 |  | -1
node_8101801_200831175 |  |  | PQ | AD | 2771.281 | 8101801 | no | no |  |  | no |  |  | 1418041.45 | 15266932.519 |  | -1
node_8101801_200831176 |  |  | PQ | AD | 2771.281 | 8101801 | no | no |  |  | no |  |  | 1418179.534 | 15266745.294 |  | -1
node_8101801_200831177 |  |  | PQ | AN | 2771.281 | 8101801 | no | no |  |  | no |  |  | 1418451.044 | 15266354.452 |  | -1
node_8101801_200831178 |  |  | PQ | AD | 2771.281 | 8101801 | no | no |  |  | no |  |  | 1418512.906 | 15266501.255 |  | -1
node_8101801_200831179 |  |  | PQ | AD | 2771.281 | 8101801 | no | no |  |  | no |  |  | 1418629.525 | 15266510.553 |  | -1
node_8101801_200831319 |  |  | PQ | ABCN | 2771.281 | 8101801 | no | no |  |  | no |  |  | 1417629.371 | 15267779.923 |  | -1
node_8101801_200831321 |  |  | PQ | ABCN | 2771.281 | 8101801 | no | no |  |  | no |  |  | 1419369.502 | 15268436.764 |  | -1
node_8101801_200831324 |  |  | PQ | ABCN | 2771.281 | 8101801 | no | no |  |  | no |  |  | 1419776.152 | 15268460.97 |  | -1
node_8101801_200831325 |  |  | PQ | ABCD | 2771.281 | 8101801 | no | no |  |  | no |  |  | 1419980.512 | 15268473.943 |  | -1
node_8101801_200831326 |  |  | PQ | ABCD | 2771.281 | 8101801 | no | no |  |  | no |  |  | 1420178.355 | 15268497.406 |  | -1
node_8101801_200831327 |  |  | PQ | ABCN | 2771.281 | 8101801 | no | no |  |  | no |  |  | 1420376.075 | 15268514.03 |  | -1
node_8101801_200831329 |  |  | PQ | ABCD | 2771.281 | 8101801 | no | no |  |  | no |  |  | 1420597.778 | 15268537.575 |  | -1
node_8101801_200831330 |  |  | PQ | ABCN | 2771.281 | 8101801 | no | no |  |  | no |  |  | 1420820.167 | 15268566.253 |  | -1
node_8101801_200831332 |  |  | PQ | ABCN | 2771.281 | 8101801 | no | no |  |  | no |  |  | 1421077.313 | 15268478.616 |  | -1
node_8101801_200831334 |  |  | PQ | ABCN | 2771.281 | 8101801 | no | no |  |  | no |  |  | 1417731.162 | 15267898.604 |  | -1
node_8101801_200831336 |  |  | PQ | ABCN | 2771.281 | 8101801 | no | no |  |  | no |  |  | 1421293.165 | 15268486.684 |  | -1
node_8101801_200831338 |  |  | PQ | ABCD | 2771.281 | 8101801 | no | no |  |  | no |  |  | 1421542.285 | 15268509.263 |  | -1
node_8101801_200831339 |  |  | PQ | AD | 2771.281 | 8101801 | no | no |  |  | no |  |  | 1421663.13 | 15268254.112 |  | -1
node_8101801_200831340 |  |  | PQ | AN | 2771.281 | 8101801 | no | no |  |  | no |  |  | 1421782.896 | 15268006.206 |  | -1
node_8101801_200831341 |  |  | PQ | ABCN | 2771.281 | 8101801 | no | no |  |  | no |  |  | 1421775.297 | 15268534.902 |  | -1
node_8101801_200831342 |  |  | PQ | ABCD | 2771.281 | 8101801 | no | no |  |  | no |  |  | 1421898.673 | 15268595.423 |  | -1
node_8101801_200831344 |  |  | PQ | ABCD | 2771.281 | 8101801 | no | no |  |  | no |  |  | 1422061.843 | 15268609.42 |  | -1
node_8101801_200831345 |  |  | PQ | ABCD | 2771.281 | 8101801 | no | no |  |  | no |  |  | 1422093.439 | 15268622.735 |  | -1
node_8101801_200831347 |  |  | PQ | ABCD | 2771.281 | 8101801 | no | no |  |  | no |  |  | 1422187.96 | 15268850.606 |  | -1
node_8101801_200831348 |  |  | PQ | ABCN | 2771.281 | 8101801 | no | no |  |  | no |  |  | 1422328.803 | 15268921.107 |  | -1
node_8101801_200831349 |  |  | PQ | ABCN | 2771.281 | 8101801 | no | no |  |  | no |  |  | 1417904.452 | 15268072.565 |  | -1
node_8101801_200831350 |  |  | PQ | ABCD | 2771.281 | 8101801 | no | no |  |  | no |  |  | 1418007.65 | 15268250.836 |  | -1
node_8101801_200831352 |  |  | PQ | ABCN | 2771.281 | 8101801 | no | no |  |  | no |  |  | 1418384.268 | 15268361.432 |  | -1
node_8101801_200831354 |  |  | PQ | ABCD | 2771.281 | 8101801 | no | no |  |  | no |  |  | 1418577.608 | 15268387.924 |  | -1
node_8101801_200831356 |  |  | PQ | ABCD | 2771.281 | 8101801 | no | no |  |  | no |  |  | 1418975.556 | 15268413.411 |  | -1
node_8101801_200831357 |  |  | PQ | ABCD | 2771.281 | 8101801 | no | no |  |  | no |  |  | 1422527.259 | 15267656.346 |  | -1
node_8101801_200831358 |  |  | PQ | AD | 2771.281 | 8101801 | no | no |  |  | no |  |  | 1422313.424 | 15267561.536 |  | -1
node_8101801_200831359 |  |  | PQ | AN | 2771.281 | 8101801 | no | no |  |  | no |  |  | 1422166.36 | 15267502.588 |  | -1
node_8101801_200831362 |  |  | PQ | AD | 2771.281 | 8101801 | no | no |  |  | no |  |  | 1421837.266 | 15267461.014 |  | -1
node_8101801_200831363 |  |  | PQ | AD | 2771.281 | 8101801 | no | no |  |  | no |  |  | 1421667.247 | 15267430.225 |  | -1
node_8101801_200831364 |  |  | PQ | AN | 2771.281 | 8101801 | no | no |  |  | no |  |  | 1421731.753 | 15267333.373 |  | -1
node_8101801_200831365 |  |  | PQ | AN | 2771.281 | 8101801 | no | no |  |  | no |  |  | 1421474.418 | 15267406.224 |  | -1
node_8101801_200831366 |  |  | PQ | AD | 2771.281 | 8101801 | no | no |  |  | no |  |  | 1421352.163 | 15267390.593 |  | -1
node_8101801_200831367 |  |  | PQ | AN | 2771.281 | 8101801 | no | no |  |  | no |  |  | 1421139.171 | 15267350.526 |  | -1
node_8101801_200831368 |  |  | PQ | AN | 2771.281 | 8101801 | no | no |  |  | no |  |  | 1420931.183 | 15267324.607 |  | -1
node_8101801_200831370 |  |  | PQ | AD | 2771.281 | 8101801 | no | no |  |  | no |  |  | 1425592.341 | 15261785.564 |  | -1
node_8101801_200831371 |  |  | PQ | AD | 2771.281 | 8101801 | no | no |  |  | no |  |  | 1423424.174 | 15260902.965 |  | -1
node_8101801_200831372 |  |  | PQ | AN | 2771.281 | 8101801 | no | no |  |  | no |  |  | 1423305.103 | 15261052.578 |  | -1
node_8101801_200831373 |  |  | PQ | AD | 2771.281 | 8101801 | no | no |  |  | no |  |  | 1423274.711 | 15260768.019 |  | -1
node_8101801_200831374 |  |  | PQ | AD | 2771.281 | 8101801 | no | no |  |  | no |  |  | 1423233.005 | 15260741.781 |  | -1
node_8101801_200831375 |  |  | PQ | AN | 2771.281 | 8101801 | no | no |  |  | no |  |  | 1423167.505 | 15260752.643 |  | -1
node_8101801_200831376 |  |  | PQ | AD | 2771.281 | 8101801 | no | no |  |  | no |  |  | 1422927.506 | 15260589.981 |  | -1
node_8101801_200831377 |  |  | PQ | AD | 2771.281 | 8101801 | no | no |  |  | no |  |  | 1422739.383 | 15260546.785 |  | -1
node_8101801_200831378 |  |  | PQ | AN | 2771.281 | 8101801 | no | no |  |  | no |  |  | 1422464.7 | 15260499.499 |  | -1
node_8101801_200831380 |  |  | PQ | AD | 2771.281 | 8101801 | no | no |  |  | no |  |  | 1422253.091 | 15260634.214 |  | -1
node_8101801_200831381 |  |  | PQ | AD | 2771.281 | 8101801 | no | no |  |  | no |  |  | 1422060.71 | 15260769.169 |  | -1
node_8101801_200831382 |  |  | PQ | AD | 2771.281 | 8101801 | no | no |  |  | no |  |  | 1421818.243 | 15260929.62 |  | -1
node_8101801_200831383 |  |  | PQ | AD | 2771.281 | 8101801 | no | no |  |  | no |  |  | 1421589.023 | 15261090.827 |  | -1
node_8101801_200831384 |  |  | PQ | AD | 2771.281 | 8101801 | no | no |  |  | no |  |  | 1421350.851 | 15261256.345 |  | -1
node_8101801_200831385 |  |  | PQ | AD | 2771.281 | 8101801 | no | no |  |  | no |  |  | 1421057.941 | 15261277.26 |  | -1
node_8101801_200831386 |  |  | PQ | AD | 2771.281 | 8101801 | no | no |  |  | no |  |  | 1420753.197 | 15261306.703 |  | -1
node_8101801_200831387 |  |  | PQ | AN | 2771.281 | 8101801 | no | no |  |  | no |  |  | 1420449.606 | 15261335.788 |  | -1
node_8101801_200831388 |  |  | PQ | AN | 2771.281 | 8101801 | no | no |  |  | no |  |  | 1420185.959 | 15261358.821 |  | -1
node_8101801_200831389 |  |  | PQ | AD | 2771.281 | 8101801 | no | no |  |  | no |  |  | 1425471.267 | 15261661.726 |  | -1
node_8101801_200831390 |  |  | PQ | AN | 2771.281 | 8101801 | no | no |  |  | no |  |  | 1425294.558 | 15261523.021 |  | -1
node_8101801_200831391 |  |  | PQ | AD | 2771.281 | 8101801 | no | no |  |  | no |  |  | 1425053.811 | 15261502.397 |  | -1
node_8101801_200831392 |  |  | PQ | AD | 2771.281 | 8101801 | no | no |  |  | no |  |  | 1424872.983 | 15261483.247 |  | -1
node_8101801_200831393 |  |  | PQ | AN | 2771.281 | 8101801 | no | no |  |  | no |  |  | 1424685.407 | 15261469.754 |  | -1
node_8101801_200831394 |  |  | PQ | AD | 2771.281 | 8101801 | no | no |  |  | no |  |  | 1424507.624 | 15261497.69 |  | -1
node_8101801_200831396 |  |  | PQ | AN | 2771.281 | 8101801 | no | no |  |  | no |  |  | 1424101.479 | 15261409.982 |  | -1
node_8101801_200831398 |  |  | PQ | AN | 2771.281 | 8101801 | no | no |  |  | no |  |  | 1423843.29 | 15261369.326 |  | -1
node_8101801_200831400 |  |  | PQ | AN | 2771.281 | 8101801 | no | no |  |  | no |  |  | 1423635.481 | 15261144.961 |  | -1
node_8101801_200831401 |  |  | PQ | AD | 2771.281 | 8101801 | no | no |  |  | no |  |  | 1425020.342 | 15259030.041 |  | -1
node_8101801_200831402 |  |  | PQ | AD | 2771.281 | 8101801 | no | no |  |  | no |  |  | 1425861.855 | 15261534.167 |  | -1
node_8101801_200831403 |  |  | PQ | AD | 2771.281 | 8101801 | no | no |  |  | no |  |  | 1425046.385 | 15259524.197 |  | -1
node_8101801_200831404 |  |  | PQ | AD | 2771.281 | 8101801 | no | no |  |  | no |  |  | 1425035.47 | 15259267.28 |  | -1
node_8101801_200831405 |  |  | PQ | AN | 2771.281 | 8101801 | no | no |  |  | no |  |  | 1425023.263 | 15258960.286 |  | -1
node_8101801_200831406 |  |  | PQ | AD | 2771.281 | 8101801 | no | no |  |  | no |  |  | 1425026.969 | 15258678.536 |  | -1
node_8101801_200831407 |  |  | PQ | AD | 2771.281 | 8101801 | no | no |  |  | no |  |  | 1425040.307 | 15258508.398 |  | -1
node_8101801_200831408 |  |  | PQ | AN | 2771.281 | 8101801 | no | no |  |  | no |  |  | 1425057.463 | 15258362.232 |  | -1
node_8101801_200831410 |  |  | PQ | AN | 2771.281 | 8101801 | no | no |  |  | no |  |  | 1425111.83 | 15258114.727 |  | -1
node_8101801_200831411 |  |  | PQ | AN | 2771.281 | 8101801 | no | no |  |  | no |  |  | 1425175.336 | 15257847.385 |  | -1
node_8101801_200831414 |  |  | PQ | AD | 2771.281 | 8101801 | no | no |  |  | no |  |  | 1425294.53 | 15257368.149 |  | -1
node_8101801_200831415 |  |  | PQ | AN | 2771.281 | 8101801 | no | no |  |  | no |  |  | 1425784.47 | 15261416.307 |  | -1
node_8101801_200831416 |  |  | PQ | AD | 2771.281 | 8101801 | no | no |  |  | no |  |  | 1425279.597 | 15257055.821 |  | -1
node_8101801_200831417 |  |  | PQ | AD | 2771.281 | 8101801 | no | no |  |  | no |  |  | 1425152.842 | 15256867.541 |  | -1
node_8101801_200831418 |  |  | PQ | AN | 2771.281 | 8101801 | no | no |  |  | no |  |  | 1424988.576 | 15256885.151 |  | -1
node_8101801_200831419 |  |  | PQ | AD | 2771.281 | 8101801 | no | no |  |  | no |  |  | 1424732.186 | 15256897.973 |  | -1
node_8101801_200831420 |  |  | PQ | AN | 2771.281 | 8101801 | no | no |  |  | no |  |  | 1424547.275 | 15256967.647 |  | -1
node_8101801_200831422 |  |  | PQ | AN | 2771.281 | 8101801 | no | no |  |  | no |  |  | 1425121.371 | 15256607.128 |  | -1
node_8101801_200831423 |  |  | PQ | AN | 2771.281 | 8101801 | no | no |  |  | no |  |  | 1425084.088 | 15256343.244 |  | -1
node_8101801_200831424 |  |  | PQ | AN | 2771.281 | 8101801 | no | no |  |  | no |  |  | 1425304.795 | 15256338.532 |  | -1
node_8101801_200831425 |  |  | PQ | AN | 2771.281 | 8101801 | no | no |  |  | no |  |  | 1425036.635 | 15256057.849 |  | -1
node_8101801_200831426 |  |  | PQ | AN | 7199.557 | 8101801 | no | no |  |  | no |  |  | 1425134.72 | 15256111.985 |  | -1
node_8101801_200831427 |  |  | PQ | AD | 2771.281 | 8101801 | no | no |  |  | no |  |  | 1425015.15 | 15255950.876 |  | -1
node_8101801_200831428 |  |  | PQ | AN | 2771.281 | 8101801 | no | no |  |  | no |  |  | 1424975.224 | 15255745.445 |  | -1
node_8101801_200831429 |  |  | PQ | AN | 7199.557 | 8101801 | no | no |  |  | no |  |  | 1425071.576 | 15255578.362 |  | -1
node_8101801_200831431 |  |  | PQ | AN | 2771.281 | 8101801 | no | no |  |  | no |  |  | 1425689.201 | 15261279.853 |  | -1
node_8101801_200831433 |  |  | PQ | AN | 2771.281 | 8101801 | no | no |  |  | no |  |  | 1425532.443 | 15261072.256 |  | -1
node_8101801_200831435 |  |  | PQ | AN | 2771.281 | 8101801 | no | no |  |  | no |  |  | 1425415.18 | 15260869.987 |  | -1
node_8101801_200831436 |  |  | PQ | AN | 2771.281 | 8101801 | no | no |  |  | no |  |  | 1425263.741 | 15260599.946 |  | -1
node_8101801_200831437 |  |  | PQ | AN | 2771.281 | 8101801 | no | no |  |  | no |  |  | 1425153.541 | 15260344.408 |  | -1
node_8101801_200831438 |  |  | PQ | AN | 2771.281 | 8101801 | no | no |  |  | no |  |  | 1425111.004 | 15260098.941 |  | -1
node_8101801_200831439 |  |  | PQ | AN | 2771.281 | 8101801 | no | no |  |  | no |  |  | 1425059.872 | 15259794.186 |  | -1
node_8101801_200831440 |  |  | PQ | ABCD | 2771.281 | 8101801 | no | no |  |  | no |  |  | 1426678.274 | 15261115.648 |  | -1
node_8101801_200831441 |  |  | PQ | AN | 2771.281 | 8101801 | no | no |  |  | no |  |  | 1426586.214 | 15260888.276 |  | -1
node_8101801_200831442 |  |  | PQ | AN | 2771.281 | 8101801 | no | no |  |  | no |  |  | 1426483.508 | 15260634.53 |  | -1
node_8101801_200831443 |  |  | PQ | ABCD | 2771.281 | 8101801 | no | no |  |  | no |  |  | 1426940.272 | 15260924.308 |  | -1
node_8101801_200831444 |  |  | PQ | ABCN | 2771.281 | 8101801 | no | no |  |  | no |  |  | 1427181.809 | 15260718.303 |  | -1
node_8101801_200831446 |  |  | PQ | ABCN | 2771.281 | 8101801 | no | no |  |  | no |  |  | 1427479.254 | 15260545.526 |  | -1
node_8101801_200831448 |  |  | PQ | ABCN | 2771.281 | 8101801 | no | no |  |  | no |  |  | 1427679.272 | 15260378.475 |  | -1
node_8101801_200831450 |  |  | PQ | ABCD | 2771.281 | 8101801 | no | no |  |  | no |  |  | 1428113.03 | 15260055.627 |  | -1
node_8101801_200831451 |  |  | PQ | ABCD | 2771.281 | 8101801 | no | no |  |  | no |  |  | 1428325.727 | 15259896.999 |  | -1
node_8101801_200831452 |  |  | PQ | ABCD | 2771.281 | 8101801 | no | no |  |  | no |  |  | 1428556.155 | 15259718.528 |  | -1
node_8101801_200831453 |  |  | PQ | ABCD | 2771.281 | 8101801 | no | no |  |  | no |  |  | 1428689.107 | 15259620.28 |  | -1
node_8101801_200831457 |  |  | PQ | AD | 2771.281 | 8101801 | no | no |  |  | no |  |  | 1428905.369 | 15259288.103 |  | -1
node_8101801_200831459 |  |  | PQ | AD | 2771.281 | 8101801 | no | no |  |  | no |  |  | 1429173.841 | 15258983.658 |  | -1
node_8101801_200831460 |  |  | PQ | AN | 2771.281 | 8101801 | no | no |  |  | no |  |  | 1429391.595 | 15258788.365 |  | -1
node_8101801_200831461 |  |  | PQ | AN | 2771.281 | 8101801 | no | no |  |  | no |  |  | 1429602.862 | 15258611.22 |  | -1
node_8101801_200831463 |  |  | PQ | AN | 2771.281 | 8101801 | no | no |  |  | no |  |  | 1429801.967 | 15258441.395 |  | -1
node_8101801_200831464 |  |  | PQ | AN | 2771.281 | 8101801 | no | no |  |  | no |  |  | 1430030.234 | 15258244.517 |  | -1
node_8101801_200831465 |  |  | PQ | AD | 2771.281 | 8101801 | no | no |  |  | no |  |  | 1430243.874 | 15258062.198 |  | -1
node_8101801_200831466 |  |  | PQ | AD | 2771.281 | 8101801 | no | no |  |  | no |  |  | 1430317.935 | 15257998.697 |  | -1
node_8101801_200831467 |  |  | PQ | AN | 2771.281 | 8101801 | no | no |  |  | no |  |  | 1430452.334 | 15257884.224 |  | -1
node_8101801_200831469 |  |  | PQ | AN | 2771.281 | 8101801 | no | no |  |  | no |  |  | 1430653.716 | 15257715.138 |  | -1
node_8101801_200831470 |  |  | PQ | AN | 2771.281 | 8101801 | no | no |  |  | no |  |  | 1430781.409 | 15257607.161 |  | -1
node_8101801_200831472 |  |  | PQ | AN | 2771.281 | 8101801 | no | no |  |  | no |  |  | 1430978.577 | 15257423.325 |  | -1
node_8101801_200831474 |  |  | PQ | AN | 2771.281 | 8101801 | no | no |  |  | no |  |  | 1431072.793 | 15257328.207 |  | -1
node_8101801_200831476 |  |  | PQ | AN | 2771.281 | 8101801 | no | no |  |  | no |  |  | 1431295.316 | 15257111.325 |  | -1
node_8101801_200831479 |  |  | PQ | AN | 2771.281 | 8101801 | no | no |  |  | no |  |  | 1431717.066 | 15256679.885 |  | -1
node_8101801_200835825 |  |  | PQ | AN | 7199.557 | 8101801 | no | no |  |  | no |  |  | 1433123.134 | 15258390.034 |  | -1
node_8101801_200835826 |  |  | PQ | AN | 7199.557 | 8101801 | no | no |  |  | no |  |  | 1433193.671 | 15258603.323 |  | -1
node_8101801_200835827 |  |  | PQ | AN | 7199.557 | 8101801 | no | no |  |  | no |  |  | 1433120.717 | 15258689.736 |  | -1
node_8101801_200835829 |  |  | PQ | AN | 7199.557 | 8101801 | no | no |  |  | no |  |  | 1432924.5 | 15258886.845 |  | -1
node_8101801_200835913 |  |  | PQ | AN | 2771.281 | 8101801 | no | no |  |  | no |  |  | 1434529.287 | 15258530.906 |  | -1
node_8101801_200835914 |  |  | PQ | AN | 2771.281 | 8101801 | no | no |  |  | no |  |  | 1434916.461 | 15258785.812 |  | -1
node_8101801_200836416 |  |  | PQ | ABCD | 2771.281 | 8101801 | no | no |  |  | no |  |  | 1423277.462 | 15273568.472 |  | -1
node_8101801_200836417 |  |  | PQ | ABCD | 2771.281 | 8101801 | no | no |  |  | no |  |  | 1423335.195 | 15273566.811 |  | -1
node_8101801_200836418 |  |  | PQ | AN | 2771.281 | 8101801 | no | no |  |  | no |  |  | 1427358.54 | 15273642.998 |  | -1
node_8101801_200836419 |  |  | PQ | AD | 2771.281 | 8101801 | no | no |  |  | no |  |  | 1427623.749 | 15273694.696 |  | -1
node_8101801_200836420 |  |  | PQ | AN | 2771.281 | 8101801 | no | no |  |  | no |  |  | 1427913.865 | 15273698.67 |  | -1
node_8101801_200836421 |  |  | PQ | AN | 2771.281 | 8101801 | no | no |  |  | no |  |  | 1427624.287 | 15273537.436 |  | -1
node_8101801_200836422 |  |  | PQ | AD | 2771.281 | 8101801 | no | no |  |  | no |  |  | 1427895.338 | 15273413.945 |  | -1
node_8101801_200836423 |  |  | PQ | AN | 2771.281 | 8101801 | no | no |  |  | no |  |  | 1428408.844 | 15273188.161 |  | -1
node_8101801_200836424 |  |  | PQ | AD | 2771.281 | 8101801 | no | no |  |  | no |  |  | 1428699.752 | 15273058.857 |  | -1
node_8101801_200836425 |  |  | PQ | AD | 2771.281 | 8101801 | no | no |  |  | no |  |  | 1428658.12 | 15273363.297 |  | -1
node_8101801_200836426 |  |  | PQ | AN | 2771.281 | 8101801 | no | no |  |  | no |  |  | 1428760.775 | 15273601.694 |  | -1
node_8101801_200836427 |  |  | PQ | AN | 2771.281 | 8101801 | no | no |  |  | no |  |  | 1428881.64 | 15273871.318 |  | -1
node_8101801_200836429 |  |  | PQ | AN | 2771.281 | 8101801 | no | no |  |  | no |  |  | 1429009.418 | 15274113.371 |  | -1
node_8101801_200836431 |  |  | PQ | AD | 2771.281 | 8101801 | no | no |  |  | no |  |  | 1429011.096 | 15273099.952 |  | -1
node_8101801_200836432 |  |  | PQ | AD | 2771.281 | 8101801 | no | no |  |  | no |  |  | 1429314.136 | 15273142.678 |  | -1
node_8101801_200836433 |  |  | PQ | AD | 2771.281 | 8101801 | no | no |  |  | no |  |  | 1429935.383 | 15273232.717 |  | -1
node_8101801_200836434 |  |  | PQ | AD | 2771.281 | 8101801 | no | no |  |  | no |  |  | 1430552.808 | 15273305.167 |  | -1
node_8101801_200836435 |  |  | PQ | AD | 2771.281 | 8101801 | no | no |  |  | no |  |  | 1431032.276 | 15273137.739 |  | -1
node_8101801_200836436 |  |  | PQ | AD | 2771.281 | 8101801 | no | no |  |  | no |  |  | 1431625.477 | 15272930.329 |  | -1
node_8101801_200836437 |  |  | PQ | ABCD | 2771.281 | 8101801 | no | no |  |  | no |  |  | 1423522.694 | 15273570.08 |  | -1
node_8101801_200836438 |  |  | PQ | ABCD | 2771.281 | 8101801 | no | no |  |  | no |  |  | 1423452.831 | 15273547.831 |  | -1
node_8101801_200836439 |  |  | PQ | ABCN | 2771.281 | 8101801 | no | no |  |  | no |  |  | 1423482.309 | 15273437.789 |  | -1
node_8101801_200836440 |  |  | PQ | AD | 2771.281 | 8101801 | no | no |  |  | no |  |  | 1431864.22 | 15272845.814 |  | -1
node_8101801_200836441 |  |  | PQ | AD | 2771.281 | 8101801 | no | no |  |  | no |  |  | 1432165.335 | 15272745.355 |  | -1
node_8101801_200836442 |  |  | PQ | AD | 2771.281 | 8101801 | no | no |  |  | no |  |  | 1432658.644 | 15272560.255 |  | -1
node_8101801_200836443 |  |  | PQ | AD | 2771.281 | 8101801 | no | no |  |  | no |  |  | 1432629.81 | 15272250.229 |  | -1
node_8101801_200836444 |  |  | PQ | AD | 2771.281 | 8101801 | no | no |  |  | no |  |  | 1432924.995 | 15272493.139 |  | -1
node_8101801_200836445 |  |  | PQ | AD | 2771.281 | 8101801 | no | no |  |  | no |  |  | 1433183.922 | 15272431.061 |  | -1
node_8101801_200836446 |  |  | PQ | AD | 2771.281 | 8101801 | no | no |  |  | no |  |  | 1433412.703 | 15272370.867 |  | -1
node_8101801_200836447 |  |  | PQ | AD | 2771.281 | 8101801 | no | no |  |  | no |  |  | 1433625.673 | 15272316.328 |  | -1
node_8101801_200836448 |  |  | PQ | AN | 2771.281 | 8101801 | no | no |  |  | no |  |  | 1433605.824 | 15272013.965 |  | -1
node_8101801_200836449 |  |  | PQ | AD | 2771.281 | 8101801 | no | no |  |  | no |  |  | 1433881.083 | 15272257.79 |  | -1
node_8101801_200836450 |  |  | PQ | AD | 2771.281 | 8101801 | no | no |  |  | no |  |  | 1434126.854 | 15272194.698 |  | -1
node_8101801_200836451 |  |  | PQ | AD | 2771.281 | 8101801 | no | no |  |  | no |  |  | 1434617.926 | 15272063.013 |  | -1
node_8101801_200836452 |  |  | PQ | AN | 2771.281 | 8101801 | no | no |  |  | no |  |  | 1434895.403 | 15271995.092 |  | -1
node_8101801_200836453 |  |  | PQ | AD | 2771.281 | 8101801 | no | no |  |  | no |  |  | 1435114.867 | 15271437.14 |  | -1
node_8101801_200836454 |  |  | PQ | AN | 2771.281 | 8101801 | no | no |  |  | no |  |  | 1435091.459 | 15271166.453 |  | -1
node_8101801_200836455 |  |  | PQ | AN | 2771.281 | 8101801 | no | no |  |  | no |  |  | 1423742.372 | 15273573.476 |  | -1
node_8101801_200836456 |  |  | PQ | AD | 2771.281 | 8101801 | no | no |  |  | no |  |  | 1435068.312 | 15270934.054 |  | -1
node_8101801_200836457 |  |  | PQ | AD | 2771.281 | 8101801 | no | no |  |  | no |  |  | 1435025.792 | 15270377.412 |  | -1
node_8101801_200836458 |  |  | PQ | AN | 2771.281 | 8101801 | no | no |  |  | no |  |  | 1434988.541 | 15269878.908 |  | -1
node_8101801_200836459 |  |  | PQ | AN | 2771.281 | 8101801 | no | no |  |  | no |  |  | 1434952.275 | 15269499.247 |  | -1
node_8101801_200836461 |  |  | PQ | AN | 2771.281 | 8101801 | no | no |  |  | no |  |  | 1434938.153 | 15269326.543 |  | -1
node_8101801_200836463 |  |  | PQ | AN | 2771.281 | 8101801 | no | no |  |  | no |  |  | 1434917.66 | 15269039.983 |  | -1
node_8101801_200836464 |  |  | PQ | AN | 2771.281 | 8101801 | no | no |  |  | no |  |  | 1435223.899 | 15269104.745 |  | -1
node_8101801_200836466 |  |  | PQ | AD | 2771.281 | 8101801 | no | no |  |  | no |  |  | 1434877.778 | 15268505.792 |  | -1
node_8101801_200836467 |  |  | PQ | AD | 2771.281 | 8101801 | no | no |  |  | no |  |  | 1434835.954 | 15268008.777 |  | -1
node_8101801_200836468 |  |  | PQ | AD | 2771.281 | 8101801 | no | no |  |  | no |  |  | 1435287.261 | 15268070.435 |  | -1
node_8101801_200836469 |  |  | PQ | AN | 2771.281 | 8101801 | no | no |  |  | no |  |  | 1435406.568 | 15268091.887 |  | -1
node_8101801_200836470 |  |  | PQ | AN | 2771.281 | 8101801 | no | no |  |  | no |  |  | 1435486.144 | 15268290.394 |  | -1
node_8101801_200836472 |  |  | PQ | AD | 2771.281 | 8101801 | no | no |  |  | no |  |  | 1434795.034 | 15267477.461 |  | -1
node_8101801_200836473 |  |  | PQ | AD | 2771.281 | 8101801 | no | no |  |  | no |  |  | 1434786.416 | 15267374.761 |  | -1
node_8101801_200836474 |  |  | PQ | AD | 2771.281 | 8101801 | no | no |  |  | no |  |  | 1434746.137 | 15266878.463 |  | -1
node_8101801_200836475 |  |  | PQ | AN | 2771.281 | 8101801 | no | no |  |  | no |  |  | 1435036.663 | 15266752.985 |  | -1
node_8101801_200836477 |  |  | PQ | AD | 2771.281 | 8101801 | no | no |  |  | no |  |  | 1435240.704 | 15267004.841 |  | -1
node_8101801_200836478 |  |  | PQ | AN | 2771.281 | 8101801 | no | no |  |  | no |  |  | 1435383.468 | 15267251.116 |  | -1
node_8101801_200836481 |  |  | PQ | AN | 2771.281 | 8101801 | no | no |  |  | no |  |  | 1434695.093 | 15266237.382 |  | -1
node_8101801_200836482 |  |  | PQ | AD | 2771.281 | 8101801 | no | no |  |  | no |  |  | 1423953.122 | 15273574.576 |  | -1
node_8101801_200836487 |  |  | PQ | AD | 2771.281 | 8101801 | no | no |  |  | no |  |  | 1434341.807 | 15265660.269 |  | -1
node_8101801_200836488 |  |  | PQ | AD | 2771.281 | 8101801 | no | no |  |  | no |  |  | 1434474.412 | 15265388.101 |  | -1
node_8101801_200836489 |  |  | PQ | AN | 2771.281 | 8101801 | no | no |  |  | no |  |  | 1434586.667 | 15265156.297 |  | -1
node_8101801_200836490 |  |  | PQ | AN | 2771.281 | 8101801 | no | no |  |  | no |  |  | 1434211.61 | 15265571 |  | -1
node_8101801_200836491 |  |  | PQ | AD | 2771.281 | 8101801 | no | no |  |  | no |  |  | 1434039.609 | 15265256.929 |  | -1
node_8101801_200836492 |  |  | PQ | AD | 2771.281 | 8101801 | no | no |  |  | no |  |  | 1433948.339 | 15265075.717 |  | -1
node_8101801_200836493 |  |  | PQ | AN | 2771.281 | 8101801 | no | no |  |  | no |  |  | 1433795.763 | 15264831.999 |  | -1
node_8101801_200836494 |  |  | PQ | AN | 2771.281 | 8101801 | no | no |  |  | no |  |  | 1424199.07 | 15273559.924 |  | -1
node_8101801_200836495 |  |  | PQ | AN | 2771.281 | 8101801 | no | no |  |  | no |  |  | 1425611.71 | 15273596.159 |  | -1
node_8101801_200836496 |  |  | PQ | AN | 2771.281 | 8101801 | no | no |  |  | no |  |  | 1425919.734 | 15273608.168 |  | -1
node_8101801_200836497 |  |  | PQ | AN | 2771.281 | 8101801 | no | no |  |  | no |  |  | 1426183.426 | 15273615.3 |  | -1
node_8101801_200836498 |  |  | PQ | AN | 2771.281 | 8101801 | no | no |  |  | no |  |  | 1426373.991 | 15273613.176 |  | -1
node_8101801_200836499 |  |  | PQ | AN | 2771.281 | 8101801 | no | no |  |  | no |  |  | 1426660.761 | 15273621.513 |  | -1
node_8101801_200836501 |  |  | PQ | AN | 2771.281 | 8101801 | no | no |  |  | no |  |  | 1426901.787 | 15273619.553 |  | -1
node_8101801_200836502 |  |  | PQ | AN | 2771.281 | 8101801 | no | no |  |  | no |  |  | 1427065.705 | 15273630.415 |  | -1
node_8101801_200836504 |  |  | PQ | AN | 2771.281 | 8101801 | no | no |  |  | no |  |  | 1427230.501 | 15273631.769 |  | -1
node_8101801_200836604 |  |  | PQ | AD | 2771.281 | 8101801 | no | no |  |  | no |  |  | 1430545.99 | 15273358.857 |  | -1
node_8101801_200836605 |  |  | PQ | AN | 2771.281 | 8101801 | no | no |  |  | no |  |  | 1430503.565 | 15273700.857 |  | -1
node_8101801_200836798 |  |  | PQ | ABCD | 2771.281 | 8101801 | no | no |  |  | no |  |  | 1423671.36 | 15272210.871 |  | -1
node_8101801_200836799 |  |  | PQ | ABCD | 2771.281 | 8101801 | no | no |  |  | no |  |  | 1423829.018 | 15271954.069 |  | -1
node_8101801_200836800 |  |  | PQ | ABCN | 2771.281 | 8101801 | no | no |  |  | no |  |  | 1423933.081 | 15271797.842 |  | -1
node_8101801_200836802 |  |  | PQ | ABCD | 2771.281 | 8101801 | no | no |  |  | no |  |  | 1423983.899 | 15271704.487 |  | -1
node_8101801_200836804 |  |  | PQ | ABCN | 2771.281 | 8101801 | no | no |  |  | no |  |  | 1424175.839 | 15271791.265 |  | -1
node_8101801_200836805 |  |  | PQ | ABCN | 2771.281 | 8101801 | no | no |  |  | no |  |  | 1424100.612 | 15271510.68 |  | -1
node_8101801_200836807 |  |  | PQ | ABCD | 2771.281 | 8101801 | no | no |  |  | no |  |  | 1424185.535 | 15271369.282 |  | -1
node_8101801_200836808 |  |  | PQ | ABCN | 2771.281 | 8101801 | no | no |  |  | no |  |  | 1424229.698 | 15271282.858 |  | -1
node_8101801_200836844 |  |  | PQ | ABCD | 2771.281 | 8101801 | no | no |  |  | no |  |  | 1424899.917 | 15270024.174 |  | -1
node_8101801_200836846 |  |  | PQ | AN | 2771.281 | 8101801 | no | no |  |  | no |  |  | 1425429.369 | 15267495.447 |  | -1
node_8101801_200836848 |  |  | PQ | AN | 2771.281 | 8101801 | no | no |  |  | no |  |  | 1425496.124 | 15267298.871 |  | -1
node_8101801_200836849 |  |  | PQ | AN | 2771.281 | 8101801 | no | no |  |  | no |  |  | 1425590.113 | 15267048.024 |  | -1
node_8101801_200836852 |  |  | PQ | ABCN | 2771.281 | 8101801 | no | no |  |  | no |  |  | 1424970.896 | 15269910.09 |  | -1
node_8101801_200836853 |  |  | PQ | ABCD | 2771.281 | 8101801 | no | no |  |  | no |  |  | 1425084.628 | 15269886.253 |  | -1
node_8101801_200836854 |  |  | PQ | ABCN | 2771.281 | 8101801 | no | no |  |  | no |  |  | 1425269.707 | 15269839.556 |  | -1
node_8101801_200836856 |  |  | PQ | ABCD | 2771.281 | 8101801 | no | no |  |  | no |  |  | 1425136.021 | 15269588.649 |  | -1
node_8101801_200836857 |  |  | PQ | ABCN | 2771.281 | 8101801 | no | no |  |  | no |  |  | 1425176.323 | 15269283.58 |  | -1
node_8101801_200836859 |  |  | PQ | ABCN | 2771.281 | 8101801 | no | no |  |  | no |  |  | 1425213.753 | 15268988.054 |  | -1
node_8101801_200836860 |  |  | PQ | AD | 2771.281 | 8101801 | no | no |  |  | no |  |  | 1425197.344 | 15268979.054 |  | -1
node_8101801_200836861 |  |  | PQ | AD | 2771.281 | 8101801 | no | no |  |  | no |  |  | 1425145.66 | 15268949.456 |  | -1
node_8101801_200836862 |  |  | PQ | AN | 2771.281 | 8101801 | no | no |  |  | no |  |  | 1424814.563 | 15268906.27 |  | -1
node_8101801_200836866 |  |  | PQ | ABCN | 2771.281 | 8101801 | no | no |  |  | no |  |  | 1425257.262 | 15268690.446 |  | -1
node_8101801_200836868 |  |  | PQ | ABCN | 2771.281 | 8101801 | no | no |  |  | no |  |  | 1425280.005 | 15268511.678 |  | -1
node_8101801_200836869 |  |  | PQ | ABCN | 2771.281 | 8101801 | no | no |  |  | no |  |  | 1425310.132 | 15268267.85 |  | -1
node_8101801_200836871 |  |  | PQ | AD | 2771.281 | 8101801 | no | no |  |  | no |  |  | 1425329.066 | 15268109.793 |  | -1
node_8101801_200836872 |  |  | PQ | AN | 2771.281 | 8101801 | no | no |  |  | no |  |  | 1425629.25 | 15268092.844 |  | -1
node_8101801_200836873 |  |  | PQ | AD | 2771.281 | 8101801 | no | no |  |  | no |  |  | 1425346.915 | 15267976.64 |  | -1
node_8101801_200836874 |  |  | PQ | AN | 2771.281 | 8101801 | no | no |  |  | no |  |  | 1425373.518 | 15267753.231 |  | -1
node_8101801_200836972 |  |  | PQ | ABCD | 2771.281 | 8101801 | no | no |  |  | no |  |  | 1426750.352 | 15265456.683 |  | -1
node_8101801_200836974 |  |  | PQ | ABCD | 2771.281 | 8101801 | no | no |  |  | no |  |  | 1427035.404 | 15265474.896 |  | -1
node_8101801_200836977 |  |  | PQ | AN | 2771.281 | 8101801 | no | no |  |  | no |  |  | 1427510.67 | 15265467.263 |  | -1
node_8101801_200836978 |  |  | PQ | AN | 2771.281 | 8101801 | no | no |  |  | no |  |  | 1427664.28 | 15265480.033 |  | -1
node_8101801_200836979 |  |  | PQ | AN | 2771.281 | 8101801 | no | no |  |  | no |  |  | 1427778.06 | 15265480.72 |  | -1
node_8101801_200836980 |  |  | PQ | AD | 2771.281 | 8101801 | no | no |  |  | no |  |  | 1427906.353 | 15265485.316 |  | -1
node_8101801_200836981 |  |  | PQ | AN | 2771.281 | 8101801 | no | no |  |  | no |  |  | 1428079.89 | 15265490.213 |  | -1
node_8101801_200836982 |  |  | PQ | AN | 2771.281 | 8101801 | no | no |  |  | no |  |  | 1428243.895 | 15265490.101 |  | -1
node_8101801_200836984 |  |  | PQ | AD | 2771.281 | 8101801 | no | no |  |  | no |  |  | 1428399.858 | 15265495.287 |  | -1
node_8101801_200836985 |  |  | PQ | AN | 2771.281 | 8101801 | no | no |  |  | no |  |  | 1428608.872 | 15265509.302 |  | -1
node_8101801_200837005 |  |  | PQ | AD | 2771.281 | 8101801 | no | no |  |  | no |  |  | 1429623.801 | 15261459.068 |  | -1
node_8101801_200837006 |  |  | PQ | AD | 2771.281 | 8101801 | no | no |  |  | no |  |  | 1429515.828 | 15261310.369 |  | -1
node_8101801_200837007 |  |  | PQ | AD | 2771.281 | 8101801 | no | no |  |  | no |  |  | 1429418.177 | 15261193.351 |  | -1
node_8101801_200837008 |  |  | PQ | AD | 2771.281 | 8101801 | no | no |  |  | no |  |  | 1429306.138 | 15261043.995 |  | -1
node_8101801_200837009 |  |  | PQ | AD | 2771.281 | 8101801 | no | no |  |  | no |  |  | 1429189.508 | 15260893.162 |  | -1
node_8101801_200837010 |  |  | PQ | AD | 2771.281 | 8101801 | no | no |  |  | no |  |  | 1429471.055 | 15260659.108 |  | -1
node_8101801_200837011 |  |  | PQ | AN | 2771.281 | 8101801 | no | no |  |  | no |  |  | 1429751.63 | 15260439.463 |  | -1
node_8101801_200837012 |  |  | PQ | AN | 2771.281 | 8101801 | no | no |  |  | no |  |  | 1429068.857 | 15260987.781 |  | -1
node_8101801_200837013 |  |  | PQ | AD | 2771.281 | 8101801 | no | no |  |  | no |  |  | 1428967.533 | 15261076.934 |  | -1
node_8101801_200837014 |  |  | PQ | AD | 2771.281 | 8101801 | no | no |  |  | no |  |  | 1428706.57 | 15261295.84 |  | -1
node_8101801_200837244 |  |  | PQ | AN | 2771.281 | 8101801 | no | no |  |  | no |  |  | 1432157.357 | 15259453.795 |  | -1
node_8101801_200837245 |  |  | PQ | AN | 2771.281 | 8101801 | no | no |  |  | no |  |  | 1432372.438 | 15259591.757 |  | -1
node_8101801_200837329 |  |  | PQ | AD | 2771.281 | 8101801 | no | no |  |  | no |  |  | 1425633.774 | 15273701.841 |  | -1
node_8101801_200837330 |  |  | PQ | AN | 2771.281 | 8101801 | no | no |  |  | no |  |  | 1426503.78 | 15276138.405 |  | -1
node_8101801_200837332 |  |  | PQ | AD | 2771.281 | 8101801 | no | no |  |  | no |  |  | 1426596.328 | 15276292.825 |  | -1
node_8101801_200837333 |  |  | PQ | AD | 2771.281 | 8101801 | no | no |  |  | no |  |  | 1426620.145 | 15276590.022 |  | -1
node_8101801_200837334 |  |  | PQ | AD | 2771.281 | 8101801 | no | no |  |  | no |  |  | 1426638.927 | 15276883.861 |  | -1
node_8101801_200837335 |  |  | PQ | AD | 2771.281 | 8101801 | no | no |  |  | no |  |  | 1426658.906 | 15277193.887 |  | -1
node_8101801_200837336 |  |  | PQ | AN | 2771.281 | 8101801 | no | no |  |  | no |  |  | 1426687.157 | 15277498.713 |  | -1
node_8101801_200837341 |  |  | PQ | AD | 2771.281 | 8101801 | no | no |  |  | no |  |  | 1425864.932 | 15274591.231 |  | -1
node_8101801_200837343 |  |  | PQ | AD | 2771.281 | 8101801 | no | no |  |  | no |  |  | 1426119.146 | 15275204.359 |  | -1
node_8101801_200837344 |  |  | PQ | AD | 2771.281 | 8101801 | no | no |  |  | no |  |  | 1426177.374 | 15275267.986 |  | -1
node_8101801_200837345 |  |  | PQ | AN | 2771.281 | 8101801 | no | no |  |  | no |  |  | 1426160.949 | 15275470.279 |  | -1
node_8101801_200837346 |  |  | PQ | AD | 2771.281 | 8101801 | no | no |  |  | no |  |  | 1426194.443 | 15275675.197 |  | -1
node_8101801_200837347 |  |  | PQ | AN | 2771.281 | 8101801 | no | no |  |  | no |  |  | 1426347.72 | 15275906.184 |  | -1
node_8101801_200837415 |  |  | PQ | AN | 2771.281 | 8101801 | no | no |  |  | no |  |  | 1430232.142 | 15261259.61 |  | -1
node_8101801_200837416 |  |  | PQ | AD | 2771.281 | 8101801 | no | no |  |  | no |  |  | 1431595.793 | 15262820.69 |  | -1
node_8101801_200837417 |  |  | PQ | AN | 2771.281 | 8101801 | no | no |  |  | no |  |  | 1431895.338 | 15262997.458 |  | -1
node_8101801_200837418 |  |  | PQ | AN | 2771.281 | 8101801 | no | no |  |  | no |  |  | 1432191.248 | 15263155.416 |  | -1
node_8101801_200837419 |  |  | PQ | AD | 2771.281 | 8101801 | no | no |  |  | no |  |  | 1432457.47 | 15263341.908 |  | -1
node_8101801_200837420 |  |  | PQ | AD | 2771.281 | 8101801 | no | no |  |  | no |  |  | 1432740.581 | 15263488.595 |  | -1
node_8101801_200837421 |  |  | PQ | AN | 2771.281 | 8101801 | no | no |  |  | no |  |  | 1432996.096 | 15263693.948 |  | -1
node_8101801_200837423 |  |  | PQ | AD | 2771.281 | 8101801 | no | no |  |  | no |  |  | 1433158.271 | 15263915.468 |  | -1
node_8101801_200837424 |  |  | PQ | AN | 2771.281 | 8101801 | no | no |  |  | no |  |  | 1433300.783 | 15264130.826 |  | -1
node_8101801_200837425 |  |  | PQ | AD | 2771.281 | 8101801 | no | no |  |  | no |  |  | 1433454.799 | 15264324.223 |  | -1
node_8101801_200837426 |  |  | PQ | AD | 2771.281 | 8101801 | no | no |  |  | no |  |  | 1433444.74 | 15264370.008 |  | -1
node_8101801_200837427 |  |  | PQ | AD | 2771.281 | 8101801 | no | no |  |  | no |  |  | 1430392.319 | 15261470.484 |  | -1
node_8101801_200837428 |  |  | PQ | AD | 2771.281 | 8101801 | no | no |  |  | no |  |  | 1433631.041 | 15264572.447 |  | -1
node_8101801_200837429 |  |  | PQ | AD | 2771.281 | 8101801 | no | no |  |  | no |  |  | 1433821.205 | 15264777.79 |  | -1
node_8101801_200837430 |  |  | PQ | AN | 2771.281 | 8101801 | no | no |  |  | no |  |  | 1430543.886 | 15261610.306 |  | -1
node_8101801_200837431 |  |  | PQ | AD | 2771.281 | 8101801 | no | no |  |  | no |  |  | 1430652.348 | 15261761.964 |  | -1
node_8101801_200837432 |  |  | PQ | AD | 2771.281 | 8101801 | no | no |  |  | no |  |  | 1430791.969 | 15261958.474 |  | -1
node_8101801_200837433 |  |  | PQ | AN | 2771.281 | 8101801 | no | no |  |  | no |  |  | 1430901.548 | 15262115.774 |  | -1
node_8101801_200837434 |  |  | PQ | AD | 2771.281 | 8101801 | no | no |  |  | no |  |  | 1431074.336 | 15262355.208 |  | -1
node_8101801_200837435 |  |  | PQ | AD | 2771.281 | 8101801 | no | no |  |  | no |  |  | 1431270.49 | 15262630.7 |  | -1
node_8101801_200837436 |  |  | PQ | AN | 2771.281 | 8101801 | no | no |  |  | no |  |  | 1431419.543 | 15262734.907 |  | -1
node_8101801_200837516 |  |  | PQ | AN | 2771.281 | 8101801 | no | no |  |  | no |  |  | 1434168.773 | 15267143.469 |  | -1
node_8101801_200837517 |  |  | PQ | AD | 2771.281 | 8101801 | no | no |  |  | no |  |  | 1433868.471 | 15267280.294 |  | -1
node_8101801_200837518 |  |  | PQ | AN | 2771.281 | 8101801 | no | no |  |  | no |  |  | 1433495.565 | 15267453.883 |  | -1
node_8101801_200837519 |  |  | PQ | AD | 2771.281 | 8101801 | no | no |  |  | no |  |  | 1433057.595 | 15267509.209 |  | -1
node_8101801_200837521 |  |  | PQ | AD | 2771.281 | 8101801 | no | no |  |  | no |  |  | 1432561.601 | 15267874.959 |  | -1
node_8101801_200837522 |  |  | PQ | AN | 2771.281 | 8101801 | no | no |  |  | no |  |  | 1432331.092 | 15267975.646 |  | -1
node_8101801_200837550 |  |  | PQ | AD | 2771.281 | 8101801 | no | no |  |  | no |  |  | 1431049.529 | 15272788.023 |  | -1
node_8101801_200837551 |  |  | PQ | AN | 2771.281 | 8101801 | no | no |  |  | no |  |  | 1431961.505 | 15270642.348 |  | -1
node_8101801_200837552 |  |  | PQ | AN | 2771.281 | 8101801 | no | no |  |  | no |  |  | 1431981.489 | 15270385.685 |  | -1
node_8101801_200837554 |  |  | PQ | AD | 2771.281 | 8101801 | no | no |  |  | no |  |  | 1432005.88 | 15270119.19 |  | -1
node_8101801_200837555 |  |  | PQ | AD | 2771.281 | 8101801 | no | no |  |  | no |  |  | 1432029.135 | 15269781.636 |  | -1
node_8101801_200837556 |  |  | PQ | AD | 2771.281 | 8101801 | no | no |  |  | no |  |  | 1432052.113 | 15269538.025 |  | -1
node_8101801_200837557 |  |  | PQ | AD | 2771.281 | 8101801 | no | no |  |  | no |  |  | 1432071.873 | 15269294.138 |  | -1
node_8101801_200837558 |  |  | PQ | AD | 2771.281 | 8101801 | no | no |  |  | no |  |  | 1432092.67 | 15269054.813 |  | -1
node_8101801_200837559 |  |  | PQ | AD | 2771.281 | 8101801 | no | no |  |  | no |  |  | 1432047.43 | 15268829.808 |  | -1
node_8101801_200837560 |  |  | PQ | AD | 2771.281 | 8101801 | no | no |  |  | no |  |  | 1432071.466 | 15268576.278 |  | -1
node_8101801_200837561 |  |  | PQ | AD | 2771.281 | 8101801 | no | no |  |  | no |  |  | 1432099.461 | 15268325.454 |  | -1
node_8101801_200837562 |  |  | PQ | AN | 2771.281 | 8101801 | no | no |  |  | no |  |  | 1431073.428 | 15272473.697 |  | -1
node_8101801_200837563 |  |  | PQ | AD | 2771.281 | 8101801 | no | no |  |  | no |  |  | 1432120.397 | 15268094.17 |  | -1
node_8101801_200837564 |  |  | PQ | AD | 2771.281 | 8101801 | no | no |  |  | no |  |  | 1431036.12 | 15272351.76 |  | -1
node_8101801_200837565 |  |  | PQ | AD | 2771.281 | 8101801 | no | no |  |  | no |  |  | 1431199.032 | 15272116.719 |  | -1
node_8101801_200837566 |  |  | PQ | AN | 2771.281 | 8101801 | no | no |  |  | no |  |  | 1431336.098 | 15271752.044 |  | -1
node_8101801_200837568 |  |  | PQ | AD | 2771.281 | 8101801 | no | no |  |  | no |  |  | 1431499.729 | 15271563.866 |  | -1
node_8101801_200837569 |  |  | PQ | AD | 2771.281 | 8101801 | no | no |  |  | no |  |  | 1431620.527 | 15271301.837 |  | -1
node_8101801_200837570 |  |  | PQ | AD | 2771.281 | 8101801 | no | no |  |  | no |  |  | 1431743.706 | 15271093.351 |  | -1
node_8101801_200837571 |  |  | PQ | AN | 2771.281 | 8101801 | no | no |  |  | no |  |  | 1431844.585 | 15270877.219 |  | -1
node_8101801_200837603 |  |  | PQ | AD | 2771.281 | 8101801 | no | no |  |  | no |  |  | 1432551.054 | 15271993.643 |  | -1
node_8101801_200837604 |  |  | PQ | AN | 2771.281 | 8101801 | no | no |  |  | no |  |  | 1432250.498 | 15272050.779 |  | -1
node_8101801_200837606 |  |  | PQ | AD | 2771.281 | 8101801 | no | no |  |  | no |  |  | 1432019.784 | 15271932.398 |  | -1
node_8101801_200837607 |  |  | PQ | AN | 2771.281 | 8101801 | no | no |  |  | no |  |  | 1431821.018 | 15271886.243 |  | -1
node_8101801_200837728 |  |  | PQ | AD | 2771.281 | 8101801 | no | no |  |  | no |  |  | 1433859.093 | 15267058.202 |  | -1
node_8101801_200837729 |  |  | PQ | AD | 2771.281 | 8101801 | no | no |  |  | no |  |  | 1433863.33 | 15266975.194 |  | -1
node_8101801_200837730 |  |  | PQ | AD | 2771.281 | 8101801 | no | no |  |  | no |  |  | 1434077.012 | 15266706.381 |  | -1
node_8101801_200837731 |  |  | PQ | AN | 2771.281 | 8101801 | no | no |  |  | no |  |  | 1434188.05 | 15266497.316 |  | -1
node_8101801_200837733 |  |  | PQ | AN | 2771.281 | 8101801 | no | no |  |  | no |  |  | 1434216.04 | 15266197.583 |  | -1
node_8101801_200837735 |  |  | PQ | AD | 2771.281 | 8101801 | no | no |  |  | no |  |  | 1434241.988 | 15265907.003 |  | -1
node_8101801_200837858 |  |  | PQ | AD | 2771.281 | 8101801 | no | no |  |  | no |  |  | 1433254.523 | 15272743.856 |  | -1
node_8101801_200837859 |  |  | PQ | AD | 2771.281 | 8101801 | no | no |  |  | no |  |  | 1433312.296 | 15273052.998 |  | -1
node_8101801_200837860 |  |  | PQ | AD | 2771.281 | 8101801 | no | no |  |  | no |  |  | 1432999.573 | 15273110.104 |  | -1
node_8101801_200837861 |  |  | PQ | AN | 2771.281 | 8101801 | no | no |  |  | no |  |  | 1432823.302 | 15273260.957 |  | -1
node_8101801_200837862 |  |  | PQ | AN | 2771.281 | 8101801 | no | no |  |  | no |  |  | 1433428.906 | 15273317.7 |  | -1
node_8101801_200837891 |  |  | PQ | ABCD | 2771.281 | 8101801 | no | no |  |  | no |  |  | 1427330.06 | 15265412.858 |  | -1
node_8101801_200837892 |  |  | PQ | ABCD | 2771.281 | 8101801 | no | no |  |  | no |  |  | 1427371.033 | 15265287.816 |  | -1
node_8101801_200837893 |  |  | PQ | ABCD | 2771.281 | 8101801 | no | no |  |  | no |  |  | 1427476.583 | 15265088.536 |  | -1
node_8101801_200837894 |  |  | PQ | ABCD | 2771.281 | 8101801 | no | no |  |  | no |  |  | 1427591.879 | 15264876.288 |  | -1
node_8101801_200837895 |  |  | PQ | ABCD | 2771.281 | 8101801 | no | no |  |  | no |  |  | 1427710.449 | 15264664.076 |  | -1
node_8101801_200837896 |  |  | PQ | ABCD | 2771.281 | 8101801 | no | no |  |  | no |  |  | 1427901.557 | 15264444.607 |  | -1
node_8101801_200837897 |  |  | PQ | ABCD | 2771.281 | 8101801 | no | no |  |  | no |  |  | 1428107.377 | 15264224.206 |  | -1
node_8101801_200837898 |  |  | PQ | ABCN | 2771.281 | 8101801 | no | no |  |  | no |  |  | 1428319.643 | 15263994.616 |  | -1
node_8101801_200838225 |  |  | PQ | ABCN | 2771.281 | 8101801 | no | no |  |  | no |  |  | 1422865.832 | 15269199.803 |  | -1
node_8101801_200838226 |  |  | PQ | ABCD | 2771.281 | 8101801 | no | no |  |  | no |  |  | 1423076.346 | 15269185.906 |  | -1
node_8101801_200838227 |  |  | PQ | ABCD | 2771.281 | 8101801 | no | no |  |  | no |  |  | 1423290.3 | 15269155.126 |  | -1
node_8101801_200838228 |  |  | PQ | ABCN | 2771.281 | 8101801 | no | no |  |  | no |  |  | 1423482.617 | 15269143.548 |  | -1
node_8101801_200838229 |  |  | PQ | ABCD | 2771.281 | 8101801 | no | no |  |  | no |  |  | 1423693.8 | 15269128.575 |  | -1
node_8101801_200838230 |  |  | PQ | ABCD | 2771.281 | 8101801 | no | no |  |  | no |  |  | 1423817.995 | 15269211.897 |  | -1
node_8101801_200838231 |  |  | PQ | ABCN | 2771.281 | 8101801 | no | no |  |  | no |  |  | 1423947.998 | 15269303.864 |  | -1
node_8101801_200838235 |  |  | PQ | ABCD | 2771.281 | 8101801 | no | no |  |  | no |  |  | 1424074.516 | 15269313.714 |  | -1
node_8101801_200838236 |  |  | PQ | ABCD | 2771.281 | 8101801 | no | no |  |  | no |  |  | 1424207.389 | 15269275.953 |  | -1
node_8101801_200838237 |  |  | PQ | AN | 2771.281 | 8101801 | no | no |  |  | no |  |  | 1430578.593 | 15259776.79 |  | -1
node_8101801_200838238 |  |  | PQ | AD | 2771.281 | 8101801 | no | no |  |  | no |  |  | 1430726.994 | 15259633.123 |  | -1
node_8101801_200838239 |  |  | PQ | AN | 2771.281 | 8101801 | no | no |  |  | no |  |  | 1430870.805 | 15259494.836 |  | -1
node_8101801_200838240 |  |  | PQ | AN | 2771.281 | 8101801 | no | no |  |  | no |  |  | 1431016.831 | 15259358.599 |  | -1
node_8101801_200838241 |  |  | PQ | AD | 2771.281 | 8101801 | no | no |  |  | no |  |  | 1431165.34 | 15259219.835 |  | -1
node_8101801_200838242 |  |  | PQ | AD | 2771.281 | 8101801 | no | no |  |  | no |  |  | 1431306.303 | 15259079.129 |  | -1
node_8101801_200838243 |  |  | PQ | AD | 2771.281 | 8101801 | no | no |  |  | no |  |  | 1431423.606 | 15258982.088 |  | -1
node_8101801_200838244 |  |  | PQ | AN | 2771.281 | 8101801 | no | no |  |  | no |  |  | 1431444.689 | 15258965.256 |  | -1
node_8101801_200838245 |  |  | PQ | AD | 2771.281 | 8101801 | no | no |  |  | no |  |  | 1431621.667 | 15258780.75 |  | -1
node_8101801_200838246 |  |  | PQ | AD | 2771.281 | 8101801 | no | no |  |  | no |  |  | 1431830.257 | 15258585.196 |  | -1
node_8101801_200838247 |  |  | PQ | AN | 2771.281 | 8101801 | no | no |  |  | no |  |  | 1432049.011 | 15258365.674 |  | -1
node_8101801_200838248 |  |  | PQ | AN | 2771.281 | 8101801 | no | no |  |  | no |  |  | 1432205.481 | 15258212.299 |  | -1
node_8101801_200838250 |  |  | PQ | AN | 2771.281 | 8101801 | no | no |  |  | no |  |  | 1432353.446 | 15257963.499 |  | -1
node_8101801_200838253 |  |  | PQ | AD | 2771.281 | 8101801 | no | no |  |  | no |  |  | 1432674.099 | 15257433.082 |  | -1
node_8101801_200838254 |  |  | PQ | AD | 2771.281 | 8101801 | no | no |  |  | no |  |  | 1432810.066 | 15257188.09 |  | -1
node_8101801_200838256 |  |  | PQ | AD | 2771.281 | 8101801 | no | no |  |  | no |  |  | 1433013.92 | 15256844.673 |  | -1
node_8101801_200838261 |  |  | PQ | AN | 2771.281 | 8101801 | no | no |  |  | no |  |  | 1422615.037 | 15270782.827 |  | -1
node_8101801_200838298 |  |  | PQ | AN | 2771.281 | 8101801 | no | no |  |  | no |  |  | 1423067.416 | 15275506.359 |  | -1
node_8101801_200838299 |  |  | PQ | ABCN | 2771.281 | 8101801 | no | no |  |  | no |  |  | 1423078.654 | 15275240.1 |  | -1
node_8101801_200838301 |  |  | PQ | ABCD | 2771.281 | 8101801 | no | no |  |  | no |  |  | 1423081.657 | 15275046.682 |  | -1
node_8101801_200838302 |  |  | PQ | AD | 2771.281 | 8101801 | no | no |  |  | no |  |  | 1423113.138 | 15275039.953 |  | -1
node_8101801_200838303 |  |  | PQ | AN | 2771.281 | 8101801 | no | no |  |  | no |  |  | 1423328.662 | 15275090.557 |  | -1
node_8101801_200838304 |  |  | PQ | ABCD | 2771.281 | 8101801 | no | no |  |  | no |  |  | 1423084.506 | 15274883.026 |  | -1
node_8101801_200838305 |  |  | PQ | AN | 2771.281 | 8101801 | no | no |  |  | no |  |  | 1423283.192 | 15274891.94 |  | -1
node_8101801_200838307 |  |  | PQ | ABCN | 2771.281 | 8101801 | no | no |  |  | no |  |  | 1423083.824 | 15274711.26 |  | -1
node_8101801_200838308 |  |  | PQ | ABCD | 2771.281 | 8101801 | no | no |  |  | no |  |  | 1423085.821 | 15274516.777 |  | -1
node_8101801_200838310 |  |  | PQ | ABCD | 2771.281 | 8101801 | no | no |  |  | no |  |  | 1423089.384 | 15274340.667 |  | -1
node_8101801_200838313 |  |  | PQ | ABCD | 2771.281 | 8101801 | no | no |  |  | no |  |  | 1423113.295 | 15274152.907 |  | -1
node_8101801_200838315 |  |  | PQ | ABCN | 2771.281 | 8101801 | no | no |  |  | no |  |  | 1423139.995 | 15274015.603 |  | -1
node_8101801_200838316 |  |  | PQ | ABCD | 2771.281 | 8101801 | no | no |  |  | no |  |  | 1423173.105 | 15273878.206 |  | -1
node_8101801_200838317 |  |  | PQ | ABCD | 2771.281 | 8101801 | no | no |  |  | no |  |  | 1423202.478 | 15273744.674 |  | -1
node_8101801_200838318 |  |  | PQ | ABCD | 2771.281 | 8101801 | no | no |  |  | no |  |  | 1423231.639 | 15273609.323 |  | -1
node_8101801_200838319 |  |  | PQ | ABCD | 2771.281 | 8101801 | no | no |  |  | no |  |  | 1423245.254 | 15273561.437 |  | -1
node_8101801_200838321 |  |  | PQ | ABCD | 2771.281 | 8101801 | no | no |  |  | no |  |  | 1423260.086 | 15273505.485 |  | -1
node_8101801_200838322 |  |  | PQ | ABCN | 2771.281 | 8101801 | no | no |  |  | no |  |  | 1423272.812 | 15273449.218 |  | -1
node_8101801_200838323 |  |  | PQ | ABCD | 2771.281 | 8101801 | no | no |  |  | no |  |  | 1423308.463 | 15273286.883 |  | -1
node_8101801_200838324 |  |  | PQ | ABCD | 2771.281 | 8101801 | no | no |  |  | no |  |  | 1423347.885 | 15273128.165 |  | -1
node_8101801_200838327 |  |  | PQ | ABCD | 2771.281 | 8101801 | no | no |  |  | no |  |  | 1423385.757 | 15272969.861 |  | -1
node_8101801_200838328 |  |  | PQ | ABCD | 2771.281 | 8101801 | no | no |  |  | no |  |  | 1423418.501 | 15272816.857 |  | -1
node_8101801_200838329 |  |  | PQ | ABCD | 2771.281 | 8101801 | no | no |  |  | no |  |  | 1423454.937 | 15272678.174 |  | -1
node_8101801_200838330 |  |  | PQ | ABCD | 2771.281 | 8101801 | no | no |  |  | no |  |  | 1423503.809 | 15272499.33 |  | -1
node_8101801_200838331 |  |  | PQ | AD | 2771.281 | 8101801 | no | no |  |  | no |  |  | 1423619.611 | 15272509.806 |  | -1
node_8101801_200838332 |  |  | PQ | AN | 2771.281 | 8101801 | no | no |  |  | no |  |  | 1423970.287 | 15272594.12 |  | -1
node_8101801_200838334 |  |  | PQ | ABCN | 2771.281 | 8101801 | no | no |  |  | no |  |  | 1423582.757 | 15272345.846 |  | -1
node_8101801_200838339 |  |  | PQ | ABCD | 2771.281 | 8101801 | no | no |  |  | no |  |  | 1423439.703 | 15272153.934 |  | -1
node_8101801_200838340 |  |  | PQ | ABCN | 2771.281 | 8101801 | no | no |  |  | no |  |  | 1423486.075 | 15271967.423 |  | -1
node_8101801_200838345 |  |  | PQ | ABCD | 2771.281 | 8101801 | no | no |  |  | no |  |  | 1423591.872 | 15271806.172 |  | -1
node_8101801_200838346 |  |  | PQ | ABCD | 2771.281 | 8101801 | no | no |  |  | no |  |  | 1423650.742 | 15271640.977 |  | -1
node_8101801_200838347 |  |  | PQ | ABCN | 2771.281 | 8101801 | no | no |  |  | no |  |  | 1423697.869 | 15271464.699 |  | -1
node_8101801_200838348 |  |  | PQ | ABCD | 2771.281 | 8101801 | no | no |  |  | no |  |  | 1423740.455 | 15271309.298 |  | -1
node_8101801_200838349 |  |  | PQ | ABCN | 2771.281 | 8101801 | no | no |  |  | no |  |  | 1423773.024 | 15271159.331 |  | -1
node_8101801_200838352 |  |  | PQ | ABCD | 2771.281 | 8101801 | no | no |  |  | no |  |  | 1423825.938 | 15270949.448 |  | -1
node_8101801_200838353 |  |  | PQ | ABCN | 2771.281 | 8101801 | no | no |  |  | no |  |  | 1423855.853 | 15270835.69 |  | -1
node_8101801_200838354 |  |  | PQ | ABCN | 2771.281 | 8101801 | no | no |  |  | no |  |  | 1423880.057 | 15270742.961 |  | -1
node_8101801_200838356 |  |  | PQ | ABCD | 2771.281 | 8101801 | no | no |  |  | no |  |  | 1423902.943 | 15270663.28 |  | -1
node_8101801_200838358 |  |  | PQ | ABCD | 2771.281 | 8101801 | no | no |  |  | no |  |  | 1423938.82 | 15270511.764 |  | -1
node_8101801_200838359 |  |  | PQ | ABCD | 2771.281 | 8101801 | no | no |  |  | no |  |  | 1423971.504 | 15270376.317 |  | -1
node_8101801_200838361 |  |  | PQ | ABCN | 2771.281 | 8101801 | no | no |  |  | no |  |  | 1424006.23 | 15270234.379 |  | -1
node_8101801_200838362 |  |  | PQ | ABCD | 2771.281 | 8101801 | no | no |  |  | no |  |  | 1424036.644 | 15270111.093 |  | -1
node_8101801_200838363 |  |  | PQ | ABCD | 2771.281 | 8101801 | no | no |  |  | no |  |  | 1424068.421 | 15269980.564 |  | -1
node_8101801_200838364 |  |  | PQ | ABCD | 2771.281 | 8101801 | no | no |  |  | no |  |  | 1424093.912 | 15269862.801 |  | -1
node_8101801_200838365 |  |  | PQ | ABCN | 2771.281 | 8101801 | no | no |  |  | no |  |  | 1424128.997 | 15269725.187 |  | -1
node_8101801_200838366 |  |  | PQ | ABCD | 2771.281 | 8101801 | no | no |  |  | no |  |  | 1424148.426 | 15269656.669 |  | -1
node_8101801_200838367 |  |  | PQ | ABCD | 2771.281 | 8101801 | no | no |  |  | no |  |  | 1424172.835 | 15269530.002 |  | -1
node_8101801_200838369 |  |  | PQ | ABCD | 2771.281 | 8101801 | no | no |  |  | no |  |  | 1424201.565 | 15269414.974 |  | -1
node_8101801_200838370 |  |  | PQ | ABCD | 2771.281 | 8101801 | no | no |  |  | no |  |  | 1424233.691 | 15269265.653 |  | -1
node_8101801_200838371 |  |  | PQ | ABCN | 2771.281 | 8101801 | no | no |  |  | no |  |  | 1424262.132 | 15269178.625 |  | -1
node_8101801_200838373 |  |  | PQ | ABCD | 2771.281 | 8101801 | no | no |  |  | no |  |  | 1424265.173 | 15269131.246 |  | -1
node_8101801_200838374 |  |  | PQ | ABCD | 2771.281 | 8101801 | no | no |  |  | no |  |  | 1424294.921 | 15269011.137 |  | -1
node_8101801_200838375 |  |  | PQ | ABCD | 2771.281 | 8101801 | no | no |  |  | no |  |  | 1424329.945 | 15268867.778 |  | -1
node_8101801_200838376 |  |  | PQ | ABCD | 2771.281 | 8101801 | no | no |  |  | no |  |  | 1424362.32 | 15268743.903 |  | -1
node_8101801_200838378 |  |  | PQ | ABCN | 2771.281 | 8101801 | no | no |  |  | no |  |  | 1424391.509 | 15268620.194 |  | -1
node_8101801_200838380 |  |  | PQ | ABCD | 2771.281 | 8101801 | no | no |  |  | no |  |  | 1424424.857 | 15268495.176 |  | -1
node_8101801_200838382 |  |  | PQ | ABCD | 2771.281 | 8101801 | no | no |  |  | no |  |  | 1424485.53 | 15268240.941 |  | -1
node_8101801_200838384 |  |  | PQ | ABCD | 2771.281 | 8101801 | no | no |  |  | no |  |  | 1424517.068 | 15268114.583 |  | -1
node_8101801_200838385 |  |  | PQ | ABCN | 2771.281 | 8101801 | no | no |  |  | no |  |  | 1424541.833 | 15268011.434 |  | -1
node_8101801_200838386 |  |  | PQ | ABCD | 2771.281 | 8101801 | no | no |  |  | no |  |  | 1424579.833 | 15267862.929 |  | -1
node_8101801_200838387 |  |  | PQ | ABCD | 2771.281 | 8101801 | no | no |  |  | no |  |  | 1424611.458 | 15267726.858 |  | -1
node_8101801_200838389 |  |  | PQ | ABCD | 2771.281 | 8101801 | no | no |  |  | no |  |  | 1424646.941 | 15267576.493 |  | -1
node_8101801_200838390 |  |  | PQ | ABCD | 2771.281 | 8101801 | no | no |  |  | no |  |  | 1424678.302 | 15267456.441 |  | -1
node_8101801_200838391 |  |  | PQ | ABCN | 2771.281 | 8101801 | no | no |  |  | no |  |  | 1424715.81 | 15267299.825 |  | -1
node_8101801_200838392 |  |  | PQ | ABCD | 2771.281 | 8101801 | no | no |  |  | no |  |  | 1424752.391 | 15267186.776 |  | -1
node_8101801_200838393 |  |  | PQ | ABCD | 2771.281 | 8101801 | no | no |  |  | no |  |  | 1424795.143 | 15267084.831 |  | -1
node_8101801_200838394 |  |  | PQ | ABCN | 2771.281 | 8101801 | no | no |  |  | no |  |  | 1424867.151 | 15266932.403 |  | -1
node_8101801_200838404 |  |  | PQ | ABCD | 2771.281 | 8101801 | no | no |  |  | no |  |  | 1424937.245 | 15266784.685 |  | -1
node_8101801_200838406 |  |  | PQ | ABCD | 2771.281 | 8101801 | no | no |  |  | no |  |  | 1425009.464 | 15266636.491 |  | -1
node_8101801_200838408 |  |  | PQ | ABCN | 2771.281 | 8101801 | no | no |  |  | no |  |  | 1425083.374 | 15266488.486 |  | -1
node_8101801_200838409 |  |  | PQ | ABCD | 2771.281 | 8101801 | no | no |  |  | no |  |  | 1425129.418 | 15266417.549 |  | -1
node_8101801_200838410 |  |  | PQ | ABCD | 2771.281 | 8101801 | no | no |  |  | no |  |  | 1425180.398 | 15266291.443 |  | -1
node_8101801_200838411 |  |  | PQ | ABCD | 2771.281 | 8101801 | no | no |  |  | no |  |  | 1425240.758 | 15266174.757 |  | -1
node_8101801_200838412 |  |  | PQ | ABCD | 2771.281 | 8101801 | no | no |  |  | no |  |  | 1425300.358 | 15266057.143 |  | -1
node_8101801_200838413 |  |  | PQ | ABCD | 2771.281 | 8101801 | no | no |  |  | no |  |  | 1425368.406 | 15265928.807 |  | -1
node_8101801_200838414 |  |  | PQ | ABCD | 2771.281 | 8101801 | no | no |  |  | no |  |  | 1425435.986 | 15265798.528 |  | -1
node_8101801_200838416 |  |  | PQ | ABCN | 2771.281 | 8101801 | no | no |  |  | no |  |  | 1425504.216 | 15265658.488 |  | -1
node_8101801_200838417 |  |  | PQ | ABCD | 2771.281 | 8101801 | no | no |  |  | no |  |  | 1425575.565 | 15265518.872 |  | -1
node_8101801_200838418 |  |  | PQ | ABCD | 2771.281 | 8101801 | no | no |  |  | no |  |  | 1425644.324 | 15265384.308 |  | -1
node_8101801_200838419 |  |  | PQ | AD | 2771.281 | 8101801 | no | no |  |  | no |  |  | 1425562.793 | 15265403.461 |  | -1
node_8101801_200838420 |  |  | PQ | AN | 2771.281 | 8101801 | no | no |  |  | no |  |  | 1425315.174 | 15265396.818 |  | -1
node_8101801_200838422 |  |  | PQ | ABCD | 2771.281 | 8101801 | no | no |  |  | no |  |  | 1425702.626 | 15265269.956 |  | -1
node_8101801_200838423 |  |  | PQ | ABCN | 2771.281 | 8101801 | no | no |  |  | no |  |  | 1425772.447 | 15265161.666 |  | -1
node_8101801_200838424 |  |  | PQ | ABCD | 2771.281 | 8101801 | no | no |  |  | no |  |  | 1425821.029 | 15265043.41 |  | -1
node_8101801_200838426 |  |  | PQ | ABCD | 2771.281 | 8101801 | no | no |  |  | no |  |  | 1425861.791 | 15264967.379 |  | -1
node_8101801_200838427 |  |  | PQ | ABCD | 2771.281 | 8101801 | no | no |  |  | no |  |  | 1425945.985 | 15264809.181 |  | -1
node_8101801_200838431 |  |  | PQ | ABCD | 2771.281 | 8101801 | no | no |  |  | no |  |  | 1426023.416 | 15264666.96 |  | -1
node_8101801_200838433 |  |  | PQ | ABCD | 2771.281 | 8101801 | no | no |  |  | no |  |  | 1426198.804 | 15264435.891 |  | -1
node_8101801_200838434 |  |  | PQ | ABCN | 2771.281 | 8101801 | no | no |  |  | no |  |  | 1426335.452 | 15264292.298 |  | -1
node_8101801_200838435 |  |  | PQ | ABCD | 2771.281 | 8101801 | no | no |  |  | no |  |  | 1426419.498 | 15264202.275 |  | -1
node_8101801_200838437 |  |  | PQ | ABCD | 2771.281 | 8101801 | no | no |  |  | no |  |  | 1426508.06 | 15264101.525 |  | -1
node_8101801_200838438 |  |  | PQ | ABCD | 2771.281 | 8101801 | no | no |  |  | no |  |  | 1426597.741 | 15264003.476 |  | -1
node_8101801_200838439 |  |  | PQ | ABCD | 2771.281 | 8101801 | no | no |  |  | no |  |  | 1426664.875 | 15263926.06 |  | -1
node_8101801_200838440 |  |  | PQ | ABCN | 2771.281 | 8101801 | no | no |  |  | no |  |  | 1426817.211 | 15263848.378 |  | -1
node_8101801_200838442 |  |  | PQ | ABCD | 2771.281 | 8101801 | no | no |  |  | no |  |  | 1426919.838 | 15263728.424 |  | -1
node_8101801_200838443 |  |  | PQ | ABCD | 2771.281 | 8101801 | no | no |  |  | no |  |  | 1427026.768 | 15263623.111 |  | -1
node_8101801_200838444 |  |  | PQ | ABCD | 2771.281 | 8101801 | no | no |  |  | no |  |  | 1427126.516 | 15263516.229 |  | -1
node_8101801_200838445 |  |  | PQ | ABCD | 2771.281 | 8101801 | no | no |  |  | no |  |  | 1427235.427 | 15263408.987 |  | -1
node_8101801_200838446 |  |  | PQ | ABCD | 2771.281 | 8101801 | no | no |  |  | no |  |  | 1427343.717 | 15263322.735 |  | -1
node_8101801_200838450 |  |  | PQ | ABCD | 2771.281 | 8101801 | no | no |  |  | no |  |  | 1427519.02 | 15263135.178 |  | -1
node_8101801_200838453 |  |  | PQ | ABCN | 2771.281 | 8101801 | no | no |  |  | no |  |  | 1427855.717 | 15262869.717 |  | -1
node_8101801_200838454 |  |  | PQ | ABCD | 2771.281 | 8101801 | no | no |  |  | no |  |  | 1428086.03 | 15262709.552 |  | -1
node_8101801_200838455 |  |  | PQ | ABCD | 2771.281 | 8101801 | no | no |  |  | no |  |  | 1428325.95 | 15262530.701 |  | -1
node_8101801_200838456 |  |  | PQ | ABCD | 2771.281 | 8101801 | no | no |  |  | no |  |  | 1428476.553 | 15262422.64 |  | -1
node_8101801_200838457 |  |  | PQ | ABCN | 2771.281 | 8101801 | no | no |  |  | no |  |  | 1428637.762 | 15262305.489 |  | -1
node_8101801_200838459 |  |  | PQ | ABCD | 2771.281 | 8101801 | no | no |  |  | no |  |  | 1428807.385 | 15262189.855 |  | -1
node_8101801_200838460 |  |  | PQ | ABCD | 2771.281 | 8101801 | no | no |  |  | no |  |  | 1428955.19 | 15262073.218 |  | -1
node_8101801_200838461 |  |  | PQ | ABCD | 2771.281 | 8101801 | no | no |  |  | no |  |  | 1429151.971 | 15261935.079 |  | -1
node_8101801_200838463 |  |  | PQ | ABCD | 2771.281 | 8101801 | no | no |  |  | no |  |  | 1429325.062 | 15261815.899 |  | -1
node_8101801_200838465 |  |  | PQ | ABCN | 2771.281 | 8101801 | no | no |  |  | no |  |  | 1429527.61 | 15261731.793 |  | -1
node_8101801_200838466 |  |  | PQ | ABCD | 2771.281 | 8101801 | no | no |  |  | no |  |  | 1429715.646 | 15261592.673 |  | -1
node_8101801_200838467 |  |  | PQ | ABCD | 2771.281 | 8101801 | no | no |  |  | no |  |  | 1429908.163 | 15261462.802 |  | -1
node_8101801_200838468 |  |  | PQ | ABCD | 2771.281 | 8101801 | no | no |  |  | no |  |  | 1430107.756 | 15261319.264 |  | -1
node_8101801_200838469 |  |  | PQ | ABCN | 2771.281 | 8101801 | no | no |  |  | no |  |  | 1430212.407 | 15261239.941 |  | -1
node_8101801_200838472 |  |  | PQ | ABCN | 2771.281 | 8101801 | no | no |  |  | no |  |  | 1430561.446 | 15260987.783 |  | -1
node_8101801_200838473 |  |  | PQ | ABCN | 2771.281 | 8101801 | no | no |  |  | no |  |  | 1430769.04 | 15260836.717 |  | -1
node_8101801_200838474 |  |  | PQ | AD | 2771.281 | 8101801 | no | no |  |  | no |  |  | 1430946.354 | 15260707.754 |  | -1
node_8101801_200838476 |  |  | PQ | AD | 2771.281 | 8101801 | no | no |  |  | no |  |  | 1431314.878 | 15260440.248 |  | -1
node_8101801_200838478 |  |  | PQ | AD | 2771.281 | 8101801 | no | no |  |  | no |  |  | 1431462.084 | 15260338.281 |  | -1
node_8101801_200838479 |  |  | PQ | AD | 2771.281 | 8101801 | no | no |  |  | no |  |  | 1431651.506 | 15260035.909 |  | -1
node_8101801_200838480 |  |  | PQ | AD | 2771.281 | 8101801 | no | no |  |  | no |  |  | 1431843.879 | 15259802.842 |  | -1
node_8101801_200838483 |  |  | PQ | AD | 2771.281 | 8101801 | no | no |  |  | no |  |  | 1431968.171 | 15259622.089 |  | -1
node_8101801_200838484 |  |  | PQ | AD | 2771.281 | 8101801 | no | no |  |  | no |  |  | 1432111.158 | 15259428.814 |  | -1
node_8101801_200838485 |  |  | PQ | AD | 2771.281 | 8101801 | no | no |  |  | no |  |  | 1431956.069 | 15259321.161 |  | -1
node_8101801_200838486 |  |  | PQ | AD | 2771.281 | 8101801 | no | no |  |  | no |  |  | 1431815.502 | 15259226.062 |  | -1
node_8101801_200838487 |  |  | PQ | AD | 2771.281 | 8101801 | no | no |  |  | no |  |  | 1431630.141 | 15259115.745 |  | -1
node_8101801_200838488 |  |  | PQ | AD | 2771.281 | 8101801 | no | no |  |  | no |  |  | 1432264.07 | 15259284.37 |  | -1
node_8101801_200838489 |  |  | PQ | AD | 2771.281 | 8101801 | no | no |  |  | no |  |  | 1432365.406 | 15259138.083 |  | -1
node_8101801_200838490 |  |  | PQ | AD | 2771.281 | 8101801 | no | no |  |  | no |  |  | 1432457.702 | 15258994.376 |  | -1
node_8101801_200838493 |  |  | PQ | AN | 2771.281 | 8101801 | no | no |  |  | no |  |  | 1432517.668 | 15258828.014 |  | -1
node_8101801_200838494 |  |  | PQ | AN | 2771.281 | 8101801 | no | no |  |  | no |  |  | 1432618.952 | 15258672.576 |  | -1
node_8101801_200838496 |  |  | PQ | AD | 2771.281 | 8101801 | no | no |  |  | no |  |  | 1432692.131 | 15258564.307 |  | -1
node_8101801_200838497 |  |  | PQ | AD | 2771.281 | 8101801 | no | no |  |  | no |  |  | 1432783.842 | 15258427.777 |  | -1
node_8101801_200838499 |  |  | PQ | AN | 2771.281 | 8101801 | no | no |  |  | no |  |  | 1432863.901 | 15258308.477 |  | -1
node_8101801_200838500 |  |  | PQ | AD | 2771.281 | 8101801 | no | no |  |  | no |  |  | 1432906.506 | 15258243.922 |  | -1
node_8101801_200838501 |  |  | PQ | AN | 7199.557 | 8101801 | no | no |  |  | no |  |  | 1432939.718 | 15258292.473 |  | -1
node_8101801_200838502 |  |  | PQ | AD | 2771.281 | 8101801 | no | no |  |  | no |  |  | 1432945.381 | 15258177.201 |  | -1
node_8101801_200838503 |  |  | PQ | AN | 2771.281 | 8101801 | no | no |  |  | no |  |  | 1433021.711 | 15258074.325 |  | -1
node_8101801_200838504 |  |  | PQ | AD | 2771.281 | 8101801 | no | no |  |  | no |  |  | 1433083.021 | 15257978.314 |  | -1
node_8101801_200838505 |  |  | PQ | AD | 2771.281 | 8101801 | no | no |  |  | no |  |  | 1433159.794 | 15257864.748 |  | -1
node_8101801_200838506 |  |  | PQ | AN | 2771.281 | 8101801 | no | no |  |  | no |  |  | 1433256.508 | 15257721.781 |  | -1
node_8101801_200838507 |  |  | PQ | AD | 2771.281 | 8101801 | no | no |  |  | no |  |  | 1433326.699 | 15257619.359 |  | -1
node_8101801_200838508 |  |  | PQ | AD | 2771.281 | 8101801 | no | no |  |  | no |  |  | 1433376.775 | 15257544.526 |  | -1
node_8101801_200838510 |  |  | PQ | AD | 2771.281 | 8101801 | no | no |  |  | no |  |  | 1433459.733 | 15257417.489 |  | -1
node_8101801_200838511 |  |  | PQ | AN | 2771.281 | 8101801 | no | no |  |  | no |  |  | 1433547.713 | 15257289.441 |  | -1
node_8101801_200838512 |  |  | PQ | AD | 2771.281 | 8101801 | no | no |  |  | no |  |  | 1433636.314 | 15257159.68 |  | -1
node_8101801_200838513 |  |  | PQ | AD | 2771.281 | 8101801 | no | no |  |  | no |  |  | 1433719.672 | 15257033.431 |  | -1
node_8101801_200838514 |  |  | PQ | AN | 2771.281 | 8101801 | no | no |  |  | no |  |  | 1433795.041 | 15256914.022 |  | -1
node_8101801_200838515 |  |  | PQ | AD | 2771.281 | 8101801 | no | no |  |  | no |  |  | 1433871.577 | 15256802.239 |  | -1
node_8101801_200838516 |  |  | PQ | AD | 2771.281 | 8101801 | no | no |  |  | no |  |  | 1433973.188 | 15256714.031 |  | -1
node_8101801_200838517 |  |  | PQ | AD | 2771.281 | 8101801 | no | no |  |  | no |  |  | 1434003.734 | 15256718.349 |  | -1
node_8101801_200838518 |  |  | PQ | AN | 2771.281 | 8101801 | no | no |  |  | no |  |  | 1434299.496 | 15256833.683 |  | -1
node_8101801_200838519 |  |  | PQ | AD | 2771.281 | 8101801 | no | no |  |  | no |  |  | 1434039.402 | 15256611.804 |  | -1
node_8101801_200838522 |  |  | PQ | AN | 2771.281 | 8101801 | no | no |  |  | no |  |  | 1434134.418 | 15256468.407 |  | -1
node_8101801_200838523 |  |  | PQ | AD | 2771.281 | 8101801 | no | no |  |  | no |  |  | 1434235.695 | 15256324.421 |  | -1
node_8101801_200838524 |  |  | PQ | AD | 2771.281 | 8101801 | no | no |  |  | no |  |  | 1434312.684 | 15256368.356 |  | -1
node_8101801_200838525 |  |  | PQ | AN | 2771.281 | 8101801 | no | no |  |  | no |  |  | 1434595.545 | 15256482.562 |  | -1
node_8101801_200838526 |  |  | PQ | AN | 2771.281 | 8101801 | no | no |  |  | no |  |  | 1434777.544 | 15256571.346 |  | -1
node_8101801_200838527 |  |  | PQ | AN | 2771.281 | 8101801 | no | no |  |  | no |  |  | 1434185.781 | 15256245.638 |  | -1
node_8101801_200838529 |  |  | PQ | AD | 2771.281 | 8101801 | no | no |  |  | no |  |  | 1434319.657 | 15256193.267 |  | -1
node_8101801_200838530 |  |  | PQ | AD | 2771.281 | 8101801 | no | no |  |  | no |  |  | 1434401.348 | 15256070.969 |  | -1
node_8101801_200838532 |  |  | PQ | AN | 2771.281 | 8101801 | no | no |  |  | no |  |  | 1434471.517 | 15255972.174 |  | -1
node_8101801_200838533 |  |  | PQ | AD | 2771.281 | 8101801 | no | no |  |  | no |  |  | 1434569.456 | 15255826.686 |  | -1
node_8101801_200838534 |  |  | PQ | AN | 2771.281 | 8101801 | no | no |  |  | no |  |  | 1434596.153 | 15255831.998 |  | -1
node_8101801_200838537 |  |  | PQ | AD | 2771.281 | 8101801 | no | no |  |  | no |  |  | 1434767.592 | 15255555.148 |  | -1
node_8101801_200838538 |  |  | PQ | AN | 2771.281 | 8101801 | no | no |  |  | no |  |  | 1434839.232 | 15255441.128 |  | -1
node_8101801_200838541 |  |  | PQ | AD | 2771.281 | 8101801 | no | no |  |  | no |  |  | 1434872.812 | 15255281.247 |  | -1
node_8101801_200838760 |  |  | PQ | ABCD | 2771.281 | 8101801 | no | no |  |  | no |  |  | 1424204.927 | 15269645.767 |  | -1
node_8101801_200838761 |  |  | PQ | ABCD | 2771.281 | 8101801 | no | no |  |  | no |  |  | 1424384.196 | 15269686.14 |  | -1
node_8101801_200838762 |  |  | PQ | ABCD | 2771.281 | 8101801 | no | no |  |  | no |  |  | 1424514.811 | 15269712.55 |  | -1
node_8101801_200838764 |  |  | PQ | ABCN | 2771.281 | 8101801 | no | no |  |  | no |  |  | 1424472.213 | 15269890.33 |  | -1
node_8101801_200838765 |  |  | PQ | ABCD | 2771.281 | 8101801 | no | no |  |  | no |  |  | 1424451.539 | 15269990.969 |  | -1
node_8101801_200838767 |  |  | PQ | ABCD | 2771.281 | 8101801 | no | no |  |  | no |  |  | 1424635.444 | 15270075.241 |  | -1
node_8101801_200838768 |  |  | PQ | ABCD | 2771.281 | 8101801 | no | no |  |  | no |  |  | 1424826.321 | 15270159.231 |  | -1
node_8101801_200838770 |  |  | PQ | ABCD | 2771.281 | 8101801 | no | no |  |  | no |  |  | 1424959.091 | 15270119.425 |  | -1
node_8101801_200838771 |  |  | PQ | ABCN | 2771.281 | 8101801 | no | no |  |  | no |  |  | 1425200.629 | 15270127.259 |  | -1
node_8101801_200838772 |  |  | PQ | ABCN | 2771.281 | 8101801 | no | no |  |  | no |  |  | 1425259.025 | 15270130.127 |  | -1
node_8101801_200838774 |  |  | PQ | AD | 2771.281 | 8101801 | no | no |  |  | no |  |  | 1424794.592 | 15270226.712 |  | -1
node_8101801_200838775 |  |  | PQ | AN | 2771.281 | 8101801 | no | no |  |  | no |  |  | 1424729.813 | 15270348.553 |  | -1
node_8101801_200838776 |  |  | PQ | AD | 2771.281 | 8101801 | no | no |  |  | no |  |  | 1424656.825 | 15270464.026 |  | -1
node_8101801_200838778 |  |  | PQ | AN | 2771.281 | 8101801 | no | no |  |  | no |  |  | 1424578.805 | 15270604.407 |  | -1
node_8101801_200838782 |  |  | PQ | AD | 2771.281 | 8101801 | no | no |  |  | no |  |  | 1425695.828 | 15264976.918 |  | -1
node_8101801_200838783 |  |  | PQ | AD | 2771.281 | 8101801 | no | no |  |  | no |  |  | 1425505.624 | 15265056.571 |  | -1
node_8101801_200838784 |  |  | PQ | AD | 2771.281 | 8101801 | no | no |  |  | no |  |  | 1425277.783 | 15265153.643 |  | -1
node_8101801_200838785 |  |  | PQ | AD | 2771.281 | 8101801 | no | no |  |  | no |  |  | 1425140.644 | 15265211.022 |  | -1
node_8101801_200838786 |  |  | PQ | AN | 2771.281 | 8101801 | no | no |  |  | no |  |  | 1425043.977 | 15265266.867 |  | -1
node_8101801_200838789 |  |  | PQ | ABCN | 2771.281 | 8101801 | no | no |  |  | no |  |  | 1427213.532 | 15263530.052 |  | -1
node_8101801_200838791 |  |  | PQ | ABCD | 2771.281 | 8101801 | no | no |  |  | no |  |  | 1427129.876 | 15263692.138 |  | -1
node_8101801_200838792 |  |  | PQ | AN | 2771.281 | 8101801 | no | no |  |  | no |  |  | 1425759.744 | 15266466.891 |  | -1
node_8101801_200838794 |  |  | PQ | AN | 2771.281 | 8101801 | no | no |  |  | no |  |  | 1425765.366 | 15266603.098 |  | -1
node_8101801_200838795 |  |  | PQ | ABCN | 2771.281 | 8101801 | no | no |  |  | no |  |  | 1427034.845 | 15263868.69 |  | -1
node_8101801_200838798 |  |  | PQ | ABCD | 2771.281 | 8101801 | no | no |  |  | no |  |  | 1426961.301 | 15264048.792 |  | -1
node_8101801_200838799 |  |  | PQ | ABCN | 2771.281 | 8101801 | no | no |  |  | no |  |  | 1426859.998 | 15264235.627 |  | -1
node_8101801_200838801 |  |  | PQ | ABCD | 2771.281 | 8101801 | no | no |  |  | no |  |  | 1426778.697 | 15264400.625 |  | -1
node_8101801_200838802 |  |  | PQ | ABCN | 2771.281 | 8101801 | no | no |  |  | no |  |  | 1426681.816 | 15264583.532 |  | -1
node_8101801_200838805 |  |  | PQ | ABCN | 2771.281 | 8101801 | no | no |  |  | no |  |  | 1426606.61 | 15264730.345 |  | -1
node_8101801_200838806 |  |  | PQ | ABCD | 2771.281 | 8101801 | no | no |  |  | no |  |  | 1426510.029 | 15264924.043 |  | -1
node_8101801_200838808 |  |  | PQ | ABCD | 2771.281 | 8101801 | no | no |  |  | no |  |  | 1426435.263 | 15265084.32 |  | -1
node_8101801_200838809 |  |  | PQ | ABCN | 2771.281 | 8101801 | no | no |  |  | no |  |  | 1426335.788 | 15265284.182 |  | -1
node_8101801_200838811 |  |  | PQ | ABCD | 2771.281 | 8101801 | no | no |  |  | no |  |  | 1426268.309 | 15265414.8 |  | -1
node_8101801_200838812 |  |  | PQ | AN | 2771.281 | 8101801 | no | no |  |  | no |  |  | 1426194.738 | 15265555.422 |  | -1
node_8101801_200838815 |  |  | PQ | AN | 2771.281 | 8101801 | no | no |  |  | no |  |  | 1426004.069 | 15265940.428 |  | -1
node_8101801_200838817 |  |  | PQ | AD | 2771.281 | 8101801 | no | no |  |  | no |  |  | 1425872.284 | 15266194.002 |  | -1
node_8101801_200838819 |  |  | PQ | AD | 2771.281 | 8101801 | no | no |  |  | no |  |  | 1433466.961 | 15257632.722 |  | -1
node_8101801_200838821 |  |  | PQ | AN | 2771.281 | 8101801 | no | no |  |  | no |  |  | 1433624.134 | 15257761.287 |  | -1
node_8101801_200838824 |  |  | PQ | AN | 2771.281 | 8101801 | no | no |  |  | no |  |  | 1436431.295 | 15259369.417 |  | -1
node_8101801_200838825 |  |  | PQ | AN | 2771.281 | 8101801 | no | no |  |  | no |  |  | 1436779.786 | 15259365.39 |  | -1
node_8101801_200838826 |  |  | PQ | AN | 2771.281 | 8101801 | no | no |  |  | no |  |  | 1436987.112 | 15259362.707 |  | -1
node_8101801_200838827 |  |  | PQ | AN | 2771.281 | 8101801 | no | no |  |  | no |  |  | 1437166.904 | 15259356.214 |  | -1
node_8101801_200838828 |  |  | PQ | AN | 2771.281 | 8101801 | no | no |  |  | no |  |  | 1437331.074 | 15259351.348 |  | -1
node_8101801_200838830 |  |  | PQ | AN | 2771.281 | 8101801 | no | no |  |  | no |  |  | 1437545.486 | 15259275.074 |  | -1
node_8101801_200838831 |  |  | PQ | AN | 2771.281 | 8101801 | no | no |  |  | no |  |  | 1437910.975 | 15259246.456 |  | -1
node_8101801_200838832 |  |  | PQ | AD | 2771.281 | 8101801 | no | no |  |  | no |  |  | 1438283.874 | 15259216.799 |  | -1
node_8101801_200838833 |  |  | PQ | AD | 2771.281 | 8101801 | no | no |  |  | no |  |  | 1438608.427 | 15259187.594 |  | -1
node_8101801_200838834 |  |  | PQ | AD | 2771.281 | 8101801 | no | no |  |  | no |  |  | 1438573.866 | 15259360.004 |  | -1
node_8101801_200838835 |  |  | PQ | AN | 2771.281 | 8101801 | no | no |  |  | no |  |  | 1438559.017 | 15259420.258 |  | -1
node_8101801_200838836 |  |  | PQ | AD | 2771.281 | 8101801 | no | no |  |  | no |  |  | 1438993.304 | 15259154.231 |  | -1
node_8101801_200838837 |  |  | PQ | AN | 2771.281 | 8101801 | no | no |  |  | no |  |  | 1433779.27 | 15257883.869 |  | -1
node_8101801_200838838 |  |  | PQ | AD | 2771.281 | 8101801 | no | no |  |  | no |  |  | 1433983.564 | 15258053.994 |  | -1
node_8101801_200838839 |  |  | PQ | AN | 2771.281 | 8101801 | no | no |  |  | no |  |  | 1434184.29 | 15258220.11 |  | -1
node_8101801_200838840 |  |  | PQ | AN | 2771.281 | 8101801 | no | no |  |  | no |  |  | 1434357.081 | 15258396.774 |  | -1
node_8101801_200838841 |  |  | PQ | AN | 2771.281 | 8101801 | no | no |  |  | no |  |  | 1434620.625 | 15258468.252 |  | -1
node_8101801_200838842 |  |  | PQ | AD | 2771.281 | 8101801 | no | no |  |  | no |  |  | 1434442.371 | 15258491.604 |  | -1
node_8101801_200838843 |  |  | PQ | AN | 2771.281 | 8101801 | no | no |  |  | no |  |  | 1434420.581 | 15258590.282 |  | -1
node_8101801_200838844 |  |  | PQ | AN | 2771.281 | 8101801 | no | no |  |  | no |  |  | 1434934.709 | 15258846.691 |  | -1
node_8101801_200838845 |  |  | PQ | AD | 2771.281 | 8101801 | no | no |  |  | no |  |  | 1434876.143 | 15258819.898 |  | -1
node_8101801_200838846 |  |  | PQ | AN | 2771.281 | 8101801 | no | no |  |  | no |  |  | 1435041.155 | 15258598.453 |  | -1
node_8101801_200838847 |  |  | PQ | AD | 2771.281 | 8101801 | no | no |  |  | no |  |  | 1435028.563 | 15258712.771 |  | -1
node_8101801_200838848 |  |  | PQ | AD | 2771.281 | 8101801 | no | no |  |  | no |  |  | 1435282.122 | 15258858.203 |  | -1
node_8101801_200838849 |  |  | PQ | AN | 2771.281 | 8101801 | no | no |  |  | no |  |  | 1435566.828 | 15259053.462 |  | -1
node_8101801_200838850 |  |  | PQ | AD | 2771.281 | 8101801 | no | no |  |  | no |  |  | 1435860.783 | 15259243.396 |  | -1
node_8101801_200838851 |  |  | PQ | AN | 2771.281 | 8101801 | no | no |  |  | no |  |  | 1436116.789 | 15259394.573 |  | -1
node_8101801_200867990 |  |  | PQ | AD | 2771.281 | 8101801 | no | no |  |  | no |  |  | 1435150.872 | 15271931.33 |  | -1
node_8101801_200867991 |  |  | PQ | AD | 2771.281 | 8101801 | no | no |  |  | no |  |  | 1435141.159 | 15271842.236 |  | -1
node_8101801_200867992 |  |  | PQ | AD | 2771.281 | 8101801 | no | no |  |  | no |  |  | 1435449.038 | 15271838.182 |  | -1
node_8101801_200867993 |  |  | PQ | AN | 2771.281 | 8101801 | no | no |  |  | no |  |  | 1435746.07 | 15271834.594 |  | -1
node_8101801_200867996 |  |  | PQ | AD | 2771.281 | 8101801 | no | no |  |  | no |  |  | 1436048.959 | 15271829.005 |  | -1
node_8101801_200867997 |  |  | PQ | AN | 2771.281 | 8101801 | no | no |  |  | no |  |  | 1436471.465 | 15271824.743 |  | -1
node_8101801_200868000 |  |  | PQ | AN | 2771.281 | 8101801 | no | no |  |  | no |  |  | 1435145.747 | 15271535.381 |  | -1
node_8101801_200868001 |  |  | PQ | AN | 2771.281 | 8101801 | no | no |  |  | no |  |  | 1435624.042 | 15269211.582 |  | -1
node_8101801_200870441 |  |  | PQ | AN | 2771.281 | 8101801 | no | no |  |  | no |  |  | 1439141.556 | 15259028.727 |  | -1
node_8101801_200870442 |  |  | PQ | AD | 2771.281 | 8101801 | no | no |  |  | no |  |  | 1439246.271 | 15259102.726 |  | -1
node_8101801_200870443 |  |  | PQ | AN | 2771.281 | 8101801 | no | no |  |  | no |  |  | 1439350.392 | 15258992.757 |  | -1
node_8101801_200870444 |  |  | PQ | AD | 2771.281 | 8101801 | no | no |  |  | no |  |  | 1439474.247 | 15258863.465 |  | -1
node_8101801_200870445 |  |  | PQ | AN | 2771.281 | 8101801 | no | no |  |  | no |  |  | 1439477.474 | 15258617.885 |  | -1
node_8101801_200870446 |  |  | PQ | AD | 2771.281 | 8101801 | no | no |  |  | no |  |  | 1439464.779 | 15258356.396 |  | -1
node_8101801_200870447 |  |  | PQ | AN | 2771.281 | 8101801 | no | no |  |  | no |  |  | 1439501.144 | 15258100.829 |  | -1
node_8101801_200870448 |  |  | PQ | AD | 2771.281 | 8101801 | no | no |  |  | no |  |  | 1439528.058 | 15257871.116 |  | -1
node_8101801_200870449 |  |  | PQ | AD | 2771.281 | 8101801 | no | no |  |  | no |  |  | 1439548.411 | 15257713.72 |  | -1
node_8101801_200870450 |  |  | PQ | AN | 2771.281 | 8101801 | no | no |  |  | no |  |  | 1439572.024 | 15257535.641 |  | -1
node_8101801_200870451 |  |  | PQ | AN | 2771.281 | 8101801 | no | no |  |  | no |  |  | 1439724.85 | 15257519.242 |  | -1
node_8101801_200870452 |  |  | PQ | AN | 2771.281 | 8101801 | no | no |  |  | no |  |  | 1440088.161 | 15257518.317 |  | -1
node_8101801_200870453 |  |  | PQ | AN | 2771.281 | 8101801 | no | no |  |  | no |  |  | 1439970.408 | 15257174.842 |  | -1
node_8101801_200870454 |  |  | PQ | AD | 2771.281 | 8101801 | no | no |  |  | no |  |  | 1439850.695 | 15256837.54 |  | -1
node_8101801_200870455 |  |  | PQ | AN | 2771.281 | 8101801 | no | no |  |  | no |  |  | 1439780.649 | 15256634.699 |  | -1
node_8101801_200870457 |  |  | PQ | AD | 2771.281 | 8101801 | no | no |  |  | no |  |  | 1439710.681 | 15256434.245 |  | -1
node_8101801_200870458 |  |  | PQ | AN | 2771.281 | 8101801 | no | no |  |  | no |  |  | 1439607.739 | 15256147.849 |  | -1
node_8101801_200870459 |  |  | PQ | AD | 2771.281 | 8101801 | no | no |  |  | no |  |  | 1439556.571 | 15255862.596 |  | -1
node_8101801_200870460 |  |  | PQ | AD | 2771.281 | 8101801 | no | no |  |  | no |  |  | 1439445.289 | 15255588.831 |  | -1
node_8101801_200870461 |  |  | PQ | AN | 2771.281 | 8101801 | no | no |  |  | no |  |  | 1439335.877 | 15255346.322 |  | -1
node_8101801_200909567 |  |  | PQ | AD | 2771.281 | 8101801 | no | no |  |  | no |  |  | 1434990.282 | 15256639.919 |  | -1
node_8101801_200911772 |  |  | PQ | AD | 2771.281 | 8101801 | no | no |  |  | no |  |  | 1434853.524 | 15269428.374 |  | -1
node_8101801_200914848 |  |  | PQ | ABCD | 2771.281 | 8101801 | no | no |  |  | no |  |  | 1417565.363 | 15267763.717 |  | -1
node_8101801_200914849 |  |  | PQ | ABCD | 2771.281 | 8101801 | no | no |  |  | no |  |  | 1417525.267 | 15267747.795 |  | -1
node_8101801_200947012 |  |  | PQ | AD | 2771.281 | 8101801 | no | no |  |  | no |  |  | 1429016.342 | 15259141.287 |  | -1
node_8101801_200948541 |  |  | PQ | ABCD | 2771.281 | 8101801 | no | no |  |  | no |  |  | 1427695.282 | 15262991.851 |  | -1
node_8101801_200950746 |  |  | PQ | AD | 2771.281 | 8101801 | no | no |  |  | no |  |  | 1426134.881 | 15265659.879 |  | -1
node_8101801_200950991 |  |  | PQ | AN | 2771.281 | 8101801 | no | no |  |  | no |  |  | 1425282.077 | 15257684.104 |  | -1
node_8101801_200951161 |  |  | PQ | ABCN | 2771.281 | 8101801 | no | no |  |  | no |  |  | 1427428.493 | 15263217.091 |  | -1
node_8101801_200962357 |  |  | PQ | ABCD | 2771.281 | 8101801 | no | no |  |  | no |  |  | 1423797.165 | 15271054.444 |  | -1
node_8101801_200964589 |  |  | PQ | AN | 2771.281 | 8101801 | no | no |  |  | no |  |  | 1432912.912 | 15257011.874 |  | -1
node_8101801_200974839 |  |  | PQ | ABCD | 2771.281 | 8101801 | no | no |  |  | no |  |  | 1423178.968 | 15265601.396 |  | -1
node_8101801_200974840 |  |  | PQ | AD | 2771.281 | 8101801 | no | no |  |  | no |  |  | 1423005.049 | 15265340.708 |  | -1
node_8101801_200974841 |  |  | PQ | AN | 2771.281 | 8101801 | no | no |  |  | no |  |  | 1422731.597 | 15265358.455 |  | -1
node_8101801_200974842 |  |  | PQ | AN | 2771.281 | 8101801 | no | no |  |  | no |  |  | 1421918.673 | 15265376.876 |  | -1
node_8101801_200977289 |  |  | PQ | AN | 2771.281 | 8101801 | no | no |  |  | no |  |  | 1424809.373 | 15269118.482 |  | -1
node_8101801_200979063 |  |  | PQ | AD | 2771.281 | 8101801 | no | no |  |  | no |  |  | 1431131.221 | 15260575.095 |  | -1
node_8101801_200981825 |  |  | PQ | AD | 2771.281 | 8101801 | no | no |  |  | no |  |  | 1425999.595 | 15275093.9 |  | -1
node_8101801_200982795 |  |  | PQ | AD | 2771.281 | 8101801 | no | no |  |  | no |  |  | 1425785.714 | 15274293.536 |  | -1
node_8101801_200983013 |  |  | PQ | AD | 2771.281 | 8101801 | no | no |  |  | no |  |  | 1425709.785 | 15274007.158 |  | -1
node_8101801_200985470 |  |  | PQ | ABCD | 2771.281 | 8101801 | no | no |  |  | no |  |  | 1426348.909 | 15265450.487 |  | -1
node_8101801_200985471 |  |  | PQ | ABCD | 2771.281 | 8101801 | no | no |  |  | no |  |  | 1426558.511 | 15265456.556 |  | -1
node_8101801_200985472 |  |  | PQ | ABCD | 2771.281 | 8101801 | no | no |  |  | no |  |  | 1427389.292 | 15265473.081 |  | -1
node_8101801_200987230 |  |  | PQ | AN | 2771.281 | 8101801 | no | no |  |  | no |  |  | 1434660.311 | 15265859.646 |  | -1
node_8101801_200987232 |  |  | PQ | AD | 2771.281 | 8101801 | no | no |  |  | no |  |  | 1434705.477 | 15265896.727 |  | -1
node_8101801_200987233 |  |  | PQ | AN | 2771.281 | 8101801 | no | no |  |  | no |  |  | 1434954.855 | 15266004.484 |  | -1
node_8101801_201004257 |  |  | PQ | AN | 7199.557 | 8101801 | no | no |  |  | no |  |  | 1425523.226 | 15256120.764 |  | -1
node_8101801_201004258 |  |  | PQ | AN | 7199.557 | 8101801 | no | no |  |  | no |  |  | 1425526.012 | 15256252.908 |  | -1
node_8101801_201004259 |  |  | PQ | AN | 7199.557 | 8101801 | no | no |  |  | no |  |  | 1425199.738 | 15255497.881 |  | -1
node_8101801_201010225 |  |  | PQ | AD | 2771.281 | 8101801 | no | no |  |  | no |  |  | 1417727.397 | 15263800.63 |  | -1
node_8101801_201013340 |  |  | PQ | AN | 2771.281 | 8101801 | no | no |  |  | no |  |  | 1418001.25 | 15264344.264 |  | -1
node_8101801_201026946 |  |  | PQ | AN | 2771.281 | 8101801 | no | no |  |  | no |  |  | 1434680.043 | 15255675.65 |  | -1
node_8101801_201026947 |  |  | PQ | AD | 2771.281 | 8101801 | no | no |  |  | no |  |  | 1427560.711 | 15261045.065 |  | -1
node_8101801_201027513 |  |  | PQ | AN | 2771.281 | 8101801 | no | no |  |  | no |  |  | 1434795.405 | 15255914.564 |  | -1
node_8101801_201027514 |  |  | PQ | AN | 2771.281 | 8101801 | no | no |  |  | no |  |  | 1425598.82 | 15268790.191 |  | -1
node_8101801_201027515 |  |  | PQ | AN | 2771.281 | 8101801 | no | no |  |  | no |  |  | 1435920.932 | 15256923.937 |  | -1
node_8101801_201027522 |  |  | PQ | ABCN | 2771.281 | 8101801 | no | no |  |  | no |  |  | 1428592.339 | 15263526 |  | -1
node_8101801_201027529 |  |  | PQ | AN | 7199.557 | 8101801 | no | no |  |  | no |  |  | 1425396.881 | 15255508.412 |  | -1
node_8101801_201027743 |  |  | PQ | AN | 7199.557 | 8101801 | no | no |  |  | no |  |  | 1432986.2 | 15258313.803 |  | -1
node_8101801_201027765 |  |  | PQ | AN | 1066.732 | 8101801 | no | no |  |  | no |  |  | 1427631.938 | 15258505.118 |  | -1
node_8101801_201027788 |  |  | PQ | AN | 2771.281 | 8101801 | no | no |  |  | no |  |  | 1422905.621 | 15270485.518 |  | -1
node_8101801_201027792 |  |  | PQ | ABCN | 2771.281 | 8101801 | no | no |  |  | no |  |  | 1421666.165 | 15264799.977 |  | -1
node_8101801_201033850 |  |  | PQ | ABCN | 2771.281 | 8101801 | no | no |  |  | no |  |  | 1428810.181 | 15259446.971 |  | -1
node_8101801_201033851 |  |  | PQ | ABCD | 2771.281 | 8101801 | no | no |  |  | no |  |  | 1422747.537 | 15267248.785 |  | -1
node_8101801_201038471 |  |  | PQ | ABCN | 2771.281 | 8101801 | no | no |  |  | no |  |  | 1426079.835 | 15264561.877 |  | -1
node_8101801_201057087 |  |  | PQ | AN | 2771.281 | 8101801 | no | no |  |  | no |  |  | 1432425.215 | 15257844.389 |  | -1
node_8101801_201057088 |  |  | PQ | AD | 2771.281 | 8101801 | no | no |  |  | no |  |  | 1432546.536 | 15257639.838 |  | -1
node_8101801_201058694 |  |  | PQ | AD | 2771.281 | 8101801 | no | no |  |  | no |  |  | 1432817.967 | 15267545.266 |  | -1
node_8101801_201059061 |  |  | PQ | ABCD | 2771.281 | 8101801 | no | no |  |  | no |  |  | 1427896.184 | 15260210.762 |  | -1
node_8101801_201063209 |  |  | PQ | ABCD | 2771.281 | 8101801 | no | no |  |  | no |  |  | 1424453.78 | 15268370.04 |  | -1
node_8101801_201063211 |  |  | PQ | ABCN | 2771.281 | 8101801 | no | no |  |  | no |  |  | 1430345.516 | 15261140.853 |  | -1
node_8101801_310012940 |  |  | PQ | AN | 2771.281 | 8101801 | no | no |  |  | no |  |  | 1417756.945 | 15263405.334 |  | -1
node_8101801_310051608 |  |  | PQ | ABCD | 2771.281 | 8101801 | no | no |  |  | no |  |  | 1419578.471 | 15268503.677 |  | -1
node_8101801_310051610 |  |  | PQ | ABCD | 2771.281 | 8101801 | no | no |  |  | no |  |  | 1419182.351 | 15268469.476 |  | -1
node_8101801_310051612 |  |  | PQ | ABCD | 2771.281 | 8101801 | no | no |  |  | no |  |  | 1418777.384 | 15268442.996 |  | -1
node_8101801_310051615 |  |  | PQ | ABCD | 2771.281 | 8101801 | no | no |  |  | no |  |  | 1418137.204 | 15268368.277 |  | -1
node_8101801_311878805 |  |  | PQ | AN | 7199.557 | 8101801 | no | no |  |  | no |  |  | 1428029.607 | 15257626.824 |  | -1
node_8101801_311888874 |  |  | PQ | ABCN | 2771.281 | 8101801 | no | no |  |  | no |  |  | 1428368.468 | 15263788.728 |  | -1
node_8101801_311901274 |  |  | PQ | AN | 2771.281 | 8101801 | no | no |  |  | no |  |  | 1418095.683 | 15267755.287 |  | -1
node_8101801_311911055 |  |  | PQ | AN | 7199.557 | 8101801 | no | no |  |  | no |  |  | 1428866.923 | 15259259.221 |  | -1
node_8101801_311928371 |  |  | PQ | AN | 2771.281 | 8101801 | no | no |  |  | no |  |  | 1425011.62 | 15258837.389 |  | -1
node_8101801_311928372 |  |  | PQ | AN | 2771.281 | 8101801 | no | no |  |  | no |  |  | 1424861.182 | 15258845.024 |  | -1
node_8101801_311928374 |  |  | PQ | AN | 2771.281 | 8101801 | no | no |  |  | no |  |  | 1424877.632 | 15259001.597 |  | -1
node_8101801_311932330 |  |  | PQ | AN | 2771.281 | 8101801 | no | no |  |  | no |  |  | 1439397.047 | 15255612.483 |  | -1
node_8101801_311932331 |  |  | PQ | AN | 2771.281 | 8101801 | no | no |  |  | no |  |  | 1438722.399 | 15255799.49 |  | -1
node_8101801_312053332 |  |  | PQ | AN | 2771.281 | 8101801 | no | no |  |  | no |  |  | 1424353.236 | 15261439.91 |  | -1
node_8101801_312091282 |  |  | PQ | AN | 2771.281 | 8101801 | no | no |  |  | no |  |  | 1431795.047 | 15268826.438 |  | -1
node_8101801_312092492 |  |  | PQ | AN | 2771.281 | 8101801 | no | no |  |  | no |  |  | 1431948.853 | 15268826.791 |  | -1
node_8101801_312106965 |  |  | PQ | AN | 7199.557 | 8101801 | no | no |  |  | no |  |  | 1425338.097 | 15256127.103 |  | -1
node_8101801_312106966 |  |  | PQ | AN | 7199.557 | 8101801 | no | no |  |  | no |  |  | 1425242.985 | 15256117.353 |  | -1
node_8101801_312121581 |  |  | PQ | AN | 2771.281 | 8101801 | no | no |  |  | no |  |  | 1421747.063 | 15267538.405 |  | -1
node_8101801_312121582 |  |  | PQ | AN | 2771.281 | 8101801 | no | no |  |  | no |  |  | 1421639.107 | 15267741.397 |  | -1
node_8101801_312139900 |  |  | PQ | ABCD | 2771.281 | 8101801 | no | no |  |  | no |  |  | 1422100.023 | 15268768.199 |  | -1
node_8101801_312154475 |  |  | PQ | AN | 7199.557 | 8101801 | no | no |  |  | no |  |  | 1427973.571 | 15256751.479 |  | -1
node_220415637 |  |  | PQ | AD | 7199.557 | 8101801 | no | no |  |  | no |  |  | 1425064.955 | 15255589.843 |  | -1
node_220415650 |  |  | PQ | AD | 7199.557 | 8101801 | no | no |  |  | no |  |  | 1428873.266 | 15259263.986 |  | -1
node_220464627 |  |  | PQ | AN | 7199.557 | 8101801 | no | no |  |  | no |  |  | 1425059.615 | 15255599.104 |  | -1
node_220465097 |  |  | PQ | AN | 7199.557 | 8101801 | no | no |  |  | no |  |  | 1425128.02 | 15256107.968 |  | -1
node_220465112 |  |  | PQ | AN | 7199.557 | 8101801 | no | no |  |  | no |  |  | 1428880.318 | 15259269.284 |  | -1
node_220465117 |  |  | PQ | AN | 7199.557 | 8101801 | no | no |  |  | no |  |  | 1432937.389 | 15258289.065 |  | -1
node_220465171 |  |  | PQ | AD | 1066.732 | 8101801 | no | no |  |  | no |  |  | 1427718.105 | 15258988.822 |  | -1
node_311873922 |  |  | PQ | AD | 2771.281 | 8101801 | no | no |  |  | no |  |  | 1427723.78 | 15259002.966 |  | -1
node_311874135 |  |  | PQ | AD | 2771.281 | 8101801 | no | no |  |  | no |  |  | 1425049.88 | 15256064.599 |  | -1
node_311874144 |  |  | PQ | AD | 2771.281 | 8101801 | no | no |  |  | no |  |  | 1425054.527 | 15255607.927 |  | -1
node_311874227 |  |  | PQ | AD | 2771.281 | 8101801 | no | no |  |  | no |  |  | 1428886.813 | 15259274.163 |  | -1
node_311874726 |  |  | PQ | AD | 2771.281 | 8101801 | no | no |  |  | no |  |  | 1432908.837 | 15258247.294 |  | -1
node_311908013 |  |  | PQ | AD | 2771.281 | 8101801 | no | no |  |  | no |  |  | 1425119.814 | 15256103.414 |  | -1
node_311908051 |  |  | PQ | AD | 2771.281 | 8101801 | no | no |  |  | no |  |  | 1432934.783 | 15258285.253 |  | -1
node_SOURCE_8101801 |  |  | SWING | ABCN | 2771.281 | 8101801 | no | no |  |  | no |  |  | 1417495.627 | 15267717.877 |  | -1
node_intto1_8101801_200828907 |  |  | PQ | AN | 7199.557 | 8101801 | no | no |  |  | no |  |  | 1427951.018 | 15256899.721 |  | -1
node_intto1_8101801_200828948 |  |  | PQ | AN | 1066.732 | 8101801 | no | no |  |  | no |  |  | 1427701.015 | 15258662.672 |  | -1
node_intto1_8101801_200829581 |  |  | PQ | AD | 2771.281 | 8101801 | no | no |  |  | no |  |  | 1417567.342 | 15265463.565 |  | -1
node_intto1_8101801_200829603 |  |  | PQ | AD | 2771.281 | 8101801 | no | no |  |  | no |  |  | 1417987.789 | 15268487.567 |  | -1
node_intto1_8101801_200830049 |  |  | PQ | AD | 2771.281 | 8101801 | no | no |  |  | no |  |  | 1428644.674 | 15259517.112 |  | -1
node_intto1_8101801_200830226 |  |  | PQ | AD | 2771.281 | 8101801 | no | no |  |  | no |  |  | 1417118.411 | 15271771.614 |  | -1
node_intto1_8101801_200830582 |  |  | PQ | ABCD | 2771.281 | 8101801 | no | no |  |  | no |  |  | 1422292.593 | 15268180.375 |  | -1
node_intto1_8101801_200830602 |  |  | PQ | ABCD | 2771.281 | 8101801 | no | no |  |  | no |  |  | 1423071.345 | 15266288.235 |  | -1
node_intto1_8101801_200830672 |  |  | PQ | AD | 2771.281 | 8101801 | no | no |  |  | no |  |  | 1427468.344 | 15261010.583 |  | -1
node_intto1_8101801_200831168 |  |  | PQ | AD | 2771.281 | 8101801 | no | no |  |  | no |  |  | 1417665.013 | 15267486.079 |  | -1
node_intto1_8101801_200831348 |  |  | PQ | ABCD | 2771.281 | 8101801 | no | no |  |  | no |  |  | 1422328.803 | 15268921.107 |  | -1
node_intto1_8101801_200831363 |  |  | PQ | AD | 2771.281 | 8101801 | no | no |  |  | no |  |  | 1421667.247 | 15267430.225 |  | -1
node_intto1_8101801_200831373 |  |  | PQ | AD | 2771.281 | 8101801 | no | no |  |  | no |  |  | 1423274.711 | 15260768.019 |  | -1
node_intto1_8101801_200831389 |  |  | PQ | AD | 2771.281 | 8101801 | no | no |  |  | no |  |  | 1425471.267 | 15261661.726 |  | -1
node_intto1_8101801_200831415 |  |  | PQ | AD | 2771.281 | 8101801 | no | no |  |  | no |  |  | 1425784.47 | 15261416.307 |  | -1
node_intto1_8101801_200831448 |  |  | PQ | ABCD | 2771.281 | 8101801 | no | no |  |  | no |  |  | 1427679.272 | 15260378.475 |  | -1
node_intto1_8101801_200831459 |  |  | PQ | AD | 2771.281 | 8101801 | no | no |  |  | no |  |  | 1429173.841 | 15258983.658 |  | -1
node_intto1_8101801_200835913 |  |  | PQ | AN | 2771.281 | 8101801 | no | no |  |  | no |  |  | 1434529.287 | 15258530.906 |  | -1
node_intto1_8101801_200836433 |  |  | PQ | AD | 2771.281 | 8101801 | no | no |  |  | no |  |  | 1429935.383 | 15273232.717 |  | -1
node_intto1_8101801_200836439 |  |  | PQ | ABCD | 2771.281 | 8101801 | no | no |  |  | no |  |  | 1423482.309 | 15273437.789 |  | -1
node_intto1_8101801_200836454 |  |  | PQ | AD | 2771.281 | 8101801 | no | no |  |  | no |  |  | 1435091.459 | 15271166.453 |  | -1
node_intto1_8101801_200836481 |  |  | PQ | AN | 2771.281 | 8101801 | no | no |  |  | no |  |  | 1434695.093 | 15266237.382 |  | -1
node_intto1_8101801_200836854 |  |  | PQ | ABCD | 2771.281 | 8101801 | no | no |  |  | no |  |  | 1425269.707 | 15269839.556 |  | -1
node_intto1_8101801_200836862 |  |  | PQ | AD | 2771.281 | 8101801 | no | no |  |  | no |  |  | 1424814.563 | 15268906.27 |  | -1
node_intto1_8101801_200836871 |  |  | PQ | AD | 2771.281 | 8101801 | no | no |  |  | no |  |  | 1425329.066 | 15268109.793 |  | -1
node_intto1_8101801_200837006 |  |  | PQ | AD | 2771.281 | 8101801 | no | no |  |  | no |  |  | 1429515.828 | 15261310.369 |  | -1
node_intto1_8101801_200837244 |  |  | PQ | AD | 2771.281 | 8101801 | no | no |  |  | no |  |  | 1432157.357 | 15259453.795 |  | -1
node_intto1_8101801_200837329 |  |  | PQ | AD | 2771.281 | 8101801 | no | no |  |  | no |  |  | 1425633.774 | 15273701.841 |  | -1
node_intto1_8101801_200837427 |  |  | PQ | AD | 2771.281 | 8101801 | no | no |  |  | no |  |  | 1430392.319 | 15261470.484 |  | -1
node_intto1_8101801_200837429 |  |  | PQ | AD | 2771.281 | 8101801 | no | no |  |  | no |  |  | 1433821.205 | 15264777.79 |  | -1
node_intto1_8101801_200837517 |  |  | PQ | AD | 2771.281 | 8101801 | no | no |  |  | no |  |  | 1433868.471 | 15267280.294 |  | -1
node_intto1_8101801_200837519 |  |  | PQ | AD | 2771.281 | 8101801 | no | no |  |  | no |  |  | 1433057.595 | 15267509.209 |  | -1
node_intto1_8101801_200837558 |  |  | PQ | AD | 2771.281 | 8101801 | no | no |  |  | no |  |  | 1432092.67 | 15269054.813 |  | -1
node_intto1_8101801_200837562 |  |  | PQ | AD | 2771.281 | 8101801 | no | no |  |  | no |  |  | 1431073.428 | 15272473.697 |  | -1
node_intto1_8101801_200837604 |  |  | PQ | AD | 2771.281 | 8101801 | no | no |  |  | no |  |  | 1432250.498 | 15272050.779 |  | -1
node_intto1_8101801_200838317 |  |  | PQ | ABCD | 2771.281 | 8101801 | no | no |  |  | no |  |  | 1423202.478 | 15273744.674 |  | -1
node_intto1_8101801_200838353 |  |  | PQ | ABCD | 2771.281 | 8101801 | no | no |  |  | no |  |  | 1423855.853 | 15270835.69 |  | -1
node_intto1_8101801_200838362 |  |  | PQ | ABCD | 2771.281 | 8101801 | no | no |  |  | no |  |  | 1424036.644 | 15270111.093 |  | -1
node_intto1_8101801_200838367 |  |  | PQ | ABCD | 2771.281 | 8101801 | no | no |  |  | no |  |  | 1424172.835 | 15269530.002 |  | -1
node_intto1_8101801_200838374 |  |  | PQ | ABCD | 2771.281 | 8101801 | no | no |  |  | no |  |  | 1424294.921 | 15269011.137 |  | -1
node_intto1_8101801_200838450 |  |  | PQ | ABCD | 2771.281 | 8101801 | no | no |  |  | no |  |  | 1427519.02 | 15263135.178 |  | -1
node_intto1_8101801_200838468 |  |  | PQ | ABCD | 2771.281 | 8101801 | no | no |  |  | no |  |  | 1430107.756 | 15261319.264 |  | -1
node_intto1_8101801_200838511 |  |  | PQ | AD | 2771.281 | 8101801 | no | no |  |  | no |  |  | 1433547.713 | 15257289.441 |  | -1
node_intto1_8101801_200838525 |  |  | PQ | AD | 2771.281 | 8101801 | no | no |  |  | no |  |  | 1434595.545 | 15256482.562 |  | -1
node_intto1_8101801_200838762 |  |  | PQ | ABCD | 2771.281 | 8101801 | no | no |  |  | no |  |  | 1424514.811 | 15269712.55 |  | -1
node_intto1_8101801_200838771 |  |  | PQ | ABCD | 2771.281 | 8101801 | no | no |  |  | no |  |  | 1425200.629 | 15270127.259 |  | -1
node_intto1_8101801_200838772 |  |  | PQ | ABCD | 2771.281 | 8101801 | no | no |  |  | no |  |  | 1425259.025 | 15270130.127 |  | -1
node_intto1_8101801_200838776 |  |  | PQ | AD | 2771.281 | 8101801 | no | no |  |  | no |  |  | 1424656.825 | 15270464.026 |  | -1
node_intto1_8101801_200838782 |  |  | PQ | AD | 2771.281 | 8101801 | no | no |  |  | no |  |  | 1425695.828 | 15264976.918 |  | -1
node_intto1_8101801_200838791 |  |  | PQ | ABCD | 2771.281 | 8101801 | no | no |  |  | no |  |  | 1427129.876 | 15263692.138 |  | -1
node_intto1_8101801_200838821 |  |  | PQ | AD | 2771.281 | 8101801 | no | no |  |  | no |  |  | 1433624.134 | 15257761.287 |  | -1
node_intto1_8101801_200838847 |  |  | PQ | AD | 2771.281 | 8101801 | no | no |  |  | no |  |  | 1435028.563 | 15258712.771 |  | -1
node_intto1_8101801_200974842 |  |  | PQ | AN | 2771.281 | 8101801 | no | no |  |  | no |  |  | 1421918.673 | 15265376.876 |  | -1
node_intto1_8101801_200979063 |  |  | PQ | AD | 2771.281 | 8101801 | no | no |  |  | no |  |  | 1431131.221 | 15260575.095 |  | -1
node_intto1_8101801_200985471 |  |  | PQ | ABCD | 2771.281 | 8101801 | no | no |  |  | no |  |  | 1426558.511 | 15265456.556 |  | -1
node_intto1_8101801_201010225 |  |  | PQ | AD | 2771.281 | 8101801 | no | no |  |  | no |  |  | 1417727.397 | 15263800.63 |  | -1
node_intto1_8101801_201013340 |  |  | PQ | AN | 2771.281 | 8101801 | no | no |  |  | no |  |  | 1418001.25 | 15264344.264 |  | -1
node_intto1_8101801_201027513 |  |  | PQ | AN | 2771.281 | 8101801 | no | no |  |  | no |  |  | 1434795.405 | 15255914.564 |  | -1
node_intto1_8101801_201027514 |  |  | PQ | AN | 2771.281 | 8101801 | no | no |  |  | no |  |  | 1425598.82 | 15268790.191 |  | -1
node_intto1_8101801_201027515 |  |  | PQ | AN | 2771.281 | 8101801 | no | no |  |  | no |  |  | 1435920.932 | 15256923.937 |  | -1
node_intto1_8101801_201027792 |  |  | PQ | ABCN | 2771.281 | 8101801 | no | no |  |  | no |  |  | 1421666.165 | 15264799.977 |  | -1
node_intto1_8101801_311888874 |  |  | PQ | ABCN | 2771.281 | 8101801 | no | no |  |  | no |  |  | 1428368.468 | 15263788.728 |  | -1
node_intto1_8101801_311928371 |  |  | PQ | AN | 2771.281 | 8101801 | no | no |  |  | no |  |  | 1425011.62 | 15258837.389 |  | -1
node_intto1_8101801_311932331 |  |  | PQ | AN | 2771.281 | 8101801 | no | no |  |  | no |  |  | 1438722.399 | 15255799.49 |  | -1
node_intto1_8101801_312092492 |  |  | PQ | AD | 2771.281 | 8101801 | no | no |  |  | no |  |  | 1431948.853 | 15268826.791 |  | -1
node_intto1_220415637 |  |  | PQ | AD | 7199.557 | 8101801 | no | no |  |  | no |  |  | 1425064.955 | 15255589.843 |  | -1
node_intto1_220415650 |  |  | PQ | AD | 7199.557 | 8101801 | no | no |  |  | no |  |  | 1428873.266 | 15259263.986 |  | -1
node_intto1_220464627 |  |  | PQ | AD | 2771.281 | 8101801 | no | no |  |  | no |  |  | 1425059.615 | 15255599.104 |  | -1
node_intto1_220465097 |  |  | PQ | AD | 2771.281 | 8101801 | no | no |  |  | no |  |  | 1425128.02 | 15256107.968 |  | -1
node_intto1_220465112 |  |  | PQ | AD | 2771.281 | 8101801 | no | no |  |  | no |  |  | 1428880.318 | 15259269.284 |  | -1
node_intto1_220465117 |  |  | PQ | AD | 2771.281 | 8101801 | no | no |  |  | no |  |  | 1432937.389 | 15258289.065 |  | -1
node_intto1_220465171 |  |  | PQ | AD | 2771.281 | 8101801 | no | no |  |  | no |  |  | 1427718.105 | 15258988.822 |  | -1
node_intto1_311873922 |  |  | PQ | AD | 2771.281 | 8101801 | no | no |  |  | no |  |  | 1427723.78 | 15259002.966 |  | -1
node_intto1_311874135 |  |  | PQ | AD | 2771.281 | 8101801 | no | no |  |  | no |  |  | 1425049.88 | 15256064.599 |  | -1
node_intto1_311874144 |  |  | PQ | AD | 2771.281 | 8101801 | no | no |  |  | no |  |  | 1425054.527 | 15255607.927 |  | -1
node_intto1_311874227 |  |  | PQ | AD | 2771.281 | 8101801 | no | no |  |  | no |  |  | 1428886.813 | 15259274.163 |  | -1
node_intto1_311874726 |  |  | PQ | AD | 2771.281 | 8101801 | no | no |  |  | no |  |  | 1432908.837 | 15258247.294 |  | -1
node_intto1_311908013 |  |  | PQ | AD | 2771.281 | 8101801 | no | no |  |  | no |  |  | 1425119.814 | 15256103.414 |  | -1
node_intto1_311908051 |  |  | PQ | AD | 2771.281 | 8101801 | no | no |  |  | no |  |  | 1432934.783 | 15258285.253 |  | -1

## overhead_line
data_type | static
owner_type | feeder
owner | 8101801
object | overhead_line
name | groupid | phases | fr | to | length | configuration | dcircuit | selected | monitored | monitored_fields | class_monitored_fields | played | played_fields | comments | R | X | B | lim_kw
oh_line_8101801_200829568 |  | AD | node_8101801_200831177 | node_8101801_200829568 | 254.437 | bal_1P_2AC | 8101801 | no | no |  |  | no |  |  | 0 | 0 | 0 | 0
oh_line_8101801_200829569 |  | AD | node_8101801_201010225 | node_8101801_200829569 | 259.45 | bal_1P_1/0AC | 8101801 | no | no |  |  | no |  |  | 0 | 0 | 0 | 0
oh_line_8101801_200829570 |  | AD | node_8101801_310012940 | node_8101801_200829570 | 84.889 | bal_1P_1/0AC | 8101801 | no | no |  |  | no |  |  | 0 | 0 | 0 | 0
oh_line_8101801_200829571 |  | AD | node_8101801_200829570 | node_8101801_200829571 | 305.737 | bal_1P_1/0AC | 8101801 | no | no |  |  | no |  |  | 0 | 0 | 0 | 0
oh_line_8101801_200829572 |  | AD | node_8101801_200829571 | node_8101801_200829572 | 306.287 | bal_1P_1/0AC | 8101801 | no | no |  |  | no |  |  | 0 | 0 | 0 | 0
oh_line_8101801_200829573 |  | AD | node_8101801_200829572 | node_8101801_200829573 | 251.12 | bal_1P_1/0AA | 8101801 | no | no |  |  | no |  |  | 0 | 0 | 0 | 0
oh_line_8101801_200829574 |  | AD | node_8101801_200829573 | node_8101801_200829574 | 311.635 | bal_1P_1/0AA | 8101801 | no | no |  |  | no |  |  | 0 | 0 | 0 | 0
oh_line_8101801_200829575 |  | AD | node_8101801_200829574 | node_8101801_200829575 | 279.648 | bal_1P_1/0AA | 8101801 | no | no |  |  | no |  |  | 0 | 0 | 0 | 0
oh_line_8101801_200829577 |  | AD | node_8101801_200829568 | node_8101801_200829577 | 326.025 | bal_1P_2AC | 8101801 | no | no |  |  | no |  |  | 0 | 0 | 0 | 0
oh_line_8101801_200829578 |  | AD | node_8101801_200829577 | node_8101801_200829578 | 361.774 | bal_1P_2AC | 8101801 | no | no |  |  | no |  |  | 0 | 0 | 0 | 0
oh_line_8101801_200829579 |  | AD | node_8101801_200829578 | node_8101801_200829579 | 226.955 | bal_1P_2AC | 8101801 | no | no |  |  | no |  |  | 0 | 0 | 0 | 0
oh_line_8101801_200829580 |  | AD | node_8101801_200829579 | node_8101801_200829580 | 58.521 | bal_1P_2AC | 8101801 | no | no |  |  | no |  |  | 0 | 0 | 0 | 0
oh_line_8101801_200829581 |  | AD | node_8101801_200829580 | node_intto1_8101801_200829581 | 251.364 | bal_1P_2AC | 8101801 | no | no |  |  | no |  |  | 0 | 0 | 0 | 0
oh_line_8101801_200829582 |  | AD | node_8101801_200829581 | node_8101801_200829582 | 261.467 | bal_1P_2AC | 8101801 | no | no |  |  | no |  |  | 0 | 0 | 0 | 0
oh_line_8101801_200829583 |  | AD | node_8101801_200829578 | node_8101801_200829583 | 418.752 | bal_1P_2AC | 8101801 | no | no |  |  | no |  |  | 0 | 0 | 0 | 0
oh_line_8101801_200829584 |  | AD | node_8101801_200829583 | node_8101801_200829584 | 211.296 | bal_1P_2AC | 8101801 | no | no |  |  | no |  |  | 0 | 0 | 0 | 0
oh_line_8101801_200829585 |  | AD | node_8101801_200829584 | node_8101801_200829585 | 385.131 | bal_1P_2AC | 8101801 | no | no |  |  | no |  |  | 0 | 0 | 0 | 0
oh_line_8101801_200829586 |  | AD | node_8101801_200829585 | node_8101801_200829586 | 225.857 | bal_1P_2AC | 8101801 | no | no |  |  | no |  |  | 0 | 0 | 0 | 0
oh_line_8101801_200829587 |  | AD | node_8101801_200829586 | node_8101801_200829587 | 468.493 | bal_1P_2AC | 8101801 | no | no |  |  | no |  |  | 0 | 0 | 0 | 0
oh_line_8101801_200829589 |  | AD | node_8101801_201010225 | node_8101801_200829589 | 261.864 | bal_1P_1/0AA | 8101801 | no | no |  |  | no |  |  | 0 | 0 | 0 | 0
oh_line_8101801_200829590 |  | AD | node_8101801_200829589 | node_8101801_200829590 | 270.505 | bal_1P_1/0AA | 8101801 | no | no |  |  | no |  |  | 0 | 0 | 0 | 0
oh_line_8101801_200829591 |  | AD | node_8101801_200829590 | node_8101801_200829591 | 324.069 | bal_1P_1/0AA | 8101801 | no | no |  |  | no |  |  | 0 | 0 | 0 | 0
oh_line_8101801_200829593 |  | AD | node_8101801_200829594 | node_8101801_200829593 | 347.891 | bal_1P_1/0AC | 8101801 | no | no |  |  | no |  |  | 0 | 0 | 0 | 0
oh_line_8101801_200829594 |  | AD | node_8101801_200829597 | node_8101801_200829594 | 286.742 | bal_1P_1/0AC | 8101801 | no | no |  |  | no |  |  | 0 | 0 | 0 | 0
oh_line_8101801_200829595 |  | AD | node_8101801_200829594 | node_8101801_200829595 | 20.027 | bal_1P_1/0AA | 8101801 | no | no |  |  | no |  |  | 0 | 0 | 0 | 0
oh_line_8101801_200829596 |  | AD | node_8101801_200829595 | node_8101801_200829596 | 315.557 | bal_1P_1/0AA | 8101801 | no | no |  |  | no |  |  | 0 | 0 | 0 | 0
oh_line_8101801_200829597 |  | AD | node_8101801_200829598 | node_8101801_200829597 | 197.876 | bal_1P_1/0AC | 8101801 | no | no |  |  | no |  |  | 0 | 0 | 0 | 0
oh_line_8101801_200829598 |  | AD | node_8101801_200829601 | node_8101801_200829598 | 149.846 | bal_1P_1/0AC | 8101801 | no | no |  |  | no |  |  | 0 | 0 | 0 | 0
oh_line_8101801_200829599 |  | AD | node_8101801_200829598 | node_8101801_200829599 | 56.857 | bal_1P_1/0AC | 8101801 | no | no |  |  | no |  |  | 0 | 0 | 0 | 0
oh_line_8101801_200829600 |  | AD | node_8101801_200829599 | node_8101801_200829600 | 294.961 | bal_1P_1/0AC | 8101801 | no | no |  |  | no |  |  | 0 | 0 | 0 | 0
oh_line_8101801_200829601 |  | AD | node_8101801_200829602 | node_8101801_200829601 | 174.275 | bal_1P_1/0AC | 8101801 | no | no |  |  | no |  |  | 0 | 0 | 0 | 0
oh_line_8101801_200829602 |  | AD | node_8101801_200829603 | node_8101801_200829602 | 140.766 | bal_1P_1/0AC | 8101801 | no | no |  |  | no |  |  | 0 | 0 | 0 | 0
oh_line_8101801_200829603 |  | AD | node_8101801_200831350 | node_intto1_8101801_200829603 | 237.564 | bal_1P_1/0AC | 8101801 | no | no |  |  | no |  |  | 0 | 0 | 0 | 0
oh_line_8101801_200829609 |  | AD | node_8101801_200829615 | node_8101801_200829609 | 375.128 | bal_1P_2AC | 8101801 | no | no |  |  | no |  |  | 0 | 0 | 0 | 0
oh_line_8101801_200829610 |  | AD | node_8101801_200829609 | node_8101801_200829610 | 278.973 | bal_1P_1/0AC | 8101801 | no | no |  |  | no |  |  | 0 | 0 | 0 | 0
oh_line_8101801_200829611 |  | AD | node_8101801_200829610 | node_8101801_200829611 | 248.556 | bal_1P_1/0AC | 8101801 | no | no |  |  | no |  |  | 0 | 0 | 0 | 0
oh_line_8101801_200829612 |  | AD | node_8101801_200829609 | node_8101801_200829612 | 198.713 | bal_1P_1/0AC | 8101801 | no | no |  |  | no |  |  | 0 | 0 | 0 | 0
oh_line_8101801_200829613 |  | AD | node_8101801_200829612 | node_8101801_200829613 | 183.552 | bal_1P_1/0AC | 8101801 | no | no |  |  | no |  |  | 0 | 0 | 0 | 0
oh_line_8101801_200829614 |  | AD | node_8101801_200829613 | node_8101801_200829614 | 308.815 | bal_1P_1/0AA | 8101801 | no | no |  |  | no |  |  | 0 | 0 | 0 | 0
oh_line_8101801_200829615 |  | AD | node_8101801_200829616 | node_8101801_200829615 | 357.09 | bal_1P_2AC | 8101801 | no | no |  |  | no |  |  | 0 | 0 | 0 | 0
oh_line_8101801_200829616 |  | AD | node_8101801_200829617 | node_8101801_200829616 | 182.482 | bal_1P_2AC | 8101801 | no | no |  |  | no |  |  | 0 | 0 | 0 | 0
oh_line_8101801_200829617 |  | AD | node_8101801_200829619 | node_8101801_200829617 | 332.514 | bal_1P_2AC | 8101801 | no | no |  |  | no |  |  | 0 | 0 | 0 | 0
oh_line_8101801_200829618 |  | AD | node_8101801_200829617 | node_8101801_200829618 | 335.628 | bal_1P_2AC | 8101801 | no | no |  |  | no |  |  | 0 | 0 | 0 | 0
oh_line_8101801_200829619 |  | AD | node_8101801_200829620 | node_8101801_200829619 | 388.232 | bal_1P_2AC | 8101801 | no | no |  |  | no |  |  | 0 | 0 | 0 | 0
oh_line_8101801_200829620 |  | AD | node_8101801_200829593 | node_8101801_200829620 | 415.207 | bal_1P_2AC | 8101801 | no | no |  |  | no |  |  | 0 | 0 | 0 | 0
oh_line_8101801_200829995 |  | AD | node_8101801_200831394 | node_8101801_200829995 | 228.691 | bal_1P_1/0AC | 8101801 | no | no |  |  | no |  |  | 0 | 0 | 0 | 0
oh_line_8101801_200829997 |  | AD | node_8101801_200829995 | node_8101801_200829997 | 332.055 | bal_1P_1/0AA | 8101801 | no | no |  |  | no |  |  | 0 | 0 | 0 | 0
oh_line_8101801_200829999 |  | AD | node_8101801_200829997 | node_8101801_200829999 | 270.257 | bal_1P_1/0AA | 8101801 | no | no |  |  | no |  |  | 0 | 0 | 0 | 0
oh_line_8101801_200830042 |  | AD | node_8101801_200831450 | node_8101801_200830042 | 52.67 | bal_1P_1/0AC | 8101801 | no | no |  |  | no |  |  | 0 | 0 | 0 | 0
oh_line_8101801_200830043 |  | AD | node_8101801_200830042 | node_8101801_200830043 | 249.676 | bal_1P_1/0AC | 8101801 | no | no |  |  | no |  |  | 0 | 0 | 0 | 0
oh_line_8101801_200830044 |  | AD | node_8101801_200830043 | node_8101801_200830044 | 194.413 | bal_1P_1/0AC | 8101801 | no | no |  |  | no |  |  | 0 | 0 | 0 | 0
oh_line_8101801_200830045 |  | AD | node_8101801_200830044 | node_8101801_200830045 | 185.97 | bal_1P_1/0AC | 8101801 | no | no |  |  | no |  |  | 0 | 0 | 0 | 0
oh_line_8101801_200830046 |  | AD | node_8101801_200830045 | node_8101801_200830046 | 292.703 | bal_1P_1/0AC | 8101801 | no | no |  |  | no |  |  | 0 | 0 | 0 | 0
oh_line_8101801_200830047-1 |  | AD | node_8101801_200830046 | node_intto1_311873922 | 148.943 | bal_1P_1/0AC | 8101801 | no | no |  |  | no |  |  | 0 | 0 | 0 | 0
oh_line_8101801_200830047-2 |  | AD | node_311873922 | node_intto1_220465171 | 15.24 | bal_1P_1/0AC | 8101801 | no | no |  |  | no |  |  | 0 | 0 | 0 | 0
oh_line_8101801_200830047-3 |  | AD | node_220465171 | node_8101801_200830047 | 15.894 | bal_1P_1/0AC | 8101801 | no | no |  |  | no |  |  | 0 | 0 | 0 | 0
oh_line_8101801_200830048 |  | AD | node_8101801_200830047 | node_8101801_200830048 | 123.018 | bal_1P_1/0AC | 8101801 | no | no |  |  | no |  |  | 0 | 0 | 0 | 0
oh_line_8101801_200830049 |  | AD | node_8101801_200831453 | node_intto1_8101801_200830049 | 112.329 | bal_1P_1/0AC | 8101801 | no | no |  |  | no |  |  | 0 | 0 | 0 | 0
oh_line_8101801_200830050 |  | AD | node_8101801_200830049 | node_8101801_200830050 | 177.816 | bal_1P_1/0AC | 8101801 | no | no |  |  | no |  |  | 0 | 0 | 0 | 0
oh_line_8101801_200830051 |  | AD | node_8101801_200830050 | node_8101801_200830051 | 171.962 | bal_1P_1/0AC | 8101801 | no | no |  |  | no |  |  | 0 | 0 | 0 | 0
oh_line_8101801_200830052 |  | AD | node_8101801_200830051 | node_8101801_200830052 | 309.863 | bal_1P_1/0AC | 8101801 | no | no |  |  | no |  |  | 0 | 0 | 0 | 0
oh_line_8101801_200830053 |  | AD | node_8101801_200830052 | node_8101801_200830053 | 292.526 | bal_1P_1/0AC | 8101801 | no | no |  |  | no |  |  | 0 | 0 | 0 | 0
oh_line_8101801_200830224 |  | AD | node_8101801_200830226 | node_8101801_200830224 | 276.577 | bal_1P_1/0AA | 8101801 | no | no |  |  | no |  |  | 0 | 0 | 0 | 0
oh_line_8101801_200830225 |  | AD | node_8101801_200829613 | node_8101801_200830225 | 63.766 | bal_1P_1/0AC | 8101801 | no | no |  |  | no |  |  | 0 | 0 | 0 | 0
oh_line_8101801_200830226 |  | AD | node_8101801_200830225 | node_intto1_8101801_200830226 | 235.314 | bal_1P_1/0AA | 8101801 | no | no |  |  | no |  |  | 0 | 0 | 0 | 0
oh_line_8101801_200830227 |  | AD | node_8101801_200830226 | node_8101801_200830227 | 272.748 | bal_1P_1/0AA | 8101801 | no | no |  |  | no |  |  | 0 | 0 | 0 | 0
oh_line_8101801_200830228 |  | AD | node_8101801_200830227 | node_8101801_200830228 | 304.854 | bal_1P_1/0AA | 8101801 | no | no |  |  | no |  |  | 0 | 0 | 0 | 0
oh_line_8101801_200830229 |  | AD | node_8101801_200830228 | node_8101801_200830229 | 228.871 | bal_1P_1/0AA | 8101801 | no | no |  |  | no |  |  | 0 | 0 | 0 | 0
oh_line_8101801_200830570 |  | ABCD | node_8101801_312139900 | node_8101801_200830570 | 61.99 | bal_3P_477AL | 8101801 | no | no |  |  | no |  |  | 0 | 0 | 0 | 0
oh_line_8101801_200830571 |  | ABCD | node_8101801_200830570 | node_8101801_200830571 | 45.682 | bal_3P_477AL | 8101801 | no | no |  |  | no |  |  | 0 | 0 | 0 | 0
oh_line_8101801_200830572 |  | ABCD | node_8101801_200831345 | node_8101801_200830572 | 86.53 | bal_3P_477AL | 8101801 | no | no |  |  | no |  |  | 0 | 0 | 0 | 0
oh_line_8101801_200830574 |  | ABCD | node_8101801_200830572 | node_8101801_200830574 | 127.584 | bal_3P_4/0AC | 8101801 | no | no |  |  | no |  |  | 0 | 0 | 0 | 0
oh_line_8101801_200830575 |  | ABCD | node_8101801_200830574 | node_8101801_200830575 | 108.101 | bal_3P_4/0AC | 8101801 | no | no |  |  | no |  |  | 0 | 0 | 0 | 0
oh_line_8101801_200830576 |  | ABCD | node_8101801_200830575 | node_8101801_200830576 | 100.717 | bal_3P_4/0AC | 8101801 | no | no |  |  | no |  |  | 0 | 0 | 0 | 0
oh_line_8101801_200830579 |  | ABCD | node_8101801_200830576 | node_8101801_200830579 | 115.041 | bal_3P_4/0AC | 8101801 | no | no |  |  | no |  |  | 0 | 0 | 0 | 0
oh_line_8101801_200830582 |  | ABCD | node_8101801_200830579 | node_intto1_8101801_200830582 | 121.936 | bal_3P_4/0AC | 8101801 | no | no |  |  | no |  |  | 0 | 0 | 0 | 0
oh_line_8101801_200830583 |  | ABCD | node_8101801_200830582 | node_8101801_200830583 | 131.284 | bal_3P_4/0AC | 8101801 | no | no |  |  | no |  |  | 0 | 0 | 0 | 0
oh_line_8101801_200830585 |  | ABCD | node_8101801_200830583 | node_8101801_200830585 | 121.336 | bal_3P_4/0AC | 8101801 | no | no |  |  | no |  |  | 0 | 0 | 0 | 0
oh_line_8101801_200830587 |  | ABCD | node_8101801_200830585 | node_8101801_200830587 | 130.032 | bal_3P_4/0AC | 8101801 | no | no |  |  | no |  |  | 0 | 0 | 0 | 0
oh_line_8101801_200830590 |  | ABCD | node_8101801_200831357 | node_8101801_200830590 | 154.761 | bal_3P_4/0AC | 8101801 | no | no |  |  | no |  |  | 0 | 0 | 0 | 0
oh_line_8101801_200830592 |  | ABCD | node_8101801_200830590 | node_8101801_200830592 | 137.344 | bal_3P_4/0AC | 8101801 | no | no |  |  | no |  |  | 0 | 0 | 0 | 0
oh_line_8101801_200830597 |  | ABCD | node_8101801_201033851 | node_8101801_200830597 | 105.457 | bal_3P_4/0AC | 8101801 | no | no |  |  | no |  |  | 0 | 0 | 0 | 0
oh_line_8101801_200830598 |  | ABCD | node_8101801_200830597 | node_8101801_200830598 | 210.968 | bal_3P_4/0AC | 8101801 | no | no |  |  | no |  |  | 0 | 0 | 0 | 0
oh_line_8101801_200830599 |  | ABCD | node_8101801_200830598 | node_8101801_200830599 | 161.803 | bal_3P_4/0AC | 8101801 | no | no |  |  | no |  |  | 0 | 0 | 0 | 0
oh_line_8101801_200830600 |  | ABCD | node_8101801_200830599 | node_8101801_200830600 | 179.831 | bal_3P_4/0AC | 8101801 | no | no |  |  | no |  |  | 0 | 0 | 0 | 0
oh_line_8101801_200830601 |  | ABCD | node_8101801_200830600 | node_8101801_200830601 | 176.812 | bal_3P_4/0AC | 8101801 | no | no |  |  | no |  |  | 0 | 0 | 0 | 0
oh_line_8101801_200830602 |  | ABCD | node_8101801_200830601 | node_intto1_8101801_200830602 | 179.482 | bal_3P_4/0AC | 8101801 | no | no |  |  | no |  |  | 0 | 0 | 0 | 0
oh_line_8101801_200830604 |  | ABCD | node_8101801_200830602 | node_8101801_200830604 | 179.973 | bal_3P_4/0AC | 8101801 | no | no |  |  | no |  |  | 0 | 0 | 0 | 0
oh_line_8101801_200830605-1 |  | ABCD | node_1423125_972_15265963_884 | node_8101801_200830605 | 15.775 | bal_3P_4/0AC | 8101801 | no | no |  |  | no |  |  | 0 | 0 | 0 | 0
oh_line_8101801_200830605-2 |  | ABCD | node_8101801_200830604 | node_1423125_972_15265963_884 | 148.976 | bal_3P_4/0AC | 8101801 | no | no |  |  | no |  |  | 0 | 0 | 0 | 0
oh_line_8101801_200830606 |  | ABCD | node_8101801_200830605 | node_8101801_200830606 | 189.81 | bal_3P_4/0AC | 8101801 | no | no |  |  | no |  |  | 0 | 0 | 0 | 0
oh_line_8101801_200830609 |  | ABCD | node_8101801_200974839 | node_8101801_200830609 | 176.634 | bal_3P_4/0AC | 8101801 | no | no |  |  | no |  |  | 0 | 0 | 0 | 0
oh_line_8101801_200830610 |  | ABCD | node_8101801_200830609 | node_8101801_200830610 | 217.325 | bal_3P_4/0AL | 8101801 | no | no |  |  | no |  |  | 0 | 0 | 0 | 0
oh_line_8101801_200830611 |  | ABCD | node_8101801_200830610 | node_8101801_200830611 | 190.565 | bal_3P_4/0AL | 8101801 | no | no |  |  | no |  |  | 0 | 0 | 0 | 0
oh_line_8101801_200830612 |  | ABCD | node_8101801_200830611 | node_8101801_200830612 | 201.541 | bal_3P_4/0AL | 8101801 | no | no |  |  | no |  |  | 0 | 0 | 0 | 0
oh_line_8101801_200830615 |  | ABCD | node_8101801_200830612 | node_8101801_200830615 | 138.663 | bal_3P_4/0AL | 8101801 | no | no |  |  | no |  |  | 0 | 0 | 0 | 0
oh_line_8101801_200830616 |  | ABCD | node_8101801_200830615 | node_8101801_200830616 | 100.329 | bal_3P_1/0AC | 8101801 | no | no |  |  | no |  |  | 0 | 0 | 0 | 0
oh_line_8101801_200830617 |  | ABCD | node_8101801_200830616 | node_8101801_200830617 | 124.726 | bal_3P_1/0AC | 8101801 | no | no |  |  | no |  |  | 0 | 0 | 0 | 0
oh_line_8101801_200830618 |  | ABCD | node_8101801_200830615 | node_8101801_200830618 | 133.339 | bal_3P_4/0AL | 8101801 | no | no |  |  | no |  |  | 0 | 0 | 0 | 0
oh_line_8101801_200830619 |  | ABCD | node_8101801_200830620 | node_8101801_200830619 | 102.855 | bal_3P_1/0AA | 8101801 | no | no |  |  | no |  |  | 0 | 0 | 0 | 0
oh_line_8101801_200830620 |  | ABCD | node_8101801_200830618 | node_8101801_200830620 | 237.352 | bal_3P_4/0AL | 8101801 | no | no |  |  | no |  |  | 0 | 0 | 0 | 0
oh_line_8101801_200830622 |  | ABCD | node_8101801_200830620 | node_8101801_200830622 | 113.156 | bal_3P_4/0AL | 8101801 | no | no |  |  | no |  |  | 0 | 0 | 0 | 0
oh_line_8101801_200830625 |  | ABCD | node_8101801_200830622 | node_8101801_200830625 | 231.899 | bal_3P_4/0AL | 8101801 | no | no |  |  | no |  |  | 0 | 0 | 0 | 0
oh_line_8101801_200830627 |  | ABCD | node_8101801_200830625 | node_8101801_200830627 | 243.175 | bal_3P_4/0AL | 8101801 | no | no |  |  | no |  |  | 0 | 0 | 0 | 0
oh_line_8101801_200830629 |  | ABCD | node_8101801_200830627 | node_8101801_200830629 | 246.062 | bal_3P_4/0AL | 8101801 | no | no |  |  | no |  |  | 0 | 0 | 0 | 0
oh_line_8101801_200830631 |  | ABCD | node_8101801_200830629 | node_8101801_200830631 | 185.866 | bal_3P_4/0AL | 8101801 | no | no |  |  | no |  |  | 0 | 0 | 0 | 0
oh_line_8101801_200830634 |  | ABCD | node_8101801_200830631 | node_8101801_200830634 | 194.854 | bal_3P_4/0AL | 8101801 | no | no |  |  | no |  |  | 0 | 0 | 0 | 0
oh_line_8101801_200830635 |  | ABCD | node_8101801_200830634 | node_8101801_200830635 | 203.101 | bal_3P_4/0AL | 8101801 | no | no |  |  | no |  |  | 0 | 0 | 0 | 0
oh_line_8101801_200830636 |  | ABCD | node_8101801_200830635 | node_8101801_200830636 | 196.662 | bal_3P_4/0AL | 8101801 | no | no |  |  | no |  |  | 0 | 0 | 0 | 0
oh_line_8101801_200830637 |  | ABCD | node_8101801_200830636 | node_8101801_200830637 | 193.255 | bal_3P_4/0AL | 8101801 | no | no |  |  | no |  |  | 0 | 0 | 0 | 0
oh_line_8101801_200830642 |  | ABCD | node_8101801_200830637 | node_8101801_200830642 | 209.128 | bal_3P_4/0AL | 8101801 | no | no |  |  | no |  |  | 0 | 0 | 0 | 0
oh_line_8101801_200830644 |  | ABCD | node_8101801_200830642 | node_8101801_200830644 | 119.626 | bal_3P_4/0AL | 8101801 | no | no |  |  | no |  |  | 0 | 0 | 0 | 0
oh_line_8101801_200830645 |  | ABCD | node_8101801_200830644 | node_8101801_200830645 | 118.758 | bal_3P_4/0AL | 8101801 | no | no |  |  | no |  |  | 0 | 0 | 0 | 0
oh_line_8101801_200830646 |  | ABCD | node_8101801_200830645 | node_8101801_200830646 | 124.312 | bal_3P_4/0AL | 8101801 | no | no |  |  | no |  |  | 0 | 0 | 0 | 0
oh_line_8101801_200830647 |  | ABCD | node_8101801_200830646 | node_8101801_200830647 | 132.494 | bal_3P_4/0AL | 8101801 | no | no |  |  | no |  |  | 0 | 0 | 0 | 0
oh_line_8101801_200830648 |  | ABCD | node_8101801_200830647 | node_8101801_200830648 | 124.394 | bal_3P_4/0AL | 8101801 | no | no |  |  | no |  |  | 0 | 0 | 0 | 0
oh_line_8101801_200830649 |  | ABCD | node_8101801_200830648 | node_8101801_200830649 | 125.125 | bal_3P_4/0AL | 8101801 | no | no |  |  | no |  |  | 0 | 0 | 0 | 0
oh_line_8101801_200830651 |  | ABCD | node_8101801_200830649 | node_8101801_200830651 | 132.701 | bal_3P_4/0AL | 8101801 | no | no |  |  | no |  |  | 0 | 0 | 0 | 0
oh_line_8101801_200830652 |  | ABCD | node_8101801_200830651 | node_8101801_200830652 | 150.043 | bal_3P_4/0AL | 8101801 | no | no |  |  | no |  |  | 0 | 0 | 0 | 0
oh_line_8101801_200830653 |  | ABCD | node_8101801_200830652 | node_8101801_200830653 | 118.128 | bal_3P_4/0AL | 8101801 | no | no |  |  | no |  |  | 0 | 0 | 0 | 0
oh_line_8101801_200830656 |  | ABCD | node_8101801_200830653 | node_8101801_200830656 | 113.163 | bal_3P_4/0AL | 8101801 | no | no |  |  | no |  |  | 0 | 0 | 0 | 0
oh_line_8101801_200830657 |  | ABCD | node_8101801_200830656 | node_8101801_200830657 | 143.121 | bal_3P_4/0AL | 8101801 | no | no |  |  | no |  |  | 0 | 0 | 0 | 0
oh_line_8101801_200830658 |  | ABCD | node_8101801_200830657 | node_8101801_200830658 | 132.212 | bal_3P_4/0AL | 8101801 | no | no |  |  | no |  |  | 0 | 0 | 0 | 0
oh_line_8101801_200830659 |  | ABCD | node_8101801_200830658 | node_8101801_200830659 | 104.15 | bal_3P_4/0AL | 8101801 | no | no |  |  | no |  |  | 0 | 0 | 0 | 0
oh_line_8101801_200830661 |  | ABCD | node_8101801_200830659 | node_8101801_200830661 | 133.897 | bal_3P_4/0AL | 8101801 | no | no |  |  | no |  |  | 0 | 0 | 0 | 0
oh_line_8101801_200830662 |  | ABCD | node_8101801_200830661 | node_8101801_200830662 | 129.724 | bal_3P_1/0AC | 8101801 | no | no |  |  | no |  |  | 0 | 0 | 0 | 0
oh_line_8101801_200830663 |  | ABCD | node_8101801_200830662 | node_8101801_200830663 | 151.361 | bal_3P_1/0AC | 8101801 | no | no |  |  | no |  |  | 0 | 0 | 0 | 0
oh_line_8101801_200830664 |  | ABCD | node_8101801_200830663 | node_8101801_200830664 | 158.651 | bal_3P_1/0AC | 8101801 | no | no |  |  | no |  |  | 0 | 0 | 0 | 0
oh_line_8101801_200830667 |  | ABCD | node_8101801_200830664 | node_8101801_200830667 | 194.829 | bal_3P_2AC | 8101801 | no | no |  |  | no |  |  | 0 | 0 | 0 | 0
oh_line_8101801_200830668 |  | AD | node_8101801_200830667 | node_8101801_200830668 | 221.075 | bal_1P_2AC | 8101801 | no | no |  |  | no |  |  | 0 | 0 | 0 | 0
oh_line_8101801_200830669 |  | AD | node_8101801_200830668 | node_8101801_200830669 | 145.594 | bal_1P_2AC | 8101801 | no | no |  |  | no |  |  | 0 | 0 | 0 | 0
oh_line_8101801_200830670 |  | AD | node_8101801_200830669 | node_8101801_200830670 | 199.715 | bal_1P_2AC | 8101801 | no | no |  |  | no |  |  | 0 | 0 | 0 | 0
oh_line_8101801_200830671 |  | AD | node_8101801_200830670 | node_8101801_200830671 | 209.156 | bal_1P_2AC | 8101801 | no | no |  |  | no |  |  | 0 | 0 | 0 | 0
oh_line_8101801_200830672 |  | AD | node_8101801_200830671 | node_intto1_8101801_200830672 | 180.906 | bal_1P_2AC | 8101801 | no | no |  |  | no |  |  | 0 | 0 | 0 | 0
oh_line_8101801_200830674 |  | AD | node_8101801_201026947 | node_8101801_200830674 | 286.203 | bal_1P_2AC | 8101801 | no | no |  |  | no |  |  | 0 | 0 | 0 | 0
oh_line_8101801_200830675 |  | AD | node_8101801_200830672 | node_8101801_200830675 | 142.193 | bal_1P_2AC | 8101801 | no | no |  |  | no |  |  | 0 | 0 | 0 | 0
oh_line_8101801_200830676 |  | AD | node_8101801_200830675 | node_8101801_200830676 | 140.669 | bal_1P_1/0AC | 8101801 | no | no |  |  | no |  |  | 0 | 0 | 0 | 0
oh_line_8101801_200830677 |  | AD | node_8101801_200830676 | node_8101801_200830677 | 169.37 | bal_1P_1/0AC | 8101801 | no | no |  |  | no |  |  | 0 | 0 | 0 | 0
oh_line_8101801_200830681 |  | AD | node_8101801_200830677 | node_8101801_200830681 | 116.943 | bal_1P_1/0AC | 8101801 | no | no |  |  | no |  |  | 0 | 0 | 0 | 0
oh_line_8101801_200830683 |  | AD | node_8101801_200830681 | node_8101801_200830683 | 161.4 | bal_1P_1/0AC | 8101801 | no | no |  |  | no |  |  | 0 | 0 | 0 | 0
oh_line_8101801_200830686 |  | AD | node_8101801_200830683 | node_8101801_200830686 | 155.459 | bal_1P_1/0AC | 8101801 | no | no |  |  | no |  |  | 0 | 0 | 0 | 0
oh_line_8101801_200830688 |  | AD | node_8101801_200830686 | node_8101801_200830688 | 149.313 | bal_1P_1/0AC | 8101801 | no | no |  |  | no |  |  | 0 | 0 | 0 | 0
oh_line_8101801_200830689 |  | AD | node_8101801_200830688 | node_8101801_200830689 | 148.13 | bal_1P_1/0AC | 8101801 | no | no |  |  | no |  |  | 0 | 0 | 0 | 0
oh_line_8101801_200830690 |  | AD | node_8101801_200830689 | node_8101801_200830690 | 170.373 | bal_1P_1/0AC | 8101801 | no | no |  |  | no |  |  | 0 | 0 | 0 | 0
oh_line_8101801_200830691 |  | AD | node_8101801_200830690 | node_8101801_200830691 | 161.721 | bal_1P_1/0AC | 8101801 | no | no |  |  | no |  |  | 0 | 0 | 0 | 0
oh_line_8101801_200830692 |  | AD | node_8101801_200830691 | node_8101801_200830692 | 150.14 | bal_1P_1/0AC | 8101801 | no | no |  |  | no |  |  | 0 | 0 | 0 | 0
oh_line_8101801_200830693 |  | AD | node_8101801_200830692 | node_8101801_200830693 | 140.519 | bal_1P_1/0AC | 8101801 | no | no |  |  | no |  |  | 0 | 0 | 0 | 0
oh_line_8101801_200830694 |  | AD | node_8101801_200830693 | node_8101801_200830694 | 137.381 | bal_1P_1/0AC | 8101801 | no | no |  |  | no |  |  | 0 | 0 | 0 | 0
oh_line_8101801_200830695 |  | AD | node_8101801_200830694 | node_8101801_200830695 | 144.474 | bal_1P_1/0AC | 8101801 | no | no |  |  | no |  |  | 0 | 0 | 0 | 0
oh_line_8101801_200830697 |  | AD | node_8101801_200830695 | node_8101801_200830697 | 161 | bal_1P_1/0AC | 8101801 | no | no |  |  | no |  |  | 0 | 0 | 0 | 0
oh_line_8101801_200830698 |  | AD | node_8101801_200830697 | node_8101801_200830698 | 148.88 | bal_1P_1/0AC | 8101801 | no | no |  |  | no |  |  | 0 | 0 | 0 | 0
oh_line_8101801_200830699 |  | AD | node_8101801_200830698 | node_8101801_200830699 | 154.038 | bal_1P_1/0AC | 8101801 | no | no |  |  | no |  |  | 0 | 0 | 0 | 0
oh_line_8101801_200830701 |  | AD | node_8101801_200830699 | node_8101801_200830701 | 148.01 | bal_1P_1/0AC | 8101801 | no | no |  |  | no |  |  | 0 | 0 | 0 | 0
oh_line_8101801_200830702 |  | AD | node_8101801_200830701 | node_8101801_200830702 | 140.858 | bal_1P_1/0AC | 8101801 | no | no |  |  | no |  |  | 0 | 0 | 0 | 0
oh_line_8101801_200830703 |  | AD | node_8101801_200830702 | node_8101801_200830703 | 143.124 | bal_1P_1/0AC | 8101801 | no | no |  |  | no |  |  | 0 | 0 | 0 | 0
oh_line_8101801_200830704 |  | AD | node_8101801_200830703 | node_8101801_200830704 | 161.202 | bal_1P_1/0AC | 8101801 | no | no |  |  | no |  |  | 0 | 0 | 0 | 0
oh_line_8101801_200830706 |  | AD | node_8101801_200830704 | node_8101801_200830706 | 161.238 | bal_1P_1/0AC | 8101801 | no | no |  |  | no |  |  | 0 | 0 | 0 | 0
oh_line_8101801_200830707 |  | AD | node_8101801_200830706 | node_8101801_200830707 | 147.574 | bal_1P_1/0AC | 8101801 | no | no |  |  | no |  |  | 0 | 0 | 0 | 0
oh_line_8101801_200830709 |  | AD | node_8101801_200830707 | node_8101801_200830709 | 118.993 | bal_1P_1/0AC | 8101801 | no | no |  |  | no |  |  | 0 | 0 | 0 | 0
oh_line_8101801_200830710 |  | AD | node_8101801_200830709 | node_8101801_200830710 | 174.467 | bal_1P_1/0AC | 8101801 | no | no |  |  | no |  |  | 0 | 0 | 0 | 0
oh_line_8101801_200830711 |  | AD | node_8101801_200830710 | node_8101801_200830711 | 150.396 | bal_1P_1/0AC | 8101801 | no | no |  |  | no |  |  | 0 | 0 | 0 | 0
oh_line_8101801_200830712 |  | AD | node_8101801_200830711 | node_8101801_200830712 | 145.953 | bal_1P_1/0AC | 8101801 | no | no |  |  | no |  |  | 0 | 0 | 0 | 0
oh_line_8101801_200831163 |  | ABCD | node_8101801_200914848 | node_8101801_200831163 | 97.236 | bal_3P_477AL | 8101801 | no | no |  |  | no |  |  | 0 | 0 | 0 | 0
oh_line_8101801_200831164 |  | AD | node_8101801_200831163 | node_8101801_200831164 | 134.959 | bal_1P_1/0AA | 8101801 | no | no |  |  | no |  |  | 0 | 0 | 0 | 0
oh_line_8101801_200831165 |  | AD | node_8101801_200831179 | node_8101801_200831165 | 143.774 | bal_1P_1/0AA | 8101801 | no | no |  |  | no |  |  | 0 | 0 | 0 | 0
oh_line_8101801_200831166 |  | AD | node_8101801_200831165 | node_8101801_200831166 | 226.733 | bal_1P_1/0AA | 8101801 | no | no |  |  | no |  |  | 0 | 0 | 0 | 0
oh_line_8101801_200831168 |  | AD | node_8101801_200831163 | node_intto1_8101801_200831168 | 229.757 | bal_1P_2AC | 8101801 | no | no |  |  | no |  |  | 0 | 0 | 0 | 0
oh_line_8101801_200831169 |  | AD | node_8101801_200831168 | node_8101801_200831169 | 221.874 | bal_1P_2AC | 8101801 | no | no |  |  | no |  |  | 0 | 0 | 0 | 0
oh_line_8101801_200831174 |  | AD | node_8101801_200831169 | node_8101801_200831174 | 225.679 | bal_1P_2AC | 8101801 | no | no |  |  | no |  |  | 0 | 0 | 0 | 0
oh_line_8101801_200831175 |  | AD | node_8101801_200831174 | node_8101801_200831175 | 221.943 | bal_1P_2AC | 8101801 | no | no |  |  | no |  |  | 0 | 0 | 0 | 0
oh_line_8101801_200831176 |  | AD | node_8101801_200831175 | node_8101801_200831176 | 232.638 | bal_1P_2AC | 8101801 | no | no |  |  | no |  |  | 0 | 0 | 0 | 0
oh_line_8101801_200831177 |  | AD | node_8101801_200831176 | node_8101801_200831177 | 475.894 | bal_1P_2AC | 8101801 | no | no |  |  | no |  |  | 0 | 0 | 0 | 0
oh_line_8101801_200831178 |  | AD | node_8101801_200831177 | node_8101801_200831178 | 159.305 | bal_1P_1/0AA | 8101801 | no | no |  |  | no |  |  | 0 | 0 | 0 | 0
oh_line_8101801_200831179 |  | AD | node_8101801_200831178 | node_8101801_200831179 | 116.989 | bal_1P_1/0AA | 8101801 | no | no |  |  | no |  |  | 0 | 0 | 0 | 0
oh_line_8101801_200831319 |  | ABCD | node_8101801_200914848 | node_8101801_200831319 | 66.028 | bal_3P_477AL | 8101801 | no | no |  |  | no |  |  | 0 | 0 | 0 | 0
oh_line_8101801_200831321 |  | ABCD | node_8101801_310051610 | node_8101801_200831321 | 189.989 | bal_3P_477AL | 8101801 | no | no |  |  | no |  |  | 0 | 0 | 0 | 0
oh_line_8101801_200831324 |  | ABCD | node_8101801_310051608 | node_8101801_200831324 | 202.242 | bal_3P_477AL | 8101801 | no | no |  |  | no |  |  | 0 | 0 | 0 | 0
oh_line_8101801_200831325 |  | ABCD | node_8101801_200831324 | node_8101801_200831325 | 204.771 | bal_3P_477AL | 8101801 | no | no |  |  | no |  |  | 0 | 0 | 0 | 0
oh_line_8101801_200831326 |  | ABCD | node_8101801_200831325 | node_8101801_200831326 | 199.229 | bal_3P_477AL | 8101801 | no | no |  |  | no |  |  | 0 | 0 | 0 | 0
oh_line_8101801_200831327 |  | ABCD | node_8101801_200831326 | node_8101801_200831327 | 198.418 | bal_3P_477AL | 8101801 | no | no |  |  | no |  |  | 0 | 0 | 0 | 0
oh_line_8101801_200831329 |  | ABCD | node_8101801_200831327 | node_8101801_200831329 | 222.95 | bal_3P_477AL | 8101801 | no | no |  |  | no |  |  | 0 | 0 | 0 | 0
oh_line_8101801_200831330 |  | ABCD | node_8101801_200831329 | node_8101801_200831330 | 224.23 | bal_3P_477AL | 8101801 | no | no |  |  | no |  |  | 0 | 0 | 0 | 0
oh_line_8101801_200831332 |  | ABCD | node_8101801_200831330 | node_8101801_200831332 | 271.671 | bal_3P_477AL | 8101801 | no | no |  |  | no |  |  | 0 | 0 | 0 | 0
oh_line_8101801_200831334 |  | ABCD | node_8101801_200831319 | node_8101801_200831334 | 156.353 | bal_3P_477AL | 8101801 | no | no |  |  | no |  |  | 0 | 0 | 0 | 0
oh_line_8101801_200831336 |  | ABCD | node_8101801_200831332 | node_8101801_200831336 | 216.003 | bal_3P_477AL | 8101801 | no | no |  |  | no |  |  | 0 | 0 | 0 | 0
oh_line_8101801_200831338 |  | ABCD | node_8101801_200831336 | node_8101801_200831338 | 250.141 | bal_3P_477AL | 8101801 | no | no |  |  | no |  |  | 0 | 0 | 0 | 0
oh_line_8101801_200831339 |  | AD | node_8101801_200831338 | node_8101801_200831339 | 282.322 | bal_1P_1/0AA | 8101801 | no | no |  |  | no |  |  | 0 | 0 | 0 | 0
oh_line_8101801_200831340 |  | AD | node_8101801_200831339 | node_8101801_200831340 | 275.32 | bal_1P_1/0AA | 8101801 | no | no |  |  | no |  |  | 0 | 0 | 0 | 0
oh_line_8101801_200831341 |  | ABCD | node_8101801_200831338 | node_8101801_200831341 | 234.418 | bal_3P_477AL | 8101801 | no | no |  |  | no |  |  | 0 | 0 | 0 | 0
oh_line_8101801_200831342 |  | ABCD | node_8101801_200831341 | node_8101801_200831342 | 137.42 | bal_3P_477AL | 8101801 | no | no |  |  | no |  |  | 0 | 0 | 0 | 0
oh_line_8101801_200831344 |  | ABCD | node_8101801_200831342 | node_8101801_200831344 | 163.77 | bal_3P_477AL | 8101801 | no | no |  |  | no |  |  | 0 | 0 | 0 | 0
oh_line_8101801_200831345 |  | ABCD | node_8101801_200831344 | node_8101801_200831345 | 34.286 | bal_3P_477AL | 8101801 | no | no |  |  | no |  |  | 0 | 0 | 0 | 0
oh_line_8101801_200831347 |  | ABCD | node_8101801_200830570 | node_8101801_200831347 | 101.029 | bal_3P_336AL | 8101801 | no | no |  |  | no |  |  | 0 | 0 | 0 | 0
oh_line_8101801_200831348 |  | ABCD | node_8101801_200831347 | node_intto1_8101801_200831348 | 157.518 | bal_3P_336AC | 8101801 | no | no |  |  | no |  |  | 0 | 0 | 0 | 0
oh_line_8101801_200831349 |  | ABCD | node_8101801_200831334 | node_8101801_200831349 | 245.545 | bal_3P_477AL | 8101801 | no | no |  |  | no |  |  | 0 | 0 | 0 | 0
oh_line_8101801_200831350 |  | ABCD | node_8101801_200831349 | node_8101801_200831350 | 205.986 | bal_3P_477AL | 8101801 | no | no |  |  | no |  |  | 0 | 0 | 0 | 0
oh_line_8101801_200831352 |  | ABCD | node_8101801_310051615 | node_8101801_200831352 | 247.159 | bal_3P_477AL | 8101801 | no | no |  |  | no |  |  | 0 | 0 | 0 | 0
oh_line_8101801_200831354 |  | ABCD | node_8101801_200831352 | node_8101801_200831354 | 195.147 | bal_3P_477AL | 8101801 | no | no |  |  | no |  |  | 0 | 0 | 0 | 0
oh_line_8101801_200831356 |  | ABCD | node_8101801_310051612 | node_8101801_200831356 | 200.368 | bal_3P_477AL | 8101801 | no | no |  |  | no |  |  | 0 | 0 | 0 | 0
oh_line_8101801_200831357 |  | ABCD | node_8101801_200830587 | node_8101801_200831357 | 192.918 | bal_3P_4/0AC | 8101801 | no | no |  |  | no |  |  | 0 | 0 | 0 | 0
oh_line_8101801_200831358 |  | AD | node_8101801_200831357 | node_8101801_200831358 | 233.911 | bal_1P_2AC | 8101801 | no | no |  |  | no |  |  | 0 | 0 | 0 | 0
oh_line_8101801_200831359 |  | AD | node_8101801_200831358 | node_8101801_200831359 | 158.439 | bal_1P_2AC | 8101801 | no | no |  |  | no |  |  | 0 | 0 | 0 | 0
oh_line_8101801_200831362 |  | AD | node_8101801_200831359 | node_8101801_200831362 | 331.71 | bal_1P_1/0AC | 8101801 | no | no |  |  | no |  |  | 0 | 0 | 0 | 0
oh_line_8101801_200831363 |  | AD | node_8101801_200831362 | node_intto1_8101801_200831363 | 172.784 | bal_1P_1/0AC | 8101801 | no | no |  |  | no |  |  | 0 | 0 | 0 | 0
oh_line_8101801_200831364 |  | AD | node_8101801_200831363 | node_8101801_200831364 | 116.367 | bal_1P_2AC | 8101801 | no | no |  |  | no |  |  | 0 | 0 | 0 | 0
oh_line_8101801_200831365 |  | AD | node_8101801_200831363 | node_8101801_200831365 | 194.316 | bal_1P_1/0AC | 8101801 | no | no |  |  | no |  |  | 0 | 0 | 0 | 0
oh_line_8101801_200831366 |  | AD | node_8101801_200831365 | node_8101801_200831366 | 123.251 | bal_1P_1/0AC | 8101801 | no | no |  |  | no |  |  | 0 | 0 | 0 | 0
oh_line_8101801_200831367 |  | AD | node_8101801_200831366 | node_8101801_200831367 | 216.728 | bal_1P_1/0AC | 8101801 | no | no |  |  | no |  |  | 0 | 0 | 0 | 0
oh_line_8101801_200831368 |  | AD | node_8101801_200831367 | node_8101801_200831368 | 209.597 | bal_1P_1/0AA | 8101801 | no | no |  |  | no |  |  | 0 | 0 | 0 | 0
oh_line_8101801_200831370 |  | AD | node_8101801_200830656 | node_8101801_200831370 | 56.649 | bal_1P_2AC | 8101801 | no | no |  |  | no |  |  | 0 | 0 | 0 | 0
oh_line_8101801_200831371 |  | AD | node_8101801_200831400 | node_8101801_200831371 | 321.268 | bal_1P_1/0AC | 8101801 | no | no |  |  | no |  |  | 0 | 0 | 0 | 0
oh_line_8101801_200831372 |  | AD | node_8101801_200831371 | node_8101801_200831372 | 191.212 | bal_1P_1/0AC | 8101801 | no | no |  |  | no |  |  | 0 | 0 | 0 | 0
oh_line_8101801_200831373 |  | AD | node_8101801_200831371 | node_intto1_8101801_200831373 | 201.375 | bal_1P_1/0AA | 8101801 | no | no |  |  | no |  |  | 0 | 0 | 0 | 0
oh_line_8101801_200831374 |  | AD | node_8101801_200831373 | node_8101801_200831374 | 49.272 | bal_1P_1/0AA | 8101801 | no | no |  |  | no |  |  | 0 | 0 | 0 | 0
oh_line_8101801_200831375 |  | AD | node_8101801_200831374 | node_8101801_200831375 | 66.395 | bal_1P_1/0AA | 8101801 | no | no |  |  | no |  |  | 0 | 0 | 0 | 0
oh_line_8101801_200831376 |  | AD | node_8101801_200831375 | node_8101801_200831376 | 289.928 | bal_1P_1/0AA | 8101801 | no | no |  |  | no |  |  | 0 | 0 | 0 | 0
oh_line_8101801_200831377 |  | AD | node_8101801_200831376 | node_8101801_200831377 | 193.019 | bal_1P_1/0AA | 8101801 | no | no |  |  | no |  |  | 0 | 0 | 0 | 0
oh_line_8101801_200831378 |  | AD | node_8101801_200831377 | node_8101801_200831378 | 278.723 | bal_1P_1/0AA | 8101801 | no | no |  |  | no |  |  | 0 | 0 | 0 | 0
oh_line_8101801_200831380 |  | AD | node_8101801_200831378 | node_8101801_200831380 | 250.852 | bal_1P_1/0AC | 8101801 | no | no |  |  | no |  |  | 0 | 0 | 0 | 0
oh_line_8101801_200831381 |  | AD | node_8101801_200831380 | node_8101801_200831381 | 234.996 | bal_1P_1/0AC | 8101801 | no | no |  |  | no |  |  | 0 | 0 | 0 | 0
oh_line_8101801_200831382 |  | AD | node_8101801_200831381 | node_8101801_200831382 | 290.75 | bal_1P_1/0AC | 8101801 | no | no |  |  | no |  |  | 0 | 0 | 0 | 0
oh_line_8101801_200831383 |  | AD | node_8101801_200831382 | node_8101801_200831383 | 280.231 | bal_1P_1/0AC | 8101801 | no | no |  |  | no |  |  | 0 | 0 | 0 | 0
oh_line_8101801_200831384 |  | AD | node_8101801_200831383 | node_8101801_200831384 | 290.038 | bal_1P_1/0AC | 8101801 | no | no |  |  | no |  |  | 0 | 0 | 0 | 0
oh_line_8101801_200831385 |  | AD | node_8101801_200831384 | node_8101801_200831385 | 293.656 | bal_1P_6ACW | 8101801 | no | no |  |  | no |  |  | 0 | 0 | 0 | 0
oh_line_8101801_200831386 |  | AD | node_8101801_200831385 | node_8101801_200831386 | 306.163 | bal_1P_6ACW | 8101801 | no | no |  |  | no |  |  | 0 | 0 | 0 | 0
oh_line_8101801_200831387 |  | AD | node_8101801_200831386 | node_8101801_200831387 | 304.981 | bal_1P_6ACW | 8101801 | no | no |  |  | no |  |  | 0 | 0 | 0 | 0
oh_line_8101801_200831388 |  | AD | node_8101801_200831387 | node_8101801_200831388 | 264.651 | bal_1P_6ACW | 8101801 | no | no |  |  | no |  |  | 0 | 0 | 0 | 0
oh_line_8101801_200831389 |  | AD | node_8101801_200831370 | node_intto1_8101801_200831389 | 173.191 | bal_1P_2AC | 8101801 | no | no |  |  | no |  |  | 0 | 0 | 0 | 0
oh_line_8101801_200831390 |  | AD | node_8101801_200831389 | node_8101801_200831390 | 224.645 | bal_1P_2AC | 8101801 | no | no |  |  | no |  |  | 0 | 0 | 0 | 0
oh_line_8101801_200831391 |  | AD | node_8101801_200831390 | node_8101801_200831391 | 241.628 | bal_1P_2AC | 8101801 | no | no |  |  | no |  |  | 0 | 0 | 0 | 0
oh_line_8101801_200831392 |  | AD | node_8101801_200831391 | node_8101801_200831392 | 181.839 | bal_1P_2AC | 8101801 | no | no |  |  | no |  |  | 0 | 0 | 0 | 0
oh_line_8101801_200831393 |  | AD | node_8101801_200831392 | node_8101801_200831393 | 188.061 | bal_1P_2AC | 8101801 | no | no |  |  | no |  |  | 0 | 0 | 0 | 0
oh_line_8101801_200831394 |  | AD | node_8101801_200831393 | node_8101801_200831394 | 179.964 | bal_1P_2AC | 8101801 | no | no |  |  | no |  |  | 0 | 0 | 0 | 0
oh_line_8101801_200831396 |  | AD | node_8101801_312053332 | node_8101801_200831396 | 253.53 | bal_1P_1/0AA | 8101801 | no | no |  |  | no |  |  | 0 | 0 | 0 | 0
oh_line_8101801_200831398 |  | AD | node_8101801_200831396 | node_8101801_200831398 | 261.371 | bal_1P_2AC | 8101801 | no | no |  |  | no |  |  | 0 | 0 | 0 | 0
oh_line_8101801_200831400 |  | AD | node_8101801_200831398 | node_8101801_200831400 | 305.817 | bal_1P_1/0AC | 8101801 | no | no |  |  | no |  |  | 0 | 0 | 0 | 0
oh_line_8101801_200831401 |  | AD | node_8101801_200831404 | node_8101801_200831401 | 237.721 | bal_1P_1/0AA | 8101801 | no | no |  |  | no |  |  | 0 | 0 | 0 | 0
oh_line_8101801_200831402 |  | AD | node_8101801_200830659 | node_8101801_200831402 | 47.987 | bal_1P_2AC | 8101801 | no | no |  |  | no |  |  | 0 | 0 | 0 | 0
oh_line_8101801_200831403 |  | AD | node_8101801_200831439 | node_8101801_200831403 | 270.326 | bal_1P_1/0AA | 8101801 | no | no |  |  | no |  |  | 0 | 0 | 0 | 0
oh_line_8101801_200831404 |  | AD | node_8101801_200831403 | node_8101801_200831404 | 257.148 | bal_1P_1/0AA | 8101801 | no | no |  |  | no |  |  | 0 | 0 | 0 | 0
oh_line_8101801_200831405 |  | AD | node_8101801_200831401 | node_8101801_200831405 | 69.816 | bal_1P_1/0AA | 8101801 | no | no |  |  | no |  |  | 0 | 0 | 0 | 0
oh_line_8101801_200831406 |  | AD | node_8101801_200831405 | node_8101801_200831406 | 281.775 | bal_1P_1/0AA | 8101801 | no | no |  |  | no |  |  | 0 | 0 | 0 | 0
oh_line_8101801_200831407 |  | AD | node_8101801_200831406 | node_8101801_200831407 | 170.66 | bal_1P_1/0AA | 8101801 | no | no |  |  | no |  |  | 0 | 0 | 0 | 0
oh_line_8101801_200831408 |  | AD | node_8101801_200831407 | node_8101801_200831408 | 147.169 | bal_1P_1/0AA | 8101801 | no | no |  |  | no |  |  | 0 | 0 | 0 | 0
oh_line_8101801_200831410 |  | AD | node_8101801_200831408 | node_8101801_200831410 | 253.406 | bal_1P_1/0AA | 8101801 | no | no |  |  | no |  |  | 0 | 0 | 0 | 0
oh_line_8101801_200831411 |  | AD | node_8101801_200831410 | node_8101801_200831411 | 274.782 | bal_1P_1/0AA | 8101801 | no | no |  |  | no |  |  | 0 | 0 | 0 | 0
oh_line_8101801_200831414 |  | AD | node_8101801_200950991 | node_8101801_200831414 | 316.2 | bal_1P_1/0AA | 8101801 | no | no |  |  | no |  |  | 0 | 0 | 0 | 0
oh_line_8101801_200831415 |  | AD | node_8101801_200831402 | node_intto1_8101801_200831415 | 140.994 | bal_1P_1/0AA | 8101801 | no | no |  |  | no |  |  | 0 | 0 | 0 | 0
oh_line_8101801_200831416 |  | AD | node_8101801_200831414 | node_8101801_200831416 | 312.685 | bal_1P_1/0AA | 8101801 | no | no |  |  | no |  |  | 0 | 0 | 0 | 0
oh_line_8101801_200831417 |  | AD | node_8101801_200831416 | node_8101801_200831417 | 226.972 | bal_1P_1/0AA | 8101801 | no | no |  |  | no |  |  | 0 | 0 | 0 | 0
oh_line_8101801_200831418 |  | AD | node_8101801_200831417 | node_8101801_200831418 | 165.207 | bal_1P_1/0AC | 8101801 | no | no |  |  | no |  |  | 0 | 0 | 0 | 0
oh_line_8101801_200831419 |  | AD | node_8101801_200831418 | node_8101801_200831419 | 256.711 | bal_1P_1/0AA | 8101801 | no | no |  |  | no |  |  | 0 | 0 | 0 | 0
oh_line_8101801_200831420 |  | AD | node_8101801_200831419 | node_8101801_200831420 | 197.603 | bal_1P_1/0AA | 8101801 | no | no |  |  | no |  |  | 0 | 0 | 0 | 0
oh_line_8101801_200831422 |  | AD | node_8101801_200831417 | node_8101801_200831422 | 262.308 | bal_1P_1/0AA | 8101801 | no | no |  |  | no |  |  | 0 | 0 | 0 | 0
oh_line_8101801_200831423 |  | AD | node_8101801_200831422 | node_8101801_200831423 | 266.505 | bal_1P_1/0AA | 8101801 | no | no |  |  | no |  |  | 0 | 0 | 0 | 0
oh_line_8101801_200831424 |  | AD | node_8101801_200831423 | node_8101801_200831424 | 220.757 | bal_1P_2AC | 8101801 | no | no |  |  | no |  |  | 0 | 0 | 0 | 0
oh_line_8101801_200831425 |  | AD | node_8101801_200831423 | node_8101801_200831425 | 289.313 | bal_1P_2AC | 8101801 | no | no |  |  | no |  |  | 0 | 0 | 0 | 0
oh_line_8101801_200831426-1 |  | AD | node_220465097 | node_8101801_200831426 | 7.812 | bal_1P_1/0AA | 8101801 | no | no |  |  | no |  |  | 0 | 0 | 0 | 0
oh_line_8101801_200831426-2 |  | AD | node_311908013 | node_intto1_220465097 | 9.385 | bal_1P_1/0AA | 8101801 | no | no |  |  | no |  |  | 0 | 0 | 0 | 0
oh_line_8101801_200831426-3 |  | AD | node_311874135 | node_intto1_311908013 | 79.983 | bal_1P_1/0AA | 8101801 | no | no |  |  | no |  |  | 0 | 0 | 0 | 0
oh_line_8101801_200831426-4 |  | AD | node_8101801_200831425 | node_intto1_311874135 | 14.866 | bal_1P_1/0AA | 8101801 | no | no |  |  | no |  |  | 0 | 0 | 0 | 0
oh_line_8101801_200831427 |  | AD | node_8101801_200831425 | node_8101801_200831427 | 109.109 | bal_1P_2AC | 8101801 | no | no |  |  | no |  |  | 0 | 0 | 0 | 0
oh_line_8101801_200831428 |  | AD | node_8101801_200831427 | node_8101801_200831428 | 209.275 | bal_1P_2AC | 8101801 | no | no |  |  | no |  |  | 0 | 0 | 0 | 0
oh_line_8101801_200831429-1 |  | AD | node_220415637 | node_8101801_200831429 | 13.253 | bal_1P_1/0AA | 8101801 | no | no |  |  | no |  |  | 0 | 0 | 0 | 0
oh_line_8101801_200831429-2 |  | AD | node_220464627 | node_intto1_220415637 | 10.69 | bal_1P_1/0AA | 8101801 | no | no |  |  | no |  |  | 0 | 0 | 0 | 0
oh_line_8101801_200831429-3 |  | AD | node_311874144 | node_intto1_220464627 | 10.185 | bal_1P_1/0AA | 8101801 | no | no |  |  | no |  |  | 0 | 0 | 0 | 0
oh_line_8101801_200831429-4 |  | AD | node_8101801_200831428 | node_intto1_311874144 | 158.745 | bal_1P_1/0AA | 8101801 | no | no |  |  | no |  |  | 0 | 0 | 0 | 0
oh_line_8101801_200831431 |  | AD | node_8101801_200831415 | node_8101801_200831431 | 166.421 | bal_1P_1/0AA | 8101801 | no | no |  |  | no |  |  | 0 | 0 | 0 | 0
oh_line_8101801_200831433 |  | AD | node_8101801_200831431 | node_8101801_200831433 | 260.133 | bal_1P_1/0AA | 8101801 | no | no |  |  | no |  |  | 0 | 0 | 0 | 0
oh_line_8101801_200831435 |  | AD | node_8101801_200831433 | node_8101801_200831435 | 233.803 | bal_1P_1/0AA | 8101801 | no | no |  |  | no |  |  | 0 | 0 | 0 | 0
oh_line_8101801_200831436 |  | AD | node_8101801_200831435 | node_8101801_200831436 | 309.606 | bal_1P_1/0AA | 8101801 | no | no |  |  | no |  |  | 0 | 0 | 0 | 0
oh_line_8101801_200831437 |  | AD | node_8101801_200831436 | node_8101801_200831437 | 278.286 | bal_1P_1/0AA | 8101801 | no | no |  |  | no |  |  | 0 | 0 | 0 | 0
oh_line_8101801_200831438 |  | AD | node_8101801_200831437 | node_8101801_200831438 | 249.126 | bal_1P_1/0AA | 8101801 | no | no |  |  | no |  |  | 0 | 0 | 0 | 0
oh_line_8101801_200831439 |  | AD | node_8101801_200831438 | node_8101801_200831439 | 309.014 | bal_1P_1/0AA | 8101801 | no | no |  |  | no |  |  | 0 | 0 | 0 | 0
oh_line_8101801_200831440 |  | ABCD | node_8101801_200830667 | node_8101801_200831440 | 179.923 | bal_3P_2AC | 8101801 | no | no |  |  | no |  |  | 0 | 0 | 0 | 0
oh_line_8101801_200831441 |  | AD | node_8101801_200831440 | node_8101801_200831441 | 245.302 | bal_1P_1/0AC | 8101801 | no | no |  |  | no |  |  | 0 | 0 | 0 | 0
oh_line_8101801_200831442 |  | AD | node_8101801_200831441 | node_8101801_200831442 | 273.744 | bal_1P_1/0AA | 8101801 | no | no |  |  | no |  |  | 0 | 0 | 0 | 0
oh_line_8101801_200831443-1 |  | ABCD | node_1426922_171_15260936_376 | node_8101801_200831443 | 21.755 | bal_3P_2AC | 8101801 | no | no |  |  | no |  |  | 0 | 0 | 0 | 0
oh_line_8101801_200831443-2 |  | ABCD | node_8101801_200831440 | node_1426922_171_15260936_376 | 302.696 | bal_3P_2AC | 8101801 | no | no |  |  | no |  |  | 0 | 0 | 0 | 0
oh_line_8101801_200831444 |  | ABCD | node_8101801_200831443 | node_8101801_200831444 | 317.455 | bal_3P_2AC | 8101801 | no | no |  |  | no |  |  | 0 | 0 | 0 | 0
oh_line_8101801_200831446 |  | ABCD | node_8101801_200831444 | node_8101801_200831446 | 343.984 | bal_3P_2AC | 8101801 | no | no |  |  | no |  |  | 0 | 0 | 0 | 0
oh_line_8101801_200831448 |  | ABCD | node_8101801_200831446 | node_intto1_8101801_200831448 | 260.602 | bal_3P_2AC | 8101801 | no | no |  |  | no |  |  | 0 | 0 | 0 | 0
oh_line_8101801_200831450 |  | ABCD | node_8101801_201059061 | node_8101801_200831450 | 266.625 | bal_3P_2AC | 8101801 | no | no |  |  | no |  |  | 0 | 0 | 0 | 0
oh_line_8101801_200831451 |  | ABCD | node_8101801_200831450 | node_8101801_200831451 | 265.336 | bal_3P_2AC | 8101801 | no | no |  |  | no |  |  | 0 | 0 | 0 | 0
oh_line_8101801_200831452 |  | ABCD | node_8101801_200831451 | node_8101801_200831452 | 291.46 | bal_3P_2AC | 8101801 | no | no |  |  | no |  |  | 0 | 0 | 0 | 0
oh_line_8101801_200831453 |  | ABCD | node_8101801_200831452 | node_8101801_200831453 | 165.315 | bal_3P_2AC | 8101801 | no | no |  |  | no |  |  | 0 | 0 | 0 | 0
oh_line_8101801_200831457 |  | AD | node_8101801_201033850 | node_8101801_200831457 | 185.202 | bal_1P_2AC | 8101801 | no | no |  |  | no |  |  | 0 | 0 | 0 | 0
oh_line_8101801_200831459 |  | AD | node_8101801_200947012 | node_intto1_8101801_200831459 | 222.829 | bal_1P_2AC | 8101801 | no | no |  |  | no |  |  | 0 | 0 | 0 | 0
oh_line_8101801_200831460 |  | AD | node_8101801_200831459 | node_8101801_200831460 | 292.5 | bal_1P_2AC | 8101801 | no | no |  |  | no |  |  | 0 | 0 | 0 | 0
oh_line_8101801_200831461 |  | AD | node_8101801_200831460 | node_8101801_200831461 | 275.706 | bal_1P_2AC | 8101801 | no | no |  |  | no |  |  | 0 | 0 | 0 | 0
oh_line_8101801_200831463 |  | AD | node_8101801_200831461 | node_8101801_200831463 | 261.693 | bal_1P_2AC | 8101801 | no | no |  |  | no |  |  | 0 | 0 | 0 | 0
oh_line_8101801_200831464 |  | AD | node_8101801_200831463 | node_8101801_200831464 | 301.441 | bal_1P_2AC | 8101801 | no | no |  |  | no |  |  | 0 | 0 | 0 | 0
oh_line_8101801_200831465 |  | AD | node_8101801_200831464 | node_8101801_200831465 | 280.859 | bal_1P_2AC | 8101801 | no | no |  |  | no |  |  | 0 | 0 | 0 | 0
oh_line_8101801_200831466 |  | AD | node_8101801_200831465 | node_8101801_200831466 | 97.558 | bal_1P_2AC | 8101801 | no | no |  |  | no |  |  | 0 | 0 | 0 | 0
oh_line_8101801_200831467 |  | AD | node_8101801_200831466 | node_8101801_200831467 | 176.542 | bal_1P_2AC | 8101801 | no | no |  |  | no |  |  | 0 | 0 | 0 | 0
oh_line_8101801_200831469 |  | AD | node_8101801_200831467 | node_8101801_200831469 | 262.954 | bal_1P_2AC | 8101801 | no | no |  |  | no |  |  | 0 | 0 | 0 | 0
oh_line_8101801_200831470 |  | AD | node_8101801_200831469 | node_8101801_200831470 | 167.226 | bal_1P_2AC | 8101801 | no | no |  |  | no |  |  | 0 | 0 | 0 | 0
oh_line_8101801_200831472 |  | AD | node_8101801_200831470 | node_8101801_200831472 | 269.575 | bal_1P_2AC | 8101801 | no | no |  |  | no |  |  | 0 | 0 | 0 | 0
oh_line_8101801_200831474 |  | AD | node_8101801_200831472 | node_8101801_200831474 | 133.881 | bal_1P_2AC | 8101801 | no | no |  |  | no |  |  | 0 | 0 | 0 | 0
oh_line_8101801_200831476 |  | AD | node_8101801_200831474 | node_8101801_200831476 | 310.732 | bal_1P_2AC | 8101801 | no | no |  |  | no |  |  | 0 | 0 | 0 | 0
oh_line_8101801_200831479 |  | AD | node_8101801_200831476 | node_8101801_200831479 | 603.335 | bal_1P_2AC | 8101801 | no | no |  |  | no |  |  | 0 | 0 | 0 | 0
oh_line_8101801_200836416 |  | ABCD | node_8101801_200838319 | node_8101801_200836416 | 32.967 | bal_3P_1/0AC | 8101801 | no | no |  |  | no |  |  | 0 | 0 | 0 | 0
oh_line_8101801_200836417 |  | ABCD | node_8101801_200836416 | node_8101801_200836417 | 57.757 | bal_3P_4CU | 8101801 | no | no |  |  | no |  |  | 0 | 0 | 0 | 0
oh_line_8101801_200836418 |  | AD | node_8101801_200836421 | node_8101801_200836418 | 285.945 | bal_1P_4ACW | 8101801 | no | no |  |  | no |  |  | 0 | 0 | 0 | 0
oh_line_8101801_200836419 |  | AD | node_8101801_200836418 | node_8101801_200836419 | 270.201 | bal_1P_1/0AA | 8101801 | no | no |  |  | no |  |  | 0 | 0 | 0 | 0
oh_line_8101801_200836420 |  | AD | node_8101801_200836419 | node_8101801_200836420 | 290.143 | bal_1P_1/0AA | 8101801 | no | no |  |  | no |  |  | 0 | 0 | 0 | 0
oh_line_8101801_200836421 |  | AD | node_8101801_200836422 | node_8101801_200836421 | 297.857 | bal_1P_4ACW | 8101801 | no | no |  |  | no |  |  | 0 | 0 | 0 | 0
oh_line_8101801_200836422 |  | AD | node_8101801_200836423 | node_8101801_200836422 | 560.952 | bal_1P_4ACW | 8101801 | no | no |  |  | no |  |  | 0 | 0 | 0 | 0
oh_line_8101801_200836423 |  | AD | node_8101801_200836424 | node_8101801_200836423 | 318.35 | bal_1P_4ACW | 8101801 | no | no |  |  | no |  |  | 0 | 0 | 0 | 0
oh_line_8101801_200836424 |  | AD | node_8101801_200836431 | node_8101801_200836424 | 314.044 | bal_1P_4ACW | 8101801 | no | no |  |  | no |  |  | 0 | 0 | 0 | 0
oh_line_8101801_200836425 |  | AD | node_8101801_200836424 | node_8101801_200836425 | 307.273 | bal_1P_1/0AA | 8101801 | no | no |  |  | no |  |  | 0 | 0 | 0 | 0
oh_line_8101801_200836426 |  | AD | node_8101801_200836425 | node_8101801_200836426 | 259.559 | bal_1P_1/0AA | 8101801 | no | no |  |  | no |  |  | 0 | 0 | 0 | 0
oh_line_8101801_200836427 |  | AD | node_8101801_200836426 | node_8101801_200836427 | 295.474 | bal_1P_1/0AA | 8101801 | no | no |  |  | no |  |  | 0 | 0 | 0 | 0
oh_line_8101801_200836429 |  | AD | node_8101801_200836427 | node_8101801_200836429 | 273.71 | bal_1P_1/0AA | 8101801 | no | no |  |  | no |  |  | 0 | 0 | 0 | 0
oh_line_8101801_200836431 |  | AD | node_8101801_200836432 | node_8101801_200836431 | 306.037 | bal_1P_4ACW | 8101801 | no | no |  |  | no |  |  | 0 | 0 | 0 | 0
oh_line_8101801_200836432 |  | AD | node_8101801_200836433 | node_8101801_200836432 | 627.738 | bal_1P_4ACW | 8101801 | no | no |  |  | no |  |  | 0 | 0 | 0 | 0
oh_line_8101801_200836433 |  | AD | node_8101801_200836434 | node_intto1_8101801_200836433 | 621.674 | bal_1P_4ACW | 8101801 | no | no |  |  | no |  |  | 0 | 0 | 0 | 0
oh_line_8101801_200836434 |  | AD | node_8101801_200836435 | node_8101801_200836434 | 507.86 | bal_1P_4ACW | 8101801 | no | no |  |  | no |  |  | 0 | 0 | 0 | 0
oh_line_8101801_200836435 |  | AD | node_8101801_200837550 | node_8101801_200836435 | 350.142 | bal_1P_4ACW | 8101801 | no | no |  |  | no |  |  | 0 | 0 | 0 | 0
oh_line_8101801_200836436 |  | AD | node_8101801_200836435 | node_8101801_200836436 | 628.416 | bal_1P_4ACW | 8101801 | no | no |  |  | no |  |  | 0 | 0 | 0 | 0
oh_line_8101801_200836437 |  | ABCD | node_8101801_200836417 | node_8101801_200836437 | 187.527 | bal_3P_4CU | 8101801 | no | no |  |  | no |  |  | 0 | 0 | 0 | 0
oh_line_8101801_200836438 |  | ABCD | node_8101801_200836437 | node_8101801_200836438 | 73.32 | bal_3P_1/0AC | 8101801 | no | no |  |  | no |  |  | 0 | 0 | 0 | 0
oh_line_8101801_200836439 |  | ABCD | node_8101801_200836438 | node_intto1_8101801_200836439 | 113.921 | bal_3P_1/0AC | 8101801 | no | no |  |  | no |  |  | 0 | 0 | 0 | 0
oh_line_8101801_200836440 |  | AD | node_8101801_200836436 | node_8101801_200836440 | 253.261 | bal_1P_4ACW | 8101801 | no | no |  |  | no |  |  | 0 | 0 | 0 | 0
oh_line_8101801_200836441 |  | AD | node_8101801_200836440 | node_8101801_200836441 | 317.43 | bal_1P_4ACW | 8101801 | no | no |  |  | no |  |  | 0 | 0 | 0 | 0
oh_line_8101801_200836442 |  | AD | node_8101801_200836441 | node_8101801_200836442 | 526.892 | bal_1P_4ACW | 8101801 | no | no |  |  | no |  |  | 0 | 0 | 0 | 0
oh_line_8101801_200836443 |  | AD | node_8101801_200836442 | node_8101801_200836443 | 311.364 | bal_1P_4ACW | 8101801 | no | no |  |  | no |  |  | 0 | 0 | 0 | 0
oh_line_8101801_200836444 |  | AD | node_8101801_200836442 | node_8101801_200836444 | 274.677 | bal_1P_4ACW | 8101801 | no | no |  |  | no |  |  | 0 | 0 | 0 | 0
oh_line_8101801_200836445 |  | AD | node_8101801_200836444 | node_8101801_200836445 | 266.264 | bal_1P_4ACW | 8101801 | no | no |  |  | no |  |  | 0 | 0 | 0 | 0
oh_line_8101801_200836446 |  | AD | node_8101801_200836445 | node_8101801_200836446 | 236.568 | bal_1P_4ACW | 8101801 | no | no |  |  | no |  |  | 0 | 0 | 0 | 0
oh_line_8101801_200836447 |  | AD | node_8101801_200836446 | node_8101801_200836447 | 219.843 | bal_1P_4ACW | 8101801 | no | no |  |  | no |  |  | 0 | 0 | 0 | 0
oh_line_8101801_200836448 |  | AD | node_8101801_200836447 | node_8101801_200836448 | 303.014 | bal_1P_1/0AC | 8101801 | no | no |  |  | no |  |  | 0 | 0 | 0 | 0
oh_line_8101801_200836449 |  | AD | node_8101801_200836447 | node_8101801_200836449 | 262.032 | bal_1P_4ACW | 8101801 | no | no |  |  | no |  |  | 0 | 0 | 0 | 0
oh_line_8101801_200836450 |  | AD | node_8101801_200836449 | node_8101801_200836450 | 253.741 | bal_1P_4ACW | 8101801 | no | no |  |  | no |  |  | 0 | 0 | 0 | 0
oh_line_8101801_200836451 |  | AD | node_8101801_200836450 | node_8101801_200836451 | 508.422 | bal_1P_4ACW | 8101801 | no | no |  |  | no |  |  | 0 | 0 | 0 | 0
oh_line_8101801_200836452 |  | AD | node_8101801_200836451 | node_8101801_200836452 | 285.668 | bal_1P_4ACW | 8101801 | no | no |  |  | no |  |  | 0 | 0 | 0 | 0
oh_line_8101801_200836453 |  | AD | node_8101801_200867991 | node_8101801_200836453 | 405.948 | bal_1P_4ACW | 8101801 | no | no |  |  | no |  |  | 0 | 0 | 0 | 0
oh_line_8101801_200836454 |  | AD | node_8101801_200836453 | node_intto1_8101801_200836454 | 271.699 | bal_1P_4ACW | 8101801 | no | no |  |  | no |  |  | 0 | 0 | 0 | 0
oh_line_8101801_200836455 |  | AD | node_8101801_200836437 | node_8101801_200836455 | 219.704 | bal_1P_4ACW | 8101801 | no | no |  |  | no |  |  | 0 | 0 | 0 | 0
oh_line_8101801_200836456 |  | AD | node_8101801_200836454 | node_8101801_200836456 | 233.549 | bal_1P_4ACW | 8101801 | no | no |  |  | no |  |  | 0 | 0 | 0 | 0
oh_line_8101801_200836457 |  | AD | node_8101801_200836456 | node_8101801_200836457 | 558.264 | bal_1P_4ACW | 8101801 | no | no |  |  | no |  |  | 0 | 0 | 0 | 0
oh_line_8101801_200836458 |  | AD | node_8101801_200836457 | node_8101801_200836458 | 499.893 | bal_1P_4ACW | 8101801 | no | no |  |  | no |  |  | 0 | 0 | 0 | 0
oh_line_8101801_200836459 |  | AD | node_8101801_200836458 | node_8101801_200836459 | 381.389 | bal_1P_4ACW | 8101801 | no | no |  |  | no |  |  | 0 | 0 | 0 | 0
oh_line_8101801_200836461 |  | AD | node_8101801_200836463 | node_8101801_200836461 | 287.292 | bal_1P_4ACW | 8101801 | no | no |  |  | no |  |  | 0 | 0 | 0 | 0
oh_line_8101801_200836463 |  | AD | node_8101801_200836466 | node_8101801_200836463 | 535.678 | bal_1P_4ACW | 8101801 | no | no |  |  | no |  |  | 0 | 0 | 0 | 0
oh_line_8101801_200836464 |  | AD | node_8101801_200836463 | node_8101801_200836464 | 313.011 | bal_1P_2AC | 8101801 | no | no |  |  | no |  |  | 0 | 0 | 0 | 0
oh_line_8101801_200836466 |  | AD | node_8101801_200836467 | node_8101801_200836466 | 498.771 | bal_1P_4ACW | 8101801 | no | no |  |  | no |  |  | 0 | 0 | 0 | 0
oh_line_8101801_200836467 |  | AD | node_8101801_200836472 | node_8101801_200836467 | 532.889 | bal_1P_4ACW | 8101801 | no | no |  |  | no |  |  | 0 | 0 | 0 | 0
oh_line_8101801_200836468 |  | AD | node_8101801_200836467 | node_8101801_200836468 | 455.499 | bal_1P_4ACW | 8101801 | no | no |  |  | no |  |  | 0 | 0 | 0 | 0
oh_line_8101801_200836469 |  | AD | node_8101801_200836468 | node_8101801_200836469 | 121.22 | bal_1P_4ACW | 8101801 | no | no |  |  | no |  |  | 0 | 0 | 0 | 0
oh_line_8101801_200836470 |  | AD | node_8101801_200836469 | node_8101801_200836470 | 213.863 | bal_1P_2AC | 8101801 | no | no |  |  | no |  |  | 0 | 0 | 0 | 0
oh_line_8101801_200836472 |  | AD | node_8101801_200836473 | node_8101801_200836472 | 103.061 | bal_1P_4ACW | 8101801 | no | no |  |  | no |  |  | 0 | 0 | 0 | 0
oh_line_8101801_200836473 |  | AD | node_8101801_200836474 | node_8101801_200836473 | 497.93 | bal_1P_4ACW | 8101801 | no | no |  |  | no |  |  | 0 | 0 | 0 | 0
oh_line_8101801_200836474 |  | AD | node_8101801_200836481 | node_8101801_200836474 | 643.11 | bal_1P_4ACW | 8101801 | no | no |  |  | no |  |  | 0 | 0 | 0 | 0
oh_line_8101801_200836475 |  | AD | node_8101801_200836474 | node_8101801_200836475 | 316.465 | bal_1P_4ACW | 8101801 | no | no |  |  | no |  |  | 0 | 0 | 0 | 0
oh_line_8101801_200836477 |  | AD | node_8101801_200836475 | node_8101801_200836477 | 324.137 | bal_1P_2AC | 8101801 | no | no |  |  | no |  |  | 0 | 0 | 0 | 0
oh_line_8101801_200836478 |  | AD | node_8101801_200836477 | node_8101801_200836478 | 284.663 | bal_1P_2AC | 8101801 | no | no |  |  | no |  |  | 0 | 0 | 0 | 0
oh_line_8101801_200836481 |  | AN | node_8101801_200987230 | node_intto1_8101801_200836481 | 379.341 | bal_1P_4ACW_4ACW(N) | 8101801 | no | no |  |  | no |  |  | 0 | 0 | 0 | 0
oh_line_8101801_200836482 |  | AD | node_8101801_200836455 | node_8101801_200836482 | 210.753 | bal_1P_4ACW | 8101801 | no | no |  |  | no |  |  | 0 | 0 | 0 | 0
oh_line_8101801_200836487 |  | AD | node_8101801_200836490 | node_8101801_200836487 | 157.861 | bal_1P_1/0AA | 8101801 | no | no |  |  | no |  |  | 0 | 0 | 0 | 0
oh_line_8101801_200836488 |  | AD | node_8101801_200836487 | node_8101801_200836488 | 302.753 | bal_1P_1/0AA | 8101801 | no | no |  |  | no |  |  | 0 | 0 | 0 | 0
oh_line_8101801_200836489 |  | AD | node_8101801_200836488 | node_8101801_200836489 | 257.554 | bal_1P_1/0AA | 8101801 | no | no |  |  | no |  |  | 0 | 0 | 0 | 0
oh_line_8101801_200836490 |  | AD | node_8101801_200836491 | node_8101801_200836490 | 358.085 | bal_1P_1/0AA | 8101801 | no | no |  |  | no |  |  | 0 | 0 | 0 | 0
oh_line_8101801_200836491 |  | AD | node_8101801_200836492 | node_8101801_200836491 | 202.899 | bal_1P_1/0AA | 8101801 | no | no |  |  | no |  |  | 0 | 0 | 0 | 0
oh_line_8101801_200836492 |  | AD | node_8101801_200836493 | node_8101801_200836492 | 287.537 | bal_1P_1/0AA | 8101801 | no | no |  |  | no |  |  | 0 | 0 | 0 | 0
oh_line_8101801_200836493 |  | AD | node_8101801_200837429 | node_8101801_200836493 | 59.883 | bal_1P_1/0AA | 8101801 | no | no |  |  | no |  |  | 0 | 0 | 0 | 0
oh_line_8101801_200836494 |  | AD | node_8101801_200836482 | node_8101801_200836494 | 246.384 | bal_1P_4ACW | 8101801 | no | no |  |  | no |  |  | 0 | 0 | 0 | 0
oh_line_8101801_200836495 |  | AD | node_8101801_200836496 | node_8101801_200836495 | 308.258 | bal_1P_4ACW | 8101801 | no | no |  |  | no |  |  | 0 | 0 | 0 | 0
oh_line_8101801_200836496 |  | AD | node_8101801_200836497 | node_8101801_200836496 | 263.788 | bal_1P_4ACW | 8101801 | no | no |  |  | no |  |  | 0 | 0 | 0 | 0
oh_line_8101801_200836497 |  | AD | node_8101801_200836498 | node_8101801_200836497 | 190.577 | bal_1P_4ACW | 8101801 | no | no |  |  | no |  |  | 0 | 0 | 0 | 0
oh_line_8101801_200836498 |  | AD | node_8101801_200836499 | node_8101801_200836498 | 286.891 | bal_1P_4ACW | 8101801 | no | no |  |  | no |  |  | 0 | 0 | 0 | 0
oh_line_8101801_200836499 |  | AD | node_8101801_200836501 | node_8101801_200836499 | 241.034 | bal_1P_4ACW | 8101801 | no | no |  |  | no |  |  | 0 | 0 | 0 | 0
oh_line_8101801_200836501 |  | AD | node_8101801_200836502 | node_8101801_200836501 | 164.277 | bal_1P_4ACW | 8101801 | no | no |  |  | no |  |  | 0 | 0 | 0 | 0
oh_line_8101801_200836502 |  | AD | node_8101801_200836504 | node_8101801_200836502 | 164.801 | bal_1P_4ACW | 8101801 | no | no |  |  | no |  |  | 0 | 0 | 0 | 0
oh_line_8101801_200836504 |  | AD | node_8101801_200836418 | node_8101801_200836504 | 128.531 | bal_1P_4ACW | 8101801 | no | no |  |  | no |  |  | 0 | 0 | 0 | 0
oh_line_8101801_200836604 |  | AD | node_8101801_200836434 | node_8101801_200836604 | 54.121 | bal_1P_4ACW | 8101801 | no | no |  |  | no |  |  | 0 | 0 | 0 | 0
oh_line_8101801_200836605 |  | AD | node_8101801_200836604 | node_8101801_200836605 | 344.622 | bal_1P_4ACW | 8101801 | no | no |  |  | no |  |  | 0 | 0 | 0 | 0
oh_line_8101801_200836798 |  | ABCD | node_8101801_200838334 | node_8101801_200836798 | 161.459 | bal_3P_1/0AA | 8101801 | no | no |  |  | no |  |  | 0 | 0 | 0 | 0
oh_line_8101801_200836799 |  | ABCD | node_8101801_200836798 | node_8101801_200836799 | 301.336 | bal_3P_4CU | 8101801 | no | no |  |  | no |  |  | 0 | 0 | 0 | 0
oh_line_8101801_200836800 |  | ABCD | node_8101801_200836799 | node_8101801_200836800 | 187.712 | bal_3P_4CU | 8101801 | no | no |  |  | no |  |  | 0 | 0 | 0 | 0
oh_line_8101801_200836802 |  | ABCD | node_8101801_200836800 | node_8101801_200836802 | 106.29 | bal_3P_4CU | 8101801 | no | no |  |  | no |  |  | 0 | 0 | 0 | 0
oh_line_8101801_200836804 |  | ABCD | node_8101801_200836802 | node_8101801_200836804 | 210.645 | bal_3P_1/0AA | 8101801 | no | no |  |  | no |  |  | 0 | 0 | 0 | 0
oh_line_8101801_200836805 |  | ABCD | node_8101801_200836802 | node_8101801_200836805 | 226.237 | bal_3P_4CU | 8101801 | no | no |  |  | no |  |  | 0 | 0 | 0 | 0
oh_line_8101801_200836807 |  | ABCD | node_8101801_200836805 | node_8101801_200836807 | 164.941 | bal_3P_1/0AA | 8101801 | no | no |  |  | no |  |  | 0 | 0 | 0 | 0
oh_line_8101801_200836808 |  | ABCD | node_8101801_200836807 | node_8101801_200836808 | 97.054 | bal_3P_1/0AA | 8101801 | no | no |  |  | no |  |  | 0 | 0 | 0 | 0
oh_line_8101801_200836844 |  | ABCD | node_8101801_200838768 | node_8101801_200836844 | 153.809 | bal_3P_2AC | 8101801 | no | no |  |  | no |  |  | 0 | 0 | 0 | 0
oh_line_8101801_200836846 |  | AD | node_8101801_200836874 | node_8101801_200836846 | 263.765 | bal_1P_2AC | 8101801 | no | no |  |  | no |  |  | 0 | 0 | 0 | 0
oh_line_8101801_200836848 |  | AD | node_8101801_200836846 | node_8101801_200836848 | 207.602 | bal_1P_2AC | 8101801 | no | no |  |  | no |  |  | 0 | 0 | 0 | 0
oh_line_8101801_200836849 |  | AD | node_8101801_200836848 | node_8101801_200836849 | 267.877 | bal_1P_2AC | 8101801 | no | no |  |  | no |  |  | 0 | 0 | 0 | 0
oh_line_8101801_200836852 |  | ABCD | node_8101801_200836844 | node_8101801_200836852 | 134.362 | bal_3P_2AC | 8101801 | no | no |  |  | no |  |  | 0 | 0 | 0 | 0
oh_line_8101801_200836853 |  | ABCD | node_8101801_200836852 | node_8101801_200836853 | 116.203 | bal_3P_1/0AC | 8101801 | no | no |  |  | no |  |  | 0 | 0 | 0 | 0
oh_line_8101801_200836854 |  | ABCD | node_8101801_200836853 | node_intto1_8101801_200836854 | 190.88 | bal_3P_1/0AC | 8101801 | no | no |  |  | no |  |  | 0 | 0 | 0 | 0
oh_line_8101801_200836856 |  | ABCD | node_8101801_200836852 | node_8101801_200836856 | 361.373 | bal_3P_2AC | 8101801 | no | no |  |  | no |  |  | 0 | 0 | 0 | 0
oh_line_8101801_200836857 |  | ABCD | node_8101801_200836856 | node_8101801_200836857 | 307.72 | bal_3P_2AC | 8101801 | no | no |  |  | no |  |  | 0 | 0 | 0 | 0
oh_line_8101801_200836859 |  | ABCD | node_8101801_200836857 | node_8101801_200836859 | 297.887 | bal_3P_2AC | 8101801 | no | no |  |  | no |  |  | 0 | 0 | 0 | 0
oh_line_8101801_200836860 |  | AD | node_8101801_200836859 | node_8101801_200836860 | 18.715 | bal_1P_2AC | 8101801 | no | no |  |  | no |  |  | 0 | 0 | 0 | 0
oh_line_8101801_200836861 |  | AD | node_8101801_200836860 | node_8101801_200836861 | 59.559 | bal_1P_2AC | 8101801 | no | no |  |  | no |  |  | 0 | 0 | 0 | 0
oh_line_8101801_200836862 |  | AD | node_8101801_200836861 | node_intto1_8101801_200836862 | 333.902 | bal_1P_2AC | 8101801 | no | no |  |  | no |  |  | 0 | 0 | 0 | 0
oh_line_8101801_200836866 |  | ABCD | node_8101801_200836859 | node_8101801_200836866 | 300.772 | bal_3P_2AC | 8101801 | no | no |  |  | no |  |  | 0 | 0 | 0 | 0
oh_line_8101801_200836868 |  | ABCD | node_8101801_200836866 | node_8101801_200836868 | 180.209 | bal_3P_2AC | 8101801 | no | no |  |  | no |  |  | 0 | 0 | 0 | 0
oh_line_8101801_200836869 |  | ABCD | node_8101801_200836868 | node_8101801_200836869 | 245.682 | bal_3P_2AC | 8101801 | no | no |  |  | no |  |  | 0 | 0 | 0 | 0
oh_line_8101801_200836871 |  | AD | node_8101801_200836869 | node_intto1_8101801_200836871 | 159.188 | bal_1P_2AC | 8101801 | no | no |  |  | no |  |  | 0 | 0 | 0 | 0
oh_line_8101801_200836872 |  | AD | node_8101801_200836871 | node_8101801_200836872 | 300.663 | bal_1P_1/0AA | 8101801 | no | no |  |  | no |  |  | 0 | 0 | 0 | 0
oh_line_8101801_200836873 |  | AD | node_8101801_200836871 | node_8101801_200836873 | 134.345 | bal_1P_2AC | 8101801 | no | no |  |  | no |  |  | 0 | 0 | 0 | 0
oh_line_8101801_200836874 |  | AD | node_8101801_200836873 | node_8101801_200836874 | 224.987 | bal_1P_2AC | 8101801 | no | no |  |  | no |  |  | 0 | 0 | 0 | 0
oh_line_8101801_200836972 |  | ABCD | node_8101801_200985471 | node_8101801_200836972 | 191.841 | bal_3P_1/0AA | 8101801 | no | no |  |  | no |  |  | 0 | 0 | 0 | 0
oh_line_8101801_200836974 |  | ABCD | node_8101801_200836972 | node_8101801_200836974 | 285.633 | bal_3P_2AC | 8101801 | no | no |  |  | no |  |  | 0 | 0 | 0 | 0
oh_line_8101801_200836977 |  | AD | node_8101801_200985472 | node_8101801_200836977 | 121.517 | bal_1P_2AC | 8101801 | no | no |  |  | no |  |  | 0 | 0 | 0 | 0
oh_line_8101801_200836978 |  | AD | node_8101801_200836977 | node_8101801_200836978 | 154.14 | bal_1P_2AC | 8101801 | no | no |  |  | no |  |  | 0 | 0 | 0 | 0
oh_line_8101801_200836979 |  | AD | node_8101801_200836978 | node_8101801_200836979 | 113.782 | bal_1P_2AC | 8101801 | no | no |  |  | no |  |  | 0 | 0 | 0 | 0
oh_line_8101801_200836980 |  | AD | node_8101801_200836979 | node_8101801_200836980 | 128.375 | bal_1P_2AC | 8101801 | no | no |  |  | no |  |  | 0 | 0 | 0 | 0
oh_line_8101801_200836981 |  | AD | node_8101801_200836980 | node_8101801_200836981 | 173.606 | bal_1P_2AC | 8101801 | no | no |  |  | no |  |  | 0 | 0 | 0 | 0
oh_line_8101801_200836982 |  | AD | node_8101801_200836981 | node_8101801_200836982 | 164.005 | bal_1P_2AC | 8101801 | no | no |  |  | no |  |  | 0 | 0 | 0 | 0
oh_line_8101801_200836984 |  | AD | node_8101801_200836982 | node_8101801_200836984 | 156.05 | bal_1P_2AC | 8101801 | no | no |  |  | no |  |  | 0 | 0 | 0 | 0
oh_line_8101801_200836985 |  | AD | node_8101801_200836984 | node_8101801_200836985 | 209.483 | bal_1P_2AC | 8101801 | no | no |  |  | no |  |  | 0 | 0 | 0 | 0
oh_line_8101801_200837005 |  | AD | node_8101801_200838466 | node_8101801_200837005 | 162.129 | bal_1P_2AC | 8101801 | no | no |  |  | no |  |  | 0 | 0 | 0 | 0
oh_line_8101801_200837006 |  | AD | node_8101801_200837005 | node_intto1_8101801_200837006 | 183.768 | bal_1P_2AC | 8101801 | no | no |  |  | no |  |  | 0 | 0 | 0 | 0
oh_line_8101801_200837007 |  | AD | node_8101801_200837006 | node_8101801_200837007 | 152.41 | bal_1P_2AC | 8101801 | no | no |  |  | no |  |  | 0 | 0 | 0 | 0
oh_line_8101801_200837008 |  | AD | node_8101801_200837007 | node_8101801_200837008 | 186.708 | bal_1P_2AC | 8101801 | no | no |  |  | no |  |  | 0 | 0 | 0 | 0
oh_line_8101801_200837009 |  | AD | node_8101801_200837008 | node_8101801_200837009 | 190.666 | bal_1P_2AC | 8101801 | no | no |  |  | no |  |  | 0 | 0 | 0 | 0
oh_line_8101801_200837010 |  | AD | node_8101801_200837009 | node_8101801_200837010 | 366.129 | bal_1P_2AC | 8101801 | no | no |  |  | no |  |  | 0 | 0 | 0 | 0
oh_line_8101801_200837011 |  | AD | node_8101801_200837010 | node_8101801_200837011 | 356.323 | bal_1P_2AC | 8101801 | no | no |  |  | no |  |  | 0 | 0 | 0 | 0
oh_line_8101801_200837012 |  | AD | node_8101801_200837009 | node_8101801_200837012 | 153.327 | bal_1P_2AC | 8101801 | no | no |  |  | no |  |  | 0 | 0 | 0 | 0
oh_line_8101801_200837013 |  | AD | node_8101801_200837012 | node_8101801_200837013 | 134.963 | bal_1P_2AC | 8101801 | no | no |  |  | no |  |  | 0 | 0 | 0 | 0
oh_line_8101801_200837014 |  | AD | node_8101801_200837013 | node_8101801_200837014 | 340.619 | bal_1P_2AC | 8101801 | no | no |  |  | no |  |  | 0 | 0 | 0 | 0
oh_line_8101801_200837244 |  | AD | node_8101801_200838484 | node_intto1_8101801_200837244 | 52.522 | bal_1P_1/0AC | 8101801 | no | no |  |  | no |  |  | 0 | 0 | 0 | 0
oh_line_8101801_200837245 |  | AD | node_8101801_200837244 | node_8101801_200837245 | 255.526 | bal_1P_1/0AC | 8101801 | no | no |  |  | no |  |  | 0 | 0 | 0 | 0
oh_line_8101801_200837329 |  | AD | node_8101801_200836495 | node_intto1_8101801_200837329 | 107.962 | bal_1P_3-7CW-30 | 8101801 | no | no |  |  | no |  |  | 0 | 0 | 0 | 0
oh_line_8101801_200837330 |  | AD | node_8101801_200837347 | node_8101801_200837330 | 279.788 | bal_1P_2AC | 8101801 | no | no |  |  | no |  |  | 0 | 0 | 0 | 0
oh_line_8101801_200837332 |  | AD | node_8101801_200837330 | node_8101801_200837332 | 180.03 | bal_1P_2AC | 8101801 | no | no |  |  | no |  |  | 0 | 0 | 0 | 0
oh_line_8101801_200837333 |  | AD | node_8101801_200837332 | node_8101801_200837333 | 298.149 | bal_1P_2AC | 8101801 | no | no |  |  | no |  |  | 0 | 0 | 0 | 0
oh_line_8101801_200837334 |  | AD | node_8101801_200837333 | node_8101801_200837334 | 294.439 | bal_1P_2AC | 8101801 | no | no |  |  | no |  |  | 0 | 0 | 0 | 0
oh_line_8101801_200837335 |  | AD | node_8101801_200837334 | node_8101801_200837335 | 310.669 | bal_1P_2AC | 8101801 | no | no |  |  | no |  |  | 0 | 0 | 0 | 0
oh_line_8101801_200837336 |  | AD | node_8101801_200837335 | node_8101801_200837336 | 306.133 | bal_1P_2AC | 8101801 | no | no |  |  | no |  |  | 0 | 0 | 0 | 0
oh_line_8101801_200837341 |  | AD | node_8101801_200982795 | node_8101801_200837341 | 308.055 | bal_1P_3-7CW-30 | 8101801 | no | no |  |  | no |  |  | 0 | 0 | 0 | 0
oh_line_8101801_200837343 |  | AD | node_8101801_200981825 | node_8101801_200837343 | 162.769 | bal_1P_2AC | 8101801 | no | no |  |  | no |  |  | 0 | 0 | 0 | 0
oh_line_8101801_200837344 |  | AD | node_8101801_200837343 | node_8101801_200837344 | 86.249 | bal_1P_2AC | 8101801 | no | no |  |  | no |  |  | 0 | 0 | 0 | 0
oh_line_8101801_200837345 |  | AD | node_8101801_200837344 | node_8101801_200837345 | 202.959 | bal_1P_2AC | 8101801 | no | no |  |  | no |  |  | 0 | 0 | 0 | 0
oh_line_8101801_200837346 |  | AD | node_8101801_200837345 | node_8101801_200837346 | 207.637 | bal_1P_2AC | 8101801 | no | no |  |  | no |  |  | 0 | 0 | 0 | 0
oh_line_8101801_200837347 |  | AD | node_8101801_200837346 | node_8101801_200837347 | 277.217 | bal_1P_2AC | 8101801 | no | no |  |  | no |  |  | 0 | 0 | 0 | 0
oh_line_8101801_200837415 |  | AD | node_8101801_200838469 | node_8101801_200837415 | 27.863 | bal_1P_2AC | 8101801 | no | no |  |  | no |  |  | 0 | 0 | 0 | 0
oh_line_8101801_200837416 |  | AD | node_8101801_200837436 | node_8101801_200837416 | 196.017 | bal_1P_4/0AC | 8101801 | no | no |  |  | no |  |  | 0 | 0 | 0 | 0
oh_line_8101801_200837417 |  | AD | node_8101801_200837416 | node_8101801_200837417 | 347.813 | bal_1P_4/0AC | 8101801 | no | no |  |  | no |  |  | 0 | 0 | 0 | 0
oh_line_8101801_200837418 |  | AD | node_8101801_200837417 | node_8101801_200837418 | 335.43 | bal_1P_4/0AC | 8101801 | no | no |  |  | no |  |  | 0 | 0 | 0 | 0
oh_line_8101801_200837419 |  | AD | node_8101801_200837418 | node_8101801_200837419 | 325.044 | bal_1P_1/0AC | 8101801 | no | no |  |  | no |  |  | 0 | 0 | 0 | 0
oh_line_8101801_200837420 |  | AD | node_8101801_200837419 | node_8101801_200837420 | 318.856 | bal_1P_1/0AC | 8101801 | no | no |  |  | no |  |  | 0 | 0 | 0 | 0
oh_line_8101801_200837421 |  | AD | node_8101801_200837420 | node_8101801_200837421 | 327.807 | bal_1P_1/0AC | 8101801 | no | no |  |  | no |  |  | 0 | 0 | 0 | 0
oh_line_8101801_200837423 |  | AD | node_8101801_200837421 | node_8101801_200837423 | 274.539 | bal_1P_1/0AA | 8101801 | no | no |  |  | no |  |  | 0 | 0 | 0 | 0
oh_line_8101801_200837424 |  | AD | node_8101801_200837423 | node_8101801_200837424 | 258.241 | bal_1P_1/0AA | 8101801 | no | no |  |  | no |  |  | 0 | 0 | 0 | 0
oh_line_8101801_200837425 |  | AD | node_8101801_200837424 | node_8101801_200837425 | 247.232 | bal_1P_1/0AA | 8101801 | no | no |  |  | no |  |  | 0 | 0 | 0 | 0
oh_line_8101801_200837426 |  | AD | node_8101801_200837425 | node_8101801_200837426 | 46.877 | bal_1P_1/0AA | 8101801 | no | no |  |  | no |  |  | 0 | 0 | 0 | 0
oh_line_8101801_200837427 |  | AD | node_8101801_200837415 | node_intto1_8101801_200837427 | 264.819 | bal_1P_2AC | 8101801 | no | no |  |  | no |  |  | 0 | 0 | 0 | 0
oh_line_8101801_200837428 |  | AD | node_8101801_200837426 | node_8101801_200837428 | 275.117 | bal_1P_1/0AA | 8101801 | no | no |  |  | no |  |  | 0 | 0 | 0 | 0
oh_line_8101801_200837429 |  | AD | node_8101801_200837428 | node_intto1_8101801_200837429 | 279.874 | bal_1P_1/0AA | 8101801 | no | no |  |  | no |  |  | 0 | 0 | 0 | 0
oh_line_8101801_200837430 |  | AD | node_8101801_200837427 | node_8101801_200837430 | 206.211 | bal_1P_2AC | 8101801 | no | no |  |  | no |  |  | 0 | 0 | 0 | 0
oh_line_8101801_200837431 |  | AD | node_8101801_200837430 | node_8101801_200837431 | 186.452 | bal_1P_4/0AC | 8101801 | no | no |  |  | no |  |  | 0 | 0 | 0 | 0
oh_line_8101801_200837432 |  | AD | node_8101801_200837431 | node_8101801_200837432 | 241.061 | bal_1P_4/0AC | 8101801 | no | no |  |  | no |  |  | 0 | 0 | 0 | 0
oh_line_8101801_200837433 |  | AD | node_8101801_200837432 | node_8101801_200837433 | 191.705 | bal_1P_4/0AC | 8101801 | no | no |  |  | no |  |  | 0 | 0 | 0 | 0
oh_line_8101801_200837434 |  | AD | node_8101801_200837433 | node_8101801_200837434 | 295.27 | bal_1P_4/0AC | 8101801 | no | no |  |  | no |  |  | 0 | 0 | 0 | 0
oh_line_8101801_200837435 |  | AD | node_8101801_200837434 | node_8101801_200837435 | 338.19 | bal_1P_4/0AC | 8101801 | no | no |  |  | no |  |  | 0 | 0 | 0 | 0
oh_line_8101801_200837436 |  | AD | node_8101801_200837435 | node_8101801_200837436 | 181.868 | bal_1P_4/0AC | 8101801 | no | no |  |  | no |  |  | 0 | 0 | 0 | 0
oh_line_8101801_200837516 |  | AD | node_8101801_200836474 | node_8101801_200837516 | 635.277 | bal_1P_4ACW | 8101801 | no | no |  |  | no |  |  | 0 | 0 | 0 | 0
oh_line_8101801_200837517 |  | AD | node_8101801_200837728 | node_intto1_8101801_200837517 | 222.299 | bal_1P_2AC | 8101801 | no | no |  |  | no |  |  | 0 | 0 | 0 | 0
oh_line_8101801_200837518 |  | AD | node_8101801_200837517 | node_8101801_200837518 | 411.329 | bal_1P_4ACW | 8101801 | no | no |  |  | no |  |  | 0 | 0 | 0 | 0
oh_line_8101801_200837519 |  | AD | node_8101801_200837518 | node_intto1_8101801_200837519 | 441.463 | bal_1P_4ACW | 8101801 | no | no |  |  | no |  |  | 0 | 0 | 0 | 0
oh_line_8101801_200837521 |  | AD | node_8101801_201058694 | node_8101801_200837521 | 417.637 | bal_1P_4ACW | 8101801 | no | no |  |  | no |  |  | 0 | 0 | 0 | 0
oh_line_8101801_200837522 |  | AD | node_8101801_200837521 | node_8101801_200837522 | 251.54 | bal_1P_4ACW | 8101801 | no | no |  |  | no |  |  | 0 | 0 | 0 | 0
oh_line_8101801_200837550 |  | AD | node_8101801_200837562 | node_8101801_200837550 | 315.233 | bal_1P_4ACW | 8101801 | no | no |  |  | no |  |  | 0 | 0 | 0 | 0
oh_line_8101801_200837551 |  | AD | node_8101801_200837552 | node_8101801_200837551 | 257.44 | bal_1P_1/0AA | 8101801 | no | no |  |  | no |  |  | 0 | 0 | 0 | 0
oh_line_8101801_200837552 |  | AD | node_8101801_200837554 | node_8101801_200837552 | 267.609 | bal_1P_1/0AA | 8101801 | no | no |  |  | no |  |  | 0 | 0 | 0 | 0
oh_line_8101801_200837554 |  | AD | node_8101801_200837555 | node_8101801_200837554 | 338.353 | bal_1P_1/0AA | 8101801 | no | no |  |  | no |  |  | 0 | 0 | 0 | 0
oh_line_8101801_200837555 |  | AD | node_8101801_200837556 | node_8101801_200837555 | 244.693 | bal_1P_1/0AA | 8101801 | no | no |  |  | no |  |  | 0 | 0 | 0 | 0
oh_line_8101801_200837556 |  | AD | node_8101801_200837557 | node_8101801_200837556 | 244.686 | bal_1P_1/0AA | 8101801 | no | no |  |  | no |  |  | 0 | 0 | 0 | 0
oh_line_8101801_200837557 |  | AD | node_8101801_200837558 | node_8101801_200837557 | 240.226 | bal_1P_1/0AA | 8101801 | no | no |  |  | no |  |  | 0 | 0 | 0 | 0
oh_line_8101801_200837558 |  | AD | node_8101801_200837559 | node_intto1_8101801_200837558 | 229.508 | bal_1P_1/0AA | 8101801 | no | no |  |  | no |  |  | 0 | 0 | 0 | 0
oh_line_8101801_200837559 |  | AD | node_8101801_200837560 | node_8101801_200837559 | 254.667 | bal_1P_1/0AA | 8101801 | no | no |  |  | no |  |  | 0 | 0 | 0 | 0
oh_line_8101801_200837560 |  | AD | node_8101801_200837561 | node_8101801_200837560 | 252.381 | bal_1P_1/0AA | 8101801 | no | no |  |  | no |  |  | 0 | 0 | 0 | 0
oh_line_8101801_200837561 |  | AD | node_8101801_200837563 | node_8101801_200837561 | 232.229 | bal_1P_1/0AA | 8101801 | no | no |  |  | no |  |  | 0 | 0 | 0 | 0
oh_line_8101801_200837562 |  | AD | node_8101801_200837564 | node_intto1_8101801_200837562 | 127.518 | bal_1P_2AC | 8101801 | no | no |  |  | no |  |  | 0 | 0 | 0 | 0
oh_line_8101801_200837563 |  | AD | node_8101801_200837522 | node_8101801_200837563 | 241.744 | bal_1P_1/0AA | 8101801 | no | no |  |  | no |  |  | 0 | 0 | 0 | 0
oh_line_8101801_200837564 |  | AD | node_8101801_200837565 | node_8101801_200837564 | 285.98 | bal_1P_2AC | 8101801 | no | no |  |  | no |  |  | 0 | 0 | 0 | 0
oh_line_8101801_200837565 |  | AD | node_8101801_200837566 | node_8101801_200837565 | 389.583 | bal_1P_2AC | 8101801 | no | no |  |  | no |  |  | 0 | 0 | 0 | 0
oh_line_8101801_200837566 |  | AD | node_8101801_200837568 | node_8101801_200837566 | 249.371 | bal_1P_1/0AA | 8101801 | no | no |  |  | no |  |  | 0 | 0 | 0 | 0
oh_line_8101801_200837568 |  | AD | node_8101801_200837569 | node_8101801_200837568 | 288.533 | bal_1P_1/0AA | 8101801 | no | no |  |  | no |  |  | 0 | 0 | 0 | 0
oh_line_8101801_200837569 |  | AD | node_8101801_200837570 | node_8101801_200837569 | 242.156 | bal_1P_1/0AA | 8101801 | no | no |  |  | no |  |  | 0 | 0 | 0 | 0
oh_line_8101801_200837570 |  | AD | node_8101801_200837571 | node_8101801_200837570 | 238.515 | bal_1P_1/0AA | 8101801 | no | no |  |  | no |  |  | 0 | 0 | 0 | 0
oh_line_8101801_200837571 |  | AD | node_8101801_200837551 | node_8101801_200837571 | 262.363 | bal_1P_1/0AA | 8101801 | no | no |  |  | no |  |  | 0 | 0 | 0 | 0
oh_line_8101801_200837603 |  | AD | node_8101801_200836443 | node_8101801_200837603 | 268.401 | bal_1P_1/0AC | 8101801 | no | no |  |  | no |  |  | 0 | 0 | 0 | 0
oh_line_8101801_200837604 |  | AD | node_8101801_200837603 | node_intto1_8101801_200837604 | 305.939 | bal_1P_1/0AC | 8101801 | no | no |  |  | no |  |  | 0 | 0 | 0 | 0
oh_line_8101801_200837606 |  | AD | node_8101801_200837604 | node_8101801_200837606 | 259.312 | bal_1P_1/0AC | 8101801 | no | no |  |  | no |  |  | 0 | 0 | 0 | 0
oh_line_8101801_200837607 |  | AD | node_8101801_200837606 | node_8101801_200837607 | 204.055 | bal_1P_1/0AC | 8101801 | no | no |  |  | no |  |  | 0 | 0 | 0 | 0
oh_line_8101801_200837728 |  | AD | node_8101801_200837729 | node_8101801_200837728 | 83.116 | bal_1P_2AC | 8101801 | no | no |  |  | no |  |  | 0 | 0 | 0 | 0
oh_line_8101801_200837729 |  | AD | node_8101801_200837730 | node_8101801_200837729 | 343.396 | bal_1P_2AC | 8101801 | no | no |  |  | no |  |  | 0 | 0 | 0 | 0
oh_line_8101801_200837730 |  | AD | node_8101801_200837731 | node_8101801_200837730 | 236.723 | bal_1P_2AC | 8101801 | no | no |  |  | no |  |  | 0 | 0 | 0 | 0
oh_line_8101801_200837731 |  | AD | node_8101801_200837733 | node_8101801_200837731 | 301.037 | bal_1P_1/0AA | 8101801 | no | no |  |  | no |  |  | 0 | 0 | 0 | 0
oh_line_8101801_200837733 |  | AD | node_8101801_200837735 | node_8101801_200837733 | 291.737 | bal_1P_1/0AA | 8101801 | no | no |  |  | no |  |  | 0 | 0 | 0 | 0
oh_line_8101801_200837735 |  | AD | node_8101801_200836487 | node_8101801_200837735 | 266.16 | bal_1P_1/0AA | 8101801 | no | no |  |  | no |  |  | 0 | 0 | 0 | 0
oh_line_8101801_200837858 |  | AD | node_8101801_200836445 | node_8101801_200837858 | 320.664 | bal_1P_1/0AC | 8101801 | no | no |  |  | no |  |  | 0 | 0 | 0 | 0
oh_line_8101801_200837859 |  | AD | node_8101801_200837858 | node_8101801_200837859 | 314.493 | bal_1P_1/0AC | 8101801 | no | no |  |  | no |  |  | 0 | 0 | 0 | 0
oh_line_8101801_200837860 |  | AD | node_8101801_200837859 | node_8101801_200837860 | 317.894 | bal_1P_1/0AA | 8101801 | no | no |  |  | no |  |  | 0 | 0 | 0 | 0
oh_line_8101801_200837861 |  | AD | node_8101801_200837860 | node_8101801_200837861 | 232.009 | bal_1P_1/0AA | 8101801 | no | no |  |  | no |  |  | 0 | 0 | 0 | 0
oh_line_8101801_200837862 |  | AD | node_8101801_200837859 | node_8101801_200837862 | 289.249 | bal_1P_1/0AC | 8101801 | no | no |  |  | no |  |  | 0 | 0 | 0 | 0
oh_line_8101801_200837891 |  | ABCD | node_8101801_200985472 | node_8101801_200837891 | 84.47 | bal_3P_1/0AA | 8101801 | no | no |  |  | no |  |  | 0 | 0 | 0 | 0
oh_line_8101801_200837892 |  | ABCD | node_8101801_200837891 | node_8101801_200837892 | 131.584 | bal_3P_1/0AA | 8101801 | no | no |  |  | no |  |  | 0 | 0 | 0 | 0
oh_line_8101801_200837893 |  | ABCD | node_8101801_200837892 | node_8101801_200837893 | 225.506 | bal_3P_1/0AA | 8101801 | no | no |  |  | no |  |  | 0 | 0 | 0 | 0
oh_line_8101801_200837894 |  | ABCD | node_8101801_200837893 | node_8101801_200837894 | 241.542 | bal_3P_1/0AA | 8101801 | no | no |  |  | no |  |  | 0 | 0 | 0 | 0
oh_line_8101801_200837895 |  | ABCD | node_8101801_200837894 | node_8101801_200837895 | 243.091 | bal_3P_1/0AA | 8101801 | no | no |  |  | no |  |  | 0 | 0 | 0 | 0
oh_line_8101801_200837896 |  | ABCD | node_8101801_200837895 | node_8101801_200837896 | 291.013 | bal_3P_1/0AA | 8101801 | no | no |  |  | no |  |  | 0 | 0 | 0 | 0
oh_line_8101801_200837897 |  | ABCD | node_8101801_200837896 | node_8101801_200837897 | 301.56 | bal_3P_1/0AA | 8101801 | no | no |  |  | no |  |  | 0 | 0 | 0 | 0
oh_line_8101801_200837898 |  | ABCD | node_8101801_200837897 | node_8101801_200837898 | 312.679 | bal_3P_1/0AA | 8101801 | no | no |  |  | no |  |  | 0 | 0 | 0 | 0
oh_line_8101801_200838225 |  | ABCD | node_8101801_200831348 | node_8101801_200838225 | 605.038 | bal_3P_336AC | 8101801 | no | no |  |  | no |  |  | 0 | 0 | 0 | 0
oh_line_8101801_200838226 |  | ABCD | node_8101801_200838225 | node_8101801_200838226 | 210.972 | bal_3P_336AL | 8101801 | no | no |  |  | no |  |  | 0 | 0 | 0 | 0
oh_line_8101801_200838227 |  | ABCD | node_8101801_200838226 | node_8101801_200838227 | 216.157 | bal_3P_336AL | 8101801 | no | no |  |  | no |  |  | 0 | 0 | 0 | 0
oh_line_8101801_200838228 |  | ABCD | node_8101801_200838227 | node_8101801_200838228 | 192.665 | bal_3P_336AL | 8101801 | no | no |  |  | no |  |  | 0 | 0 | 0 | 0
oh_line_8101801_200838229 |  | ABCD | node_8101801_200838228 | node_8101801_200838229 | 211.714 | bal_3P_336AL | 8101801 | no | no |  |  | no |  |  | 0 | 0 | 0 | 0
oh_line_8101801_200838230 |  | ABCD | node_8101801_200838229 | node_8101801_200838230 | 149.556 | bal_3P_336AL | 8101801 | no | no |  |  | no |  |  | 0 | 0 | 0 | 0
oh_line_8101801_200838231 |  | ABCD | node_8101801_200838230 | node_8101801_200838231 | 159.244 | bal_3P_336AL | 8101801 | no | no |  |  | no |  |  | 0 | 0 | 0 | 0
oh_line_8101801_200838235 |  | ABCD | node_8101801_200838231 | node_8101801_200838235 | 126.901 | bal_3P_336AL | 8101801 | no | no |  |  | no |  |  | 0 | 0 | 0 | 0
oh_line_8101801_200838236 |  | ABCD | node_8101801_200838235 | node_8101801_200838236 | 138.135 | bal_3P_336AL | 8101801 | no | no |  |  | no |  |  | 0 | 0 | 0 | 0
oh_line_8101801_200838237 |  | AD | node_8101801_200838238 | node_8101801_200838237 | 206.55 | bal_1P_6CU | 8101801 | no | no |  |  | no |  |  | 0 | 0 | 0 | 0
oh_line_8101801_200838238 |  | AD | node_8101801_200838239 | node_8101801_200838238 | 199.512 | bal_1P_6CU | 8101801 | no | no |  |  | no |  |  | 0 | 0 | 0 | 0
oh_line_8101801_200838239 |  | AD | node_8101801_200838240 | node_8101801_200838239 | 199.709 | bal_1P_6CU | 8101801 | no | no |  |  | no |  |  | 0 | 0 | 0 | 0
oh_line_8101801_200838240 |  | AD | node_8101801_200838241 | node_8101801_200838240 | 203.25 | bal_1P_4CU | 8101801 | no | no |  |  | no |  |  | 0 | 0 | 0 | 0
oh_line_8101801_200838241 |  | AD | node_8101801_200838242 | node_8101801_200838241 | 199.17 | bal_1P_4CU | 8101801 | no | no |  |  | no |  |  | 0 | 0 | 0 | 0
oh_line_8101801_200838242 |  | AD | node_8101801_200838243 | node_8101801_200838242 | 152.24 | bal_1P_4CU | 8101801 | no | no |  |  | no |  |  | 0 | 0 | 0 | 0
oh_line_8101801_200838243 |  | AD | node_8101801_200838244 | node_8101801_200838243 | 26.978 | bal_1P_4CU | 8101801 | no | no |  |  | no |  |  | 0 | 0 | 0 | 0
oh_line_8101801_200838244 |  | AD | node_8101801_200838487 | node_8101801_200838244 | 238.828 | bal_1P_1/0AA | 8101801 | no | no |  |  | no |  |  | 0 | 0 | 0 | 0
oh_line_8101801_200838245 |  | AD | node_8101801_200838244 | node_8101801_200838245 | 255.663 | bal_1P_2AC | 8101801 | no | no |  |  | no |  |  | 0 | 0 | 0 | 0
oh_line_8101801_200838246 |  | AD | node_8101801_200838245 | node_8101801_200838246 | 285.923 | bal_1P_2AC | 8101801 | no | no |  |  | no |  |  | 0 | 0 | 0 | 0
oh_line_8101801_200838247 |  | AD | node_8101801_200838246 | node_8101801_200838247 | 309.908 | bal_1P_2AC | 8101801 | no | no |  |  | no |  |  | 0 | 0 | 0 | 0
oh_line_8101801_200838248 |  | AD | node_8101801_200838247 | node_8101801_200838248 | 219.104 | bal_1P_2AC | 8101801 | no | no |  |  | no |  |  | 0 | 0 | 0 | 0
oh_line_8101801_200838250 |  | AD | node_8101801_200838248 | node_8101801_200838250 | 289.474 | bal_1P_2AC | 8101801 | no | no |  |  | no |  |  | 0 | 0 | 0 | 0
oh_line_8101801_200838253 |  | AD | node_8101801_201057088 | node_8101801_200838253 | 242.941 | bal_1P_2AC | 8101801 | no | no |  |  | no |  |  | 0 | 0 | 0 | 0
oh_line_8101801_200838254 |  | AD | node_8101801_200838253 | node_8101801_200838254 | 280.193 | bal_1P_2AC | 8101801 | no | no |  |  | no |  |  | 0 | 0 | 0 | 0
oh_line_8101801_200838256 |  | AD | node_8101801_200964589 | node_8101801_200838256 | 195.342 | bal_1P_2AC | 8101801 | no | no |  |  | no |  |  | 0 | 0 | 0 | 0
oh_line_8101801_200838261 |  | AN | node_8101801_201027788 | node_8101801_200838261 | 415.731 | bal_1P_DELTACUST | 8101801 | no | no |  |  | no |  |  | 0 | 0 | 0 | 0
oh_line_8101801_200838298 |  | AD | node_8101801_200838299 | node_8101801_200838298 | 266.496 | bal_1P_1/0AA | 8101801 | no | no |  |  | no |  |  | 0 | 0 | 0 | 0
oh_line_8101801_200838299 |  | ABCD | node_8101801_200838301 | node_8101801_200838299 | 193.442 | bal_3P_1/0AA | 8101801 | no | no |  |  | no |  |  | 0 | 0 | 0 | 0
oh_line_8101801_200838301 |  | ABCD | node_8101801_200838304 | node_8101801_200838301 | 163.681 | unb_3P_2-1/0AC_1/0AA | 8101801 | no | no |  |  | no |  |  | 0 | 0 | 0 | 0
oh_line_8101801_200838302 |  | AD | node_8101801_200838301 | node_8101801_200838302 | 32.192 | bal_1P_1/0AA | 8101801 | no | no |  |  | no |  |  | 0 | 0 | 0 | 0
oh_line_8101801_200838303 |  | AD | node_8101801_200838302 | node_8101801_200838303 | 221.385 | bal_1P_1/0AA | 8101801 | no | no |  |  | no |  |  | 0 | 0 | 0 | 0
oh_line_8101801_200838304 |  | ABCD | node_8101801_200838307 | node_8101801_200838304 | 171.767 | unb_3P_2-1/0AC_1/0AA | 8101801 | no | no |  |  | no |  |  | 0 | 0 | 0 | 0
oh_line_8101801_200838305 |  | AD | node_8101801_200838304 | node_8101801_200838305 | 198.886 | bal_1P_1/0AC | 8101801 | no | no |  |  | no |  |  | 0 | 0 | 0 | 0
oh_line_8101801_200838307 |  | ABCD | node_8101801_200838308 | node_8101801_200838307 | 194.493 | unb_3P_2-1/0AC_1/0AA | 8101801 | no | no |  |  | no |  |  | 0 | 0 | 0 | 0
oh_line_8101801_200838308 |  | ABCD | node_8101801_200838310 | node_8101801_200838308 | 176.147 | unb_3P_2-1/0AC_1/0AA | 8101801 | no | no |  |  | no |  |  | 0 | 0 | 0 | 0
oh_line_8101801_200838310 |  | ABCD | node_8101801_200838313 | node_8101801_200838310 | 189.276 | bal_3P_6CU | 8101801 | no | no |  |  | no |  |  | 0 | 0 | 0 | 0
oh_line_8101801_200838313 |  | ABCD | node_8101801_200838315 | node_8101801_200838313 | 139.876 | bal_3P_6CU | 8101801 | no | no |  |  | no |  |  | 0 | 0 | 0 | 0
oh_line_8101801_200838315 |  | ABCD | node_8101801_200838316 | node_8101801_200838315 | 141.33 | bal_3P_6CU | 8101801 | no | no |  |  | no |  |  | 0 | 0 | 0 | 0
oh_line_8101801_200838316 |  | ABCD | node_8101801_200838317 | node_8101801_200838316 | 136.724 | bal_3P_6CU | 8101801 | no | no |  |  | no |  |  | 0 | 0 | 0 | 0
oh_line_8101801_200838317 |  | ABCD | node_8101801_200838318 | node_intto1_8101801_200838317 | 138.459 | bal_3P_6CU | 8101801 | no | no |  |  | no |  |  | 0 | 0 | 0 | 0
oh_line_8101801_200838318 |  | ABCD | node_8101801_200838319 | node_8101801_200838318 | 49.784 | bal_3P_1/0AA | 8101801 | no | no |  |  | no |  |  | 0 | 0 | 0 | 0
oh_line_8101801_200838319 |  | ABCD | node_8101801_200838321 | node_8101801_200838319 | 57.884 | bal_3P_1/0AA | 8101801 | no | no |  |  | no |  |  | 0 | 0 | 0 | 0
oh_line_8101801_200838321 |  | ABCD | node_8101801_200838322 | node_8101801_200838321 | 57.688 | bal_3P_1/0AA | 8101801 | no | no |  |  | no |  |  | 0 | 0 | 0 | 0
oh_line_8101801_200838322 |  | ABCD | node_8101801_200838323 | node_8101801_200838322 | 166.204 | bal_3P_1/0AA | 8101801 | no | no |  |  | no |  |  | 0 | 0 | 0 | 0
oh_line_8101801_200838323 |  | ABCD | node_8101801_200838324 | node_8101801_200838323 | 163.54 | bal_3P_1/0AA | 8101801 | no | no |  |  | no |  |  | 0 | 0 | 0 | 0
oh_line_8101801_200838324 |  | ABCD | node_8101801_200838327 | node_8101801_200838324 | 162.771 | bal_3P_1/0AA | 8101801 | no | no |  |  | no |  |  | 0 | 0 | 0 | 0
oh_line_8101801_200838327 |  | ABCD | node_8101801_200838328 | node_8101801_200838327 | 156.468 | bal_3P_1/0AA | 8101801 | no | no |  |  | no |  |  | 0 | 0 | 0 | 0
oh_line_8101801_200838328 |  | ABCD | node_8101801_200838329 | node_8101801_200838328 | 143.39 | bal_3P_1/0AA | 8101801 | no | no |  |  | no |  |  | 0 | 0 | 0 | 0
oh_line_8101801_200838329 |  | ABCD | node_8101801_200838330 | node_8101801_200838329 | 185.401 | bal_3P_1/0AA | 8101801 | no | no |  |  | no |  |  | 0 | 0 | 0 | 0
oh_line_8101801_200838330 |  | ABCD | node_8101801_200838334 | node_8101801_200838330 | 172.598 | bal_3P_1/0AA | 8101801 | no | no |  |  | no |  |  | 0 | 0 | 0 | 0
oh_line_8101801_200838331 |  | AD | node_8101801_200838330 | node_8101801_200838331 | 116.275 | bal_1P_2AC | 8101801 | no | no |  |  | no |  |  | 0 | 0 | 0 | 0
oh_line_8101801_200838332 |  | AD | node_8101801_200838331 | node_8101801_200838332 | 360.67 | bal_1P_2AC | 8101801 | no | no |  |  | no |  |  | 0 | 0 | 0 | 0
oh_line_8101801_200838334 |  | ABCD | node_8101801_200838339 | node_8101801_200838334 | 239.363 | bal_3P_1/0AA | 8101801 | no | no |  |  | no |  |  | 0 | 0 | 0 | 0
oh_line_8101801_200838339 |  | ABCD | node_8101801_200838340 | node_8101801_200838339 | 192.189 | bal_3P_1/0AA | 8101801 | no | no |  |  | no |  |  | 0 | 0 | 0 | 0
oh_line_8101801_200838340 |  | ABCD | node_8101801_200838345 | node_8101801_200838340 | 192.86 | bal_3P_1/0AA | 8101801 | no | no |  |  | no |  |  | 0 | 0 | 0 | 0
oh_line_8101801_200838345 |  | ABCD | node_8101801_200838346 | node_8101801_200838345 | 175.372 | bal_3P_1/0AA | 8101801 | no | no |  |  | no |  |  | 0 | 0 | 0 | 0
oh_line_8101801_200838346 |  | ABCD | node_8101801_200838347 | node_8101801_200838346 | 182.468 | bal_3P_1/0AA | 8101801 | no | no |  |  | no |  |  | 0 | 0 | 0 | 0
oh_line_8101801_200838347 |  | ABCD | node_8101801_200838348 | node_8101801_200838347 | 161.131 | bal_3P_1/0AA | 8101801 | no | no |  |  | no |  |  | 0 | 0 | 0 | 0
oh_line_8101801_200838348 |  | ABCD | node_8101801_200838349 | node_8101801_200838348 | 153.463 | bal_3P_1/0AA | 8101801 | no | no |  |  | no |  |  | 0 | 0 | 0 | 0
oh_line_8101801_200838349 |  | ABCD | node_8101801_200962357 | node_8101801_200838349 | 107.63 | bal_3P_1/0AA | 8101801 | no | no |  |  | no |  |  | 0 | 0 | 0 | 0
oh_line_8101801_200838352 |  | ABCD | node_8101801_200838353 | node_8101801_200838352 | 117.626 | bal_3P_4/0AL | 8101801 | no | no |  |  | no |  |  | 0 | 0 | 0 | 0
oh_line_8101801_200838353 |  | ABCD | node_8101801_200838354 | node_intto1_8101801_200838353 | 95.839 | bal_3P_4/0AL | 8101801 | no | no |  |  | no |  |  | 0 | 0 | 0 | 0
oh_line_8101801_200838354 |  | ABCD | node_8101801_200838356 | node_8101801_200838354 | 82.902 | bal_3P_4/0AL | 8101801 | no | no |  |  | no |  |  | 0 | 0 | 0 | 0
oh_line_8101801_200838356 |  | ABCD | node_8101801_200838358 | node_8101801_200838356 | 155.706 | bal_3P_4/0AL | 8101801 | no | no |  |  | no |  |  | 0 | 0 | 0 | 0
oh_line_8101801_200838358 |  | ABCD | node_8101801_200838359 | node_8101801_200838358 | 139.334 | bal_3P_4/0AL | 8101801 | no | no |  |  | no |  |  | 0 | 0 | 0 | 0
oh_line_8101801_200838359 |  | ABCD | node_8101801_200838361 | node_8101801_200838359 | 146.125 | bal_3P_4/0AC | 8101801 | no | no |  |  | no |  |  | 0 | 0 | 0 | 0
oh_line_8101801_200838361 |  | ABCD | node_8101801_200838362 | node_8101801_200838361 | 126.982 | bal_3P_4/0AC | 8101801 | no | no |  |  | no |  |  | 0 | 0 | 0 | 0
oh_line_8101801_200838362 |  | ABCD | node_8101801_200838363 | node_intto1_8101801_200838362 | 134.341 | bal_3P_4/0AC | 8101801 | no | no |  |  | no |  |  | 0 | 0 | 0 | 0
oh_line_8101801_200838363 |  | ABCD | node_8101801_200838364 | node_8101801_200838363 | 120.49 | bal_3P_4/0AC | 8101801 | no | no |  |  | no |  |  | 0 | 0 | 0 | 0
oh_line_8101801_200838364 |  | ABCD | node_8101801_200838365 | node_8101801_200838364 | 142.016 | bal_3P_4/0AC | 8101801 | no | no |  |  | no |  |  | 0 | 0 | 0 | 0
oh_line_8101801_200838365 |  | ABCD | node_8101801_200838366 | node_8101801_200838365 | 71.219 | bal_3P_4/0AC | 8101801 | no | no |  |  | no |  |  | 0 | 0 | 0 | 0
oh_line_8101801_200838366 |  | ABCD | node_8101801_200838367 | node_8101801_200838366 | 128.997 | bal_3P_4/0AC | 8101801 | no | no |  |  | no |  |  | 0 | 0 | 0 | 0
oh_line_8101801_200838367 |  | ABCD | node_8101801_200838369 | node_intto1_8101801_200838367 | 118.562 | bal_3P_4/0AC | 8101801 | no | no |  |  | no |  |  | 0 | 0 | 0 | 0
oh_line_8101801_200838369 |  | ABCD | node_8101801_200838370 | node_8101801_200838369 | 152.737 | bal_3P_4/0AA | 8101801 | no | no |  |  | no |  |  | 0 | 0 | 0 | 0
oh_line_8101801_200838370 |  | ABCD | node_8101801_200838236 | node_8101801_200838370 | 28.246 | bal_3P_336AL | 8101801 | no | no |  |  | no |  |  | 0 | 0 | 0 | 0
oh_line_8101801_200838371 |  | ABCD | node_8101801_200838370 | node_8101801_200838371 | 91.557 | bal_3P_4/0AA | 8101801 | no | no |  |  | no |  |  | 0 | 0 | 0 | 0
oh_line_8101801_200838373 |  | ABCD | node_8101801_200838371 | node_8101801_200838373 | 47.477 | bal_3P_4/0AA | 8101801 | no | no |  |  | no |  |  | 0 | 0 | 0 | 0
oh_line_8101801_200838374 |  | ABCD | node_8101801_200838373 | node_intto1_8101801_200838374 | 123.738 | bal_3P_4/0AA | 8101801 | no | no |  |  | no |  |  | 0 | 0 | 0 | 0
oh_line_8101801_200838375 |  | ABCD | node_8101801_200838374 | node_8101801_200838375 | 147.575 | bal_3P_4/0AA | 8101801 | no | no |  |  | no |  |  | 0 | 0 | 0 | 0
oh_line_8101801_200838376 |  | ABCD | node_8101801_200838375 | node_8101801_200838376 | 128.036 | bal_3P_4/0AA | 8101801 | no | no |  |  | no |  |  | 0 | 0 | 0 | 0
oh_line_8101801_200838378 |  | ABCD | node_8101801_200838376 | node_8101801_200838378 | 127.105 | bal_3P_4/0AA | 8101801 | no | no |  |  | no |  |  | 0 | 0 | 0 | 0
oh_line_8101801_200838380 |  | ABCD | node_8101801_200838378 | node_8101801_200838380 | 129.389 | bal_3P_4/0AA | 8101801 | no | no |  |  | no |  |  | 0 | 0 | 0 | 0
oh_line_8101801_200838382 |  | ABCD | node_8101801_201063209 | node_8101801_200838382 | 132.946 | bal_3P_4/0AA | 8101801 | no | no |  |  | no |  |  | 0 | 0 | 0 | 0
oh_line_8101801_200838384 |  | ABCD | node_8101801_200838382 | node_8101801_200838384 | 130.235 | bal_3P_4/0AA | 8101801 | no | no |  |  | no |  |  | 0 | 0 | 0 | 0
oh_line_8101801_200838385 |  | ABCD | node_8101801_200838384 | node_8101801_200838385 | 106.08 | bal_3P_4/0AA | 8101801 | no | no |  |  | no |  |  | 0 | 0 | 0 | 0
oh_line_8101801_200838386 |  | ABCD | node_8101801_200838385 | node_8101801_200838386 | 153.29 | bal_3P_4/0AA | 8101801 | no | no |  |  | no |  |  | 0 | 0 | 0 | 0
oh_line_8101801_200838387 |  | ABCD | node_8101801_200838386 | node_8101801_200838387 | 139.698 | bal_3P_4/0AA | 8101801 | no | no |  |  | no |  |  | 0 | 0 | 0 | 0
oh_line_8101801_200838389 |  | ABCD | node_8101801_200838387 | node_8101801_200838389 | 154.494 | bal_3P_4/0AA | 8101801 | no | no |  |  | no |  |  | 0 | 0 | 0 | 0
oh_line_8101801_200838390 |  | ABCD | node_8101801_200838389 | node_8101801_200838390 | 124.081 | bal_3P_4/0AA | 8101801 | no | no |  |  | no |  |  | 0 | 0 | 0 | 0
oh_line_8101801_200838391 |  | ABCD | node_8101801_200838390 | node_8101801_200838391 | 161.044 | bal_3P_4/0AA | 8101801 | no | no |  |  | no |  |  | 0 | 0 | 0 | 0
oh_line_8101801_200838392 |  | ABCD | node_8101801_200838391 | node_8101801_200838392 | 118.82 | bal_3P_4/0AA | 8101801 | no | no |  |  | no |  |  | 0 | 0 | 0 | 0
oh_line_8101801_200838393-1 |  | ABCD | node_1424791_215_15267094_012 | node_8101801_200838393 | 9.986 | bal_3P_4/0AA | 8101801 | no | no |  |  | no |  |  | 0 | 0 | 0 | 0
oh_line_8101801_200838393-2 |  | ABCD | node_8101801_200838392 | node_1424791_215_15267094_012 | 100.561 | bal_3P_4/0AA | 8101801 | no | no |  |  | no |  |  | 0 | 0 | 0 | 0
oh_line_8101801_200838394 |  | ABCD | node_8101801_200838393 | node_8101801_200838394 | 168.581 | bal_3P_4/0AA | 8101801 | no | no |  |  | no |  |  | 0 | 0 | 0 | 0
oh_line_8101801_200838404 |  | ABCD | node_8101801_200838394 | node_8101801_200838404 | 163.505 | bal_3P_4/0AA | 8101801 | no | no |  |  | no |  |  | 0 | 0 | 0 | 0
oh_line_8101801_200838406 |  | ABCD | node_8101801_200838404 | node_8101801_200838406 | 164.854 | bal_3P_4/0AA | 8101801 | no | no |  |  | no |  |  | 0 | 0 | 0 | 0
oh_line_8101801_200838408 |  | ABCD | node_8101801_200838406 | node_8101801_200838408 | 165.434 | bal_3P_4/0AA | 8101801 | no | no |  |  | no |  |  | 0 | 0 | 0 | 0
oh_line_8101801_200838409 |  | ABCD | node_8101801_200838408 | node_8101801_200838409 | 84.571 | bal_3P_4/0AA | 8101801 | no | no |  |  | no |  |  | 0 | 0 | 0 | 0
oh_line_8101801_200838410 |  | ABCD | node_8101801_200838409 | node_8101801_200838410 | 136.021 | bal_3P_4/0AA | 8101801 | no | no |  |  | no |  |  | 0 | 0 | 0 | 0
oh_line_8101801_200838411 |  | ABCD | node_8101801_200838410 | node_8101801_200838411 | 131.373 | bal_3P_4/0AA | 8101801 | no | no |  |  | no |  |  | 0 | 0 | 0 | 0
oh_line_8101801_200838412 |  | ABCD | node_8101801_200838411 | node_8101801_200838412 | 131.853 | bal_3P_4/0AA | 8101801 | no | no |  |  | no |  |  | 0 | 0 | 0 | 0
oh_line_8101801_200838413 |  | ABCD | node_8101801_200838412 | node_8101801_200838413 | 145.261 | bal_3P_4/0AA | 8101801 | no | no |  |  | no |  |  | 0 | 0 | 0 | 0
oh_line_8101801_200838414 |  | ABCD | node_8101801_200838413 | node_8101801_200838414 | 146.764 | bal_3P_4/0AA | 8101801 | no | no |  |  | no |  |  | 0 | 0 | 0 | 0
oh_line_8101801_200838416 |  | ABCD | node_8101801_200838414 | node_8101801_200838416 | 155.777 | bal_3P_4/0AA | 8101801 | no | no |  |  | no |  |  | 0 | 0 | 0 | 0
oh_line_8101801_200838417 |  | ABCD | node_8101801_200838416 | node_8101801_200838417 | 156.791 | bal_3P_4/0AA | 8101801 | no | no |  |  | no |  |  | 0 | 0 | 0 | 0
oh_line_8101801_200838418 |  | ABCD | node_8101801_200838417 | node_8101801_200838418 | 151.113 | bal_3P_4/0AA | 8101801 | no | no |  |  | no |  |  | 0 | 0 | 0 | 0
oh_line_8101801_200838419 |  | AD | node_8101801_200838418 | node_8101801_200838419 | 83.75 | bal_1P_1/0AC | 8101801 | no | no |  |  | no |  |  | 0 | 0 | 0 | 0
oh_line_8101801_200838420 |  | AD | node_8101801_200838418 | node_8101801_200838420 | 329.387 | bal_1P_1/0AC | 8101801 | no | no |  |  | no |  |  | 0 | 0 | 0 | 0
oh_line_8101801_200838422 |  | ABCD | node_8101801_200838418 | node_8101801_200838422 | 128.357 | bal_3P_4/0AA | 8101801 | no | no |  |  | no |  |  | 0 | 0 | 0 | 0
oh_line_8101801_200838423 |  | ABCD | node_8101801_200838422 | node_8101801_200838423 | 128.847 | bal_3P_4/0AA | 8101801 | no | no |  |  | no |  |  | 0 | 0 | 0 | 0
oh_line_8101801_200838424 |  | ABCD | node_8101801_200838423 | node_8101801_200838424 | 127.846 | bal_3P_4/0AA | 8101801 | no | no |  |  | no |  |  | 0 | 0 | 0 | 0
oh_line_8101801_200838426 |  | ABCD | node_8101801_200838424 | node_8101801_200838426 | 86.269 | bal_3P_4/0AA | 8101801 | no | no |  |  | no |  |  | 0 | 0 | 0 | 0
oh_line_8101801_200838427 |  | ABCD | node_8101801_200838426 | node_8101801_200838427 | 179.207 | bal_3P_4/0AA | 8101801 | no | no |  |  | no |  |  | 0 | 0 | 0 | 0
oh_line_8101801_200838431 |  | ABCD | node_8101801_200838427 | node_8101801_200838431 | 161.934 | bal_3P_4/0AA | 8101801 | no | no |  |  | no |  |  | 0 | 0 | 0 | 0
oh_line_8101801_200838433 |  | ABCD | node_8101801_201038471 | node_8101801_200838433 | 173.281 | bal_3P_4/0AA | 8101801 | no | no |  |  | no |  |  | 0 | 0 | 0 | 0
oh_line_8101801_200838434 |  | ABCD | node_8101801_200838433 | node_8101801_200838434 | 198.221 | bal_3P_4/0AA | 8101801 | no | no |  |  | no |  |  | 0 | 0 | 0 | 0
oh_line_8101801_200838435 |  | ABCD | node_8101801_200838434 | node_8101801_200838435 | 123.158 | bal_3P_4/0AA | 8101801 | no | no |  |  | no |  |  | 0 | 0 | 0 | 0
oh_line_8101801_200838437 |  | ABCD | node_8101801_200838435 | node_8101801_200838437 | 134.142 | bal_3P_4/0AA | 8101801 | no | no |  |  | no |  |  | 0 | 0 | 0 | 0
oh_line_8101801_200838438 |  | ABCD | node_8101801_200838437 | node_8101801_200838438 | 132.877 | bal_3P_4/0AA | 8101801 | no | no |  |  | no |  |  | 0 | 0 | 0 | 0
oh_line_8101801_200838439 |  | ABCD | node_8101801_200838438 | node_8101801_200838439 | 102.47 | bal_3P_4/0AA | 8101801 | no | no |  |  | no |  |  | 0 | 0 | 0 | 0
oh_line_8101801_200838440 |  | ABCD | node_8101801_200838439 | node_8101801_200838440 | 171 | bal_3P_4/0AA | 8101801 | no | no |  |  | no |  |  | 0 | 0 | 0 | 0
oh_line_8101801_200838442 |  | ABCD | node_8101801_200838440 | node_8101801_200838442 | 157.865 | bal_3P_4/0AA | 8101801 | no | no |  |  | no |  |  | 0 | 0 | 0 | 0
oh_line_8101801_200838443 |  | ABCD | node_8101801_200838442 | node_8101801_200838443 | 150.082 | bal_3P_4/0AA | 8101801 | no | no |  |  | no |  |  | 0 | 0 | 0 | 0
oh_line_8101801_200838444 |  | ABCD | node_8101801_200838443 | node_8101801_200838444 | 146.197 | bal_3P_4/0AA | 8101801 | no | no |  |  | no |  |  | 0 | 0 | 0 | 0
oh_line_8101801_200838445 |  | ABCD | node_8101801_200838444 | node_8101801_200838445 | 152.848 | bal_3P_4/0AA | 8101801 | no | no |  |  | no |  |  | 0 | 0 | 0 | 0
oh_line_8101801_200838446 |  | ABCD | node_8101801_200838445 | node_8101801_200838446 | 138.442 | bal_3P_4/0AA | 8101801 | no | no |  |  | no |  |  | 0 | 0 | 0 | 0
oh_line_8101801_200838450 |  | ABCD | node_8101801_200951161 | node_intto1_8101801_200838450 | 122.086 | bal_3P_1/0AA | 8101801 | no | no |  |  | no |  |  | 0 | 0 | 0 | 0
oh_line_8101801_200838453 |  | ABCD | node_8101801_200948541 | node_8101801_200838453 | 201.633 | bal_3P_1/0AA | 8101801 | no | no |  |  | no |  |  | 0 | 0 | 0 | 0
oh_line_8101801_200838454 |  | ABCD | node_8101801_200838453 | node_8101801_200838454 | 280.53 | bal_3P_1/0AA | 8101801 | no | no |  |  | no |  |  | 0 | 0 | 0 | 0
oh_line_8101801_200838455 |  | ABCD | node_8101801_200838454 | node_8101801_200838455 | 299.248 | bal_3P_1/0AA | 8101801 | no | no |  |  | no |  |  | 0 | 0 | 0 | 0
oh_line_8101801_200838456 |  | ABCD | node_8101801_200838455 | node_8101801_200838456 | 185.36 | bal_3P_1/0AA | 8101801 | no | no |  |  | no |  |  | 0 | 0 | 0 | 0
oh_line_8101801_200838457 |  | ABCD | node_8101801_200838456 | node_8101801_200838457 | 199.281 | bal_3P_1/0AA | 8101801 | no | no |  |  | no |  |  | 0 | 0 | 0 | 0
oh_line_8101801_200838459 |  | ABCD | node_8101801_200838457 | node_8101801_200838459 | 205.288 | bal_3P_1/0AA | 8101801 | no | no |  |  | no |  |  | 0 | 0 | 0 | 0
oh_line_8101801_200838460 |  | ABCD | node_8101801_200838459 | node_8101801_200838460 | 188.283 | bal_3P_1/0AA | 8101801 | no | no |  |  | no |  |  | 0 | 0 | 0 | 0
oh_line_8101801_200838461 |  | ABCD | node_8101801_200838460 | node_8101801_200838461 | 240.427 | bal_3P_1/0AA | 8101801 | no | no |  |  | no |  |  | 0 | 0 | 0 | 0
oh_line_8101801_200838463 |  | ABCD | node_8101801_200838461 | node_8101801_200838463 | 210.153 | bal_3P_1/0AA | 8101801 | no | no |  |  | no |  |  | 0 | 0 | 0 | 0
oh_line_8101801_200838465 |  | ABCD | node_8101801_200838463 | node_8101801_200838465 | 219.316 | bal_3P_1/0AA | 8101801 | no | no |  |  | no |  |  | 0 | 0 | 0 | 0
oh_line_8101801_200838466 |  | ABCD | node_8101801_200838465 | node_8101801_200838466 | 233.906 | bal_3P_1/0AA | 8101801 | no | no |  |  | no |  |  | 0 | 0 | 0 | 0
oh_line_8101801_200838467 |  | ABCD | node_8101801_200838466 | node_8101801_200838467 | 232.227 | bal_3P_1/0AA | 8101801 | no | no |  |  | no |  |  | 0 | 0 | 0 | 0
oh_line_8101801_200838468 |  | ABCD | node_8101801_200838467 | node_intto1_8101801_200838468 | 245.853 | bal_3P_1/0AA | 8101801 | no | no |  |  | no |  |  | 0 | 0 | 0 | 0
oh_line_8101801_200838469 |  | ABCD | node_8101801_200838468 | node_8101801_200838469 | 131.316 | bal_3P_1/0AA | 8101801 | no | no |  |  | no |  |  | 0 | 0 | 0 | 0
oh_line_8101801_200838472 |  | ABCD | node_8101801_201063211 | node_8101801_200838472 | 264.682 | bal_3P_1/0AA | 8101801 | no | no |  |  | no |  |  | 0 | 0 | 0 | 0
oh_line_8101801_200838473 |  | ABCD | node_8101801_200838472 | node_8101801_200838473 | 256.741 | bal_3P_1/0AA | 8101801 | no | no |  |  | no |  |  | 0 | 0 | 0 | 0
oh_line_8101801_200838474 |  | AD | node_8101801_200838473 | node_8101801_200838474 | 219.252 | bal_1P_1/0AA | 8101801 | no | no |  |  | no |  |  | 0 | 0 | 0 | 0
oh_line_8101801_200838476 |  | AD | node_8101801_200979063 | node_8101801_200838476 | 227.846 | bal_1P_1/0AA | 8101801 | no | no |  |  | no |  |  | 0 | 0 | 0 | 0
oh_line_8101801_200838478 |  | AD | node_8101801_200838476 | node_8101801_200838478 | 179.072 | bal_1P_1/0AC | 8101801 | no | no |  |  | no |  |  | 0 | 0 | 0 | 0
oh_line_8101801_200838479 |  | AD | node_8101801_200838478 | node_8101801_200838479 | 356.804 | bal_1P_1/0AC | 8101801 | no | no |  |  | no |  |  | 0 | 0 | 0 | 0
oh_line_8101801_200838480 |  | AD | node_8101801_200838479 | node_8101801_200838480 | 302.204 | bal_1P_1/0AA | 8101801 | no | no |  |  | no |  |  | 0 | 0 | 0 | 0
oh_line_8101801_200838483 |  | AD | node_8101801_200838480 | node_8101801_200838483 | 219.363 | bal_1P_1/0AA | 8101801 | no | no |  |  | no |  |  | 0 | 0 | 0 | 0
oh_line_8101801_200838484 |  | AD | node_8101801_200838483 | node_8101801_200838484 | 240.418 | bal_1P_1/0AA | 8101801 | no | no |  |  | no |  |  | 0 | 0 | 0 | 0
oh_line_8101801_200838485 |  | AD | node_8101801_200838484 | node_8101801_200838485 | 188.79 | bal_1P_1/0AA | 8101801 | no | no |  |  | no |  |  | 0 | 0 | 0 | 0
oh_line_8101801_200838486 |  | AD | node_8101801_200838485 | node_8101801_200838486 | 169.714 | bal_1P_1/0AA | 8101801 | no | no |  |  | no |  |  | 0 | 0 | 0 | 0
oh_line_8101801_200838487 |  | AD | node_8101801_200838486 | node_8101801_200838487 | 215.705 | bal_1P_1/0AA | 8101801 | no | no |  |  | no |  |  | 0 | 0 | 0 | 0
oh_line_8101801_200838488 |  | AD | node_8101801_200838484 | node_8101801_200838488 | 210.348 | bal_1P_1/0AA | 8101801 | no | no |  |  | no |  |  | 0 | 0 | 0 | 0
oh_line_8101801_200838489 |  | AD | node_8101801_200838488 | node_8101801_200838489 | 177.957 | bal_1P_1/0AA | 8101801 | no | no |  |  | no |  |  | 0 | 0 | 0 | 0
oh_line_8101801_200838490 |  | AD | node_8101801_200838489 | node_8101801_200838490 | 170.793 | bal_1P_1/0AA | 8101801 | no | no |  |  | no |  |  | 0 | 0 | 0 | 0
oh_line_8101801_200838493 |  | AD | node_8101801_200838490 | node_8101801_200838493 | 176.84 | bal_1P_1/0AA | 8101801 | no | no |  |  | no |  |  | 0 | 0 | 0 | 0
oh_line_8101801_200838494 |  | AD | node_8101801_200838493 | node_8101801_200838494 | 185.525 | bal_1P_1/0AA | 8101801 | no | no |  |  | no |  |  | 0 | 0 | 0 | 0
oh_line_8101801_200838496 |  | AD | node_8101801_200838494 | node_8101801_200838496 | 130.68 | bal_1P_1/0AA | 8101801 | no | no |  |  | no |  |  | 0 | 0 | 0 | 0
oh_line_8101801_200838497 |  | AD | node_8101801_200838496 | node_8101801_200838497 | 164.473 | bal_1P_1/0AA | 8101801 | no | no |  |  | no |  |  | 0 | 0 | 0 | 0
oh_line_8101801_200838499 |  | AD | node_8101801_200838497 | node_8101801_200838499 | 143.673 | bal_1P_1/0AA | 8101801 | no | no |  |  | no |  |  | 0 | 0 | 0 | 0
oh_line_8101801_200838500 |  | AD | node_8101801_200838499 | node_8101801_200838500 | 77.347 | bal_1P_1/0AA | 8101801 | no | no |  |  | no |  |  | 0 | 0 | 0 | 0
oh_line_8101801_200838501-1 |  | AD | node_220465117 | node_8101801_200838501 | 4.128 | bal_1P_1/0AC | 8101801 | no | no |  |  | no |  |  | 0 | 0 | 0 | 0
oh_line_8101801_200838501-2 |  | AD | node_311908051 | node_intto1_220465117 | 4.618 | bal_1P_1/0AC | 8101801 | no | no |  |  | no |  |  | 0 | 0 | 0 | 0
oh_line_8101801_200838501-3 |  | AD | node_311874726 | node_intto1_311908051 | 45.979 | bal_1P_1/0AC | 8101801 | no | no |  |  | no |  |  | 0 | 0 | 0 | 0
oh_line_8101801_200838501-4 |  | AD | node_8101801_200838500 | node_intto1_311874726 | 4.099 | bal_1P_1/0AC | 8101801 | no | no |  |  | no |  |  | 0 | 0 | 0 | 0
oh_line_8101801_200838502 |  | AD | node_8101801_200838500 | node_8101801_200838502 | 77.221 | bal_1P_1/0AA | 8101801 | no | no |  |  | no |  |  | 0 | 0 | 0 | 0
oh_line_8101801_200838503 |  | AD | node_8101801_200838502 | node_8101801_200838503 | 128.1 | bal_1P_1/0AA | 8101801 | no | no |  |  | no |  |  | 0 | 0 | 0 | 0
oh_line_8101801_200838504 |  | AD | node_8101801_200838503 | node_8101801_200838504 | 113.917 | bal_1P_1/0AA | 8101801 | no | no |  |  | no |  |  | 0 | 0 | 0 | 0
oh_line_8101801_200838505 |  | AD | node_8101801_200838504 | node_8101801_200838505 | 137.082 | bal_1P_1/0AA | 8101801 | no | no |  |  | no |  |  | 0 | 0 | 0 | 0
oh_line_8101801_200838506 |  | AD | node_8101801_200838505 | node_8101801_200838506 | 172.607 | bal_1P_1/0AA | 8101801 | no | no |  |  | no |  |  | 0 | 0 | 0 | 0
oh_line_8101801_200838507 |  | AD | node_8101801_200838506 | node_8101801_200838507 | 124.165 | bal_1P_1/0AA | 8101801 | no | no |  |  | no |  |  | 0 | 0 | 0 | 0
oh_line_8101801_200838508 |  | AD | node_8101801_200838507 | node_8101801_200838508 | 90.042 | bal_1P_1/0AA | 8101801 | no | no |  |  | no |  |  | 0 | 0 | 0 | 0
oh_line_8101801_200838510 |  | AD | node_8101801_200838508 | node_8101801_200838510 | 151.725 | bal_1P_1/0AA | 8101801 | no | no |  |  | no |  |  | 0 | 0 | 0 | 0
oh_line_8101801_200838511 |  | AD | node_8101801_200838510 | node_intto1_8101801_200838511 | 155.38 | bal_1P_1/0AA | 8101801 | no | no |  |  | no |  |  | 0 | 0 | 0 | 0
oh_line_8101801_200838512 |  | AD | node_8101801_200838511 | node_8101801_200838512 | 157.124 | bal_1P_1/0AA | 8101801 | no | no |  |  | no |  |  | 0 | 0 | 0 | 0
oh_line_8101801_200838513-1 |  | AD | node_1433708_058_15257051_17 | node_8101801_200838513 | 21.203 | bal_1P_1/0AA | 8101801 | no | no |  |  | no |  |  | 0 | 0 | 0 | 0
oh_line_8101801_200838513-2 |  | AD | node_8101801_200838512 | node_1433708_058_15257051_17 | 130.083 | bal_1P_1/0AA | 8101801 | no | no |  |  | no |  |  | 0 | 0 | 0 | 0
oh_line_8101801_200838514 |  | AD | node_8101801_200838513 | node_8101801_200838514 | 141.206 | bal_1P_1/0AA | 8101801 | no | no |  |  | no |  |  | 0 | 0 | 0 | 0
oh_line_8101801_200838515 |  | AD | node_8101801_200838514 | node_8101801_200838515 | 135.474 | bal_1P_1/0AA | 8101801 | no | no |  |  | no |  |  | 0 | 0 | 0 | 0
oh_line_8101801_200838516 |  | AD | node_8101801_200838515 | node_8101801_200838516 | 134.557 | bal_1P_1/0AA | 8101801 | no | no |  |  | no |  |  | 0 | 0 | 0 | 0
oh_line_8101801_200838517 |  | AD | node_8101801_200838516 | node_8101801_200838517 | 30.85 | bal_1P_1/0AA | 8101801 | no | no |  |  | no |  |  | 0 | 0 | 0 | 0
oh_line_8101801_200838518 |  | AD | node_8101801_200838517 | node_8101801_200838518 | 317.454 | bal_1P_1/0AA | 8101801 | no | no |  |  | no |  |  | 0 | 0 | 0 | 0
oh_line_8101801_200838519 |  | AD | node_8101801_200838516 | node_8101801_200838519 | 121.798 | bal_1P_1/0AA | 8101801 | no | no |  |  | no |  |  | 0 | 0 | 0 | 0
oh_line_8101801_200838522 |  | AD | node_8101801_200838519 | node_8101801_200838522 | 172.02 | bal_1P_1/0AA | 8101801 | no | no |  |  | no |  |  | 0 | 0 | 0 | 0
oh_line_8101801_200838523 |  | AD | node_8101801_200838522 | node_8101801_200838523 | 176.036 | bal_1P_1/0AA | 8101801 | no | no |  |  | no |  |  | 0 | 0 | 0 | 0
oh_line_8101801_200838524 |  | AD | node_8101801_200838523 | node_8101801_200838524 | 88.643 | bal_1P_2AC | 8101801 | no | no |  |  | no |  |  | 0 | 0 | 0 | 0
oh_line_8101801_200838525 |  | AD | node_8101801_200838524 | node_intto1_8101801_200838525 | 305.055 | bal_1P_2AC | 8101801 | no | no |  |  | no |  |  | 0 | 0 | 0 | 0
oh_line_8101801_200838526 |  | AD | node_8101801_200838525 | node_8101801_200838526 | 202.501 | bal_1P_2AC | 8101801 | no | no |  |  | no |  |  | 0 | 0 | 0 | 0
oh_line_8101801_200838527 |  | AD | node_8101801_200838523 | node_8101801_200838527 | 93.264 | bal_1P_2AC | 8101801 | no | no |  |  | no |  |  | 0 | 0 | 0 | 0
oh_line_8101801_200838529 |  | AD | node_8101801_200838523 | node_8101801_200838529 | 155.727 | bal_1P_1/0AA | 8101801 | no | no |  |  | no |  |  | 0 | 0 | 0 | 0
oh_line_8101801_200838530 |  | AD | node_8101801_200838529 | node_8101801_200838530 | 147.073 | bal_1P_1/0AA | 8101801 | no | no |  |  | no |  |  | 0 | 0 | 0 | 0
oh_line_8101801_200838532 |  | AD | node_8101801_200838530 | node_8101801_200838532 | 121.178 | bal_1P_1/0AA | 8101801 | no | no |  |  | no |  |  | 0 | 0 | 0 | 0
oh_line_8101801_200838533 |  | AD | node_8101801_200838532 | node_8101801_200838533 | 175.382 | bal_1P_1/0AA | 8101801 | no | no |  |  | no |  |  | 0 | 0 | 0 | 0
oh_line_8101801_200838534 |  | AD | node_8101801_200838533 | node_8101801_200838534 | 27.22 | bal_1P_2AC | 8101801 | no | no |  |  | no |  |  | 0 | 0 | 0 | 0
oh_line_8101801_200838537 |  | AD | node_8101801_201026946 | node_8101801_200838537 | 148.947 | bal_1P_1/0AA | 8101801 | no | no |  |  | no |  |  | 0 | 0 | 0 | 0
oh_line_8101801_200838538 |  | AD | node_8101801_200838537 | node_8101801_200838538 | 134.659 | bal_1P_1/0AA | 8101801 | no | no |  |  | no |  |  | 0 | 0 | 0 | 0
oh_line_8101801_200838541 |  | AD | node_8101801_200838538 | node_8101801_200838541 | 163.369 | bal_1P_1/0AA | 8101801 | no | no |  |  | no |  |  | 0 | 0 | 0 | 0
oh_line_8101801_200838760 |  | ABCD | node_8101801_200838366 | node_8101801_200838760 | 57.543 | bal_3P_4CU | 8101801 | no | no |  |  | no |  |  | 0 | 0 | 0 | 0
oh_line_8101801_200838761 |  | ABCD | node_8101801_200838760 | node_8101801_200838761 | 183.76 | bal_3P_2AC | 8101801 | no | no |  |  | no |  |  | 0 | 0 | 0 | 0
oh_line_8101801_200838762 |  | ABCD | node_8101801_200838761 | node_intto1_8101801_200838762 | 133.317 | bal_3P_2AC | 8101801 | no | no |  |  | no |  |  | 0 | 0 | 0 | 0
oh_line_8101801_200838764 |  | ABCD | node_8101801_200838762 | node_8101801_200838764 | 182.812 | bal_3P_2AC | 8101801 | no | no |  |  | no |  |  | 0 | 0 | 0 | 0
oh_line_8101801_200838765 |  | ABCD | node_8101801_200838764 | node_8101801_200838765 | 102.74 | bal_3P_2AC | 8101801 | no | no |  |  | no |  |  | 0 | 0 | 0 | 0
oh_line_8101801_200838767 |  | ABCD | node_8101801_200838765 | node_8101801_200838767 | 202.294 | bal_3P_2AC | 8101801 | no | no |  |  | no |  |  | 0 | 0 | 0 | 0
oh_line_8101801_200838768 |  | ABCD | node_8101801_200838767 | node_8101801_200838768 | 208.539 | bal_3P_2AC | 8101801 | no | no |  |  | no |  |  | 0 | 0 | 0 | 0
oh_line_8101801_200838770 |  | ABCD | node_8101801_200838768 | node_8101801_200838770 | 138.609 | bal_3P_2AC | 8101801 | no | no |  |  | no |  |  | 0 | 0 | 0 | 0
oh_line_8101801_200838771 |  | ABCD | node_8101801_200838770 | node_intto1_8101801_200838771 | 241.666 | bal_3P_2AC | 8101801 | no | no |  |  | no |  |  | 0 | 0 | 0 | 0
oh_line_8101801_200838772 |  | ABCD | node_8101801_200838771 | node_intto1_8101801_200838772 | 58.466 | bal_3P_2AC | 8101801 | no | no |  |  | no |  |  | 0 | 0 | 0 | 0
oh_line_8101801_200838774 |  | AD | node_8101801_200838768 | node_8101801_200838774 | 74.568 | bal_1P_2AC | 8101801 | no | no |  |  | no |  |  | 0 | 0 | 0 | 0
oh_line_8101801_200838775 |  | AD | node_8101801_200838774 | node_8101801_200838775 | 137.991 | bal_1P_2AC | 8101801 | no | no |  |  | no |  |  | 0 | 0 | 0 | 0
oh_line_8101801_200838776 |  | AD | node_8101801_200838775 | node_intto1_8101801_200838776 | 136.609 | bal_1P_2AC | 8101801 | no | no |  |  | no |  |  | 0 | 0 | 0 | 0
oh_line_8101801_200838778 |  | AD | node_8101801_200838776 | node_8101801_200838778 | 160.605 | bal_1P_2AC | 8101801 | no | no |  |  | no |  |  | 0 | 0 | 0 | 0
oh_line_8101801_200838782 |  | AD | node_8101801_200838424 | node_intto1_8101801_200838782 | 141.768 | bal_1P_2AC | 8101801 | no | no |  |  | no |  |  | 0 | 0 | 0 | 0
oh_line_8101801_200838783 |  | AD | node_8101801_200838782 | node_8101801_200838783 | 206.209 | bal_1P_2AC | 8101801 | no | no |  |  | no |  |  | 0 | 0 | 0 | 0
oh_line_8101801_200838784 |  | AD | node_8101801_200838783 | node_8101801_200838784 | 247.658 | bal_1P_2AC | 8101801 | no | no |  |  | no |  |  | 0 | 0 | 0 | 0
oh_line_8101801_200838785 |  | AD | node_8101801_200838784 | node_8101801_200838785 | 148.658 | bal_1P_2AC | 8101801 | no | no |  |  | no |  |  | 0 | 0 | 0 | 0
oh_line_8101801_200838786 |  | AD | node_8101801_200838785 | node_8101801_200838786 | 111.639 | bal_1P_4CU | 8101801 | no | no |  |  | no |  |  | 0 | 0 | 0 | 0
oh_line_8101801_200838789 |  | ABCD | node_8101801_200838446 | node_8101801_200838789 | 244.803 | bal_3P_1/0AA | 8101801 | no | no |  |  | no |  |  | 0 | 0 | 0 | 0
oh_line_8101801_200838791 |  | ABCD | node_8101801_200838789 | node_intto1_8101801_200838791 | 182.401 | bal_3P_1/0AA | 8101801 | no | no |  |  | no |  |  | 0 | 0 | 0 | 0
oh_line_8101801_200838792 |  | AD | node_8101801_200838817 | node_8101801_200838792 | 295.184 | bal_1P_8DCW | 8101801 | no | no |  |  | no |  |  | 0 | 0 | 0 | 0
oh_line_8101801_200838794 |  | AD | node_8101801_200838792 | node_8101801_200838794 | 136.322 | bal_1P_1/0AC | 8101801 | no | no |  |  | no |  |  | 0 | 0 | 0 | 0
oh_line_8101801_200838795 |  | ABCD | node_8101801_200838791 | node_8101801_200838795 | 200.503 | bal_3P_1/0AA | 8101801 | no | no |  |  | no |  |  | 0 | 0 | 0 | 0
oh_line_8101801_200838798 |  | ABCD | node_8101801_200838795 | node_8101801_200838798 | 194.539 | bal_3P_1/0AA | 8101801 | no | no |  |  | no |  |  | 0 | 0 | 0 | 0
oh_line_8101801_200838799 |  | ABCD | node_8101801_200838798 | node_8101801_200838799 | 212.531 | bal_3P_1/0AA | 8101801 | no | no |  |  | no |  |  | 0 | 0 | 0 | 0
oh_line_8101801_200838801 |  | ABCD | node_8101801_200838799 | node_8101801_200838801 | 183.941 | bal_3P_1/0AA | 8101801 | no | no |  |  | no |  |  | 0 | 0 | 0 | 0
oh_line_8101801_200838802 |  | ABCD | node_8101801_200838801 | node_8101801_200838802 | 206.981 | bal_3P_1/0AA | 8101801 | no | no |  |  | no |  |  | 0 | 0 | 0 | 0
oh_line_8101801_200838805 |  | ABCD | node_8101801_200838802 | node_8101801_200838805 | 164.954 | bal_3P_1/0AA | 8101801 | no | no |  |  | no |  |  | 0 | 0 | 0 | 0
oh_line_8101801_200838806 |  | ABCD | node_8101801_200838805 | node_8101801_200838806 | 216.442 | bal_3P_1/0AA | 8101801 | no | no |  |  | no |  |  | 0 | 0 | 0 | 0
oh_line_8101801_200838808 |  | ABCD | node_8101801_200838806 | node_8101801_200838808 | 176.858 | bal_3P_1/0AA | 8101801 | no | no |  |  | no |  |  | 0 | 0 | 0 | 0
oh_line_8101801_200838809 |  | ABCD | node_8101801_200838808 | node_8101801_200838809 | 223.249 | bal_3P_1/0AA | 8101801 | no | no |  |  | no |  |  | 0 | 0 | 0 | 0
oh_line_8101801_200838811 |  | ABCD | node_8101801_200838809 | node_8101801_200838811 | 147.018 | bal_3P_1/0AA | 8101801 | no | no |  |  | no |  |  | 0 | 0 | 0 | 0
oh_line_8101801_200838812 |  | AD | node_8101801_200838811 | node_8101801_200838812 | 158.705 | bal_1P_8DCW | 8101801 | no | no |  |  | no |  |  | 0 | 0 | 0 | 0
oh_line_8101801_200838815 |  | AD | node_8101801_200950746 | node_8101801_200838815 | 309.548 | bal_1P_8DCW | 8101801 | no | no |  |  | no |  |  | 0 | 0 | 0 | 0
oh_line_8101801_200838817 |  | AD | node_8101801_200838815 | node_8101801_200838817 | 285.775 | bal_1P_8DCW | 8101801 | no | no |  |  | no |  |  | 0 | 0 | 0 | 0
oh_line_8101801_200838819 |  | AD | node_8101801_200838508 | node_8101801_200838819 | 126.143 | bal_1P_2AC | 8101801 | no | no |  |  | no |  |  | 0 | 0 | 0 | 0
oh_line_8101801_200838821 |  | AD | node_8101801_200838819 | node_intto1_8101801_200838821 | 203.06 | bal_1P_2AC | 8101801 | no | no |  |  | no |  |  | 0 | 0 | 0 | 0
oh_line_8101801_200838824 |  | AD | node_8101801_200838851 | node_8101801_200838824 | 315.511 | bal_1P_2AC | 8101801 | no | no |  |  | no |  |  | 0 | 0 | 0 | 0
oh_line_8101801_200838825 |  | AD | node_8101801_200838824 | node_8101801_200838825 | 348.514 | bal_1P_2AC | 8101801 | no | no |  |  | no |  |  | 0 | 0 | 0 | 0
oh_line_8101801_200838826 |  | AD | node_8101801_200838825 | node_8101801_200838826 | 207.343 | bal_1P_2AC | 8101801 | no | no |  |  | no |  |  | 0 | 0 | 0 | 0
oh_line_8101801_200838827 |  | AD | node_8101801_200838826 | node_8101801_200838827 | 179.909 | bal_1P_2AC | 8101801 | no | no |  |  | no |  |  | 0 | 0 | 0 | 0
oh_line_8101801_200838828 |  | AD | node_8101801_200838827 | node_8101801_200838828 | 164.242 | bal_1P_2AC | 8101801 | no | no |  |  | no |  |  | 0 | 0 | 0 | 0
oh_line_8101801_200838830 |  | AD | node_8101801_200838828 | node_8101801_200838830 | 227.575 | bal_1P_2AC | 8101801 | no | no |  |  | no |  |  | 0 | 0 | 0 | 0
oh_line_8101801_200838831 |  | AD | node_8101801_200838830 | node_8101801_200838831 | 366.608 | bal_1P_2AC | 8101801 | no | no |  |  | no |  |  | 0 | 0 | 0 | 0
oh_line_8101801_200838832 |  | AD | node_8101801_200838831 | node_8101801_200838832 | 374.076 | bal_1P_2AC | 8101801 | no | no |  |  | no |  |  | 0 | 0 | 0 | 0
oh_line_8101801_200838833 |  | AD | node_8101801_200838832 | node_8101801_200838833 | 325.864 | bal_1P_2AC | 8101801 | no | no |  |  | no |  |  | 0 | 0 | 0 | 0
oh_line_8101801_200838834 |  | AD | node_8101801_200838833 | node_8101801_200838834 | 175.841 | bal_1P_2AC | 8101801 | no | no |  |  | no |  |  | 0 | 0 | 0 | 0
oh_line_8101801_200838835 |  | AD | node_8101801_200838834 | node_8101801_200838835 | 62.056 | bal_1P_2AC | 8101801 | no | no |  |  | no |  |  | 0 | 0 | 0 | 0
oh_line_8101801_200838836 |  | AD | node_8101801_200838833 | node_8101801_200838836 | 386.321 | bal_1P_2AC | 8101801 | no | no |  |  | no |  |  | 0 | 0 | 0 | 0
oh_line_8101801_200838837 |  | AD | node_8101801_200838821 | node_8101801_200838837 | 197.72 | bal_1P_2AC | 8101801 | no | no |  |  | no |  |  | 0 | 0 | 0 | 0
oh_line_8101801_200838838 |  | AD | node_8101801_200838837 | node_8101801_200838838 | 265.854 | bal_1P_2AC | 8101801 | no | no |  |  | no |  |  | 0 | 0 | 0 | 0
oh_line_8101801_200838839 |  | AD | node_8101801_200838838 | node_8101801_200838839 | 260.549 | bal_1P_2AC | 8101801 | no | no |  |  | no |  |  | 0 | 0 | 0 | 0
oh_line_8101801_200838840 |  | AD | node_8101801_200838839 | node_8101801_200838840 | 247.117 | bal_1P_2AC | 8101801 | no | no |  |  | no |  |  | 0 | 0 | 0 | 0
oh_line_8101801_200838841 |  | AD | node_8101801_200838840 | node_8101801_200838841 | 273.065 | bal_1P_2AC | 8101801 | no | no |  |  | no |  |  | 0 | 0 | 0 | 0
oh_line_8101801_200838842 |  | AD | node_8101801_200838840 | node_8101801_200838842 | 127.543 | bal_1P_2AC | 8101801 | no | no |  |  | no |  |  | 0 | 0 | 0 | 0
oh_line_8101801_200838843 |  | AD | node_8101801_200838842 | node_8101801_200838843 | 101.055 | bal_1P_2AC | 8101801 | no | no |  |  | no |  |  | 0 | 0 | 0 | 0
oh_line_8101801_200838845 |  | AD | node_8101801_200838844 | node_8101801_200838845 | 64.403 | bal_1P_1/0AA | 8101801 | no | no |  |  | no |  |  | 0 | 0 | 0 | 0
oh_line_8101801_200838846 |  | AD | node_8101801_200838845 | node_8101801_200838846 | 276.164 | bal_1P_1/0AA | 8101801 | no | no |  |  | no |  |  | 0 | 0 | 0 | 0
oh_line_8101801_200838847 |  | AD | node_8101801_200838844 | node_intto1_8101801_200838847 | 163.533 | bal_1P_1/0AA | 8101801 | no | no |  |  | no |  |  | 0 | 0 | 0 | 0
oh_line_8101801_200838848 |  | AD | node_8101801_200838847 | node_8101801_200838848 | 292.306 | bal_1P_1/0AA | 8101801 | no | no |  |  | no |  |  | 0 | 0 | 0 | 0
oh_line_8101801_200838849 |  | AD | node_8101801_200838848 | node_8101801_200838849 | 345.23 | bal_1P_1/0AA | 8101801 | no | no |  |  | no |  |  | 0 | 0 | 0 | 0
oh_line_8101801_200838850 |  | AD | node_8101801_200838849 | node_8101801_200838850 | 349.978 | bal_1P_1/0AA | 8101801 | no | no |  |  | no |  |  | 0 | 0 | 0 | 0
oh_line_8101801_200838851 |  | AD | node_8101801_200838850 | node_8101801_200838851 | 297.31 | bal_1P_1/0AA | 8101801 | no | no |  |  | no |  |  | 0 | 0 | 0 | 0
oh_line_8101801_200867990 |  | AD | node_8101801_200836452 | node_8101801_200867990 | 263.307 | bal_1P_4ACW | 8101801 | no | no |  |  | no |  |  | 0 | 0 | 0 | 0
oh_line_8101801_200867991 |  | AD | node_8101801_200867990 | node_8101801_200867991 | 89.622 | bal_1P_4ACW | 8101801 | no | no |  |  | no |  |  | 0 | 0 | 0 | 0
oh_line_8101801_200867992 |  | AD | node_8101801_200867991 | node_8101801_200867992 | 307.906 | bal_1P_1/0AA | 8101801 | no | no |  |  | no |  |  | 0 | 0 | 0 | 0
oh_line_8101801_200867993 |  | AD | node_8101801_200867992 | node_8101801_200867993 | 297.054 | bal_1P_1/0AA | 8101801 | no | no |  |  | no |  |  | 0 | 0 | 0 | 0
oh_line_8101801_200867996 |  | AD | node_8101801_200867993 | node_8101801_200867996 | 302.941 | bal_1P_1/0AA | 8101801 | no | no |  |  | no |  |  | 0 | 0 | 0 | 0
oh_line_8101801_200867997 |  | AD | node_8101801_200867996 | node_8101801_200867997 | 422.527 | bal_1P_1/0AA | 8101801 | no | no |  |  | no |  |  | 0 | 0 | 0 | 0
oh_line_8101801_200868000 |  | AD | node_8101801_200836453 | node_8101801_200868000 | 102.979 | bal_1P_2AC | 8101801 | no | no |  |  | no |  |  | 0 | 0 | 0 | 0
oh_line_8101801_200868001 |  | AD | node_8101801_200836464 | node_8101801_200868001 | 414.161 | bal_1P_2AC | 8101801 | no | no |  |  | no |  |  | 0 | 0 | 0 | 0
oh_line_8101801_200870441 |  | AD | node_8101801_200838836 | node_8101801_200870441 | 194.241 | bal_1P_2AC | 8101801 | no | no |  |  | no |  |  | 0 | 0 | 0 | 0
oh_line_8101801_200870442 |  | AD | node_8101801_200870441 | node_8101801_200870442 | 128.223 | bal_1P_1/0AA | 8101801 | no | no |  |  | no |  |  | 0 | 0 | 0 | 0
oh_line_8101801_200870443 |  | AD | node_8101801_200870442 | node_8101801_200870443 | 151.441 | bal_1P_1/0AA | 8101801 | no | no |  |  | no |  |  | 0 | 0 | 0 | 0
oh_line_8101801_200870444 |  | AD | node_8101801_200870443 | node_8101801_200870444 | 179.043 | bal_1P_1/0AA | 8101801 | no | no |  |  | no |  |  | 0 | 0 | 0 | 0
oh_line_8101801_200870445 |  | AD | node_8101801_200870444 | node_8101801_200870445 | 245.601 | bal_1P_1/0AA | 8101801 | no | no |  |  | no |  |  | 0 | 0 | 0 | 0
oh_line_8101801_200870446 |  | AD | node_8101801_200870445 | node_8101801_200870446 | 261.797 | bal_1P_1/0AA | 8101801 | no | no |  |  | no |  |  | 0 | 0 | 0 | 0
oh_line_8101801_200870447 |  | AD | node_8101801_200870446 | node_8101801_200870447 | 258.142 | bal_1P_1/0AA | 8101801 | no | no |  |  | no |  |  | 0 | 0 | 0 | 0
oh_line_8101801_200870448 |  | AD | node_8101801_200870447 | node_8101801_200870448 | 231.284 | bal_1P_1/0AA | 8101801 | no | no |  |  | no |  |  | 0 | 0 | 0 | 0
oh_line_8101801_200870449 |  | AD | node_8101801_200870448 | node_8101801_200870449 | 158.707 | bal_1P_1/0AA | 8101801 | no | no |  |  | no |  |  | 0 | 0 | 0 | 0
oh_line_8101801_200870450 |  | AD | node_8101801_200870449 | node_8101801_200870450 | 179.637 | bal_1P_1/0AA | 8101801 | no | no |  |  | no |  |  | 0 | 0 | 0 | 0
oh_line_8101801_200870451 |  | AD | node_8101801_200870450 | node_8101801_200870451 | 153.703 | bal_1P_1/0AA | 8101801 | no | no |  |  | no |  |  | 0 | 0 | 0 | 0
oh_line_8101801_200870452 |  | AD | node_8101801_200870451 | node_8101801_200870452 | 363.312 | bal_1P_1/0AA | 8101801 | no | no |  |  | no |  |  | 0 | 0 | 0 | 0
oh_line_8101801_200870453 |  | AD | node_8101801_200870452 | node_8101801_200870453 | 363.099 | bal_1P_1/0AA | 8101801 | no | no |  |  | no |  |  | 0 | 0 | 0 | 0
oh_line_8101801_200870454 |  | AD | node_8101801_200870453 | node_8101801_200870454 | 357.916 | bal_1P_1/0AA | 8101801 | no | no |  |  | no |  |  | 0 | 0 | 0 | 0
oh_line_8101801_200870455 |  | AD | node_8101801_200870454 | node_8101801_200870455 | 214.595 | bal_1P_1/0AA | 8101801 | no | no |  |  | no |  |  | 0 | 0 | 0 | 0
oh_line_8101801_200870457 |  | AD | node_8101801_200870455 | node_8101801_200870457 | 212.314 | bal_1P_1/0AA | 8101801 | no | no |  |  | no |  |  | 0 | 0 | 0 | 0
oh_line_8101801_200870458 |  | AD | node_8101801_200870457 | node_8101801_200870458 | 304.335 | bal_1P_1/0AA | 8101801 | no | no |  |  | no |  |  | 0 | 0 | 0 | 0
oh_line_8101801_200870459 |  | AD | node_8101801_200870458 | node_8101801_200870459 | 289.805 | bal_1P_1/0AA | 8101801 | no | no |  |  | no |  |  | 0 | 0 | 0 | 0
oh_line_8101801_200870460 |  | AD | node_8101801_200870459 | node_8101801_200870460 | 295.519 | bal_1P_1/0AA | 8101801 | no | no |  |  | no |  |  | 0 | 0 | 0 | 0
oh_line_8101801_200870461 |  | AD | node_8101801_200870460 | node_8101801_200870461 | 266.048 | bal_1P_1/0AA | 8101801 | no | no |  |  | no |  |  | 0 | 0 | 0 | 0
oh_line_8101801_200909567 |  | AD | node_8101801_200838526 | node_8101801_200909567 | 223.516 | bal_1P_2AC | 8101801 | no | no |  |  | no |  |  | 0 | 0 | 0 | 0
oh_line_8101801_200911772 |  | AD | node_8101801_200836459 | node_8101801_200911772 | 121.552 | bal_1P_4ACW | 8101801 | no | no |  |  | no |  |  | 0 | 0 | 0 | 0
oh_line_8101801_200914848 |  | ABCD | node_8101801_200914849 | node_8101801_200914848 | 43.142 | bal_3P_477AL | 8101801 | no | no |  |  | no |  |  | 0 | 0 | 0 | 0
oh_line_8101801_200914849 |  | ABCD | node_SOURCE_8101801 | node_8101801_200914849 | 42.114 | bal_3P_477AL | 8101801 | no | no |  |  | no |  |  | 0 | 0 | 0 | 0
oh_line_8101801_200947012 |  | AD | node_8101801_200831457 | node_8101801_200947012 | 184.038 | bal_1P_2AC | 8101801 | no | no |  |  | no |  |  | 0 | 0 | 0 | 0
oh_line_8101801_200948541 |  | ABCD | node_8101801_200838450 | node_8101801_200948541 | 227.181 | bal_3P_1/0AA | 8101801 | no | no |  |  | no |  |  | 0 | 0 | 0 | 0
oh_line_8101801_200950746 |  | AD | node_8101801_200838812 | node_8101801_200950746 | 120.391 | bal_1P_8DCW | 8101801 | no | no |  |  | no |  |  | 0 | 0 | 0 | 0
oh_line_8101801_200950991 |  | AD | node_8101801_200831411 | node_8101801_200950991 | 195.075 | bal_1P_1/0AA | 8101801 | no | no |  |  | no |  |  | 0 | 0 | 0 | 0
oh_line_8101801_200951161 |  | ABCD | node_8101801_200838446 | node_8101801_200951161 | 135.453 | bal_3P_1/0AA | 8101801 | no | no |  |  | no |  |  | 0 | 0 | 0 | 0
oh_line_8101801_200962357 |  | ABCD | node_8101801_200838352 | node_8101801_200962357 | 108.867 | bal_3P_1/0AA | 8101801 | no | no |  |  | no |  |  | 0 | 0 | 0 | 0
oh_line_8101801_200964589 |  | AD | node_8101801_200838254 | node_8101801_200964589 | 204.033 | bal_1P_2AC | 8101801 | no | no |  |  | no |  |  | 0 | 0 | 0 | 0
oh_line_8101801_200974839 |  | ABCD | node_8101801_200830606 | node_8101801_200974839 | 161.038 | bal_3P_4/0AC | 8101801 | no | no |  |  | no |  |  | 0 | 0 | 0 | 0
oh_line_8101801_200974840 |  | AD | node_8101801_200830609 | node_8101801_200974840 | 222.623 | bal_1P_1/0AA | 8101801 | no | no |  |  | no |  |  | 0 | 0 | 0 | 0
oh_line_8101801_200974841 |  | AD | node_8101801_200974840 | node_8101801_200974841 | 274.026 | bal_1P_1/0AA | 8101801 | no | no |  |  | no |  |  | 0 | 0 | 0 | 0
oh_line_8101801_200977289 |  | AD | node_8101801_200836862 | node_8101801_200977289 | 212.275 | bal_1P_1/0AA | 8101801 | no | no |  |  | no |  |  | 0 | 0 | 0 | 0
oh_line_8101801_200979063 |  | AD | node_8101801_200838474 | node_intto1_8101801_200979063 | 227.555 | bal_1P_1/0AA | 8101801 | no | no |  |  | no |  |  | 0 | 0 | 0 | 0
oh_line_8101801_200981825 |  | AD | node_8101801_200837341 | node_8101801_200981825 | 520.394 | bal_1P_3-7CW-30 | 8101801 | no | no |  |  | no |  |  | 0 | 0 | 0 | 0
oh_line_8101801_200982795 |  | AD | node_8101801_200983013 | node_8101801_200982795 | 296.273 | bal_1P_3-7CW-30 | 8101801 | no | no |  |  | no |  |  | 0 | 0 | 0 | 0
oh_line_8101801_200983013 |  | AD | node_8101801_200837329 | node_8101801_200983013 | 314.636 | bal_1P_3-7CW-30 | 8101801 | no | no |  |  | no |  |  | 0 | 0 | 0 | 0
oh_line_8101801_200985470 |  | ABCD | node_8101801_200838811 | node_8101801_200985470 | 88.147 | bal_3P_1/0AA | 8101801 | no | no |  |  | no |  |  | 0 | 0 | 0 | 0
oh_line_8101801_200985471 |  | ABCD | node_8101801_200985470 | node_intto1_8101801_200985471 | 209.693 | bal_3P_1/0AA | 8101801 | no | no |  |  | no |  |  | 0 | 0 | 0 | 0
oh_line_8101801_200985472 |  | ABCD | node_8101801_200836974 | node_8101801_200985472 | 353.893 | bal_3P_2AC | 8101801 | no | no |  |  | no |  |  | 0 | 0 | 0 | 0
oh_line_8101801_200987230 |  | AD | node_8101801_200836487 | node_8101801_200987230 | 375.761 | bal_1P_1/0AA | 8101801 | no | no |  |  | no |  |  | 0 | 0 | 0 | 0
oh_line_8101801_200987232 |  | AD | node_8101801_200987230 | node_8101801_200987232 | 58.438 | bal_1P_1/0AA | 8101801 | no | no |  |  | no |  |  | 0 | 0 | 0 | 0
oh_line_8101801_200987233 |  | AD | node_8101801_200987232 | node_8101801_200987233 | 271.664 | bal_1P_1/0AA | 8101801 | no | no |  |  | no |  |  | 0 | 0 | 0 | 0
oh_line_8101801_201010225 |  | AD | node_8101801_200829587 | node_intto1_8101801_201010225 | 114.912 | bal_1P_1/0AC | 8101801 | no | no |  |  | no |  |  | 0 | 0 | 0 | 0
oh_line_8101801_201026946 |  | AD | node_8101801_200838533 | node_8101801_201026946 | 187.194 | bal_1P_1/0AA | 8101801 | no | no |  |  | no |  |  | 0 | 0 | 0 | 0
oh_line_8101801_201026947 |  | AD | node_8101801_200830672 | node_8101801_201026947 | 98.593 | bal_1P_2AC | 8101801 | no | no |  |  | no |  |  | 0 | 0 | 0 | 0
oh_line_8101801_201027513 |  | AN | node_8101801_200838534 | node_intto1_8101801_201027513 | 215.687 | bal_1P_DELTACUST | 8101801 | no | no |  |  | no |  |  | 0 | 0 | 0 | 0
oh_line_8101801_201027514 |  | AN | node_8101801_200836866 | node_intto1_8101801_201027514 | 355.826 | bal_1P_DELTACUST | 8101801 | no | no |  |  | no |  |  | 0 | 0 | 0 | 0
oh_line_8101801_201027788 |  | AN | node_8101801_200838354 | node_8101801_201027788 | 1007.869 | bal_1P_DELTACUST | 8101801 | no | no |  |  | no |  |  | 0 | 0 | 0 | 0
oh_line_8101801_201033850 |  | ABCD | node_8101801_200831453 | node_8101801_201033850 | 211.412 | bal_3P_2AC | 8101801 | no | no |  |  | no |  |  | 0 | 0 | 0 | 0
oh_line_8101801_201033851 |  | ABCD | node_8101801_200830592 | node_8101801_201033851 | 179.218 | bal_3P_4/0AC | 8101801 | no | no |  |  | no |  |  | 0 | 0 | 0 | 0
oh_line_8101801_201038471 |  | ABCD | node_8101801_200838431 | node_8101801_201038471 | 119.271 | bal_3P_4/0AA | 8101801 | no | no |  |  | no |  |  | 0 | 0 | 0 | 0
oh_line_8101801_201057087 |  | AD | node_8101801_200838250 | node_8101801_201057087 | 139.061 | bal_1P_2AC | 8101801 | no | no |  |  | no |  |  | 0 | 0 | 0 | 0
oh_line_8101801_201057088 |  | AD | node_8101801_201057087 | node_8101801_201057088 | 237.824 | bal_1P_2AC | 8101801 | no | no |  |  | no |  |  | 0 | 0 | 0 | 0
oh_line_8101801_201058694 |  | AD | node_8101801_200837519 | node_8101801_201058694 | 242.326 | bal_1P_4ACW | 8101801 | no | no |  |  | no |  |  | 0 | 0 | 0 | 0
oh_line_8101801_201059061 |  | ABCD | node_8101801_200831448 | node_8101801_201059061 | 274.187 | bal_3P_2AC | 8101801 | no | no |  |  | no |  |  | 0 | 0 | 0 | 0
oh_line_8101801_201063209 |  | ABCD | node_8101801_200838380 | node_8101801_201063209 | 128.435 | bal_3P_4/0AA | 8101801 | no | no |  |  | no |  |  | 0 | 0 | 0 | 0
oh_line_8101801_201063211 |  | ABCN | node_8101801_200838469 | node_8101801_201063211 | 165.941 | bal_3P_1/0AA_1/0AA(N) | 8101801 | no | no |  |  | no |  |  | 0 | 0 | 0 | 0
oh_line_8101801_310012940 |  | AD | node_8101801_200829569 | node_8101801_310012940 | 136.955 | bal_1P_1/0AC | 8101801 | no | no |  |  | no |  |  | 0 | 0 | 0 | 0
oh_line_8101801_310051608 |  | ABCD | node_8101801_200831321 | node_8101801_310051608 | 219.42 | bal_3P_477AL | 8101801 | no | no |  |  | no |  |  | 0 | 0 | 0 | 0
oh_line_8101801_310051610 |  | ABCD | node_8101801_200831356 | node_8101801_310051610 | 214.26 | bal_3P_477AL | 8101801 | no | no |  |  | no |  |  | 0 | 0 | 0 | 0
oh_line_8101801_310051612 |  | ABCD | node_8101801_200831354 | node_8101801_310051612 | 207.227 | bal_3P_477AL | 8101801 | no | no |  |  | no |  |  | 0 | 0 | 0 | 0
oh_line_8101801_310051615 |  | ABCD | node_8101801_200831350 | node_8101801_310051615 | 174.862 | bal_3P_477AL | 8101801 | no | no |  |  | no |  |  | 0 | 0 | 0 | 0
oh_line_8101801_311911055-1 |  | AD | node_8101801_200831457 | node_intto1_311874227 | 23.209 | bal_1P_2AC | 8101801 | no | no |  |  | no |  |  | 0 | 0 | 0 | 0
oh_line_8101801_311911055-2 |  | AD | node_311874227 | node_intto1_220465112 | 8.124 | bal_1P_2AC | 8101801 | no | no |  |  | no |  |  | 0 | 0 | 0 | 0
oh_line_8101801_311911055-3 |  | AD | node_220465112 | node_intto1_220415650 | 8.821 | bal_1P_2AC | 8101801 | no | no |  |  | no |  |  | 0 | 0 | 0 | 0
oh_line_8101801_311911055-4 |  | AD | node_220415650 | node_8101801_311911055 | 7.934 | bal_1P_2AC | 8101801 | no | no |  |  | no |  |  | 0 | 0 | 0 | 0
oh_line_8101801_311932330 |  | AD | node_8101801_200870460 | node_8101801_311932330 | 53.728 | bal_1P_1/0AA | 8101801 | no | no |  |  | no |  |  | 0 | 0 | 0 | 0
oh_line_8101801_312053332 |  | AD | node_8101801_200831394 | node_8101801_312053332 | 164.846 | bal_1P_1/0AA | 8101801 | no | no |  |  | no |  |  | 0 | 0 | 0 | 0
oh_line_8101801_312091282 |  | AN | node_8101801_312092492 | node_8101801_312091282 | 153.806 | bal_1P_DELTACUST | 8101801 | no | no |  |  | no |  |  | 0 | 0 | 0 | 0
oh_line_8101801_312092492 |  | AD | node_8101801_200837559 | node_intto1_8101801_312092492 | 98.623 | bal_1P_1/0AA | 8101801 | no | no |  |  | no |  |  | 0 | 0 | 0 | 0
oh_line_8101801_312121581 |  | AD | node_8101801_200831362 | node_8101801_312121581 | 118.853 | bal_1P_1/0AA | 8101801 | no | no |  |  | no |  |  | 0 | 0 | 0 | 0
oh_line_8101801_312139900 |  | ABCD | node_8101801_200830572 | node_8101801_312139900 | 61.631 | bal_3P_477AL | 8101801 | no | no |  |  | no |  |  | 0 | 0 | 0 | 0
oh_line_TAP_OH_897263 |  | AN | node_8101801_200829568 | node_1418223_83_15266207_963 | 0.033 | unb_TAPWIRE_OH | 8101801 | no | no |  |  | no |  |  | 0 | 0 | 0 | 0
oh_line_TAP_OH_897264 |  | AN | node_8101801_200829569 | node_1417716_885_15263538_653 | 0.033 | unb_TAPWIRE_OH | 8101801 | no | no |  |  | no |  |  | 0 | 0 | 0 | 0
oh_line_TAP_OH_897265 |  | AN | node_8101801_200829572 | node_1417238_557_15262976_093 | 0.033 | unb_TAPWIRE_OH | 8101801 | no | no |  |  | no |  |  | 0 | 0 | 0 | 0
oh_line_TAP_OH_897266 |  | AN | node_8101801_200829574 | node_1417153_861_15262369_717 | 0.033 | unb_TAPWIRE_OH | 8101801 | no | no |  |  | no |  |  | 0 | 0 | 0 | 0
oh_line_TAP_OH_897267 |  | AN | node_8101801_200829575 | node_1417466_021_15262425_662 | 0.033 | unb_TAPWIRE_OH | 8101801 | no | no |  |  | no |  |  | 0 | 0 | 0 | 0
oh_line_TAP_OH_897268 |  | AN | node_8101801_200829579 | node_1417861_933_15265548_593 | 0.033 | unb_TAPWIRE_OH | 8101801 | no | no |  |  | no |  |  | 0 | 0 | 0 | 0
oh_line_TAP_OH_897269 |  | AN | node_8101801_200829582 | node_1417273_713_15265413_812 | 0.033 | unb_TAPWIRE_OH | 8101801 | no | no |  |  | no |  |  | 0 | 0 | 0 | 0
oh_line_TAP_OH_897270 |  | AN | node_8101801_200829584 | node_1417888_788_15264949_123 | 0.033 | unb_TAPWIRE_OH | 8101801 | no | no |  |  | no |  |  | 0 | 0 | 0 | 0
oh_line_TAP_OH_897271 |  | AN | node_8101801_200829587 | node_1417851_275_15263855_122 | 0.033 | unb_TAPWIRE_OH | 8101801 | no | no |  |  | no |  |  | 0 | 0 | 0 | 0
oh_line_TAP_OH_897272 |  | AN | node_8101801_200829591 | node_1417390_452_15264320_786 | 0.033 | unb_TAPWIRE_OH | 8101801 | no | no |  |  | no |  |  | 0 | 0 | 0 | 0
oh_line_TAP_OH_897273 |  | AN | node_8101801_200829593 | node_1417592_099_15269722_871 | 0.033 | unb_TAPWIRE_OH | 8101801 | no | no |  |  | no |  |  | 0 | 0 | 0 | 0
oh_line_TAP_OH_897274 |  | AN | node_8101801_200829596 | node_1418087_49_15269446_93 | 0.033 | unb_TAPWIRE_OH | 8101801 | no | no |  |  | no |  |  | 0 | 0 | 0 | 0
oh_line_TAP_OH_897275 |  | AN | node_8101801_200829597 | node_1417755_169_15269082_742 | 0.033 | unb_TAPWIRE_OH | 8101801 | no | no |  |  | no |  |  | 0 | 0 | 0 | 0
oh_line_TAP_OH_897276 |  | AN | node_8101801_200829600 | node_1418198_843_15269116_981 | 0.033 | unb_TAPWIRE_OH | 8101801 | no | no |  |  | no |  |  | 0 | 0 | 0 | 0
oh_line_TAP_OH_897277 |  | AN | node_8101801_200829601 | node_1417931_37_15268784_275 | 0.033 | unb_TAPWIRE_OH | 8101801 | no | no |  |  | no |  |  | 0 | 0 | 0 | 0
oh_line_TAP_OH_897278 |  | AN | node_8101801_200829609 | node_1416781_365_15271399_022 | 0.033 | unb_TAPWIRE_OH | 8101801 | no | no |  |  | no |  |  | 0 | 0 | 0 | 0
oh_line_TAP_OH_897279 |  | AN | node_8101801_200829611 | node_1416835_079_15271994_114 | 0.033 | unb_TAPWIRE_OH | 8101801 | no | no |  |  | no |  |  | 0 | 0 | 0 | 0
oh_line_TAP_OH_897280 |  | AN | node_8101801_200829613 | node_1417229_355_15271534_592 | 0.033 | unb_TAPWIRE_OH | 8101801 | no | no |  |  | no |  |  | 0 | 0 | 0 | 0
oh_line_TAP_OH_897281 |  | AN | node_8101801_200829614 | node_1417223_836_15271161_956 | 0.033 | unb_TAPWIRE_OH | 8101801 | no | no |  |  | no |  |  | 0 | 0 | 0 | 0
oh_line_TAP_OH_897282 |  | AN | node_8101801_200829615 | node_1416914_936_15271069_581 | 0.033 | unb_TAPWIRE_OH | 8101801 | no | no |  |  | no |  |  | 0 | 0 | 0 | 0
oh_line_TAP_OH_897283 |  | AN | node_8101801_200829616 | node_1417040_821_15270716_56 | 0.033 | unb_TAPWIRE_OH | 8101801 | no | no |  |  | no |  |  | 0 | 0 | 0 | 0
oh_line_TAP_OH_897284 |  | AN | node_8101801_200829618 | node_1417606_585_15270841_289 | 0.033 | unb_TAPWIRE_OH | 8101801 | no | no |  |  | no |  |  | 0 | 0 | 0 | 0
oh_line_TAP_OH_897285 |  | AN | node_8101801_200829620 | node_1417380_392_15270063_88 | 0.033 | unb_TAPWIRE_OH | 8101801 | no | no |  |  | no |  |  | 0 | 0 | 0 | 0
oh_line_TAP_OH_897413 |  | AN | node_8101801_200829995 | node_1424541_771_15261280_868 | 0.033 | unb_TAPWIRE_OH | 8101801 | no | no |  |  | no |  |  | 0 | 0 | 0 | 0
oh_line_TAP_OH_897414 |  | AN | node_8101801_200829997 | node_1424469_96_15260932_985 | 0.033 | unb_TAPWIRE_OH | 8101801 | no | no |  |  | no |  |  | 0 | 0 | 0 | 0
oh_line_TAP_OH_897415 |  | AN | node_8101801_200829999 | node_1424613_403_15260654_796 | 0.033 | unb_TAPWIRE_OH | 8101801 | no | no |  |  | no |  |  | 0 | 0 | 0 | 0
oh_line_TAP_OH_897432 |  | AN | node_8101801_200830043 | node_1427979_631_15259782_048 | 0.033 | unb_TAPWIRE_OH | 8101801 | no | no |  |  | no |  |  | 0 | 0 | 0 | 0
oh_line_TAP_OH_897433 |  | AN | node_8101801_200830044 | node_1427913_556_15259608_284 | 0.033 | unb_TAPWIRE_OH | 8101801 | no | no |  |  | no |  |  | 0 | 0 | 0 | 0
oh_line_TAP_OH_897434 |  | AN | node_8101801_200830045 | node_1427851_394_15259437_651 | 0.033 | unb_TAPWIRE_OH | 8101801 | no | no |  |  | no |  |  | 0 | 0 | 0 | 0
oh_line_TAP_OH_897435 |  | AN | node_8101801_200830046 | node_1427745_035_15259155_511 | 0.033 | unb_TAPWIRE_OH | 8101801 | no | no |  |  | no |  |  | 0 | 0 | 0 | 0
oh_line_TAP_OH_897436 |  | AN | node_8101801_200830048 | node_1427632_978_15258875_155 | 0.033 | unb_TAPWIRE_OH | 8101801 | no | no |  |  | no |  |  | 0 | 0 | 0 | 0
oh_line_TAP_OH_897437 |  | AN | node_8101801_200830049 | node_1428611_995_15259536_389 | 0.033 | unb_TAPWIRE_OH | 8101801 | no | no |  |  | no |  |  | 0 | 0 | 0 | 0
oh_line_TAP_OH_897438 |  | AN | node_8101801_200830050 | node_1428548_065_15259364_413 | 0.033 | unb_TAPWIRE_OH | 8101801 | no | no |  |  | no |  |  | 0 | 0 | 0 | 0
oh_line_TAP_OH_897439 |  | AN | node_8101801_200830051 | node_1428483_603_15259199_792 | 0.033 | unb_TAPWIRE_OH | 8101801 | no | no |  |  | no |  |  | 0 | 0 | 0 | 0
oh_line_TAP_OH_897440 |  | AN | node_8101801_200830053 | node_1428284_572_15258598_693 | 0.033 | unb_TAPWIRE_OH | 8101801 | no | no |  |  | no |  |  | 0 | 0 | 0 | 0
oh_line_TAP_OH_897494 |  | AN | node_8101801_200830224 | node_1417080_615_15272072_853 | 0.033 | unb_TAPWIRE_OH | 8101801 | no | no |  |  | no |  |  | 0 | 0 | 0 | 0
oh_line_TAP_OH_897495 |  | AN | node_8101801_200830229 | node_1417828_749_15272053_949 | 0.033 | unb_TAPWIRE_OH | 8101801 | no | no |  |  | no |  |  | 0 | 0 | 0 | 0
oh_line_TAP_OH_897585 |  | ABCN | node_8101801_200830572 | node_1422152_34_15268713_33 | 0.033 | unb_TAPWIRE_OH | 8101801 | no | no |  |  | no |  |  | 0 | 0 | 0 | 0
oh_line_TAP_OH_897587 |  | ABCN | node_8101801_200830582 | node_1422322_07_15268187_205 | 0.033 | unb_TAPWIRE_OH | 8101801 | no | no |  |  | no |  |  | 0 | 0 | 0 | 0
oh_line_TAP_OH_897588 |  | ABCN | node_8101801_200830587 | node_1422495_042_15267856_655 | 0.033 | unb_TAPWIRE_OH | 8101801 | no | no |  |  | no |  |  | 0 | 0 | 0 | 0
oh_line_TAP_OH_897589 |  | ABCN | node_8101801_200830590 | node_1422658_539_15267553_277 | 0.033 | unb_TAPWIRE_OH | 8101801 | no | no |  |  | no |  |  | 0 | 0 | 0 | 0
oh_line_TAP_OH_897590 |  | ABCN | node_8101801_200830597 | node_1422762_45_15267137_068 | 0.033 | unb_TAPWIRE_OH | 8101801 | no | no |  |  | no |  |  | 0 | 0 | 0 | 0
oh_line_TAP_OH_897592 |  | ABCN | node_8101801_200830602 | node_1423037_921_15266277_381 | 0.033 | unb_TAPWIRE_OH | 8101801 | no | no |  |  | no |  |  | 0 | 0 | 0 | 0
oh_line_TAP_OH_897595 |  | ABCN | node_8101801_200830618 | node_1423562_798_15264622_137 | 0.033 | unb_TAPWIRE_OH | 8101801 | no | no |  |  | no |  |  | 0 | 0 | 0 | 0
oh_line_TAP_OH_897597 |  | ABCN | node_8101801_200830625 | node_1424027_765_15264280_557 | 0.033 | unb_TAPWIRE_OH | 8101801 | no | no |  |  | no |  |  | 0 | 0 | 0 | 0
oh_line_TAP_OH_897598 |  | ABCN | node_8101801_200830627 | node_1424166_892_15264070_237 | 0.033 | unb_TAPWIRE_OH | 8101801 | no | no |  |  | no |  |  | 0 | 0 | 0 | 0
oh_line_TAP_OH_897599 |  | ABCN | node_8101801_200830629 | node_1424308_328_15263868_821 | 0.033 | unb_TAPWIRE_OH | 8101801 | no | no |  |  | no |  |  | 0 | 0 | 0 | 0
oh_line_TAP_OH_897600 |  | ABCN | node_8101801_200830634 | node_1424340_012_15263469_627 | 0.033 | unb_TAPWIRE_OH | 8101801 | no | no |  |  | no |  |  | 0 | 0 | 0 | 0
oh_line_TAP_OH_897601 |  | ABCN | node_8101801_200830637 | node_1424698_867_15262998_827 | 0.033 | unb_TAPWIRE_OH | 8101801 | no | no |  |  | no |  |  | 0 | 0 | 0 | 0
oh_line_TAP_OH_897604 |  | ABCN | node_8101801_200830645 | node_1424931_192_15262617_633 | 0.033 | unb_TAPWIRE_OH | 8101801 | no | no |  |  | no |  |  | 0 | 0 | 0 | 0
oh_line_TAP_OH_897605 |  | ABCN | node_8101801_200830647 | node_1425062_923_15262395_861 | 0.033 | unb_TAPWIRE_OH | 8101801 | no | no |  |  | no |  |  | 0 | 0 | 0 | 0
oh_line_TAP_OH_897607 |  | ABCN | node_8101801_200830656 | node_1425605_024_15261866_696 | 0.033 | unb_TAPWIRE_OH | 8101801 | no | no |  |  | no |  |  | 0 | 0 | 0 | 0
oh_line_TAP_OH_897608 |  | ABCN | node_8101801_200830661 | node_1425955_065_15261465_708 | 0.033 | unb_TAPWIRE_OH | 8101801 | no | no |  |  | no |  |  | 0 | 0 | 0 | 0
oh_line_TAP_OH_897610 |  | AN | node_8101801_200830672 | node_1427448_337_15260975_047 | 0.033 | unb_TAPWIRE_OH | 8101801 | no | no |  |  | no |  |  | 0 | 0 | 0 | 0
oh_line_TAP_OH_897611 |  | AN | node_8101801_200830674 | node_1427751_405_15261299_317 | 0.033 | unb_TAPWIRE_OH | 8101801 | no | no |  |  | no |  |  | 0 | 0 | 0 | 0
oh_line_TAP_OH_897612 |  | AN | node_8101801_200830677 | node_1427878_291_15260830_943 | 0.033 | unb_TAPWIRE_OH | 8101801 | no | no |  |  | no |  |  | 0 | 0 | 0 | 0
oh_line_TAP_OH_897613 |  | AN | node_8101801_200830686 | node_1428236_288_15260608_07 | 0.033 | unb_TAPWIRE_OH | 8101801 | no | no |  |  | no |  |  | 0 | 0 | 0 | 0
oh_line_TAP_OH_897614 |  | AN | node_8101801_200830692 | node_1428859_816_15260147_832 | 0.033 | unb_TAPWIRE_OH | 8101801 | no | no |  |  | no |  |  | 0 | 0 | 0 | 0
oh_line_TAP_OH_897615 |  | AN | node_8101801_200830695 | node_1429234_392_15259935_061 | 0.033 | unb_TAPWIRE_OH | 8101801 | no | no |  |  | no |  |  | 0 | 0 | 0 | 0
oh_line_TAP_OH_897616 |  | AN | node_8101801_200830698 | node_1429439_255_15259699_036 | 0.033 | unb_TAPWIRE_OH | 8101801 | no | no |  |  | no |  |  | 0 | 0 | 0 | 0
oh_line_TAP_OH_897617 |  | AN | node_8101801_200830701 | node_1429677_12_15259500_353 | 0.033 | unb_TAPWIRE_OH | 8101801 | no | no |  |  | no |  |  | 0 | 0 | 0 | 0
oh_line_TAP_OH_897618 |  | AN | node_8101801_200830704 | node_1430020_408_15259242_532 | 0.033 | unb_TAPWIRE_OH | 8101801 | no | no |  |  | no |  |  | 0 | 0 | 0 | 0
oh_line_TAP_OH_897620 |  | AN | node_8101801_200830709 | node_1430320_765_15258917_809 | 0.033 | unb_TAPWIRE_OH | 8101801 | no | no |  |  | no |  |  | 0 | 0 | 0 | 0
oh_line_TAP_OH_897621 |  | AN | node_8101801_200830712 | node_1430695_495_15258639_476 | 0.033 | unb_TAPWIRE_OH | 8101801 | no | no |  |  | no |  |  | 0 | 0 | 0 | 0
oh_line_TAP_OH_897738 |  | AN | node_8101801_200831164 | node_1417422_802_15267546_219 | 0.033 | unb_TAPWIRE_OH | 8101801 | no | no |  |  | no |  |  | 0 | 0 | 0 | 0
oh_line_TAP_OH_897739 |  | AN | node_8101801_200831166 | node_1418982_26_15266411_423 | 0.033 | unb_TAPWIRE_OH | 8101801 | no | no |  |  | no |  |  | 0 | 0 | 0 | 0
oh_line_TAP_OH_897741 |  | AN | node_8101801_200831177 | node_1418475_064_15266331_34 | 0.033 | unb_TAPWIRE_OH | 8101801 | no | no |  |  | no |  |  | 0 | 0 | 0 | 0
oh_line_TAP_OH_897797 |  | ABCN | node_8101801_200831319 | node_1417605_359_15267790_845 | 0.033 | unb_TAPWIRE_OH | 8101801 | no | no |  |  | no |  |  | 0 | 0 | 0 | 0
oh_line_TAP_OH_897798 |  | ABCN | node_8101801_200831321 | node_1419341_992_15268488_328 | 0.033 | unb_TAPWIRE_OH | 8101801 | no | no |  |  | no |  |  | 0 | 0 | 0 | 0
oh_line_TAP_OH_897799 |  | ABCN | node_8101801_200831324 | node_1419788_497_15268503_242 | 0.033 | unb_TAPWIRE_OH | 8101801 | no | no |  |  | no |  |  | 0 | 0 | 0 | 0
oh_line_TAP_OH_897800 |  | ABCN | node_8101801_200831327 | node_1420390_15_15268571_075 | 0.033 | unb_TAPWIRE_OH | 8101801 | no | no |  |  | no |  |  | 0 | 0 | 0 | 0
oh_line_TAP_OH_897801 |  | ABCN | node_8101801_200831330 | node_1420826_772_15268598_877 | 0.033 | unb_TAPWIRE_OH | 8101801 | no | no |  |  | no |  |  | 0 | 0 | 0 | 0
oh_line_TAP_OH_897802 |  | ABCN | node_8101801_200831332 | node_1421072_751_15268446_137 | 0.033 | unb_TAPWIRE_OH | 8101801 | no | no |  |  | no |  |  | 0 | 0 | 0 | 0
oh_line_TAP_OH_897803 |  | ABCN | node_8101801_200831334 | node_1417709_412_15267912_594 | 0.033 | unb_TAPWIRE_OH | 8101801 | no | no |  |  | no |  |  | 0 | 0 | 0 | 0
oh_line_TAP_OH_897804 |  | ABCN | node_8101801_200831336 | node_1421294_166_15268457_326 | 0.033 | unb_TAPWIRE_OH | 8101801 | no | no |  |  | no |  |  | 0 | 0 | 0 | 0
oh_line_TAP_OH_897805 |  | AN | node_8101801_200831340 | node_1421793_551_15267975_486 | 0.033 | unb_TAPWIRE_OH | 8101801 | no | no |  |  | no |  |  | 0 | 0 | 0 | 0
oh_line_TAP_OH_897806 |  | ABCN | node_8101801_200831341 | node_1421787_411_15268498_873 | 0.033 | unb_TAPWIRE_OH | 8101801 | no | no |  |  | no |  |  | 0 | 0 | 0 | 0
oh_line_TAP_OH_897807 |  | ABCN | node_8101801_200831348 | node_1422348_859_15268897_24 | 0.033 | unb_TAPWIRE_OH | 8101801 | no | no |  |  | no |  |  | 0 | 0 | 0 | 0
oh_line_TAP_OH_897809 |  | ABCN | node_8101801_200831352 | node_1418380_644_15268389_836 | 0.033 | unb_TAPWIRE_OH | 8101801 | no | no |  |  | no |  |  | 0 | 0 | 0 | 0
oh_line_TAP_OH_897810 |  | AN | node_8101801_200831359 | node_1422157_195_15267532_75 | 0.033 | unb_TAPWIRE_OH | 8101801 | no | no |  |  | no |  |  | 0 | 0 | 0 | 0
oh_line_TAP_OH_897811 |  | AN | node_8101801_200831364 | node_1421748_499_15267308_798 | 0.033 | unb_TAPWIRE_OH | 8101801 | no | no |  |  | no |  |  | 0 | 0 | 0 | 0
oh_line_TAP_OH_897812 |  | AN | node_8101801_200831365 | node_1421474_752_15267439_835 | 0.033 | unb_TAPWIRE_OH | 8101801 | no | no |  |  | no |  |  | 0 | 0 | 0 | 0
oh_line_TAP_OH_897813 |  | AN | node_8101801_200831367 | node_1421134_363_15267386_877 | 0.033 | unb_TAPWIRE_OH | 8101801 | no | no |  |  | no |  |  | 0 | 0 | 0 | 0
oh_line_TAP_OH_897814 |  | AN | node_8101801_200831368 | node_1420901_274_15267324_356 | 0.033 | unb_TAPWIRE_OH | 8101801 | no | no |  |  | no |  |  | 0 | 0 | 0 | 0
oh_line_TAP_OH_897815 |  | AN | node_8101801_200831372 | node_1423291_145_15261074_392 | 0.033 | unb_TAPWIRE_OH | 8101801 | no | no |  |  | no |  |  | 0 | 0 | 0 | 0
oh_line_TAP_OH_897816 |  | AN | node_8101801_200831375 | node_1423181_733_15260721_314 | 0.033 | unb_TAPWIRE_OH | 8101801 | no | no |  |  | no |  |  | 0 | 0 | 0 | 0
oh_line_TAP_OH_897817 |  | AN | node_8101801_200831378 | node_1422464_615_15260462_319 | 0.033 | unb_TAPWIRE_OH | 8101801 | no | no |  |  | no |  |  | 0 | 0 | 0 | 0
oh_line_TAP_OH_897818 |  | AN | node_8101801_200831387 | node_1420457_149_15261369_428 | 0.033 | unb_TAPWIRE_OH | 8101801 | no | no |  |  | no |  |  | 0 | 0 | 0 | 0
oh_line_TAP_OH_897819 |  | AN | node_8101801_200831388 | node_1420153_257_15261366_156 | 0.033 | unb_TAPWIRE_OH | 8101801 | no | no |  |  | no |  |  | 0 | 0 | 0 | 0
oh_line_TAP_OH_897820 |  | AN | node_8101801_200831390 | node_1425302_07_15261487_821 | 0.033 | unb_TAPWIRE_OH | 8101801 | no | no |  |  | no |  |  | 0 | 0 | 0 | 0
oh_line_TAP_OH_897821 |  | AN | node_8101801_200831393 | node_1424678_024_15261498_836 | 0.033 | unb_TAPWIRE_OH | 8101801 | no | no |  |  | no |  |  | 0 | 0 | 0 | 0
oh_line_TAP_OH_897823 |  | AN | node_8101801_200831396 | node_1424102_556_15261448_045 | 0.033 | unb_TAPWIRE_OH | 8101801 | no | no |  |  | no |  |  | 0 | 0 | 0 | 0
oh_line_TAP_OH_897824 |  | AN | node_8101801_200831398 | node_1423862_938_15261339_713 | 0.033 | unb_TAPWIRE_OH | 8101801 | no | no |  |  | no |  |  | 0 | 0 | 0 | 0
oh_line_TAP_OH_897825 |  | AN | node_8101801_200831400 | node_1423613_968_15261163_48 | 0.033 | unb_TAPWIRE_OH | 8101801 | no | no |  |  | no |  |  | 0 | 0 | 0 | 0
oh_line_TAP_OH_897827 |  | AN | node_8101801_200831405 | node_1425055_08_15258980_751 | 0.033 | unb_TAPWIRE_OH | 8101801 | no | no |  |  | no |  |  | 0 | 0 | 0 | 0
oh_line_TAP_OH_897828 |  | AN | node_8101801_200831408 | node_1425100_342_15258363_94 | 0.033 | unb_TAPWIRE_OH | 8101801 | no | no |  |  | no |  |  | 0 | 0 | 0 | 0
oh_line_TAP_OH_897829 |  | AN | node_8101801_200831410 | node_1425084_865_15258107_152 | 0.033 | unb_TAPWIRE_OH | 8101801 | no | no |  |  | no |  |  | 0 | 0 | 0 | 0
oh_line_TAP_OH_897830 |  | AN | node_8101801_200831411 | node_1425148_706_15257829_951 | 0.033 | unb_TAPWIRE_OH | 8101801 | no | no |  |  | no |  |  | 0 | 0 | 0 | 0
oh_line_TAP_OH_897831 |  | AN | node_8101801_200831415 | node_1425756_031_15261433_731 | 0.033 | unb_TAPWIRE_OH | 8101801 | no | no |  |  | no |  |  | 0 | 0 | 0 | 0
oh_line_TAP_OH_897832 |  | AN | node_8101801_200831418 | node_1424996_216_15256911_777 | 0.033 | unb_TAPWIRE_OH | 8101801 | no | no |  |  | no |  |  | 0 | 0 | 0 | 0
oh_line_TAP_OH_897833 |  | AN | node_8101801_200831420 | node_1424516_847_15256969_966 | 0.033 | unb_TAPWIRE_OH | 8101801 | no | no |  |  | no |  |  | 0 | 0 | 0 | 0
oh_line_TAP_OH_897834 |  | AN | node_8101801_200831422 | node_1425091_183_15256610_893 | 0.033 | unb_TAPWIRE_OH | 8101801 | no | no |  |  | no |  |  | 0 | 0 | 0 | 0
oh_line_TAP_OH_897835 |  | AN | node_8101801_200831423 | node_1425055_023_15256348_926 | 0.033 | unb_TAPWIRE_OH | 8101801 | no | no |  |  | no |  |  | 0 | 0 | 0 | 0
oh_line_TAP_OH_897836 |  | AN | node_8101801_200831424 | node_1425350_414_15256339_803 | 0.033 | unb_TAPWIRE_OH | 8101801 | no | no |  |  | no |  |  | 0 | 0 | 0 | 0
oh_line_TAP_OH_897837 |  | AN | node_8101801_200831425 | node_1425007_114_15256066_911 | 0.033 | unb_TAPWIRE_OH | 8101801 | no | no |  |  | no |  |  | 0 | 0 | 0 | 0
oh_line_TAP_OH_897838 |  | AN | node_8101801_200831428 | node_1424947_26_15255734_055 | 0.033 | unb_TAPWIRE_OH | 8101801 | no | no |  |  | no |  |  | 0 | 0 | 0 | 0
oh_line_TAP_OH_897839 |  | AN | node_8101801_200831431 | node_1425663_699_15261299_229 | 0.033 | unb_TAPWIRE_OH | 8101801 | no | no |  |  | no |  |  | 0 | 0 | 0 | 0
oh_line_TAP_OH_897840 |  | AN | node_8101801_200831433 | node_1425505_353_15261094_191 | 0.033 | unb_TAPWIRE_OH | 8101801 | no | no |  |  | no |  |  | 0 | 0 | 0 | 0
oh_line_TAP_OH_897841 |  | AN | node_8101801_200831435 | node_1425384_827_15260891_626 | 0.033 | unb_TAPWIRE_OH | 8101801 | no | no |  |  | no |  |  | 0 | 0 | 0 | 0
oh_line_TAP_OH_897842 |  | AN | node_8101801_200831436 | node_1425240_362_15260619_69 | 0.033 | unb_TAPWIRE_OH | 8101801 | no | no |  |  | no |  |  | 0 | 0 | 0 | 0
oh_line_TAP_OH_897843 |  | AN | node_8101801_200831437 | node_1425126_295_15260354_672 | 0.033 | unb_TAPWIRE_OH | 8101801 | no | no |  |  | no |  |  | 0 | 0 | 0 | 0
oh_line_TAP_OH_897844 |  | AN | node_8101801_200831438 | node_1425077_313_15260101_734 | 0.033 | unb_TAPWIRE_OH | 8101801 | no | no |  |  | no |  |  | 0 | 0 | 0 | 0
oh_line_TAP_OH_897845 |  | AN | node_8101801_200831439 | node_1425023_478_15259781_034 | 0.033 | unb_TAPWIRE_OH | 8101801 | no | no |  |  | no |  |  | 0 | 0 | 0 | 0
oh_line_TAP_OH_897846 |  | AN | node_8101801_200831441 | node_1426556_701_15260895_748 | 0.033 | unb_TAPWIRE_OH | 8101801 | no | no |  |  | no |  |  | 0 | 0 | 0 | 0
oh_line_TAP_OH_897847 |  | AN | node_8101801_200831442 | node_1426472_613_15260601_838 | 0.033 | unb_TAPWIRE_OH | 8101801 | no | no |  |  | no |  |  | 0 | 0 | 0 | 0
oh_line_TAP_OH_897848 |  | ABCN | node_8101801_200831444 | node_1427201_486_15260738_581 | 0.033 | unb_TAPWIRE_OH | 8101801 | no | no |  |  | no |  |  | 0 | 0 | 0 | 0
oh_line_TAP_OH_897849 |  | ABCN | node_8101801_200831446 | node_1427456_784_15260505_806 | 0.033 | unb_TAPWIRE_OH | 8101801 | no | no |  |  | no |  |  | 0 | 0 | 0 | 0
oh_line_TAP_OH_897850 |  | ABCN | node_8101801_200831448 | node_1427659_49_15260352_315 | 0.033 | unb_TAPWIRE_OH | 8101801 | no | no |  |  | no |  |  | 0 | 0 | 0 | 0
oh_line_TAP_OH_897851 |  | AN | node_8101801_200831460 | node_1429371_947_15258762_465 | 0.033 | unb_TAPWIRE_OH | 8101801 | no | no |  |  | no |  |  | 0 | 0 | 0 | 0
oh_line_TAP_OH_897852 |  | AN | node_8101801_200831461 | node_1429623_421_15258634_892 | 0.033 | unb_TAPWIRE_OH | 8101801 | no | no |  |  | no |  |  | 0 | 0 | 0 | 0
oh_line_TAP_OH_897853 |  | AN | node_8101801_200831463 | node_1429783_339_15258414_738 | 0.033 | unb_TAPWIRE_OH | 8101801 | no | no |  |  | no |  |  | 0 | 0 | 0 | 0
oh_line_TAP_OH_897854 |  | AN | node_8101801_200831464 | node_1430009_611_15258217_479 | 0.033 | unb_TAPWIRE_OH | 8101801 | no | no |  |  | no |  |  | 0 | 0 | 0 | 0
oh_line_TAP_OH_897855 |  | AN | node_8101801_200831467 | node_1430473_911_15257906_759 | 0.033 | unb_TAPWIRE_OH | 8101801 | no | no |  |  | no |  |  | 0 | 0 | 0 | 0
oh_line_TAP_OH_897856 |  | AN | node_8101801_200831469 | node_1430632_6_15257688_913 | 0.033 | unb_TAPWIRE_OH | 8101801 | no | no |  |  | no |  |  | 0 | 0 | 0 | 0
oh_line_TAP_OH_897857 |  | AN | node_8101801_200831470 | node_1430803_633_15257627_857 | 0.033 | unb_TAPWIRE_OH | 8101801 | no | no |  |  | no |  |  | 0 | 0 | 0 | 0
oh_line_TAP_OH_897858 |  | AN | node_8101801_200831472 | node_1431003_432_15257443_269 | 0.033 | unb_TAPWIRE_OH | 8101801 | no | no |  |  | no |  |  | 0 | 0 | 0 | 0
oh_line_TAP_OH_897859 |  | AN | node_8101801_200831476 | node_1431323_199_15257130_26 | 0.033 | unb_TAPWIRE_OH | 8101801 | no | no |  |  | no |  |  | 0 | 0 | 0 | 0
oh_line_TAP_OH_897860 |  | AN | node_8101801_200831479 | node_1431743_96_15256705_04 | 0.033 | unb_TAPWIRE_OH | 8101801 | no | no |  |  | no |  |  | 0 | 0 | 0 | 0
oh_line_TAP_OH_899206 |  | AN | node_8101801_200836418 | node_1427347_196_15273608_73 | 0.033 | unb_TAPWIRE_OH | 8101801 | no | no |  |  | no |  |  | 0 | 0 | 0 | 0
oh_line_TAP_OH_899207 |  | AN | node_8101801_200836420 | node_1427943_395_15273680_202 | 0.033 | unb_TAPWIRE_OH | 8101801 | no | no |  |  | no |  |  | 0 | 0 | 0 | 0
oh_line_TAP_OH_899208 |  | AN | node_8101801_200836421 | node_1427634_149_15273553_577 | 0.033 | unb_TAPWIRE_OH | 8101801 | no | no |  |  | no |  |  | 0 | 0 | 0 | 0
oh_line_TAP_OH_899209 |  | AN | node_8101801_200836423 | node_1428438_613_15273227_422 | 0.033 | unb_TAPWIRE_OH | 8101801 | no | no |  |  | no |  |  | 0 | 0 | 0 | 0
oh_line_TAP_OH_899210 |  | AN | node_8101801_200836426 | node_1428789_016_15273575_637 | 0.033 | unb_TAPWIRE_OH | 8101801 | no | no |  |  | no |  |  | 0 | 0 | 0 | 0
oh_line_TAP_OH_899211 |  | AN | node_8101801_200836427 | node_1428918_669_15273844_872 | 0.033 | unb_TAPWIRE_OH | 8101801 | no | no |  |  | no |  |  | 0 | 0 | 0 | 0
oh_line_TAP_OH_899212 |  | AN | node_8101801_200836429 | node_1429041_613_15274091_313 | 0.033 | unb_TAPWIRE_OH | 8101801 | no | no |  |  | no |  |  | 0 | 0 | 0 | 0
oh_line_TAP_OH_899214 |  | AN | node_8101801_200836448 | node_1433605_052_15271991_231 | 0.033 | unb_TAPWIRE_OH | 8101801 | no | no |  |  | no |  |  | 0 | 0 | 0 | 0
oh_line_TAP_OH_899215 |  | AN | node_8101801_200836452 | node_1434889_387_15271968_279 | 0.033 | unb_TAPWIRE_OH | 8101801 | no | no |  |  | no |  |  | 0 | 0 | 0 | 0
oh_line_TAP_OH_899216 |  | AN | node_8101801_200836454 | node_1435060_76_15271174_178 | 0.033 | unb_TAPWIRE_OH | 8101801 | no | no |  |  | no |  |  | 0 | 0 | 0 | 0
oh_line_TAP_OH_899217 |  | AN | node_8101801_200836455 | node_1423741_48_15273536_241 | 0.033 | unb_TAPWIRE_OH | 8101801 | no | no |  |  | no |  |  | 0 | 0 | 0 | 0
oh_line_TAP_OH_899218 |  | AN | node_8101801_200836458 | node_1434960_621_15269884_557 | 0.033 | unb_TAPWIRE_OH | 8101801 | no | no |  |  | no |  |  | 0 | 0 | 0 | 0
oh_line_TAP_OH_899219 |  | AN | node_8101801_200836459 | node_1434973_272_15269481_348 | 0.033 | unb_TAPWIRE_OH | 8101801 | no | no |  |  | no |  |  | 0 | 0 | 0 | 0
oh_line_TAP_OH_899220 |  | AN | node_8101801_200836461 | node_1434960_723_15269357_626 | 0.033 | unb_TAPWIRE_OH | 8101801 | no | no |  |  | no |  |  | 0 | 0 | 0 | 0
oh_line_TAP_OH_899221 |  | AN | node_8101801_200836463 | node_1434885_966_15269039_976 | 0.033 | unb_TAPWIRE_OH | 8101801 | no | no |  |  | no |  |  | 0 | 0 | 0 | 0
oh_line_TAP_OH_899222 |  | AN | node_8101801_200836464 | node_1435232_205_15269081_775 | 0.033 | unb_TAPWIRE_OH | 8101801 | no | no |  |  | no |  |  | 0 | 0 | 0 | 0
oh_line_TAP_OH_899223 |  | AN | node_8101801_200836469 | node_1435426_444_15268062_529 | 0.033 | unb_TAPWIRE_OH | 8101801 | no | no |  |  | no |  |  | 0 | 0 | 0 | 0
oh_line_TAP_OH_899224 |  | AN | node_8101801_200836470 | node_1435463_551_15268307_691 | 0.033 | unb_TAPWIRE_OH | 8101801 | no | no |  |  | no |  |  | 0 | 0 | 0 | 0
oh_line_TAP_OH_899225 |  | AN | node_8101801_200836475 | node_1435013_134_15266720_77 | 0.033 | unb_TAPWIRE_OH | 8101801 | no | no |  |  | no |  |  | 0 | 0 | 0 | 0
oh_line_TAP_OH_899226 |  | AN | node_8101801_200836478 | node_1435395_998_15267280_97 | 0.033 | unb_TAPWIRE_OH | 8101801 | no | no |  |  | no |  |  | 0 | 0 | 0 | 0
oh_line_TAP_OH_899227 |  | AN | node_8101801_200836489 | node_1434605_738_15265122_365 | 0.033 | unb_TAPWIRE_OH | 8101801 | no | no |  |  | no |  |  | 0 | 0 | 0 | 0
oh_line_TAP_OH_899228 |  | AN | node_8101801_200836490 | node_1434193_514_15265591_235 | 0.033 | unb_TAPWIRE_OH | 8101801 | no | no |  |  | no |  |  | 0 | 0 | 0 | 0
oh_line_TAP_OH_899229 |  | AN | node_8101801_200836493 | node_1433765_32_15264832_26 | 0.033 | unb_TAPWIRE_OH | 8101801 | no | no |  |  | no |  |  | 0 | 0 | 0 | 0
oh_line_TAP_OH_899230 |  | AN | node_8101801_200836494 | node_1424230_591_15273557_815 | 0.033 | unb_TAPWIRE_OH | 8101801 | no | no |  |  | no |  |  | 0 | 0 | 0 | 0
oh_line_TAP_OH_899231 |  | AN | node_8101801_200836495 | node_1425588_496_15273578_843 | 0.033 | unb_TAPWIRE_OH | 8101801 | no | no |  |  | no |  |  | 0 | 0 | 0 | 0
oh_line_TAP_OH_899232 |  | AN | node_8101801_200836496 | node_1425916_318_15273648_653 | 0.033 | unb_TAPWIRE_OH | 8101801 | no | no |  |  | no |  |  | 0 | 0 | 0 | 0
oh_line_TAP_OH_899233 |  | AN | node_8101801_200836497 | node_1426180_61_15273647_907 | 0.033 | unb_TAPWIRE_OH | 8101801 | no | no |  |  | no |  |  | 0 | 0 | 0 | 0
oh_line_TAP_OH_899234 |  | AN | node_8101801_200836498 | node_1426375_223_15273653_045 | 0.033 | unb_TAPWIRE_OH | 8101801 | no | no |  |  | no |  |  | 0 | 0 | 0 | 0
oh_line_TAP_OH_899235 |  | AN | node_8101801_200836499 | node_1426662_478_15273590_201 | 0.033 | unb_TAPWIRE_OH | 8101801 | no | no |  |  | no |  |  | 0 | 0 | 0 | 0
oh_line_TAP_OH_899236 |  | AN | node_8101801_200836501 | node_1426902_485_15273660_521 | 0.033 | unb_TAPWIRE_OH | 8101801 | no | no |  |  | no |  |  | 0 | 0 | 0 | 0
oh_line_TAP_OH_899237 |  | AN | node_8101801_200836502 | node_1427067_148_15273594_568 | 0.033 | unb_TAPWIRE_OH | 8101801 | no | no |  |  | no |  |  | 0 | 0 | 0 | 0
oh_line_TAP_OH_899238 |  | AN | node_8101801_200836504 | node_1427225_131_15273663_781 | 0.033 | unb_TAPWIRE_OH | 8101801 | no | no |  |  | no |  |  | 0 | 0 | 0 | 0
oh_line_TAP_OH_899279 |  | AN | node_8101801_200836605 | node_1430495_923_15273718_723 | 0.033 | unb_TAPWIRE_OH | 8101801 | no | no |  |  | no |  |  | 0 | 0 | 0 | 0
oh_line_TAP_OH_899356 |  | ABCN | node_8101801_200836805 | node_1424124_034_15271517_517 | 0.033 | unb_TAPWIRE_OH | 8101801 | no | no |  |  | no |  |  | 0 | 0 | 0 | 0
oh_line_TAP_OH_899369 |  | AN | node_8101801_200836846 | node_1425457_961_15267509_185 | 0.033 | unb_TAPWIRE_OH | 8101801 | no | no |  |  | no |  |  | 0 | 0 | 0 | 0
oh_line_TAP_OH_899370 |  | AN | node_8101801_200836848 | node_1425467_58_15267286_667 | 0.033 | unb_TAPWIRE_OH | 8101801 | no | no |  |  | no |  |  | 0 | 0 | 0 | 0
oh_line_TAP_OH_899371 |  | AN | node_8101801_200836849 | node_1425595_461_15267009_785 | 0.033 | unb_TAPWIRE_OH | 8101801 | no | no |  |  | no |  |  | 0 | 0 | 0 | 0
oh_line_TAP_OH_899372 |  | ABCN | node_8101801_200836852 | node_1424939_355_15269897_07 | 0.033 | unb_TAPWIRE_OH | 8101801 | no | no |  |  | no |  |  | 0 | 0 | 0 | 0
oh_line_TAP_OH_899374 |  | ABCN | node_8101801_200836857 | node_1425216_895_15269290_99 | 0.033 | unb_TAPWIRE_OH | 8101801 | no | no |  |  | no |  |  | 0 | 0 | 0 | 0
oh_line_TAP_OH_899375 |  | ABCN | node_8101801_200836859 | node_1425250_998_15268991_423 | 0.033 | unb_TAPWIRE_OH | 8101801 | no | no |  |  | no |  |  | 0 | 0 | 0 | 0
oh_line_TAP_OH_899376 |  | AN | node_8101801_200836862 | node_1424795_418_15268888_912 | 0.033 | unb_TAPWIRE_OH | 8101801 | no | no |  |  | no |  |  | 0 | 0 | 0 | 0
oh_line_TAP_OH_899377 |  | ABCN | node_8101801_200836866 | node_1425283_575_15268672_554 | 0.033 | unb_TAPWIRE_OH | 8101801 | no | no |  |  | no |  |  | 0 | 0 | 0 | 0
oh_line_TAP_OH_899380 |  | AN | node_8101801_200836872 | node_1425658_865_15268090_755 | 0.033 | unb_TAPWIRE_OH | 8101801 | no | no |  |  | no |  |  | 0 | 0 | 0 | 0
oh_line_TAP_OH_899381 |  | AN | node_8101801_200836874 | node_1425409_496_15267757_504 | 0.033 | unb_TAPWIRE_OH | 8101801 | no | no |  |  | no |  |  | 0 | 0 | 0 | 0
oh_line_TAP_OH_899409 |  | AN | node_8101801_200836977 | node_1427512_826_15265451_26 | 0.033 | unb_TAPWIRE_OH | 8101801 | no | no |  |  | no |  |  | 0 | 0 | 0 | 0
oh_line_TAP_OH_899410 |  | AN | node_8101801_200836978 | node_1427667_68_15265451_486 | 0.033 | unb_TAPWIRE_OH | 8101801 | no | no |  |  | no |  |  | 0 | 0 | 0 | 0
oh_line_TAP_OH_899411 |  | AN | node_8101801_200836979 | node_1427782_957_15265457_744 | 0.033 | unb_TAPWIRE_OH | 8101801 | no | no |  |  | no |  |  | 0 | 0 | 0 | 0
oh_line_TAP_OH_899412 |  | AN | node_8101801_200836981 | node_1428081_303_15265456_356 | 0.033 | unb_TAPWIRE_OH | 8101801 | no | no |  |  | no |  |  | 0 | 0 | 0 | 0
oh_line_TAP_OH_899413 |  | AN | node_8101801_200836982 | node_1428245_186_15265539_415 | 0.033 | unb_TAPWIRE_OH | 8101801 | no | no |  |  | no |  |  | 0 | 0 | 0 | 0
oh_line_TAP_OH_899414 |  | AN | node_8101801_200836985 | node_1428639_852_15265504_988 | 0.033 | unb_TAPWIRE_OH | 8101801 | no | no |  |  | no |  |  | 0 | 0 | 0 | 0
oh_line_TAP_OH_899425 |  | AN | node_8101801_200837012 | node_1429093_878_15261021_3 | 0.033 | unb_TAPWIRE_OH | 8101801 | no | no |  |  | no |  |  | 0 | 0 | 0 | 0
oh_line_TAP_OH_899496 |  | AN | node_8101801_200837244 | node_1432170_862_15259410_034 | 0.033 | unb_TAPWIRE_OH | 8101801 | no | no |  |  | no |  |  | 0 | 0 | 0 | 0
oh_line_TAP_OH_899497 |  | AN | node_8101801_200837245 | node_1432406_1_15259606 | 0.033 | unb_TAPWIRE_OH | 8101801 | no | no |  |  | no |  |  | 0 | 0 | 0 | 0
oh_line_TAP_OH_899521 |  | AN | node_8101801_200837330 | node_1426475_519_15276158_277 | 0.033 | unb_TAPWIRE_OH | 8101801 | no | no |  |  | no |  |  | 0 | 0 | 0 | 0
oh_line_TAP_OH_899522 |  | AN | node_8101801_200837336 | node_1426723_952_15277497_871 | 0.033 | unb_TAPWIRE_OH | 8101801 | no | no |  |  | no |  |  | 0 | 0 | 0 | 0
oh_line_TAP_OH_899523 |  | AN | node_8101801_200837345 | node_1426128_951_15275467_977 | 0.033 | unb_TAPWIRE_OH | 8101801 | no | no |  |  | no |  |  | 0 | 0 | 0 | 0
oh_line_TAP_OH_899524 |  | AN | node_8101801_200837347 | node_1426378_239_15275890_941 | 0.033 | unb_TAPWIRE_OH | 8101801 | no | no |  |  | no |  |  | 0 | 0 | 0 | 0
oh_line_TAP_OH_899541 |  | AN | node_8101801_200837415 | node_1430215_061_15261288_123 | 0.033 | unb_TAPWIRE_OH | 8101801 | no | no |  |  | no |  |  | 0 | 0 | 0 | 0
oh_line_TAP_OH_899542 |  | AN | node_8101801_200837417 | node_1431913_142_15262970_226 | 0.033 | unb_TAPWIRE_OH | 8101801 | no | no |  |  | no |  |  | 0 | 0 | 0 | 0
oh_line_TAP_OH_899543 |  | AN | node_8101801_200837418 | node_1432214_048_15263141_774 | 0.033 | unb_TAPWIRE_OH | 8101801 | no | no |  |  | no |  |  | 0 | 0 | 0 | 0
oh_line_TAP_OH_899544 |  | AN | node_8101801_200837421 | node_1432983_716_15263722_119 | 0.033 | unb_TAPWIRE_OH | 8101801 | no | no |  |  | no |  |  | 0 | 0 | 0 | 0
oh_line_TAP_OH_899545 |  | AN | node_8101801_200837430 | node_1430573_857_15261591_034 | 0.033 | unb_TAPWIRE_OH | 8101801 | no | no |  |  | no |  |  | 0 | 0 | 0 | 0
oh_line_TAP_OH_899546 |  | AN | node_8101801_200837433 | node_1430936_838_15262103_483 | 0.033 | unb_TAPWIRE_OH | 8101801 | no | no |  |  | no |  |  | 0 | 0 | 0 | 0
oh_line_TAP_OH_899547 |  | AN | node_8101801_200837436 | node_1431443_798_15262710_69 | 0.033 | unb_TAPWIRE_OH | 8101801 | no | no |  |  | no |  |  | 0 | 0 | 0 | 0
oh_line_TAP_OH_899560 |  | AN | node_8101801_200837516 | node_1434134_876_15267157_364 | 0.033 | unb_TAPWIRE_OH | 8101801 | no | no |  |  | no |  |  | 0 | 0 | 0 | 0
oh_line_TAP_OH_899561 |  | AN | node_8101801_200837518 | node_1433508_032_15267475_779 | 0.033 | unb_TAPWIRE_OH | 8101801 | no | no |  |  | no |  |  | 0 | 0 | 0 | 0
oh_line_TAP_OH_899562 |  | AN | node_8101801_200837522 | node_1432319_877_15267939_282 | 0.033 | unb_TAPWIRE_OH | 8101801 | no | no |  |  | no |  |  | 0 | 0 | 0 | 0
oh_line_TAP_OH_899572 |  | AN | node_8101801_200837552 | node_1432011_345_15270396_822 | 0.033 | unb_TAPWIRE_OH | 8101801 | no | no |  |  | no |  |  | 0 | 0 | 0 | 0
oh_line_TAP_OH_899573 |  | AN | node_8101801_200837562 | node_1431109_203_15272473_86 | 0.033 | unb_TAPWIRE_OH | 8101801 | no | no |  |  | no |  |  | 0 | 0 | 0 | 0
oh_line_TAP_OH_899574 |  | AN | node_8101801_200837566 | node_1431365_528_15271766_425 | 0.033 | unb_TAPWIRE_OH | 8101801 | no | no |  |  | no |  |  | 0 | 0 | 0 | 0
oh_line_TAP_OH_899575 |  | AN | node_8101801_200837571 | node_1431880_549_15270894_039 | 0.033 | unb_TAPWIRE_OH | 8101801 | no | no |  |  | no |  |  | 0 | 0 | 0 | 0
oh_line_TAP_OH_899586 |  | AN | node_8101801_200837604 | node_1432254_06_15272072_848 | 0.033 | unb_TAPWIRE_OH | 8101801 | no | no |  |  | no |  |  | 0 | 0 | 0 | 0
oh_line_TAP_OH_899587 |  | AN | node_8101801_200837607 | node_1431798_723_15271871_962 | 0.033 | unb_TAPWIRE_OH | 8101801 | no | no |  |  | no |  |  | 0 | 0 | 0 | 0
oh_line_TAP_OH_899619 |  | AN | node_8101801_200837731 | node_1434159_859_15266475_918 | 0.033 | unb_TAPWIRE_OH | 8101801 | no | no |  |  | no |  |  | 0 | 0 | 0 | 0
oh_line_TAP_OH_899620 |  | AN | node_8101801_200837733 | node_1434188_449_15266182_759 | 0.033 | unb_TAPWIRE_OH | 8101801 | no | no |  |  | no |  |  | 0 | 0 | 0 | 0
oh_line_TAP_OH_899641 |  | AN | node_8101801_200837861 | node_1432808_075_15273287_607 | 0.033 | unb_TAPWIRE_OH | 8101801 | no | no |  |  | no |  |  | 0 | 0 | 0 | 0
oh_line_TAP_OH_899642 |  | AN | node_8101801_200837862 | node_1433454_841_15273348_16 | 0.033 | unb_TAPWIRE_OH | 8101801 | no | no |  |  | no |  |  | 0 | 0 | 0 | 0
oh_line_TAP_OH_899766 |  | ABCN | node_8101801_200838225 | node_1422871_463_15269233_583 | 0.033 | unb_TAPWIRE_OH | 8101801 | no | no |  |  | no |  |  | 0 | 0 | 0 | 0
oh_line_TAP_OH_899767 |  | ABCN | node_8101801_200838228 | node_1423492_656_15269110_846 | 0.033 | unb_TAPWIRE_OH | 8101801 | no | no |  |  | no |  |  | 0 | 0 | 0 | 0
oh_line_TAP_OH_899768 |  | ABCN | node_8101801_200838231 | node_1423962_746_15269348_347 | 0.033 | unb_TAPWIRE_OH | 8101801 | no | no |  |  | no |  |  | 0 | 0 | 0 | 0
oh_line_TAP_OH_899769 |  | AN | node_8101801_200838237 | node_1430542_473_15259792_226 | 0.033 | unb_TAPWIRE_OH | 8101801 | no | no |  |  | no |  |  | 0 | 0 | 0 | 0
oh_line_TAP_OH_899770 |  | AN | node_8101801_200838239 | node_1430896_069_15259511_428 | 0.033 | unb_TAPWIRE_OH | 8101801 | no | no |  |  | no |  |  | 0 | 0 | 0 | 0
oh_line_TAP_OH_899771 |  | AN | node_8101801_200838240 | node_1431036_473_15259380_794 | 0.033 | unb_TAPWIRE_OH | 8101801 | no | no |  |  | no |  |  | 0 | 0 | 0 | 0
oh_line_TAP_OH_899772 |  | AN | node_8101801_200838244 | node_1431421_431_15258933_83 | 0.033 | unb_TAPWIRE_OH | 8101801 | no | no |  |  | no |  |  | 0 | 0 | 0 | 0
oh_line_TAP_OH_899773 |  | AN | node_8101801_200838247 | node_1432021_63_15258340_515 | 0.033 | unb_TAPWIRE_OH | 8101801 | no | no |  |  | no |  |  | 0 | 0 | 0 | 0
oh_line_TAP_OH_899774 |  | AN | node_8101801_200838248 | node_1432231_531_15258223_251 | 0.033 | unb_TAPWIRE_OH | 8101801 | no | no |  |  | no |  |  | 0 | 0 | 0 | 0
oh_line_TAP_OH_899777 |  | AN | node_8101801_200838261 | node_1422550_11_15270754_784 | 0.033 | unb_TAPWIRE_OH | 8101801 | no | no |  |  | no |  |  | 0 | 0 | 0 | 0
oh_line_TAP_OH_899783 |  | AN | node_8101801_200838298 | node_1423072_084_15275544_239 | 0.033 | unb_TAPWIRE_OH | 8101801 | no | no |  |  | no |  |  | 0 | 0 | 0 | 0
oh_line_TAP_OH_899785 |  | AN | node_8101801_200838303 | node_1423362_508_15275104_06 | 0.033 | unb_TAPWIRE_OH | 8101801 | no | no |  |  | no |  |  | 0 | 0 | 0 | 0
oh_line_TAP_OH_899786 |  | AN | node_8101801_200838305 | node_1423284_92_15274859_289 | 0.033 | unb_TAPWIRE_OH | 8101801 | no | no |  |  | no |  |  | 0 | 0 | 0 | 0
oh_line_TAP_OH_899787 |  | ABCN | node_8101801_200838307 | node_1423121_146_15274714_042 | 0.033 | unb_TAPWIRE_OH | 8101801 | no | no |  |  | no |  |  | 0 | 0 | 0 | 0
oh_line_TAP_OH_899788 |  | ABCN | node_8101801_200838315 | node_1423170_43_15274019_391 | 0.033 | unb_TAPWIRE_OH | 8101801 | no | no |  |  | no |  |  | 0 | 0 | 0 | 0
oh_line_TAP_OH_899789 |  | ABCN | node_8101801_200838322 | node_1423304_388_15273454_796 | 0.033 | unb_TAPWIRE_OH | 8101801 | no | no |  |  | no |  |  | 0 | 0 | 0 | 0
oh_line_TAP_OH_899791 |  | AN | node_8101801_200838332 | node_1424008_702_15272588_792 | 0.033 | unb_TAPWIRE_OH | 8101801 | no | no |  |  | no |  |  | 0 | 0 | 0 | 0
oh_line_TAP_OH_899792 |  | ABCN | node_8101801_200838334 | node_1423612_41_15272335_675 | 0.033 | unb_TAPWIRE_OH | 8101801 | no | no |  |  | no |  |  | 0 | 0 | 0 | 0
oh_line_TAP_OH_899793 |  | ABCN | node_8101801_200838340 | node_1423457_39_15271951_539 | 0.033 | unb_TAPWIRE_OH | 8101801 | no | no |  |  | no |  |  | 0 | 0 | 0 | 0
oh_line_TAP_OH_899795 |  | ABCN | node_8101801_200838347 | node_1423732_432_15271467_649 | 0.033 | unb_TAPWIRE_OH | 8101801 | no | no |  |  | no |  |  | 0 | 0 | 0 | 0
oh_line_TAP_OH_899796 |  | ABCN | node_8101801_200838349 | node_1423804_71_15271167_797 | 0.033 | unb_TAPWIRE_OH | 8101801 | no | no |  |  | no |  |  | 0 | 0 | 0 | 0
oh_line_TAP_OH_899797 |  | ABCN | node_8101801_200838353 | node_1423885_176_15270843_338 | 0.033 | unb_TAPWIRE_OH | 8101801 | no | no |  |  | no |  |  | 0 | 0 | 0 | 0
oh_line_TAP_OH_899799 |  | ABCN | node_8101801_200838365 | node_1424158_016_15269735_887 | 0.033 | unb_TAPWIRE_OH | 8101801 | no | no |  |  | no |  |  | 0 | 0 | 0 | 0
oh_line_TAP_OH_899801 |  | ABCN | node_8101801_200838378 | node_1424362_608_15268612_011 | 0.033 | unb_TAPWIRE_OH | 8101801 | no | no |  |  | no |  |  | 0 | 0 | 0 | 0
oh_line_TAP_OH_899802 |  | ABCN | node_8101801_200838385 | node_1424513_658_15267999_083 | 0.033 | unb_TAPWIRE_OH | 8101801 | no | no |  |  | no |  |  | 0 | 0 | 0 | 0
oh_line_TAP_OH_899803 |  | ABCN | node_8101801_200838391 | node_1424683_671_15267287_461 | 0.033 | unb_TAPWIRE_OH | 8101801 | no | no |  |  | no |  |  | 0 | 0 | 0 | 0
oh_line_TAP_OH_899804 |  | ABCN | node_8101801_200838394 | node_1424838_28_15266913_755 | 0.033 | unb_TAPWIRE_OH | 8101801 | no | no |  |  | no |  |  | 0 | 0 | 0 | 0
oh_line_TAP_OH_899808 |  | ABCN | node_8101801_200838408 | node_1425054_524_15266470_847 | 0.033 | unb_TAPWIRE_OH | 8101801 | no | no |  |  | no |  |  | 0 | 0 | 0 | 0
oh_line_TAP_OH_899810 |  | ABCN | node_8101801_200838416 | node_1425477_359_15265643_443 | 0.033 | unb_TAPWIRE_OH | 8101801 | no | no |  |  | no |  |  | 0 | 0 | 0 | 0
oh_line_TAP_OH_899811 |  | AN | node_8101801_200838420 | node_1425316_14_15265438_212 | 0.033 | unb_TAPWIRE_OH | 8101801 | no | no |  |  | no |  |  | 0 | 0 | 0 | 0
oh_line_TAP_OH_899812 |  | ABCN | node_8101801_200838423 | node_1425733_505_15265149_428 | 0.033 | unb_TAPWIRE_OH | 8101801 | no | no |  |  | no |  |  | 0 | 0 | 0 | 0
oh_line_TAP_OH_899814 |  | ABCN | node_8101801_200838434 | node_1426310_276_15264269_54 | 0.033 | unb_TAPWIRE_OH | 8101801 | no | no |  |  | no |  |  | 0 | 0 | 0 | 0
oh_line_TAP_OH_899815 |  | ABCN | node_8101801_200838440 | node_1426840_4_15263875_727 | 0.033 | unb_TAPWIRE_OH | 8101801 | no | no |  |  | no |  |  | 0 | 0 | 0 | 0
oh_line_TAP_OH_899816 |  | ABCN | node_8101801_200838453 | node_1427838_999_15262842_292 | 0.033 | unb_TAPWIRE_OH | 8101801 | no | no |  |  | no |  |  | 0 | 0 | 0 | 0
oh_line_TAP_OH_899817 |  | ABCN | node_8101801_200838457 | node_1428618_634_15262273_61 | 0.033 | unb_TAPWIRE_OH | 8101801 | no | no |  |  | no |  |  | 0 | 0 | 0 | 0
oh_line_TAP_OH_899819 |  | ABCN | node_8101801_200838465 | node_1429546_556_15261764_182 | 0.033 | unb_TAPWIRE_OH | 8101801 | no | no |  |  | no |  |  | 0 | 0 | 0 | 0
oh_line_TAP_OH_899820 |  | ABCN | node_8101801_200838472 | node_1430546_043_15260967_44 | 0.033 | unb_TAPWIRE_OH | 8101801 | no | no |  |  | no |  |  | 0 | 0 | 0 | 0
oh_line_TAP_OH_899823 |  | AN | node_8101801_200838493 | node_1432487_083_15258812_372 | 0.033 | unb_TAPWIRE_OH | 8101801 | no | no |  |  | no |  |  | 0 | 0 | 0 | 0
oh_line_TAP_OH_899824 |  | AN | node_8101801_200838494 | node_1432647_312_15258689_441 | 0.033 | unb_TAPWIRE_OH | 8101801 | no | no |  |  | no |  |  | 0 | 0 | 0 | 0
oh_line_TAP_OH_899825 |  | AN | node_8101801_200838499 | node_1432836_614_15258294_326 | 0.033 | unb_TAPWIRE_OH | 8101801 | no | no |  |  | no |  |  | 0 | 0 | 0 | 0
oh_line_TAP_OH_899826 |  | AN | node_8101801_200838503 | node_1432988_189_15258061_395 | 0.033 | unb_TAPWIRE_OH | 8101801 | no | no |  |  | no |  |  | 0 | 0 | 0 | 0
oh_line_TAP_OH_899827 |  | AN | node_8101801_200838506 | node_1433230_01_15257704_523 | 0.033 | unb_TAPWIRE_OH | 8101801 | no | no |  |  | no |  |  | 0 | 0 | 0 | 0
oh_line_TAP_OH_899828 |  | AN | node_8101801_200838511 | node_1433519_374_15257270_712 | 0.033 | unb_TAPWIRE_OH | 8101801 | no | no |  |  | no |  |  | 0 | 0 | 0 | 0
oh_line_TAP_OH_899829 |  | AN | node_8101801_200838514 | node_1433770_048_15256896_174 | 0.033 | unb_TAPWIRE_OH | 8101801 | no | no |  |  | no |  |  | 0 | 0 | 0 | 0
oh_line_TAP_OH_899830 |  | AN | node_8101801_200838518 | node_1434331_72_15256841_521 | 0.033 | unb_TAPWIRE_OH | 8101801 | no | no |  |  | no |  |  | 0 | 0 | 0 | 0
oh_line_TAP_OH_899832 |  | AN | node_8101801_200838522 | node_1434108_715_15256452_842 | 0.033 | unb_TAPWIRE_OH | 8101801 | no | no |  |  | no |  |  | 0 | 0 | 0 | 0
oh_line_TAP_OH_899833 |  | AN | node_8101801_200838525 | node_1434604_252_15256456_32 | 0.033 | unb_TAPWIRE_OH | 8101801 | no | no |  |  | no |  |  | 0 | 0 | 0 | 0
oh_line_TAP_OH_899834 |  | AN | node_8101801_200838526 | node_1434793_477_15256532_551 | 0.033 | unb_TAPWIRE_OH | 8101801 | no | no |  |  | no |  |  | 0 | 0 | 0 | 0
oh_line_TAP_OH_899835 |  | AN | node_8101801_200838527 | node_1434211_609_15256220_914 | 0.033 | unb_TAPWIRE_OH | 8101801 | no | no |  |  | no |  |  | 0 | 0 | 0 | 0
oh_line_TAP_OH_899836 |  | AN | node_8101801_200838532 | node_1434443_721_15255958_491 | 0.033 | unb_TAPWIRE_OH | 8101801 | no | no |  |  | no |  |  | 0 | 0 | 0 | 0
oh_line_TAP_OH_899837 |  | AN | node_8101801_200838538 | node_1434849_054_15255470_971 | 0.033 | unb_TAPWIRE_OH | 8101801 | no | no |  |  | no |  |  | 0 | 0 | 0 | 0
oh_line_TAP_OH_899892 |  | ABCN | node_8101801_200838764 | node_1424504_159_15269895_888 | 0.033 | unb_TAPWIRE_OH | 8101801 | no | no |  |  | no |  |  | 0 | 0 | 0 | 0
oh_line_TAP_OH_899895 |  | AN | node_8101801_200838775 | node_1424758_771_15270363_949 | 0.033 | unb_TAPWIRE_OH | 8101801 | no | no |  |  | no |  |  | 0 | 0 | 0 | 0
oh_line_TAP_OH_899896 |  | AN | node_8101801_200838778 | node_1424569_266_15270567_104 | 0.033 | unb_TAPWIRE_OH | 8101801 | no | no |  |  | no |  |  | 0 | 0 | 0 | 0
oh_line_TAP_OH_899897 |  | AN | node_8101801_200838786 | node_1425061_636_15265286_265 | 0.033 | unb_TAPWIRE_OH | 8101801 | no | no |  |  | no |  |  | 0 | 0 | 0 | 0
oh_line_TAP_OH_899898 |  | ABCN | node_8101801_200838789 | node_1427183_686_15263515_77 | 0.033 | unb_TAPWIRE_OH | 8101801 | no | no |  |  | no |  |  | 0 | 0 | 0 | 0
oh_line_TAP_OH_899899 |  | AN | node_8101801_200838792 | node_1425724_498_15266465_55 | 0.033 | unb_TAPWIRE_OH | 8101801 | no | no |  |  | no |  |  | 0 | 0 | 0 | 0
oh_line_TAP_OH_899900 |  | AN | node_8101801_200838794 | node_1425774_337_15266642_023 | 0.033 | unb_TAPWIRE_OH | 8101801 | no | no |  |  | no |  |  | 0 | 0 | 0 | 0
oh_line_TAP_OH_899901 |  | ABCN | node_8101801_200838795 | node_1427010_693_15263858_442 | 0.033 | unb_TAPWIRE_OH | 8101801 | no | no |  |  | no |  |  | 0 | 0 | 0 | 0
oh_line_TAP_OH_899902 |  | ABCN | node_8101801_200838799 | node_1426826_375_15264222_429 | 0.033 | unb_TAPWIRE_OH | 8101801 | no | no |  |  | no |  |  | 0 | 0 | 0 | 0
oh_line_TAP_OH_899903 |  | ABCN | node_8101801_200838802 | node_1426648_499_15264569_412 | 0.033 | unb_TAPWIRE_OH | 8101801 | no | no |  |  | no |  |  | 0 | 0 | 0 | 0
oh_line_TAP_OH_899904 |  | ABCN | node_8101801_200838805 | node_1426632_513_15264751_247 | 0.033 | unb_TAPWIRE_OH | 8101801 | no | no |  |  | no |  |  | 0 | 0 | 0 | 0
oh_line_TAP_OH_899905 |  | ABCN | node_8101801_200838809 | node_1426300_214_15265266_723 | 0.033 | unb_TAPWIRE_OH | 8101801 | no | no |  |  | no |  |  | 0 | 0 | 0 | 0
oh_line_TAP_OH_899906 |  | AN | node_8101801_200838812 | node_1426219_418_15265569_908 | 0.033 | unb_TAPWIRE_OH | 8101801 | no | no |  |  | no |  |  | 0 | 0 | 0 | 0
oh_line_TAP_OH_899907 |  | AN | node_8101801_200838815 | node_1425971_146_15265912_443 | 0.033 | unb_TAPWIRE_OH | 8101801 | no | no |  |  | no |  |  | 0 | 0 | 0 | 0
oh_line_TAP_OH_899908 |  | AN | node_8101801_200838821 | node_1433647_137_15257735_456 | 0.033 | unb_TAPWIRE_OH | 8101801 | no | no |  |  | no |  |  | 0 | 0 | 0 | 0
oh_line_TAP_OH_899909 |  | AN | node_8101801_200838824 | node_1436431_252_15259338_308 | 0.033 | unb_TAPWIRE_OH | 8101801 | no | no |  |  | no |  |  | 0 | 0 | 0 | 0
oh_line_TAP_OH_899910 |  | AN | node_8101801_200838825 | node_1436779_928_15259334_516 | 0.033 | unb_TAPWIRE_OH | 8101801 | no | no |  |  | no |  |  | 0 | 0 | 0 | 0
oh_line_TAP_OH_899911 |  | AN | node_8101801_200838826 | node_1436985_197_15259326_129 | 0.033 | unb_TAPWIRE_OH | 8101801 | no | no |  |  | no |  |  | 0 | 0 | 0 | 0
oh_line_TAP_OH_899912 |  | AN | node_8101801_200838827 | node_1437169_142_15259323_113 | 0.033 | unb_TAPWIRE_OH | 8101801 | no | no |  |  | no |  |  | 0 | 0 | 0 | 0
oh_line_TAP_OH_899913 |  | AN | node_8101801_200838828 | node_1437334_577_15259321_071 | 0.033 | unb_TAPWIRE_OH | 8101801 | no | no |  |  | no |  |  | 0 | 0 | 0 | 0
oh_line_TAP_OH_899914 |  | AN | node_8101801_200838830 | node_1437529_011_15259239_328 | 0.033 | unb_TAPWIRE_OH | 8101801 | no | no |  |  | no |  |  | 0 | 0 | 0 | 0
oh_line_TAP_OH_899915 |  | AN | node_8101801_200838831 | node_1437906_939_15259215_183 | 0.033 | unb_TAPWIRE_OH | 8101801 | no | no |  |  | no |  |  | 0 | 0 | 0 | 0
oh_line_TAP_OH_899916 |  | AN | node_8101801_200838835 | node_1438555_667_15259479_576 | 0.033 | unb_TAPWIRE_OH | 8101801 | no | no |  |  | no |  |  | 0 | 0 | 0 | 0
oh_line_TAP_OH_899917 |  | AN | node_8101801_200838837 | node_1433804_263_15257858_804 | 0.033 | unb_TAPWIRE_OH | 8101801 | no | no |  |  | no |  |  | 0 | 0 | 0 | 0
oh_line_TAP_OH_899918 |  | AN | node_8101801_200838839 | node_1434208_417_15258191_271 | 0.033 | unb_TAPWIRE_OH | 8101801 | no | no |  |  | no |  |  | 0 | 0 | 0 | 0
oh_line_TAP_OH_899919 |  | AN | node_8101801_200838840 | node_1434335_293_15258418_523 | 0.033 | unb_TAPWIRE_OH | 8101801 | no | no |  |  | no |  |  | 0 | 0 | 0 | 0
oh_line_TAP_OH_899920 |  | AN | node_8101801_200838841 | node_1434636_259_15258436_839 | 0.033 | unb_TAPWIRE_OH | 8101801 | no | no |  |  | no |  |  | 0 | 0 | 0 | 0
oh_line_TAP_OH_899921 |  | AN | node_8101801_200838849 | node_1435583_371_15259017_767 | 0.033 | unb_TAPWIRE_OH | 8101801 | no | no |  |  | no |  |  | 0 | 0 | 0 | 0
oh_line_TAP_OH_899922 |  | AN | node_8101801_200838851 | node_1436107_394_15259425_338 | 0.033 | unb_TAPWIRE_OH | 8101801 | no | no |  |  | no |  |  | 0 | 0 | 0 | 0
oh_line_TAP_OH_907043 |  | AN | node_8101801_200867993 | node_1435748_187_15271799_12 | 0.033 | unb_TAPWIRE_OH | 8101801 | no | no |  |  | no |  |  | 0 | 0 | 0 | 0
oh_line_TAP_OH_907044 |  | AN | node_8101801_200867997 | node_1436506_843_15271825_062 | 0.033 | unb_TAPWIRE_OH | 8101801 | no | no |  |  | no |  |  | 0 | 0 | 0 | 0
oh_line_TAP_OH_907045 |  | AN | node_8101801_200868000 | node_1435159_121_15271566_771 | 0.033 | unb_TAPWIRE_OH | 8101801 | no | no |  |  | no |  |  | 0 | 0 | 0 | 0
oh_line_TAP_OH_907046 |  | AN | node_8101801_200868001 | node_1435652_679_15269218_497 | 0.033 | unb_TAPWIRE_OH | 8101801 | no | no |  |  | no |  |  | 0 | 0 | 0 | 0
oh_line_TAP_OH_907879 |  | AN | node_8101801_200870441 | node_1439139_557_15258985_931 | 0.033 | unb_TAPWIRE_OH | 8101801 | no | no |  |  | no |  |  | 0 | 0 | 0 | 0
oh_line_TAP_OH_907880 |  | AN | node_8101801_200870445 | node_1439512_423_15258618_128 | 0.033 | unb_TAPWIRE_OH | 8101801 | no | no |  |  | no |  |  | 0 | 0 | 0 | 0
oh_line_TAP_OH_907881 |  | AN | node_8101801_200870447 | node_1439458_989_15258110_364 | 0.033 | unb_TAPWIRE_OH | 8101801 | no | no |  |  | no |  |  | 0 | 0 | 0 | 0
oh_line_TAP_OH_907882 |  | AN | node_8101801_200870450 | node_1439544_496_15257541_472 | 0.033 | unb_TAPWIRE_OH | 8101801 | no | no |  |  | no |  |  | 0 | 0 | 0 | 0
oh_line_TAP_OH_907883 |  | AN | node_8101801_200870451 | node_1439728_585_15257480_133 | 0.033 | unb_TAPWIRE_OH | 8101801 | no | no |  |  | no |  |  | 0 | 0 | 0 | 0
oh_line_TAP_OH_907884 |  | AN | node_8101801_200870452 | node_1440113_109_15257534_264 | 0.033 | unb_TAPWIRE_OH | 8101801 | no | no |  |  | no |  |  | 0 | 0 | 0 | 0
oh_line_TAP_OH_907885 |  | AN | node_8101801_200870453 | node_1439938_322_15257182_336 | 0.033 | unb_TAPWIRE_OH | 8101801 | no | no |  |  | no |  |  | 0 | 0 | 0 | 0
oh_line_TAP_OH_907886 |  | AN | node_8101801_200870455 | node_1439757_241_15256641_068 | 0.033 | unb_TAPWIRE_OH | 8101801 | no | no |  |  | no |  |  | 0 | 0 | 0 | 0
oh_line_TAP_OH_907887 |  | AN | node_8101801_200870458 | node_1439587_621_15256153_481 | 0.033 | unb_TAPWIRE_OH | 8101801 | no | no |  |  | no |  |  | 0 | 0 | 0 | 0
oh_line_TAP_OH_907888 |  | AN | node_8101801_200870461 | node_1439363_373_15255314_915 | 0.033 | unb_TAPWIRE_OH | 8101801 | no | no |  |  | no |  |  | 0 | 0 | 0 | 0
oh_line_TAP_OH_920873 |  | AN | node_8101801_200950991 | node_1425320_716_15257685_046 | 0.033 | unb_TAPWIRE_OH | 8101801 | no | no |  |  | no |  |  | 0 | 0 | 0 | 0
oh_line_TAP_OH_920893 |  | ABCN | node_8101801_200951161 | node_1427416_799_15263188_916 | 0.033 | unb_TAPWIRE_OH | 8101801 | no | no |  |  | no |  |  | 0 | 0 | 0 | 0
oh_line_TAP_OH_925338 |  | AN | node_8101801_200977289 | node_1424780_837_15269101_051 | 0.033 | unb_TAPWIRE_OH | 8101801 | no | no |  |  | no |  |  | 0 | 0 | 0 | 0
oh_line_TAP_OH_927220 |  | AN | node_8101801_200987230 | node_1434632_633_15265875_986 | 0.033 | unb_TAPWIRE_OH | 8101801 | no | no |  |  | no |  |  | 0 | 0 | 0 | 0
oh_line_TAP_OH_927221 |  | AN | node_8101801_200987233 | node_1435023_166_15266020_641 | 0.033 | unb_TAPWIRE_OH | 8101801 | no | no |  |  | no |  |  | 0 | 0 | 0 | 0
oh_line_TAP_OH_932160 |  | AN | node_8101801_201026946 | node_1434704_258_15255693_598 | 0.033 | unb_TAPWIRE_OH | 8101801 | no | no |  |  | no |  |  | 0 | 0 | 0 | 0
oh_line_TAP_OH_932275 |  | AN | node_8101801_201027513 | node_1434817_222_15255928_517 | 0.033 | unb_TAPWIRE_OH | 8101801 | no | no |  |  | no |  |  | 0 | 0 | 0 | 0
oh_line_TAP_OH_932276 |  | AN | node_8101801_201027514 | node_1425618_712_15268798_199 | 0.033 | unb_TAPWIRE_OH | 8101801 | no | no |  |  | no |  |  | 0 | 0 | 0 | 0
oh_line_TAP_OH_932297 |  | AN | node_8101801_201027788 | node_1422932_451_15270559_569 | 0.033 | unb_TAPWIRE_OH | 8101801 | no | no |  |  | no |  |  | 0 | 0 | 0 | 0
oh_line_TAP_OH_933676 |  | ABCN | node_8101801_201038471 | node_1426055_99_15264538_172 | 0.033 | unb_TAPWIRE_OH | 8101801 | no | no |  |  | no |  |  | 0 | 0 | 0 | 0
oh_line_TAP_OH_936262 |  | AN | node_8101801_201057087 | node_1432391_442_15257823_467 | 0.033 | unb_TAPWIRE_OH | 8101801 | no | no |  |  | no |  |  | 0 | 0 | 0 | 0
oh_line_TAP_OH_937158 |  | ABCN | node_8101801_201063211 | node_1430325_484_15261124_118 | 0.033 | unb_TAPWIRE_OH | 8101801 | no | no |  |  | no |  |  | 0 | 0 | 0 | 0
oh_line_TAP_OH_1329589 |  | AN | node_8101801_200964589 | node_1432838_334_15257012_844 | 0.033 | unb_TAPWIRE_OH | 8101801 | no | no |  |  | no |  |  | 0 | 0 | 0 | 0
oh_line_TAP_OH_1418424 |  | AN | node_8101801_310012940 | node_1417765_967_15263444_744 | 0.033 | unb_TAPWIRE_OH | 8101801 | no | no |  |  | no |  |  | 0 | 0 | 0 | 0
oh_line_TAP_OH_1824064 |  | AN | node_8101801_200870443 | node_1439350_729_15259006_722 | 0.033 | unb_TAPWIRE_OH | 8101801 | no | no |  |  | no |  |  | 0 | 0 | 0 | 0
oh_line_TAP_OH_2138130 |  | ABCN | node_8101801_200830622 | node_1423918_259_15264491_867 | 0.033 | unb_TAPWIRE_OH | 8101801 | no | no |  |  | no |  |  | 0 | 0 | 0 | 0
oh_line_TAP_OH_2138131 |  | ABCN | node_8101801_200830622 | node_1423905_538_15264512_216 | 0.033 | unb_TAPWIRE_OH | 8101801 | no | no |  |  | no |  |  | 0 | 0 | 0 | 0
oh_line_TAP_OH_2138132 |  | ABCN | node_8101801_200836808 | node_1424302_919_15271310_531 | 0.033 | unb_TAPWIRE_OH | 8101801 | no | no |  |  | no |  |  | 0 | 0 | 0 | 0
oh_line_TAP_OH_2138133 |  | ABCN | node_8101801_200836808 | node_1424294_582_15271334_633 | 0.033 | unb_TAPWIRE_OH | 8101801 | no | no |  |  | no |  |  | 0 | 0 | 0 | 0
oh_line_TAP_OH_2138134 |  | ABCN | node_8101801_200836808 | node_1424306_309_15271284_321 | 0.033 | unb_TAPWIRE_OH | 8101801 | no | no |  |  | no |  |  | 0 | 0 | 0 | 0
oh_line_TAP_OH_2138211 |  | ABCN | node_8101801_200830617 | node_1423308_485_15264991_018 | 0.033 | unb_TAPWIRE_OH | 8101801 | no | no |  |  | no |  |  | 0 | 0 | 0 | 0
oh_line_TAP_OH_2138212 |  | ABCN | node_8101801_200830617 | node_1423297_457_15264968_794 | 0.033 | unb_TAPWIRE_OH | 8101801 | no | no |  |  | no |  |  | 0 | 0 | 0 | 0
oh_line_TAP_OH_2138224 |  | ABCN | node_8101801_200838771 | node_1425201_792_15270173_255 | 0.033 | unb_TAPWIRE_OH | 8101801 | no | no |  |  | no |  |  | 0 | 0 | 0 | 0
oh_line_TAP_OH_2138225 |  | ABCN | node_8101801_200838771 | node_1425195_311_15270173_075 | 0.033 | unb_TAPWIRE_OH | 8101801 | no | no |  |  | no |  |  | 0 | 0 | 0 | 0
oh_line_TAP_OH_2138226 |  | ABCN | node_8101801_200838771 | node_1425209_112_15270174_715 | 0.033 | unb_TAPWIRE_OH | 8101801 | no | no |  |  | no |  |  | 0 | 0 | 0 | 0
oh_line_TAP_OH_2138227 |  | ABCN | node_8101801_200836804 | node_1424242_642_15271817_828 | 0.033 | unb_TAPWIRE_OH | 8101801 | no | no |  |  | no |  |  | 0 | 0 | 0 | 0
oh_line_TAP_OH_2138228 |  | ABCN | node_8101801_200836804 | node_1424233_883_15271841_657 | 0.033 | unb_TAPWIRE_OH | 8101801 | no | no |  |  | no |  |  | 0 | 0 | 0 | 0
oh_line_TAP_OH_2138229 |  | ABCN | node_8101801_200836804 | node_1424246_493_15271791_736 | 0.033 | unb_TAPWIRE_OH | 8101801 | no | no |  |  | no |  |  | 0 | 0 | 0 | 0
oh_line_TAP_OH_2138255 |  | ABCN | node_8101801_200836868 | node_1425206_369_15268500_28 | 0.033 | unb_TAPWIRE_OH | 8101801 | no | no |  |  | no |  |  | 0 | 0 | 0 | 0
oh_line_TAP_OH_2138256 |  | ABCN | node_8101801_200836868 | node_1425210_967_15268474_411 | 0.033 | unb_TAPWIRE_OH | 8101801 | no | no |  |  | no |  |  | 0 | 0 | 0 | 0
oh_line_TAP_OH_2141778 |  | ABCN | node_8101801_200838371 | node_1424180_716_15269157_114 | 0.033 | unb_TAPWIRE_OH | 8101801 | no | no |  |  | no |  |  | 0 | 0 | 0 | 0
oh_line_TAP_OH_2141779 |  | ABCN | node_8101801_200838371 | node_1424186_835_15269131_829 | 0.033 | unb_TAPWIRE_OH | 8101801 | no | no |  |  | no |  |  | 0 | 0 | 0 | 0
oh_line_TAP_OH_2141780 |  | ABCN | node_8101801_200838473 | node_1430715_807_15260766_647 | 0.033 | unb_TAPWIRE_OH | 8101801 | no | no |  |  | no |  |  | 0 | 0 | 0 | 0
oh_line_TAP_OH_2141781 |  | ABCN | node_8101801_200838473 | node_1430731_725_15260750_842 | 0.033 | unb_TAPWIRE_OH | 8101801 | no | no |  |  | no |  |  | 0 | 0 | 0 | 0
oh_line_TAP_OH_2141782 |  | ABCN | node_8101801_200838473 | node_1430703_504_15260787_46 | 0.033 | unb_TAPWIRE_OH | 8101801 | no | no |  |  | no |  |  | 0 | 0 | 0 | 0
oh_line_TAP_OH_2141797 |  | ABCN | node_8101801_200836800 | node_1423996_4_15271827_483 | 0.033 | unb_TAPWIRE_OH | 8101801 | no | no |  |  | no |  |  | 0 | 0 | 0 | 0
oh_line_TAP_OH_2141798 |  | ABCN | node_8101801_200836800 | node_1423986_121_15271850_184 | 0.033 | unb_TAPWIRE_OH | 8101801 | no | no |  |  | no |  |  | 0 | 0 | 0 | 0
oh_line_TAP_OH_2141816 |  | ABCN | node_8101801_200838361 | node_1424082_603_15270253_456 | 0.033 | unb_TAPWIRE_OH | 8101801 | no | no |  |  | no |  |  | 0 | 0 | 0 | 0
oh_line_TAP_OH_2141817 |  | ABCN | node_8101801_200838361 | node_1424076_871_15270278_906 | 0.033 | unb_TAPWIRE_OH | 8101801 | no | no |  |  | no |  |  | 0 | 0 | 0 | 0
oh_line_TAP_OH_2141818 |  | ABCN | node_8101801_200838361 | node_1424083_222_15270226_847 | 0.033 | unb_TAPWIRE_OH | 8101801 | no | no |  |  | no |  |  | 0 | 0 | 0 | 0
oh_line_TAP_OH_2141850 |  | ABCN | node_8101801_200830652 | node_1425358_788_15261934_562 | 0.033 | unb_TAPWIRE_OH | 8101801 | no | no |  |  | no |  |  | 0 | 0 | 0 | 0
oh_line_TAP_OH_2141851 |  | ABCN | node_8101801_200830652 | node_1425372_784_15261915_777 | 0.033 | unb_TAPWIRE_OH | 8101801 | no | no |  |  | no |  |  | 0 | 0 | 0 | 0
oh_line_TAP_OH_2141874 |  | ABCN | node_8101801_200836439 | node_1423505_167_15273339_387 | 0.033 | unb_TAPWIRE_OH | 8101801 | no | no |  |  | no |  |  | 0 | 0 | 0 | 0
oh_line_TAP_OH_2141875 |  | ABCN | node_8101801_200836439 | node_1423523_178_15273350_708 | 0.033 | unb_TAPWIRE_OH | 8101801 | no | no |  |  | no |  |  | 0 | 0 | 0 | 0
oh_line_TAP_OH_2141876 |  | ABCN | node_8101801_200836439 | node_1423485_611_15273334_69 | 0.033 | unb_TAPWIRE_OH | 8101801 | no | no |  |  | no |  |  | 0 | 0 | 0 | 0
oh_line_TAP_OH_2141887 |  | ABCN | node_8101801_200836869 | node_1425392_643_15268269_187 | 0.033 | unb_TAPWIRE_OH | 8101801 | no | no |  |  | no |  |  | 0 | 0 | 0 | 0
oh_line_TAP_OH_2141888 |  | ABCN | node_8101801_200836869 | node_1425385_298_15268304_024 | 0.033 | unb_TAPWIRE_OH | 8101801 | no | no |  |  | no |  |  | 0 | 0 | 0 | 0
oh_line_TAP_OH_2202123 |  | ABCN | node_8101801_200838299 | node_1423155_838_15275244_403 | 0.033 | unb_TAPWIRE_OH | 8101801 | no | no |  |  | no |  |  | 0 | 0 | 0 | 0
oh_line_TAP_OH_2202124 |  | ABCN | node_8101801_200838299 | node_1423152_878_15275270_71 | 0.033 | unb_TAPWIRE_OH | 8101801 | no | no |  |  | no |  |  | 0 | 0 | 0 | 0
oh_line_TAP_OH_2202125 |  | ABCN | node_8101801_200838299 | node_1423153_618_15275217_927 | 0.033 | unb_TAPWIRE_OH | 8101801 | no | no |  |  | no |  |  | 0 | 0 | 0 | 0
oh_line_TAP_OH_2202172 |  | ABCN | node_8101801_200838772 | node_1425262_22_15270058_691 | 0.033 | unb_TAPWIRE_OH | 8101801 | no | no |  |  | no |  |  | 0 | 0 | 0 | 0
oh_line_TAP_OH_2202173 |  | ABCN | node_8101801_200838772 | node_1425272_22_15270058_459 | 0.033 | unb_TAPWIRE_OH | 8101801 | no | no |  |  | no |  |  | 0 | 0 | 0 | 0
oh_line_TAP_OH_2202174 |  | ABCN | node_8101801_200838772 | node_1425252_9_15270059_368 | 0.033 | unb_TAPWIRE_OH | 8101801 | no | no |  |  | no |  |  | 0 | 0 | 0 | 0
oh_line_TAP_OH_2202185 |  | ABCN | node_8101801_201033850 | node_1428734_456_15259401_802 | 0.033 | unb_TAPWIRE_OH | 8101801 | no | no |  |  | no |  |  | 0 | 0 | 0 | 0
oh_line_TAP_OH_2202186 |  | ABCN | node_8101801_201033850 | node_1428745_189_15259379_477 | 0.033 | unb_TAPWIRE_OH | 8101801 | no | no |  |  | no |  |  | 0 | 0 | 0 | 0
oh_line_TAP_OH_2202189 |  | ABCN | node_8101801_200836854 | node_1425344_362_15269820_719 | 0.033 | unb_TAPWIRE_OH | 8101801 | no | no |  |  | no |  |  | 0 | 0 | 0 | 0
oh_line_TAP_OH_2202190 |  | ABCN | node_8101801_200836854 | node_1425345_559_15269847_306 | 0.033 | unb_TAPWIRE_OH | 8101801 | no | no |  |  | no |  |  | 0 | 0 | 0 | 0
oh_line_TAP_OH_2202191 |  | ABCN | node_8101801_200836854 | node_1425338_077_15269795_416 | 0.033 | unb_TAPWIRE_OH | 8101801 | no | no |  |  | no |  |  | 0 | 0 | 0 | 0
oh_line_TAP_OH_2614554 |  | AN | node_8101801_200831474 | node_1431097_268_15257346_913 | 0.033 | unb_TAPWIRE_OH | 8101801 | no | no |  |  | no |  |  | 0 | 0 | 0 | 0
oh_line_TAP_OH_3056178 |  | ABCN | node_8101801_200830631 | node_1424228_003_15263682_339 | 0.033 | unb_TAPWIRE_OH | 8101801 | no | no |  |  | no |  |  | 0 | 0 | 0 | 0
oh_line_TAP_OH_3056179 |  | ABCN | node_8101801_200830631 | node_1424231_332_15263651_102 | 0.033 | unb_TAPWIRE_OH | 8101801 | no | no |  |  | no |  |  | 0 | 0 | 0 | 0
oh_line_TAP_OH_3149080 |  | AN | node_8101801_200837551 | node_1431991_542_15270647_644 | 0.033 | unb_TAPWIRE_OH | 8101801 | no | no |  |  | no |  |  | 0 | 0 | 0 | 0
oh_line_TAP_OH_3400531 |  | AN | node_8101801_200837424 | node_1433266_031_15264172_158 | 0.033 | unb_TAPWIRE_OH | 8101801 | no | no |  |  | no |  |  | 0 | 0 | 0 | 0
oh_line_TAP_OH_3546161 |  | AN | node_8101801_200837011 | node_1429776_948_15260415_396 | 0.033 | unb_TAPWIRE_OH | 8101801 | no | no |  |  | no |  |  | 0 | 0 | 0 | 0
oh_line_TAP_OH_3681402 |  | ABCN | node_8101801_200830619 | node_1423661_281_15264534_292 | 0.033 | unb_TAPWIRE_OH | 8101801 | no | no |  |  | no |  |  | 0 | 0 | 0 | 0
oh_line_TAP_OH_3681403 |  | ABCN | node_8101801_200830619 | node_1423660_183_15264520_432 | 0.033 | unb_TAPWIRE_OH | 8101801 | no | no |  |  | no |  |  | 0 | 0 | 0 | 0
oh_line_TAP_OH_3681404 |  | ABCN | node_8101801_200830619 | node_1423660_073_15264508_731 | 0.033 | unb_TAPWIRE_OH | 8101801 | no | no |  |  | no |  |  | 0 | 0 | 0 | 0
oh_line_TAP_OH_4357138 |  | AN | node_8101801_312053332 | node_1424372_741_15261420_355 | 0.033 | unb_TAPWIRE_OH | 8101801 | no | no |  |  | no |  |  | 0 | 0 | 0 | 0
oh_line_TAP_OH_4621156 |  | AN | node_8101801_200838250 | node_1432335_487_15257943_506 | 0.033 | unb_TAPWIRE_OH | 8101801 | no | no |  |  | no |  |  | 0 | 0 | 0 | 0
oh_line_TAP_OH_4837571 |  | AN | node_8101801_312091282 | node_1431762_093_15268826_734 | 0.033 | unb_TAPWIRE_OH | 8101801 | no | no |  |  | no |  |  | 0 | 0 | 0 | 0
oh_line_TAP_OH_5556834 |  | ABCN | node_8101801_200830598 | node_1422883_864_15266970_624 | 0.033 | unb_TAPWIRE_OH | 8101801 | no | no |  |  | no |  |  | 0 | 0 | 0 | 0

## overhead_line_conductor
data_type | static
owner_type | feeder
owner | 8101801
object | overhead_line_conductor
name | groupid | geometric_mean_radius | resistance | diameter | rating_summer_continuous | rating_summer_emergency | rating_winter_continuous | rating_winter_emergency | dcircuit | selected | comments
oh_cond_1/0_AAAC |  | 0.012 | 0.876 | 0.398 | 235 | 235 | 310 | 310 |  | no
oh_cond_1/0_ACSR |  | 0.012 | 0.888 | 0.398 | 265 | 265 | 330 | 330 |  | no
oh_cond_2/0_CU |  | 0.013 | 0.44 | 0.414 | 295 | 295 | 425 | 425 |  | no
oh_cond_2_ACSR |  | 0.01 | 1.41 | 0.325 | 195 | 195 | 245 | 245 |  | no
oh_cond_3_#7_CWD_30% |  | 0.005 | 3.07 | 0.311 | 125 | 125 | 195 | 195 |  | no
oh_cond_4/0_AAAC |  | 0.017 | 0.439 | 0.563 | 365 | 365 | 480 | 480 |  | no
oh_cond_4/0_ACSR |  | 0.017 | 0.445 | 0.563 | 410 | 410 | 515 | 515 |  | no
oh_cond_4/0_AL |  | 0.016 | 0.442 | 0.522 | 365 | 365 | 480 | 480 |  | no
oh_cond_4A_CWD |  | 0.006 | 1.395 | 0.29 | 150 | 150 | 220 | 220 |  | no
oh_cond_4_CU |  | 0.007 | 1.388 | 0.232 | 140 | 140 | 200 | 200 |  | no
oh_cond_6A_CWD |  | 0.005 | 2.21 | 0.23 | 115 | 115 | 165 | 165 |  | no
oh_cond_6_CU |  | 0.006 | 2.18 | 0.184 | 110 | 110 | 150 | 150 |  | no
oh_cond_8D_CWD |  | 0.004 | 3.51 | 0.219 | 85 | 85 | 135 | 135 |  | no
oh_cond_336_5_ACSR |  | 0.024 | 0.278 | 0.684 | 555 | 555 | 705 | 705 |  | no
oh_cond_336_5_MCM_AL |  | 0.021 | 0.279 | 0.666 | 490 | 490 | 644 | 644 |  | no
oh_cond_477_MCM_AL |  | 0.025 | 0.198 | 0.792 | 605 | 605 | 810 | 810 |  | no
oh_cond_WP-4/0-CU |  | 0.015 | 0.273 | 0.81 | 340 | 340 | 390 | 390 |  | no

## regulator
data_type | static
owner_type | feeder
owner | 8101801
object | regulator
name | groupid | phases | fr | to | configuration | sense_node | dcircuit | selected | monitored | monitored_fields | class_monitored_fields | played | played_fields | comments
regulator_220370614 |  | AD | node_intto1_8101801_200837429 | node_8101801_200837429 | config_regulator_220370614 |  | 8101801 | no | no |  |  | no
regulator_220622838 |  | AD | node_intto1_8101801_200979063 | node_8101801_200979063 | config_regulator_220622838 |  | 8101801 | no | no |  |  | no

## regulator_configuration
data_type | static
owner_type | feeder
owner | 8101801
object | regulator_configuration
name | groupid | connect_type | band_center | band_width | time_delay | dwell_time | raise_taps | lower_taps | current_transducer_ratio | power_transducer_ratio | compensator_r_setting_A | compensator_x_setting_A | compensator_r_setting_B | compensator_x_setting_B | compensator_r_setting_C | compensator_x_setting_C | CT_phase | PT_phase | regulation | control_level | Control | Type | tap_pos_A | tap_pos_B | tap_pos_C | dcircuit | selected | comments
config_regulator_220370614 |  | WYE_WYE | 123 | 3 |  |  | 16 | 16 | 100 | 40 | 0 | 0 | 0 | 0 | 0 | 0 | A | A | 0.1 | INDIVIDUAL | OUTPUT_VOLTAGE | A | 16 | 0 | 0 |  | no
config_regulator_220622838 |  | WYE_WYE | 123 | 3 |  |  | 16 | 16 | 100 | 60 | 0 | 0 | 0 | 0 | 0 | 0 | A | A | 0.1 | INDIVIDUAL | OUTPUT_VOLTAGE | A | 16 | 0 | 0 |  | no

## switch
data_type | static
owner_type | feeder
owner | 8101801
object | switch
name | groupid | phases | fr | to | phase_A_state | phase_B_state | phase_C_state | operating_mode | status | dcircuit | selected | monitored | monitored_fields | class_monitored_fields | played | played_fields | comments
switch_220415637 |  | AD | node_intto1_220415637 | node_220415637 | CLOSED | CLOSED | CLOSED | INDIVIDUAL |  | 8101801 | no | no |  |  | no
switch_220415650 |  | AD | node_intto1_220415650 | node_220415650 | CLOSED | CLOSED | CLOSED | INDIVIDUAL |  | 8101801 | no | no |  |  | no
switch_220415653 |  | ABCD | node_intto1_8101801_200831348 | node_8101801_200831348 | CLOSED | CLOSED | CLOSED | INDIVIDUAL |  | 8101801 | no | no |  |  | no
switch_220415656 |  | AN | node_intto1_8101801_200828948 | node_8101801_200828948 | CLOSED | CLOSED | CLOSED | INDIVIDUAL |  | 8101801 | no | no |  |  | no
switch_220415794 |  | ABCD | node_intto1_8101801_200830602 | node_8101801_200830602 | CLOSED | CLOSED | CLOSED | INDIVIDUAL |  | 8101801 | no | no |  |  | no
switch_220415935 |  | AN | node_intto1_8101801_200828907 | node_8101801_200828907 | CLOSED | CLOSED | CLOSED | INDIVIDUAL |  | 8101801 | no | no |  |  | no
switch_220416947 |  | AD | node_intto1_8101801_200838821 | node_8101801_200838821 | CLOSED | CLOSED | CLOSED | INDIVIDUAL |  | 8101801 | no | no |  |  | no
switch_220417104 |  | AD | node_intto1_8101801_200837517 | node_8101801_200837517 | CLOSED | CLOSED | CLOSED | INDIVIDUAL |  | 8101801 | no | no |  |  | no
switch_220417111 |  | AD | node_intto1_8101801_200837562 | node_8101801_200837562 | CLOSED | CLOSED | CLOSED | INDIVIDUAL |  | 8101801 | no | no |  |  | no

## transformer
data_type | static
owner_type | feeder
owner | 8101801
object | transformer
name | groupid | phases | fr | to | configuration | climate | aging_constant | use_thermal_model | aging_granularity | dcircuit | selected | monitored | monitored_fields | class_monitored_fields | played | played_fields | comments
transformer_220464627 |  | AD | node_intto1_220464627 | node_220464627 | config_transformer_220464627 |  | 0 |  | 0 | 8101801 | no | no |  |  | no
transformer_220465097 |  | AD | node_intto1_220465097 | node_220465097 | config_transformer_220465097 |  | 0 |  | 0 | 8101801 | no | no |  |  | no
transformer_220465112 |  | AD | node_intto1_220465112 | node_220465112 | config_transformer_220465112 |  | 0 |  | 0 | 8101801 | no | no |  |  | no
transformer_220465117 |  | AD | node_intto1_220465117 | node_220465117 | config_transformer_220465117 |  | 0 |  | 0 | 8101801 | no | no |  |  | no
transformer_220465171 |  | AD | node_220465171 | node_intto1_220465171 | config_transformer_220465171 |  | 0 |  | 0 | 8101801 | no | no |  |  | no

## transformer_configuration
data_type | static
owner_type | feeder
owner | 8101801
object | transformer_configuration
name | groupid | connect_type | install_type | coolant_type | cooling_type | primary_voltage | secondary_voltage | power_rating | powerA_rating | powerB_rating | powerC_rating | impedance | shunt_impedance | core_coil_weight | tank_fittings_weight | oil_volume | rated_winding_time_constant | rated_winding_hot_spot_rise | rated_top_oil_rise | no_load_loss | full_load_loss | reactance_resistance_ratio | installed_insulation_life | dcircuit | selected | comments
config_transformer_220464627 |  | DELTA_GWYE |  |  |  | 4800 | 12470 | 250 | 0 | 0 | 0 | 0.004+0.043j | 0 | 0 | 0 | 0 | 0 | 0 | 0 | 0 | 0 | 10 | 0 |  | no
config_transformer_220465097 |  | DELTA_GWYE |  |  |  | 4800 | 12470 | 100 | 0 | 0 | 0 | 0.004+0.04j | 0 | 0 | 0 | 0 | 0 | 0 | 0 | 0 | 0 | 10 | 0 |  | no
config_transformer_220465112 |  | DELTA_GWYE |  |  |  | 4800 | 12470 | 250 | 0 | 0 | 0 | 0.004+0.043j | 0 | 0 | 0 | 0 | 0 | 0 | 0 | 0 | 0 | 10 | 0 |  | no
config_transformer_220465117 |  | DELTA_GWYE |  |  |  | 4800 | 12470 | 100 | 0 | 0 | 0 | 0.004+0.04j | 0 | 0 | 0 | 0 | 0 | 0 | 0 | 0 | 0 | 10 | 0 |  | no
config_transformer_220465171 |  | DELTA_GWYE |  |  |  | 4800 | 12470 | 250 | 0 | 0 | 0 | 0.004+0.043j | 0 | 0 | 0 | 0 | 0 | 0 | 0 | 0 | 0 | 10 | 0 |  | no

## underground_line
data_type | static
owner_type | feeder
owner | 8101801
object | underground_line
name | groupid | phases | fr | to | length | configuration | dcircuit | selected | monitored | monitored_fields | class_monitored_fields | played | played_fields | comments
und_line_8101801_200828860 |  | AN | node_8101801_312106965 | node_8101801_200828860 | 94.919 | und_1P_4CUURD_4CU(N) | 8101801 | no | no |  |  | no
und_line_8101801_200828862 |  | AN | node_8101801_201004257 | node_8101801_200828862 | 105.238 | und_1P_4CUURD_4CU(N) | 8101801 | no | no |  |  | no
und_line_8101801_200828866 |  | AN | node_8101801_201004258 | node_8101801_200828866 | 34.486 | und_1P_2ALURD_2AL(N) | 8101801 | no | no |  |  | no
und_line_8101801_200828868 |  | AN | node_8101801_200828866 | node_8101801_200828868 | 97.879 | und_1P_2ALURD_2AL(N) | 8101801 | no | no |  |  | no
und_line_8101801_200828870 |  | AN | node_8101801_200828868 | node_8101801_200828870 | 98.347 | und_1P_2ALURD_2AL(N) | 8101801 | no | no |  |  | no
und_line_8101801_200828872 |  | AN | node_8101801_201004258 | node_8101801_200828872 | 196.202 | und_1P_2ALURD_2AL(N) | 8101801 | no | no |  |  | no
und_line_8101801_200828875 |  | AN | node_8101801_200828872 | node_8101801_200828875 | 107.322 | und_1P_2ALURD_2AL(N) | 8101801 | no | no |  |  | no
und_line_8101801_200828877 |  | AN | node_8101801_200828875 | node_8101801_200828877 | 94.712 | und_1P_2ALURD_2AL(N) | 8101801 | no | no |  |  | no
und_line_8101801_200828893 |  | AN | node_8101801_311911055 | node_8101801_200828893 | 334.011 | und_1P_4CUURD_4CU(N) | 8101801 | no | no |  |  | no
und_line_8101801_200828902 |  | AN | node_8101801_311878805 | node_8101801_200828902 | 353.08 | und_1P_4CUURD_4CU(N) | 8101801 | no | no |  |  | no
und_line_8101801_200828907 |  | AN | node_8101801_200828902 | node_intto1_8101801_200828907 | 395.056 | und_1P_4CUURD_4CU(N) | 8101801 | no | no |  |  | no
und_line_8101801_200828909 |  | AN | node_8101801_312154475 | node_8101801_200828909 | 77.756 | und_1P_4CUURD_4CU(N) | 8101801 | no | no |  |  | no
und_line_8101801_200828912 |  | AN | node_8101801_200828907 | node_8101801_200828912 | 113.681 | und_1P_4CUURD_4CU(N) | 8101801 | no | no |  |  | no
und_line_8101801_200828915 |  | AN | node_8101801_200828893 | node_8101801_200828915 | 174.588 | und_1P_4CUURD_4CU(N) | 8101801 | no | no |  |  | no
und_line_8101801_200828919 |  | AN | node_8101801_200828912 | node_8101801_200828919 | 270.374 | und_1P_4CUURD_4CU(N) | 8101801 | no | no |  |  | no
und_line_8101801_200828926 |  | AN | node_8101801_200828915 | node_8101801_200828926 | 350.928 | und_1P_4CUURD_4CU(N) | 8101801 | no | no |  |  | no
und_line_8101801_200828932 |  | AN | node_8101801_200828926 | node_8101801_200828932 | 491.527 | und_1P_4CUURD_4CU(N) | 8101801 | no | no |  |  | no
und_line_8101801_200828948 |  | AN | node_8101801_200830048 | node_intto1_8101801_200828948 | 197.705 | und_1P_2ALURD_2AL(N) | 8101801 | no | no |  |  | no
und_line_8101801_200828950 |  | AN | node_8101801_201027765 | node_8101801_200828950 | 153.411 | und_1P_2ALURD_2AL(N) | 8101801 | no | no |  |  | no
und_line_8101801_200828951 |  | AN | node_8101801_200828950 | node_8101801_200828951 | 172.754 | und_1P_2ALURD_2AL(N) | 8101801 | no | no |  |  | no
und_line_8101801_200828952 |  | AN | node_8101801_200828951 | node_8101801_200828952 | 160.648 | und_1P_2ALURD_2AL(N) | 8101801 | no | no |  |  | no
und_line_8101801_200828955 |  | AN | node_8101801_200828952 | node_8101801_200828955 | 239.098 | und_1P_2ALURD_2AL(N) | 8101801 | no | no |  |  | no
und_line_8101801_200828957 |  | AN | node_8101801_200828955 | node_8101801_200828957 | 223.251 | und_1P_2ALURD_2AL(N) | 8101801 | no | no |  |  | no
und_line_8101801_200829011 |  | AN | node_8101801_201004259 | node_8101801_200829011 | 100.541 | und_1P_2ALURD_2AL(N) | 8101801 | no | no |  |  | no
und_line_8101801_200829012 |  | AN | node_8101801_200829011 | node_8101801_200829012 | 119.423 | und_1P_2ALURD_2AL(N) | 8101801 | no | no |  |  | no
und_line_8101801_200829014 |  | AN | node_8101801_200829012 | node_8101801_200829014 | 162.849 | und_1P_2ALURD_2AL(N) | 8101801 | no | no |  |  | no
und_line_8101801_200829015 |  | AN | node_8101801_200829014 | node_8101801_200829015 | 160.412 | und_1P_2ALURD_2AL(N) | 8101801 | no | no |  |  | no
und_line_8101801_200835825 |  | AN | node_8101801_201027743 | node_8101801_200835825 | 156.723 | und_1P_2ALURD_2AL(N) | 8101801 | no | no |  |  | no
und_line_8101801_200835826 |  | AN | node_8101801_200835825 | node_8101801_200835826 | 224.65 | und_1P_2ALURD_2AL(N) | 8101801 | no | no |  |  | no
und_line_8101801_200835827 |  | AN | node_8101801_200835826 | node_8101801_200835827 | 113.091 | und_1P_2ALURD_2AL(N) | 8101801 | no | no |  |  | no
und_line_8101801_200835829 |  | AN | node_8101801_200835827 | node_8101801_200835829 | 278.124 | und_1P_2ALURD_2AL(N) | 8101801 | no | no |  |  | no
und_line_8101801_200835913 |  | AN | node_8101801_200838843 | node_intto1_8101801_200835913 | 123.865 | und_1P_2CUURD | 8101801 | no | no |  |  | no
und_line_8101801_200835914 |  | AN | node_8101801_200835913 | node_8101801_200835914 | 463.553 | und_1P_2CUURD | 8101801 | no | no |  |  | no
und_line_8101801_200838844 |  | AN | node_8101801_200835914 | node_8101801_200838844 | 63.555 | und_1P_2CUURD | 8101801 | no | no |  |  | no
und_line_8101801_200974842 |  | AN | node_8101801_200974841 | node_intto1_8101801_200974842 | 813.142 | und_1P_DELTACUST | 8101801 | no | no |  |  | no
und_line_8101801_201004257 |  | AN | node_8101801_200828860 | node_8101801_201004257 | 90.364 | und_1P_4CUURD_4CU(N) | 8101801 | no | no |  |  | no
und_line_8101801_201004258 |  | AN | node_8101801_201004257 | node_8101801_201004258 | 132.173 | und_1P_2ALURD_2AL(N) | 8101801 | no | no |  |  | no
und_line_8101801_201004259 |  | AN | node_8101801_200831429 | node_8101801_201004259 | 151.337 | und_1P_2ALURD_2AL(N) | 8101801 | no | no |  |  | no
und_line_8101801_201013340 |  | AN | node_8101801_200829586 | node_intto1_8101801_201013340 | 137.767 | und_1P_DELTACUST | 8101801 | no | no |  |  | no
und_line_8101801_201027515 |  | AN | node_8101801_200838846 | node_intto1_8101801_201027515 | 1891.563 | und_1P_DELTACUST | 8101801 | no | no |  |  | no
und_line_8101801_201027522 |  | ABCN | node_8101801_311888874 | node_8101801_201027522 | 345.172 | und_3P_DELTACUST | 8101801 | no | no |  |  | no
und_line_8101801_201027529 |  | AN | node_8101801_200829011 | node_8101801_201027529 | 148.459 | und_1P_2ALURD_2AL(N) | 8101801 | no | no |  |  | no
und_line_8101801_201027743 |  | AN | node_8101801_200838501 | node_8101801_201027743 | 51.142 | und_1P_2ALURD_2AL(N) | 8101801 | no | no |  |  | no
und_line_8101801_201027765 |  | AN | node_8101801_200828948 | node_8101801_201027765 | 172.031 | und_1P_2ALURD_2AL(N) | 8101801 | no | no |  |  | no
und_line_8101801_201027792 |  | ABCN | node_8101801_200830616 | node_intto1_8101801_201027792 | 1786.334 | und_3P_2ALURD | 8101801 | no | no |  |  | no
und_line_8101801_311878805 |  | AN | node_8101801_200828932 | node_8101801_311878805 | 524.722 | und_1P_4CUURD_4CU(N) | 8101801 | no | no |  |  | no
und_line_8101801_311888874 |  | ABCN | node_8101801_200837898 | node_intto1_8101801_311888874 | 211.604 | und_3P_DELTACUST | 8101801 | no | no |  |  | no
und_line_8101801_311901274 |  | AN | node_8101801_200831349 | node_8101801_311901274 | 370.452 | und_1P_DELTACUST | 8101801 | no | no |  |  | no
und_line_8101801_311928371 |  | AN | node_8101801_200831405 | node_intto1_8101801_311928371 | 123.448 | und_1P_DELTACUST | 8101801 | no | no |  |  | no
und_line_8101801_311928372 |  | AN | node_8101801_311928371 | node_8101801_311928372 | 150.631 | und_1P_DELTACUST | 8101801 | no | no |  |  | no
und_line_8101801_311928374 |  | AN | node_8101801_311928372 | node_8101801_311928374 | 157.435 | und_1P_DELTACUST | 8101801 | no | no |  |  | no
und_line_8101801_311932331 |  | AN | node_8101801_311932330 | node_intto1_8101801_311932331 | 700.087 | und_1P_DELTACUST | 8101801 | no | no |  |  | no
und_line_8101801_312106965 |  | AN | node_8101801_312106966 | node_8101801_312106965 | 95.611 | und_1P_4CUURD_4CU(N) | 8101801 | no | no |  |  | no
und_line_8101801_312106966 |  | AN | node_8101801_200831426 | node_8101801_312106966 | 108.398 | und_1P_4CUURD_4CU(N) | 8101801 | no | no |  |  | no
und_line_8101801_312121582 |  | AN | node_8101801_312121581 | node_8101801_312121582 | 229.914 | und_1P_DELTACUST | 8101801 | no | no |  |  | no
und_line_8101801_312154475 |  | AN | node_8101801_200828907 | node_8101801_312154475 | 149.947 | und_1P_4CUURD_4CU(N) | 8101801 | no | no |  |  | no
und_line_TAP_UG_58926 |  | AN | node_8101801_312106965 | node_1425348_466_15256091_408 | 0.033 | und_TAPWIRE_UG | 8101801 | no | no |  |  | no
und_line_TAP_UG_58927 |  | AN | node_8101801_200828862 | node_1425661_024_15256067_558 | 0.033 | und_TAPWIRE_UG | 8101801 | no | no |  |  | no
und_line_TAP_UG_58928 |  | AN | node_8101801_200828866 | node_1425570_052_15256223_542 | 0.033 | und_TAPWIRE_UG | 8101801 | no | no |  |  | no
und_line_TAP_UG_58929 |  | AN | node_8101801_200828868 | node_1425666_837_15256293_438 | 0.033 | und_TAPWIRE_UG | 8101801 | no | no |  |  | no
und_line_TAP_UG_58930 |  | AN | node_8101801_200828870 | node_1425797_539_15256277_614 | 0.033 | und_TAPWIRE_UG | 8101801 | no | no |  |  | no
und_line_TAP_UG_58931 |  | AN | node_8101801_200828872 | node_1425565_931_15256465_934 | 0.033 | und_TAPWIRE_UG | 8101801 | no | no |  |  | no
und_line_TAP_UG_58932 |  | AN | node_8101801_200828875 | node_1425641_86_15256414_734 | 0.033 | und_TAPWIRE_UG | 8101801 | no | no |  |  | no
und_line_TAP_UG_58933 |  | AN | node_8101801_200828877 | node_1425769_911_15256456_257 | 0.033 | und_TAPWIRE_UG | 8101801 | no | no |  |  | no
und_line_TAP_UG_58934 |  | AN | node_8101801_200828893 | node_1428578_033_15259067_163 | 0.033 | und_TAPWIRE_UG | 8101801 | no | no |  |  | no
und_line_TAP_UG_58935 |  | AN | node_8101801_311878805 | node_1428003_631_15257636_422 | 0.033 | und_TAPWIRE_UG | 8101801 | no | no |  |  | no
und_line_TAP_UG_58936 |  | AN | node_8101801_200828902 | node_1427883_658_15257295_872 | 0.033 | und_TAPWIRE_UG | 8101801 | no | no |  |  | no
und_line_TAP_UG_58937 |  | AN | node_8101801_200828907 | node_1427924_875_15256887_395 | 0.033 | und_TAPWIRE_UG | 8101801 | no | no |  |  | no
und_line_TAP_UG_58938 |  | AN | node_8101801_200828909 | node_1427993_458_15256643_242 | 0.033 | und_TAPWIRE_UG | 8101801 | no | no |  |  | no
und_line_TAP_UG_58939 |  | AN | node_8101801_200828912 | node_1428008_476_15256800_403 | 0.033 | und_TAPWIRE_UG | 8101801 | no | no |  |  | no
und_line_TAP_UG_58940 |  | AN | node_8101801_200828915 | node_1428575_546_15258884_14 | 0.033 | und_TAPWIRE_UG | 8101801 | no | no |  |  | no
und_line_TAP_UG_58941 |  | AN | node_8101801_200828919 | node_1428315_088_15256860_547 | 0.033 | und_TAPWIRE_UG | 8101801 | no | no |  |  | no
und_line_TAP_UG_58942 |  | AN | node_8101801_200828926 | node_1428384_161_15258569_296 | 0.033 | und_TAPWIRE_UG | 8101801 | no | no |  |  | no
und_line_TAP_UG_58943 |  | AN | node_8101801_200828932 | node_1428211_72_15258101_026 | 0.033 | und_TAPWIRE_UG | 8101801 | no | no |  |  | no
und_line_TAP_UG_58944 |  | AN | node_8101801_200828948 | node_1427725_985_15258662_184 | 0.033 | und_TAPWIRE_UG | 8101801 | no | no |  |  | no
und_line_TAP_UG_58945 |  | AN | node_8101801_200828950 | node_1427762_414_15258409_938 | 0.033 | und_TAPWIRE_UG | 8101801 | no | no |  |  | no
und_line_TAP_UG_58946 |  | AN | node_8101801_200828951 | node_1427924_623_15258346_065 | 0.033 | und_TAPWIRE_UG | 8101801 | no | no |  |  | no
und_line_TAP_UG_58947 |  | AN | node_8101801_200828952 | node_1428127_915_15258331_478 | 0.033 | und_TAPWIRE_UG | 8101801 | no | no |  |  | no
und_line_TAP_UG_58948 |  | AN | node_8101801_200828955 | node_1428029_513_15258066_641 | 0.033 | und_TAPWIRE_UG | 8101801 | no | no |  |  | no
und_line_TAP_UG_58949 |  | AN | node_8101801_200828957 | node_1427753_49_15258144_185 | 0.033 | und_TAPWIRE_UG | 8101801 | no | no |  |  | no
und_line_TAP_UG_58956 |  | AN | node_8101801_200829011 | node_1425288_571_15255596_986 | 0.033 | und_TAPWIRE_UG | 8101801 | no | no |  |  | no
und_line_TAP_UG_58957 |  | AN | node_8101801_200829012 | node_1425189_039_15255677_899 | 0.033 | und_TAPWIRE_UG | 8101801 | no | no |  |  | no
und_line_TAP_UG_58958 |  | AN | node_8101801_200829014 | node_1425221_229_15255855_707 | 0.033 | und_TAPWIRE_UG | 8101801 | no | no |  |  | no
und_line_TAP_UG_58959 |  | AN | node_8101801_200829015 | node_1425368_715_15255996_222 | 0.033 | und_TAPWIRE_UG | 8101801 | no | no |  |  | no
und_line_TAP_UG_59018 |  | AN | node_8101801_200835825 | node_1433147_293_15258364_741 | 0.033 | und_TAPWIRE_UG | 8101801 | no | no |  |  | no
und_line_TAP_UG_59019 |  | AN | node_8101801_200835826 | node_1433228_353_15258606_639 | 0.033 | und_TAPWIRE_UG | 8101801 | no | no |  |  | no
und_line_TAP_UG_59020 |  | AN | node_8101801_200835827 | node_1433150_896_15258701_261 | 0.033 | und_TAPWIRE_UG | 8101801 | no | no |  |  | no
und_line_TAP_UG_59021 |  | AN | node_8101801_200835829 | node_1432898_744_15258905_278 | 0.033 | und_TAPWIRE_UG | 8101801 | no | no |  |  | no
und_line_TAP_UG_59060 |  | AN | node_8101801_200838844 | node_1434938_507_15258873_548 | 0.033 | und_TAPWIRE_UG | 8101801 | no | no |  |  | no
und_line_TAP_UG_62046 |  | AN | node_8101801_200974842 | node_1421860_663_15265365_863 | 0.033 | und_TAPWIRE_UG | 8101801 | no | no |  |  | no
und_line_TAP_UG_65378 |  | AN | node_8101801_201027515 | node_1435937_331_15256896_086 | 0.033 | und_TAPWIRE_UG | 8101801 | no | no |  |  | no
und_line_TAP_UG_65384 |  | ABCN | node_8101801_201027522 | node_1428608_596_15263494_848 | 0.033 | und_TAPWIRE_UG | 8101801 | no | no |  |  | no
und_line_TAP_UG_65390 |  | AN | node_8101801_201027529 | node_1425432_194_15255486_514 | 0.033 | und_TAPWIRE_UG | 8101801 | no | no |  |  | no
und_line_TAP_UG_65404 |  | ABCN | node_8101801_201027792 | node_1421623_443_15264780_492 | 0.033 | und_TAPWIRE_UG | 8101801 | no | no |  |  | no
und_line_TAP_UG_1395490 |  | AN | node_8101801_311901274 | node_1418145_341_15267676_795 | 0.033 | und_TAPWIRE_UG | 8101801 | no | no |  |  | no
und_line_TAP_UG_1572698 |  | AN | node_8101801_311928374 | node_1424877_081_15259032_996 | 0.033 | und_TAPWIRE_UG | 8101801 | no | no |  |  | no
und_line_TAP_UG_1600746 |  | AN | node_8101801_311932331 | node_1438719_363_15255863_339 | 0.033 | und_TAPWIRE_UG | 8101801 | no | no |  |  | no
und_line_TAP_UG_2644625 |  | AN | node_8101801_312121582 | node_1421620_097_15267781_451 | 0.033 | und_TAPWIRE_UG | 8101801 | no | no |  |  | no

## underground_line_conductor
data_type | static
owner_type | feeder
owner | 8101801
object | underground_line_conductor
name | groupid | outer_diameter | conductor_gmr | conductor_diameter | conductor_resistance | neutral_gmr | neutral_diameter | neutral_resistance | neutral_strands | insulation_relative_permitivitty | shield_gmr | shield_resistance | rating_summer_continuous | rating_summer_emergency | rating_winter_continuous | rating_winter_emergency | dcircuit | selected | comments
und_cond_1P_2ALURD_2AL(N) | [12 empty] | 125 | 125 | 140 | 140 |  | no
und_cond_1P_2CUURD | [12 empty] | 152 | 152 | 160 | 160 |  | no
und_cond_1P_4CUURD_4CU(N) | [12 empty] | 109 | 109 | 114 | 114 |  | no
und_cond_1P_DELTACUST | [12 empty] | 685 | 685 | 685 | 685 |  | no
und_cond_3P_2ALURD | [12 empty] | 125 | 125 | 140 | 140 |  | no
und_cond_3P_DELTACUST | [12 empty] | 685 | 685 | 685 | 685 |  | no
und_cond_TAPWIRE_UG | [12 empty] | 99999999 | 99999999 | 99999999 | 99999999 |  | no