## capacitor
data_type | static
owner_type | feeder
owner | 8101803
object | capacitor
name | groupid | parent | phases | nominal_voltage | pt_phase | phases_connected | switchA | switchB | switchC | control | voltage_set_high | voltage_set_low | VAr_set_high | VAr_set_low | current_set_high | current_set_low | capacitor_A | capacitor_B | capacitor_C | cap_nominal_voltage | time_delay | dwell_time | lockout_time | remote_sense | remote_sense_B | control_level | dcircuit | selected | monitored | monitored_fields | class_monitored_fields | played | played_fields | comments
cap_220369002 |  | node_1405508_732_15260831_101 | AN | 0 |  | AN | CLOSED |  |  | MANUAL | [6 empty] | 150000 |  |  | 4800 | [6 empty] | 8101803 | no | no |  |  | no
cap_220369025 |  | node_1414573_91_15277068_447 | ABCN | 0 |  | ABCN | CLOSED | CLOSED | CLOSED | MANUAL | [6 empty] | 100000 | 100000 | 100000 | 4800 | [6 empty] | 8101803 | no | no |  |  | no
cap_220369028 |  | node_1411228_454_15269528_071 | ABCN | 0 |  | ABCN | CLOSED | CLOSED | CLOSED | MANUAL | [6 empty] | 150000 | 150000 | 150000 | 4800 | [6 empty] | 8101803 | no | no |  |  | no

## feeder
data_type | static
owner_type | feeder
owner | 8101803
object | feeder
name | transmission_bus | ARC | ADR | slack_bus | nom_voltages | num_nodes | num_ohlines | num_uglines | num_transformers | num_generators | num_pvs | num_storages | num_loads | miles | mw | mvar | losses_mw | losses_mvar | comments | use_feeder_load_shape | load_shape_scale | use_feeder_pv_shape | pv_shape_scale | description | restore_time | griddisconnect_scenario_probability | gridconnect_scenario_probability | use_energy_not_served | VOLL | discount_rate | yearly_load_growth_percent | planning_horizon | enable_traditional_project_deferral | lifetime_of_investment_years | start_year | base_year | year_the_investment_is_committed | revenue_requirement_scaling_factor | discount_rate | inflation_rate_for_investment | traditional_project_invested_capital | periodicity_of_investment_in_years | priority | maximum_total_investment_cost | DER_portfolio_NPV | DER_portfolio_BC_ratio | total_system_energy_avoided_cost_NPV | total_system_capacity_avoided_cost_NPV | total_system_ancillary_services_avoided_cost_NPV | total_system_CO2_avoided_cost_NPV | total_system_loss_of_load_avoided_cost_NPV | total_system_distribution_capacity_avoided_cost_NPV | total_system_investment_and_operational_cost_NPV | feeder_solar_pv_operating_cost_USdollarperkWh | feeder_energy_storage_operating_cost_USdollarperkWh | feeder_distributed_generator_operating_cost_USdollarperkWh | feeder_distributed_generator_CO2_cost_USdollarperkWh | feeder_demand_response_operating_cost_USdollarperkWh | feeder_solar_pv_investment_cost_USdollarperkW | feeder_energy_storage_investment_cost_USdollarperkW | feeder_distributed_generator_investment_cost_USdollarperkW | feeder_demand_response_investment_cost_USdollarperkW
8101803 |  | ts_slack | none | node_SOURCE_8101803 | 1066.732,2771.281,7199.557 | 1151 | 1049 | 38 | 2 | 0 | 0 | 0 | 363 | 32.752 | 4.419 | 1.882 | 0 | 0 |  | 0 | 0 | 1 | 0 |  | 0 | 0 | 0 | 0 | 0 | 0 | 0 | 0 | 0 | 0 | 0 | 0 | 0 | 0 | 0 | 0 | 0 | 0 | 0 | 999999999 | 0 | 0 | 0 | 0 | 0 | 0 | 0 | 0 | 0 | 0 | 0 | 0 | 0 | 0 | 0 | 0 | 0 | 0

## fuse
data_type | static
owner_type | feeder
owner | 8101803
object | fuse
name | groupid | phases | fr | to | phase_A_status | phase_B_status | phase_C_status | repair_dist_type | current_limit | mean_replacement_time | status | dcircuit | selected | monitored | monitored_fields | class_monitored_fields | played | played_fields | comments
fuse_220388309 |  | AD | node_intto1_8101803_200831206 | node_8101803_200831206 | GOOD | GOOD | GOOD |  | 85 |  |  | 8101803 | no | no |  |  | no
fuse_220388333 |  | AD | node_intto1_8101803_200830251 | node_8101803_200830251 | GOOD | GOOD | GOOD |  | 85 |  |  | 8101803 | no | no |  |  | no
fuse_220388347 |  | AD | node_intto1_8101803_200831246 | node_8101803_200831246 | GOOD | GOOD | GOOD |  | 100 |  |  | 8101803 | no | no |  |  | no
fuse_220388353 |  | AD | node_intto1_220388353 | node_220388353 | GOOD | GOOD | GOOD |  | 60 |  |  | 8101803 | no | no |  |  | no
fuse_220388356 |  | ABCD | node_intto1_8101803_200831155 | node_8101803_200831155 | GOOD | GOOD | GOOD |  | 100 |  |  | 8101803 | no | no |  |  | no
fuse_220388359 |  | AD | node_intto1_8101803_200829792 | node_8101803_200829792 | GOOD | GOOD | GOOD |  | 100 |  |  | 8101803 | no | no |  |  | no
fuse_220388780 |  | AD | node_intto1_8101803_201049755 | node_8101803_201049755 | GOOD | GOOD | GOOD |  | 30 |  |  | 8101803 | no | no |  |  | no
fuse_220388783 |  | AN | node_intto1_8101803_201049837 | node_8101803_201049837 | GOOD | GOOD | GOOD |  | 30 |  |  | 8101803 | no | no |  |  | no
fuse_220388787 |  | AD | node_intto1_8101803_200829470 | node_8101803_200829470 | GOOD | GOOD | GOOD |  | 60 |  |  | 8101803 | no | no |  |  | no
fuse_220388788 |  | AD | node_intto1_8101803_200829403 | node_8101803_200829403 | GOOD | GOOD | GOOD |  | 30 |  |  | 8101803 | no | no |  |  | no
fuse_220388797 |  | AD | node_intto1_8101803_200829377 | node_8101803_200829377 | GOOD | GOOD | GOOD |  | 60 |  |  | 8101803 | no | no |  |  | no
fuse_220388798 |  | AD | node_intto1_8101803_200829636 | node_8101803_200829636 | GOOD | GOOD | GOOD |  | 60 |  |  | 8101803 | no | no |  |  | no
fuse_220388804 |  | AD | node_intto1_8101803_200829651 | node_8101803_200829651 | GOOD | GOOD | GOOD |  | 60 |  |  | 8101803 | no | no |  |  | no
fuse_220388805 |  | AD | node_intto1_8101803_200829478 | node_8101803_200829478 | GOOD | GOOD | GOOD |  | 85 |  |  | 8101803 | no | no |  |  | no
fuse_220388806 |  | AD | node_intto1_8101803_200829625 | node_8101803_200829625 | GOOD | GOOD | GOOD |  | 30 |  |  | 8101803 | no | no |  |  | no
fuse_220388807 |  | AD | node_intto1_8101803_200829391 | node_8101803_200829391 | GOOD | GOOD | GOOD |  | 60 |  |  | 8101803 | no | no |  |  | no
fuse_220388814 |  | AD | node_intto1_8101803_200829474 | node_8101803_200829474 | GOOD | GOOD | GOOD |  | 60 |  |  | 8101803 | no | no |  |  | no
fuse_220388821 |  | AD | node_intto1_8101803_200829126 | node_8101803_200829126 | GOOD | GOOD | GOOD |  | 65 |  |  | 8101803 | no | no |  |  | no
fuse_220388824 |  | AN | node_intto1_8101803_201049754 | node_8101803_201049754 | GOOD | GOOD | GOOD |  | 30 |  |  | 8101803 | no | no |  |  | no
fuse_220388829 |  | AD | node_intto1_8101803_200829190 | node_8101803_200829190 | GOOD | GOOD | GOOD |  | 40 |  |  | 8101803 | no | no |  |  | no
fuse_220388836 |  | AD | node_intto1_8101803_200829383 | node_8101803_200829383 | GOOD | GOOD | GOOD |  | 85 |  |  | 8101803 | no | no |  |  | no
fuse_220388843 |  | AD | node_intto1_8101803_200829271 | node_8101803_200829271 | GOOD | GOOD | GOOD |  | 40 |  |  | 8101803 | no | no |  |  | no
fuse_220388851 |  | AD | node_intto1_8101803_200829289 | node_8101803_200829289 | GOOD | GOOD | GOOD |  | 60 |  |  | 8101803 | no | no |  |  | no
fuse_220388881 |  | AD | node_intto1_220388881 | node_220388881 | GOOD | GOOD | GOOD |  | 60 |  |  | 8101803 | no | no |  |  | no
fuse_220389078 |  | AD | node_intto1_8101803_200830190 | node_8101803_200830190 | GOOD | GOOD | GOOD |  | 40 |  |  | 8101803 | no | no |  |  | no
fuse_220389115 |  | AD | node_intto1_8101803_200830129 | node_8101803_200830129 | GOOD | GOOD | GOOD |  | 85 |  |  | 8101803 | no | no |  |  | no
fuse_220389121 |  | AN | node_intto1_8101803_201049759 | node_8101803_201049759 | GOOD | GOOD | GOOD |  | 50 |  |  | 8101803 | no | no |  |  | no
fuse_220389165 |  | AD | node_intto1_8101803_200830294 | node_8101803_200830294 | GOOD | GOOD | GOOD |  | 50 |  |  | 8101803 | no | no |  |  | no
fuse_220389168 |  | AD | node_intto1_8101803_200830023 | node_8101803_200830023 | GOOD | GOOD | GOOD |  | 30 |  |  | 8101803 | no | no |  |  | no
fuse_220511023 |  | AD | node_intto1_8101803_200962268 | node_8101803_200962268 | GOOD | GOOD | GOOD |  | 100 |  |  | 8101803 | no | no |  |  | no
fuse_220517282 |  | AN | node_intto1_8101803_310043783 | node_8101803_310043783 | GOOD | GOOD | GOOD |  | 20 |  |  | 8101803 | no | no |  |  | no
fuse_220517283 |  | AD | node_intto1_8101803_200829532 | node_8101803_200829532 | GOOD | GOOD | GOOD |  | 300 |  |  | 8101803 | no | no |  |  | no
fuse_220517284 |  | AD | node_intto1_8101803_200829524 | node_8101803_200829524 | GOOD | GOOD | GOOD |  | 15 |  |  | 8101803 | no | no |  |  | no
fuse_220537489 |  | AN | node_intto1_8101803_200950192 | node_8101803_200950192 | GOOD | GOOD | GOOD |  | 30 |  |  | 8101803 | no | no |  |  | no
fuse_220538220 |  | AN | node_intto1_8101803_200976370 | node_8101803_200976370 | GOOD | GOOD | GOOD |  | 30 |  |  | 8101803 | no | no |  |  | no
fuse_220637024 |  | AD | node_intto1_8101803_200829295 | node_8101803_200829295 | GOOD | GOOD | GOOD |  | 30 |  |  | 8101803 | no | no |  |  | no
fuse_220650652 |  | AD | node_intto1_8101803_200829463 | node_8101803_200829463 | GOOD | GOOD | GOOD |  | 10 |  |  | 8101803 | no | no |  |  | no
fuse_220650729 |  | AD | node_intto1_8101803_201049757 | node_8101803_201049757 | GOOD | GOOD | GOOD |  | 10 |  |  | 8101803 | no | no |  |  | no
fuse_220654114 |  | AD | node_intto1_8101803_200831186 | node_8101803_200831186 | GOOD | GOOD | GOOD |  | 40 |  |  | 8101803 | no | no |  |  | no
fuse_220655123 |  | AD | node_intto1_8101803_200831181 | node_8101803_200831181 | GOOD | GOOD | GOOD |  | 65 |  |  | 8101803 | no | no |  |  | no
fuse_220655125 |  | ABCD | node_intto1_8101803_200831082 | node_8101803_200831082 | GOOD | GOOD | GOOD |  | 100 |  |  | 8101803 | no | no |  |  | no
fuse_220655128 |  | ABCD | node_intto1_8101803_200831119 | node_8101803_200831119 | GOOD | GOOD | GOOD |  | 140 |  |  | 8101803 | no | no |  |  | no
fuse_310044068 |  | AD | node_intto1_8101803_200829317 | node_8101803_200829317 | GOOD | GOOD | GOOD |  | 140 |  |  | 8101803 | no | no |  |  | no
fuse_310044080 |  | ABCD | node_intto1_8101803_200831265 | node_8101803_200831265 | GOOD | GOOD | GOOD |  | 300 |  |  | 8101803 | no | no |  |  | no
fuse_310044340 |  | AD | node_intto1_8101803_200829210 | node_8101803_200829210 | GOOD | GOOD | GOOD |  | 100 |  |  | 8101803 | no | no |  |  | no
fuse_310044348 |  | AD | node_intto1_8101803_200829440 | node_8101803_200829440 | GOOD | GOOD | GOOD |  | 65 |  |  | 8101803 | no | no |  |  | no
fuse_310044980 |  | AD | node_intto1_1408100_058_15264894_575 | node_1408100_058_15264894_575 | GOOD | GOOD | GOOD |  | 300 |  |  | 8101803 | no | no |  |  | no
fuse_310044983 |  | AD | node_intto1_8101803_200829230 | node_8101803_200829230 | GOOD | GOOD | GOOD |  | 300 |  |  | 8101803 | no | no |  |  | no
fuse_310044992 |  | AD | node_intto1_8101803_200829263 | node_8101803_200829263 | GOOD | GOOD | GOOD |  | 300 |  |  | 8101803 | no | no |  |  | no
fuse_311880434 |  | AD | node_intto1_8101803_200831306 | node_8101803_200831306 | GOOD | GOOD | GOOD |  | 140 |  |  | 8101803 | no | no |  |  | no
fuse_312013686 |  | AD | node_intto1_8101803_200829504 | node_8101803_200829504 | GOOD | GOOD | GOOD |  | 15 |  |  | 8101803 | no | no |  |  | no
fuse_312048211 |  | ABN | node_intto1_8101803_312048213 | node_8101803_312048213 | GOOD | GOOD | GOOD |  | 15 |  |  | 8101803 | no | no |  |  | no

## line_configuration
data_type | static
owner_type | feeder
owner | 8101803
object | line_configuration
name | groupid | conductor_A | conductor_B | conductor_C | conductor_N | spacing | z11 | z12 | z13 | z21 | z22 | z23 | z31 | z32 | z33 | c11 | c12 | c13 | c21 | c22 | c23 | c31 | c32 | c33 | dcircuit | selected | comments
bal_1P_1/0AA |  | oh_cond_1/0_AAAC | oh_cond_1/0_AAAC | oh_cond_1/0_AAAC |  |  | 0.972+1.499j | 0.095+0.781j | 0.095+0.781j | 0.095+0.781j | 0.972+1.499j | 0.095+0.781j | 0.095+0.781j | 0.095+0.781j | 0.972+1.499j | 12.796 | -3.172 | -3.172 | -3.172 | 12.796 | -3.172 | -3.172 | -3.172 | 12.796 |  | no
bal_1P_1/0AC |  | oh_cond_1/0_ACSR | oh_cond_1/0_ACSR | oh_cond_1/0_ACSR |  |  | 0.983+1.218j | 0.095+0.781j | 0.095+0.781j | 0.095+0.781j | 0.983+1.218j | 0.095+0.781j | 0.095+0.781j | 0.095+0.781j | 0.983+1.218j | 12.796 | -3.172 | -3.172 | -3.172 | 12.796 | -3.172 | -3.172 | -3.172 | 12.796 |  | no
bal_1P_2AC |  | oh_cond_2_ACSR | oh_cond_2_ACSR | oh_cond_2_ACSR |  |  | 1.505+1.527j | 0.095+0.781j | 0.095+0.781j | 0.095+0.781j | 1.505+1.527j | 0.095+0.781j | 0.095+0.781j | 0.095+0.781j | 1.505+1.527j | 12.393 | -3.017 | -3.017 | -3.017 | 12.393 | -3.017 | -3.017 | -3.017 | 12.393 |  | no
bal_1P_4ACW |  | oh_cond_4A_CWD | oh_cond_4A_CWD | oh_cond_4A_CWD |  |  | 1.49+1.583j | 0.095+0.781j | 0.095+0.781j | 0.095+0.781j | 1.49+1.583j | 0.095+0.781j | 0.095+0.781j | 0.095+0.781j | 1.49+1.583j | 12.178 | -2.935 | -2.935 | -2.935 | 12.178 | -2.935 | -2.935 | -2.935 | 12.178 |  | no
bal_1P_4CU |  | oh_cond_4_CU | oh_cond_4_CU | oh_cond_4_CU |  |  | 1.483+1.565j | 0.095+0.781j | 0.095+0.781j | 0.095+0.781j | 1.483+1.565j | 0.095+0.781j | 0.095+0.781j | 0.095+0.781j | 1.483+1.565j | 11.78 | -2.785 | -2.785 | -2.785 | 11.78 | -2.785 | -2.785 | -2.785 | 11.78 |  | no
bal_1P_8DCW |  | oh_cond_8D_CWD | oh_cond_8D_CWD | oh_cond_8D_CWD |  |  | 3.605+1.647j | 0.095+0.781j | 0.095+0.781j | 0.095+0.781j | 3.605+1.647j | 0.095+0.781j | 0.095+0.781j | 0.095+0.781j | 3.605+1.647j | 11.681 | -2.748 | -2.748 | -2.748 | 11.681 | -2.748 | -2.748 | -2.748 | 11.681 |  | no
bal_1P_DELTACUST |  | oh_cond_2/0_CU | oh_cond_2/0_CU | oh_cond_2/0_CU | oh_cond_3_#7_CWD_30% |  | 0.66+1.378j | 0.22+0.666j | 0.22+0.666j | 0.22+0.666j | 0.66+1.378j | 0.22+0.666j | 0.22+0.666j | 0.22+0.666j | 0.66+1.378j | 13.24 | -2.712 | -2.712 | -2.712 | 13.24 | -2.712 | -2.712 | -2.712 | 13.24 |  | no
bal_2P_WYECUST |  | oh_cond_2/0_CU | oh_cond_2/0_CU | oh_cond_2/0_CU | oh_cond_3_#7_CWD_30% |  | 0.66+1.378j | 0.22+0.666j | 0.22+0.666j | 0.22+0.666j | 0.66+1.378j | 0.22+0.666j | 0.22+0.666j | 0.22+0.666j | 0.66+1.378j | 13.24 | -2.712 | -2.712 | -2.712 | 13.24 | -2.712 | -2.712 | -2.712 | 13.24 |  | no
bal_3P_2AC |  | oh_cond_2_ACSR | oh_cond_2_ACSR | oh_cond_2_ACSR |  |  | 1.505+1.527j | 0.095+0.781j | 0.095+0.781j | 0.095+0.781j | 1.505+1.527j | 0.095+0.781j | 0.095+0.781j | 0.095+0.781j | 1.505+1.527j | 12.393 | -3.017 | -3.017 | -3.017 | 12.393 | -3.017 | -3.017 | -3.017 | 12.393 |  | no
bal_3P_4/0AC |  | oh_cond_4/0_ACSR | oh_cond_4/0_ACSR | oh_cond_4/0_ACSR |  |  | 0.54+1.457j | 0.095+0.781j | 0.095+0.781j | 0.095+0.781j | 0.54+1.457j | 0.095+0.781j | 0.095+0.781j | 0.095+0.781j | 0.54+1.457j | 13.554 | -3.469 | -3.469 | -3.469 | 13.554 | -3.469 | -3.469 | -3.469 | 13.554 |  | no
bal_3P_4/0AL |  | oh_cond_4/0_AL | oh_cond_4/0_AL | oh_cond_4/0_AL |  |  | 0.537+1.466j | 0.095+0.781j | 0.095+0.781j | 0.095+0.781j | 0.537+1.466j | 0.095+0.781j | 0.095+0.781j | 0.095+0.781j | 0.537+1.466j | 13.381 | -3.4 | -3.4 | -3.4 | 13.381 | -3.4 | -3.4 | -3.4 | 13.381 |  | no
bal_3P_336AC |  | oh_cond_336_5_ACSR | oh_cond_336_5_ACSR | oh_cond_336_5_ACSR |  |  | 0.373+1.413j | 0.095+0.781j | 0.095+0.781j | 0.095+0.781j | 0.373+1.413j | 0.095+0.781j | 0.095+0.781j | 0.095+0.781j | 0.373+1.413j | 14.023 | -3.655 | -3.655 | -3.655 | 14.023 | -3.655 | -3.655 | -3.655 | 14.023 |  | no
bal_3P_336AL |  | oh_cond_336_5_MCM_AL | oh_cond_336_5_MCM_AL | oh_cond_336_5_MCM_AL |  |  | 0.374+1.431j | 0.095+0.781j | 0.095+0.781j | 0.095+0.781j | 0.374+1.431j | 0.095+0.781j | 0.095+0.781j | 0.095+0.781j | 0.374+1.431j | 13.957 | -3.628 | -3.628 | -3.628 | 13.957 | -3.628 | -3.628 | -3.628 | 13.957 |  | no
bal_3P_477AL |  | oh_cond_477_MCM_AL | oh_cond_477_MCM_AL | oh_cond_477_MCM_AL |  |  | 0.293+1.41j | 0.095+0.775j | 0.095+0.775j | 0.095+0.775j | 0.293+1.41j | 0.095+0.775j | 0.095+0.775j | 0.095+0.775j | 0.293+1.41j | 14.305 | -3.735 | -3.735 | -3.735 | 14.305 | -3.735 | -3.735 | -3.735 | 14.305 |  | no
unb_TAPWIRE_OH |  | oh_cond_WP-4/0-CU | oh_cond_WP-4/0-CU | oh_cond_WP-4/0-CU | oh_cond_WP-4/0-CU |  | 0.365+1.097j | 0.093+0.433j | 0.094+0.34j | 0.093+0.433j | 0.368+1.078j | 0.095+0.401j | 0.094+0.34j | 0.095+0.401j | 0.368+1.077j | 14.911 | -4.341 | -1.953 | -4.341 | 15.781 | -3.724 | -1.953 | -3.724 | 14.818 |  | no
und_1P_1/0ALURD_1/0AL(N) |  | und_cond_1P_1/0ALURD_1/0AL(N) | und_cond_1P_1/0ALURD_1/0AL(N) | und_cond_1P_1/0ALURD_1/0AL(N) |  |  | 1.674+0.526j | 0.0+0.0j | 0.0+0.0j | 0.0+0.0j | 1.674+0.526j | 0.0+0.0j | 0.0+0.0j | 0.0+0.0j | 1.674+0.526j | 530.19 | 0 | 0 | 0 | 530.19 | 0 | 0 | 0 | 530.19 |  | no
und_1P_2ALURD |  | und_cond_1P_2ALURD | und_cond_1P_2ALURD | und_cond_1P_2ALURD |  |  | 2.379+0.823j | 0.0+0.0j | 0.0+0.0j | 0.0+0.0j | 2.379+0.823j | 0.0+0.0j | 0.0+0.0j | 0.0+0.0j | 2.379+0.823j | 401.497 | 0 | 0 | 0 | 401.497 | 0 | 0 | 0 | 401.497 |  | no
und_1P_2ALURD_2AL(N) |  | und_cond_1P_2ALURD_2AL(N) | und_cond_1P_2ALURD_2AL(N) | und_cond_1P_2ALURD_2AL(N) |  |  | 2.379+0.823j | 0.0+0.0j | 0.0+0.0j | 0.0+0.0j | 2.379+0.823j | 0.0+0.0j | 0.0+0.0j | 0.0+0.0j | 2.379+0.823j | 401.497 | 0 | 0 | 0 | 401.497 | 0 | 0 | 0 | 401.497 |  | no
und_1P_DELTACUST |  | und_cond_1P_DELTACUST | und_cond_1P_DELTACUST | und_cond_1P_DELTACUST |  |  | 0.179+0.233j | 0.061-0.024j | 0.061-0.024j | 0.061-0.024j | 0.179+0.233j | 0.061-0.024j | 0.061-0.024j | 0.061-0.024j | 0.179+0.233j | 324.124 | 0 | 0 | 0 | 324.124 | 0 | 0 | 0 | 324.124 |  | no
und_2P_WYECUST |  | und_cond_2P_WYECUST | und_cond_2P_WYECUST | und_cond_2P_WYECUST |  |  | 0.179+0.233j | 0.061-0.024j | 0.061-0.024j | 0.061-0.024j | 0.179+0.233j | 0.061-0.024j | 0.061-0.024j | 0.061-0.024j | 0.179+0.233j | 324.124 | 0 | 0 | 0 | 324.124 | 0 | 0 | 0 | 324.124 |  | no
und_TAPWIRE_UG |  | und_cond_TAPWIRE_UG | und_cond_TAPWIRE_UG | und_cond_TAPWIRE_UG |  |  | 0.001+0.001j | 0.0+0.0j | 0.0+0.0j | 0.0+0.0j | 0.001+0.001j | 0.0+0.0j | 0.0+0.0j | 0.0+0.0j | 0.001+0.001j | 0 | 0 | 0 | 0 | 0 | 0 | 0 | 0 | 0 |  | no

## load
data_type | static
owner_type | feeder
owner | 8101803
object | load
name | groupid | parent | bustype | phases | nominal_voltage | load_class | constant_power_A | constant_power_B | constant_power_C | constant_current_A | constant_current_B | constant_current_C | constant_impedance_A | constant_impedance_B | constant_impedance_C | base_power_A | base_power_B | base_power_C | power_pf_A | power_pf_B | power_pf_C | current_pf_A | current_pf_B | current_pf_C | impedance_pf_A | impedance_pf_B | impedance_pf_C | power_fraction_A | power_fraction_B | power_fraction_C | current_fraction_A | current_fraction_B | current_fraction_C | impedance_fraction_A | impedance_fraction_B | impedance_fraction_C | dcircuit | selected | monitored | monitored_fields | class_monitored_fields | played | played_fields | base_kw_A | base_kw_B | base_kw_C | kw_A | kw_B | kw_C | comments | critical_load | dem_resp_lb | dem_resp_ub | dem_resp_shortage_cost | dem_resp_surplus_cost | num_customers
load_220333913 |  | node_1403643_896_15260853_475 |  | AN | 0 | Residential | 5623.2+2395.473j | 0 | 0 | 0 | 0 | 0 | [24 empty] | 8101803 | no | no |  |  | no |  | 0 | 0 | 0 | 0 | 0 | 0 |  | 1 | 1 | 1 | 0 | 0 | 0
load_220333914 |  | node_1403130_615_15260667_805 |  | AN | 0 | Residential | 28144.8+11989.635j | 0 | 0 | 0 | 0 | 0 | [24 empty] | 8101803 | no | no |  |  | no |  | 0 | 0 | 0 | 0 | 0 | 0 |  | 1 | 1 | 1 | 0 | 0 | 0
load_220333915 |  | node_1402373_376_15260586_235 |  | AN | 0 | Residential | 4672.8+1990.604j | 0 | 0 | 0 | 0 | 0 | [24 empty] | 8101803 | no | no |  |  | no |  | 0 | 0 | 0 | 0 | 0 | 0 |  | 1 | 1 | 1 | 0 | 0 | 0
load_220333916 |  | node_1402017_666_15260603_749 |  | AN | 0 | Residential | 9878.4+4208.181j | 0 | 0 | 0 | 0 | 0 | [24 empty] | 8101803 | no | no |  |  | no |  | 0 | 0 | 0 | 0 | 0 | 0 |  | 1 | 1 | 1 | 0 | 0 | 0
load_220333917 |  | node_1401810_568_15260503_329 |  | AN | 0 | Residential | 13996.8+5962.612j | 0 | 0 | 0 | 0 | 0 | [24 empty] | 8101803 | no | no |  |  | no |  | 0 | 0 | 0 | 0 | 0 | 0 |  | 1 | 1 | 1 | 0 | 0 | 0
load_220333918 |  | node_1401402_457_15260437_714 |  | AN | 0 | Residential | 1324.8+564.362j | 0 | 0 | 0 | 0 | 0 | [24 empty] | 8101803 | no | no |  |  | no |  | 0 | 0 | 0 | 0 | 0 | 0 |  | 1 | 1 | 1 | 0 | 0 | 0
load_220333919 |  | node_1401194_037_15260481_223 |  | AN | 0 | Residential | 9036+3849.32j | 0 | 0 | 0 | 0 | 0 | [24 empty] | 8101803 | no | no |  |  | no |  | 0 | 0 | 0 | 0 | 0 | 0 |  | 1 | 1 | 1 | 0 | 0 | 0
load_220333920 |  | node_1401076_929_15260222_144 |  | AN | 0 | Residential | 10972.8+4674.393j | 0 | 0 | 0 | 0 | 0 | [24 empty] | 8101803 | no | no |  |  | no |  | 0 | 0 | 0 | 0 | 0 | 0 |  | 1 | 1 | 1 | 0 | 0 | 0
load_220333921 |  | node_1400833_79_15260604_982 |  | AN | 0 | Residential | 33624+14323.764j | 0 | 0 | 0 | 0 | 0 | [24 empty] | 8101803 | no | no |  |  | no |  | 0 | 0 | 0 | 0 | 0 | 0 |  | 1 | 1 | 1 | 0 | 0 | 0
load_220333922 |  | node_1400502_414_15260584_925 |  | AN | 0 | Residential | 16063.2+6842.895j | 0 | 0 | 0 | 0 | 0 | [24 empty] | 8101803 | no | no |  |  | no |  | 0 | 0 | 0 | 0 | 0 | 0 |  | 1 | 1 | 1 | 0 | 0 | 0
load_220333923 |  | node_1400081_577_15260645_958 |  | AN | 0 | Residential | 15775.2+6720.207j | 0 | 0 | 0 | 0 | 0 | [24 empty] | 8101803 | no | no |  |  | no |  | 0 | 0 | 0 | 0 | 0 | 0 |  | 1 | 1 | 1 | 0 | 0 | 0
load_220333924 |  | node_1399475_357_15261097_702 |  | AN | 0 | Residential | 16977.6+7232.427j | 0 | 0 | 0 | 0 | 0 | [24 empty] | 8101803 | no | no |  |  | no |  | 0 | 0 | 0 | 0 | 0 | 0 |  | 1 | 1 | 1 | 0 | 0 | 0
load_220333925 |  | node_1399203_964_15261278_721 |  | AN | 0 | Residential | 5047.2+2150.098j | 0 | 0 | 0 | 0 | 0 | [24 empty] | 8101803 | no | no |  |  | no |  | 0 | 0 | 0 | 0 | 0 | 0 |  | 1 | 1 | 1 | 0 | 0 | 0
load_220333926 |  | node_1398482_892_15261688_505 |  | AN | 0 | Residential | 13399.2+5708.035j | 0 | 0 | 0 | 0 | 0 | [24 empty] | 8101803 | no | no |  |  | no |  | 0 | 0 | 0 | 0 | 0 | 0 |  | 1 | 1 | 1 | 0 | 0 | 0
load_220333929 |  | node_1397713_735_15261871_52 |  | AN | 0 | Residential | 3117.6+1328.092j | 0 | 0 | 0 | 0 | 0 | [24 empty] | 8101803 | no | no |  |  | no |  | 0 | 0 | 0 | 0 | 0 | 0 |  | 1 | 1 | 1 | 0 | 0 | 0
load_220333930 |  | node_1397762_014_15262127_309 |  | AN | 0 | Residential | 16876.8+7189.487j | 0 | 0 | 0 | 0 | 0 | [24 empty] | 8101803 | no | no |  |  | no |  | 0 | 0 | 0 | 0 | 0 | 0 |  | 1 | 1 | 1 | 0 | 0 | 0
load_220333931 |  | node_1397245_813_15262094_217 |  | AN | 0 | Other | 0 | 0 | 0 | 0 | 0 | 0 | [24 empty] | 8101803 | no | no |  |  | no |  | 0 | 0 | 0 | 0 | 0 | 0 |  | 1 | 1 | 1 | 0 | 0 | 0
load_220333932 |  | node_1396447_218_15262127_299 |  | AN | 0 | Residential | 5688+2423.078j | 0 | 0 | 0 | 0 | 0 | [24 empty] | 8101803 | no | no |  |  | no |  | 0 | 0 | 0 | 0 | 0 | 0 |  | 1 | 1 | 1 | 0 | 0 | 0
load_220333933 |  | node_1396187_866_15262217_552 |  | AN | 0 | Residential | 13680+5827.656j | 0 | 0 | 0 | 0 | 0 | [24 empty] | 8101803 | no | no |  |  | no |  | 0 | 0 | 0 | 0 | 0 | 0 |  | 1 | 1 | 1 | 0 | 0 | 0
load_220333934 |  | node_1403230_78_15257779_288 |  | AN | 0 | Residential | 8157.6+3475.123j | 0 | 0 | 0 | 0 | 0 | [24 empty] | 8101803 | no | no |  |  | no |  | 0 | 0 | 0 | 0 | 0 | 0 |  | 1 | 1 | 1 | 0 | 0 | 0
load_220333935 |  | node_1401973_735_15257186_455 |  | AN | 0 | NonResidential | 4000+1703.993j | 0 | 0 | 0 | 0 | 0 | [24 empty] | 8101803 | no | no |  |  | no |  | 0 | 0 | 0 | 0 | 0 | 0 |  | 1 | 1 | 1 | 0 | 0 | 0
load_220333936 |  | node_1402415_682_15257710_142 |  | AN | 0 | Residential | 3657.6+1558.131j | 0 | 0 | 0 | 0 | 0 | [24 empty] | 8101803 | no | no |  |  | no |  | 0 | 0 | 0 | 0 | 0 | 0 |  | 1 | 1 | 1 | 0 | 0 | 0
load_220333937 |  | node_1401433_844_15257758_933 |  | AN | 0 | NonResidential | 2800.8+1193.136j | 0 | 0 | 0 | 0 | 0 | [24 empty] | 8101803 | no | no |  |  | no |  | 0 | 0 | 0 | 0 | 0 | 0 |  | 1 | 1 | 1 | 0 | 0 | 0
load_220333938 |  | node_1400265_755_15257580_007 |  | AN | 0 | Residential | 13845.6+5898.201j | 0 | 0 | 0 | 0 | 0 | [24 empty] | 8101803 | no | no |  |  | no |  | 0 | 0 | 0 | 0 | 0 | 0 |  | 1 | 1 | 1 | 0 | 0 | 0
load_220333939 |  | node_1399924_912_15257520_519 |  | AN | 0 | Residential | 6703.2+2855.551j | 0 | 0 | 0 | 0 | 0 | [24 empty] | 8101803 | no | no |  |  | no |  | 0 | 0 | 0 | 0 | 0 | 0 |  | 1 | 1 | 1 | 0 | 0 | 0
load_220333940 |  | node_1399577_374_15257414_57 |  | AN | 0 | Residential | 3067.2+1306.622j | 0 | 0 | 0 | 0 | 0 | [24 empty] | 8101803 | no | no |  |  | no |  | 0 | 0 | 0 | 0 | 0 | 0 |  | 1 | 1 | 1 | 0 | 0 | 0
load_220333941 |  | node_1399091_84_15256931_171 |  | AN | 0 | Residential | 5220+2223.711j | 0 | 0 | 0 | 0 | 0 | [24 empty] | 8101803 | no | no |  |  | no |  | 0 | 0 | 0 | 0 | 0 | 0 |  | 1 | 1 | 1 | 0 | 0 | 0
load_220333942 |  | node_1398728_753_15256505_67 |  | AN | 0 | Residential | 7516.8+3202.143j | 0 | 0 | 0 | 0 | 0 | [24 empty] | 8101803 | no | no |  |  | no |  | 0 | 0 | 0 | 0 | 0 | 0 |  | 1 | 1 | 1 | 0 | 0 | 0
load_220333943 |  | node_1403676_218_15258859_741 |  | AN | 0 | Residential | 4226.4+1800.439j | 0 | 0 | 0 | 0 | 0 | [24 empty] | 8101803 | no | no |  |  | no |  | 0 | 0 | 0 | 0 | 0 | 0 |  | 1 | 1 | 1 | 0 | 0 | 0
load_220333944 |  | node_1403439_911_15258713_046 |  | AN | 0 | Residential | 10454.4+4453.556j | 0 | 0 | 0 | 0 | 0 | [24 empty] | 8101803 | no | no |  |  | no |  | 0 | 0 | 0 | 0 | 0 | 0 |  | 1 | 1 | 1 | 0 | 0 | 0
load_220333945 |  | node_1403084_546_15258353_237 |  | AN | 0 | Residential | 3060+1303.555j | 0 | 0 | 0 | 0 | 0 | [24 empty] | 8101803 | no | no |  |  | no |  | 0 | 0 | 0 | 0 | 0 | 0 |  | 1 | 1 | 1 | 0 | 0 | 0
load_220333946 |  | node_1403674_918_15257642_567 |  | AN | 0 | NonResidential | 0 | 0 | 0 | 0 | 0 | 0 | [24 empty] | 8101803 | no | no |  |  | no |  | 0 | 0 | 0 | 0 | 0 | 0 |  | 1 | 1 | 1 | 0 | 0 | 0
load_220334382 |  | node_1402280_778_15264628_067 |  | AN | 0 | Residential | 6055.2+2579.504j | 0 | 0 | 0 | 0 | 0 | [24 empty] | 8101803 | no | no |  |  | no |  | 0 | 0 | 0 | 0 | 0 | 0 |  | 1 | 1 | 1 | 0 | 0 | 0
load_220334383 |  | node_1400867_805_15264678_959 |  | AN | 0 | Residential | 15523.2+6612.856j | 0 | 0 | 0 | 0 | 0 | [24 empty] | 8101803 | no | no |  |  | no |  | 0 | 0 | 0 | 0 | 0 | 0 |  | 1 | 1 | 1 | 0 | 0 | 0
load_220337644 |  | node_1417303_727_15276895_72 |  | AN | 0 | Residential | 29548.8+12587.736j | 0 | 0 | 0 | 0 | 0 | [24 empty] | 8101803 | no | no |  |  | no |  | 0 | 0 | 0 | 0 | 0 | 0 |  | 1 | 1 | 1 | 0 | 0 | 0
load_220337645 |  | node_1417542_682_15276867_552 |  | AN | 0 | Residential | 34804.8+14826.783j | 0 | 0 | 0 | 0 | 0 | [24 empty] | 8101803 | no | no |  |  | no |  | 0 | 0 | 0 | 0 | 0 | 0 |  | 1 | 1 | 1 | 0 | 0 | 0
load_220337672 |  | node_1416825_472_15275796_553 |  | AN | 0 | Residential | 46490.4+19804.827j | 0 | 0 | 0 | 0 | 0 | [24 empty] | 8101803 | no | no |  |  | no |  | 0 | 0 | 0 | 0 | 0 | 0 |  | 1 | 1 | 1 | 0 | 0 | 0
load_220337674 |  | node_1417394_553_15275069_45 |  | AN | 0 | Residential | 15912+6778.484j | 0 | 0 | 0 | 0 | 0 | [24 empty] | 8101803 | no | no |  |  | no |  | 0 | 0 | 0 | 0 | 0 | 0 |  | 1 | 1 | 1 | 0 | 0 | 0
load_220337675 |  | node_1416415_727_15274967_018 |  | AN | 0 | Residential | 16502.4+7029.993j | 0 | 0 | 0 | 0 | 0 | [24 empty] | 8101803 | no | no |  |  | no |  | 0 | 0 | 0 | 0 | 0 | 0 |  | 1 | 1 | 1 | 0 | 0 | 0
load_220337676 |  | node_1416347_273_15274486_346 |  | AN | 0 | Residential | 6408+2729.797j | 0 | 0 | 0 | 0 | 0 | [24 empty] | 8101803 | no | no |  |  | no |  | 0 | 0 | 0 | 0 | 0 | 0 |  | 1 | 1 | 1 | 0 | 0 | 0
load_220337678 |  | node_1416087_374_15273864_392 |  | AN | 0 | Residential | 0 | 0 | 0 | 0 | 0 | 0 | [24 empty] | 8101803 | no | no |  |  | no |  | 0 | 0 | 0 | 0 | 0 | 0 |  | 1 | 1 | 1 | 0 | 0 | 0
load_220337732 |  | node_1403150_213_15271225_788 |  | AN | 0 | Other | 0 | 0 | 0 | 0 | 0 | 0 | [24 empty] | 8101803 | no | no |  |  | no |  | 0 | 0 | 0 | 0 | 0 | 0 |  | 1 | 1 | 1 | 0 | 0 | 0
load_220337733 |  | node_1403245_281_15270846_075 |  | AN | 0 | Residential | 13809.6+5882.865j | 0 | 0 | 0 | 0 | 0 | [24 empty] | 8101803 | no | no |  |  | no |  | 0 | 0 | 0 | 0 | 0 | 0 |  | 1 | 1 | 1 | 0 | 0 | 0
load_220337736 |  | node_1403423_34_15268485_191 |  | AN | 0 | Residential | 4960.8+2113.292j | 0 | 0 | 0 | 0 | 0 | [24 empty] | 8101803 | no | no |  |  | no |  | 0 | 0 | 0 | 0 | 0 | 0 |  | 1 | 1 | 1 | 0 | 0 | 0
load_220337737 |  | node_1403621_071_15268293_158 |  | AN | 0 | Residential | 11383.2+4849.223j | 0 | 0 | 0 | 0 | 0 | [24 empty] | 8101803 | no | no |  |  | no |  | 0 | 0 | 0 | 0 | 0 | 0 |  | 1 | 1 | 1 | 0 | 0 | 0
load_220337738 |  | node_1403526_854_15268248_096 |  | AN | 0 | Other | 0 | 0 | 0 | 0 | 0 | 0 | [24 empty] | 8101803 | no | no |  |  | no |  | 0 | 0 | 0 | 0 | 0 | 0 |  | 1 | 1 | 1 | 0 | 0 | 0
load_220337739 |  | node_1404200_708_15268075_775 |  | AN | 0 | NonResidential | 129.6+55.209j | 0 | 0 | 0 | 0 | 0 | [24 empty] | 8101803 | no | no |  |  | no |  | 0 | 0 | 0 | 0 | 0 | 0 |  | 1 | 1 | 1 | 0 | 0 | 0
load_220337740 |  | node_1404196_933_15267653_239 |  | AN | 0 | Residential | 9583.2+4082.426j | 0 | 0 | 0 | 0 | 0 | [24 empty] | 8101803 | no | no |  |  | no |  | 0 | 0 | 0 | 0 | 0 | 0 |  | 1 | 1 | 1 | 0 | 0 | 0
load_220337741 |  | node_1404807_788_15267842_836 |  | AN | 0 | Residential | 10188+4340.07j | 0 | 0 | 0 | 0 | 0 | [24 empty] | 8101803 | no | no |  |  | no |  | 0 | 0 | 0 | 0 | 0 | 0 |  | 1 | 1 | 1 | 0 | 0 | 0
load_220337742 |  | node_1404642_573_15267462_101 |  | AN | 0 | Residential | 3110.4+1325.025j | 0 | 0 | 0 | 0 | 0 | [24 empty] | 8101803 | no | no |  |  | no |  | 0 | 0 | 0 | 0 | 0 | 0 |  | 1 | 1 | 1 | 0 | 0 | 0
load_220337743 |  | node_1405600_943_15267452_776 |  | AN | 0 | Residential | 46850.4+19958.187j | 0 | 0 | 0 | 0 | 0 | [24 empty] | 8101803 | no | no |  |  | no |  | 0 | 0 | 0 | 0 | 0 | 0 |  | 1 | 1 | 1 | 0 | 0 | 0
load_220337744 |  | node_1405646_582_15267782_811 |  | AN | 0 | Residential | 6912+2944.5j | 0 | 0 | 0 | 0 | 0 | [24 empty] | 8101803 | no | no |  |  | no |  | 0 | 0 | 0 | 0 | 0 | 0 |  | 1 | 1 | 1 | 0 | 0 | 0
load_220337746 |  | node_1406994_879_15266856_757 |  | AN | 0 | NonResidential | 979.2+417.137j | 0 | 0 | 0 | 0 | 0 | [24 empty] | 8101803 | no | no |  |  | no |  | 0 | 0 | 0 | 0 | 0 | 0 |  | 1 | 1 | 1 | 0 | 0 | 0
load_220337747 |  | node_1407055_856_15267061_709 |  | AN | 0 | Residential | 26251.2+11182.964j | 0 | 0 | 0 | 0 | 0 | [24 empty] | 8101803 | no | no |  |  | no |  | 0 | 0 | 0 | 0 | 0 | 0 |  | 1 | 1 | 1 | 0 | 0 | 0
load_220337748 |  | node_1407055_96_15266517_887 |  | AN | 0 | Residential | 20664+8802.827j | 0 | 0 | 0 | 0 | 0 | [24 empty] | 8101803 | no | no |  |  | no |  | 0 | 0 | 0 | 0 | 0 | 0 |  | 1 | 1 | 1 | 0 | 0 | 0
load_220337749 |  | node_1407128_538_15266262_616 |  | AN | 0 | Residential | 10224+4355.406j | 0 | 0 | 0 | 0 | 0 | [24 empty] | 8101803 | no | no |  |  | no |  | 0 | 0 | 0 | 0 | 0 | 0 |  | 1 | 1 | 1 | 0 | 0 | 0
load_220337750 |  | node_1407386_858_15265894_576 |  | AN | 0 | Residential | 2944.8+1254.48j | 0 | 0 | 0 | 0 | 0 | [24 empty] | 8101803 | no | no |  |  | no |  | 0 | 0 | 0 | 0 | 0 | 0 |  | 1 | 1 | 1 | 0 | 0 | 0
load_220337751 |  | node_1407242_463_15265704_291 |  | AN | 0 | Residential | 26380.8+11238.174j | 0 | 0 | 0 | 0 | 0 | [24 empty] | 8101803 | no | no |  |  | no |  | 0 | 0 | 0 | 0 | 0 | 0 |  | 1 | 1 | 1 | 0 | 0 | 0
load_220337753 |  | node_1407947_282_15264831_584 |  | AN | 0 | Residential | 11469.6+4886.029j | 0 | 0 | 0 | 0 | 0 | [24 empty] | 8101803 | no | no |  |  | no |  | 0 | 0 | 0 | 0 | 0 | 0 |  | 1 | 1 | 1 | 0 | 0 | 0
load_220337754 |  | node_1408072_317_15264752_662 |  | AN | 0 | Residential | 23414.4+9974.493j | 0 | 0 | 0 | 0 | 0 | [24 empty] | 8101803 | no | no |  |  | no |  | 0 | 0 | 0 | 0 | 0 | 0 |  | 1 | 1 | 1 | 0 | 0 | 0
load_220337755 |  | node_1408339_204_15264580_067 |  | AN | 0 | Residential | 11584.8+4935.104j | 0 | 0 | 0 | 0 | 0 | [24 empty] | 8101803 | no | no |  |  | no |  | 0 | 0 | 0 | 0 | 0 | 0 |  | 1 | 1 | 1 | 0 | 0 | 0
load_220337756 |  | node_1408094_867_15264121_651 |  | AN | 0 | Residential | 19677.6+8382.622j | 0 | 0 | 0 | 0 | 0 | [24 empty] | 8101803 | no | no |  |  | no |  | 0 | 0 | 0 | 0 | 0 | 0 |  | 1 | 1 | 1 | 0 | 0 | 0
load_220337757 |  | node_1408111_283_15264008_762 |  | AN | 0 | Residential | 7164+3051.851j | 0 | 0 | 0 | 0 | 0 | [24 empty] | 8101803 | no | no |  |  | no |  | 0 | 0 | 0 | 0 | 0 | 0 |  | 1 | 1 | 1 | 0 | 0 | 0
load_220337758 |  | node_1408170_361_15263468_881 |  | AN | 0 | Residential | 18806.4+8011.493j | 0 | 0 | 0 | 0 | 0 | [24 empty] | 8101803 | no | no |  |  | no |  | 0 | 0 | 0 | 0 | 0 | 0 |  | 1 | 1 | 1 | 0 | 0 | 0
load_220337759 |  | node_1408325_454_15263046_371 |  | AN | 0 | Residential | 5608.8+2389.339j | 0 | 0 | 0 | 0 | 0 | [24 empty] | 8101803 | no | no |  |  | no |  | 0 | 0 | 0 | 0 | 0 | 0 |  | 1 | 1 | 1 | 0 | 0 | 0
load_220337760 |  | node_1408734_388_15262973_328 |  | AN | 0 | Residential | 2541.6+1082.717j | 0 | 0 | 0 | 0 | 0 | [24 empty] | 8101803 | no | no |  |  | no |  | 0 | 0 | 0 | 0 | 0 | 0 |  | 1 | 1 | 1 | 0 | 0 | 0
load_220337761 |  | node_1408206_211_15262427_649 |  | AN | 0 | Residential | 23767.2+10124.785j | 0 | 0 | 0 | 0 | 0 | [24 empty] | 8101803 | no | no |  |  | no |  | 0 | 0 | 0 | 0 | 0 | 0 |  | 1 | 1 | 1 | 0 | 0 | 0
load_220337763 |  | node_1408302_386_15261953_176 |  | AN | 0 | Residential | 22507.2+9588.027j | 0 | 0 | 0 | 0 | 0 | [24 empty] | 8101803 | no | no |  |  | no |  | 0 | 0 | 0 | 0 | 0 | 0 |  | 1 | 1 | 1 | 0 | 0 | 0
load_220337764 |  | node_1409052_508_15265727_727 |  | AN | 0 | Residential | 2059.2+877.216j | 0 | 0 | 0 | 0 | 0 | [24 empty] | 8101803 | no | no |  |  | no |  | 0 | 0 | 0 | 0 | 0 | 0 |  | 1 | 1 | 1 | 0 | 0 | 0
load_220337765 |  | node_1408676_991_15265066_688 |  | AN | 0 | Residential | 8676+3695.961j | 0 | 0 | 0 | 0 | 0 | [24 empty] | 8101803 | no | no |  |  | no |  | 0 | 0 | 0 | 0 | 0 | 0 |  | 1 | 1 | 1 | 0 | 0 | 0
load_220337766 |  | node_1408077_882_15262606_897 |  | AN | 0 | Residential | 1051.2+447.809j | 0 | 0 | 0 | 0 | 0 | [24 empty] | 8101803 | no | no |  |  | no |  | 0 | 0 | 0 | 0 | 0 | 0 |  | 1 | 1 | 1 | 0 | 0 | 0
load_220337767 |  | node_1407914_561_15262264_568 |  | AN | 0 | Residential | 4507.2+1920.059j | 0 | 0 | 0 | 0 | 0 | [24 empty] | 8101803 | no | no |  |  | no |  | 0 | 0 | 0 | 0 | 0 | 0 |  | 1 | 1 | 1 | 0 | 0 | 0
load_220337768 |  | node_1405337_118_15260437_615 |  | AN | 0 | Residential | 12002.4+5113.001j | 0 | 0 | 0 | 0 | 0 | [24 empty] | 8101803 | no | no |  |  | no |  | 0 | 0 | 0 | 0 | 0 | 0 |  | 1 | 1 | 1 | 0 | 0 | 0
load_220337769 |  | node_1405194_908_15260220_929 |  | AN | 0 | NonResidential | 6235.2+2656.184j | 0 | 0 | 0 | 0 | 0 | [24 empty] | 8101803 | no | no |  |  | no |  | 0 | 0 | 0 | 0 | 0 | 0 |  | 1 | 1 | 1 | 0 | 0 | 0
load_220337770 |  | node_1407485_1_15262292_388 |  | AN | 0 | Residential | 6868.8+2926.097j | 0 | 0 | 0 | 0 | 0 | [24 empty] | 8101803 | no | no |  |  | no |  | 0 | 0 | 0 | 0 | 0 | 0 |  | 1 | 1 | 1 | 0 | 0 | 0
load_220337771 |  | node_1407167_386_15261701_633 |  | AN | 0 | Residential | 7473.6+3183.74j | 0 | 0 | 0 | 0 | 0 | [24 empty] | 8101803 | no | no |  |  | no |  | 0 | 0 | 0 | 0 | 0 | 0 |  | 1 | 1 | 1 | 0 | 0 | 0
load_220337772 |  | node_1407126_014_15261431_741 |  | AN | 0 | Residential | 4464+1901.656j | 0 | 0 | 0 | 0 | 0 | [24 empty] | 8101803 | no | no |  |  | no |  | 0 | 0 | 0 | 0 | 0 | 0 |  | 1 | 1 | 1 | 0 | 0 | 0
load_220337773 |  | node_1406423_639_15261121_175 |  | AN | 0 | Residential | 24292.8+10348.689j | 0 | 0 | 0 | 0 | 0 | [24 empty] | 8101803 | no | no |  |  | no |  | 0 | 0 | 0 | 0 | 0 | 0 |  | 1 | 1 | 1 | 0 | 0 | 0
load_220337774 |  | node_1406086_771_15261366_946 |  | AN | 0 | Other | 0 | 0 | 0 | 0 | 0 | 0 | [24 empty] | 8101803 | no | no |  |  | no |  | 0 | 0 | 0 | 0 | 0 | 0 |  | 1 | 1 | 1 | 0 | 0 | 0
load_220337775 |  | node_1405541_882_15261159_955 |  | AN | 0 | Residential | 16185.6+6895.037j | 0 | 0 | 0 | 0 | 0 | [24 empty] | 8101803 | no | no |  |  | no |  | 0 | 0 | 0 | 0 | 0 | 0 |  | 1 | 1 | 1 | 0 | 0 | 0
load_220337777 |  | node_1404307_283_15257789_879 |  | AN | 0 | Residential | 2865.6+1220.74j | 0 | 0 | 0 | 0 | 0 | [24 empty] | 8101803 | no | no |  |  | no |  | 0 | 0 | 0 | 0 | 0 | 0 |  | 1 | 1 | 1 | 0 | 0 | 0
load_220337778 |  | node_1403915_678_15257186_59 |  | AN | 0 | Other | 0 | 0 | 0 | 0 | 0 | 0 | [24 empty] | 8101803 | no | no |  |  | no |  | 0 | 0 | 0 | 0 | 0 | 0 |  | 1 | 1 | 1 | 0 | 0 | 0
load_220337779 |  | node_1404109_66_15256841_766 |  | AN | 0 | Residential | 11887.2+5063.926j | 0 | 0 | 0 | 0 | 0 | [24 empty] | 8101803 | no | no |  |  | no |  | 0 | 0 | 0 | 0 | 0 | 0 |  | 1 | 1 | 1 | 0 | 0 | 0
load_220337782 |  | node_1409093_379_15266493_317 |  | AN | 0 | Residential | 5040+2147.031j | 0 | 0 | 0 | 0 | 0 | [24 empty] | 8101803 | no | no |  |  | no |  | 0 | 0 | 0 | 0 | 0 | 0 |  | 1 | 1 | 1 | 0 | 0 | 0
load_220337783 |  | node_1407354_854_15266832_709 |  | AN | 0 | Residential | 18208.8+7756.916j | 0 | 0 | 0 | 0 | 0 | [24 empty] | 8101803 | no | no |  |  | no |  | 0 | 0 | 0 | 0 | 0 | 0 |  | 1 | 1 | 1 | 0 | 0 | 0
load_220337784 |  | node_1407505_784_15266781_855 |  | AN | 0 | Residential | 4766.4+2030.478j | 0 | 0 | 0 | 0 | 0 | [24 empty] | 8101803 | no | no |  |  | no |  | 0 | 0 | 0 | 0 | 0 | 0 |  | 1 | 1 | 1 | 0 | 0 | 0
load_220337785 |  | node_1407708_778_15266710_293 |  | AN | 0 | Residential | 15832.8+6744.745j | 0 | 0 | 0 | 0 | 0 | [24 empty] | 8101803 | no | no |  |  | no |  | 0 | 0 | 0 | 0 | 0 | 0 |  | 1 | 1 | 1 | 0 | 0 | 0
load_220337786 |  | node_1408319_296_15266571_434 |  | AN | 0 | Residential | 72014.4+30678.006j | 0 | 0 | 0 | 0 | 0 | [24 empty] | 8101803 | no | no |  |  | no |  | 0 | 0 | 0 | 0 | 0 | 0 |  | 1 | 1 | 1 | 0 | 0 | 0
load_220337787 |  | node_1408800_98_15266557_838 |  | AN | 0 | Residential | 23997.6+10222.935j | 0 | 0 | 0 | 0 | 0 | [24 empty] | 8101803 | no | no |  |  | no |  | 0 | 0 | 0 | 0 | 0 | 0 |  | 1 | 1 | 1 | 0 | 0 | 0
load_220337804 |  | node_1414136_349_15277186_101 |  | AN | 0 | Residential | 7430.4+3165.337j | 0 | 0 | 0 | 0 | 0 | [24 empty] | 8101803 | no | no |  |  | no |  | 0 | 0 | 0 | 0 | 0 | 0 |  | 1 | 1 | 1 | 0 | 0 | 0
load_220337805 |  | node_1410987_51_15278967_89 |  | AN | 0 | Residential | 14112+6011.687j | 0 | 0 | 0 | 0 | 0 | [24 empty] | 8101803 | no | no |  |  | no |  | 0 | 0 | 0 | 0 | 0 | 0 |  | 1 | 1 | 1 | 0 | 0 | 0
load_220337807 |  | node_1413524_222_15276768_132 |  | AN | 0 | Residential | 16012.8+6821.424j | 0 | 0 | 0 | 0 | 0 | [24 empty] | 8101803 | no | no |  |  | no |  | 0 | 0 | 0 | 0 | 0 | 0 |  | 1 | 1 | 1 | 0 | 0 | 0
load_220337808 |  | node_1413664_868_15276700_987 |  | AN | 0 | Residential | 11628+4953.507j | 0 | 0 | 0 | 0 | 0 | [24 empty] | 8101803 | no | no |  |  | no |  | 0 | 0 | 0 | 0 | 0 | 0 |  | 1 | 1 | 1 | 0 | 0 | 0
load_220337810 |  | node_1412857_498_15276743_058 |  | AN | 0 | Residential | 39499.2+16826.589j | 0 | 0 | 0 | 0 | 0 | [24 empty] | 8101803 | no | no |  |  | no |  | 0 | 0 | 0 | 0 | 0 | 0 |  | 1 | 1 | 1 | 0 | 0 | 0
load_220337811 |  | node_1412867_939_15277306_319 |  | AN | 0 | Residential | 7.2+3.067j | 0 | 0 | 0 | 0 | 0 | [24 empty] | 8101803 | no | no |  |  | no |  | 0 | 0 | 0 | 0 | 0 | 0 |  | 1 | 1 | 1 | 0 | 0 | 0
load_220337812 |  | node_1412721_261_15276808_336 |  | AN | 0 | Residential | 14018.4+5971.813j | 0 | 0 | 0 | 0 | 0 | [24 empty] | 8101803 | no | no |  |  | no |  | 0 | 0 | 0 | 0 | 0 | 0 |  | 1 | 1 | 1 | 0 | 0 | 0
load_220337813 |  | node_1412403_281_15276892_986 |  | AN | 0 | Residential | 7473.6+3183.74j | 0 | 0 | 0 | 0 | 0 | [24 empty] | 8101803 | no | no |  |  | no |  | 0 | 0 | 0 | 0 | 0 | 0 |  | 1 | 1 | 1 | 0 | 0 | 0
load_220337814 |  | node_1412415_331_15277250_959 |  | AN | 0 | Residential | 23968.8+10210.666j | 0 | 0 | 0 | 0 | 0 | [24 empty] | 8101803 | no | no |  |  | no |  | 0 | 0 | 0 | 0 | 0 | 0 |  | 1 | 1 | 1 | 0 | 0 | 0
load_220337815 |  | node_1412253_846_15277522_985 |  | AN | 0 | Residential | 13420.8+5717.237j | 0 | 0 | 0 | 0 | 0 | [24 empty] | 8101803 | no | no |  |  | no |  | 0 | 0 | 0 | 0 | 0 | 0 |  | 1 | 1 | 1 | 0 | 0 | 0
load_220337816 |  | node_1412529_719_15278227_05 |  | AN | 0 | Other | 0 | 0 | 0 | 0 | 0 | 0 | [24 empty] | 8101803 | no | no |  |  | no |  | 0 | 0 | 0 | 0 | 0 | 0 |  | 1 | 1 | 1 | 0 | 0 | 0
load_220337817 |  | node_1412197_899_15277836_313 |  | AN | 0 | Residential | 3744+1594.937j | 0 | 0 | 0 | 0 | 0 | [24 empty] | 8101803 | no | no |  |  | no |  | 0 | 0 | 0 | 0 | 0 | 0 |  | 1 | 1 | 1 | 0 | 0 | 0
load_220337818 |  | node_1411902_738_15277994_045 |  | AN | 0 | Residential | 18460.8+7864.268j | 0 | 0 | 0 | 0 | 0 | [24 empty] | 8101803 | no | no |  |  | no |  | 0 | 0 | 0 | 0 | 0 | 0 |  | 1 | 1 | 1 | 0 | 0 | 0
load_220337819 |  | node_1411521_872_15278253_063 |  | AN | 0 | Residential | 6688.8+2849.417j | 0 | 0 | 0 | 0 | 0 | [24 empty] | 8101803 | no | no |  |  | no |  | 0 | 0 | 0 | 0 | 0 | 0 |  | 1 | 1 | 1 | 0 | 0 | 0
load_220337820 |  | node_1411433_476_15278478_526 |  | AN | 0 | Residential | 3837.6+1634.811j | 0 | 0 | 0 | 0 | 0 | [24 empty] | 8101803 | no | no |  |  | no |  | 0 | 0 | 0 | 0 | 0 | 0 |  | 1 | 1 | 1 | 0 | 0 | 0
load_220337823 |  | node_1405662_278_15264621_68 |  | AN | 0 | Residential | 0 | 0 | 0 | 0 | 0 | 0 | [24 empty] | 8101803 | no | no |  |  | no |  | 0 | 0 | 0 | 0 | 0 | 0 |  | 1 | 1 | 1 | 0 | 0 | 0
load_220337825 |  | node_1404730_697_15264927_481 |  | AN | 0 | Residential | 45007.2+19172.987j | 0 | 0 | 0 | 0 | 0 | [24 empty] | 8101803 | no | no |  |  | no |  | 0 | 0 | 0 | 0 | 0 | 0 |  | 1 | 1 | 1 | 0 | 0 | 0
load_220337826 |  | node_1404716_603_15264709_616 |  | AN | 0 | Residential | 2584.8+1101.12j | 0 | 0 | 0 | 0 | 0 | [24 empty] | 8101803 | no | no |  |  | no |  | 0 | 0 | 0 | 0 | 0 | 0 |  | 1 | 1 | 1 | 0 | 0 | 0
load_220337828 |  | node_1404094_813_15264706_606 |  | AN | 0 | Residential | 12052.8+5134.471j | 0 | 0 | 0 | 0 | 0 | [24 empty] | 8101803 | no | no |  |  | no |  | 0 | 0 | 0 | 0 | 0 | 0 |  | 1 | 1 | 1 | 0 | 0 | 0
load_220337829 |  | node_1403599_376_15265022_075 |  | AN | 0 | Residential | 5097.6+2171.569j | 0 | 0 | 0 | 0 | 0 | [24 empty] | 8101803 | no | no |  |  | no |  | 0 | 0 | 0 | 0 | 0 | 0 |  | 1 | 1 | 1 | 0 | 0 | 0
load_220337830 |  | node_1403310_751_15264702_084 |  | AN | 0 | Residential | 39492+16823.522j | 0 | 0 | 0 | 0 | 0 | [24 empty] | 8101803 | no | no |  |  | no |  | 0 | 0 | 0 | 0 | 0 | 0 |  | 1 | 1 | 1 | 0 | 0 | 0
load_220337831 |  | node_1403109_214_15264704_148 |  | AN | 0 | Residential | 14990.4+6385.884j | 0 | 0 | 0 | 0 | 0 | [24 empty] | 8101803 | no | no |  |  | no |  | 0 | 0 | 0 | 0 | 0 | 0 |  | 1 | 1 | 1 | 0 | 0 | 0
load_220337832 |  | node_1402773_647_15264703_432 |  | AN | 0 | Residential | 3578.4+1524.392j | 0 | 0 | 0 | 0 | 0 | [24 empty] | 8101803 | no | no |  |  | no |  | 0 | 0 | 0 | 0 | 0 | 0 |  | 1 | 1 | 1 | 0 | 0 | 0
load_220337833 |  | node_1406895_167_15264359_543 |  | AN | 0 | Residential | 17071.2+7272.301j | 0 | 0 | 0 | 0 | 0 | [24 empty] | 8101803 | no | no |  |  | no |  | 0 | 0 | 0 | 0 | 0 | 0 |  | 1 | 1 | 1 | 0 | 0 | 0
load_220337834 |  | node_1406621_691_15264496_778 |  | AN | 0 | Residential | 30621.6+13044.747j | 0 | 0 | 0 | 0 | 0 | [24 empty] | 8101803 | no | no |  |  | no |  | 0 | 0 | 0 | 0 | 0 | 0 |  | 1 | 1 | 1 | 0 | 0 | 0
load_220337835 |  | node_1406457_67_15264075_497 |  | AN | 0 | Residential | 11419.2+4864.559j | 0 | 0 | 0 | 0 | 0 | [24 empty] | 8101803 | no | no |  |  | no |  | 0 | 0 | 0 | 0 | 0 | 0 |  | 1 | 1 | 1 | 0 | 0 | 0
load_220337836 |  | node_1406111_743_15264180_234 |  | AN | 0 | Residential | 4600.8+1959.933j | 0 | 0 | 0 | 0 | 0 | [24 empty] | 8101803 | no | no |  |  | no |  | 0 | 0 | 0 | 0 | 0 | 0 |  | 1 | 1 | 1 | 0 | 0 | 0
load_220337837 |  | node_1405878_303_15264164_687 |  | AN | 0 | NonResidential | 1000+425.998j | 0 | 0 | 0 | 0 | 0 | [24 empty] | 8101803 | no | no |  |  | no |  | 0 | 0 | 0 | 0 | 0 | 0 |  | 1 | 1 | 1 | 0 | 0 | 0
load_220337838 |  | node_1405117_204_15264436_437 |  | AN | 0 | Residential | 6912+2944.5j | 0 | 0 | 0 | 0 | 0 | [24 empty] | 8101803 | no | no |  |  | no |  | 0 | 0 | 0 | 0 | 0 | 0 |  | 1 | 1 | 1 | 0 | 0 | 0
load_220337839 |  | node_1405237_098_15264892_906 |  | AN | 0 | Residential | 3268.8+1392.503j | 0 | 0 | 0 | 0 | 0 | [24 empty] | 8101803 | no | no |  |  | no |  | 0 | 0 | 0 | 0 | 0 | 0 |  | 1 | 1 | 1 | 0 | 0 | 0
load_220337840 |  | node_1405015_267_15264852_096 |  | AN | 0 | Other | 0 | 0 | 0 | 0 | 0 | 0 | [24 empty] | 8101803 | no | no |  |  | no |  | 0 | 0 | 0 | 0 | 0 | 0 |  | 1 | 1 | 1 | 0 | 0 | 0
load_220337843 |  | node_1411971_656_15269983_444 |  | AN | 0 | Residential | 22240.8+9474.541j | 0 | 0 | 0 | 0 | 0 | [24 empty] | 8101803 | no | no |  |  | no |  | 0 | 0 | 0 | 0 | 0 | 0 |  | 1 | 1 | 1 | 0 | 0 | 0
load_220337844 |  | node_1410751_966_15274376_169 |  | AN | 0 | Residential | 22644+9646.304j | 0 | 0 | 0 | 0 | 0 | [24 empty] | 8101803 | no | no |  |  | no |  | 0 | 0 | 0 | 0 | 0 | 0 |  | 1 | 1 | 1 | 0 | 0 | 0
load_220337845 |  | node_1411332_742_15274775_444 |  | AN | 0 | Residential | 7135.2+3039.582j | 0 | 0 | 0 | 0 | 0 | [24 empty] | 8101803 | no | no |  |  | no |  | 0 | 0 | 0 | 0 | 0 | 0 |  | 1 | 1 | 1 | 0 | 0 | 0
load_220337846 |  | node_1410388_505_15273950_307 |  | AN | 0 | Residential | 1692+720.789j | 0 | 0 | 0 | 0 | 0 | [24 empty] | 8101803 | no | no |  |  | no |  | 0 | 0 | 0 | 0 | 0 | 0 |  | 1 | 1 | 1 | 0 | 0 | 0
load_220337847 |  | node_1410205_899_15274190_196 |  | AN | 0 | NonResidential | 2368.8+1009.105j | 0 | 0 | 0 | 0 | 0 | [24 empty] | 8101803 | no | no |  |  | no |  | 0 | 0 | 0 | 0 | 0 | 0 |  | 1 | 1 | 1 | 0 | 0 | 0
load_220337848 |  | node_1410058_228_15274141_219 |  | AN | 0 | Residential | 15487.2+6597.52j | 0 | 0 | 0 | 0 | 0 | [24 empty] | 8101803 | no | no |  |  | no |  | 0 | 0 | 0 | 0 | 0 | 0 |  | 1 | 1 | 1 | 0 | 0 | 0
load_220337849 |  | node_1409784_104_15274283_574 |  | AN | 0 | Residential | 13240.8+5640.557j | 0 | 0 | 0 | 0 | 0 | [24 empty] | 8101803 | no | no |  |  | no |  | 0 | 0 | 0 | 0 | 0 | 0 |  | 1 | 1 | 1 | 0 | 0 | 0
load_220337850 |  | node_1409934_82_15274477_679 |  | AN | 0 | Residential | 26071.2+11106.285j | 0 | 0 | 0 | 0 | 0 | [24 empty] | 8101803 | no | no |  |  | no |  | 0 | 0 | 0 | 0 | 0 | 0 |  | 1 | 1 | 1 | 0 | 0 | 0
load_220337851 |  | node_1409674_976_15275019_438 |  | AN | 0 | Residential | 7401.6+3153.068j | 0 | 0 | 0 | 0 | 0 | [24 empty] | 8101803 | no | no |  |  | no |  | 0 | 0 | 0 | 0 | 0 | 0 |  | 1 | 1 | 1 | 0 | 0 | 0
load_220337852 |  | node_1409624_135_15274507_755 |  | AN | 0 | Residential | 15789.6+6726.341j | 0 | 0 | 0 | 0 | 0 | [24 empty] | 8101803 | no | no |  |  | no |  | 0 | 0 | 0 | 0 | 0 | 0 |  | 1 | 1 | 1 | 0 | 0 | 0
load_220337853 |  | node_1409414_878_15274641_032 |  | AN | 0 | Residential | 7084.8+3018.112j | 0 | 0 | 0 | 0 | 0 | [24 empty] | 8101803 | no | no |  |  | no |  | 0 | 0 | 0 | 0 | 0 | 0 |  | 1 | 1 | 1 | 0 | 0 | 0
load_220337854 |  | node_1411863_34_15270391_25 |  | AN | 0 | Residential | 4197.6+1788.17j | 0 | 0 | 0 | 0 | 0 | [24 empty] | 8101803 | no | no |  |  | no |  | 0 | 0 | 0 | 0 | 0 | 0 |  | 1 | 1 | 1 | 0 | 0 | 0
load_220337855 |  | node_1412249_487_15270492_882 |  | AN | 0 | Residential | 30657.6+13060.083j | 0 | 0 | 0 | 0 | 0 | [24 empty] | 8101803 | no | no |  |  | no |  | 0 | 0 | 0 | 0 | 0 | 0 |  | 1 | 1 | 1 | 0 | 0 | 0
load_220337856 |  | node_1408485_128_15275291_623 |  | AN | 0 | Residential | 2613.6+1113.389j | 0 | 0 | 0 | 0 | 0 | [24 empty] | 8101803 | no | no |  |  | no |  | 0 | 0 | 0 | 0 | 0 | 0 |  | 1 | 1 | 1 | 0 | 0 | 0
load_220337857 |  | node_1408004_598_15275665_326 |  | AN | 0 | Residential | 3268.8+1392.503j | 0 | 0 | 0 | 0 | 0 | [24 empty] | 8101803 | no | no |  |  | no |  | 0 | 0 | 0 | 0 | 0 | 0 |  | 1 | 1 | 1 | 0 | 0 | 0
load_220337858 |  | node_1407714_002_15276007_342 |  | AN | 0 | Residential | 8402.4+3579.407j | 0 | 0 | 0 | 0 | 0 | [24 empty] | 8101803 | no | no |  |  | no |  | 0 | 0 | 0 | 0 | 0 | 0 |  | 1 | 1 | 1 | 0 | 0 | 0
load_220337860 |  | node_1411767_015_15272089_238 |  | AN | 0 | Residential | 12160.8+5180.479j | 0 | 0 | 0 | 0 | 0 | [24 empty] | 8101803 | no | no |  |  | no |  | 0 | 0 | 0 | 0 | 0 | 0 |  | 1 | 1 | 1 | 0 | 0 | 0
load_220337861 |  | node_1411236_413_15272363_344 |  | AN | 0 | Residential | 5882.4+2505.892j | 0 | 0 | 0 | 0 | 0 | [24 empty] | 8101803 | no | no |  |  | no |  | 0 | 0 | 0 | 0 | 0 | 0 |  | 1 | 1 | 1 | 0 | 0 | 0
load_220337862 |  | node_1412127_93_15272436_761 |  | AN | 0 | Residential | 10958.4+4668.259j | 0 | 0 | 0 | 0 | 0 | [24 empty] | 8101803 | no | no |  |  | no |  | 0 | 0 | 0 | 0 | 0 | 0 |  | 1 | 1 | 1 | 0 | 0 | 0
load_220337864 |  | node_1404916_723_15257913_389 |  | AN | 0 | Residential | 27914.4+11891.485j | 0 | 0 | 0 | 0 | 0 | [24 empty] | 8101803 | no | no |  |  | no |  | 0 | 0 | 0 | 0 | 0 | 0 |  | 1 | 1 | 1 | 0 | 0 | 0
load_220337865 |  | node_1405117_219_15257984_091 |  | AN | 0 | Other | 0 | 0 | 0 | 0 | 0 | 0 | [24 empty] | 8101803 | no | no |  |  | no |  | 0 | 0 | 0 | 0 | 0 | 0 |  | 1 | 1 | 1 | 0 | 0 | 0
load_220337866 |  | node_1407721_872_15259784_627 |  | AN | 0 | Residential | 6249.6+2662.318j | 0 | 0 | 0 | 0 | 0 | [24 empty] | 8101803 | no | no |  |  | no |  | 0 | 0 | 0 | 0 | 0 | 0 |  | 1 | 1 | 1 | 0 | 0 | 0
load_220337867 |  | node_1407783_289_15260129_764 |  | AN | 0 | Residential | 8006.4+3410.712j | 0 | 0 | 0 | 0 | 0 | [24 empty] | 8101803 | no | no |  |  | no |  | 0 | 0 | 0 | 0 | 0 | 0 |  | 1 | 1 | 1 | 0 | 0 | 0
load_220337868 |  | node_1408029_316_15260961_931 |  | AN | 0 | Residential | 4320+1840.312j | 0 | 0 | 0 | 0 | 0 | [24 empty] | 8101803 | no | no |  |  | no |  | 0 | 0 | 0 | 0 | 0 | 0 |  | 1 | 1 | 1 | 0 | 0 | 0
load_220337869 |  | node_1405312_481_15258058_679 |  | AN | 0 | Residential | 10994.4+4683.595j | 0 | 0 | 0 | 0 | 0 | [24 empty] | 8101803 | no | no |  |  | no |  | 0 | 0 | 0 | 0 | 0 | 0 |  | 1 | 1 | 1 | 0 | 0 | 0
load_220337870 |  | node_1405727_412_15258204_838 |  | AN | 0 | Residential | 5630.4+2398.54j | 0 | 0 | 0 | 0 | 0 | [24 empty] | 8101803 | no | no |  |  | no |  | 0 | 0 | 0 | 0 | 0 | 0 |  | 1 | 1 | 1 | 0 | 0 | 0
load_220337872 |  | node_1407644_694_15259561_495 |  | AN | 0 | Residential | 1036.8+441.675j | 0 | 0 | 0 | 0 | 0 | [24 empty] | 8101803 | no | no |  |  | no |  | 0 | 0 | 0 | 0 | 0 | 0 |  | 1 | 1 | 1 | 0 | 0 | 0
load_220337873 |  | node_1407026_534_15256004_531 |  | AN | 0 | Residential | 3852+1640.945j | 0 | 0 | 0 | 0 | 0 | [24 empty] | 8101803 | no | no |  |  | no |  | 0 | 0 | 0 | 0 | 0 | 0 |  | 1 | 1 | 1 | 0 | 0 | 0
load_220337874 |  | node_1406739_319_15255924_586 |  | AN | 0 | Residential | 6019.2+2564.168j | 0 | 0 | 0 | 0 | 0 | [24 empty] | 8101803 | no | no |  |  | no |  | 0 | 0 | 0 | 0 | 0 | 0 |  | 1 | 1 | 1 | 0 | 0 | 0
load_220337876 |  | node_1406997_925_15257288_622 |  | AN | 0 | Residential | 2613.6+1113.389j | 0 | 0 | 0 | 0 | 0 | [24 empty] | 8101803 | no | no |  |  | no |  | 0 | 0 | 0 | 0 | 0 | 0 |  | 1 | 1 | 1 | 0 | 0 | 0
load_220337877 |  | node_1407266_776_15256809_045 |  | AN | 0 | Residential | 5788.8+2466.018j | 0 | 0 | 0 | 0 | 0 | [24 empty] | 8101803 | no | no |  |  | no |  | 0 | 0 | 0 | 0 | 0 | 0 |  | 1 | 1 | 1 | 0 | 0 | 0
load_220337878 |  | node_1407199_118_15256392_042 |  | AN | 0 | NonResidential | 0 | 0 | 0 | 0 | 0 | 0 | [24 empty] | 8101803 | no | no |  |  | no |  | 0 | 0 | 0 | 0 | 0 | 0 |  | 1 | 1 | 1 | 0 | 0 | 0
load_220337910 |  | node_1413013_595_15263248_74 |  | AN | 0 | Residential | 5968.8+2542.698j | 0 | 0 | 0 | 0 | 0 | [24 empty] | 8101803 | no | no |  |  | no |  | 0 | 0 | 0 | 0 | 0 | 0 |  | 1 | 1 | 1 | 0 | 0 | 0
load_220337911 |  | node_1413220_523_15263772_236 |  | AN | 0 | Residential | 3103.2+1321.958j | 0 | 0 | 0 | 0 | 0 | [24 empty] | 8101803 | no | no |  |  | no |  | 0 | 0 | 0 | 0 | 0 | 0 |  | 1 | 1 | 1 | 0 | 0 | 0
load_220337912 |  | node_1413360_532_15264269_263 |  | AN | 0 | Residential | 13831.2+5892.067j | 0 | 0 | 0 | 0 | 0 | [24 empty] | 8101803 | no | no |  |  | no |  | 0 | 0 | 0 | 0 | 0 | 0 |  | 1 | 1 | 1 | 0 | 0 | 0
load_220337913 |  | node_1413450_584_15264629_99 |  | AN | 0 | Other | 0 | 0 | 0 | 0 | 0 | 0 | [24 empty] | 8101803 | no | no |  |  | no |  | 0 | 0 | 0 | 0 | 0 | 0 |  | 1 | 1 | 1 | 0 | 0 | 0
load_220337914 |  | node_1414744_374_15264866_88 |  | AN | 0 | NonResidential | 3614.4+1539.728j | 0 | 0 | 0 | 0 | 0 | [24 empty] | 8101803 | no | no |  |  | no |  | 0 | 0 | 0 | 0 | 0 | 0 |  | 1 | 1 | 1 | 0 | 0 | 0
load_220337915 |  | node_1408736_597_15262643_671 |  | AN | 0 | Residential | 158.4+67.478j | 0 | 0 | 0 | 0 | 0 | [24 empty] | 8101803 | no | no |  |  | no |  | 0 | 0 | 0 | 0 | 0 | 0 |  | 1 | 1 | 1 | 0 | 0 | 0
load_220337917 |  | node_1413459_065_15260885_178 |  | AN | 0 | Residential | 12290.4+5235.688j | 0 | 0 | 0 | 0 | 0 | [24 empty] | 8101803 | no | no |  |  | no |  | 0 | 0 | 0 | 0 | 0 | 0 |  | 1 | 1 | 1 | 0 | 0 | 0
load_220337918 |  | node_1413000_948_15259743_096 |  | AN | 0 | Residential | 12650.4+5389.048j | 0 | 0 | 0 | 0 | 0 | [24 empty] | 8101803 | no | no |  |  | no |  | 0 | 0 | 0 | 0 | 0 | 0 |  | 1 | 1 | 1 | 0 | 0 | 0
load_220337919 |  | node_1413063_427_15259176_933 |  | AN | 0 | Residential | 4132.8+1760.565j | 0 | 0 | 0 | 0 | 0 | [24 empty] | 8101803 | no | no |  |  | no |  | 0 | 0 | 0 | 0 | 0 | 0 |  | 1 | 1 | 1 | 0 | 0 | 0
load_220337920 |  | node_1410493_697_15279379_622 |  | AN | 0 | Residential | 19303.2+8223.129j | 0 | 0 | 0 | 0 | 0 | [24 empty] | 8101803 | no | no |  |  | no |  | 0 | 0 | 0 | 0 | 0 | 0 |  | 1 | 1 | 1 | 0 | 0 | 0
load_220337921 |  | node_1410315_39_15279633_862 |  | AN | 0 | Residential | 2836.8+1208.472j | 0 | 0 | 0 | 0 | 0 | [24 empty] | 8101803 | no | no |  |  | no |  | 0 | 0 | 0 | 0 | 0 | 0 |  | 1 | 1 | 1 | 0 | 0 | 0
load_220337922 |  | node_1410188_533_15279770_608 |  | AN | 0 | Residential | 9849.6+4195.912j | 0 | 0 | 0 | 0 | 0 | [24 empty] | 8101803 | no | no |  |  | no |  | 0 | 0 | 0 | 0 | 0 | 0 |  | 1 | 1 | 1 | 0 | 0 | 0
load_220337923 |  | node_1409932_322_15280035_843 |  | AN | 0 | Residential | 30276+12897.522j | 0 | 0 | 0 | 0 | 0 | [24 empty] | 8101803 | no | no |  |  | no |  | 0 | 0 | 0 | 0 | 0 | 0 |  | 1 | 1 | 1 | 0 | 0 | 0
load_220337924 |  | node_1409653_871_15280309_003 |  | AN | 0 | Residential | 14860.8+6330.674j | 0 | 0 | 0 | 0 | 0 | [24 empty] | 8101803 | no | no |  |  | no |  | 0 | 0 | 0 | 0 | 0 | 0 |  | 1 | 1 | 1 | 0 | 0 | 0
load_220337925 |  | node_1409472_385_15280454_879 |  | AN | 0 | Residential | 6984+2975.172j | 0 | 0 | 0 | 0 | 0 | [24 empty] | 8101803 | no | no |  |  | no |  | 0 | 0 | 0 | 0 | 0 | 0 |  | 1 | 1 | 1 | 0 | 0 | 0
load_220337926 |  | node_1409172_54_15280487_021 |  | AN | 0 | Residential | 3312+1410.906j | 0 | 0 | 0 | 0 | 0 | [24 empty] | 8101803 | no | no |  |  | no |  | 0 | 0 | 0 | 0 | 0 | 0 |  | 1 | 1 | 1 | 0 | 0 | 0
load_220337927 |  | node_1409352_276_15280739_031 |  | AN | 0 | Residential | 6530.4+2781.939j | 0 | 0 | 0 | 0 | 0 | [24 empty] | 8101803 | no | no |  |  | no |  | 0 | 0 | 0 | 0 | 0 | 0 |  | 1 | 1 | 1 | 0 | 0 | 0
load_220337928 |  | node_1408951_172_15280611_339 |  | AN | 0 | Residential | 6897.6+2938.365j | 0 | 0 | 0 | 0 | 0 | [24 empty] | 8101803 | no | no |  |  | no |  | 0 | 0 | 0 | 0 | 0 | 0 |  | 1 | 1 | 1 | 0 | 0 | 0
load_220337972 |  | node_1412933_698_15273109_835 |  | AN | 0 | Residential | 31010.4+13210.375j | 0 | 0 | 0 | 0 | 0 | [24 empty] | 8101803 | no | no |  |  | no |  | 0 | 0 | 0 | 0 | 0 | 0 |  | 1 | 1 | 1 | 0 | 0 | 0
load_220337973 |  | node_1414529_586_15271917_837 |  | AN | 0 | Residential | 18727.2+7977.754j | 0 | 0 | 0 | 0 | 0 | [24 empty] | 8101803 | no | no |  |  | no |  | 0 | 0 | 0 | 0 | 0 | 0 |  | 1 | 1 | 1 | 0 | 0 | 0
load_220337974 |  | node_1414121_892_15272113_103 |  | AN | 0 | Residential | 2196+935.492j | 0 | 0 | 0 | 0 | 0 | [24 empty] | 8101803 | no | no |  |  | no |  | 0 | 0 | 0 | 0 | 0 | 0 |  | 1 | 1 | 1 | 0 | 0 | 0
load_220337975 |  | node_1413967_063_15271899_144 |  | AN | 0 | Residential | 7632+3251.218j | 0 | 0 | 0 | 0 | 0 | [24 empty] | 8101803 | no | no |  |  | no |  | 0 | 0 | 0 | 0 | 0 | 0 |  | 1 | 1 | 1 | 0 | 0 | 0
load_220337976 |  | node_1413700_332_15272310_172 |  | AN | 0 | Residential | 18079.2+7701.707j | 0 | 0 | 0 | 0 | 0 | [24 empty] | 8101803 | no | no |  |  | no |  | 0 | 0 | 0 | 0 | 0 | 0 |  | 1 | 1 | 1 | 0 | 0 | 0
load_220337977 |  | node_1413379_23_15271928_274 |  | AN | 0 | Residential | 55476+23632.677j | 0 | 0 | 0 | 0 | 0 | [24 empty] | 8101803 | no | no |  |  | no |  | 0 | 0 | 0 | 0 | 0 | 0 |  | 1 | 1 | 1 | 0 | 0 | 0
load_220337978 |  | node_1413005_238_15272121_901 |  | AN | 0 | Residential | 19152+8158.718j | 0 | 0 | 0 | 0 | 0 | [24 empty] | 8101803 | no | no |  |  | no |  | 0 | 0 | 0 | 0 | 0 | 0 |  | 1 | 1 | 1 | 0 | 0 | 0
load_220337979 |  | node_1412575_432_15272254_966 |  | AN | 0 | Residential | 6422.4+2735.931j | 0 | 0 | 0 | 0 | 0 | [24 empty] | 8101803 | no | no |  |  | no |  | 0 | 0 | 0 | 0 | 0 | 0 |  | 1 | 1 | 1 | 0 | 0 | 0
load_220337980 |  | node_1412378_247_15272390_005 |  | AN | 0 | Residential | 6177.6+2631.647j | 0 | 0 | 0 | 0 | 0 | [24 empty] | 8101803 | no | no |  |  | no |  | 0 | 0 | 0 | 0 | 0 | 0 |  | 1 | 1 | 1 | 0 | 0 | 0
load_220338060 |  | node_1412698_613_15259724_156 |  | AN | 0 | Residential | 35143.2+14970.941j | 0 | 0 | 0 | 0 | 0 | [24 empty] | 8101803 | no | no |  |  | no |  | 0 | 0 | 0 | 0 | 0 | 0 |  | 1 | 1 | 1 | 0 | 0 | 0
load_220338061 |  | node_1412375_457_15259849_208 |  | AN | 0 | Residential | 9345.6+3981.209j | 0 | 0 | 0 | 0 | 0 | [24 empty] | 8101803 | no | no |  |  | no |  | 0 | 0 | 0 | 0 | 0 | 0 |  | 1 | 1 | 1 | 0 | 0 | 0
load_220338062 |  | node_1411622_712_15259749_577 |  | AN | 0 | NonResidential | 597.6+254.577j | 0 | 0 | 0 | 0 | 0 | [24 empty] | 8101803 | no | no |  |  | no |  | 0 | 0 | 0 | 0 | 0 | 0 |  | 1 | 1 | 1 | 0 | 0 | 0
load_220338063 |  | node_1417207_199_15276392_213 |  | AN | 0 | Residential | 8719.2+3714.364j | 0 | 0 | 0 | 0 | 0 | [24 empty] | 8101803 | no | no |  |  | no |  | 0 | 0 | 0 | 0 | 0 | 0 |  | 1 | 1 | 1 | 0 | 0 | 0
load_220338065 |  | node_1417127_815_15276627_171 |  | AN | 0 | Residential | 6940.8+2956.768j | 0 | 0 | 0 | 0 | 0 | [24 empty] | 8101803 | no | no |  |  | no |  | 0 | 0 | 0 | 0 | 0 | 0 |  | 1 | 1 | 1 | 0 | 0 | 0
load_220338067 |  | node_1416965_735_15277020_198 |  | AN | 0 | Residential | 15962.4+6799.954j | 0 | 0 | 0 | 0 | 0 | [24 empty] | 8101803 | no | no |  |  | no |  | 0 | 0 | 0 | 0 | 0 | 0 |  | 1 | 1 | 1 | 0 | 0 | 0
load_220338068 |  | node_1416816_668_15276574_593 |  | AN | 0 | Residential | 25516.8+10870.111j | 0 | 0 | 0 | 0 | 0 | [24 empty] | 8101803 | no | no |  |  | no |  | 0 | 0 | 0 | 0 | 0 | 0 |  | 1 | 1 | 1 | 0 | 0 | 0
load_220338069 |  | node_1416545_209_15276521_811 |  | AN | 0 | Residential | 3484.8+1484.519j | 0 | 0 | 0 | 0 | 0 | [24 empty] | 8101803 | no | no |  |  | no |  | 0 | 0 | 0 | 0 | 0 | 0 |  | 1 | 1 | 1 | 0 | 0 | 0
load_220338117 |  | node_1410334_677_15269389_57 |  | AN | 0 | Other | 0 | 0 | 0 | 0 | 0 | 0 | [24 empty] | 8101803 | no | no |  |  | no |  | 0 | 0 | 0 | 0 | 0 | 0 |  | 1 | 1 | 1 | 0 | 0 | 0
load_220338118 |  | node_1408169_078_15270912_621 |  | AN | 0 | Residential | 9417.6+4011.881j | 0 | 0 | 0 | 0 | 0 | [24 empty] | 8101803 | no | no |  |  | no |  | 0 | 0 | 0 | 0 | 0 | 0 |  | 1 | 1 | 1 | 0 | 0 | 0
load_220338119 |  | node_1408339_029_15271074_833 |  | AN | 0 | Residential | 11692.8+4981.112j | 0 | 0 | 0 | 0 | 0 | [24 empty] | 8101803 | no | no |  |  | no |  | 0 | 0 | 0 | 0 | 0 | 0 |  | 1 | 1 | 1 | 0 | 0 | 0
load_220338120 |  | node_1407801_578_15271311_241 |  | AN | 0 | Residential | 2577.6+1098.053j | 0 | 0 | 0 | 0 | 0 | [24 empty] | 8101803 | no | no |  |  | no |  | 0 | 0 | 0 | 0 | 0 | 0 |  | 1 | 1 | 1 | 0 | 0 | 0
load_220338121 |  | node_1408009_802_15272308_323 |  | AN | 0 | Residential | 27108+11547.96j | 0 | 0 | 0 | 0 | 0 | [24 empty] | 8101803 | no | no |  |  | no |  | 0 | 0 | 0 | 0 | 0 | 0 |  | 1 | 1 | 1 | 0 | 0 | 0
load_220338122 |  | node_1408569_629_15270591_197 |  | AN | 0 | Residential | 17056.8+7266.166j | 0 | 0 | 0 | 0 | 0 | [24 empty] | 8101803 | no | no |  |  | no |  | 0 | 0 | 0 | 0 | 0 | 0 |  | 1 | 1 | 1 | 0 | 0 | 0
load_220338123 |  | node_1408321_664_15270795_543 |  | AN | 0 | Residential | 4557.6+1941.529j | 0 | 0 | 0 | 0 | 0 | [24 empty] | 8101803 | no | no |  |  | no |  | 0 | 0 | 0 | 0 | 0 | 0 |  | 1 | 1 | 1 | 0 | 0 | 0
load_220338124 |  | node_1415520_652_15270261_344 |  | AN | 0 | Residential | 19094.4+8134.18j | 0 | 0 | 0 | 0 | 0 | [24 empty] | 8101803 | no | no |  |  | no |  | 0 | 0 | 0 | 0 | 0 | 0 |  | 1 | 1 | 1 | 0 | 0 | 0
load_220338130 |  | node_1411654_961_15261262_446 |  | AN | 0 | Residential | 1598.4+680.916j | 0 | 0 | 0 | 0 | 0 | [24 empty] | 8101803 | no | no |  |  | no |  | 0 | 0 | 0 | 0 | 0 | 0 |  | 1 | 1 | 1 | 0 | 0 | 0
load_220338146 |  | node_1411733_317_15279926_613 |  | AN | 0 | Residential | 2923.2+1245.278j | 0 | 0 | 0 | 0 | 0 | [24 empty] | 8101803 | no | no |  |  | no |  | 0 | 0 | 0 | 0 | 0 | 0 |  | 1 | 1 | 1 | 0 | 0 | 0
load_220338147 |  | node_1411946_94_15279909_935 |  | AN | 0 | Residential | 3412.8+1453.847j | 0 | 0 | 0 | 0 | 0 | [24 empty] | 8101803 | no | no |  |  | no |  | 0 | 0 | 0 | 0 | 0 | 0 |  | 1 | 1 | 1 | 0 | 0 | 0
load_220338148 |  | node_1411900_324_15279709_393 |  | AN | 0 | Residential | 17424+7422.593j | 0 | 0 | 0 | 0 | 0 | [24 empty] | 8101803 | no | no |  |  | no |  | 0 | 0 | 0 | 0 | 0 | 0 |  | 1 | 1 | 1 | 0 | 0 | 0
load_220338149 |  | node_1412091_735_15280005_404 |  | AN | 0 | Residential | 1087.2+463.145j | 0 | 0 | 0 | 0 | 0 | [24 empty] | 8101803 | no | no |  |  | no |  | 0 | 0 | 0 | 0 | 0 | 0 |  | 1 | 1 | 1 | 0 | 0 | 0
load_220338150 |  | node_1412263_595_15280129_419 |  | AN | 0 | Residential | 11167.2+4757.207j | 0 | 0 | 0 | 0 | 0 | [24 empty] | 8101803 | no | no |  |  | no |  | 0 | 0 | 0 | 0 | 0 | 0 |  | 1 | 1 | 1 | 0 | 0 | 0
load_220338151 |  | node_1412544_734_15280534_907 |  | AN | 0 | Residential | 29023.2+12363.831j | 0 | 0 | 0 | 0 | 0 | [24 empty] | 8101803 | no | no |  |  | no |  | 0 | 0 | 0 | 0 | 0 | 0 |  | 1 | 1 | 1 | 0 | 0 | 0
load_220338152 |  | node_1412638_408_15280783_649 |  | AN | 0 | Residential | 2397.6+1021.373j | 0 | 0 | 0 | 0 | 0 | [24 empty] | 8101803 | no | no |  |  | no |  | 0 | 0 | 0 | 0 | 0 | 0 |  | 1 | 1 | 1 | 0 | 0 | 0
load_220338153 |  | node_1412663_664_15281082_84 |  | AN | 0 | Residential | 8020.8+3416.846j | 0 | 0 | 0 | 0 | 0 | [24 empty] | 8101803 | no | no |  |  | no |  | 0 | 0 | 0 | 0 | 0 | 0 |  | 1 | 1 | 1 | 0 | 0 | 0
load_220338154 |  | node_1410117_065_15280230_704 |  | AN | 0 | Residential | 30600+13035.545j | 0 | 0 | 0 | 0 | 0 | [24 empty] | 8101803 | no | no |  |  | no |  | 0 | 0 | 0 | 0 | 0 | 0 |  | 1 | 1 | 1 | 0 | 0 | 0
load_220338155 |  | node_1410745_307_15280219_048 |  | AN | 0 | Residential | 39938.4+17013.687j | 0 | 0 | 0 | 0 | 0 | [24 empty] | 8101803 | no | no |  |  | no |  | 0 | 0 | 0 | 0 | 0 | 0 |  | 1 | 1 | 1 | 0 | 0 | 0
load_220338156 |  | node_1410944_949_15280085_284 |  | AN | 0 | Residential | 22543.2+9603.363j | 0 | 0 | 0 | 0 | 0 | [24 empty] | 8101803 | no | no |  |  | no |  | 0 | 0 | 0 | 0 | 0 | 0 |  | 1 | 1 | 1 | 0 | 0 | 0
load_220338157 |  | node_1411264_622_15279986_911 |  | AN | 0 | Residential | 30873.6+13152.099j | 0 | 0 | 0 | 0 | 0 | [24 empty] | 8101803 | no | no |  |  | no |  | 0 | 0 | 0 | 0 | 0 | 0 |  | 1 | 1 | 1 | 0 | 0 | 0
load_220338185 |  | node_1414620_336_15275812_598 |  | AN | 0 | Residential | 28562.4+12167.531j | 0 | 0 | 0 | 0 | 0 | [24 empty] | 8101803 | no | no |  |  | no |  | 0 | 0 | 0 | 0 | 0 | 0 |  | 1 | 1 | 1 | 0 | 0 | 0
load_220338186 |  | node_1414400_144_15275805_149 |  | AN | 0 | Residential | 5004+2131.695j | 0 | 0 | 0 | 0 | 0 | [24 empty] | 8101803 | no | no |  |  | no |  | 0 | 0 | 0 | 0 | 0 | 0 |  | 1 | 1 | 1 | 0 | 0 | 0
load_220338187 |  | node_1414132_351_15275595_752 |  | AN | 0 | Residential | 2865.6+1220.74j | 0 | 0 | 0 | 0 | 0 | [24 empty] | 8101803 | no | no |  |  | no |  | 0 | 0 | 0 | 0 | 0 | 0 |  | 1 | 1 | 1 | 0 | 0 | 0
load_220338188 |  | node_1413906_788_15275569_159 |  | AN | 0 | Residential | 5587.2+2380.137j | 0 | 0 | 0 | 0 | 0 | [24 empty] | 8101803 | no | no |  |  | no |  | 0 | 0 | 0 | 0 | 0 | 0 |  | 1 | 1 | 1 | 0 | 0 | 0
load_220338189 |  | node_1413680_147_15275550_508 |  | AN | 0 | Residential | 5666.4+2413.876j | 0 | 0 | 0 | 0 | 0 | [24 empty] | 8101803 | no | no |  |  | no |  | 0 | 0 | 0 | 0 | 0 | 0 |  | 1 | 1 | 1 | 0 | 0 | 0
load_220338190 |  | node_1413454_804_15275535_605 |  | AN | 0 | Residential | 3182.4+1355.697j | 0 | 0 | 0 | 0 | 0 | [24 empty] | 8101803 | no | no |  |  | no |  | 0 | 0 | 0 | 0 | 0 | 0 |  | 1 | 1 | 1 | 0 | 0 | 0
load_220338191 |  | node_1413042_951_15275571_775 |  | AN | 0 | Residential | 33703.2+14357.503j | 0 | 0 | 0 | 0 | 0 | [24 empty] | 8101803 | no | no |  |  | no |  | 0 | 0 | 0 | 0 | 0 | 0 |  | 1 | 1 | 1 | 0 | 0 | 0
load_220338193 |  | node_1411951_39_15261974_546 |  | AN | 0 | Residential | 6897.6+2938.365j | 0 | 0 | 0 | 0 | 0 | [24 empty] | 8101803 | no | no |  |  | no |  | 0 | 0 | 0 | 0 | 0 | 0 |  | 1 | 1 | 1 | 0 | 0 | 0
load_220338194 |  | node_1412520_14_15262281_063 |  | AN | 0 | Residential | 5256+2239.047j | 0 | 0 | 0 | 0 | 0 | [24 empty] | 8101803 | no | no |  |  | no |  | 0 | 0 | 0 | 0 | 0 | 0 |  | 1 | 1 | 1 | 0 | 0 | 0
load_220338195 |  | node_1412636_709_15262512_344 |  | AN | 0 | Residential | 4140+1763.633j | 0 | 0 | 0 | 0 | 0 | [24 empty] | 8101803 | no | no |  |  | no |  | 0 | 0 | 0 | 0 | 0 | 0 |  | 1 | 1 | 1 | 0 | 0 | 0
load_220338199 |  | node_1410401_571_15261418_295 |  | AN | 0 | Residential | 828+352.727j | 0 | 0 | 0 | 0 | 0 | [24 empty] | 8101803 | no | no |  |  | no |  | 0 | 0 | 0 | 0 | 0 | 0 |  | 1 | 1 | 1 | 0 | 0 | 0
load_220338200 |  | node_1410713_948_15261160_281 |  | AN | 0 | Residential | 6660+2837.148j | 0 | 0 | 0 | 0 | 0 | [24 empty] | 8101803 | no | no |  |  | no |  | 0 | 0 | 0 | 0 | 0 | 0 |  | 1 | 1 | 1 | 0 | 0 | 0
load_220338201 |  | node_1410989_664_15261180_925 |  | AN | 0 | Residential | 7452+3174.539j | 0 | 0 | 0 | 0 | 0 | [24 empty] | 8101803 | no | no |  |  | no |  | 0 | 0 | 0 | 0 | 0 | 0 |  | 1 | 1 | 1 | 0 | 0 | 0
load_220338202 |  | node_1411272_023_15261244_537 |  | AN | 0 | Residential | 15912+6778.484j | 0 | 0 | 0 | 0 | 0 | [24 empty] | 8101803 | no | no |  |  | no |  | 0 | 0 | 0 | 0 | 0 | 0 |  | 1 | 1 | 1 | 0 | 0 | 0
load_220338203 |  | node_1409967_54_15261084_503 |  | AN | 0 | Residential | 10008+4263.39j | 0 | 0 | 0 | 0 | 0 | [24 empty] | 8101803 | no | no |  |  | no |  | 0 | 0 | 0 | 0 | 0 | 0 |  | 1 | 1 | 1 | 0 | 0 | 0
load_220338479 |  | node_1417810_496_15279467_723 |  | AN | 0 | Residential | 23709.6+10100.247j | 0 | 0 | 0 | 0 | 0 | [24 empty] | 8101803 | no | no |  |  | no |  | 0 | 0 | 0 | 0 | 0 | 0 |  | 1 | 1 | 1 | 0 | 0 | 0
load_220338480 |  | node_1417403_159_15279424_799 |  | AN | 0 | Residential | 12290.4+5235.688j | 0 | 0 | 0 | 0 | 0 | [24 empty] | 8101803 | no | no |  |  | no |  | 0 | 0 | 0 | 0 | 0 | 0 |  | 1 | 1 | 1 | 0 | 0 | 0
load_220338481 |  | node_1417179_027_15279411_475 |  | AN | 0 | Residential | 22946.4+9775.125j | 0 | 0 | 0 | 0 | 0 | [24 empty] | 8101803 | no | no |  |  | no |  | 0 | 0 | 0 | 0 | 0 | 0 |  | 1 | 1 | 1 | 0 | 0 | 0
load_220338482 |  | node_1416996_988_15279398_499 |  | AN | 0 | Residential | 13888.8+5916.604j | 0 | 0 | 0 | 0 | 0 | [24 empty] | 8101803 | no | no |  |  | no |  | 0 | 0 | 0 | 0 | 0 | 0 |  | 1 | 1 | 1 | 0 | 0 | 0
load_220338483 |  | node_1416747_489_15279424_838 |  | AN | 0 | Residential | 4723.2+2012.075j | 0 | 0 | 0 | 0 | 0 | [24 empty] | 8101803 | no | no |  |  | no |  | 0 | 0 | 0 | 0 | 0 | 0 |  | 1 | 1 | 1 | 0 | 0 | 0
load_220338484 |  | node_1416722_807_15279645_122 |  | AN | 0 | Residential | 4370.4+1861.783j | 0 | 0 | 0 | 0 | 0 | [24 empty] | 8101803 | no | no |  |  | no |  | 0 | 0 | 0 | 0 | 0 | 0 |  | 1 | 1 | 1 | 0 | 0 | 0
load_220338486 |  | node_1416182_906_15279122_059 |  | AN | 0 | Residential | 15818.4+6738.61j | 0 | 0 | 0 | 0 | 0 | [24 empty] | 8101803 | no | no |  |  | no |  | 0 | 0 | 0 | 0 | 0 | 0 |  | 1 | 1 | 1 | 0 | 0 | 0
load_220338487 |  | node_1415769_166_15278722_803 |  | AN | 0 | NonResidential | 259.2+110.419j | 0 | 0 | 0 | 0 | 0 | [24 empty] | 8101803 | no | no |  |  | no |  | 0 | 0 | 0 | 0 | 0 | 0 |  | 1 | 1 | 1 | 0 | 0 | 0
load_220338489 |  | node_1415175_271_15278065_715 |  | AN | 0 | Residential | 18216+7759.984j | 0 | 0 | 0 | 0 | 0 | [24 empty] | 8101803 | no | no |  |  | no |  | 0 | 0 | 0 | 0 | 0 | 0 |  | 1 | 1 | 1 | 0 | 0 | 0
load_220338490 |  | node_1414757_084_15277674_199 |  | AN | 0 | NonResidential | 4125.6+1757.498j | 0 | 0 | 0 | 0 | 0 | [24 empty] | 8101803 | no | no |  |  | no |  | 0 | 0 | 0 | 0 | 0 | 0 |  | 1 | 1 | 1 | 0 | 0 | 0
load_220338491 |  | node_1414519_743_15277544_366 |  | AN | 0 | Residential | 9590.4+4085.493j | 0 | 0 | 0 | 0 | 0 | [24 empty] | 8101803 | no | no |  |  | no |  | 0 | 0 | 0 | 0 | 0 | 0 |  | 1 | 1 | 1 | 0 | 0 | 0
load_220338493 |  | node_1414623_848_15276085_351 |  | AN | 0 | Residential | 6235.2+2656.184j | 0 | 0 | 0 | 0 | 0 | [24 empty] | 8101803 | no | no |  |  | no |  | 0 | 0 | 0 | 0 | 0 | 0 |  | 1 | 1 | 1 | 0 | 0 | 0
load_220338497 |  | node_1414751_084_15275597_395 |  | AN | 0 | Residential | 6998.4+2981.306j | 0 | 0 | 0 | 0 | 0 | [24 empty] | 8101803 | no | no |  |  | no |  | 0 | 0 | 0 | 0 | 0 | 0 |  | 1 | 1 | 1 | 0 | 0 | 0
load_220338498 |  | node_1414786_22_15275336_039 |  | AN | 0 | Residential | 14853.6+6327.607j | 0 | 0 | 0 | 0 | 0 | [24 empty] | 8101803 | no | no |  |  | no |  | 0 | 0 | 0 | 0 | 0 | 0 |  | 1 | 1 | 1 | 0 | 0 | 0
load_220338499 |  | node_1414739_278_15275100_257 |  | AN | 0 | Residential | 33004.8+14059.986j | 0 | 0 | 0 | 0 | 0 | [24 empty] | 8101803 | no | no |  |  | no |  | 0 | 0 | 0 | 0 | 0 | 0 |  | 1 | 1 | 1 | 0 | 0 | 0
load_220338500 |  | node_1414982_974_15274687_092 |  | AN | 0 | Residential | 9244.8+3938.268j | 0 | 0 | 0 | 0 | 0 | [24 empty] | 8101803 | no | no |  |  | no |  | 0 | 0 | 0 | 0 | 0 | 0 |  | 1 | 1 | 1 | 0 | 0 | 0
load_220338501 |  | node_1414487_687_15274669_621 |  | AN | 0 | Residential | 26920.8+11468.213j | 0 | 0 | 0 | 0 | 0 | [24 empty] | 8101803 | no | no |  |  | no |  | 0 | 0 | 0 | 0 | 0 | 0 |  | 1 | 1 | 1 | 0 | 0 | 0
load_220338502 |  | node_1414177_128_15274802_126 |  | AN | 0 | Residential | 4104+1748.297j | 0 | 0 | 0 | 0 | 0 | [24 empty] | 8101803 | no | no |  |  | no |  | 0 | 0 | 0 | 0 | 0 | 0 |  | 1 | 1 | 1 | 0 | 0 | 0
load_220338503 |  | node_1414295_668_15274504_673 |  | AN | 0 | Residential | 16466.4+7014.657j | 0 | 0 | 0 | 0 | 0 | [24 empty] | 8101803 | no | no |  |  | no |  | 0 | 0 | 0 | 0 | 0 | 0 |  | 1 | 1 | 1 | 0 | 0 | 0
load_220338504 |  | node_1414595_324_15274307_649 |  | AN | 0 | Residential | 12657.6+5392.115j | 0 | 0 | 0 | 0 | 0 | [24 empty] | 8101803 | no | no |  |  | no |  | 0 | 0 | 0 | 0 | 0 | 0 |  | 1 | 1 | 1 | 0 | 0 | 0
load_220338505 |  | node_1414098_998_15274512_98 |  | AN | 0 | Residential | 4939.2+2104.09j | 0 | 0 | 0 | 0 | 0 | [24 empty] | 8101803 | no | no |  |  | no |  | 0 | 0 | 0 | 0 | 0 | 0 |  | 1 | 1 | 1 | 0 | 0 | 0
load_220338506 |  | node_1414195_887_15274270_525 |  | AN | 0 | Residential | 33912+14446.452j | 0 | 0 | 0 | 0 | 0 | [24 empty] | 8101803 | no | no |  |  | no |  | 0 | 0 | 0 | 0 | 0 | 0 |  | 1 | 1 | 1 | 0 | 0 | 0
load_220338507 |  | node_1414018_005_15274032_543 |  | AN | 0 | Residential | 8697.6+3705.162j | 0 | 0 | 0 | 0 | 0 | [24 empty] | 8101803 | no | no |  |  | no |  | 0 | 0 | 0 | 0 | 0 | 0 |  | 1 | 1 | 1 | 0 | 0 | 0
load_220338509 |  | node_1413697_626_15273652_4 |  | AN | 0 | Residential | 13874.4+5910.47j | 0 | 0 | 0 | 0 | 0 | [24 empty] | 8101803 | no | no |  |  | no |  | 0 | 0 | 0 | 0 | 0 | 0 |  | 1 | 1 | 1 | 0 | 0 | 0
load_220338513 |  | node_1418180_587_15279525_433 |  | AN | 0 | Residential | 36468+15535.303j | 0 | 0 | 0 | 0 | 0 | [24 empty] | 8101803 | no | no |  |  | no |  | 0 | 0 | 0 | 0 | 0 | 0 |  | 1 | 1 | 1 | 0 | 0 | 0
load_220338514 |  | node_1417939_711_15279475_292 |  | AN | 0 | Residential | 4665.6+1987.537j | 0 | 0 | 0 | 0 | 0 | [24 empty] | 8101803 | no | no |  |  | no |  | 0 | 0 | 0 | 0 | 0 | 0 |  | 1 | 1 | 1 | 0 | 0 | 0
load_220338515 |  | node_1415328_094_15271532_973 |  | AN | 0 | Residential | 9252+3941.335j | 0 | 0 | 0 | 0 | 0 | [24 empty] | 8101803 | no | no |  |  | no |  | 0 | 0 | 0 | 0 | 0 | 0 |  | 1 | 1 | 1 | 0 | 0 | 0
load_220338516 |  | node_1417436_624_15267763_195 |  | AN | 0 | Residential | 2030.4+864.947j | 0 | 0 | 0 | 0 | 0 | [24 empty] | 8101803 | no | no |  |  | no |  | 0 | 0 | 0 | 0 | 0 | 0 |  | 1 | 1 | 1 | 0 | 0 | 0
load_220338517 |  | node_1417438_846_15267927_462 |  | AN | 0 | Residential | 14788.8+6300.002j | 0 | 0 | 0 | 0 | 0 | [24 empty] | 8101803 | no | no |  |  | no |  | 0 | 0 | 0 | 0 | 0 | 0 |  | 1 | 1 | 1 | 0 | 0 | 0
load_220338520 |  | node_1413695_742_15274073_343 |  | AN | 0 | Residential | 36230.4+15434.086j | 0 | 0 | 0 | 0 | 0 | [24 empty] | 8101803 | no | no |  |  | no |  | 0 | 0 | 0 | 0 | 0 | 0 |  | 1 | 1 | 1 | 0 | 0 | 0
load_220338522 |  | node_1415730_737_15278943_179 |  | AN | 0 | NonResidential | 1713.6+729.991j | 0 | 0 | 0 | 0 | 0 | [24 empty] | 8101803 | no | no |  |  | no |  | 0 | 0 | 0 | 0 | 0 | 0 |  | 1 | 1 | 1 | 0 | 0 | 0
load_220338523 |  | node_1415334_966_15281308_945 |  | AN | 0 | Residential | 15084+6425.757j | 0 | 0 | 0 | 0 | 0 | [24 empty] | 8101803 | no | no |  |  | no |  | 0 | 0 | 0 | 0 | 0 | 0 |  | 1 | 1 | 1 | 0 | 0 | 0
load_220338525 |  | node_1415105_728_15282192_273 |  | AN | 0 | Residential | 4773.6+2033.545j | 0 | 0 | 0 | 0 | 0 | [24 empty] | 8101803 | no | no |  |  | no |  | 0 | 0 | 0 | 0 | 0 | 0 |  | 1 | 1 | 1 | 0 | 0 | 0
load_220338526 |  | node_1414971_5_15282516_369 |  | AN | 0 | Residential | 10454.4+4453.556j | 0 | 0 | 0 | 0 | 0 | [24 empty] | 8101803 | no | no |  |  | no |  | 0 | 0 | 0 | 0 | 0 | 0 |  | 1 | 1 | 1 | 0 | 0 | 0
load_220338527 |  | node_1415752_649_15279175_408 |  | AN | 0 | Residential | 47073.6+20053.27j | 0 | 0 | 0 | 0 | 0 | [24 empty] | 8101803 | no | no |  |  | no |  | 0 | 0 | 0 | 0 | 0 | 0 |  | 1 | 1 | 1 | 0 | 0 | 0
load_220338528 |  | node_1415688_816_15279461_446 |  | AN | 0 | Residential | 8604+3665.289j | 0 | 0 | 0 | 0 | 0 | [24 empty] | 8101803 | no | no |  |  | no |  | 0 | 0 | 0 | 0 | 0 | 0 |  | 1 | 1 | 1 | 0 | 0 | 0
load_220338529 |  | node_1415577_792_15279704_459 |  | AN | 0 | Residential | 10137.6+4318.6j | 0 | 0 | 0 | 0 | 0 | [24 empty] | 8101803 | no | no |  |  | no |  | 0 | 0 | 0 | 0 | 0 | 0 |  | 1 | 1 | 1 | 0 | 0 | 0
load_220338530 |  | node_1415525_446_15279989_5 |  | AN | 0 | Residential | 17100+7284.569j | 0 | 0 | 0 | 0 | 0 | [24 empty] | 8101803 | no | no |  |  | no |  | 0 | 0 | 0 | 0 | 0 | 0 |  | 1 | 1 | 1 | 0 | 0 | 0
load_220338531 |  | node_1415567_2_15280202_643 |  | AN | 0 | NonResidential | 439.2+187.098j | 0 | 0 | 0 | 0 | 0 | [24 empty] | 8101803 | no | no |  |  | no |  | 0 | 0 | 0 | 0 | 0 | 0 |  | 1 | 1 | 1 | 0 | 0 | 0
load_220338532 |  | node_1415505_898_15280429_591 |  | AN | 0 | Residential | 49154.4+20939.687j | 0 | 0 | 0 | 0 | 0 | [24 empty] | 8101803 | no | no |  |  | no |  | 0 | 0 | 0 | 0 | 0 | 0 |  | 1 | 1 | 1 | 0 | 0 | 0
load_220338533 |  | node_1415427_221_15280833_245 |  | AN | 0 | Residential | 9388.8+3999.612j | 0 | 0 | 0 | 0 | 0 | [24 empty] | 8101803 | no | no |  |  | no |  | 0 | 0 | 0 | 0 | 0 | 0 |  | 1 | 1 | 1 | 0 | 0 | 0
load_220338534 |  | node_1415324_293_15281022_514 |  | AN | 0 | Residential | 35928+15305.264j | 0 | 0 | 0 | 0 | 0 | [24 empty] | 8101803 | no | no |  |  | no |  | 0 | 0 | 0 | 0 | 0 | 0 |  | 1 | 1 | 1 | 0 | 0 | 0
load_220338535 |  | node_1414881_127_15275991_101 |  | AN | 0 | Residential | 46569.6+19838.567j | 0 | 0 | 0 | 0 | 0 | [24 empty] | 8101803 | no | no |  |  | no |  | 0 | 0 | 0 | 0 | 0 | 0 |  | 1 | 1 | 1 | 0 | 0 | 0
load_220338536 |  | node_1417142_122_15276204_435 |  | AN | 0 | Residential | 28396.8+12096.986j | 0 | 0 | 0 | 0 | 0 | [24 empty] | 8101803 | no | no |  |  | no |  | 0 | 0 | 0 | 0 | 0 | 0 |  | 1 | 1 | 1 | 0 | 0 | 0
load_220338537 |  | node_1417306_483_15276235_256 |  | AN | 0 | Residential | 27324+11639.975j | 0 | 0 | 0 | 0 | 0 | [24 empty] | 8101803 | no | no |  |  | no |  | 0 | 0 | 0 | 0 | 0 | 0 |  | 1 | 1 | 1 | 0 | 0 | 0
load_220338538 |  | node_1417503_01_15276257_591 |  | AN | 0 | Residential | 7308+3113.195j | 0 | 0 | 0 | 0 | 0 | [24 empty] | 8101803 | no | no |  |  | no |  | 0 | 0 | 0 | 0 | 0 | 0 |  | 1 | 1 | 1 | 0 | 0 | 0
load_220338539 |  | node_1417748_757_15276320_031 |  | AN | 0 | Residential | 11520+4907.499j | 0 | 0 | 0 | 0 | 0 | [24 empty] | 8101803 | no | no |  |  | no |  | 0 | 0 | 0 | 0 | 0 | 0 |  | 1 | 1 | 1 | 0 | 0 | 0
load_220338540 |  | node_1415246_127_15275996_63 |  | AN | 0 | Residential | 1807.2+769.864j | 0 | 0 | 0 | 0 | 0 | [24 empty] | 8101803 | no | no |  |  | no |  | 0 | 0 | 0 | 0 | 0 | 0 |  | 1 | 1 | 1 | 0 | 0 | 0
load_220338541 |  | node_1415416_411_15276113_443 |  | AN | 0 | Residential | 10468.8+4459.69j | 0 | 0 | 0 | 0 | 0 | [24 empty] | 8101803 | no | no |  |  | no |  | 0 | 0 | 0 | 0 | 0 | 0 |  | 1 | 1 | 1 | 0 | 0 | 0
load_220338542 |  | node_1415736_238_15276108_711 |  | AN | 0 | Residential | 17481.6+7447.13j | 0 | 0 | 0 | 0 | 0 | [24 empty] | 8101803 | no | no |  |  | no |  | 0 | 0 | 0 | 0 | 0 | 0 |  | 1 | 1 | 1 | 0 | 0 | 0
load_220338543 |  | node_1416110_42_15276053_904 |  | AN | 0 | Residential | 44683.2+19034.963j | 0 | 0 | 0 | 0 | 0 | [24 empty] | 8101803 | no | no |  |  | no |  | 0 | 0 | 0 | 0 | 0 | 0 |  | 1 | 1 | 1 | 0 | 0 | 0
load_220338544 |  | node_1416493_709_15276112_208 |  | AN | 0 | Residential | 23097.6+9839.536j | 0 | 0 | 0 | 0 | 0 | [24 empty] | 8101803 | no | no |  |  | no |  | 0 | 0 | 0 | 0 | 0 | 0 |  | 1 | 1 | 1 | 0 | 0 | 0
load_220338547 |  | node_1416944_916_15276150_806 |  | AN | 0 | Residential | 23544+10029.702j | 0 | 0 | 0 | 0 | 0 | [24 empty] | 8101803 | no | no |  |  | no |  | 0 | 0 | 0 | 0 | 0 | 0 |  | 1 | 1 | 1 | 0 | 0 | 0
load_220338553 |  | node_1416100_023_15267723_624 |  | AN | 0 | Residential | 42724.8+18200.689j | 0 | 0 | 0 | 0 | 0 | [24 empty] | 8101803 | no | no |  |  | no |  | 0 | 0 | 0 | 0 | 0 | 0 |  | 1 | 1 | 1 | 0 | 0 | 0
load_220338554 |  | node_1415938_682_15268968_494 |  | AN | 0 | Residential | 2088+889.484j | 0 | 0 | 0 | 0 | 0 | [24 empty] | 8101803 | no | no |  |  | no |  | 0 | 0 | 0 | 0 | 0 | 0 |  | 1 | 1 | 1 | 0 | 0 | 0
load_220338555 |  | node_1413119_716_15270282_633 |  | AN | 0 | Residential | 25970.4+11063.344j | 0 | 0 | 0 | 0 | 0 | [24 empty] | 8101803 | no | no |  |  | no |  | 0 | 0 | 0 | 0 | 0 | 0 |  | 1 | 1 | 1 | 0 | 0 | 0
load_220338556 |  | node_1412622_348_15269974_458 |  | AN | 0 | Residential | 4845.6+2064.217j | 0 | 0 | 0 | 0 | 0 | [24 empty] | 8101803 | no | no |  |  | no |  | 0 | 0 | 0 | 0 | 0 | 0 |  | 1 | 1 | 1 | 0 | 0 | 0
load_220338557 |  | node_1412390_029_15269959_132 |  | AN | 0 | Residential | 12578.4+5358.376j | 0 | 0 | 0 | 0 | 0 | [24 empty] | 8101803 | no | no |  |  | no |  | 0 | 0 | 0 | 0 | 0 | 0 |  | 1 | 1 | 1 | 0 | 0 | 0
load_220338558 |  | node_1412208_046_15269823_223 |  | AN | 0 | Residential | 2880+1226.875j | 0 | 0 | 0 | 0 | 0 | [24 empty] | 8101803 | no | no |  |  | no |  | 0 | 0 | 0 | 0 | 0 | 0 |  | 1 | 1 | 1 | 0 | 0 | 0
load_220338559 |  | node_1411662_197_15269641_526 |  | AN | 0 | Residential | 24530.4+10449.907j | 0 | 0 | 0 | 0 | 0 | [24 empty] | 8101803 | no | no |  |  | no |  | 0 | 0 | 0 | 0 | 0 | 0 |  | 1 | 1 | 1 | 0 | 0 | 0
load_220338560 |  | node_1411436_717_15269632_457 |  | AN | 0 | Residential | 12592.8+5364.51j | 0 | 0 | 0 | 0 | 0 | [24 empty] | 8101803 | no | no |  |  | no |  | 0 | 0 | 0 | 0 | 0 | 0 |  | 1 | 1 | 1 | 0 | 0 | 0
load_220338561 |  | node_1415717_441_15269236_915 |  | AN | 0 | Residential | 10137.6+4318.6j | 0 | 0 | 0 | 0 | 0 | [24 empty] | 8101803 | no | no |  |  | no |  | 0 | 0 | 0 | 0 | 0 | 0 |  | 1 | 1 | 1 | 0 | 0 | 0
load_220338562 |  | node_1411002_082_15269403_01 |  | AN | 0 | Residential | 4392+1870.984j | 0 | 0 | 0 | 0 | 0 | [24 empty] | 8101803 | no | no |  |  | no |  | 0 | 0 | 0 | 0 | 0 | 0 |  | 1 | 1 | 1 | 0 | 0 | 0
load_220338563 |  | node_1410688_996_15269281_674 |  | AN | 0 | Residential | 8762.4+3732.767j | 0 | 0 | 0 | 0 | 0 | [24 empty] | 8101803 | no | no |  |  | no |  | 0 | 0 | 0 | 0 | 0 | 0 |  | 1 | 1 | 1 | 0 | 0 | 0
load_220338564 |  | node_1410525_157_15269102_462 |  | AN | 0 | Residential | 25956+11057.21j | 0 | 0 | 0 | 0 | 0 | [24 empty] | 8101803 | no | no |  |  | no |  | 0 | 0 | 0 | 0 | 0 | 0 |  | 1 | 1 | 1 | 0 | 0 | 0
load_220338565 |  | node_1410044_329_15268669_031 |  | AN | 0 | Residential | 3715.2+1582.669j | 0 | 0 | 0 | 0 | 0 | [24 empty] | 8101803 | no | no |  |  | no |  | 0 | 0 | 0 | 0 | 0 | 0 |  | 1 | 1 | 1 | 0 | 0 | 0
load_220338566 |  | node_1409763_008_15268127_746 |  | AN | 0 | Residential | 14400+6134.374j | 0 | 0 | 0 | 0 | 0 | [24 empty] | 8101803 | no | no |  |  | no |  | 0 | 0 | 0 | 0 | 0 | 0 |  | 1 | 1 | 1 | 0 | 0 | 0
load_220338567 |  | node_1410178_121_15268138_237 |  | AN | 0 | NonResidential | 7.2+3.067j | 0 | 0 | 0 | 0 | 0 | [24 empty] | 8101803 | no | no |  |  | no |  | 0 | 0 | 0 | 0 | 0 | 0 |  | 1 | 1 | 1 | 0 | 0 | 0
load_220338568 |  | node_1409528_364_15267827_65 |  | AN | 0 | Residential | 7171.2+3054.918j | 0 | 0 | 0 | 0 | 0 | [24 empty] | 8101803 | no | no |  |  | no |  | 0 | 0 | 0 | 0 | 0 | 0 |  | 1 | 1 | 1 | 0 | 0 | 0
load_220338569 |  | node_1409354_824_15267575_296 |  | AN | 0 | Residential | 10591.2+4511.832j | 0 | 0 | 0 | 0 | 0 | [24 empty] | 8101803 | no | no |  |  | no |  | 0 | 0 | 0 | 0 | 0 | 0 |  | 1 | 1 | 1 | 0 | 0 | 0
load_220338570 |  | node_1409187_06_15267326_883 |  | AN | 0 | Residential | 27367.2+11658.378j | 0 | 0 | 0 | 0 | 0 | [24 empty] | 8101803 | no | no |  |  | no |  | 0 | 0 | 0 | 0 | 0 | 0 |  | 1 | 1 | 1 | 0 | 0 | 0
load_220338571 |  | node_1409180_317_15267059_277 |  | AN | 0 | Residential | 21520.8+9167.822j | 0 | 0 | 0 | 0 | 0 | [24 empty] | 8101803 | no | no |  |  | no |  | 0 | 0 | 0 | 0 | 0 | 0 |  | 1 | 1 | 1 | 0 | 0 | 0
load_220338572 |  | node_1409443_289_15266686_1 |  | AN | 0 | Residential | 4233.6+1803.506j | 0 | 0 | 0 | 0 | 0 | [24 empty] | 8101803 | no | no |  |  | no |  | 0 | 0 | 0 | 0 | 0 | 0 |  | 1 | 1 | 1 | 0 | 0 | 0
load_220338573 |  | node_1409090_196_15265998_481 |  | AN | 0 | Residential | 3988.8+1699.222j | 0 | 0 | 0 | 0 | 0 | [24 empty] | 8101803 | no | no |  |  | no |  | 0 | 0 | 0 | 0 | 0 | 0 |  | 1 | 1 | 1 | 0 | 0 | 0
load_220338574 |  | node_1414594_172_15270218_917 |  | AN | 0 | Residential | 9482.4+4039.485j | 0 | 0 | 0 | 0 | 0 | [24 empty] | 8101803 | no | no |  |  | no |  | 0 | 0 | 0 | 0 | 0 | 0 |  | 1 | 1 | 1 | 0 | 0 | 0
load_220338575 |  | node_1413684_14_15270437_873 |  | AN | 0 | Residential | 8028+3419.914j | 0 | 0 | 0 | 0 | 0 | [24 empty] | 8101803 | no | no |  |  | no |  | 0 | 0 | 0 | 0 | 0 | 0 |  | 1 | 1 | 1 | 0 | 0 | 0
load_220425723 |  | node_1411805_613_15271240_069 |  | AN | 0 | Residential | 12247.2+5217.285j | 0 | 0 | 0 | 0 | 0 | [24 empty] | 8101803 | no | no |  |  | no |  | 0 | 0 | 0 | 0 | 0 | 0 |  | 1 | 1 | 1 | 0 | 0 | 0
load_220430584 |  | node_1408786_037_15264314_285 |  | AN | 0 | Residential | 12528+5336.906j | 0 | 0 | 0 | 0 | 0 | [24 empty] | 8101803 | no | no |  |  | no |  | 0 | 0 | 0 | 0 | 0 | 0 |  | 1 | 1 | 1 | 0 | 0 | 0
load_220431685 |  | node_1416599_714_15276036_993 |  | AN | 0 | Other | 0 | 0 | 0 | 0 | 0 | 0 | [24 empty] | 8101803 | no | no |  |  | no |  | 0 | 0 | 0 | 0 | 0 | 0 |  | 1 | 1 | 1 | 0 | 0 | 0
load_220431708 |  | node_1412195_049_15276090_956 |  | AN | 0 | Residential | 3160.8+1346.495j | 0 | 0 | 0 | 0 | 0 | [24 empty] | 8101803 | no | no |  |  | no |  | 0 | 0 | 0 | 0 | 0 | 0 |  | 1 | 1 | 1 | 0 | 0 | 0
load_220434170 |  | node_1416430_848_15274362_512 |  | AN | 0 | Residential | 16639.2+7088.27j | 0 | 0 | 0 | 0 | 0 | [24 empty] | 8101803 | no | no |  |  | no |  | 0 | 0 | 0 | 0 | 0 | 0 |  | 1 | 1 | 1 | 0 | 0 | 0
load_220434426 |  | node_1399702_385_15261304_705 |  | AN | 0 | Residential | 9345.6+3981.209j | 0 | 0 | 0 | 0 | 0 | [24 empty] | 8101803 | no | no |  |  | no |  | 0 | 0 | 0 | 0 | 0 | 0 |  | 1 | 1 | 1 | 0 | 0 | 0
load_220472899 |  | node_1417011_617_15276530_215 |  | AN | 0 | Residential | 47966.4+20433.601j | 0 | 0 | 0 | 0 | 0 | [24 empty] | 8101803 | no | no |  |  | no |  | 0 | 0 | 0 | 0 | 0 | 0 |  | 1 | 1 | 1 | 0 | 0 | 0
load_220474474 |  | node_1407670_296_15264968_277 |  | AN | 0 | Residential | 80258.4+34189.935j | 0 | 0 | 0 | 0 | 0 | [24 empty] | 8101803 | no | no |  |  | no |  | 0 | 0 | 0 | 0 | 0 | 0 |  | 1 | 1 | 1 | 0 | 0 | 0
load_220491606 |  | node_1404774_527_15259656_215 |  | AN | 0 | Residential | 3211.2+1367.965j | 0 | 0 | 0 | 0 | 0 | [24 empty] | 8101803 | no | no |  |  | no |  | 0 | 0 | 0 | 0 | 0 | 0 |  | 1 | 1 | 1 | 0 | 0 | 0
load_220512644 |  | node_1405248_216_15267912_594 |  | AN | 0 | Residential | 11692.8+4981.112j | 0 | 0 | 0 | 0 | 0 | [24 empty] | 8101803 | no | no |  |  | no |  | 0 | 0 | 0 | 0 | 0 | 0 |  | 1 | 1 | 1 | 0 | 0 | 0
load_220518623 |  | node_1410860_001_15279430_322 |  | AN | 0 | Residential | 5277.6+2248.248j | 0 | 0 | 0 | 0 | 0 | [24 empty] | 8101803 | no | no |  |  | no |  | 0 | 0 | 0 | 0 | 0 | 0 |  | 1 | 1 | 1 | 0 | 0 | 0
load_220518642 |  | node_1398337_78_15262531_55 |  | AN | 0 | Residential | 11800.8+5027.12j | 0 | 0 | 0 | 0 | 0 | [24 empty] | 8101803 | no | no |  |  | no |  | 0 | 0 | 0 | 0 | 0 | 0 |  | 1 | 1 | 1 | 0 | 0 | 0
load_220530128 |  | node_1413063_729_15277642_44 |  | AN | 0 | Residential | 7286.4+3103.993j | 0 | 0 | 0 | 0 | 0 | [24 empty] | 8101803 | no | no |  |  | no |  | 0 | 0 | 0 | 0 | 0 | 0 |  | 1 | 1 | 1 | 0 | 0 | 0
load_220530682 |  | node_1406027_029_15265196_704 |  | AN | 0 | Residential | 8287.2+3530.332j | 0 | 0 | 0 | 0 | 0 | [24 empty] | 8101803 | no | no |  |  | no |  | 0 | 0 | 0 | 0 | 0 | 0 |  | 1 | 1 | 1 | 0 | 0 | 0
load_220531363 |  | node_1410136_565_15270264_973 |  | AN | 0 | Residential | 5500.8+2343.331j | 0 | 0 | 0 | 0 | 0 | [24 empty] | 8101803 | no | no |  |  | no |  | 0 | 0 | 0 | 0 | 0 | 0 |  | 1 | 1 | 1 | 0 | 0 | 0
load_220535560 |  | node_1407458_673_15259225_386 |  | AN | 0 | Residential | 14263.2+6076.098j | 0 | 0 | 0 | 0 | 0 | [24 empty] | 8101803 | no | no |  |  | no |  | 0 | 0 | 0 | 0 | 0 | 0 |  | 1 | 1 | 1 | 0 | 0 | 0
load_220535565 |  | node_1411164_572_15273941_056 |  | AN | 0 | Residential | 9741.6+4149.904j | 0 | 0 | 0 | 0 | 0 | [24 empty] | 8101803 | no | no |  |  | no |  | 0 | 0 | 0 | 0 | 0 | 0 |  | 1 | 1 | 1 | 0 | 0 | 0
load_220535593 |  | node_1411863_788_15269775_934 |  | AN | 0 | Residential | 10296+4386.078j | 0 | 0 | 0 | 0 | 0 | [24 empty] | 8101803 | no | no |  |  | no |  | 0 | 0 | 0 | 0 | 0 | 0 |  | 1 | 1 | 1 | 0 | 0 | 0
load_220535601 |  | node_1411771_599_15262092_468 |  | AN | 0 | Residential | 7560+3220.547j | 0 | 0 | 0 | 0 | 0 | [24 empty] | 8101803 | no | no |  |  | no |  | 0 | 0 | 0 | 0 | 0 | 0 |  | 1 | 1 | 1 | 0 | 0 | 0
load_220535643 |  | node_1403578_599_15265344_922 |  | AN | 0 | Other | 0 | 0 | 0 | 0 | 0 | 0 | [24 empty] | 8101803 | no | no |  |  | no |  | 0 | 0 | 0 | 0 | 0 | 0 |  | 1 | 1 | 1 | 0 | 0 | 0
load_220537050 |  | node_1406273_502_15267241_797 |  | AN | 0 | NonResidential | 979.2+417.137j | 0 | 0 | 0 | 0 | 0 | [24 empty] | 8101803 | no | no |  |  | no |  | 0 | 0 | 0 | 0 | 0 | 0 |  | 1 | 1 | 1 | 0 | 0 | 0
load_220538248 |  | node_1416430_786_15279370_166 |  | AN | 0 | Residential | 20419.2+8698.543j | 0 | 0 | 0 | 0 | 0 | [24 empty] | 8101803 | no | no |  |  | no |  | 0 | 0 | 0 | 0 | 0 | 0 |  | 1 | 1 | 1 | 0 | 0 | 0
load_220540473 |  | node_1408023_341_15257984_189 |  | AN | 0 | NonResidential | 40000+17039.929j | 0 | 0 | 0 | 0 | 0 | [24 empty] | 8101803 | no | no |  |  | no |  | 0 | 0 | 0 | 0 | 0 | 0 |  | 1 | 1 | 1 | 0 | 0 | 0
load_220541578 |  | node_1415133_663_15264877_051 |  | AN | 0 | Other | 0 | 0 | 0 | 0 | 0 | 0 | [24 empty] | 8101803 | no | no |  |  | no |  | 0 | 0 | 0 | 0 | 0 | 0 |  | 1 | 1 | 1 | 0 | 0 | 0
load_220542499 |  | node_1416022_489_15276540_231 |  | AN | 0 | NonResidential | 7000+2981.988j | 0 | 0 | 0 | 0 | 0 | [24 empty] | 8101803 | no | no |  |  | no |  | 0 | 0 | 0 | 0 | 0 | 0 |  | 1 | 1 | 1 | 0 | 0 | 0
load_220542749 |  | node_1409673_778_15276096_482 |  | AN | 0 | Other | 0 | 0 | 0 | 0 | 0 | 0 | [24 empty] | 8101803 | no | no |  |  | no |  | 0 | 0 | 0 | 0 | 0 | 0 |  | 1 | 1 | 1 | 0 | 0 | 0
load_220544162 |  | node_1407139_163_15257176_041 |  | AN | 0 | Residential | 0 | 0 | 0 | 0 | 0 | 0 | [24 empty] | 8101803 | no | no |  |  | no |  | 0 | 0 | 0 | 0 | 0 | 0 |  | 1 | 1 | 1 | 0 | 0 | 0
load_220545374 |  | node_1398540_397_15262130_642 |  | AN | 0 | Residential | 17863.2+7609.691j | 0 | 0 | 0 | 0 | 0 | [24 empty] | 8101803 | no | no |  |  | no |  | 0 | 0 | 0 | 0 | 0 | 0 |  | 1 | 1 | 1 | 0 | 0 | 0
load_220547532 |  | node_1415301_102_15281471_422 |  | AN | 0 | Residential | 4053.6+1726.826j | 0 | 0 | 0 | 0 | 0 | [24 empty] | 8101803 | no | no |  |  | no |  | 0 | 0 | 0 | 0 | 0 | 0 |  | 1 | 1 | 1 | 0 | 0 | 0
load_220551359 |  | node_1411478_65_15260923_36 |  | AN | 0 | Residential | 5248.8+2235.979j | 0 | 0 | 0 | 0 | 0 | [24 empty] | 8101803 | no | no |  |  | no |  | 0 | 0 | 0 | 0 | 0 | 0 |  | 1 | 1 | 1 | 0 | 0 | 0
load_220551826 |  | node_1407089_683_15272419_435 |  | AN | 0 | Residential | 1360.8+579.698j | 0 | 0 | 0 | 0 | 0 | [24 empty] | 8101803 | no | no |  |  | no |  | 0 | 0 | 0 | 0 | 0 | 0 |  | 1 | 1 | 1 | 0 | 0 | 0
load_220569534 |  | node_1416918_497_15275251_63 |  | AN | 0 | Residential | 14313.6+6097.568j | 0 | 0 | 0 | 0 | 0 | [24 empty] | 8101803 | no | no |  |  | no |  | 0 | 0 | 0 | 0 | 0 | 0 |  | 1 | 1 | 1 | 0 | 0 | 0
load_220583415 |  | node_1414250_469_15277290_646 |  | AN | 0 | Residential | 22348.8+9520.549j | 0 | 0 | 0 | 0 | 0 | [24 empty] | 8101803 | no | no |  |  | no |  | 0 | 0 | 0 | 0 | 0 | 0 |  | 1 | 1 | 1 | 0 | 0 | 0
load_220591316 |  | node_1414123_226_15270346_353 |  | AN | 0 | Residential | 6364.8+2711.393j | 0 | 0 | 0 | 0 | 0 | [24 empty] | 8101803 | no | no |  |  | no |  | 0 | 0 | 0 | 0 | 0 | 0 |  | 1 | 1 | 1 | 0 | 0 | 0
load_220615883 |  | node_1411353_024_15273323_61 |  | AN | 0 | Residential | 3268.8+1392.503j | 0 | 0 | 0 | 0 | 0 | [24 empty] | 8101803 | no | no |  |  | no |  | 0 | 0 | 0 | 0 | 0 | 0 |  | 1 | 1 | 1 | 0 | 0 | 0
load_220617553 |  | node_1413233_443_15276714_808 |  | AN | 0 | Residential | 6530.4+2781.939j | 0 | 0 | 0 | 0 | 0 | [24 empty] | 8101803 | no | no |  |  | no |  | 0 | 0 | 0 | 0 | 0 | 0 |  | 1 | 1 | 1 | 0 | 0 | 0
load_220619097 |  | node_1410919_302_15273418_495 |  | AN | 0 | Residential | 26805.6+11419.138j | 0 | 0 | 0 | 0 | 0 | [24 empty] | 8101803 | no | no |  |  | no |  | 0 | 0 | 0 | 0 | 0 | 0 |  | 1 | 1 | 1 | 0 | 0 | 0
load_220623053 |  | node_1397517_396_15262333_526 |  | AN | 0 | Residential | 18014.4+7674.102j | 0 | 0 | 0 | 0 | 0 | [24 empty] | 8101803 | no | no |  |  | no |  | 0 | 0 | 0 | 0 | 0 | 0 |  | 1 | 1 | 1 | 0 | 0 | 0
load_220624849 |  | node_1406633_795_15266991_34 |  | AN | 0 | Residential | 2354.4+1002.97j | 0 | 0 | 0 | 0 | 0 | [24 empty] | 8101803 | no | no |  |  | no |  | 0 | 0 | 0 | 0 | 0 | 0 |  | 1 | 1 | 1 | 0 | 0 | 0
load_220647660 |  | node_1417229_72_15268435_975 |  | AN | 0 | Other | 0 | 0 | 0 | 0 | 0 | 0 | [24 empty] | 8101803 | no | no |  |  | no |  | 0 | 0 | 0 | 0 | 0 | 0 |  | 1 | 1 | 1 | 0 | 0 | 0
load_220648201 |  | node_1413775_846_15264801_64 |  | AN | 0 | Residential | 4932+2101.023j | 0 | 0 | 0 | 0 | 0 | [24 empty] | 8101803 | no | no |  |  | no |  | 0 | 0 | 0 | 0 | 0 | 0 |  | 1 | 1 | 1 | 0 | 0 | 0
load_220650810 |  | node_1410832_813_15274825_084 |  | AN | 0 | Residential | 7005.6+2984.373j | 0 | 0 | 0 | 0 | 0 | [24 empty] | 8101803 | no | no |  |  | no |  | 0 | 0 | 0 | 0 | 0 | 0 |  | 1 | 1 | 1 | 0 | 0 | 0
load_220653452 |  | node_1416668_408_15274865_669 |  | AN | 0 | Residential | 5695.2+2426.145j | 0 | 0 | 0 | 0 | 0 | [24 empty] | 8101803 | no | no |  |  | no |  | 0 | 0 | 0 | 0 | 0 | 0 |  | 1 | 1 | 1 | 0 | 0 | 0
load_220654020 |  | node_1414643_191_15276616_122 |  | AN | 0 | Residential | 38037.6+16203.95j | 0 | 0 | 0 | 0 | 0 | [24 empty] | 8101803 | no | no |  |  | no |  | 0 | 0 | 0 | 0 | 0 | 0 |  | 1 | 1 | 1 | 0 | 0 | 0
load_220654097 |  | node_1415337_035_15281832_558 |  | AN | 0 | NonResidential | 11145.6+4748.006j | 0 | 0 | 0 | 0 | 0 | [24 empty] | 8101803 | no | no |  |  | no |  | 0 | 0 | 0 | 0 | 0 | 0 |  | 1 | 1 | 1 | 0 | 0 | 0
load_220654106 |  | node_1415195_431_15281658_798 |  | AN | 0 | Residential | 2779.2+1183.934j | 0 | 0 | 0 | 0 | 0 | [24 empty] | 8101803 | no | no |  |  | no |  | 0 | 0 | 0 | 0 | 0 | 0 |  | 1 | 1 | 1 | 0 | 0 | 0
load_220654107 |  | node_1415193_391_15282000_697 |  | AN | 0 | Residential | 11160+4754.14j | 0 | 0 | 0 | 0 | 0 | [24 empty] | 8101803 | no | no |  |  | no |  | 0 | 0 | 0 | 0 | 0 | 0 |  | 1 | 1 | 1 | 0 | 0 | 0
load_220655205 |  | node_1396737_209_15261963_414 |  | AN | 0 | Residential | 6912+2944.5j | 0 | 0 | 0 | 0 | 0 | [24 empty] | 8101803 | no | no |  |  | no |  | 0 | 0 | 0 | 0 | 0 | 0 |  | 1 | 1 | 1 | 0 | 0 | 0
load_220657796 |  | node_1403385_823_15269021_319 |  | AN | 0 | Residential | 1958.4+834.275j | 0 | 0 | 0 | 0 | 0 | [24 empty] | 8101803 | no | no |  |  | no |  | 0 | 0 | 0 | 0 | 0 | 0 |  | 1 | 1 | 1 | 0 | 0 | 0
load_220657797 |  | node_1403277_009_15269764_399 |  | AN | 0 | Residential | 4392+1870.984j | 0 | 0 | 0 | 0 | 0 | [24 empty] | 8101803 | no | no |  |  | no |  | 0 | 0 | 0 | 0 | 0 | 0 |  | 1 | 1 | 1 | 0 | 0 | 0
load_310009726 |  | node_1408138_471_15275407_497 |  | AN | 0 | Residential | 13852.8+5901.268j | 0 | 0 | 0 | 0 | 0 | [24 empty] | 8101803 | no | no |  |  | no |  | 0 | 0 | 0 | 0 | 0 | 0 |  | 1 | 1 | 1 | 0 | 0 | 0
load_310037741 |  | node_1414892_008_15277877_924 |  | ABCN | 0 | Residential | 1641.6+699.319j | 1641.6+699.319j | 1641.6+699.319j | 0 | 0 | 0 | [24 empty] | 8101803 | no | no |  |  | no |  | 0 | 0 | 0 | 0 | 0 | 0 |  | 1 | 1 | 1 | 0 | 0 | 0
load_310038721 |  | node_1404360_813_15264710_896 |  | AN | 0 | Residential | 2887.2+1229.942j | 0 | 0 | 0 | 0 | 0 | [24 empty] | 8101803 | no | no |  |  | no |  | 0 | 0 | 0 | 0 | 0 | 0 |  | 1 | 1 | 1 | 0 | 0 | 0
load_310045517 |  | node_1406914_736_15257503_488 |  | AN | 0 | Residential | 288+122.687j | 0 | 0 | 0 | 0 | 0 | [24 empty] | 8101803 | no | no |  |  | no |  | 0 | 0 | 0 | 0 | 0 | 0 |  | 1 | 1 | 1 | 0 | 0 | 0
load_310052661 |  | node_1407612_391_15257424_017 |  | AN | 0 | NonResidential | 122.4+52.142j | 0 | 0 | 0 | 0 | 0 | [24 empty] | 8101803 | no | no |  |  | no |  | 0 | 0 | 0 | 0 | 0 | 0 |  | 1 | 1 | 1 | 0 | 0 | 0
load_310059720 |  | node_1409659_724_15261033_437 |  | AN | 0 | Other | 0 | 0 | 0 | 0 | 0 | 0 | [24 empty] | 8101803 | no | no |  |  | no |  | 0 | 0 | 0 | 0 | 0 | 0 |  | 1 | 1 | 1 | 0 | 0 | 0
load_310064648 |  | node_1408176_56_15257476_588 |  | AN | 0 | NonResidential | 0 | 0 | 0 | 0 | 0 | 0 | [24 empty] | 8101803 | no | no |  |  | no |  | 0 | 0 | 0 | 0 | 0 | 0 |  | 1 | 1 | 1 | 0 | 0 | 0
load_311882066 |  | node_1403509_622_15264608_837 |  | AN | 0 | Residential | 15638.4+6661.931j | 0 | 0 | 0 | 0 | 0 | [24 empty] | 8101803 | no | no |  |  | no |  | 0 | 0 | 0 | 0 | 0 | 0 |  | 1 | 1 | 1 | 0 | 0 | 0
load_311882110 |  | node_1408251_518_15261770_634 |  | AN | 0 | Residential | 4327.2+1843.379j | 0 | 0 | 0 | 0 | 0 | [24 empty] | 8101803 | no | no |  |  | no |  | 0 | 0 | 0 | 0 | 0 | 0 |  | 1 | 1 | 1 | 0 | 0 | 0
load_311930474 |  | node_1413832_75_15276754_723 |  | AN | 0 | Other | 0 | 0 | 0 | 0 | 0 | 0 | [24 empty] | 8101803 | no | no |  |  | no |  | 0 | 0 | 0 | 0 | 0 | 0 |  | 1 | 1 | 1 | 0 | 0 | 0
load_311988257 |  | node_1415359_58_15271293_843 |  | AN | 0 | Residential | 24840+10581.796j | 0 | 0 | 0 | 0 | 0 | [24 empty] | 8101803 | no | no |  |  | no |  | 0 | 0 | 0 | 0 | 0 | 0 |  | 1 | 1 | 1 | 0 | 0 | 0
load_311993400 |  | node_1407692_344_15272183_552 |  | AN | 0 | Residential | 15696+6686.468j | 0 | 0 | 0 | 0 | 0 | [24 empty] | 8101803 | no | no |  |  | no |  | 0 | 0 | 0 | 0 | 0 | 0 |  | 1 | 1 | 1 | 0 | 0 | 0
load_312048209 |  | node_1413514_574_15270154_627 |  | AN | 0 | Residential | 4536+1932.328j | 0 | 0 | 0 | 0 | 0 | [24 empty] | 8101803 | no | no |  |  | no |  | 0 | 0 | 0 | 0 | 0 | 0 |  | 1 | 1 | 1 | 0 | 0 | 0
load_312100891 |  | node_1415897_77_15272321_507 |  | AN | 0 | Other | 0 | 0 | 0 | 0 | 0 | 0 | [24 empty] | 8101803 | no | no |  |  | no |  | 0 | 0 | 0 | 0 | 0 | 0 |  | 1 | 1 | 1 | 0 | 0 | 0

## node
data_type | static
owner_type | feeder
owner | 8101803
object | node
name | groupid | parent | bustype | phases | nominal_voltage | dcircuit | selected | monitored | monitored_fields | class_monitored_fields | played | played_fields | subsystem | x | y | comments | dist_to_slack
node_1396187_866_15262217_552 |  |  | PQ | AN | 2771.281 | 8101803 | no | no |  |  | no |  |  | 1396187.866 | 15262217.552 |  | -1
node_1396447_218_15262127_299 |  |  | PQ | AN | 2771.281 | 8101803 | no | no |  |  | no |  |  | 1396447.218 | 15262127.299 |  | -1
node_1396737_209_15261963_414 |  |  | PQ | AN | 2771.281 | 8101803 | no | no |  |  | no |  |  | 1396737.209 | 15261963.414 |  | -1
node_1397245_813_15262094_217 |  |  | PQ | AN | 2771.281 | 8101803 | no | no |  |  | no |  |  | 1397245.813 | 15262094.217 |  | -1
node_1397517_396_15262333_526 |  |  | PQ | AN | 2771.281 | 8101803 | no | no |  |  | no |  |  | 1397517.396 | 15262333.526 |  | -1
node_1397713_735_15261871_52 |  |  | PQ | AN | 2771.281 | 8101803 | no | no |  |  | no |  |  | 1397713.735 | 15261871.52 |  | -1
node_1397762_014_15262127_309 |  |  | PQ | AN | 2771.281 | 8101803 | no | no |  |  | no |  |  | 1397762.014 | 15262127.309 |  | -1
node_1398337_78_15262531_55 |  |  | PQ | AN | 2771.281 | 8101803 | no | no |  |  | no |  |  | 1398337.78 | 15262531.55 |  | -1
node_1398482_892_15261688_505 |  |  | PQ | AN | 2771.281 | 8101803 | no | no |  |  | no |  |  | 1398482.892 | 15261688.505 |  | -1
node_1398540_397_15262130_642 |  |  | PQ | AN | 2771.281 | 8101803 | no | no |  |  | no |  |  | 1398540.397 | 15262130.642 |  | -1
node_1398728_753_15256505_67 |  |  | PQ | AN | 2771.281 | 8101803 | no | no |  |  | no |  |  | 1398728.753 | 15256505.67 |  | -1
node_1399091_84_15256931_171 |  |  | PQ | AN | 2771.281 | 8101803 | no | no |  |  | no |  |  | 1399091.84 | 15256931.171 |  | -1
node_1399203_964_15261278_721 |  |  | PQ | AN | 2771.281 | 8101803 | no | no |  |  | no |  |  | 1399203.964 | 15261278.721 |  | -1
node_1399475_357_15261097_702 |  |  | PQ | AN | 2771.281 | 8101803 | no | no |  |  | no |  |  | 1399475.357 | 15261097.702 |  | -1
node_1399577_374_15257414_57 |  |  | PQ | AN | 2771.281 | 8101803 | no | no |  |  | no |  |  | 1399577.374 | 15257414.57 |  | -1
node_1399702_385_15261304_705 |  |  | PQ | AN | 2771.281 | 8101803 | no | no |  |  | no |  |  | 1399702.385 | 15261304.705 |  | -1
node_1399924_912_15257520_519 |  |  | PQ | AN | 2771.281 | 8101803 | no | no |  |  | no |  |  | 1399924.912 | 15257520.519 |  | -1
node_1400081_577_15260645_958 |  |  | PQ | AN | 2771.281 | 8101803 | no | no |  |  | no |  |  | 1400081.577 | 15260645.958 |  | -1
node_1400265_755_15257580_007 |  |  | PQ | AN | 2771.281 | 8101803 | no | no |  |  | no |  |  | 1400265.755 | 15257580.007 |  | -1
node_1400502_414_15260584_925 |  |  | PQ | AN | 2771.281 | 8101803 | no | no |  |  | no |  |  | 1400502.414 | 15260584.925 |  | -1
node_1400833_79_15260604_982 |  |  | PQ | AN | 2771.281 | 8101803 | no | no |  |  | no |  |  | 1400833.79 | 15260604.982 |  | -1
node_1400867_805_15264678_959 |  |  | PQ | AN | 2771.281 | 8101803 | no | no |  |  | no |  |  | 1400867.805 | 15264678.959 |  | -1
node_1401076_929_15260222_144 |  |  | PQ | AN | 2771.281 | 8101803 | no | no |  |  | no |  |  | 1401076.929 | 15260222.144 |  | -1
node_1401194_037_15260481_223 |  |  | PQ | AN | 2771.281 | 8101803 | no | no |  |  | no |  |  | 1401194.037 | 15260481.223 |  | -1
node_1401402_457_15260437_714 |  |  | PQ | AN | 2771.281 | 8101803 | no | no |  |  | no |  |  | 1401402.457 | 15260437.714 |  | -1
node_1401433_844_15257758_933 |  |  | PQ | AN | 2771.281 | 8101803 | no | no |  |  | no |  |  | 1401433.844 | 15257758.933 |  | -1
node_1401810_568_15260503_329 |  |  | PQ | AN | 2771.281 | 8101803 | no | no |  |  | no |  |  | 1401810.568 | 15260503.329 |  | -1
node_1401973_735_15257186_455 |  |  | PQ | AN | 2771.281 | 8101803 | no | no |  |  | no |  |  | 1401973.735 | 15257186.455 |  | -1
node_1402017_666_15260603_749 |  |  | PQ | AN | 2771.281 | 8101803 | no | no |  |  | no |  |  | 1402017.666 | 15260603.749 |  | -1
node_1402280_778_15264628_067 |  |  | PQ | AN | 2771.281 | 8101803 | no | no |  |  | no |  |  | 1402280.778 | 15264628.067 |  | -1
node_1402373_376_15260586_235 |  |  | PQ | AN | 2771.281 | 8101803 | no | no |  |  | no |  |  | 1402373.376 | 15260586.235 |  | -1
node_1402415_682_15257710_142 |  |  | PQ | AN | 2771.281 | 8101803 | no | no |  |  | no |  |  | 1402415.682 | 15257710.142 |  | -1
node_1402773_647_15264703_432 |  |  | PQ | AN | 2771.281 | 8101803 | no | no |  |  | no |  |  | 1402773.647 | 15264703.432 |  | -1
node_1403084_546_15258353_237 |  |  | PQ | AN | 2771.281 | 8101803 | no | no |  |  | no |  |  | 1403084.546 | 15258353.237 |  | -1
node_1403109_214_15264704_148 |  |  | PQ | AN | 2771.281 | 8101803 | no | no |  |  | no |  |  | 1403109.214 | 15264704.148 |  | -1
node_1403130_615_15260667_805 |  |  | PQ | AN | 2771.281 | 8101803 | no | no |  |  | no |  |  | 1403130.615 | 15260667.805 |  | -1
node_1403150_213_15271225_788 |  |  | PQ | AN | 2771.281 | 8101803 | no | no |  |  | no |  |  | 1403150.213 | 15271225.788 |  | -1
node_1403230_78_15257779_288 |  |  | PQ | AN | 2771.281 | 8101803 | no | no |  |  | no |  |  | 1403230.78 | 15257779.288 |  | -1
node_1403245_281_15270846_075 |  |  | PQ | AN | 2771.281 | 8101803 | no | no |  |  | no |  |  | 1403245.281 | 15270846.075 |  | -1
node_1403277_009_15269764_399 |  |  | PQ | AN | 2771.281 | 8101803 | no | no |  |  | no |  |  | 1403277.009 | 15269764.399 |  | -1
node_1403310_751_15264702_084 |  |  | PQ | AN | 2771.281 | 8101803 | no | no |  |  | no |  |  | 1403310.751 | 15264702.084 |  | -1
node_1403385_823_15269021_319 |  |  | PQ | AN | 2771.281 | 8101803 | no | no |  |  | no |  |  | 1403385.823 | 15269021.319 |  | -1
node_1403423_34_15268485_191 |  |  | PQ | AN | 2771.281 | 8101803 | no | no |  |  | no |  |  | 1403423.34 | 15268485.191 |  | -1
node_1403439_911_15258713_046 |  |  | PQ | AN | 2771.281 | 8101803 | no | no |  |  | no |  |  | 1403439.911 | 15258713.046 |  | -1
node_1403509_622_15264608_837 |  |  | PQ | AN | 2771.281 | 8101803 | no | no |  |  | no |  |  | 1403509.622 | 15264608.837 |  | -1
node_1403526_854_15268248_096 |  |  | PQ | AN | 2771.281 | 8101803 | no | no |  |  | no |  |  | 1403526.854 | 15268248.096 |  | -1
node_1403578_599_15265344_922 |  |  | PQ | AN | 2771.281 | 8101803 | no | no |  |  | no |  |  | 1403578.599 | 15265344.922 |  | -1
node_1403599_376_15265022_075 |  |  | PQ | AN | 2771.281 | 8101803 | no | no |  |  | no |  |  | 1403599.376 | 15265022.075 |  | -1
node_1403621_071_15268293_158 |  |  | PQ | AN | 2771.281 | 8101803 | no | no |  |  | no |  |  | 1403621.071 | 15268293.158 |  | -1
node_1403643_896_15260853_475 |  |  | PQ | AN | 2771.281 | 8101803 | no | no |  |  | no |  |  | 1403643.896 | 15260853.475 |  | -1
node_1403674_918_15257642_567 |  |  | PQ | AN | 2771.281 | 8101803 | no | no |  |  | no |  |  | 1403674.918 | 15257642.567 |  | -1
node_1403676_218_15258859_741 |  |  | PQ | AN | 2771.281 | 8101803 | no | no |  |  | no |  |  | 1403676.218 | 15258859.741 |  | -1
node_1403915_678_15257186_59 |  |  | PQ | AN | 2771.281 | 8101803 | no | no |  |  | no |  |  | 1403915.678 | 15257186.59 |  | -1
node_1404094_813_15264706_606 |  |  | PQ | AN | 2771.281 | 8101803 | no | no |  |  | no |  |  | 1404094.813 | 15264706.606 |  | -1
node_1404109_66_15256841_766 |  |  | PQ | AN | 2771.281 | 8101803 | no | no |  |  | no |  |  | 1404109.66 | 15256841.766 |  | -1
node_1404196_933_15267653_239 |  |  | PQ | AN | 2771.281 | 8101803 | no | no |  |  | no |  |  | 1404196.933 | 15267653.239 |  | -1
node_1404200_708_15268075_775 |  |  | PQ | AN | 2771.281 | 8101803 | no | no |  |  | no |  |  | 1404200.708 | 15268075.775 |  | -1
node_1404307_283_15257789_879 |  |  | PQ | AN | 2771.281 | 8101803 | no | no |  |  | no |  |  | 1404307.283 | 15257789.879 |  | -1
node_1404360_813_15264710_896 |  |  | PQ | AN | 2771.281 | 8101803 | no | no |  |  | no |  |  | 1404360.813 | 15264710.896 |  | -1
node_1404642_573_15267462_101 |  |  | PQ | AN | 2771.281 | 8101803 | no | no |  |  | no |  |  | 1404642.573 | 15267462.101 |  | -1
node_1404716_603_15264709_616 |  |  | PQ | AN | 2771.281 | 8101803 | no | no |  |  | no |  |  | 1404716.603 | 15264709.616 |  | -1
node_1404730_697_15264927_481 |  |  | PQ | AN | 2771.281 | 8101803 | no | no |  |  | no |  |  | 1404730.697 | 15264927.481 |  | -1
node_1404774_527_15259656_215 |  |  | PQ | AN | 2771.281 | 8101803 | no | no |  |  | no |  |  | 1404774.527 | 15259656.215 |  | -1
node_1404807_788_15267842_836 |  |  | PQ | AN | 2771.281 | 8101803 | no | no |  |  | no |  |  | 1404807.788 | 15267842.836 |  | -1
node_1404916_723_15257913_389 |  |  | PQ | AN | 2771.281 | 8101803 | no | no |  |  | no |  |  | 1404916.723 | 15257913.389 |  | -1
node_1405015_267_15264852_096 |  |  | PQ | AN | 2771.281 | 8101803 | no | no |  |  | no |  |  | 1405015.267 | 15264852.096 |  | -1
node_1405117_204_15264436_437 |  |  | PQ | AN | 2771.281 | 8101803 | no | no |  |  | no |  |  | 1405117.204 | 15264436.437 |  | -1
node_1405117_219_15257984_091 |  |  | PQ | AN | 2771.281 | 8101803 | no | no |  |  | no |  |  | 1405117.219 | 15257984.091 |  | -1
node_1405194_908_15260220_929 |  |  | PQ | AN | 2771.281 | 8101803 | no | no |  |  | no |  |  | 1405194.908 | 15260220.929 |  | -1
node_1405237_098_15264892_906 |  |  | PQ | AN | 2771.281 | 8101803 | no | no |  |  | no |  |  | 1405237.098 | 15264892.906 |  | -1
node_1405248_216_15267912_594 |  |  | PQ | AN | 2771.281 | 8101803 | no | no |  |  | no |  |  | 1405248.216 | 15267912.594 |  | -1
node_1405312_481_15258058_679 |  |  | PQ | AN | 2771.281 | 8101803 | no | no |  |  | no |  |  | 1405312.481 | 15258058.679 |  | -1
node_1405337_118_15260437_615 |  |  | PQ | AN | 2771.281 | 8101803 | no | no |  |  | no |  |  | 1405337.118 | 15260437.615 |  | -1
node_1405508_732_15260831_101 |  |  | PQ | AD | 2771.281 | 8101803 | no | no |  |  | no |  |  | 1405508.732 | 15260831.101 |  | -1
node_1405541_882_15261159_955 |  |  | PQ | AN | 2771.281 | 8101803 | no | no |  |  | no |  |  | 1405541.882 | 15261159.955 |  | -1
node_1405600_943_15267452_776 |  |  | PQ | AN | 2771.281 | 8101803 | no | no |  |  | no |  |  | 1405600.943 | 15267452.776 |  | -1
node_1405646_582_15267782_811 |  |  | PQ | AN | 2771.281 | 8101803 | no | no |  |  | no |  |  | 1405646.582 | 15267782.811 |  | -1
node_1405662_278_15264621_68 |  |  | PQ | AN | 2771.281 | 8101803 | no | no |  |  | no |  |  | 1405662.278 | 15264621.68 |  | -1
node_1405727_412_15258204_838 |  |  | PQ | AN | 2771.281 | 8101803 | no | no |  |  | no |  |  | 1405727.412 | 15258204.838 |  | -1
node_1405878_303_15264164_687 |  |  | PQ | AN | 2771.281 | 8101803 | no | no |  |  | no |  |  | 1405878.303 | 15264164.687 |  | -1
node_1406027_029_15265196_704 |  |  | PQ | AN | 2771.281 | 8101803 | no | no |  |  | no |  |  | 1406027.029 | 15265196.704 |  | -1
node_1406086_771_15261366_946 |  |  | PQ | AN | 2771.281 | 8101803 | no | no |  |  | no |  |  | 1406086.771 | 15261366.946 |  | -1
node_1406111_743_15264180_234 |  |  | PQ | AN | 2771.281 | 8101803 | no | no |  |  | no |  |  | 1406111.743 | 15264180.234 |  | -1
node_1406273_502_15267241_797 |  |  | PQ | AN | 2771.281 | 8101803 | no | no |  |  | no |  |  | 1406273.502 | 15267241.797 |  | -1
node_1406423_639_15261121_175 |  |  | PQ | AN | 2771.281 | 8101803 | no | no |  |  | no |  |  | 1406423.639 | 15261121.175 |  | -1
node_1406457_67_15264075_497 |  |  | PQ | AN | 2771.281 | 8101803 | no | no |  |  | no |  |  | 1406457.67 | 15264075.497 |  | -1
node_1406621_691_15264496_778 |  |  | PQ | AN | 2771.281 | 8101803 | no | no |  |  | no |  |  | 1406621.691 | 15264496.778 |  | -1
node_1406633_795_15266991_34 |  |  | PQ | AN | 2771.281 | 8101803 | no | no |  |  | no |  |  | 1406633.795 | 15266991.34 |  | -1
node_1406739_319_15255924_586 |  |  | PQ | AN | 2771.281 | 8101803 | no | no |  |  | no |  |  | 1406739.319 | 15255924.586 |  | -1
node_1406895_167_15264359_543 |  |  | PQ | AN | 2771.281 | 8101803 | no | no |  |  | no |  |  | 1406895.167 | 15264359.543 |  | -1
node_1406914_736_15257503_488 |  |  | PQ | AN | 2771.281 | 8101803 | no | no |  |  | no |  |  | 1406914.736 | 15257503.488 |  | -1
node_1406994_879_15266856_757 |  |  | PQ | AN | 2771.281 | 8101803 | no | no |  |  | no |  |  | 1406994.879 | 15266856.757 |  | -1
node_1406997_925_15257288_622 |  |  | PQ | AN | 2771.281 | 8101803 | no | no |  |  | no |  |  | 1406997.925 | 15257288.622 |  | -1
node_1407026_534_15256004_531 |  |  | PQ | AN | 2771.281 | 8101803 | no | no |  |  | no |  |  | 1407026.534 | 15256004.531 |  | -1
node_1407055_96_15266517_887 |  |  | PQ | AN | 2771.281 | 8101803 | no | no |  |  | no |  |  | 1407055.96 | 15266517.887 |  | -1
node_1407055_856_15267061_709 |  |  | PQ | AN | 2771.281 | 8101803 | no | no |  |  | no |  |  | 1407055.856 | 15267061.709 |  | -1
node_1407089_683_15272419_435 |  |  | PQ | AN | 2771.281 | 8101803 | no | no |  |  | no |  |  | 1407089.683 | 15272419.435 |  | -1
node_1407126_014_15261431_741 |  |  | PQ | AN | 2771.281 | 8101803 | no | no |  |  | no |  |  | 1407126.014 | 15261431.741 |  | -1
node_1407128_538_15266262_616 |  |  | PQ | AN | 2771.281 | 8101803 | no | no |  |  | no |  |  | 1407128.538 | 15266262.616 |  | -1
node_1407139_163_15257176_041 |  |  | PQ | AN | 2771.281 | 8101803 | no | no |  |  | no |  |  | 1407139.163 | 15257176.041 |  | -1
node_1407167_386_15261701_633 |  |  | PQ | AN | 2771.281 | 8101803 | no | no |  |  | no |  |  | 1407167.386 | 15261701.633 |  | -1
node_1407199_118_15256392_042 |  |  | PQ | AN | 2771.281 | 8101803 | no | no |  |  | no |  |  | 1407199.118 | 15256392.042 |  | -1
node_1407242_463_15265704_291 |  |  | PQ | AN | 2771.281 | 8101803 | no | no |  |  | no |  |  | 1407242.463 | 15265704.291 |  | -1
node_1407266_776_15256809_045 |  |  | PQ | AN | 2771.281 | 8101803 | no | no |  |  | no |  |  | 1407266.776 | 15256809.045 |  | -1
node_1407354_854_15266832_709 |  |  | PQ | AN | 2771.281 | 8101803 | no | no |  |  | no |  |  | 1407354.854 | 15266832.709 |  | -1
node_1407386_858_15265894_576 |  |  | PQ | AN | 2771.281 | 8101803 | no | no |  |  | no |  |  | 1407386.858 | 15265894.576 |  | -1
node_1407458_673_15259225_386 |  |  | PQ | AN | 2771.281 | 8101803 | no | no |  |  | no |  |  | 1407458.673 | 15259225.386 |  | -1
node_1407485_1_15262292_388 |  |  | PQ | AN | 2771.281 | 8101803 | no | no |  |  | no |  |  | 1407485.1 | 15262292.388 |  | -1
node_1407505_784_15266781_855 |  |  | PQ | AN | 2771.281 | 8101803 | no | no |  |  | no |  |  | 1407505.784 | 15266781.855 |  | -1
node_1407612_391_15257424_017 |  |  | PQ | AN | 2771.281 | 8101803 | no | no |  |  | no |  |  | 1407612.391 | 15257424.017 |  | -1
node_1407644_694_15259561_495 |  |  | PQ | AN | 2771.281 | 8101803 | no | no |  |  | no |  |  | 1407644.694 | 15259561.495 |  | -1
node_1407670_296_15264968_277 |  |  | PQ | AN | 2771.281 | 8101803 | no | no |  |  | no |  |  | 1407670.296 | 15264968.277 |  | -1
node_1407692_344_15272183_552 |  |  | PQ | AN | 2771.281 | 8101803 | no | no |  |  | no |  |  | 1407692.344 | 15272183.552 |  | -1
node_1407708_778_15266710_293 |  |  | PQ | AN | 2771.281 | 8101803 | no | no |  |  | no |  |  | 1407708.778 | 15266710.293 |  | -1
node_1407714_002_15276007_342 |  |  | PQ | AN | 2771.281 | 8101803 | no | no |  |  | no |  |  | 1407714.002 | 15276007.342 |  | -1
node_1407721_872_15259784_627 |  |  | PQ | AN | 2771.281 | 8101803 | no | no |  |  | no |  |  | 1407721.872 | 15259784.627 |  | -1
node_1407783_289_15260129_764 |  |  | PQ | AN | 2771.281 | 8101803 | no | no |  |  | no |  |  | 1407783.289 | 15260129.764 |  | -1
node_1407801_578_15271311_241 |  |  | PQ | AN | 2771.281 | 8101803 | no | no |  |  | no |  |  | 1407801.578 | 15271311.241 |  | -1
node_1407914_561_15262264_568 |  |  | PQ | AN | 2771.281 | 8101803 | no | no |  |  | no |  |  | 1407914.561 | 15262264.568 |  | -1
node_1407947_282_15264831_584 |  |  | PQ | AN | 2771.281 | 8101803 | no | no |  |  | no |  |  | 1407947.282 | 15264831.584 |  | -1
node_1408004_598_15275665_326 |  |  | PQ | AN | 2771.281 | 8101803 | no | no |  |  | no |  |  | 1408004.598 | 15275665.326 |  | -1
node_1408009_802_15272308_323 |  |  | PQ | AN | 2771.281 | 8101803 | no | no |  |  | no |  |  | 1408009.802 | 15272308.323 |  | -1
node_1408023_341_15257984_189 |  |  | PQ | AN | 2771.281 | 8101803 | no | no |  |  | no |  |  | 1408023.341 | 15257984.189 |  | -1
node_1408029_316_15260961_931 |  |  | PQ | AN | 2771.281 | 8101803 | no | no |  |  | no |  |  | 1408029.316 | 15260961.931 |  | -1
node_1408072_317_15264752_662 |  |  | PQ | AN | 2771.281 | 8101803 | no | no |  |  | no |  |  | 1408072.317 | 15264752.662 |  | -1
node_1408077_882_15262606_897 |  |  | PQ | AN | 2771.281 | 8101803 | no | no |  |  | no |  |  | 1408077.882 | 15262606.897 |  | -1
node_1408094_867_15264121_651 |  |  | PQ | AN | 2771.281 | 8101803 | no | no |  |  | no |  |  | 1408094.867 | 15264121.651 |  | -1
node_1408100_058_15264894_575 |  |  | PQ | AD | 2771.281 | 8101803 | no | no |  |  | no |  |  | 1408100.058 | 15264894.575 |  | -1
node_1408111_283_15264008_762 |  |  | PQ | AN | 2771.281 | 8101803 | no | no |  |  | no |  |  | 1408111.283 | 15264008.762 |  | -1
node_1408138_471_15275407_497 |  |  | PQ | AN | 2771.281 | 8101803 | no | no |  |  | no |  |  | 1408138.471 | 15275407.497 |  | -1
node_1408169_078_15270912_621 |  |  | PQ | AN | 2771.281 | 8101803 | no | no |  |  | no |  |  | 1408169.078 | 15270912.621 |  | -1
node_1408170_361_15263468_881 |  |  | PQ | AN | 2771.281 | 8101803 | no | no |  |  | no |  |  | 1408170.361 | 15263468.881 |  | -1
node_1408176_56_15257476_588 |  |  | PQ | AN | 2771.281 | 8101803 | no | no |  |  | no |  |  | 1408176.56 | 15257476.588 |  | -1
node_1408206_211_15262427_649 |  |  | PQ | AN | 2771.281 | 8101803 | no | no |  |  | no |  |  | 1408206.211 | 15262427.649 |  | -1
node_1408251_518_15261770_634 |  |  | PQ | AN | 2771.281 | 8101803 | no | no |  |  | no |  |  | 1408251.518 | 15261770.634 |  | -1
node_1408302_386_15261953_176 |  |  | PQ | AN | 2771.281 | 8101803 | no | no |  |  | no |  |  | 1408302.386 | 15261953.176 |  | -1
node_1408319_296_15266571_434 |  |  | PQ | AN | 2771.281 | 8101803 | no | no |  |  | no |  |  | 1408319.296 | 15266571.434 |  | -1
node_1408321_664_15270795_543 |  |  | PQ | AN | 2771.281 | 8101803 | no | no |  |  | no |  |  | 1408321.664 | 15270795.543 |  | -1
node_1408325_454_15263046_371 |  |  | PQ | AN | 2771.281 | 8101803 | no | no |  |  | no |  |  | 1408325.454 | 15263046.371 |  | -1
node_1408339_029_15271074_833 |  |  | PQ | AN | 2771.281 | 8101803 | no | no |  |  | no |  |  | 1408339.029 | 15271074.833 |  | -1
node_1408339_204_15264580_067 |  |  | PQ | AN | 2771.281 | 8101803 | no | no |  |  | no |  |  | 1408339.204 | 15264580.067 |  | -1
node_1408485_128_15275291_623 |  |  | PQ | AN | 2771.281 | 8101803 | no | no |  |  | no |  |  | 1408485.128 | 15275291.623 |  | -1
node_1408569_629_15270591_197 |  |  | PQ | AN | 2771.281 | 8101803 | no | no |  |  | no |  |  | 1408569.629 | 15270591.197 |  | -1
node_1408676_991_15265066_688 |  |  | PQ | AN | 2771.281 | 8101803 | no | no |  |  | no |  |  | 1408676.991 | 15265066.688 |  | -1
node_1408734_388_15262973_328 |  |  | PQ | AN | 2771.281 | 8101803 | no | no |  |  | no |  |  | 1408734.388 | 15262973.328 |  | -1
node_1408736_597_15262643_671 |  |  | PQ | AN | 2771.281 | 8101803 | no | no |  |  | no |  |  | 1408736.597 | 15262643.671 |  | -1
node_1408786_037_15264314_285 |  |  | PQ | AN | 2771.281 | 8101803 | no | no |  |  | no |  |  | 1408786.037 | 15264314.285 |  | -1
node_1408800_98_15266557_838 |  |  | PQ | AN | 2771.281 | 8101803 | no | no |  |  | no |  |  | 1408800.98 | 15266557.838 |  | -1
node_1408951_172_15280611_339 |  |  | PQ | AN | 2771.281 | 8101803 | no | no |  |  | no |  |  | 1408951.172 | 15280611.339 |  | -1
node_1409052_508_15265727_727 |  |  | PQ | AN | 2771.281 | 8101803 | no | no |  |  | no |  |  | 1409052.508 | 15265727.727 |  | -1
node_1409090_196_15265998_481 |  |  | PQ | AN | 2771.281 | 8101803 | no | no |  |  | no |  |  | 1409090.196 | 15265998.481 |  | -1
node_1409093_379_15266493_317 |  |  | PQ | AN | 2771.281 | 8101803 | no | no |  |  | no |  |  | 1409093.379 | 15266493.317 |  | -1
node_1409172_54_15280487_021 |  |  | PQ | AN | 2771.281 | 8101803 | no | no |  |  | no |  |  | 1409172.54 | 15280487.021 |  | -1
node_1409180_317_15267059_277 |  |  | PQ | ABCN | 2771.281 | 8101803 | no | no |  |  | no |  |  | 1409180.317 | 15267059.277 |  | -1
node_1409187_06_15267326_883 |  |  | PQ | ABCN | 2771.281 | 8101803 | no | no |  |  | no |  |  | 1409187.06 | 15267326.883 |  | -1
node_1409352_276_15280739_031 |  |  | PQ | AN | 2771.281 | 8101803 | no | no |  |  | no |  |  | 1409352.276 | 15280739.031 |  | -1
node_1409354_824_15267575_296 |  |  | PQ | ABCN | 2771.281 | 8101803 | no | no |  |  | no |  |  | 1409354.824 | 15267575.296 |  | -1
node_1409414_878_15274641_032 |  |  | PQ | AN | 2771.281 | 8101803 | no | no |  |  | no |  |  | 1409414.878 | 15274641.032 |  | -1
node_1409443_289_15266686_1 |  |  | PQ | AN | 2771.281 | 8101803 | no | no |  |  | no |  |  | 1409443.289 | 15266686.1 |  | -1
node_1409472_385_15280454_879 |  |  | PQ | AN | 2771.281 | 8101803 | no | no |  |  | no |  |  | 1409472.385 | 15280454.879 |  | -1
node_1409528_364_15267827_65 |  |  | PQ | ABCN | 2771.281 | 8101803 | no | no |  |  | no |  |  | 1409528.364 | 15267827.65 |  | -1
node_1409624_135_15274507_755 |  |  | PQ | AN | 2771.281 | 8101803 | no | no |  |  | no |  |  | 1409624.135 | 15274507.755 |  | -1
node_1409653_871_15280309_003 |  |  | PQ | AN | 2771.281 | 8101803 | no | no |  |  | no |  |  | 1409653.871 | 15280309.003 |  | -1
node_1409659_724_15261033_437 |  |  | PQ | AN | 2771.281 | 8101803 | no | no |  |  | no |  |  | 1409659.724 | 15261033.437 |  | -1
node_1409673_778_15276096_482 |  |  | PQ | AN | 2771.281 | 8101803 | no | no |  |  | no |  |  | 1409673.778 | 15276096.482 |  | -1
node_1409674_976_15275019_438 |  |  | PQ | AN | 2771.281 | 8101803 | no | no |  |  | no |  |  | 1409674.976 | 15275019.438 |  | -1
node_1409763_008_15268127_746 |  |  | PQ | ABCN | 2771.281 | 8101803 | no | no |  |  | no |  |  | 1409763.008 | 15268127.746 |  | -1
node_1409784_104_15274283_574 |  |  | PQ | AN | 2771.281 | 8101803 | no | no |  |  | no |  |  | 1409784.104 | 15274283.574 |  | -1
node_1409932_322_15280035_843 |  |  | PQ | AN | 2771.281 | 8101803 | no | no |  |  | no |  |  | 1409932.322 | 15280035.843 |  | -1
node_1409934_82_15274477_679 |  |  | PQ | AN | 2771.281 | 8101803 | no | no |  |  | no |  |  | 1409934.82 | 15274477.679 |  | -1
node_1409967_54_15261084_503 |  |  | PQ | AN | 2771.281 | 8101803 | no | no |  |  | no |  |  | 1409967.54 | 15261084.503 |  | -1
node_1410044_329_15268669_031 |  |  | PQ | ABCN | 2771.281 | 8101803 | no | no |  |  | no |  |  | 1410044.329 | 15268669.031 |  | -1
node_1410058_228_15274141_219 |  |  | PQ | AN | 2771.281 | 8101803 | no | no |  |  | no |  |  | 1410058.228 | 15274141.219 |  | -1
node_1410117_065_15280230_704 |  |  | PQ | AN | 2771.281 | 8101803 | no | no |  |  | no |  |  | 1410117.065 | 15280230.704 |  | -1
node_1410136_565_15270264_973 |  |  | PQ | AN | 2771.281 | 8101803 | no | no |  |  | no |  |  | 1410136.565 | 15270264.973 |  | -1
node_1410178_121_15268138_237 |  |  | PQ | AN | 2771.281 | 8101803 | no | no |  |  | no |  |  | 1410178.121 | 15268138.237 |  | -1
node_1410188_533_15279770_608 |  |  | PQ | AN | 2771.281 | 8101803 | no | no |  |  | no |  |  | 1410188.533 | 15279770.608 |  | -1
node_1410205_899_15274190_196 |  |  | PQ | AN | 2771.281 | 8101803 | no | no |  |  | no |  |  | 1410205.899 | 15274190.196 |  | -1
node_1410315_39_15279633_862 |  |  | PQ | AN | 2771.281 | 8101803 | no | no |  |  | no |  |  | 1410315.39 | 15279633.862 |  | -1
node_1410334_677_15269389_57 |  |  | PQ | AN | 2771.281 | 8101803 | no | no |  |  | no |  |  | 1410334.677 | 15269389.57 |  | -1
node_1410388_505_15273950_307 |  |  | PQ | AN | 2771.281 | 8101803 | no | no |  |  | no |  |  | 1410388.505 | 15273950.307 |  | -1
node_1410401_571_15261418_295 |  |  | PQ | AN | 2771.281 | 8101803 | no | no |  |  | no |  |  | 1410401.571 | 15261418.295 |  | -1
node_1410493_697_15279379_622 |  |  | PQ | AN | 2771.281 | 8101803 | no | no |  |  | no |  |  | 1410493.697 | 15279379.622 |  | -1
node_1410525_157_15269102_462 |  |  | PQ | ABCN | 2771.281 | 8101803 | no | no |  |  | no |  |  | 1410525.157 | 15269102.462 |  | -1
node_1410688_996_15269281_674 |  |  | PQ | ABCN | 2771.281 | 8101803 | no | no |  |  | no |  |  | 1410688.996 | 15269281.674 |  | -1
node_1410713_948_15261160_281 |  |  | PQ | AN | 2771.281 | 8101803 | no | no |  |  | no |  |  | 1410713.948 | 15261160.281 |  | -1
node_1410745_307_15280219_048 |  |  | PQ | AN | 2771.281 | 8101803 | no | no |  |  | no |  |  | 1410745.307 | 15280219.048 |  | -1
node_1410751_966_15274376_169 |  |  | PQ | AN | 2771.281 | 8101803 | no | no |  |  | no |  |  | 1410751.966 | 15274376.169 |  | -1
node_1410832_813_15274825_084 |  |  | PQ | AN | 2771.281 | 8101803 | no | no |  |  | no |  |  | 1410832.813 | 15274825.084 |  | -1
node_1410860_001_15279430_322 |  |  | PQ | AN | 2771.281 | 8101803 | no | no |  |  | no |  |  | 1410860.001 | 15279430.322 |  | -1
node_1410919_302_15273418_495 |  |  | PQ | AN | 2771.281 | 8101803 | no | no |  |  | no |  |  | 1410919.302 | 15273418.495 |  | -1
node_1410944_949_15280085_284 |  |  | PQ | AN | 2771.281 | 8101803 | no | no |  |  | no |  |  | 1410944.949 | 15280085.284 |  | -1
node_1410987_51_15278967_89 |  |  | PQ | AN | 2771.281 | 8101803 | no | no |  |  | no |  |  | 1410987.51 | 15278967.89 |  | -1
node_1410989_664_15261180_925 |  |  | PQ | AN | 2771.281 | 8101803 | no | no |  |  | no |  |  | 1410989.664 | 15261180.925 |  | -1
node_1411002_082_15269403_01 |  |  | PQ | ABCN | 2771.281 | 8101803 | no | no |  |  | no |  |  | 1411002.082 | 15269403.01 |  | -1
node_1411164_572_15273941_056 |  |  | PQ | AN | 2771.281 | 8101803 | no | no |  |  | no |  |  | 1411164.572 | 15273941.056 |  | -1
node_1411228_454_15269528_071 |  |  | PQ | ABCD | 2771.281 | 8101803 | no | no |  |  | no |  |  | 1411228.454 | 15269528.071 |  | -1
node_1411236_413_15272363_344 |  |  | PQ | AN | 2771.281 | 8101803 | no | no |  |  | no |  |  | 1411236.413 | 15272363.344 |  | -1
node_1411264_622_15279986_911 |  |  | PQ | AN | 2771.281 | 8101803 | no | no |  |  | no |  |  | 1411264.622 | 15279986.911 |  | -1
node_1411272_023_15261244_537 |  |  | PQ | AN | 2771.281 | 8101803 | no | no |  |  | no |  |  | 1411272.023 | 15261244.537 |  | -1
node_1411332_742_15274775_444 |  |  | PQ | AN | 2771.281 | 8101803 | no | no |  |  | no |  |  | 1411332.742 | 15274775.444 |  | -1
node_1411353_024_15273323_61 |  |  | PQ | AN | 2771.281 | 8101803 | no | no |  |  | no |  |  | 1411353.024 | 15273323.61 |  | -1
node_1411433_476_15278478_526 |  |  | PQ | AN | 2771.281 | 8101803 | no | no |  |  | no |  |  | 1411433.476 | 15278478.526 |  | -1
node_1411436_717_15269632_457 |  |  | PQ | ABCN | 2771.281 | 8101803 | no | no |  |  | no |  |  | 1411436.717 | 15269632.457 |  | -1
node_1411478_65_15260923_36 |  |  | PQ | AN | 2771.281 | 8101803 | no | no |  |  | no |  |  | 1411478.65 | 15260923.36 |  | -1
node_1411521_872_15278253_063 |  |  | PQ | AN | 2771.281 | 8101803 | no | no |  |  | no |  |  | 1411521.872 | 15278253.063 |  | -1
node_1411622_712_15259749_577 |  |  | PQ | AN | 2771.281 | 8101803 | no | no |  |  | no |  |  | 1411622.712 | 15259749.577 |  | -1
node_1411654_961_15261262_446 |  |  | PQ | AN | 2771.281 | 8101803 | no | no |  |  | no |  |  | 1411654.961 | 15261262.446 |  | -1
node_1411662_197_15269641_526 |  |  | PQ | ABCN | 2771.281 | 8101803 | no | no |  |  | no |  |  | 1411662.197 | 15269641.526 |  | -1
node_1411733_317_15279926_613 |  |  | PQ | AN | 2771.281 | 8101803 | no | no |  |  | no |  |  | 1411733.317 | 15279926.613 |  | -1
node_1411767_015_15272089_238 |  |  | PQ | AN | 2771.281 | 8101803 | no | no |  |  | no |  |  | 1411767.015 | 15272089.238 |  | -1
node_1411771_599_15262092_468 |  |  | PQ | AN | 2771.281 | 8101803 | no | no |  |  | no |  |  | 1411771.599 | 15262092.468 |  | -1
node_1411805_613_15271240_069 |  |  | PQ | AN | 2771.281 | 8101803 | no | no |  |  | no |  |  | 1411805.613 | 15271240.069 |  | -1
node_1411863_34_15270391_25 |  |  | PQ | AN | 2771.281 | 8101803 | no | no |  |  | no |  |  | 1411863.34 | 15270391.25 |  | -1
node_1411863_788_15269775_934 |  |  | PQ | ABCN | 2771.281 | 8101803 | no | no |  |  | no |  |  | 1411863.788 | 15269775.934 |  | -1
node_1411900_324_15279709_393 |  |  | PQ | AN | 2771.281 | 8101803 | no | no |  |  | no |  |  | 1411900.324 | 15279709.393 |  | -1
node_1411902_738_15277994_045 |  |  | PQ | AN | 2771.281 | 8101803 | no | no |  |  | no |  |  | 1411902.738 | 15277994.045 |  | -1
node_1411946_94_15279909_935 |  |  | PQ | AN | 2771.281 | 8101803 | no | no |  |  | no |  |  | 1411946.94 | 15279909.935 |  | -1
node_1411951_39_15261974_546 |  |  | PQ | AN | 2771.281 | 8101803 | no | no |  |  | no |  |  | 1411951.39 | 15261974.546 |  | -1
node_1411971_656_15269983_444 |  |  | PQ | AN | 2771.281 | 8101803 | no | no |  |  | no |  |  | 1411971.656 | 15269983.444 |  | -1
node_1412091_735_15280005_404 |  |  | PQ | AN | 2771.281 | 8101803 | no | no |  |  | no |  |  | 1412091.735 | 15280005.404 |  | -1
node_1412127_93_15272436_761 |  |  | PQ | AN | 2771.281 | 8101803 | no | no |  |  | no |  |  | 1412127.93 | 15272436.761 |  | -1
node_1412195_049_15276090_956 |  |  | PQ | AN | 2771.281 | 8101803 | no | no |  |  | no |  |  | 1412195.049 | 15276090.956 |  | -1
node_1412197_899_15277836_313 |  |  | PQ | AN | 2771.281 | 8101803 | no | no |  |  | no |  |  | 1412197.899 | 15277836.313 |  | -1
node_1412208_046_15269823_223 |  |  | PQ | ABCN | 2771.281 | 8101803 | no | no |  |  | no |  |  | 1412208.046 | 15269823.223 |  | -1
node_1412249_487_15270492_882 |  |  | PQ | AN | 2771.281 | 8101803 | no | no |  |  | no |  |  | 1412249.487 | 15270492.882 |  | -1
node_1412253_846_15277522_985 |  |  | PQ | AN | 2771.281 | 8101803 | no | no |  |  | no |  |  | 1412253.846 | 15277522.985 |  | -1
node_1412263_595_15280129_419 |  |  | PQ | AN | 2771.281 | 8101803 | no | no |  |  | no |  |  | 1412263.595 | 15280129.419 |  | -1
node_1412375_457_15259849_208 |  |  | PQ | AN | 2771.281 | 8101803 | no | no |  |  | no |  |  | 1412375.457 | 15259849.208 |  | -1
node_1412378_247_15272390_005 |  |  | PQ | AN | 2771.281 | 8101803 | no | no |  |  | no |  |  | 1412378.247 | 15272390.005 |  | -1
node_1412390_029_15269959_132 |  |  | PQ | ABCN | 2771.281 | 8101803 | no | no |  |  | no |  |  | 1412390.029 | 15269959.132 |  | -1
node_1412403_281_15276892_986 |  |  | PQ | AN | 2771.281 | 8101803 | no | no |  |  | no |  |  | 1412403.281 | 15276892.986 |  | -1
node_1412415_331_15277250_959 |  |  | PQ | AN | 2771.281 | 8101803 | no | no |  |  | no |  |  | 1412415.331 | 15277250.959 |  | -1
node_1412520_14_15262281_063 |  |  | PQ | AN | 2771.281 | 8101803 | no | no |  |  | no |  |  | 1412520.14 | 15262281.063 |  | -1
node_1412529_719_15278227_05 |  |  | PQ | AN | 2771.281 | 8101803 | no | no |  |  | no |  |  | 1412529.719 | 15278227.05 |  | -1
node_1412544_734_15280534_907 |  |  | PQ | AN | 2771.281 | 8101803 | no | no |  |  | no |  |  | 1412544.734 | 15280534.907 |  | -1
node_1412575_432_15272254_966 |  |  | PQ | AN | 2771.281 | 8101803 | no | no |  |  | no |  |  | 1412575.432 | 15272254.966 |  | -1
node_1412622_348_15269974_458 |  |  | PQ | ABCN | 2771.281 | 8101803 | no | no |  |  | no |  |  | 1412622.348 | 15269974.458 |  | -1
node_1412636_709_15262512_344 |  |  | PQ | AN | 2771.281 | 8101803 | no | no |  |  | no |  |  | 1412636.709 | 15262512.344 |  | -1
node_1412638_408_15280783_649 |  |  | PQ | AN | 2771.281 | 8101803 | no | no |  |  | no |  |  | 1412638.408 | 15280783.649 |  | -1
node_1412663_664_15281082_84 |  |  | PQ | AN | 2771.281 | 8101803 | no | no |  |  | no |  |  | 1412663.664 | 15281082.84 |  | -1
node_1412698_613_15259724_156 |  |  | PQ | AN | 2771.281 | 8101803 | no | no |  |  | no |  |  | 1412698.613 | 15259724.156 |  | -1
node_1412721_261_15276808_336 |  |  | PQ | AN | 2771.281 | 8101803 | no | no |  |  | no |  |  | 1412721.261 | 15276808.336 |  | -1
node_1412857_498_15276743_058 |  |  | PQ | AN | 2771.281 | 8101803 | no | no |  |  | no |  |  | 1412857.498 | 15276743.058 |  | -1
node_1412867_939_15277306_319 |  |  | PQ | AN | 2771.281 | 8101803 | no | no |  |  | no |  |  | 1412867.939 | 15277306.319 |  | -1
node_1412933_698_15273109_835 |  |  | PQ | AN | 2771.281 | 8101803 | no | no |  |  | no |  |  | 1412933.698 | 15273109.835 |  | -1
node_1413000_948_15259743_096 |  |  | PQ | AN | 2771.281 | 8101803 | no | no |  |  | no |  |  | 1413000.948 | 15259743.096 |  | -1
node_1413005_238_15272121_901 |  |  | PQ | AN | 2771.281 | 8101803 | no | no |  |  | no |  |  | 1413005.238 | 15272121.901 |  | -1
node_1413013_595_15263248_74 |  |  | PQ | AN | 2771.281 | 8101803 | no | no |  |  | no |  |  | 1413013.595 | 15263248.74 |  | -1
node_1413042_951_15275571_775 |  |  | PQ | AN | 2771.281 | 8101803 | no | no |  |  | no |  |  | 1413042.951 | 15275571.775 |  | -1
node_1413063_427_15259176_933 |  |  | PQ | AN | 2771.281 | 8101803 | no | no |  |  | no |  |  | 1413063.427 | 15259176.933 |  | -1
node_1413063_729_15277642_44 |  |  | PQ | AN | 2771.281 | 8101803 | no | no |  |  | no |  |  | 1413063.729 | 15277642.44 |  | -1
node_1413119_716_15270282_633 |  |  | PQ | ABCN | 2771.281 | 8101803 | no | no |  |  | no |  |  | 1413119.716 | 15270282.633 |  | -1
node_1413220_523_15263772_236 |  |  | PQ | AN | 2771.281 | 8101803 | no | no |  |  | no |  |  | 1413220.523 | 15263772.236 |  | -1
node_1413233_443_15276714_808 |  |  | PQ | AN | 2771.281 | 8101803 | no | no |  |  | no |  |  | 1413233.443 | 15276714.808 |  | -1
node_1413360_532_15264269_263 |  |  | PQ | AN | 2771.281 | 8101803 | no | no |  |  | no |  |  | 1413360.532 | 15264269.263 |  | -1
node_1413379_23_15271928_274 |  |  | PQ | AN | 2771.281 | 8101803 | no | no |  |  | no |  |  | 1413379.23 | 15271928.274 |  | -1
node_1413450_584_15264629_99 |  |  | PQ | AN | 2771.281 | 8101803 | no | no |  |  | no |  |  | 1413450.584 | 15264629.99 |  | -1
node_1413454_804_15275535_605 |  |  | PQ | AN | 2771.281 | 8101803 | no | no |  |  | no |  |  | 1413454.804 | 15275535.605 |  | -1
node_1413459_065_15260885_178 |  |  | PQ | AN | 2771.281 | 8101803 | no | no |  |  | no |  |  | 1413459.065 | 15260885.178 |  | -1
node_1413514_574_15270154_627 |  |  | PQ | ABN | 2771.281 | 8101803 | no | no |  |  | no |  |  | 1413514.574 | 15270154.627 |  | -1
node_1413524_222_15276768_132 |  |  | PQ | AN | 2771.281 | 8101803 | no | no |  |  | no |  |  | 1413524.222 | 15276768.132 |  | -1
node_1413664_868_15276700_987 |  |  | PQ | AN | 2771.281 | 8101803 | no | no |  |  | no |  |  | 1413664.868 | 15276700.987 |  | -1
node_1413680_147_15275550_508 |  |  | PQ | AN | 2771.281 | 8101803 | no | no |  |  | no |  |  | 1413680.147 | 15275550.508 |  | -1
node_1413684_14_15270437_873 |  |  | PQ | ABCN | 2771.281 | 8101803 | no | no |  |  | no |  |  | 1413684.14 | 15270437.873 |  | -1
node_1413695_742_15274073_343 |  |  | PQ | AN | 2771.281 | 8101803 | no | no |  |  | no |  |  | 1413695.742 | 15274073.343 |  | -1
node_1413697_626_15273652_4 |  |  | PQ | AN | 2771.281 | 8101803 | no | no |  |  | no |  |  | 1413697.626 | 15273652.4 |  | -1
node_1413700_332_15272310_172 |  |  | PQ | AN | 2771.281 | 8101803 | no | no |  |  | no |  |  | 1413700.332 | 15272310.172 |  | -1
node_1413775_846_15264801_64 |  |  | PQ | AN | 2771.281 | 8101803 | no | no |  |  | no |  |  | 1413775.846 | 15264801.64 |  | -1
node_1413832_75_15276754_723 |  |  | PQ | AN | 2771.281 | 8101803 | no | no |  |  | no |  |  | 1413832.75 | 15276754.723 |  | -1
node_1413906_788_15275569_159 |  |  | PQ | AN | 2771.281 | 8101803 | no | no |  |  | no |  |  | 1413906.788 | 15275569.159 |  | -1
node_1413967_063_15271899_144 |  |  | PQ | AN | 2771.281 | 8101803 | no | no |  |  | no |  |  | 1413967.063 | 15271899.144 |  | -1
node_1414018_005_15274032_543 |  |  | PQ | ABCN | 2771.281 | 8101803 | no | no |  |  | no |  |  | 1414018.005 | 15274032.543 |  | -1
node_1414098_998_15274512_98 |  |  | PQ | AN | 2771.281 | 8101803 | no | no |  |  | no |  |  | 1414098.998 | 15274512.98 |  | -1
node_1414121_892_15272113_103 |  |  | PQ | AN | 2771.281 | 8101803 | no | no |  |  | no |  |  | 1414121.892 | 15272113.103 |  | -1
node_1414123_226_15270346_353 |  |  | PQ | ABCN | 2771.281 | 8101803 | no | no |  |  | no |  |  | 1414123.226 | 15270346.353 |  | -1
node_1414132_351_15275595_752 |  |  | PQ | AN | 2771.281 | 8101803 | no | no |  |  | no |  |  | 1414132.351 | 15275595.752 |  | -1
node_1414136_349_15277186_101 |  |  | PQ | AN | 2771.281 | 8101803 | no | no |  |  | no |  |  | 1414136.349 | 15277186.101 |  | -1
node_1414177_128_15274802_126 |  |  | PQ | AN | 2771.281 | 8101803 | no | no |  |  | no |  |  | 1414177.128 | 15274802.126 |  | -1
node_1414195_887_15274270_525 |  |  | PQ | ABCN | 2771.281 | 8101803 | no | no |  |  | no |  |  | 1414195.887 | 15274270.525 |  | -1
node_1414250_469_15277290_646 |  |  | PQ | AN | 2771.281 | 8101803 | no | no |  |  | no |  |  | 1414250.469 | 15277290.646 |  | -1
node_1414295_668_15274504_673 |  |  | PQ | ABCN | 2771.281 | 8101803 | no | no |  |  | no |  |  | 1414295.668 | 15274504.673 |  | -1
node_1414400_144_15275805_149 |  |  | PQ | AN | 2771.281 | 8101803 | no | no |  |  | no |  |  | 1414400.144 | 15275805.149 |  | -1
node_1414487_687_15274669_621 |  |  | PQ | ABCN | 2771.281 | 8101803 | no | no |  |  | no |  |  | 1414487.687 | 15274669.621 |  | -1
node_1414519_743_15277544_366 |  |  | PQ | ABCN | 2771.281 | 8101803 | no | no |  |  | no |  |  | 1414519.743 | 15277544.366 |  | -1
node_1414529_586_15271917_837 |  |  | PQ | AN | 2771.281 | 8101803 | no | no |  |  | no |  |  | 1414529.586 | 15271917.837 |  | -1
node_1414573_91_15277068_447 |  |  | PQ | ABCD | 2771.281 | 8101803 | no | no |  |  | no |  |  | 1414573.91 | 15277068.447 |  | -1
node_1414594_172_15270218_917 |  |  | PQ | ABCN | 2771.281 | 8101803 | no | no |  |  | no |  |  | 1414594.172 | 15270218.917 |  | -1
node_1414595_324_15274307_649 |  |  | PQ | AN | 2771.281 | 8101803 | no | no |  |  | no |  |  | 1414595.324 | 15274307.649 |  | -1
node_1414620_336_15275812_598 |  |  | PQ | AN | 2771.281 | 8101803 | no | no |  |  | no |  |  | 1414620.336 | 15275812.598 |  | -1
node_1414623_848_15276085_351 |  |  | PQ | ABCN | 2771.281 | 8101803 | no | no |  |  | no |  |  | 1414623.848 | 15276085.351 |  | -1
node_1414643_191_15276616_122 |  |  | PQ | ABCN | 2771.281 | 8101803 | no | no |  |  | no |  |  | 1414643.191 | 15276616.122 |  | -1
node_1414739_278_15275100_257 |  |  | PQ | ABCN | 2771.281 | 8101803 | no | no |  |  | no |  |  | 1414739.278 | 15275100.257 |  | -1
node_1414744_374_15264866_88 |  |  | PQ | AN | 2771.281 | 8101803 | no | no |  |  | no |  |  | 1414744.374 | 15264866.88 |  | -1
node_1414751_084_15275597_395 |  |  | PQ | ABCN | 2771.281 | 8101803 | no | no |  |  | no |  |  | 1414751.084 | 15275597.395 |  | -1
node_1414757_084_15277674_199 |  |  | PQ | ABCN | 2771.281 | 8101803 | no | no |  |  | no |  |  | 1414757.084 | 15277674.199 |  | -1
node_1414786_22_15275336_039 |  |  | PQ | ABCN | 2771.281 | 8101803 | no | no |  |  | no |  |  | 1414786.22 | 15275336.039 |  | -1
node_1414881_127_15275991_101 |  |  | PQ | AN | 2771.281 | 8101803 | no | no |  |  | no |  |  | 1414881.127 | 15275991.101 |  | -1
node_1414892_008_15277877_924 |  |  | PQ | ABCN | 2771.281 | 8101803 | no | no |  |  | no |  |  | 1414892.008 | 15277877.924 |  | -1
node_1414971_5_15282516_369 |  |  | PQ | AN | 2771.281 | 8101803 | no | no |  |  | no |  |  | 1414971.5 | 15282516.369 |  | -1
node_1414982_974_15274687_092 |  |  | PQ | AN | 2771.281 | 8101803 | no | no |  |  | no |  |  | 1414982.974 | 15274687.092 |  | -1
node_1415105_728_15282192_273 |  |  | PQ | AN | 2771.281 | 8101803 | no | no |  |  | no |  |  | 1415105.728 | 15282192.273 |  | -1
node_1415133_663_15264877_051 |  |  | PQ | AN | 2771.281 | 8101803 | no | no |  |  | no |  |  | 1415133.663 | 15264877.051 |  | -1
node_1415175_271_15278065_715 |  |  | PQ | ABCN | 2771.281 | 8101803 | no | no |  |  | no |  |  | 1415175.271 | 15278065.715 |  | -1
node_1415193_391_15282000_697 |  |  | PQ | AN | 2771.281 | 8101803 | no | no |  |  | no |  |  | 1415193.391 | 15282000.697 |  | -1
node_1415195_431_15281658_798 |  |  | PQ | AN | 2771.281 | 8101803 | no | no |  |  | no |  |  | 1415195.431 | 15281658.798 |  | -1
node_1415246_127_15275996_63 |  |  | PQ | AN | 2771.281 | 8101803 | no | no |  |  | no |  |  | 1415246.127 | 15275996.63 |  | -1
node_1415301_102_15281471_422 |  |  | PQ | AN | 2771.281 | 8101803 | no | no |  |  | no |  |  | 1415301.102 | 15281471.422 |  | -1
node_1415324_293_15281022_514 |  |  | PQ | AN | 2771.281 | 8101803 | no | no |  |  | no |  |  | 1415324.293 | 15281022.514 |  | -1
node_1415328_094_15271532_973 |  |  | PQ | ABCN | 2771.281 | 8101803 | no | no |  |  | no |  |  | 1415328.094 | 15271532.973 |  | -1
node_1415334_966_15281308_945 |  |  | PQ | AN | 2771.281 | 8101803 | no | no |  |  | no |  |  | 1415334.966 | 15281308.945 |  | -1
node_1415337_035_15281832_558 |  |  | PQ | AN | 2771.281 | 8101803 | no | no |  |  | no |  |  | 1415337.035 | 15281832.558 |  | -1
node_1415359_58_15271293_843 |  |  | PQ | AN | 2771.281 | 8101803 | no | no |  |  | no |  |  | 1415359.58 | 15271293.843 |  | -1
node_1415416_411_15276113_443 |  |  | PQ | AN | 2771.281 | 8101803 | no | no |  |  | no |  |  | 1415416.411 | 15276113.443 |  | -1
node_1415427_221_15280833_245 |  |  | PQ | AN | 2771.281 | 8101803 | no | no |  |  | no |  |  | 1415427.221 | 15280833.245 |  | -1
node_1415505_898_15280429_591 |  |  | PQ | AN | 2771.281 | 8101803 | no | no |  |  | no |  |  | 1415505.898 | 15280429.591 |  | -1
node_1415520_652_15270261_344 |  |  | PQ | ABCN | 2771.281 | 8101803 | no | no |  |  | no |  |  | 1415520.652 | 15270261.344 |  | -1
node_1415525_446_15279989_5 |  |  | PQ | AN | 2771.281 | 8101803 | no | no |  |  | no |  |  | 1415525.446 | 15279989.5 |  | -1
node_1415567_2_15280202_643 |  |  | PQ | AN | 2771.281 | 8101803 | no | no |  |  | no |  |  | 1415567.2 | 15280202.643 |  | -1
node_1415577_792_15279704_459 |  |  | PQ | AN | 2771.281 | 8101803 | no | no |  |  | no |  |  | 1415577.792 | 15279704.459 |  | -1
node_1415688_816_15279461_446 |  |  | PQ | AN | 2771.281 | 8101803 | no | no |  |  | no |  |  | 1415688.816 | 15279461.446 |  | -1
node_1415717_441_15269236_915 |  |  | PQ | ABCN | 2771.281 | 8101803 | no | no |  |  | no |  |  | 1415717.441 | 15269236.915 |  | -1
node_1415730_737_15278943_179 |  |  | PQ | AN | 2771.281 | 8101803 | no | no |  |  | no |  |  | 1415730.737 | 15278943.179 |  | -1
node_1415736_238_15276108_711 |  |  | PQ | AN | 2771.281 | 8101803 | no | no |  |  | no |  |  | 1415736.238 | 15276108.711 |  | -1
node_1415752_649_15279175_408 |  |  | PQ | AN | 2771.281 | 8101803 | no | no |  |  | no |  |  | 1415752.649 | 15279175.408 |  | -1
node_1415769_166_15278722_803 |  |  | PQ | ABCN | 2771.281 | 8101803 | no | no |  |  | no |  |  | 1415769.166 | 15278722.803 |  | -1
node_1415897_77_15272321_507 |  |  | PQ | AN | 2771.281 | 8101803 | no | no |  |  | no |  |  | 1415897.77 | 15272321.507 |  | -1
node_1415938_682_15268968_494 |  |  | PQ | ABCN | 2771.281 | 8101803 | no | no |  |  | no |  |  | 1415938.682 | 15268968.494 |  | -1
node_1416022_489_15276540_231 |  |  | PQ | AN | 2771.281 | 8101803 | no | no |  |  | no |  |  | 1416022.489 | 15276540.231 |  | -1
node_1416087_374_15273864_392 |  |  | PQ | AN | 1066.732 | 8101803 | no | no |  |  | no |  |  | 1416087.374 | 15273864.392 |  | -1
node_1416100_023_15267723_624 |  |  | PQ | AN | 2771.281 | 8101803 | no | no |  |  | no |  |  | 1416100.023 | 15267723.624 |  | -1
node_1416110_42_15276053_904 |  |  | PQ | AN | 2771.281 | 8101803 | no | no |  |  | no |  |  | 1416110.42 | 15276053.904 |  | -1
node_1416182_906_15279122_059 |  |  | PQ | ABCN | 2771.281 | 8101803 | no | no |  |  | no |  |  | 1416182.906 | 15279122.059 |  | -1
node_1416347_273_15274486_346 |  |  | PQ | AN | 1066.732 | 8101803 | no | no |  |  | no |  |  | 1416347.273 | 15274486.346 |  | -1
node_1416415_727_15274967_018 |  |  | PQ | AN | 1066.732 | 8101803 | no | no |  |  | no |  |  | 1416415.727 | 15274967.018 |  | -1
node_1416430_786_15279370_166 |  |  | PQ | ABCN | 2771.281 | 8101803 | no | no |  |  | no |  |  | 1416430.786 | 15279370.166 |  | -1
node_1416430_848_15274362_512 |  |  | PQ | AN | 1066.732 | 8101803 | no | no |  |  | no |  |  | 1416430.848 | 15274362.512 |  | -1
node_1416493_709_15276112_208 |  |  | PQ | AN | 2771.281 | 8101803 | no | no |  |  | no |  |  | 1416493.709 | 15276112.208 |  | -1
node_1416545_209_15276521_811 |  |  | PQ | AN | 2771.281 | 8101803 | no | no |  |  | no |  |  | 1416545.209 | 15276521.811 |  | -1
node_1416599_714_15276036_993 |  |  | PQ | AN | 2771.281 | 8101803 | no | no |  |  | no |  |  | 1416599.714 | 15276036.993 |  | -1
node_1416668_408_15274865_669 |  |  | PQ | AN | 1066.732 | 8101803 | no | no |  |  | no |  |  | 1416668.408 | 15274865.669 |  | -1
node_1416722_807_15279645_122 |  |  | PQ | AN | 2771.281 | 8101803 | no | no |  |  | no |  |  | 1416722.807 | 15279645.122 |  | -1
node_1416747_489_15279424_838 |  |  | PQ | ABCN | 2771.281 | 8101803 | no | no |  |  | no |  |  | 1416747.489 | 15279424.838 |  | -1
node_1416816_668_15276574_593 |  |  | PQ | AN | 2771.281 | 8101803 | no | no |  |  | no |  |  | 1416816.668 | 15276574.593 |  | -1
node_1416825_472_15275796_553 |  |  | PQ | AN | 1066.732 | 8101803 | no | no |  |  | no |  |  | 1416825.472 | 15275796.553 |  | -1
node_1416918_497_15275251_63 |  |  | PQ | AN | 1066.732 | 8101803 | no | no |  |  | no |  |  | 1416918.497 | 15275251.63 |  | -1
node_1416944_916_15276150_806 |  |  | PQ | AN | 2771.281 | 8101803 | no | no |  |  | no |  |  | 1416944.916 | 15276150.806 |  | -1
node_1416965_735_15277020_198 |  |  | PQ | AN | 2771.281 | 8101803 | no | no |  |  | no |  |  | 1416965.735 | 15277020.198 |  | -1
node_1416996_988_15279398_499 |  |  | PQ | ABCN | 2771.281 | 8101803 | no | no |  |  | no |  |  | 1416996.988 | 15279398.499 |  | -1
node_1417011_617_15276530_215 |  |  | PQ | AN | 2771.281 | 8101803 | no | no |  |  | no |  |  | 1417011.617 | 15276530.215 |  | -1
node_1417127_815_15276627_171 |  |  | PQ | AN | 2771.281 | 8101803 | no | no |  |  | no |  |  | 1417127.815 | 15276627.171 |  | -1
node_1417142_122_15276204_435 |  |  | PQ | AN | 2771.281 | 8101803 | no | no |  |  | no |  |  | 1417142.122 | 15276204.435 |  | -1
node_1417179_027_15279411_475 |  |  | PQ | ABCN | 2771.281 | 8101803 | no | no |  |  | no |  |  | 1417179.027 | 15279411.475 |  | -1
node_1417207_199_15276392_213 |  |  | PQ | AN | 2771.281 | 8101803 | no | no |  |  | no |  |  | 1417207.199 | 15276392.213 |  | -1
node_1417229_72_15268435_975 |  |  | PQ | ABCN | 2771.281 | 8101803 | no | no |  |  | no |  |  | 1417229.72 | 15268435.975 |  | -1
node_1417303_727_15276895_72 |  |  | PQ | AN | 7199.557 | 8101803 | no | no |  |  | no |  |  | 1417303.727 | 15276895.72 |  | -1
node_1417306_483_15276235_256 |  |  | PQ | AN | 2771.281 | 8101803 | no | no |  |  | no |  |  | 1417306.483 | 15276235.256 |  | -1
node_1417394_553_15275069_45 |  |  | PQ | AN | 1066.732 | 8101803 | no | no |  |  | no |  |  | 1417394.553 | 15275069.45 |  | -1
node_1417403_159_15279424_799 |  |  | PQ | ABCN | 2771.281 | 8101803 | no | no |  |  | no |  |  | 1417403.159 | 15279424.799 |  | -1
node_1417436_624_15267763_195 |  |  | PQ | ABCN | 2771.281 | 8101803 | no | no |  |  | no |  |  | 1417436.624 | 15267763.195 |  | -1
node_1417438_846_15267927_462 |  |  | PQ | ABCN | 2771.281 | 8101803 | no | no |  |  | no |  |  | 1417438.846 | 15267927.462 |  | -1
node_1417503_01_15276257_591 |  |  | PQ | AN | 2771.281 | 8101803 | no | no |  |  | no |  |  | 1417503.01 | 15276257.591 |  | -1
node_1417542_682_15276867_552 |  |  | PQ | AN | 7199.557 | 8101803 | no | no |  |  | no |  |  | 1417542.682 | 15276867.552 |  | -1
node_1417748_757_15276320_031 |  |  | PQ | AN | 2771.281 | 8101803 | no | no |  |  | no |  |  | 1417748.757 | 15276320.031 |  | -1
node_1417810_496_15279467_723 |  |  | PQ | ABCN | 2771.281 | 8101803 | no | no |  |  | no |  |  | 1417810.496 | 15279467.723 |  | -1
node_1417939_711_15279475_292 |  |  | PQ | ABCN | 2771.281 | 8101803 | no | no |  |  | no |  |  | 1417939.711 | 15279475.292 |  | -1
node_1418180_587_15279525_433 |  |  | PQ | ABCN | 2771.281 | 8101803 | no | no |  |  | no |  |  | 1418180.587 | 15279525.433 |  | -1
node_8101803_200818551 |  |  | PQ | AN | 2771.281 | 8101803 | no | no |  |  | no |  |  | 1399684.032 | 15261291.173 |  | -1
node_8101803_200818552 |  |  | PQ | AD | 2771.281 | 8101803 | no | no |  |  | no |  |  | 1404183.275 | 15260728.509 |  | -1
node_8101803_200818553 |  |  | PQ | AD | 2771.281 | 8101803 | no | no |  |  | no |  |  | 1403807.378 | 15260798.528 |  | -1
node_8101803_200818554 |  |  | PQ | AN | 2771.281 | 8101803 | no | no |  |  | no |  |  | 1403637.643 | 15260824.502 |  | -1
node_8101803_200818555 |  |  | PQ | AD | 2771.281 | 8101803 | no | no |  |  | no |  |  | 1403458.502 | 15260830.911 |  | -1
node_8101803_200818556 |  |  | PQ | AN | 2771.281 | 8101803 | no | no |  |  | no |  |  | 1403119.239 | 15260717.53 |  | -1
node_8101803_200818559 |  |  | PQ | AD | 2771.281 | 8101803 | no | no |  |  | no |  |  | 1402770.878 | 15260686.323 |  | -1
node_8101803_200818560 |  |  | PQ | AN | 2771.281 | 8101803 | no | no |  |  | no |  |  | 1402366.482 | 15260618.47 |  | -1
node_8101803_200818562 |  |  | PQ | AN | 2771.281 | 8101803 | no | no |  |  | no |  |  | 1402031.408 | 15260564.508 |  | -1
node_8101803_200818563 |  |  | PQ | AN | 2771.281 | 8101803 | no | no |  |  | no |  |  | 1401806.335 | 15260538.689 |  | -1
node_8101803_200818565 |  |  | PQ | AN | 2771.281 | 8101803 | no | no |  |  | no |  |  | 1401406.269 | 15260472.4 |  | -1
node_8101803_200818566 |  |  | PQ | AN | 2771.281 | 8101803 | no | no |  |  | no |  |  | 1401195.716 | 15260525.008 |  | -1
node_8101803_200818568 |  |  | PQ | AD | 2771.281 | 8101803 | no | no |  |  | no |  |  | 1401018.122 | 15260550.789 |  | -1
node_8101803_200818570 |  |  | PQ | AN | 2771.281 | 8101803 | no | no |  |  | no |  |  | 1401063.501 | 15260270.913 |  | -1
node_8101803_200818571 |  |  | PQ | AN | 2771.281 | 8101803 | no | no |  |  | no |  |  | 1400829.357 | 15260573.369 |  | -1
node_8101803_200818572 |  |  | PQ | AN | 2771.281 | 8101803 | no | no |  |  | no |  |  | 1400497.17 | 15260630.74 |  | -1
node_8101803_200818574 |  |  | PQ | AD | 2771.281 | 8101803 | no | no |  |  | no |  |  | 1400222.189 | 15260670.663 |  | -1
node_8101803_200818576 |  |  | PQ | AN | 2771.281 | 8101803 | no | no |  |  | no |  |  | 1400077.105 | 15260673.631 |  | -1
node_8101803_200818577 |  |  | PQ | AD | 2771.281 | 8101803 | no | no |  |  | no |  |  | 1399922.802 | 15260683.038 |  | -1
node_8101803_200818579 |  |  | PQ | AD | 2771.281 | 8101803 | no | no |  |  | no |  |  | 1399724.016 | 15260848.164 |  | -1
node_8101803_200818580 |  |  | PQ | AD | 2771.281 | 8101803 | no | no |  |  | no |  |  | 1399593.281 | 15260972.129 |  | -1
node_8101803_200818581 |  |  | PQ | AN | 2771.281 | 8101803 | no | no |  |  | no |  |  | 1399452.461 | 15261079.013 |  | -1
node_8101803_200818582 |  |  | PQ | AN | 2771.281 | 8101803 | no | no |  |  | no |  |  | 1399183.366 | 15261262.804 |  | -1
node_8101803_200818583 |  |  | PQ | AD | 2771.281 | 8101803 | no | no |  |  | no |  |  | 1398866.854 | 15261481.185 |  | -1
node_8101803_200818584 |  |  | PQ | AN | 2771.281 | 8101803 | no | no |  |  | no |  |  | 1398492.179 | 15261728.623 |  | -1
node_8101803_200818586 |  |  | PQ | AN | 2771.281 | 8101803 | no | no |  |  | no |  |  | 1398502.191 | 15262129.477 |  | -1
node_8101803_200818587 |  |  | PQ | AD | 2771.281 | 8101803 | no | no |  |  | no |  |  | 1398425.251 | 15262172.816 |  | -1
node_8101803_200818588 |  |  | PQ | AN | 2771.281 | 8101803 | no | no |  |  | no |  |  | 1398347.015 | 15262508.251 |  | -1
node_8101803_200818589 |  |  | PQ | AD | 2771.281 | 8101803 | no | no |  |  | no |  |  | 1398096.137 | 15261815.824 |  | -1
node_8101803_200818590 |  |  | PQ | AN | 2771.281 | 8101803 | no | no |  |  | no |  |  | 1397723.872 | 15261905.51 |  | -1
node_8101803_200818591 |  |  | PQ | AN | 2771.281 | 8101803 | no | no |  |  | no |  |  | 1397750.06 | 15262100.915 |  | -1
node_8101803_200818592 |  |  | PQ | AD | 2771.281 | 8101803 | no | no |  |  | no |  |  | 1397416.859 | 15262015.498 |  | -1
node_8101803_200818593 |  |  | PQ | AN | 2771.281 | 8101803 | no | no |  |  | no |  |  | 1397228.569 | 15262070.471 |  | -1
node_8101803_200818596 |  |  | PQ | AD | 2771.281 | 8101803 | no | no |  |  | no |  |  | 1396976.833 | 15262050.654 |  | -1
node_8101803_200818597 |  |  | PQ | AN | 2771.281 | 8101803 | no | no |  |  | no |  |  | 1396738.157 | 15261996.711 |  | -1
node_8101803_200818598 |  |  | PQ | AN | 2771.281 | 8101803 | no | no |  |  | no |  |  | 1396454.689 | 15262080.327 |  | -1
node_8101803_200818600 |  |  | PQ | AN | 2771.281 | 8101803 | no | no |  |  | no |  |  | 1396218.508 | 15262200.823 |  | -1
node_8101803_200818601 |  |  | PQ | AD | 2771.281 | 8101803 | no | no |  |  | no |  |  | 1403289.54 | 15257524.943 |  | -1
node_8101803_200818602 |  |  | PQ | AN | 2771.281 | 8101803 | no | no |  |  | no |  |  | 1403233.505 | 15257758.298 |  | -1
node_8101803_200818603 |  |  | PQ | AD | 2771.281 | 8101803 | no | no |  |  | no |  |  | 1402911.595 | 15257434.126 |  | -1
node_8101803_200818604 |  |  | PQ | AD | 2771.281 | 8101803 | no | no |  |  | no |  |  | 1402656.913 | 15257369.678 |  | -1
node_8101803_200818605 |  |  | PQ | AD | 2771.281 | 8101803 | no | no |  |  | no |  |  | 1402316.673 | 15257293.833 |  | -1
node_8101803_200818606 |  |  | PQ | AN | 2771.281 | 8101803 | no | no |  |  | no |  |  | 1401992.83 | 15257219.747 |  | -1
node_8101803_200818607 |  |  | PQ | AD | 2771.281 | 8101803 | no | no |  |  | no |  |  | 1401942.021 | 15257584.928 |  | -1
node_8101803_200818608 |  |  | PQ | AD | 2771.281 | 8101803 | no | no |  |  | no |  |  | 1402158.006 | 15257677.461 |  | -1
node_8101803_200818609 |  |  | PQ | AN | 2771.281 | 8101803 | no | no |  |  | no |  |  | 1402376.178 | 15257709.341 |  | -1
node_8101803_200818610 |  |  | PQ | AD | 2771.281 | 8101803 | no | no |  |  | no |  |  | 1401768.193 | 15257889.323 |  | -1
node_8101803_200818611 |  |  | PQ | AN | 2771.281 | 8101803 | no | no |  |  | no |  |  | 1401449.435 | 15257735.863 |  | -1
node_8101803_200818613 |  |  | PQ | AD | 2771.281 | 8101803 | no | no |  |  | no |  |  | 1401153.591 | 15257696.225 |  | -1
node_8101803_200818614 |  |  | PQ | AD | 2771.281 | 8101803 | no | no |  |  | no |  |  | 1400855.753 | 15257637.985 |  | -1
node_8101803_200818615 |  |  | PQ | AD | 2771.281 | 8101803 | no | no |  |  | no |  |  | 1400569.817 | 15257597.159 |  | -1
node_8101803_200818616 |  |  | PQ | AN | 2771.281 | 8101803 | no | no |  |  | no |  |  | 1400272.729 | 15257552.155 |  | -1
node_8101803_200818618 |  |  | PQ | AN | 2771.281 | 8101803 | no | no |  |  | no |  |  | 1399929.746 | 15257495.697 |  | -1
node_8101803_200818619 |  |  | PQ | AN | 2771.281 | 8101803 | no | no |  |  | no |  |  | 1399596.774 | 15257390.363 |  | -1
node_8101803_200818621 |  |  | PQ | AD | 2771.281 | 8101803 | no | no |  |  | no |  |  | 1399370.362 | 15257122.505 |  | -1
node_8101803_200818622 |  |  | PQ | AN | 2771.281 | 8101803 | no | no |  |  | no |  |  | 1399109.139 | 15256914.097 |  | -1
node_8101803_200818623 |  |  | PQ | AD | 2771.281 | 8101803 | no | no |  |  | no |  |  | 1398966.603 | 15256671.983 |  | -1
node_8101803_200818624 |  |  | PQ | AN | 2771.281 | 8101803 | no | no |  |  | no |  |  | 1398748.254 | 15256490.334 |  | -1
node_8101803_200818625 |  |  | PQ | AD | 2771.281 | 8101803 | no | no |  |  | no |  |  | 1398603.417 | 15256176.308 |  | -1
node_8101803_200818626 |  |  | PQ | AN | 2771.281 | 8101803 | no | no |  |  | no |  |  | 1403692.537 | 15258841.932 |  | -1
node_8101803_200818627 |  |  | PQ | AN | 2771.281 | 8101803 | no | no |  |  | no |  |  | 1403477.479 | 15258712.723 |  | -1
node_8101803_200818628 |  |  | PQ | AD | 2771.281 | 8101803 | no | no |  |  | no |  |  | 1403593.444 | 15258615.795 |  | -1
node_8101803_200818629 |  |  | PQ | AD | 2771.281 | 8101803 | no | no |  |  | no |  |  | 1403336.493 | 15258498.805 |  | -1
node_8101803_200818630 |  |  | PQ | AN | 2771.281 | 8101803 | no | no |  |  | no |  |  | 1403088.502 | 15258387.522 |  | -1
node_8101803_200818632 |  |  | PQ | AN | 2771.281 | 8101803 | no | no |  |  | no |  |  | 1403681.424 | 15257612.803 |  | -1
node_8101803_200819820 |  |  | PQ | AN | 2771.281 | 8101803 | no | no |  |  | no |  |  | 1402277.618 | 15264654.225 |  | -1
node_8101803_200819822 |  |  | PQ | AD | 2771.281 | 8101803 | no | no |  |  | no |  |  | 1402047.015 | 15264650.862 |  | -1
node_8101803_200819823 |  |  | PQ | AD | 2771.281 | 8101803 | no | no |  |  | no |  |  | 1401759.457 | 15264647.505 |  | -1
node_8101803_200819824 |  |  | PQ | AD | 2771.281 | 8101803 | no | no |  |  | no |  |  | 1401449.399 | 15264650.394 |  | -1
node_8101803_200819825 |  |  | PQ | AD | 2771.281 | 8101803 | no | no |  |  | no |  |  | 1401159.111 | 15264648.177 |  | -1
node_8101803_200819826 |  |  | PQ | AN | 2771.281 | 8101803 | no | no |  |  | no |  |  | 1400866.783 | 15264644.766 |  | -1
node_8101803_200828852 |  |  | PQ | AN | 7199.557 | 8101803 | no | no |  |  | no |  |  | 1417331.741 | 15276913.404 |  | -1
node_8101803_200828855 |  |  | PQ | AN | 7199.557 | 8101803 | no | no |  |  | no |  |  | 1417517.442 | 15276851.263 |  | -1
node_8101803_200828970 |  |  | PQ | AN | 1066.732 | 8101803 | no | no |  |  | no |  |  | 1416911.152 | 15275760.527 |  | -1
node_8101803_200828978 |  |  | PQ | AN | 1066.732 | 8101803 | no | no |  |  | no |  |  | 1417384.455 | 15275105.172 |  | -1
node_8101803_200828980 |  |  | PQ | AN | 1066.732 | 8101803 | no | no |  |  | no |  |  | 1416432.01 | 15274938.549 |  | -1
node_8101803_200828982 |  |  | PQ | AN | 1066.732 | 8101803 | no | no |  |  | no |  |  | 1416381.711 | 15274484.4 |  | -1
node_8101803_200828987 |  |  | PQ | AN | 1066.732 | 8101803 | no | no |  |  | no |  |  | 1416103.601 | 15273893.674 |  | -1
node_8101803_200829126 |  |  | PQ | AD | 2771.281 | 8101803 | no | no |  |  | no |  |  | 1408508.222 | 15264240.53 |  | -1
node_8101803_200829168 |  |  | PQ | AD | 2771.281 | 8101803 | no | no |  |  | no |  |  | 1402990.168 | 15271530.801 |  | -1
node_8101803_200829169 |  |  | PQ | AN | 2771.281 | 8101803 | no | no |  |  | no |  |  | 1403183.177 | 15271230.183 |  | -1
node_8101803_200829171 |  |  | PQ | AN | 2771.281 | 8101803 | no | no |  |  | no |  |  | 1403202.002 | 15270848.392 |  | -1
node_8101803_200829172 |  |  | PQ | AD | 2771.281 | 8101803 | no | no |  |  | no |  |  | 1403223.529 | 15270451.264 |  | -1
node_8101803_200829173 |  |  | PQ | AD | 2771.281 | 8101803 | no | no |  |  | no |  |  | 1403237.8 | 15270147.376 |  | -1
node_8101803_200829175 |  |  | PQ | AD | 2771.281 | 8101803 | no | no |  |  | no |  |  | 1403249.138 | 15269577.293 |  | -1
node_8101803_200829177 |  |  | PQ | AN | 2771.281 | 8101803 | no | no |  |  | no |  |  | 1403452.084 | 15268499.931 |  | -1
node_8101803_200829178 |  |  | PQ | AN | 2771.281 | 8101803 | no | no |  |  | no |  |  | 1403596.709 | 15268272.536 |  | -1
node_8101803_200829179 |  |  | PQ | AN | 2771.281 | 8101803 | no | no |  |  | no |  |  | 1403556.934 | 15268248.516 |  | -1
node_8101803_200829181 |  |  | PQ | AD | 2771.281 | 8101803 | no | no |  |  | no |  |  | 1403692.042 | 15268247.236 |  | -1
node_8101803_200829183 |  |  | PQ | AD | 2771.281 | 8101803 | no | no |  |  | no |  |  | 1404007.018 | 15268110.335 |  | -1
node_8101803_200829184 |  |  | PQ | AN | 2771.281 | 8101803 | no | no |  |  | no |  |  | 1404184.076 | 15268042.366 |  | -1
node_8101803_200829185 |  |  | PQ | AD | 2771.281 | 8101803 | no | no |  |  | no |  |  | 1404331.151 | 15267982.83 |  | -1
node_8101803_200829186 |  |  | PQ | AD | 2771.281 | 8101803 | no | no |  |  | no |  |  | 1404320.513 | 15267953.438 |  | -1
node_8101803_200829187 |  |  | PQ | AN | 2771.281 | 8101803 | no | no |  |  | no |  |  | 1404207.442 | 15267683.823 |  | -1
node_8101803_200829188 |  |  | PQ | AN | 2771.281 | 8101803 | no | no |  |  | no |  |  | 1404794.921 | 15267815.434 |  | -1
node_8101803_200829189 |  |  | PQ | AD | 2771.281 | 8101803 | no | no |  |  | no |  |  | 1404756.582 | 15267776.356 |  | -1
node_8101803_200829190 |  |  | PQ | AD | 2771.281 | 8101803 | no | no |  |  | no |  |  | 1404749.812 | 15267757.718 |  | -1
node_8101803_200829191 |  |  | PQ | AN | 2771.281 | 8101803 | no | no |  |  | no |  |  | 1404652.792 | 15267492.391 |  | -1
node_8101803_200829192 |  |  | PQ | AD | 2771.281 | 8101803 | no | no |  |  | no |  |  | 1405006.603 | 15267731.372 |  | -1
node_8101803_200829193 |  |  | PQ | AD | 2771.281 | 8101803 | no | no |  |  | no |  |  | 1405257.144 | 15267632.011 |  | -1
node_8101803_200829194 |  |  | PQ | AD | 2771.281 | 8101803 | no | no |  |  | no |  |  | 1405424.167 | 15267562.609 |  | -1
node_8101803_200829195 |  |  | PQ | AN | 2771.281 | 8101803 | no | no |  |  | no |  |  | 1405601.64 | 15267486.266 |  | -1
node_8101803_200829197 |  |  | PQ | AD | 2771.281 | 8101803 | no | no |  |  | no |  |  | 1405586.699 | 15267538.802 |  | -1
node_8101803_200829198 |  |  | PQ | AN | 2771.281 | 8101803 | no | no |  |  | no |  |  | 1405643.341 | 15267748.622 |  | -1
node_8101803_200829199 |  |  | PQ | AD | 2771.281 | 8101803 | no | no |  |  | no |  |  | 1405746.223 | 15267426.422 |  | -1
node_8101803_200829200 |  |  | PQ | AD | 2771.281 | 8101803 | no | no |  |  | no |  |  | 1405937.464 | 15267345.354 |  | -1
node_8101803_200829201 |  |  | PQ | AD | 2771.281 | 8101803 | no | no |  |  | no |  |  | 1406093.311 | 15267286.15 |  | -1
node_8101803_200829202 |  |  | PQ | AN | 2771.281 | 8101803 | no | no |  |  | no |  |  | 1406250.807 | 15267218.662 |  | -1
node_8101803_200829203 |  |  | PQ | AD | 2771.281 | 8101803 | no | no |  |  | no |  |  | 1406410.54 | 15267118.604 |  | -1
node_8101803_200829205 |  |  | PQ | AD | 2771.281 | 8101803 | no | no |  |  | no |  |  | 1406866.986 | 15266934.314 |  | -1
node_8101803_200829206 |  |  | PQ | AN | 2771.281 | 8101803 | no | no |  |  | no |  |  | 1407013.48 | 15266877.763 |  | -1
node_8101803_200829207 |  |  | PQ | AN | 2771.281 | 8101803 | no | no |  |  | no |  |  | 1407085.553 | 15267031.83 |  | -1
node_8101803_200829209 |  |  | PQ | AN | 2771.281 | 8101803 | no | no |  |  | no |  |  | 1407087.363 | 15266534.015 |  | -1
node_8101803_200829210 |  |  | PQ | AD | 2771.281 | 8101803 | no | no |  |  | no |  |  | 1407151.824 | 15266422.332 |  | -1
node_8101803_200829211 |  |  | PQ | AN | 2771.281 | 8101803 | no | no |  |  | no |  |  | 1407164.026 | 15266265.594 |  | -1
node_8101803_200829212 |  |  | PQ | AD | 2771.281 | 8101803 | no | no |  |  | no |  |  | 1407166.297 | 15266072.888 |  | -1
node_8101803_200829213 |  |  | PQ | AN | 2771.281 | 8101803 | no | no |  |  | no |  |  | 1407365.336 | 15265929.799 |  | -1
node_8101803_200829214 |  |  | PQ | AN | 2771.281 | 8101803 | no | no |  |  | no |  |  | 1407232.673 | 15265682.078 |  | -1
node_8101803_200829216 |  |  | PQ | AD | 2771.281 | 8101803 | no | no |  |  | no |  |  | 1407295.503 | 15265451.823 |  | -1
node_8101803_200829217 |  |  | PQ | AD | 2771.281 | 8101803 | no | no |  |  | no |  |  | 1407397.792 | 15265227.227 |  | -1
node_8101803_200829218 |  |  | PQ | AD | 2771.281 | 8101803 | no | no |  |  | no |  |  | 1407537.915 | 15265081.228 |  | -1
node_8101803_200829220 |  |  | PQ | AN | 2771.281 | 8101803 | no | no |  |  | no |  |  | 1407632.779 | 15264948.193 |  | -1
node_8101803_200829223 |  |  | PQ | AN | 2771.281 | 8101803 | no | no |  |  | no |  |  | 1407940.904 | 15264856.038 |  | -1
node_8101803_200829228 |  |  | PQ | AN | 2771.281 | 8101803 | no | no |  |  | no |  |  | 1408112.051 | 15264753.573 |  | -1
node_8101803_200829229 |  |  | PQ | AD | 2771.281 | 8101803 | no | no |  |  | no |  |  | 1408084.466 | 15264555.35 |  | -1
node_8101803_200829230 |  |  | PQ | AN | 2771.281 | 8101803 | no | no |  |  | no |  |  | 1408305.323 | 15264569.844 |  | -1
node_8101803_200829231 |  |  | PQ | AD | 2771.281 | 8101803 | no | no |  |  | no |  |  | 1408110.929 | 15264275.181 |  | -1
node_8101803_200829232 |  |  | PQ | AN | 2771.281 | 8101803 | no | no |  |  | no |  |  | 1408131.024 | 15264124.128 |  | -1
node_8101803_200829234 |  |  | PQ | AD | 2771.281 | 8101803 | no | no |  |  | no |  |  | 1408207.775 | 15264162.19 |  | -1
node_8101803_200829235 |  |  | PQ | AN | 2771.281 | 8101803 | no | no |  |  | no |  |  | 1408144.614 | 15264010.266 |  | -1
node_8101803_200829236 |  |  | PQ | AD | 2771.281 | 8101803 | no | no |  |  | no |  |  | 1408175.421 | 15263739.182 |  | -1
node_8101803_200829237 |  |  | PQ | AN | 2771.281 | 8101803 | no | no |  |  | no |  |  | 1408201.484 | 15263479.059 |  | -1
node_8101803_200829240 |  |  | PQ | AD | 2771.281 | 8101803 | no | no |  |  | no |  |  | 1408161.316 | 15263255.614 |  | -1
node_8101803_200829241 |  |  | PQ | AD | 2771.281 | 8101803 | no | no |  |  | no |  |  | 1408120.683 | 15263008.632 |  | -1
node_8101803_200829242 |  |  | PQ | AD | 2771.281 | 8101803 | no | no |  |  | no |  |  | 1408208.854 | 15262823.838 |  | -1
node_8101803_200829243 |  |  | PQ | AN | 2771.281 | 8101803 | no | no |  |  | no |  |  | 1408326.34 | 15263009.855 |  | -1
node_8101803_200829244 |  |  | PQ | AD | 2771.281 | 8101803 | no | no |  |  | no |  |  | 1408509.561 | 15262981.003 |  | -1
node_8101803_200829245 |  |  | PQ | AN | 2771.281 | 8101803 | no | no |  |  | no |  |  | 1408707.349 | 15262958.876 |  | -1
node_8101803_200829247 |  |  | PQ | AN | 2771.281 | 8101803 | no | no |  |  | no |  |  | 1408237.927 | 15262418.665 |  | -1
node_8101803_200829250 |  |  | PQ | AD | 2771.281 | 8101803 | no | no |  |  | no |  |  | 1408362.687 | 15262216.329 |  | -1
node_8101803_200829252 |  |  | PQ | AN | 2771.281 | 8101803 | no | no |  |  | no |  |  | 1408334.233 | 15261950.348 |  | -1
node_8101803_200829253 |  |  | PQ | AN | 2771.281 | 8101803 | no | no |  |  | no |  |  | 1408267.456 | 15261756.188 |  | -1
node_8101803_200829259 |  |  | PQ | AN | 2771.281 | 8101803 | no | no |  |  | no |  |  | 1409017.69 | 15265731.747 |  | -1
node_8101803_200829260 |  |  | PQ | AD | 2771.281 | 8101803 | no | no |  |  | no |  |  | 1408982.747 | 15265587.721 |  | -1
node_8101803_200829261 |  |  | PQ | AD | 2771.281 | 8101803 | no | no |  |  | no |  |  | 1408934.307 | 15265348.72 |  | -1
node_8101803_200829262 |  |  | PQ | AN | 2771.281 | 8101803 | no | no |  |  | no |  |  | 1408688.25 | 15265087.712 |  | -1
node_8101803_200829263 |  |  | PQ | AN | 2771.281 | 8101803 | no | no |  |  | no |  |  | 1408058.707 | 15262635.178 |  | -1
node_8101803_200829264 |  |  | PQ | AD | 2771.281 | 8101803 | no | no |  |  | no |  |  | 1407769.935 | 15262435.486 |  | -1
node_8101803_200829265 |  |  | PQ | AN | 2771.281 | 8101803 | no | no |  |  | no |  |  | 1407872.344 | 15262307.148 |  | -1
node_8101803_200829266 |  |  | PQ | AD | 2771.281 | 8101803 | no | no |  |  | no |  |  | 1405495.251 | 15260820.891 |  | -1
node_8101803_200829267 |  |  | PQ | AN | 2771.281 | 8101803 | no | no |  |  | no |  |  | 1405314.65 | 15260458.205 |  | -1
node_8101803_200829268 |  |  | PQ | AN | 2771.281 | 8101803 | no | no |  |  | no |  |  | 1405162.237 | 15260240.369 |  | -1
node_8101803_200829270 |  |  | PQ | AD | 2771.281 | 8101803 | no | no |  |  | no |  |  | 1404775.675 | 15260467.678 |  | -1
node_8101803_200829271 |  |  | PQ | AD | 2771.281 | 8101803 | no | no |  |  | no |  |  | 1404433.518 | 15260635.294 |  | -1
node_8101803_200829272 |  |  | PQ | AN | 2771.281 | 8101803 | no | no |  |  | no |  |  | 1407504.358 | 15262274.567 |  | -1
node_8101803_200829273 |  |  | PQ | AD | 2771.281 | 8101803 | no | no |  |  | no |  |  | 1407331.011 | 15262068.637 |  | -1
node_8101803_200829274 |  |  | PQ | AN | 2771.281 | 8101803 | no | no |  |  | no |  |  | 1407200.2 | 15261684.007 |  | -1
node_8101803_200829276 |  |  | PQ | AN | 2771.281 | 8101803 | no | no |  |  | no |  |  | 1407101.58 | 15261450.75 |  | -1
node_8101803_200829278 |  |  | PQ | AD | 2771.281 | 8101803 | no | no |  |  | no |  |  | 1406786.555 | 15261414.637 |  | -1
node_8101803_200829279 |  |  | PQ | AD | 2771.281 | 8101803 | no | no |  |  | no |  |  | 1406570.028 | 15261378.774 |  | -1
node_8101803_200829280 |  |  | PQ | AN | 2771.281 | 8101803 | no | no |  |  | no |  |  | 1406442.51 | 15261148.461 |  | -1
node_8101803_200829281 |  |  | PQ | AN | 2771.281 | 8101803 | no | no |  |  | no |  |  | 1406092.184 | 15261319.884 |  | -1
node_8101803_200829283 |  |  | PQ | AD | 2771.281 | 8101803 | no | no |  |  | no |  |  | 1405823.644 | 15261069.596 |  | -1
node_8101803_200829284 |  |  | PQ | AN | 2771.281 | 8101803 | no | no |  |  | no |  |  | 1405573.516 | 15261155.179 |  | -1
node_8101803_200829285 |  |  | PQ | AD | 2771.281 | 8101803 | no | no |  |  | no |  |  | 1405041.771 | 15260074.83 |  | -1
node_8101803_200829286 |  |  | PQ | AN | 2771.281 | 8101803 | no | no |  |  | no |  |  | 1404745.721 | 15259673.398 |  | -1
node_8101803_200829288 |  |  | PQ | AD | 2771.281 | 8101803 | no | no |  |  | no |  |  | 1404524.376 | 15259409.359 |  | -1
node_8101803_200829289 |  |  | PQ | AD | 2771.281 | 8101803 | no | no |  |  | no |  |  | 1404280.979 | 15259222.159 |  | -1
node_8101803_200829290 |  |  | PQ | AD | 2771.281 | 8101803 | no | no |  |  | no |  |  | 1404091.13 | 15259073.619 |  | -1
node_8101803_200829291 |  |  | PQ | AD | 2771.281 | 8101803 | no | no |  |  | no |  |  | 1403896.854 | 15258959.025 |  | -1
node_8101803_200829292 |  |  | PQ | AD | 2771.281 | 8101803 | no | no |  |  | no |  |  | 1404102.274 | 15258183.132 |  | -1
node_8101803_200829293 |  |  | PQ | AD | 2771.281 | 8101803 | no | no |  |  | no |  |  | 1404309.754 | 15257993.429 |  | -1
node_8101803_200829295 |  |  | PQ | AN | 2771.281 | 8101803 | no | no |  |  | no |  |  | 1404311.976 | 15257763.59 |  | -1
node_8101803_200829296 |  |  | PQ | AD | 2771.281 | 8101803 | no | no |  |  | no |  |  | 1404054.21 | 15257705.774 |  | -1
node_8101803_200829297 |  |  | PQ | AD | 2771.281 | 8101803 | no | no |  |  | no |  |  | 1404070.343 | 15257304.979 |  | -1
node_8101803_200829298 |  |  | PQ | AN | 2771.281 | 8101803 | no | no |  |  | no |  |  | 1403937.631 | 15257206.377 |  | -1
node_8101803_200829299 |  |  | PQ | AN | 2771.281 | 8101803 | no | no |  |  | no |  |  | 1404123.52 | 15256882.083 |  | -1
node_8101803_200829308 |  |  | PQ | AD | 2771.281 | 8101803 | no | no |  |  | no |  |  | 1407178.036 | 15266864.954 |  | -1
node_8101803_200829309 |  |  | PQ | AN | 2771.281 | 8101803 | no | no |  |  | no |  |  | 1409082.395 | 15266529.836 |  | -1
node_8101803_200829310 |  |  | PQ | AN | 2771.281 | 8101803 | no | no |  |  | no |  |  | 1407342.802 | 15266806.137 |  | -1
node_8101803_200829311 |  |  | PQ | AN | 2771.281 | 8101803 | no | no |  |  | no |  |  | 1407498.695 | 15266745.904 |  | -1
node_8101803_200829312 |  |  | PQ | AN | 2771.281 | 8101803 | no | no |  |  | no |  |  | 1407698.299 | 15266680.305 |  | -1
node_8101803_200829313 |  |  | PQ | AD | 2771.281 | 8101803 | no | no |  |  | no |  |  | 1407881.584 | 15266617.576 |  | -1
node_8101803_200829314 |  |  | PQ | AD | 2771.281 | 8101803 | no | no |  |  | no |  |  | 1408083.89 | 15266549.168 |  | -1
node_8101803_200829315 |  |  | PQ | AN | 2771.281 | 8101803 | no | no |  |  | no |  |  | 1408310.367 | 15266546.458 |  | -1
node_8101803_200829316 |  |  | PQ | AD | 2771.281 | 8101803 | no | no |  |  | no |  |  | 1408507.834 | 15266537.967 |  | -1
node_8101803_200829317 |  |  | PQ | AN | 2771.281 | 8101803 | no | no |  |  | no |  |  | 1408799.251 | 15266533.51 |  | -1
node_8101803_200829318 |  |  | PQ | AD | 2771.281 | 8101803 | no | no |  |  | no |  |  | 1408907.558 | 15266534.932 |  | -1
node_8101803_200829375 |  |  | PQ | AN | 2771.281 | 8101803 | no | no |  |  | no |  |  | 1414275.129 | 15277268.309 |  | -1
node_8101803_200829376 |  |  | PQ | AN | 2771.281 | 8101803 | no | no |  |  | no |  |  | 1414157.415 | 15277166.254 |  | -1
node_8101803_200829377 |  |  | PQ | AD | 2771.281 | 8101803 | no | no |  |  | no |  |  | 1411211.318 | 15278658.968 |  | -1
node_8101803_200829378 |  |  | PQ | AN | 2771.281 | 8101803 | no | no |  |  | no |  |  | 1410959.438 | 15278940.218 |  | -1
node_8101803_200829379 |  |  | PQ | AD | 2771.281 | 8101803 | no | no |  |  | no |  |  | 1410823.908 | 15279095.184 |  | -1
node_8101803_200829380 |  |  | PQ | AN | 2771.281 | 8101803 | no | no |  |  | no |  |  | 1410856.223 | 15279395.706 |  | -1
node_8101803_200829381 |  |  | PQ | AD | 2771.281 | 8101803 | no | no |  |  | no |  |  | 1410789.681 | 15279118.351 |  | -1
node_8101803_200829382 |  |  | PQ | AD | 2771.281 | 8101803 | no | no |  |  | no |  |  | 1414042.535 | 15277063.548 |  | -1
node_8101803_200829383 |  |  | PQ | AD | 2771.281 | 8101803 | no | no |  |  | no |  |  | 1413780.006 | 15276841.961 |  | -1
node_8101803_200829384 |  |  | PQ | AN | 2771.281 | 8101803 | no | no |  |  | no |  |  | 1413559.227 | 15276755.191 |  | -1
node_8101803_200829385 |  |  | PQ | AN | 2771.281 | 8101803 | no | no |  |  | no |  |  | 1413653.92 | 15276740.442 |  | -1
node_8101803_200829386 |  |  | PQ | AD | 2771.281 | 8101803 | no | no |  |  | no |  |  | 1413406.625 | 15276700.17 |  | -1
node_8101803_200829387 |  |  | PQ | AN | 2771.281 | 8101803 | no | no |  |  | no |  |  | 1413236.112 | 15276683.956 |  | -1
node_8101803_200829389 |  |  | PQ | AD | 2771.281 | 8101803 | no | no |  |  | no |  |  | 1412992.916 | 15276673.458 |  | -1
node_8101803_200829390 |  |  | PQ | AN | 2771.281 | 8101803 | no | no |  |  | no |  |  | 1412843.835 | 15276716.864 |  | -1
node_8101803_200829391 |  |  | PQ | AD | 2771.281 | 8101803 | no | no |  |  | no |  |  | 1412740.509 | 15276874.789 |  | -1
node_8101803_200829392 |  |  | PQ | AN | 2771.281 | 8101803 | no | no |  |  | no |  |  | 1412878.646 | 15277273.352 |  | -1
node_8101803_200829395 |  |  | PQ | AN | 2771.281 | 8101803 | no | no |  |  | no |  |  | 1412707.191 | 15276780.649 |  | -1
node_8101803_200829396 |  |  | PQ | AN | 2771.281 | 8101803 | no | no |  |  | no |  |  | 1412424.564 | 15276913.479 |  | -1
node_8101803_200829397 |  |  | PQ | AN | 2771.281 | 8101803 | no | no |  |  | no |  |  | 1412372.532 | 15277239.45 |  | -1
node_8101803_200829399 |  |  | PQ | AD | 2771.281 | 8101803 | no | no |  |  | no |  |  | 1412290.544 | 15277356.146 |  | -1
node_8101803_200829401 |  |  | PQ | AN | 2771.281 | 8101803 | no | no |  |  | no |  |  | 1412228.345 | 15277521.151 |  | -1
node_8101803_200829403 |  |  | PQ | AD | 2771.281 | 8101803 | no | no |  |  | no |  |  | 1412232.724 | 15277776.73 |  | -1
node_8101803_200829404 |  |  | PQ | AD | 2771.281 | 8101803 | no | no |  |  | no |  |  | 1412412.309 | 15277952.956 |  | -1
node_8101803_200829405 |  |  | PQ | AN | 2771.281 | 8101803 | no | no |  |  | no |  |  | 1412516.123 | 15278197.204 |  | -1
node_8101803_200829406 |  |  | PQ | AD | 2771.281 | 8101803 | no | no |  |  | no |  |  | 1412093.978 | 15277695.986 |  | -1
node_8101803_200829407 |  |  | PQ | AD | 2771.281 | 8101803 | no | no |  |  | no |  |  | 1412118.507 | 15277711.618 |  | -1
node_8101803_200829408 |  |  | PQ | AN | 2771.281 | 8101803 | no | no |  |  | no |  |  | 1412180.355 | 15277808.603 |  | -1
node_8101803_200829409 |  |  | PQ | AD | 2771.281 | 8101803 | no | no |  |  | no |  |  | 1412046.505 | 15277744.244 |  | -1
node_8101803_200829410 |  |  | PQ | AN | 2771.281 | 8101803 | no | no |  |  | no |  |  | 1411872.509 | 15277967.384 |  | -1
node_8101803_200829412 |  |  | PQ | AD | 2771.281 | 8101803 | no | no |  |  | no |  |  | 1411655.889 | 15278235.895 |  | -1
node_8101803_200829413 |  |  | PQ | AN | 2771.281 | 8101803 | no | no |  |  | no |  |  | 1411540.056 | 15278273.106 |  | -1
node_8101803_200829414 |  |  | PQ | AN | 2771.281 | 8101803 | no | no |  |  | no |  |  | 1411404.652 | 15278459.594 |  | -1
node_8101803_200829423 |  |  | PQ | AD | 2771.281 | 8101803 | no | no |  |  | no |  |  | 1407312.133 | 15264568.822 |  | -1
node_8101803_200829424 |  |  | PQ | AD | 2771.281 | 8101803 | no | no |  |  | no |  |  | 1404849.173 | 15264580.237 |  | -1
node_8101803_200829425 |  |  | PQ | AD | 2771.281 | 8101803 | no | no |  |  | no |  |  | 1404744.33 | 15264718.037 |  | -1
node_8101803_200829426 |  |  | PQ | AN | 2771.281 | 8101803 | no | no |  |  | no |  |  | 1404731.679 | 15264889.352 |  | -1
node_8101803_200829427 |  |  | PQ | AN | 2771.281 | 8101803 | no | no |  |  | no |  |  | 1404714.896 | 15264679.35 |  | -1
node_8101803_200829428 |  |  | PQ | AN | 2771.281 | 8101803 | no | no |  |  | no |  |  | 1404361.225 | 15264678.186 |  | -1
node_8101803_200829429 |  |  | PQ | AN | 2771.281 | 8101803 | no | no |  |  | no |  |  | 1404089.717 | 15264669.714 |  | -1
node_8101803_200829430 |  |  | PQ | AD | 2771.281 | 8101803 | no | no |  |  | no |  |  | 1403803.977 | 15264674.261 |  | -1
node_8101803_200829431 |  |  | PQ | AD | 2771.281 | 8101803 | no | no |  |  | no |  |  | 1403537.317 | 15264673.595 |  | -1
node_8101803_200829432 |  |  | PQ | AN | 2771.281 | 8101803 | no | no |  |  | no |  |  | 1403589.944 | 15264994.805 |  | -1
node_8101803_200829433 |  |  | PQ | AN | 2771.281 | 8101803 | no | no |  |  | no |  |  | 1403530.025 | 15264629.401 |  | -1
node_8101803_200829434 |  |  | PQ | AN | 2771.281 | 8101803 | no | no |  |  | no |  |  | 1403324.517 | 15264670.731 |  | -1
node_8101803_200829437 |  |  | PQ | AN | 2771.281 | 8101803 | no | no |  |  | no |  |  | 1403103.231 | 15264668.754 |  | -1
node_8101803_200829438 |  |  | PQ | AN | 2771.281 | 8101803 | no | no |  |  | no |  |  | 1402774.95 | 15264666.343 |  | -1
node_8101803_200829439 |  |  | PQ | AD | 2771.281 | 8101803 | no | no |  |  | no |  |  | 1402468.14 | 15264665.627 |  | -1
node_8101803_200829440 |  |  | PQ | AN | 2771.281 | 8101803 | no | no |  |  | no |  |  | 1406925.232 | 15264359.256 |  | -1
node_8101803_200829441 |  |  | PQ | AD | 2771.281 | 8101803 | no | no |  |  | no |  |  | 1406675.675 | 15264221.95 |  | -1
node_8101803_200829442 |  |  | PQ | AN | 2771.281 | 8101803 | no | no |  |  | no |  |  | 1406629.025 | 15264460.3 |  | -1
node_8101803_200829443 |  |  | PQ | AN | 2771.281 | 8101803 | no | no |  |  | no |  |  | 1406450.975 | 15264106.625 |  | -1
node_8101803_200829444 |  |  | PQ | AN | 2771.281 | 8101803 | no | no |  |  | no |  |  | 1406106.183 | 15264147.585 |  | -1
node_8101803_200829445 |  |  | PQ | AN | 2771.281 | 8101803 | no | no |  |  | no |  |  | 1405882.394 | 15264202.056 |  | -1
node_8101803_200829447 |  |  | PQ | AD | 2771.281 | 8101803 | no | no |  |  | no |  |  | 1405638.11 | 15264254.073 |  | -1
node_8101803_200829448 |  |  | PQ | AD | 2771.281 | 8101803 | no | no |  |  | no |  |  | 1405398.784 | 15264358.864 |  | -1
node_8101803_200829449 |  |  | PQ | AN | 2771.281 | 8101803 | no | no |  |  | no |  |  | 1405126.865 | 15264468.003 |  | -1
node_8101803_200829450 |  |  | PQ | AD | 2771.281 | 8101803 | no | no |  |  | no |  |  | 1405193.054 | 15264507.076 |  | -1
node_8101803_200829451 |  |  | PQ | AN | 2771.281 | 8101803 | no | no |  |  | no |  |  | 1405233.754 | 15264857.639 |  | -1
node_8101803_200829452 |  |  | PQ | AD | 2771.281 | 8101803 | no | no |  |  | no |  |  | 1405005.811 | 15264515.075 |  | -1
node_8101803_200829453 |  |  | PQ | AN | 2771.281 | 8101803 | no | no |  |  | no |  |  | 1405014.21 | 15264820.27 |  | -1
node_8101803_200829456 |  |  | PQ | AN | 2771.281 | 8101803 | no | no |  |  | no |  |  | 1411955.116 | 15269947.302 |  | -1
node_8101803_200829457 |  |  | PQ | AD | 2771.281 | 8101803 | no | no |  |  | no |  |  | 1411926.938 | 15270161.408 |  | -1
node_8101803_200829459 |  |  | PQ | AD | 2771.281 | 8101803 | no | no |  |  | no |  |  | 1410645.704 | 15273783.076 |  | -1
node_8101803_200829460 |  |  | PQ | AD | 2771.281 | 8101803 | no | no |  |  | no |  |  | 1410477.076 | 15274125.094 |  | -1
node_8101803_200829461 |  |  | PQ | AD | 2771.281 | 8101803 | no | no |  |  | no |  |  | 1410610.52 | 15274270.145 |  | -1
node_8101803_200829462 |  |  | PQ | AN | 2771.281 | 8101803 | no | no |  |  | no |  |  | 1410737.828 | 15274389.08 |  | -1
node_8101803_200829463 |  |  | PQ | AD | 2771.281 | 8101803 | no | no |  |  | no |  |  | 1411060.134 | 15274607.646 |  | -1
node_8101803_200829464 |  |  | PQ | AN | 2771.281 | 8101803 | no | no |  |  | no |  |  | 1411311.044 | 15274763.189 |  | -1
node_8101803_200829465 |  |  | PQ | AD | 2771.281 | 8101803 | no | no |  |  | no |  |  | 1410438.4 | 15274037.141 |  | -1
node_8101803_200829466 |  |  | PQ | AN | 2771.281 | 8101803 | no | no |  |  | no |  |  | 1410410.509 | 15273983.86 |  | -1
node_8101803_200829467 |  |  | PQ | AN | 2771.281 | 8101803 | no | no |  |  | no |  |  | 1410197.486 | 15274155.952 |  | -1
node_8101803_200829468 |  |  | PQ | AN | 2771.281 | 8101803 | no | no |  |  | no |  |  | 1410063.968 | 15274173.327 |  | -1
node_8101803_200829469 |  |  | PQ | AN | 2771.281 | 8101803 | no | no |  |  | no |  |  | 1409798.827 | 15274315.91 |  | -1
node_8101803_200829470 |  |  | PQ | AN | 2771.281 | 8101803 | no | no |  |  | no |  |  | 1409895.712 | 15274489.469 |  | -1
node_8101803_200829472 |  |  | PQ | AN | 2771.281 | 8101803 | no | no |  |  | no |  |  | 1409705.814 | 15275016.867 |  | -1
node_8101803_200829473 |  |  | PQ | AN | 2771.281 | 8101803 | no | no |  |  | no |  |  | 1409601.337 | 15274484.349 |  | -1
node_8101803_200829474 |  |  | PQ | AN | 2771.281 | 8101803 | no | no |  |  | no |  |  | 1409395.766 | 15274615.702 |  | -1
node_8101803_200829475 |  |  | PQ | AD | 2771.281 | 8101803 | no | no |  |  | no |  |  | 1409103.947 | 15274754.672 |  | -1
node_8101803_200829476 |  |  | PQ | AD | 2771.281 | 8101803 | no | no |  |  | no |  |  | 1408860.959 | 15274934.363 |  | -1
node_8101803_200829477 |  |  | PQ | AD | 2771.281 | 8101803 | no | no |  |  | no |  |  | 1408706.716 | 15275118.915 |  | -1
node_8101803_200829478 |  |  | PQ | AN | 2771.281 | 8101803 | no | no |  |  | no |  |  | 1411888.66 | 15270404.816 |  | -1
node_8101803_200829479 |  |  | PQ | AD | 2771.281 | 8101803 | no | no |  |  | no |  |  | 1411980.714 | 15270486.371 |  | -1
node_8101803_200829480 |  |  | PQ | AN | 2771.281 | 8101803 | no | no |  |  | no |  |  | 1412214.722 | 15270496.886 |  | -1
node_8101803_200829481 |  |  | PQ | AD | 2771.281 | 8101803 | no | no |  |  | no |  |  | 1411852.181 | 15270649.607 |  | -1
node_8101803_200829483 |  |  | PQ | AN | 2771.281 | 8101803 | no | no |  |  | no |  |  | 1408235.997 | 15275466.471 |  | -1
node_8101803_200829484 |  |  | PQ | AN | 2771.281 | 8101803 | no | no |  |  | no |  |  | 1408028.179 | 15275682.846 |  | -1
node_8101803_200829486 |  |  | PQ | AD | 2771.281 | 8101803 | no | no |  |  | no |  |  | 1407902.915 | 15275920.766 |  | -1
node_8101803_200829487 |  |  | PQ | AN | 2771.281 | 8101803 | no | no |  |  | no |  |  | 1407748.129 | 15275985.327 |  | -1
node_8101803_200829488 |  |  | PQ | AN | 2771.281 | 8101803 | no | no |  |  | no |  |  | 1411766.317 | 15271254.941 |  | -1
node_8101803_200829489 |  |  | PQ | AD | 2771.281 | 8101803 | no | no |  |  | no |  |  | 1411705.323 | 15271687.817 |  | -1
node_8101803_200829490 |  |  | PQ | AD | 2771.281 | 8101803 | no | no |  |  | no |  |  | 1411844.58 | 15271845.458 |  | -1
node_8101803_200829491 |  |  | PQ | AD | 2771.281 | 8101803 | no | no |  |  | no |  |  | 1411832.264 | 15272077.631 |  | -1
node_8101803_200829492 |  |  | PQ | AN | 2771.281 | 8101803 | no | no |  |  | no |  |  | 1411778.83 | 15272106.145 |  | -1
node_8101803_200829493 |  |  | PQ | AD | 2771.281 | 8101803 | no | no |  |  | no |  |  | 1411699.874 | 15272371.107 |  | -1
node_8101803_200829494 |  |  | PQ | AD | 2771.281 | 8101803 | no | no |  |  | no |  |  | 1411470.959 | 15272367.987 |  | -1
node_8101803_200829495 |  |  | PQ | AN | 2771.281 | 8101803 | no | no |  |  | no |  |  | 1411266.209 | 15272361.044 |  | -1
node_8101803_200829496 |  |  | PQ | AD | 2771.281 | 8101803 | no | no |  |  | no |  |  | 1411692.151 | 15272576.389 |  | -1
node_8101803_200829497 |  |  | PQ | AN | 2771.281 | 8101803 | no | no |  |  | no |  |  | 1412094.381 | 15272449.034 |  | -1
node_8101803_200829498 |  |  | PQ | AD | 2771.281 | 8101803 | no | no |  |  | no |  |  | 1411551.589 | 15272892.58 |  | -1
node_8101803_200829499 |  |  | PQ | AN | 2771.281 | 8101803 | no | no |  |  | no |  |  | 1411329.793 | 15273301.028 |  | -1
node_8101803_200829500 |  |  | PQ | AD | 2771.281 | 8101803 | no | no |  |  | no |  |  | 1411000.834 | 15273622.466 |  | -1
node_8101803_200829501 |  |  | PQ | AD | 2771.281 | 8101803 | no | no |  |  | no |  |  | 1411063.238 | 15273296.961 |  | -1
node_8101803_200829502 |  |  | PQ | AN | 2771.281 | 8101803 | no | no |  |  | no |  |  | 1404904.867 | 15257947.066 |  | -1
node_8101803_200829503 |  |  | PQ | AN | 2771.281 | 8101803 | no | no |  |  | no |  |  | 1405105.55 | 15258022.942 |  | -1
node_8101803_200829504 |  |  | PQ | AN | 2771.281 | 8101803 | no | no |  |  | no |  |  | 1407747.249 | 15259774.89 |  | -1
node_8101803_200829506 |  |  | PQ | AD | 2771.281 | 8101803 | no | no |  |  | no |  |  | 1407810.788 | 15259956.808 |  | -1
node_8101803_200829507 |  |  | PQ | AN | 2771.281 | 8101803 | no | no |  |  | no |  |  | 1407884.448 | 15260138.321 |  | -1
node_8101803_200829509 |  |  | PQ | AD | 2771.281 | 8101803 | no | no |  |  | no |  |  | 1407950.355 | 15260428.898 |  | -1
node_8101803_200829510 |  |  | PQ | AD | 2771.281 | 8101803 | no | no |  |  | no |  |  | 1407947.876 | 15260739.545 |  | -1
node_8101803_200829511 |  |  | PQ | AN | 2771.281 | 8101803 | no | no |  |  | no |  |  | 1408015.687 | 15260930.527 |  | -1
node_8101803_200829512 |  |  | PQ | AN | 2771.281 | 8101803 | no | no |  |  | no |  |  | 1405305.509 | 15258089.741 |  | -1
node_8101803_200829513 |  |  | PQ | AD | 2771.281 | 8101803 | no | no |  |  | no |  |  | 1405511.277 | 15258164.674 |  | -1
node_8101803_200829514 |  |  | PQ | AN | 2771.281 | 8101803 | no | no |  |  | no |  |  | 1405716.755 | 15258235.856 |  | -1
node_8101803_200829515 |  |  | PQ | AD | 2771.281 | 8101803 | no | no |  |  | no |  |  | 1405911.042 | 15258313.184 |  | -1
node_8101803_200829516 |  |  | PQ | AD | 2771.281 | 8101803 | no | no |  |  | no |  |  | 1406164.839 | 15258400.372 |  | -1
node_8101803_200829517 |  |  | PQ | AD | 2771.281 | 8101803 | no | no |  |  | no |  |  | 1406512.623 | 15258529.809 |  | -1
node_8101803_200829518 |  |  | PQ | AD | 2771.281 | 8101803 | no | no |  |  | no |  |  | 1406833.52 | 15258652.08 |  | -1
node_8101803_200829519 |  |  | PQ | AD | 2771.281 | 8101803 | no | no |  |  | no |  |  | 1406974.114 | 15258790.291 |  | -1
node_8101803_200829521 |  |  | PQ | AD | 2771.281 | 8101803 | no | no |  |  | no |  |  | 1407250.392 | 15259090.298 |  | -1
node_8101803_200829522 |  |  | PQ | AD | 2771.281 | 8101803 | no | no |  |  | no |  |  | 1407381.749 | 15259242.735 |  | -1
node_8101803_200829523 |  |  | PQ | AD | 2771.281 | 8101803 | no | no |  |  | no |  |  | 1407511.206 | 15259393.995 |  | -1
node_8101803_200829524 |  |  | PQ | AN | 2771.281 | 8101803 | no | no |  |  | no |  |  | 1407654.801 | 15259555.396 |  | -1
node_8101803_200829526 |  |  | PQ | AD | 2771.281 | 8101803 | no | no |  |  | no |  |  | 1406561.103 | 15258422.247 |  | -1
node_8101803_200829527 |  |  | PQ | AD | 2771.281 | 8101803 | no | no |  |  | no |  |  | 1406587.732 | 15258380.665 |  | -1
node_8101803_200829528 |  |  | PQ | AD | 2771.281 | 8101803 | no | no |  |  | no |  |  | 1407319.02 | 15255992.233 |  | -1
node_8101803_200829529 |  |  | PQ | AD | 2771.281 | 8101803 | no | no |  |  | no |  |  | 1407289.326 | 15255936.743 |  | -1
node_8101803_200829530 |  |  | PQ | AN | 2771.281 | 8101803 | no | no |  |  | no |  |  | 1407023.798 | 15255971.417 |  | -1
node_8101803_200829531 |  |  | PQ | AN | 2771.281 | 8101803 | no | no |  |  | no |  |  | 1406774.53 | 15255930.947 |  | -1
node_8101803_200829532 |  |  | PQ | AD | 2771.281 | 8101803 | no | no |  |  | no |  |  | 1406670.142 | 15258218.764 |  | -1
node_8101803_200829533 |  |  | PQ | AD | 2771.281 | 8101803 | no | no |  |  | no |  |  | 1406784.171 | 15257973.766 |  | -1
node_8101803_200829534 |  |  | PQ | AD | 2771.281 | 8101803 | no | no |  |  | no |  |  | 1406850.07 | 15257832.195 |  | -1
node_8101803_200829535 |  |  | PQ | AN | 2771.281 | 8101803 | no | no |  |  | no |  |  | 1406945.304 | 15257481.588 |  | -1
node_8101803_200829536 |  |  | PQ | AN | 2771.281 | 8101803 | no | no |  |  | no |  |  | 1407026.693 | 15257272.313 |  | -1
node_8101803_200829538 |  |  | PQ | AN | 2771.281 | 8101803 | no | no |  |  | no |  |  | 1407105.769 | 15257155.185 |  | -1
node_8101803_200829539 |  |  | PQ | AD | 2771.281 | 8101803 | no | no |  |  | no |  |  | 1407114.611 | 15256879.254 |  | -1
node_8101803_200829540 |  |  | PQ | AN | 2771.281 | 8101803 | no | no |  |  | no |  |  | 1407237.645 | 15256815.415 |  | -1
node_8101803_200829541 |  |  | PQ | AD | 2771.281 | 8101803 | no | no |  |  | no |  |  | 1407162.57 | 15256634.845 |  | -1
node_8101803_200829542 |  |  | PQ | AN | 2771.281 | 8101803 | no | no |  |  | no |  |  | 1407222.141 | 15256405.808 |  | -1
node_8101803_200829543 |  |  | PQ | AD | 2771.281 | 8101803 | no | no |  |  | no |  |  | 1407288.351 | 15256342.9 |  | -1
node_8101803_200829622 |  |  | PQ | AD | 2771.281 | 8101803 | no | no |  |  | no |  |  | 1408292.567 | 15262655.793 |  | -1
node_8101803_200829623 |  |  | PQ | AD | 2771.281 | 8101803 | no | no |  |  | no |  |  | 1408369.977 | 15262667.363 |  | -1
node_8101803_200829624 |  |  | PQ | AD | 2771.281 | 8101803 | no | no |  |  | no |  |  | 1412862.707 | 15263031.39 |  | -1
node_8101803_200829625 |  |  | PQ | AN | 2771.281 | 8101803 | no | no |  |  | no |  |  | 1412987.902 | 15263254.245 |  | -1
node_8101803_200829626 |  |  | PQ | AD | 2771.281 | 8101803 | no | no |  |  | no |  |  | 1413112.525 | 15263514.804 |  | -1
node_8101803_200829627 |  |  | PQ | AN | 2771.281 | 8101803 | no | no |  |  | no |  |  | 1413189.044 | 15263781.442 |  | -1
node_8101803_200829628 |  |  | PQ | AD | 2771.281 | 8101803 | no | no |  |  | no |  |  | 1413260.759 | 15264039.489 |  | -1
node_8101803_200829629 |  |  | PQ | AN | 2771.281 | 8101803 | no | no |  |  | no |  |  | 1413326.766 | 15264279.67 |  | -1
node_8101803_200829631 |  |  | PQ | AN | 2771.281 | 8101803 | no | no |  |  | no |  |  | 1413468.056 | 15264602.832 |  | -1
node_8101803_200829632 |  |  | PQ | AN | 2771.281 | 8101803 | no | no |  |  | no |  |  | 1413789.993 | 15264770.087 |  | -1
node_8101803_200829633 |  |  | PQ | AD | 2771.281 | 8101803 | no | no |  |  | no |  |  | 1414134.708 | 15264898.771 |  | -1
node_8101803_200829634 |  |  | PQ | AD | 2771.281 | 8101803 | no | no |  |  | no |  |  | 1414435.561 | 15264899.544 |  | -1
node_8101803_200829635 |  |  | PQ | AN | 2771.281 | 8101803 | no | no |  |  | no |  |  | 1414748.553 | 15264895.005 |  | -1
node_8101803_200829636 |  |  | PQ | AN | 2771.281 | 8101803 | no | no |  |  | no |  |  | 1408697.843 | 15262653.914 |  | -1
node_8101803_200829642 |  |  | PQ | AN | 2771.281 | 8101803 | no | no |  |  | no |  |  | 1413485.025 | 15260859.178 |  | -1
node_8101803_200829643 |  |  | PQ | AD | 2771.281 | 8101803 | no | no |  |  | no |  |  | 1413653.142 | 15260925.902 |  | -1
node_8101803_200829644 |  |  | PQ | AD | 2771.281 | 8101803 | no | no |  |  | no |  |  | 1413266.82 | 15260552.947 |  | -1
node_8101803_200829645 |  |  | PQ | AD | 2771.281 | 8101803 | no | no |  |  | no |  |  | 1413005.313 | 15260164.927 |  | -1
node_8101803_200829646 |  |  | PQ | AD | 2771.281 | 8101803 | no | no |  |  | no |  |  | 1412980.626 | 15259944.253 |  | -1
node_8101803_200829647 |  |  | PQ | AN | 2771.281 | 8101803 | no | no |  |  | no |  |  | 1412965.465 | 15259738.719 |  | -1
node_8101803_200829648 |  |  | PQ | AD | 2771.281 | 8101803 | no | no |  |  | no |  |  | 1412966.908 | 15259549.04 |  | -1
node_8101803_200829649 |  |  | PQ | AD | 2771.281 | 8101803 | no | no |  |  | no |  |  | 1413018.67 | 15259351.352 |  | -1
node_8101803_200829650 |  |  | PQ | AN | 2771.281 | 8101803 | no | no |  |  | no |  |  | 1413056.86 | 15259205.198 |  | -1
node_8101803_200829651 |  |  | PQ | AN | 2771.281 | 8101803 | no | no |  |  | no |  |  | 1410512.168 | 15279406.4 |  | -1
node_8101803_200829653 |  |  | PQ | AN | 2771.281 | 8101803 | no | no |  |  | no |  |  | 1410292.639 | 15279615.533 |  | -1
node_8101803_200829654 |  |  | PQ | AN | 2771.281 | 8101803 | no | no |  |  | no |  |  | 1410166.947 | 15279751.319 |  | -1
node_8101803_200829655 |  |  | PQ | AD | 2771.281 | 8101803 | no | no |  |  | no |  |  | 1410035.487 | 15279892.951 |  | -1
node_8101803_200829656 |  |  | PQ | AN | 2771.281 | 8101803 | no | no |  |  | no |  |  | 1409912.525 | 15280013.561 |  | -1
node_8101803_200829658 |  |  | PQ | AD | 2771.281 | 8101803 | no | no |  |  | no |  |  | 1409788.196 | 15280155.601 |  | -1
node_8101803_200829660 |  |  | PQ | AN | 2771.281 | 8101803 | no | no |  |  | no |  |  | 1409635.012 | 15280282.099 |  | -1
node_8101803_200829662 |  |  | PQ | AN | 2771.281 | 8101803 | no | no |  |  | no |  |  | 1409471.591 | 15280437.308 |  | -1
node_8101803_200829663 |  |  | PQ | AN | 2771.281 | 8101803 | no | no |  |  | no |  |  | 1409186.858 | 15280518.309 |  | -1
node_8101803_200829664 |  |  | PQ | AN | 2771.281 | 8101803 | no | no |  |  | no |  |  | 1409340.889 | 15280734.683 |  | -1
node_8101803_200829665 |  |  | PQ | AN | 2771.281 | 8101803 | no | no |  |  | no |  |  | 1408984.63 | 15280598.014 |  | -1
node_8101803_200829792 |  |  | PQ | AD | 2771.281 | 8101803 | no | no |  |  | no |  |  | 1414884.685 | 15271954.843 |  | -1
node_8101803_200829793 |  |  | PQ | AD | 2771.281 | 8101803 | no | no |  |  | no |  |  | 1412746.274 | 15272842.727 |  | -1
node_8101803_200829794 |  |  | PQ | AN | 2771.281 | 8101803 | no | no |  |  | no |  |  | 1412914.931 | 15273088.325 |  | -1
node_8101803_200829795 |  |  | PQ | AN | 2771.281 | 8101803 | no | no |  |  | no |  |  | 1414532.976 | 15271883.897 |  | -1
node_8101803_200829796 |  |  | PQ | AD | 2771.281 | 8101803 | no | no |  |  | no |  |  | 1414304.886 | 15271838.879 |  | -1
node_8101803_200829797 |  |  | PQ | AN | 2771.281 | 8101803 | no | no |  |  | no |  |  | 1414142.758 | 15272091.667 |  | -1
node_8101803_200829798 |  |  | PQ | AN | 2771.281 | 8101803 | no | no |  |  | no |  |  | 1413963.67 | 15271864.267 |  | -1
node_8101803_200829799 |  |  | PQ | AD | 2771.281 | 8101803 | no | no |  |  | no |  |  | 1413668.913 | 15271908.355 |  | -1
node_8101803_200829800 |  |  | PQ | AN | 2771.281 | 8101803 | no | no |  |  | no |  |  | 1413699.736 | 15272281.604 |  | -1
node_8101803_200829801 |  |  | PQ | AN | 2771.281 | 8101803 | no | no |  |  | no |  |  | 1413364.087 | 15271959.818 |  | -1
node_8101803_200829804 |  |  | PQ | AN | 2771.281 | 8101803 | no | no |  |  | no |  |  | 1412993.625 | 15272088.835 |  | -1
node_8101803_200829805 |  |  | PQ | AN | 2771.281 | 8101803 | no | no |  |  | no |  |  | 1412594.617 | 15272284.502 |  | -1
node_8101803_200829806 |  |  | PQ | AN | 2771.281 | 8101803 | no | no |  |  | no |  |  | 1412376.935 | 15272353.226 |  | -1
node_8101803_200829808 |  |  | PQ | AD | 2771.281 | 8101803 | no | no |  |  | no |  |  | 1412651.141 | 15272538.331 |  | -1
node_8101803_200830013 |  |  | PQ | AN | 2771.281 | 8101803 | no | no |  |  | no |  |  | 1412719.983 | 15259754.401 |  | -1
node_8101803_200830015 |  |  | PQ | AN | 2771.281 | 8101803 | no | no |  |  | no |  |  | 1412393.747 | 15259882.745 |  | -1
node_8101803_200830016 |  |  | PQ | AD | 2771.281 | 8101803 | no | no |  |  | no |  |  | 1412222.032 | 15259958.312 |  | -1
node_8101803_200830017 |  |  | PQ | AD | 2771.281 | 8101803 | no | no |  |  | no |  |  | 1411976.192 | 15259775.72 |  | -1
node_8101803_200830018 |  |  | PQ | AN | 2771.281 | 8101803 | no | no |  |  | no |  |  | 1411651.98 | 15259719.278 |  | -1
node_8101803_200830020 |  |  | PQ | AD | 2771.281 | 8101803 | no | no |  |  | no |  |  | 1412041.622 | 15260158.282 |  | -1
node_8101803_200830021 |  |  | PQ | AD | 2771.281 | 8101803 | no | no |  |  | no |  |  | 1411837.611 | 15260326.065 |  | -1
node_8101803_200830022 |  |  | PQ | AD | 2771.281 | 8101803 | no | no |  |  | no |  |  | 1411654.085 | 15260595.421 |  | -1
node_8101803_200830023 |  |  | PQ | AN | 2771.281 | 8101803 | no | no |  |  | no |  |  | 1411451.253 | 15260918.776 |  | -1
node_8101803_200830024 |  |  | PQ | AN | 2771.281 | 8101803 | no | no |  |  | no |  |  | 1417242.93 | 15276391.988 |  | -1
node_8101803_200830025 |  |  | PQ | AD | 2771.281 | 8101803 | no | no |  |  | no |  |  | 1417315.141 | 15276592.713 |  | -1
node_8101803_200830026 |  |  | PQ | AN | 2771.281 | 8101803 | no | no |  |  | no |  |  | 1417135.419 | 15276591.664 |  | -1
node_8101803_200830027 |  |  | PQ | AN | 2771.281 | 8101803 | no | no |  |  | no |  |  | 1417011.199 | 15276561.561 |  | -1
node_8101803_200830028 |  |  | PQ | AD | 2771.281 | 8101803 | no | no |  |  | no |  |  | 1416987.031 | 15276733.194 |  | -1
node_8101803_200830030 |  |  | PQ | AN | 2771.281 | 8101803 | no | no |  |  | no |  |  | 1416966.325 | 15276990.202 |  | -1
node_8101803_200830031 |  |  | PQ | AN | 2771.281 | 8101803 | no | no |  |  | no |  |  | 1416826.942 | 15276549.986 |  | -1
node_8101803_200830032 |  |  | PQ | AN | 2771.281 | 8101803 | no | no |  |  | no |  |  | 1416573.097 | 15276521.267 |  | -1
node_8101803_200830129 |  |  | PQ | AN | 2771.281 | 8101803 | no | no |  |  | no |  |  | 1410306.53 | 15269369.999 |  | -1
node_8101803_200830130 |  |  | PQ | AN | 2771.281 | 8101803 | no | no |  |  | no |  |  | 1408138.713 | 15270921.397 |  | -1
node_8101803_200830132 |  |  | PQ | AN | 2771.281 | 8101803 | no | no |  |  | no |  |  | 1408311.95 | 15271055.43 |  | -1
node_8101803_200830133 |  |  | PQ | AD | 2771.281 | 8101803 | no | no |  |  | no |  |  | 1407994.771 | 15271051.841 |  | -1
node_8101803_200830135 |  |  | PQ | AD | 2771.281 | 8101803 | no | no |  |  | no |  |  | 1407881.611 | 15271172.497 |  | -1
node_8101803_200830136 |  |  | PQ | AN | 2771.281 | 8101803 | no | no |  |  | no |  |  | 1407766.501 | 15271293.307 |  | -1
node_8101803_200830137 |  |  | PQ | AD | 2771.281 | 8101803 | no | no |  |  | no |  |  | 1407622.948 | 15271495.968 |  | -1
node_8101803_200830138 |  |  | PQ | AD | 2771.281 | 8101803 | no | no |  |  | no |  |  | 1407490.282 | 15271696.745 |  | -1
node_8101803_200830139 |  |  | PQ | AD | 2771.281 | 8101803 | no | no |  |  | no |  |  | 1407406.281 | 15271958.089 |  | -1
node_8101803_200830140 |  |  | PQ | AN | 2771.281 | 8101803 | no | no |  |  | no |  |  | 1407694.369 | 15272127.619 |  | -1
node_8101803_200830141 |  |  | PQ | AN | 2771.281 | 8101803 | no | no |  |  | no |  |  | 1407973.894 | 15272306.041 |  | -1
node_8101803_200830142 |  |  | PQ | AD | 2771.281 | 8101803 | no | no |  |  | no |  |  | 1410050.402 | 15269600.062 |  | -1
node_8101803_200830143 |  |  | PQ | AD | 2771.281 | 8101803 | no | no |  |  | no |  |  | 1409779.936 | 15269847.675 |  | -1
node_8101803_200830144 |  |  | PQ | AD | 2771.281 | 8101803 | no | no |  |  | no |  |  | 1409441.653 | 15270092.463 |  | -1
node_8101803_200830145 |  |  | PQ | AN | 2771.281 | 8101803 | no | no |  |  | no |  |  | 1409579.296 | 15270096.806 |  | -1
node_8101803_200830146 |  |  | PQ | AD | 2771.281 | 8101803 | no | no |  |  | no |  |  | 1409207.4 | 15270184.695 |  | -1
node_8101803_200830147 |  |  | PQ | AD | 2771.281 | 8101803 | no | no |  |  | no |  |  | 1408987.054 | 15270280.705 |  | -1
node_8101803_200830148 |  |  | PQ | AD | 2771.281 | 8101803 | no | no |  |  | no |  |  | 1408735.176 | 15270378.754 |  | -1
node_8101803_200830149 |  |  | PQ | AN | 2771.281 | 8101803 | no | no |  |  | no |  |  | 1408547.421 | 15270570.82 |  | -1
node_8101803_200830150 |  |  | PQ | AN | 2771.281 | 8101803 | no | no |  |  | no |  |  | 1408325.344 | 15270765.683 |  | -1
node_8101803_200830151 |  |  | PQ | AD | 2771.281 | 8101803 | no | no |  |  | no |  |  | 1408238.791 | 15270691.046 |  | -1
node_8101803_200830152 |  |  | PQ | ABCD | 2771.281 | 8101803 | no | no |  |  | no |  |  | 1415548.141 | 15269615.7 |  | -1
node_8101803_200830153 |  |  | PQ | ABCD | 2771.281 | 8101803 | no | no |  |  | no |  |  | 1415519.083 | 15269907.438 |  | -1
node_8101803_200830154 |  |  | PQ | ABCD | 2771.281 | 8101803 | no | no |  |  | no |  |  | 1415504.77 | 15270084.069 |  | -1
node_8101803_200830155 |  |  | PQ | ABCN | 2771.281 | 8101803 | no | no |  |  | no |  |  | 1415497.541 | 15270264.987 |  | -1
node_8101803_200830156 |  |  | PQ | ABCD | 2771.281 | 8101803 | no | no |  |  | no |  |  | 1415470.402 | 15270559.756 |  | -1
node_8101803_200830157 |  |  | PQ | ABCD | 2771.281 | 8101803 | no | no |  |  | no |  |  | 1415447.805 | 15270850.839 |  | -1
node_8101803_200830158 |  |  | PQ | ABCD | 2771.281 | 8101803 | no | no |  |  | no |  |  | 1415426.148 | 15271147.816 |  | -1
node_8101803_200830164 |  |  | PQ | AD | 2771.281 | 8101803 | no | no |  |  | no |  |  | 1411906.726 | 15261833.672 |  | -1
node_8101803_200830165 |  |  | PQ | AD | 2771.281 | 8101803 | no | no |  |  | no |  |  | 1411711.597 | 15261633.598 |  | -1
node_8101803_200830166 |  |  | PQ | AD | 2771.281 | 8101803 | no | no |  |  | no |  |  | 1411511.258 | 15261427.537 |  | -1
node_8101803_200830167 |  |  | PQ | AN | 2771.281 | 8101803 | no | no |  |  | no |  |  | 1411630.34 | 15261277.953 |  | -1
node_8101803_200830174 |  |  | PQ | AD | 2771.281 | 8101803 | no | no |  |  | no |  |  | 1409829.104 | 15280165.265 |  | -1
node_8101803_200830175 |  |  | PQ | AN | 2771.281 | 8101803 | no | no |  |  | no |  |  | 1411723.816 | 15279954.537 |  | -1
node_8101803_200830176 |  |  | PQ | AN | 2771.281 | 8101803 | no | no |  |  | no |  |  | 1411909.012 | 15279930.123 |  | -1
node_8101803_200830178 |  |  | PQ | AN | 2771.281 | 8101803 | no | no |  |  | no |  |  | 1411905.455 | 15279741.82 |  | -1
node_8101803_200830179 |  |  | PQ | AN | 2771.281 | 8101803 | no | no |  |  | no |  |  | 1412098.141 | 15279959.317 |  | -1
node_8101803_200830180 |  |  | PQ | AD | 2771.281 | 8101803 | no | no |  |  | no |  |  | 1412261.125 | 15279937.573 |  | -1
node_8101803_200830181 |  |  | PQ | AN | 2771.281 | 8101803 | no | no |  |  | no |  |  | 1412288.218 | 15280116.182 |  | -1
node_8101803_200830182 |  |  | PQ | AD | 2771.281 | 8101803 | no | no |  |  | no |  |  | 1412352.507 | 15280254.535 |  | -1
node_8101803_200830183 |  |  | PQ | AN | 2771.281 | 8101803 | no | no |  |  | no |  |  | 1412513.318 | 15280543.118 |  | -1
node_8101803_200830184 |  |  | PQ | AN | 2771.281 | 8101803 | no | no |  |  | no |  |  | 1412598.908 | 15280788.266 |  | -1
node_8101803_200830186 |  |  | PQ | AN | 2771.281 | 8101803 | no | no |  |  | no |  |  | 1412645.136 | 15281055.73 |  | -1
node_8101803_200830187 |  |  | PQ | AN | 2771.281 | 8101803 | no | no |  |  | no |  |  | 1410114.239 | 15280201.204 |  | -1
node_8101803_200830188 |  |  | PQ | AD | 2771.281 | 8101803 | no | no |  |  | no |  |  | 1410350.104 | 15280143.729 |  | -1
node_8101803_200830189 |  |  | PQ | AD | 2771.281 | 8101803 | no | no |  |  | no |  |  | 1410570.286 | 15280162.911 |  | -1
node_8101803_200830190 |  |  | PQ | AN | 2771.281 | 8101803 | no | no |  |  | no |  |  | 1410727.322 | 15280172.588 |  | -1
node_8101803_200830192 |  |  | PQ | AD | 2771.281 | 8101803 | no | no |  |  | no |  |  | 1411113.928 | 15280063.288 |  | -1
node_8101803_200830193 |  |  | PQ | AN | 2771.281 | 8101803 | no | no |  |  | no |  |  | 1411268.388 | 15280021.72 |  | -1
node_8101803_200830195 |  |  | PQ | AD | 2771.281 | 8101803 | no | no |  |  | no |  |  | 1411424.25 | 15279969.606 |  | -1
node_8101803_200830251 |  |  | PQ | AN | 2771.281 | 8101803 | no | no |  |  | no |  |  | 1414621.375 | 15275837.563 |  | -1
node_8101803_200830252 |  |  | PQ | AN | 2771.281 | 8101803 | no | no |  |  | no |  |  | 1414427.145 | 15275820.912 |  | -1
node_8101803_200830253 |  |  | PQ | AD | 2771.281 | 8101803 | no | no |  |  | no |  |  | 1414411.701 | 15275872.651 |  | -1
node_8101803_200830254 |  |  | PQ | AD | 2771.281 | 8101803 | no | no |  |  | no |  |  | 1414263.476 | 15275710.487 |  | -1
node_8101803_200830256 |  |  | PQ | AN | 2771.281 | 8101803 | no | no |  |  | no |  |  | 1414115.847 | 15275609.46 |  | -1
node_8101803_200830257 |  |  | PQ | AN | 2771.281 | 8101803 | no | no |  |  | no |  |  | 1413899.572 | 15275595.678 |  | -1
node_8101803_200830259 |  |  | PQ | AN | 2771.281 | 8101803 | no | no |  |  | no |  |  | 1413679.956 | 15275576.416 |  | -1
node_8101803_200830260 |  |  | PQ | AN | 2771.281 | 8101803 | no | no |  |  | no |  |  | 1413455.206 | 15275559.993 |  | -1
node_8101803_200830261 |  |  | PQ | AD | 2771.281 | 8101803 | no | no |  |  | no |  |  | 1413238.078 | 15275540.992 |  | -1
node_8101803_200830262 |  |  | PQ | AN | 2771.281 | 8101803 | no | no |  |  | no |  |  | 1413039.686 | 15275546.097 |  | -1
node_8101803_200830265 |  |  | PQ | AN | 2771.281 | 8101803 | no | no |  |  | no |  |  | 1411801.272 | 15262065.31 |  | -1
node_8101803_200830267 |  |  | PQ | AN | 2771.281 | 8101803 | no | no |  |  | no |  |  | 1411946.91 | 15261937.843 |  | -1
node_8101803_200830269 |  |  | PQ | AD | 2771.281 | 8101803 | no | no |  |  | no |  |  | 1412236.93 | 15262059.861 |  | -1
node_8101803_200830270 |  |  | PQ | AN | 2771.281 | 8101803 | no | no |  |  | no |  |  | 1412493.662 | 15262295.82 |  | -1
node_8101803_200830271 |  |  | PQ | AN | 2771.281 | 8101803 | no | no |  |  | no |  |  | 1412606.42 | 15262521.379 |  | -1
node_8101803_200830272 |  |  | PQ | AD | 2771.281 | 8101803 | no | no |  |  | no |  |  | 1412697.056 | 15262791.548 |  | -1
node_8101803_200830286 |  |  | PQ | AD | 2771.281 | 8101803 | no | no |  |  | no |  |  | 1408447.595 | 15262017.023 |  | -1
node_8101803_200830287 |  |  | PQ | AD | 2771.281 | 8101803 | no | no |  |  | no |  |  | 1410468.401 | 15261160.483 |  | -1
node_8101803_200830288 |  |  | PQ | AN | 2771.281 | 8101803 | no | no |  |  | no |  |  | 1410422.044 | 15261374.256 |  | -1
node_8101803_200830289 |  |  | PQ | AN | 2771.281 | 8101803 | no | no |  |  | no |  |  | 1410715.847 | 15261182.126 |  | -1
node_8101803_200830290 |  |  | PQ | AN | 2771.281 | 8101803 | no | no |  |  | no |  |  | 1410986.465 | 15261206.848 |  | -1
node_8101803_200830292 |  |  | PQ | AN | 2771.281 | 8101803 | no | no |  |  | no |  |  | 1411288.594 | 15261206.557 |  | -1
node_8101803_200830294 |  |  | PQ | AD | 2771.281 | 8101803 | no | no |  |  | no |  |  | 1408764.99 | 15261940.488 |  | -1
node_8101803_200830295 |  |  | PQ | AD | 2771.281 | 8101803 | no | no |  |  | no |  |  | 1408942.356 | 15261733.026 |  | -1
node_8101803_200830296 |  |  | PQ | AD | 2771.281 | 8101803 | no | no |  |  | no |  |  | 1409080.583 | 15261585.701 |  | -1
node_8101803_200830297 |  |  | PQ | AD | 2771.281 | 8101803 | no | no |  |  | no |  |  | 1409149.088 | 15261358.063 |  | -1
node_8101803_200830298 |  |  | PQ | AD | 2771.281 | 8101803 | no | no |  |  | no |  |  | 1409397.844 | 15261233.07 |  | -1
node_8101803_200830299 |  |  | PQ | AN | 2771.281 | 8101803 | no | no |  |  | no |  |  | 1409713.431 | 15261088.028 |  | -1
node_8101803_200830300 |  |  | PQ | AN | 2771.281 | 8101803 | no | no |  |  | no |  |  | 1409966.867 | 15261116.025 |  | -1
node_8101803_200830301 |  |  | PQ | AD | 2771.281 | 8101803 | no | no |  |  | no |  |  | 1410218.762 | 15261148.042 |  | -1
node_8101803_200831053 |  |  | PQ | ABCN | 2771.281 | 8101803 | no | no |  |  | no |  |  | 1417804.78 | 15279499.084 |  | -1
node_8101803_200831054 |  |  | PQ | ABCD | 2771.281 | 8101803 | no | no |  |  | no |  |  | 1417607.008 | 15279484.111 |  | -1
node_8101803_200831055 |  |  | PQ | ABCN | 2771.281 | 8101803 | no | no |  |  | no |  |  | 1417401.195 | 15279463.001 |  | -1
node_8101803_200831056 |  |  | PQ | ABCN | 2771.281 | 8101803 | no | no |  |  | no |  |  | 1417172.251 | 15279447.877 |  | -1
node_8101803_200831057 |  |  | PQ | ABCN | 2771.281 | 8101803 | no | no |  |  | no |  |  | 1416997.554 | 15279432.119 |  | -1
node_8101803_200831058 |  |  | PQ | ABCD | 2771.281 | 8101803 | no | no |  |  | no |  |  | 1416858.314 | 15279478.157 |  | -1
node_8101803_200831059 |  |  | PQ | ABCN | 2771.281 | 8101803 | no | no |  |  | no |  |  | 1416735.543 | 15279454.7 |  | -1
node_8101803_200831060 |  |  | PQ | AD | 2771.281 | 8101803 | no | no |  |  | no |  |  | 1416735.477 | 15279485.368 |  | -1
node_8101803_200831061 |  |  | PQ | AN | 2771.281 | 8101803 | no | no |  |  | no |  |  | 1416720.792 | 15279616.278 |  | -1
node_8101803_200831062 |  |  | PQ | ABCD | 2771.281 | 8101803 | no | no |  |  | no |  |  | 1416578.168 | 15279427.306 |  | -1
node_8101803_200831064 |  |  | PQ | ABCN | 2771.281 | 8101803 | no | no |  |  | no |  |  | 1416446.881 | 15279342.253 |  | -1
node_8101803_200831066 |  |  | PQ | ABCD | 2771.281 | 8101803 | no | no |  |  | no |  |  | 1416355.135 | 15279259.895 |  | -1
node_8101803_200831067 |  |  | PQ | ABCN | 2771.281 | 8101803 | no | no |  |  | no |  |  | 1416200.983 | 15279101.509 |  | -1
node_8101803_200831069 |  |  | PQ | ABCD | 2771.281 | 8101803 | no | no |  |  | no |  |  | 1416064.753 | 15278964.202 |  | -1
node_8101803_200831070 |  |  | PQ | ABCD | 2771.281 | 8101803 | no | no |  |  | no |  |  | 1415958.561 | 15278788.896 |  | -1
node_8101803_200831072 |  |  | PQ | ABCN | 2771.281 | 8101803 | no | no |  |  | no |  |  | 1415800.424 | 15278717.241 |  | -1
node_8101803_200831074 |  |  | PQ | ABCD | 2771.281 | 8101803 | no | no |  |  | no |  |  | 1415638.208 | 15278553.574 |  | -1
node_8101803_200831075 |  |  | PQ | ABCD | 2771.281 | 8101803 | no | no |  |  | no |  |  | 1415549.006 | 15278472.703 |  | -1
node_8101803_200831077 |  |  | PQ | ABCD | 2771.281 | 8101803 | no | no |  |  | no |  |  | 1415449.968 | 15278382.411 |  | -1
node_8101803_200831080 |  |  | PQ | ABCD | 2771.281 | 8101803 | no | no |  |  | no |  |  | 1415297.643 | 15278233.582 |  | -1
node_8101803_200831081 |  |  | PQ | ABCN | 2771.281 | 8101803 | no | no |  |  | no |  |  | 1415147.13 | 15278096.3 |  | -1
node_8101803_200831082 |  |  | PQ | ABCD | 2771.281 | 8101803 | no | no |  |  | no |  |  | 1415037.828 | 15277993.505 |  | -1
node_8101803_200831084 |  |  | PQ | ABCN | 2771.281 | 8101803 | no | no |  |  | no |  |  | 1414901.175 | 15277863.092 |  | -1
node_8101803_200831085 |  |  | PQ | ABCN | 2771.281 | 8101803 | no | no |  |  | no |  |  | 1414728.135 | 15277706.085 |  | -1
node_8101803_200831086 |  |  | PQ | ABCN | 2771.281 | 8101803 | no | no |  |  | no |  |  | 1414539.686 | 15277522.636 |  | -1
node_8101803_200831087 |  |  | PQ | ABCD | 2771.281 | 8101803 | no | no |  |  | no |  |  | 1414557.721 | 15277326.661 |  | -1
node_8101803_200831088 |  |  | PQ | ABCD | 2771.281 | 8101803 | no | no |  |  | no |  |  | 1414573.159 | 15277075.921 |  | -1
node_8101803_200831089 |  |  | PQ | ABCD | 2771.281 | 8101803 | no | no |  |  | no |  |  | 1414597.784 | 15276830.748 |  | -1
node_8101803_200831090 |  |  | PQ | ABCN | 2771.281 | 8101803 | no | no |  |  | no |  |  | 1414611.227 | 15276616.751 |  | -1
node_8101803_200831091 |  |  | PQ | ABCD | 2771.281 | 8101803 | no | no |  |  | no |  |  | 1414620.015 | 15276482.664 |  | -1
node_8101803_200831092 |  |  | PQ | ABCD | 2771.281 | 8101803 | no | no |  |  | no |  |  | 1414631.771 | 15276368.794 |  | -1
node_8101803_200831093 |  |  | PQ | ABCN | 2771.281 | 8101803 | no | no |  |  | no |  |  | 1414650.536 | 15276093.976 |  | -1
node_8101803_200831094 |  |  | PQ | ABCD | 2771.281 | 8101803 | no | no |  |  | no |  |  | 1414691.828 | 15276018.602 |  | -1
node_8101803_200831096 |  |  | PQ | ABCD | 2771.281 | 8101803 | no | no |  |  | no |  |  | 1414704.299 | 15275833.015 |  | -1
node_8101803_200831104 |  |  | PQ | ABCN | 2771.281 | 8101803 | no | no |  |  | no |  |  | 1414723.281 | 15275607.05 |  | -1
node_8101803_200831106 |  |  | PQ | ABCN | 2771.281 | 8101803 | no | no |  |  | no |  |  | 1414748.82 | 15275338.297 |  | -1
node_8101803_200831107 |  |  | PQ | ABCN | 2771.281 | 8101803 | no | no |  |  | no |  |  | 1414769.506 | 15275084.387 |  | -1
node_8101803_200831108 |  |  | PQ | AD | 2771.281 | 8101803 | no | no |  |  | no |  |  | 1414809.865 | 15274985.901 |  | -1
node_8101803_200831109 |  |  | PQ | AN | 2771.281 | 8101803 | no | no |  |  | no |  |  | 1414986.208 | 15274764.93 |  | -1
node_8101803_200831110 |  |  | PQ | ABCD | 2771.281 | 8101803 | no | no |  |  | no |  |  | 1414621.802 | 15274876.255 |  | -1
node_8101803_200831111 |  |  | PQ | ABCN | 2771.281 | 8101803 | no | no |  |  | no |  |  | 1414449.327 | 15274667.733 |  | -1
node_8101803_200831112 |  |  | PQ | AN | 2771.281 | 8101803 | no | no |  |  | no |  |  | 1414203.563 | 15274792.494 |  | -1
node_8101803_200831113 |  |  | PQ | ABCN | 2771.281 | 8101803 | no | no |  |  | no |  |  | 1414307.904 | 15274478.561 |  | -1
node_8101803_200831114 |  |  | PQ | AD | 2771.281 | 8101803 | no | no |  |  | no |  |  | 1414361.579 | 15274454.229 |  | -1
node_8101803_200831115 |  |  | PQ | AN | 2771.281 | 8101803 | no | no |  |  | no |  |  | 1414552.586 | 15274330.706 |  | -1
node_8101803_200831116 |  |  | PQ | AN | 2771.281 | 8101803 | no | no |  |  | no |  |  | 1414127.655 | 15274514.277 |  | -1
node_8101803_200831117 |  |  | PQ | ABCN | 2771.281 | 8101803 | no | no |  |  | no |  |  | 1414168.506 | 15274291.597 |  | -1
node_8101803_200831118 |  |  | PQ | ABCD | 2771.281 | 8101803 | no | no |  |  | no |  |  | 1414081.822 | 15274180.634 |  | -1
node_8101803_200831119 |  |  | PQ | ABCN | 2771.281 | 8101803 | no | no |  |  | no |  |  | 1413989.605 | 15274052.298 |  | -1
node_8101803_200831120 |  |  | PQ | AD | 2771.281 | 8101803 | no | no |  |  | no |  |  | 1413877.342 | 15273890.526 |  | -1
node_8101803_200831125 |  |  | PQ | AN | 2771.281 | 8101803 | no | no |  |  | no |  |  | 1413681.946 | 15273679.675 |  | -1
node_8101803_200831138 |  |  | PQ | ABCN | 2771.281 | 8101803 | no | no |  |  | no |  |  | 1418139.126 | 15279526.413 |  | -1
node_8101803_200831139 |  |  | PQ | ABCD | 2771.281 | 8101803 | no | no |  |  | no |  |  | 1418004.349 | 15279512.704 |  | -1
node_8101803_200831144 |  |  | PQ | ABCN | 2771.281 | 8101803 | no | no |  |  | no |  |  | 1417942.194 | 15279498.781 |  | -1
node_8101803_200831145 |  |  | PQ | ABCD | 2771.281 | 8101803 | no | no |  |  | no |  |  | 1413951.777 | 15274003.066 |  | -1
node_8101803_200831146 |  |  | PQ | ABCD | 2771.281 | 8101803 | no | no |  |  | no |  |  | 1414083.815 | 15273773.172 |  | -1
node_8101803_200831147 |  |  | PQ | ABCD | 2771.281 | 8101803 | no | no |  |  | no |  |  | 1414217.998 | 15273545.135 |  | -1
node_8101803_200831148 |  |  | PQ | ABCD | 2771.281 | 8101803 | no | no |  |  | no |  |  | 1414354.398 | 15273311.045 |  | -1
node_8101803_200831149 |  |  | PQ | ABCD | 2771.281 | 8101803 | no | no |  |  | no |  |  | 1414468.561 | 15273088.516 |  | -1
node_8101803_200831150 |  |  | PQ | ABCD | 2771.281 | 8101803 | no | no |  |  | no |  |  | 1414580.38 | 15272904.651 |  | -1
node_8101803_200831151 |  |  | PQ | ABCD | 2771.281 | 8101803 | no | no |  |  | no |  |  | 1414719.962 | 15272661.727 |  | -1
node_8101803_200831152 |  |  | PQ | ABCD | 2771.281 | 8101803 | no | no |  |  | no |  |  | 1414840.333 | 15272451.588 |  | -1
node_8101803_200831153 |  |  | PQ | ABCD | 2771.281 | 8101803 | no | no |  |  | no |  |  | 1414974.364 | 15272217.366 |  | -1
node_8101803_200831154 |  |  | PQ | ABCD | 2771.281 | 8101803 | no | no |  |  | no |  |  | 1415092.489 | 15272010.723 |  | -1
node_8101803_200831155 |  |  | PQ | ABCD | 2771.281 | 8101803 | no | no |  |  | no |  |  | 1415225.883 | 15271784.049 |  | -1
node_8101803_200831157 |  |  | PQ | ABCD | 2771.281 | 8101803 | no | no |  |  | no |  |  | 1415407.737 | 15271466.112 |  | -1
node_8101803_200831158 |  |  | PQ | ABCN | 2771.281 | 8101803 | no | no |  |  | no |  |  | 1417469.207 | 15267788.971 |  | -1
node_8101803_200831159 |  |  | PQ | ABCN | 2771.281 | 8101803 | no | no |  |  | no |  |  | 1417406.781 | 15267913.323 |  | -1
node_8101803_200831160 |  |  | PQ | ABCD | 2771.281 | 8101803 | no | no |  |  | no |  |  | 1417336.479 | 15268078.617 |  | -1
node_8101803_200831161 |  |  | PQ | ABCD | 2771.281 | 8101803 | no | no |  |  | no |  |  | 1417293.889 | 15268199.182 |  | -1
node_8101803_200831162 |  |  | PQ | ABCD | 2771.281 | 8101803 | no | no |  |  | no |  |  | 1417144.873 | 15268439.128 |  | -1
node_8101803_200831170 |  |  | PQ | AD | 2771.281 | 8101803 | no | no |  |  | no |  |  | 1413884.158 | 15274055.514 |  | -1
node_8101803_200831171 |  |  | PQ | AN | 2771.281 | 8101803 | no | no |  |  | no |  |  | 1413711.55 | 15274055.333 |  | -1
node_8101803_200831181 |  |  | PQ | AN | 2771.281 | 8101803 | no | no |  |  | no |  |  | 1415753.452 | 15278941.03 |  | -1
node_8101803_200831182 |  |  | PQ | AN | 2771.281 | 8101803 | no | no |  |  | no |  |  | 1415299.208 | 15281305.535 |  | -1
node_8101803_200831183 |  |  | PQ | AN | 2771.281 | 8101803 | no | no |  |  | no |  |  | 1415268.536 | 15281468.439 |  | -1
node_8101803_200831184 |  |  | PQ | AN | 2771.281 | 8101803 | no | no |  |  | no |  |  | 1415231.962 | 15281647.543 |  | -1
node_8101803_200831185 |  |  | PQ | AN | 2771.281 | 8101803 | no | no |  |  | no |  |  | 1415201.25 | 15281805.183 |  | -1
node_8101803_200831186 |  |  | PQ | AN | 2771.281 | 8101803 | no | no |  |  | no |  |  | 1415174.796 | 15281963.142 |  | -1
node_8101803_200831187 |  |  | PQ | AN | 2771.281 | 8101803 | no | no |  |  | no |  |  | 1415136.171 | 15282161.94 |  | -1
node_8101803_200831188 |  |  | PQ | AD | 2771.281 | 8101803 | no | no |  |  | no |  |  | 1415118.85 | 15282314.764 |  | -1
node_8101803_200831189 |  |  | PQ | AN | 2771.281 | 8101803 | no | no |  |  | no |  |  | 1415001.53 | 15282491.704 |  | -1
node_8101803_200831190 |  |  | PQ | AN | 2771.281 | 8101803 | no | no |  |  | no |  |  | 1415700.998 | 15279173.013 |  | -1
node_8101803_200831191 |  |  | PQ | AN | 2771.281 | 8101803 | no | no |  |  | no |  |  | 1415656.327 | 15279450.062 |  | -1
node_8101803_200831192 |  |  | PQ | AN | 2771.281 | 8101803 | no | no |  |  | no |  |  | 1415605.63 | 15279709.728 |  | -1
node_8101803_200831195 |  |  | PQ | AN | 2771.281 | 8101803 | no | no |  |  | no |  |  | 1415553.389 | 15279995.577 |  | -1
node_8101803_200831198 |  |  | PQ | AN | 2771.281 | 8101803 | no | no |  |  | no |  |  | 1415569.852 | 15280237.121 |  | -1
node_8101803_200831200 |  |  | PQ | AN | 2771.281 | 8101803 | no | no |  |  | no |  |  | 1415466.051 | 15280429.069 |  | -1
node_8101803_200831201 |  |  | PQ | AD | 2771.281 | 8101803 | no | no |  |  | no |  |  | 1415442.337 | 15280551.272 |  | -1
node_8101803_200831202 |  |  | PQ | AN | 2771.281 | 8101803 | no | no |  |  | no |  |  | 1415390.714 | 15280826.79 |  | -1
node_8101803_200831203 |  |  | PQ | AN | 2771.281 | 8101803 | no | no |  |  | no |  |  | 1415351.717 | 15281031.655 |  | -1
node_8101803_200831205 |  |  | PQ | AD | 2771.281 | 8101803 | no | no |  |  | no |  |  | 1415332.541 | 15281124.944 |  | -1
node_8101803_200831206 |  |  | PQ | AN | 2771.281 | 8101803 | no | no |  |  | no |  |  | 1414878.908 | 15276027.623 |  | -1
node_8101803_200831207 |  |  | PQ | AD | 2771.281 | 8101803 | no | no |  |  | no |  |  | 1415051.959 | 15276028.176 |  | -1
node_8101803_200831208 |  |  | PQ | AN | 2771.281 | 8101803 | no | no |  |  | no |  |  | 1417128.597 | 15276236.327 |  | -1
node_8101803_200831209 |  |  | PQ | AN | 2771.281 | 8101803 | no | no |  |  | no |  |  | 1417307.827 | 15276271.322 |  | -1
node_8101803_200831210 |  |  | PQ | AN | 2771.281 | 8101803 | no | no |  |  | no |  |  | 1417500.738 | 15276292.215 |  | -1
node_8101803_200831211 |  |  | PQ | AN | 2771.281 | 8101803 | no | no |  |  | no |  |  | 1417716.192 | 15276316.134 |  | -1
node_8101803_200831212 |  |  | PQ | AN | 2771.281 | 8101803 | no | no |  |  | no |  |  | 1415240.29 | 15276019.118 |  | -1
node_8101803_200831213 |  |  | PQ | AN | 2771.281 | 8101803 | no | no |  |  | no |  |  | 1415418.108 | 15276072.855 |  | -1
node_8101803_200831215 |  |  | PQ | AN | 2771.281 | 8101803 | no | no |  |  | no |  |  | 1415736.057 | 15276079.446 |  | -1
node_8101803_200831218 |  |  | PQ | AN | 2771.281 | 8101803 | no | no |  |  | no |  |  | 1416110.707 | 15276086.7 |  | -1
node_8101803_200831219 |  |  | PQ | AD | 2771.281 | 8101803 | no | no |  |  | no |  |  | 1416290.027 | 15276085.453 |  | -1
node_8101803_200831221 |  |  | PQ | AN | 2771.281 | 8101803 | no | no |  |  | no |  |  | 1416519.097 | 15276110.058 |  | -1
node_8101803_200831224 |  |  | PQ | AD | 2771.281 | 8101803 | no | no |  |  | no |  |  | 1416811.476 | 15276163.812 |  | -1
node_8101803_200831226 |  |  | PQ | AN | 2771.281 | 8101803 | no | no |  |  | no |  |  | 1416935.269 | 15276178.878 |  | -1
node_8101803_200831245 |  |  | PQ | ABCD | 2771.281 | 8101803 | no | no |  |  | no |  |  | 1416857.608 | 15268504.44 |  | -1
node_8101803_200831246 |  |  | PQ | AD | 2771.281 | 8101803 | no | no |  |  | no |  |  | 1416027.943 | 15268443.366 |  | -1
node_8101803_200831247 |  |  | PQ | AD | 2771.281 | 8101803 | no | no |  |  | no |  |  | 1416064.527 | 15268097.354 |  | -1
node_8101803_200831248 |  |  | PQ | AN | 2771.281 | 8101803 | no | no |  |  | no |  |  | 1416091.323 | 15267763.732 |  | -1
node_8101803_200831249 |  |  | PQ | ABCD | 2771.281 | 8101803 | no | no |  |  | no |  |  | 1416585.456 | 15268559.238 |  | -1
node_8101803_200831250 |  |  | PQ | ABCD | 2771.281 | 8101803 | no | no |  |  | no |  |  | 1416298.238 | 15268679.063 |  | -1
node_8101803_200831251 |  |  | PQ | ABCD | 2771.281 | 8101803 | no | no |  |  | no |  |  | 1415999.535 | 15268801.819 |  | -1
node_8101803_200831252 |  |  | PQ | ABCN | 2771.281 | 8101803 | no | no |  |  | no |  |  | 1415906.494 | 15268957.876 |  | -1
node_8101803_200831253 |  |  | PQ | ABCD | 2771.281 | 8101803 | no | no |  |  | no |  |  | 1415786.492 | 15269096.593 |  | -1
node_8101803_200831254 |  |  | PQ | ABCN | 2771.281 | 8101803 | no | no |  |  | no |  |  | 1413133.185 | 15270253.146 |  | -1
node_8101803_200831256 |  |  | PQ | ABCD | 2771.281 | 8101803 | no | no |  |  | no |  |  | 1412943.298 | 15270188.029 |  | -1
node_8101803_200831257 |  |  | PQ | ABCD | 2771.281 | 8101803 | no | no |  |  | no |  |  | 1412710.794 | 15270099.752 |  | -1
node_8101803_200831258 |  |  | PQ | ABCN | 2771.281 | 8101803 | no | no |  |  | no |  |  | 1412601.836 | 15270000.014 |  | -1
node_8101803_200831260 |  |  | PQ | ABCN | 2771.281 | 8101803 | no | no |  |  | no |  |  | 1412395.749 | 15269923.611 |  | -1
node_8101803_200831261 |  |  | PQ | ABCN | 2771.281 | 8101803 | no | no |  |  | no |  |  | 1412189.924 | 15269856.825 |  | -1
node_8101803_200831263 |  |  | PQ | ABCD | 2771.281 | 8101803 | no | no |  |  | no |  |  | 1411980.828 | 15269770.623 |  | -1
node_8101803_200831264 |  |  | PQ | ABCN | 2771.281 | 8101803 | no | no |  |  | no |  |  | 1411868.419 | 15269741.222 |  | -1
node_8101803_200831265 |  |  | PQ | ABCN | 2771.281 | 8101803 | no | no |  |  | no |  |  | 1411640.388 | 15269669.618 |  | -1
node_8101803_200831268 |  |  | PQ | ABCN | 2771.281 | 8101803 | no | no |  |  | no |  |  | 1411441.631 | 15269604.003 |  | -1
node_8101803_200831270 |  |  | PQ | ABCN | 2771.281 | 8101803 | no | no |  |  | no |  |  | 1415683.373 | 15269231.779 |  | -1
node_8101803_200831272 |  |  | PQ | ABCD | 2771.281 | 8101803 | no | no |  |  | no |  |  | 1415534.215 | 15269456.71 |  | -1
node_8101803_200831273 |  |  | PQ | ABCD | 2771.281 | 8101803 | no | no |  |  | no |  |  | 1411211.74 | 15269522.118 |  | -1
node_8101803_200831274 |  |  | PQ | ABCN | 2771.281 | 8101803 | no | no |  |  | no |  |  | 1410982.542 | 15269435.164 |  | -1
node_8101803_200831276 |  |  | PQ | ABCD | 2771.281 | 8101803 | no | no |  |  | no |  |  | 1410844.326 | 15269350.493 |  | -1
node_8101803_200831277 |  |  | PQ | ABCN | 2771.281 | 8101803 | no | no |  |  | no |  |  | 1410702.463 | 15269257.582 |  | -1
node_8101803_200831278 |  |  | PQ | ABCN | 2771.281 | 8101803 | no | no |  |  | no |  |  | 1410496.078 | 15269124.239 |  | -1
node_8101803_200831280 |  |  | PQ | ABCD | 2771.281 | 8101803 | no | no |  |  | no |  |  | 1410356.434 | 15268929.697 |  | -1
node_8101803_200831281 |  |  | PQ | ABCD | 2771.281 | 8101803 | no | no |  |  | no |  |  | 1410269.577 | 15268799.479 |  | -1
node_8101803_200831282 |  |  | PQ | ABCN | 2771.281 | 8101803 | no | no |  |  | no |  |  | 1410063.659 | 15268644.228 |  | -1
node_8101803_200831283 |  |  | PQ | ABCD | 2771.281 | 8101803 | no | no |  |  | no |  |  | 1409968.55 | 15268506.352 |  | -1
node_8101803_200831284 |  |  | PQ | ABCD | 2771.281 | 8101803 | no | no |  |  | no |  |  | 1409848.987 | 15268350.161 |  | -1
node_8101803_200831285 |  |  | PQ | ABCN | 2771.281 | 8101803 | no | no |  |  | no |  |  | 1409794.021 | 15268124.619 |  | -1
node_8101803_200831286 |  |  | PQ | AD | 2771.281 | 8101803 | no | no |  |  | no |  |  | 1409901.195 | 15268118.171 |  | -1
node_8101803_200831287 |  |  | PQ | AN | 2771.281 | 8101803 | no | no |  |  | no |  |  | 1410136.893 | 15268146.106 |  | -1
node_8101803_200831289 |  |  | PQ | ABCD | 2771.281 | 8101803 | no | no |  |  | no |  |  | 1409704.474 | 15267981.923 |  | -1
node_8101803_200831290 |  |  | PQ | ABCN | 2771.281 | 8101803 | no | no |  |  | no |  |  | 1409552.915 | 15267815.506 |  | -1
node_8101803_200831293 |  |  | PQ | ABCD | 2771.281 | 8101803 | no | no |  |  | no |  |  | 1409466.368 | 15267680.872 |  | -1
node_8101803_200831294 |  |  | PQ | ABCN | 2771.281 | 8101803 | no | no |  |  | no |  |  | 1409375.887 | 15267556.924 |  | -1
node_8101803_200831296 |  |  | PQ | ABCD | 2771.281 | 8101803 | no | no |  |  | no |  |  | 1415224.313 | 15269865.517 |  | -1
node_8101803_200831297 |  |  | PQ | ABCD | 2771.281 | 8101803 | no | no |  |  | no |  |  | 1415066.085 | 15270060.484 |  | -1
node_8101803_200831298 |  |  | PQ | ABCN | 2771.281 | 8101803 | no | no |  |  | no |  |  | 1409215.343 | 15267323.978 |  | -1
node_8101803_200831300 |  |  | PQ | ABCN | 2771.281 | 8101803 | no | no |  |  | no |  |  | 1409213.783 | 15267060.367 |  | -1
node_8101803_200831301 |  |  | PQ | ABCD | 2771.281 | 8101803 | no | no |  |  | no |  |  | 1409214.216 | 15266873.642 |  | -1
node_8101803_200831302 |  |  | PQ | ABCD | 2771.281 | 8101803 | no | no |  |  | no |  |  | 1409180.387 | 15266640.147 |  | -1
node_8101803_200831304 |  |  | PQ | ABCD | 2771.281 | 8101803 | no | no |  |  | no |  |  | 1409156.127 | 15266560.804 |  | -1
node_8101803_200831305 |  |  | PQ | AN | 2771.281 | 8101803 | no | no |  |  | no |  |  | 1409402.818 | 15266679.492 |  | -1
node_8101803_200831306 |  |  | PQ | AD | 2771.281 | 8101803 | no | no |  |  | no |  |  | 1409104.147 | 15266328.656 |  | -1
node_8101803_200831307 |  |  | PQ | AN | 2771.281 | 8101803 | no | no |  |  | no |  |  | 1409058.391 | 15266002.33 |  | -1
node_8101803_200831308 |  |  | PQ | ABCD | 2771.281 | 8101803 | no | no |  |  | no |  |  | 1414820.756 | 15270126.284 |  | -1
node_8101803_200831309 |  |  | PQ | ABCN | 2771.281 | 8101803 | no | no |  |  | no |  |  | 1414581.633 | 15270188.727 |  | -1
node_8101803_200831311 |  |  | PQ | ABCD | 2771.281 | 8101803 | no | no |  |  | no |  |  | 1414340.229 | 15270250.436 |  | -1
node_8101803_200831312 |  |  | PQ | ABCN | 2771.281 | 8101803 | no | no |  |  | no |  |  | 1414106.239 | 15270320.342 |  | -1
node_8101803_200831313 |  |  | PQ | ABCD | 2771.281 | 8101803 | no | no |  |  | no |  |  | 1413860.327 | 15270383.067 |  | -1
node_8101803_200831314 |  |  | PQ | ABCN | 2771.281 | 8101803 | no | no |  |  | no |  |  | 1413677.124 | 15270408.067 |  | -1
node_8101803_200831315 |  |  | PQ | ABCN | 2771.281 | 8101803 | no | no |  |  | no |  |  | 1413505.932 | 15270407.834 |  | -1
node_8101803_200831316 |  |  | PQ | ABCD | 2771.281 | 8101803 | no | no |  |  | no |  |  | 1413308.773 | 15270330.774 |  | -1
node_8101803_200914847 |  |  | PQ | ABCD | 2771.281 | 8101803 | no | no |  |  | no |  |  | 1417488.219 | 15267757.897 |  | -1
node_8101803_200936154 |  |  | PQ | ABCN | 2771.281 | 8101803 | no | no |  |  | no |  |  | 1417201.798 | 15268435.55 |  | -1
node_8101803_200946914 |  |  | PQ | AN | 2771.281 | 8101803 | no | no |  |  | no |  |  | 1411150.952 | 15273911.221 |  | -1
node_8101803_200950191 |  |  | PQ | AN | 2771.281 | 8101803 | no | no |  |  | no |  |  | 1403155.244 | 15264668.497 |  | -1
node_8101803_200950192 |  |  | PQ | AN | 2771.281 | 8101803 | no | no |  |  | no |  |  | 1403563.806 | 15265294.491 |  | -1
node_8101803_200952444 |  |  | PQ | AD | 2771.281 | 8101803 | no | no |  |  | no |  |  | 1412749.576 | 15272205.716 |  | -1
node_8101803_200955920 |  |  | PQ | AN | 2771.281 | 8101803 | no | no |  |  | no |  |  | 1411076.255 | 15273750.64 |  | -1
node_8101803_200960622 |  |  | PQ | AD | 2771.281 | 8101803 | no | no |  |  | no |  |  | 1400619.822 | 15264651.065 |  | -1
node_8101803_200960623 |  |  | PQ | AD | 2771.281 | 8101803 | no | no |  |  | no |  |  | 1400359.651 | 15264661.056 |  | -1
node_8101803_200961191 |  |  | PQ | AD | 2771.281 | 8101803 | no | no |  |  | no |  |  | 1414919.428 | 15264883.97 |  | -1
node_8101803_200961192 |  |  | PQ | AN | 2771.281 | 8101803 | no | no |  |  | no |  |  | 1415102.602 | 15264877.13 |  | -1
node_8101803_200962268 |  |  | PQ | AN | 2771.281 | 8101803 | no | no |  |  | no |  |  | 1406639.271 | 15267028.369 |  | -1
node_8101803_200962269 |  |  | PQ | AD | 2771.281 | 8101803 | no | no |  |  | no |  |  | 1406666.57 | 15267079.182 |  | -1
node_8101803_200962270 |  |  | PQ | AD | 2771.281 | 8101803 | no | no |  |  | no |  |  | 1406714.531 | 15267366.693 |  | -1
node_8101803_200965748 |  |  | PQ | AN | 2771.281 | 8101803 | no | no |  |  | no |  |  | 1406990.264 | 15257365.883 |  | -1
node_8101803_200965749 |  |  | PQ | AN | 2771.281 | 8101803 | no | no |  |  | no |  |  | 1407356.923 | 15257370.571 |  | -1
node_8101803_200965750 |  |  | PQ | AN | 2771.281 | 8101803 | no | no |  |  | no |  |  | 1407595.189 | 15257395.735 |  | -1
node_8101803_200965751 |  |  | PQ | AN | 2771.281 | 8101803 | no | no |  |  | no |  |  | 1407822.792 | 15257371.519 |  | -1
node_8101803_200965752 |  |  | PQ | AN | 2771.281 | 8101803 | no | no |  |  | no |  |  | 1407932.456 | 15257629.29 |  | -1
node_8101803_200965753 |  |  | PQ | AN | 2771.281 | 8101803 | no | no |  |  | no |  |  | 1407998.659 | 15257802.7 |  | -1
node_8101803_200965754 |  |  | PQ | AN | 2771.281 | 8101803 | no | no |  |  | no |  |  | 1408048.762 | 15257925.366 |  | -1
node_8101803_200970435 |  |  | PQ | AD | 2771.281 | 8101803 | no | no |  |  | no |  |  | 1405109.605 | 15267733.02 |  | -1
node_8101803_200970436 |  |  | PQ | AN | 2771.281 | 8101803 | no | no |  |  | no |  |  | 1405224.459 | 15267887.336 |  | -1
node_8101803_200971124 |  |  | PQ | AD | 2771.281 | 8101803 | no | no |  |  | no |  |  | 1410767.501 | 15273944.769 |  | -1
node_8101803_200976313 |  |  | PQ | AD | 2771.281 | 8101803 | no | no |  |  | no |  |  | 1409932.571 | 15274994.038 |  | -1
node_8101803_200976369 |  |  | PQ | AN | 2771.281 | 8101803 | no | no |  |  | no |  |  | 1416004.451 | 15276078.798 |  | -1
node_8101803_200976370 |  |  | PQ | AN | 2771.281 | 8101803 | no | no |  |  | no |  |  | 1415982.75 | 15276548.553 |  | -1
node_8101803_200978448 |  |  | PQ | AN | 2771.281 | 8101803 | no | no |  |  | no |  |  | 1409679.513 | 15276066.823 |  | -1
node_8101803_200983487 |  |  | PQ | AD | 2771.281 | 8101803 | no | no |  |  | no |  |  | 1407198.435 | 15272246.924 |  | -1
node_8101803_200983488 |  |  | PQ | AN | 2771.281 | 8101803 | no | no |  |  | no |  |  | 1407080.353 | 15272385.162 |  | -1
node_8101803_201014704 |  |  | PQ | AD | 2771.281 | 8101803 | no | no |  |  | no |  |  | 1407121.657 | 15258936.395 |  | -1
node_8101803_201023825 |  |  | PQ | AN | 1066.732 | 8101803 | no | no |  |  | no |  |  | 1416943.368 | 15275247.094 |  | -1
node_8101803_201023830 |  |  | PQ | AN | 1066.732 | 8101803 | no | no |  |  | no |  |  | 1416395.865 | 15274357.241 |  | -1
node_8101803_201033856 |  |  | PQ | AN | 2771.281 | 8101803 | no | no |  |  | no |  |  | 1410945.715 | 15273431.308 |  | -1
node_8101803_201033857 |  |  | PQ | AN | 2771.281 | 8101803 | no | no |  |  | no |  |  | 1408465.589 | 15275262.328 |  | -1
node_8101803_201037183 |  |  | PQ | AN | 1066.732 | 8101803 | no | no |  |  | no |  |  | 1416700.607 | 15274871.9 |  | -1
node_8101803_201037184 |  |  | PQ | AN | 1066.732 | 8101803 | no | no |  |  | no |  |  | 1416956.949 | 15275072.711 |  | -1
node_8101803_201038366 |  |  | PQ | AN | 1066.732 | 8101803 | no | no |  |  | no |  |  | 1416977.109 | 15274925.407 |  | -1
node_8101803_201040125 |  |  | PQ | AN | 2771.281 | 8101803 | no | no |  |  | no |  |  | 1397433.746 | 15262115.455 |  | -1
node_8101803_201044593 |  |  | PQ | AD | 2771.281 | 8101803 | no | no |  |  | no |  |  | 1407741.149 | 15264815.812 |  | -1
node_8101803_201049753 |  |  | PQ | AN | 2771.281 | 8101803 | no | no |  |  | no |  |  | 1408756.994 | 15264302.779 |  | -1
node_8101803_201049754 |  |  | PQ | AN | 2771.281 | 8101803 | no | no |  |  | no |  |  | 1413045.83 | 15277616.162 |  | -1
node_8101803_201049755 |  |  | PQ | AN | 2771.281 | 8101803 | no | no |  |  | no |  |  | 1412210.588 | 15276195.047 |  | -1
node_8101803_201049756 |  |  | PQ | AN | 2771.281 | 8101803 | no | no |  |  | no |  |  | 1405688.564 | 15264618.897 |  | -1
node_8101803_201049757 |  |  | PQ | AN | 2771.281 | 8101803 | no | no |  |  | no |  |  | 1410801.035 | 15274764.413 |  | -1
node_8101803_201049759 |  |  | PQ | AN | 2771.281 | 8101803 | no | no |  |  | no |  |  | 1410100.45 | 15270257.364 |  | -1
node_8101803_201049761 |  |  | PQ | ABCN | 2771.281 | 8101803 | no | no |  |  | no |  |  | 1415358.827 | 15271553.085 |  | -1
node_8101803_201049762 |  |  | PQ | AN | 2771.281 | 8101803 | no | no |  |  | no |  |  | 1416571.72 | 15276054.082 |  | -1
node_8101803_201049837 |  |  | PQ | AN | 2771.281 | 8101803 | no | no |  |  | no |  |  | 1406013.687 | 15265176.748 |  | -1
node_8101803_201050352 |  |  | PQ | AN | 2771.281 | 8101803 | no | no |  |  | no |  |  | 1397505.65 | 15262302.905 |  | -1
node_8101803_201051778 |  |  | PQ | AN | 7199.557 | 8101803 | no | no |  |  | no |  |  | 1417445.921 | 15276781.67 |  | -1
node_8101803_201055341 |  |  | PQ | AD | 2771.281 | 8101803 | no | no |  |  | no |  |  | 1404519.365 | 15257806.425 |  | -1
node_8101803_201059060 |  |  | PQ | AN | 2771.281 | 8101803 | no | no |  |  | no |  |  | 1410949.354 | 15280113.263 |  | -1
node_8101803_201059685 |  |  | PQ | AD | 2771.281 | 8101803 | no | no |  |  | no |  |  | 1415498.493 | 15280271.807 |  | -1
node_8101803_201061847 |  |  | PQ | ABCD | 2771.281 | 8101803 | no | no |  |  | no |  |  | 1415387.507 | 15269666.428 |  | -1
node_8101803_201061941 |  |  | PQ | AN | 1066.732 | 8101803 | no | no |  |  | no |  |  | 1416850.44 | 15275821.146 |  | -1
node_8101803_201064682 |  |  | PQ | AN | 2771.281 | 8101803 | no | no |  |  | no |  |  | 1415305.325 | 15281824.184 |  | -1
node_8101803_201068603 |  |  | PQ | AN | 2771.281 | 8101803 | no | no |  |  | no |  |  | 1403347.589 | 15269028.03 |  | -1
node_8101803_201068998 |  |  | PQ | AN | 2771.281 | 8101803 | no | no |  |  | no |  |  | 1403245.747 | 15269770.64 |  | -1
node_8101803_310043783 |  |  | PQ | AN | 2771.281 | 8101803 | no | no |  |  | no |  |  | 1407085.22 | 15257348.577 |  | -1
node_8101803_310044138 |  |  | PQ | AD | 2771.281 | 8101803 | no | no |  |  | no |  |  | 1407185.239 | 15265847.105 |  | -1
node_8101803_310049758 |  |  | PQ | AD | 2771.281 | 8101803 | no | no |  |  | no |  |  | 1411801.743 | 15271038.508 |  | -1
node_8101803_310052663 |  |  | PQ | AN | 2771.281 | 8101803 | no | no |  |  | no |  |  | 1407974.411 | 15257434.397 |  | -1
node_8101803_310052664 |  |  | PQ | AN | 2771.281 | 8101803 | no | no |  |  | no |  |  | 1408104.929 | 15257490.306 |  | -1
node_8101803_311911058 |  |  | PQ | AN | 1066.732 | 8101803 | no | no |  |  | no |  |  | 1416825.806 | 15276128.059 |  | -1
node_8101803_311911064 |  |  | PQ | AN | 7199.557 | 8101803 | no | no |  |  | no |  |  | 1417340.545 | 15276627.19 |  | -1
node_8101803_311930472 |  |  | PQ | AN | 2771.281 | 8101803 | no | no |  |  | no |  |  | 1413816.244 | 15276784.531 |  | -1
node_8101803_311988255 |  |  | PQ | AN | 2771.281 | 8101803 | no | no |  |  | no |  |  | 1415369.693 | 15271275.721 |  | -1
node_8101803_312013682 |  |  | PQ | AD | 2771.281 | 8101803 | no | no |  |  | no |  |  | 1407400.239 | 15259087.815 |  | -1
node_8101803_312013683 |  |  | PQ | AN | 2771.281 | 8101803 | no | no |  |  | no |  |  | 1407439.964 | 15259181.038 |  | -1
node_8101803_312048210 |  |  | PQ | ABN | 2771.281 | 8101803 | no | no |  |  | no |  |  | 1413518.459 | 15270287.739 |  | -1
node_8101803_312048213 |  |  | PQ | ABN | 2771.281 | 8101803 | no | no |  |  | no |  |  | 1413529.876 | 15270186.378 |  | -1
node_8101803_312100886 |  |  | PQ | AD | 2771.281 | 8101803 | no | no |  |  | no |  |  | 1415737.4 | 15271524.099 |  | -1
node_8101803_312100887 |  |  | PQ | AD | 2771.281 | 8101803 | no | no |  |  | no |  |  | 1416023.427 | 15271500.406 |  | -1
node_8101803_312100888 |  |  | PQ | AD | 2771.281 | 8101803 | no | no |  |  | no |  |  | 1415998.848 | 15271749.734 |  | -1
node_8101803_312100889 |  |  | PQ | AD | 2771.281 | 8101803 | no | no |  |  | no |  |  | 1415971.09 | 15272019.278 |  | -1
node_8101803_312100890 |  |  | PQ | AN | 2771.281 | 8101803 | no | no |  |  | no |  |  | 1415944.802 | 15272249.093 |  | -1
node_8101803_500000069 |  |  | PQ | AD | 2771.281 | 8101803 | no | no |  |  | no |  |  | 1402868.284 | 15271715.928 |  | -1
node_220370588 |  |  | PQ | AD | 2771.281 | 8101803 | no | no |  |  | no |  |  | 1408109.402 | 15264291.347 |  | -1
node_220388353 |  |  | PQ | AD | 2771.281 | 8101803 | no | no |  |  | no |  |  | 1416819.783 | 15276143.086 |  | -1
node_220388881 |  |  | PQ | AD | 2771.281 | 8101803 | no | no |  |  | no |  |  | 1417330.474 | 15276613.523 |  | -1
node_220465109 |  |  | PQ | AN | 7199.557 | 8101803 | no | no |  |  | no |  |  | 1417333.758 | 15276617.979 |  | -1
node_220465152 |  |  | PQ | AD | 1066.732 | 8101803 | no | no |  |  | no |  |  | 1416822.742 | 15276135.702 |  | -1
node_220557265 |  |  | PQ | AD | 7199.557 | 8101803 | no | no |  |  | no |  |  | 1417337.098 | 15276622.511 |  | -1
node_310044344 |  |  | PQ | AD | 2771.281 | 8101803 | no | no |  |  | no |  |  | 1408086.069 | 15264538.383 |  | -1
node_SOURCE_8101803 |  |  | SWING | ABCN | 2771.281 | 8101803 | no | no |  |  | no |  |  | 1417491.054 | 15267718.724 |  | -1
node_intto1_1408100_058_15264894_575 |  |  | PQ | AD | 2771.281 | 8101803 | no | no |  |  | no |  |  | 1408100.058 | 15264894.575 |  | -1
node_intto1_8101803_200829126 |  |  | PQ | AD | 2771.281 | 8101803 | no | no |  |  | no |  |  | 1408508.222 | 15264240.53 |  | -1
node_intto1_8101803_200829190 |  |  | PQ | AD | 2771.281 | 8101803 | no | no |  |  | no |  |  | 1404749.812 | 15267757.718 |  | -1
node_intto1_8101803_200829210 |  |  | PQ | AD | 2771.281 | 8101803 | no | no |  |  | no |  |  | 1407151.824 | 15266422.332 |  | -1
node_intto1_8101803_200829228 |  |  | PQ | AD | 2771.281 | 8101803 | no | no |  |  | no |  |  | 1408112.051 | 15264753.573 |  | -1
node_intto1_8101803_200829230 |  |  | PQ | AD | 2771.281 | 8101803 | no | no |  |  | no |  |  | 1408305.323 | 15264569.844 |  | -1
node_intto1_8101803_200829263 |  |  | PQ | AD | 2771.281 | 8101803 | no | no |  |  | no |  |  | 1408058.707 | 15262635.178 |  | -1
node_intto1_8101803_200829264 |  |  | PQ | AD | 2771.281 | 8101803 | no | no |  |  | no |  |  | 1407769.935 | 15262435.486 |  | -1
node_intto1_8101803_200829271 |  |  | PQ | AD | 2771.281 | 8101803 | no | no |  |  | no |  |  | 1404433.518 | 15260635.294 |  | -1
node_intto1_8101803_200829289 |  |  | PQ | AD | 2771.281 | 8101803 | no | no |  |  | no |  |  | 1404280.979 | 15259222.159 |  | -1
node_intto1_8101803_200829295 |  |  | PQ | AD | 2771.281 | 8101803 | no | no |  |  | no |  |  | 1404311.976 | 15257763.59 |  | -1
node_intto1_8101803_200829317 |  |  | PQ | AD | 2771.281 | 8101803 | no | no |  |  | no |  |  | 1408799.251 | 15266533.51 |  | -1
node_intto1_8101803_200829377 |  |  | PQ | AD | 2771.281 | 8101803 | no | no |  |  | no |  |  | 1411211.318 | 15278658.968 |  | -1
node_intto1_8101803_200829383 |  |  | PQ | AD | 2771.281 | 8101803 | no | no |  |  | no |  |  | 1413780.006 | 15276841.961 |  | -1
node_intto1_8101803_200829391 |  |  | PQ | AD | 2771.281 | 8101803 | no | no |  |  | no |  |  | 1412740.509 | 15276874.789 |  | -1
node_intto1_8101803_200829403 |  |  | PQ | AD | 2771.281 | 8101803 | no | no |  |  | no |  |  | 1412232.724 | 15277776.73 |  | -1
node_intto1_8101803_200829440 |  |  | PQ | AD | 2771.281 | 8101803 | no | no |  |  | no |  |  | 1406925.232 | 15264359.256 |  | -1
node_intto1_8101803_200829463 |  |  | PQ | AD | 2771.281 | 8101803 | no | no |  |  | no |  |  | 1411060.134 | 15274607.646 |  | -1
node_intto1_8101803_200829470 |  |  | PQ | AD | 2771.281 | 8101803 | no | no |  |  | no |  |  | 1409895.712 | 15274489.469 |  | -1
node_intto1_8101803_200829474 |  |  | PQ | AD | 2771.281 | 8101803 | no | no |  |  | no |  |  | 1409395.766 | 15274615.702 |  | -1
node_intto1_8101803_200829478 |  |  | PQ | AD | 2771.281 | 8101803 | no | no |  |  | no |  |  | 1411888.66 | 15270404.816 |  | -1
node_intto1_8101803_200829504 |  |  | PQ | AD | 2771.281 | 8101803 | no | no |  |  | no |  |  | 1407747.249 | 15259774.89 |  | -1
node_intto1_8101803_200829524 |  |  | PQ | AD | 2771.281 | 8101803 | no | no |  |  | no |  |  | 1407654.801 | 15259555.396 |  | -1
node_intto1_8101803_200829532 |  |  | PQ | AD | 2771.281 | 8101803 | no | no |  |  | no |  |  | 1406670.142 | 15258218.764 |  | -1
node_intto1_8101803_200829625 |  |  | PQ | AD | 2771.281 | 8101803 | no | no |  |  | no |  |  | 1412987.902 | 15263254.245 |  | -1
node_intto1_8101803_200829636 |  |  | PQ | AD | 2771.281 | 8101803 | no | no |  |  | no |  |  | 1408697.843 | 15262653.914 |  | -1
node_intto1_8101803_200829651 |  |  | PQ | AD | 2771.281 | 8101803 | no | no |  |  | no |  |  | 1410512.168 | 15279406.4 |  | -1
node_intto1_8101803_200829792 |  |  | PQ | AD | 2771.281 | 8101803 | no | no |  |  | no |  |  | 1414884.685 | 15271954.843 |  | -1
node_intto1_8101803_200830023 |  |  | PQ | AD | 2771.281 | 8101803 | no | no |  |  | no |  |  | 1411451.253 | 15260918.776 |  | -1
node_intto1_8101803_200830129 |  |  | PQ | AD | 2771.281 | 8101803 | no | no |  |  | no |  |  | 1410306.53 | 15269369.999 |  | -1
node_intto1_8101803_200830153 |  |  | PQ | ABCD | 2771.281 | 8101803 | no | no |  |  | no |  |  | 1415519.083 | 15269907.438 |  | -1
node_intto1_8101803_200830190 |  |  | PQ | AD | 2771.281 | 8101803 | no | no |  |  | no |  |  | 1410727.322 | 15280172.588 |  | -1
node_intto1_8101803_200830251 |  |  | PQ | AD | 2771.281 | 8101803 | no | no |  |  | no |  |  | 1414621.375 | 15275837.563 |  | -1
node_intto1_8101803_200830294 |  |  | PQ | AD | 2771.281 | 8101803 | no | no |  |  | no |  |  | 1408764.99 | 15261940.488 |  | -1
node_intto1_8101803_200831082 |  |  | PQ | ABCD | 2771.281 | 8101803 | no | no |  |  | no |  |  | 1415037.828 | 15277993.505 |  | -1
node_intto1_8101803_200831110 |  |  | PQ | ABCD | 2771.281 | 8101803 | no | no |  |  | no |  |  | 1414621.802 | 15274876.255 |  | -1
node_intto1_8101803_200831119 |  |  | PQ | ABCD | 2771.281 | 8101803 | no | no |  |  | no |  |  | 1413989.605 | 15274052.298 |  | -1
node_intto1_8101803_200831155 |  |  | PQ | ABCD | 2771.281 | 8101803 | no | no |  |  | no |  |  | 1415225.883 | 15271784.049 |  | -1
node_intto1_8101803_200831181 |  |  | PQ | AD | 2771.281 | 8101803 | no | no |  |  | no |  |  | 1415753.452 | 15278941.03 |  | -1
node_intto1_8101803_200831186 |  |  | PQ | AD | 2771.281 | 8101803 | no | no |  |  | no |  |  | 1415174.796 | 15281963.142 |  | -1
node_intto1_8101803_200831206 |  |  | PQ | AD | 2771.281 | 8101803 | no | no |  |  | no |  |  | 1414878.908 | 15276027.623 |  | -1
node_intto1_8101803_200831246 |  |  | PQ | AD | 2771.281 | 8101803 | no | no |  |  | no |  |  | 1416027.943 | 15268443.366 |  | -1
node_intto1_8101803_200831265 |  |  | PQ | ABCD | 2771.281 | 8101803 | no | no |  |  | no |  |  | 1411640.388 | 15269669.618 |  | -1
node_intto1_8101803_200831306 |  |  | PQ | AD | 2771.281 | 8101803 | no | no |  |  | no |  |  | 1409104.147 | 15266328.656 |  | -1
node_intto1_8101803_200831307 |  |  | PQ | AD | 2771.281 | 8101803 | no | no |  |  | no |  |  | 1409058.391 | 15266002.33 |  | -1
node_intto1_8101803_200950192 |  |  | PQ | AN | 2771.281 | 8101803 | no | no |  |  | no |  |  | 1403563.806 | 15265294.491 |  | -1
node_intto1_8101803_200962268 |  |  | PQ | AD | 2771.281 | 8101803 | no | no |  |  | no |  |  | 1406639.271 | 15267028.369 |  | -1
node_intto1_8101803_200976370 |  |  | PQ | AN | 2771.281 | 8101803 | no | no |  |  | no |  |  | 1415982.75 | 15276548.553 |  | -1
node_intto1_8101803_201049754 |  |  | PQ | AN | 2771.281 | 8101803 | no | no |  |  | no |  |  | 1413045.83 | 15277616.162 |  | -1
node_intto1_8101803_201049755 |  |  | PQ | AD | 2771.281 | 8101803 | no | no |  |  | no |  |  | 1412210.588 | 15276195.047 |  | -1
node_intto1_8101803_201049757 |  |  | PQ | AD | 2771.281 | 8101803 | no | no |  |  | no |  |  | 1410801.035 | 15274764.413 |  | -1
node_intto1_8101803_201049759 |  |  | PQ | AN | 2771.281 | 8101803 | no | no |  |  | no |  |  | 1410100.45 | 15270257.364 |  | -1
node_intto1_8101803_201049837 |  |  | PQ | AN | 2771.281 | 8101803 | no | no |  |  | no |  |  | 1406013.687 | 15265176.748 |  | -1
node_intto1_8101803_201061847 |  |  | PQ | ABCD | 2771.281 | 8101803 | no | no |  |  | no |  |  | 1415387.507 | 15269666.428 |  | -1
node_intto1_8101803_310043783 |  |  | PQ | AN | 2771.281 | 8101803 | no | no |  |  | no |  |  | 1407085.22 | 15257348.577 |  | -1
node_intto1_8101803_312048213 |  |  | PQ | ABN | 2771.281 | 8101803 | no | no |  |  | no |  |  | 1413529.876 | 15270186.378 |  | -1
node_intto1_220370588 |  |  | PQ | AD | 2771.281 | 8101803 | no | no |  |  | no |  |  | 1408109.402 | 15264291.347 |  | -1
node_intto1_220388353 |  |  | PQ | AD | 2771.281 | 8101803 | no | no |  |  | no |  |  | 1416819.783 | 15276143.086 |  | -1
node_intto1_220388881 |  |  | PQ | AD | 2771.281 | 8101803 | no | no |  |  | no |  |  | 1417330.474 | 15276613.523 |  | -1
node_intto1_220465109 |  |  | PQ | AD | 2771.281 | 8101803 | no | no |  |  | no |  |  | 1417333.758 | 15276617.979 |  | -1
node_intto1_220465152 |  |  | PQ | AD | 2771.281 | 8101803 | no | no |  |  | no |  |  | 1416822.742 | 15276135.702 |  | -1
node_intto1_220557265 |  |  | PQ | AD | 7199.557 | 8101803 | no | no |  |  | no |  |  | 1417337.098 | 15276622.511 |  | -1
node_intto1_310044344 |  |  | PQ | AD | 2771.281 | 8101803 | no | no |  |  | no |  |  | 1408086.069 | 15264538.383 |  | -1

## overhead_line
data_type | static
owner_type | feeder
owner | 8101803
object | overhead_line
name | groupid | phases | fr | to | length | configuration | dcircuit | selected | monitored | monitored_fields | class_monitored_fields | played | played_fields | comments | R | X | B | lim_kw
oh_line_8101803_200818551 |  | AD | node_8101803_200818580 | node_8101803_200818551 | 331.7 | bal_1P_1/0AA | 8101803 | no | no |  |  | no |  |  | 0 | 0 | 0 | 0
oh_line_8101803_200818552 |  | AD | node_8101803_200829271 | node_8101803_200818552 | 267.041 | bal_1P_2AC | 8101803 | no | no |  |  | no |  |  | 0 | 0 | 0 | 0
oh_line_8101803_200818553 |  | AD | node_8101803_200818552 | node_8101803_200818553 | 382.363 | bal_1P_2AC | 8101803 | no | no |  |  | no |  |  | 0 | 0 | 0 | 0
oh_line_8101803_200818554 |  | AD | node_8101803_200818553 | node_8101803_200818554 | 171.711 | bal_1P_2AC | 8101803 | no | no |  |  | no |  |  | 0 | 0 | 0 | 0
oh_line_8101803_200818555 |  | AD | node_8101803_200818554 | node_8101803_200818555 | 179.255 | bal_1P_2AC | 8101803 | no | no |  |  | no |  |  | 0 | 0 | 0 | 0
oh_line_8101803_200818556 |  | AD | node_8101803_200818555 | node_8101803_200818556 | 357.708 | bal_1P_2AC | 8101803 | no | no |  |  | no |  |  | 0 | 0 | 0 | 0
oh_line_8101803_200818559 |  | AD | node_8101803_200818556 | node_8101803_200818559 | 349.756 | bal_1P_2AC | 8101803 | no | no |  |  | no |  |  | 0 | 0 | 0 | 0
oh_line_8101803_200818560 |  | AD | node_8101803_200818559 | node_8101803_200818560 | 410.049 | bal_1P_2AC | 8101803 | no | no |  |  | no |  |  | 0 | 0 | 0 | 0
oh_line_8101803_200818562 |  | AD | node_8101803_200818560 | node_8101803_200818562 | 339.392 | bal_1P_2AC | 8101803 | no | no |  |  | no |  |  | 0 | 0 | 0 | 0
oh_line_8101803_200818563 |  | AD | node_8101803_200818562 | node_8101803_200818563 | 226.549 | bal_1P_2AC | 8101803 | no | no |  |  | no |  |  | 0 | 0 | 0 | 0
oh_line_8101803_200818565 |  | AD | node_8101803_200818563 | node_8101803_200818565 | 405.52 | bal_1P_2AC | 8101803 | no | no |  |  | no |  |  | 0 | 0 | 0 | 0
oh_line_8101803_200818566 |  | AD | node_8101803_200818565 | node_8101803_200818566 | 217.026 | bal_1P_2AC | 8101803 | no | no |  |  | no |  |  | 0 | 0 | 0 | 0
oh_line_8101803_200818568 |  | AD | node_8101803_200818566 | node_8101803_200818568 | 179.456 | bal_1P_2AC | 8101803 | no | no |  |  | no |  |  | 0 | 0 | 0 | 0
oh_line_8101803_200818570 |  | AD | node_8101803_200818568 | node_8101803_200818570 | 283.531 | bal_1P_1/0AA | 8101803 | no | no |  |  | no |  |  | 0 | 0 | 0 | 0
oh_line_8101803_200818571 |  | AD | node_8101803_200818568 | node_8101803_200818571 | 190.111 | bal_1P_2AC | 8101803 | no | no |  |  | no |  |  | 0 | 0 | 0 | 0
oh_line_8101803_200818572 |  | AD | node_8101803_200818571 | node_8101803_200818572 | 337.105 | bal_1P_2AC | 8101803 | no | no |  |  | no |  |  | 0 | 0 | 0 | 0
oh_line_8101803_200818574 |  | AD | node_8101803_200818572 | node_8101803_200818574 | 277.864 | bal_1P_2AC | 8101803 | no | no |  |  | no |  |  | 0 | 0 | 0 | 0
oh_line_8101803_200818576 |  | AD | node_8101803_200818574 | node_8101803_200818576 | 145.115 | bal_1P_2AC | 8101803 | no | no |  |  | no |  |  | 0 | 0 | 0 | 0
oh_line_8101803_200818577 |  | AD | node_8101803_200818576 | node_8101803_200818577 | 154.589 | bal_1P_2AC | 8101803 | no | no |  |  | no |  |  | 0 | 0 | 0 | 0
oh_line_8101803_200818579 |  | AD | node_8101803_200818577 | node_8101803_200818579 | 258.423 | bal_1P_2AC | 8101803 | no | no |  |  | no |  |  | 0 | 0 | 0 | 0
oh_line_8101803_200818580 |  | AD | node_8101803_200818579 | node_8101803_200818580 | 180.163 | bal_1P_2AC | 8101803 | no | no |  |  | no |  |  | 0 | 0 | 0 | 0
oh_line_8101803_200818581 |  | AD | node_8101803_200818580 | node_8101803_200818581 | 176.79 | bal_1P_2AC | 8101803 | no | no |  |  | no |  |  | 0 | 0 | 0 | 0
oh_line_8101803_200818582 |  | AD | node_8101803_200818581 | node_8101803_200818582 | 325.87 | bal_1P_2AC | 8101803 | no | no |  |  | no |  |  | 0 | 0 | 0 | 0
oh_line_8101803_200818583 |  | AD | node_8101803_200818582 | node_8101803_200818583 | 384.538 | bal_1P_2AC | 8101803 | no | no |  |  | no |  |  | 0 | 0 | 0 | 0
oh_line_8101803_200818584 |  | AD | node_8101803_200818583 | node_8101803_200818584 | 449.007 | bal_1P_2AC | 8101803 | no | no |  |  | no |  |  | 0 | 0 | 0 | 0
oh_line_8101803_200818586 |  | AD | node_8101803_200818584 | node_8101803_200818586 | 400.979 | bal_1P_2AC | 8101803 | no | no |  |  | no |  |  | 0 | 0 | 0 | 0
oh_line_8101803_200818587 |  | AD | node_8101803_200818586 | node_8101803_200818587 | 88.307 | bal_1P_1/0AA | 8101803 | no | no |  |  | no |  |  | 0 | 0 | 0 | 0
oh_line_8101803_200818588 |  | AD | node_8101803_200818587 | node_8101803_200818588 | 344.439 | bal_1P_1/0AA | 8101803 | no | no |  |  | no |  |  | 0 | 0 | 0 | 0
oh_line_8101803_200818589 |  | AD | node_8101803_200818584 | node_8101803_200818589 | 405.528 | bal_1P_2AC | 8101803 | no | no |  |  | no |  |  | 0 | 0 | 0 | 0
oh_line_8101803_200818590 |  | AD | node_8101803_200818589 | node_8101803_200818590 | 382.916 | bal_1P_2AC | 8101803 | no | no |  |  | no |  |  | 0 | 0 | 0 | 0
oh_line_8101803_200818591 |  | AD | node_8101803_200818590 | node_8101803_200818591 | 197.152 | bal_1P_2AC | 8101803 | no | no |  |  | no |  |  | 0 | 0 | 0 | 0
oh_line_8101803_200818592 |  | AD | node_8101803_200818590 | node_8101803_200818592 | 326.12 | bal_1P_1/0AC | 8101803 | no | no |  |  | no |  |  | 0 | 0 | 0 | 0
oh_line_8101803_200818593 |  | AD | node_8101803_200818592 | node_8101803_200818593 | 196.151 | bal_1P_1/0AC | 8101803 | no | no |  |  | no |  |  | 0 | 0 | 0 | 0
oh_line_8101803_200818596 |  | AD | node_8101803_200818593 | node_8101803_200818596 | 252.515 | bal_1P_1/0AC | 8101803 | no | no |  |  | no |  |  | 0 | 0 | 0 | 0
oh_line_8101803_200818597 |  | AD | node_8101803_200818596 | node_8101803_200818597 | 244.696 | bal_1P_1/0AC | 8101803 | no | no |  |  | no |  |  | 0 | 0 | 0 | 0
oh_line_8101803_200818598 |  | AD | node_8101803_200818597 | node_8101803_200818598 | 295.543 | bal_1P_1/0AA | 8101803 | no | no |  |  | no |  |  | 0 | 0 | 0 | 0
oh_line_8101803_200818600 |  | AD | node_8101803_200818598 | node_8101803_200818600 | 265.143 | bal_1P_1/0AA | 8101803 | no | no |  |  | no |  |  | 0 | 0 | 0 | 0
oh_line_8101803_200818601 |  | AD | node_8101803_200818632 | node_8101803_200818601 | 401.612 | bal_1P_2AC | 8101803 | no | no |  |  | no |  |  | 0 | 0 | 0 | 0
oh_line_8101803_200818602 |  | AD | node_8101803_200818601 | node_8101803_200818602 | 239.989 | bal_1P_1/0AA | 8101803 | no | no |  |  | no |  |  | 0 | 0 | 0 | 0
oh_line_8101803_200818603 |  | AD | node_8101803_200818601 | node_8101803_200818603 | 388.704 | bal_1P_2AC | 8101803 | no | no |  |  | no |  |  | 0 | 0 | 0 | 0
oh_line_8101803_200818604 |  | AD | node_8101803_200818603 | node_8101803_200818604 | 262.71 | bal_1P_2AC | 8101803 | no | no |  |  | no |  |  | 0 | 0 | 0 | 0
oh_line_8101803_200818605 |  | AD | node_8101803_200818604 | node_8101803_200818605 | 348.592 | bal_1P_2AC | 8101803 | no | no |  |  | no |  |  | 0 | 0 | 0 | 0
oh_line_8101803_200818606 |  | AD | node_8101803_200818605 | node_8101803_200818606 | 332.209 | bal_1P_2AC | 8101803 | no | no |  |  | no |  |  | 0 | 0 | 0 | 0
oh_line_8101803_200818607 |  | AD | node_8101803_200818606 | node_8101803_200818607 | 368.698 | bal_1P_2AC | 8101803 | no | no |  |  | no |  |  | 0 | 0 | 0 | 0
oh_line_8101803_200818608 |  | AD | node_8101803_200818607 | node_8101803_200818608 | 234.972 | bal_1P_2AC | 8101803 | no | no |  |  | no |  |  | 0 | 0 | 0 | 0
oh_line_8101803_200818609 |  | AD | node_8101803_200818608 | node_8101803_200818609 | 220.489 | bal_1P_2AC | 8101803 | no | no |  |  | no |  |  | 0 | 0 | 0 | 0
oh_line_8101803_200818610 |  | AD | node_8101803_200818607 | node_8101803_200818610 | 350.532 | bal_1P_2AC | 8101803 | no | no |  |  | no |  |  | 0 | 0 | 0 | 0
oh_line_8101803_200818611 |  | AD | node_8101803_200818610 | node_8101803_200818611 | 353.775 | bal_1P_2AC | 8101803 | no | no |  |  | no |  |  | 0 | 0 | 0 | 0
oh_line_8101803_200818613 |  | AD | node_8101803_200818611 | node_8101803_200818613 | 298.487 | bal_1P_2AC | 8101803 | no | no |  |  | no |  |  | 0 | 0 | 0 | 0
oh_line_8101803_200818614 |  | AD | node_8101803_200818613 | node_8101803_200818614 | 303.478 | bal_1P_2AC | 8101803 | no | no |  |  | no |  |  | 0 | 0 | 0 | 0
oh_line_8101803_200818615 |  | AD | node_8101803_200818614 | node_8101803_200818615 | 288.837 | bal_1P_2AC | 8101803 | no | no |  |  | no |  |  | 0 | 0 | 0 | 0
oh_line_8101803_200818616 |  | AD | node_8101803_200818615 | node_8101803_200818616 | 300.477 | bal_1P_2AC | 8101803 | no | no |  |  | no |  |  | 0 | 0 | 0 | 0
oh_line_8101803_200818618 |  | AD | node_8101803_200818616 | node_8101803_200818618 | 347.598 | bal_1P_1/0AA | 8101803 | no | no |  |  | no |  |  | 0 | 0 | 0 | 0
oh_line_8101803_200818619 |  | AD | node_8101803_200818618 | node_8101803_200818619 | 349.236 | bal_1P_1/0AA | 8101803 | no | no |  |  | no |  |  | 0 | 0 | 0 | 0
oh_line_8101803_200818621 |  | AD | node_8101803_200818619 | node_8101803_200818621 | 350.728 | bal_1P_1/0AA | 8101803 | no | no |  |  | no |  |  | 0 | 0 | 0 | 0
oh_line_8101803_200818622 |  | AD | node_8101803_200818621 | node_8101803_200818622 | 334.172 | bal_1P_1/0AA | 8101803 | no | no |  |  | no |  |  | 0 | 0 | 0 | 0
oh_line_8101803_200818623 |  | AD | node_8101803_200818622 | node_8101803_200818623 | 280.955 | bal_1P_1/0AA | 8101803 | no | no |  |  | no |  |  | 0 | 0 | 0 | 0
oh_line_8101803_200818624 |  | AD | node_8101803_200818623 | node_8101803_200818624 | 284.03 | bal_1P_1/0AA | 8101803 | no | no |  |  | no |  |  | 0 | 0 | 0 | 0
oh_line_8101803_200818625 |  | AD | node_8101803_200818624 | node_8101803_200818625 | 345.818 | bal_1P_1/0AA | 8101803 | no | no |  |  | no |  |  | 0 | 0 | 0 | 0
oh_line_8101803_200818626 |  | AD | node_8101803_200829291 | node_8101803_200818626 | 235.491 | bal_1P_2AC | 8101803 | no | no |  |  | no |  |  | 0 | 0 | 0 | 0
oh_line_8101803_200818627 |  | AD | node_8101803_200818626 | node_8101803_200818627 | 250.889 | bal_1P_2AC | 8101803 | no | no |  |  | no |  |  | 0 | 0 | 0 | 0
oh_line_8101803_200818628 |  | AD | node_8101803_200818627 | node_8101803_200818628 | 151.139 | bal_1P_2AC | 8101803 | no | no |  |  | no |  |  | 0 | 0 | 0 | 0
oh_line_8101803_200818629 |  | AD | node_8101803_200818628 | node_8101803_200818629 | 282.331 | bal_1P_2AC | 8101803 | no | no |  |  | no |  |  | 0 | 0 | 0 | 0
oh_line_8101803_200818630 |  | AD | node_8101803_200818629 | node_8101803_200818630 | 271.815 | bal_1P_2AC | 8101803 | no | no |  |  | no |  |  | 0 | 0 | 0 | 0
oh_line_8101803_200818632 |  | AD | node_8101803_200829296 | node_8101803_200818632 | 384.205 | bal_1P_2AC | 8101803 | no | no |  |  | no |  |  | 0 | 0 | 0 | 0
oh_line_8101803_200819820 |  | AD | node_8101803_200829439 | node_8101803_200819820 | 190.862 | bal_1P_2AC | 8101803 | no | no |  |  | no |  |  | 0 | 0 | 0 | 0
oh_line_8101803_200819822 |  | AD | node_8101803_200819820 | node_8101803_200819822 | 230.628 | bal_1P_2AC | 8101803 | no | no |  |  | no |  |  | 0 | 0 | 0 | 0
oh_line_8101803_200819823 |  | AD | node_8101803_200819822 | node_8101803_200819823 | 287.577 | bal_1P_2AC | 8101803 | no | no |  |  | no |  |  | 0 | 0 | 0 | 0
oh_line_8101803_200819824 |  | AD | node_8101803_200819823 | node_8101803_200819824 | 310.071 | bal_1P_2AC | 8101803 | no | no |  |  | no |  |  | 0 | 0 | 0 | 0
oh_line_8101803_200819825 |  | AD | node_8101803_200819824 | node_8101803_200819825 | 290.296 | bal_1P_2AC | 8101803 | no | no |  |  | no |  |  | 0 | 0 | 0 | 0
oh_line_8101803_200819826 |  | AD | node_8101803_200819825 | node_8101803_200819826 | 292.348 | bal_1P_2AC | 8101803 | no | no |  |  | no |  |  | 0 | 0 | 0 | 0
oh_line_8101803_200829126 |  | AD | node_8101803_200829234 | node_intto1_8101803_200829126 | 310.492 | bal_1P_1/0AA | 8101803 | no | no |  |  | no |  |  | 0 | 0 | 0 | 0
oh_line_8101803_200829168 |  | AD | node_8101803_200829169 | node_8101803_200829168 | 357.245 | bal_1P_4CU | 8101803 | no | no |  |  | no |  |  | 0 | 0 | 0 | 0
oh_line_8101803_200829169 |  | AD | node_8101803_200829171 | node_8101803_200829169 | 382.255 | bal_1P_4CU | 8101803 | no | no |  |  | no |  |  | 0 | 0 | 0 | 0
oh_line_8101803_200829171 |  | AD | node_8101803_200829172 | node_8101803_200829171 | 397.711 | bal_1P_4CU | 8101803 | no | no |  |  | no |  |  | 0 | 0 | 0 | 0
oh_line_8101803_200829172 |  | AD | node_8101803_200829173 | node_8101803_200829172 | 304.222 | bal_1P_4CU | 8101803 | no | no |  |  | no |  |  | 0 | 0 | 0 | 0
oh_line_8101803_200829173 |  | AD | node_8101803_201068998 | node_8101803_200829173 | 376.821 | bal_1P_4CU | 8101803 | no | no |  |  | no |  |  | 0 | 0 | 0 | 0
oh_line_8101803_200829175 |  | AD | node_8101803_201068603 | node_8101803_200829175 | 558.017 | bal_1P_4CU | 8101803 | no | no |  |  | no |  |  | 0 | 0 | 0 | 0
oh_line_8101803_200829177 |  | AD | node_8101803_200829178 | node_8101803_200829177 | 269.49 | bal_1P_4CU | 8101803 | no | no |  |  | no |  |  | 0 | 0 | 0 | 0
oh_line_8101803_200829178 |  | AD | node_8101803_200829181 | node_8101803_200829178 | 98.632 | bal_1P_4CU | 8101803 | no | no |  |  | no |  |  | 0 | 0 | 0 | 0
oh_line_8101803_200829179 |  | AD | node_8101803_200829178 | node_8101803_200829179 | 46.465 | bal_1P_1/0AA | 8101803 | no | no |  |  | no |  |  | 0 | 0 | 0 | 0
oh_line_8101803_200829181 |  | AD | node_8101803_200829183 | node_8101803_200829181 | 343.441 | bal_1P_4CU | 8101803 | no | no |  |  | no |  |  | 0 | 0 | 0 | 0
oh_line_8101803_200829183 |  | AD | node_8101803_200829184 | node_8101803_200829183 | 189.656 | bal_1P_4CU | 8101803 | no | no |  |  | no |  |  | 0 | 0 | 0 | 0
oh_line_8101803_200829184 |  | AD | node_8101803_200829185 | node_8101803_200829184 | 158.668 | bal_1P_4CU | 8101803 | no | no |  |  | no |  |  | 0 | 0 | 0 | 0
oh_line_8101803_200829185 |  | AD | node_8101803_200829188 | node_8101803_200829185 | 493.056 | bal_1P_4CU | 8101803 | no | no |  |  | no |  |  | 0 | 0 | 0 | 0
oh_line_8101803_200829186 |  | AD | node_8101803_200829185 | node_8101803_200829186 | 31.258 | bal_1P_1/0AA | 8101803 | no | no |  |  | no |  |  | 0 | 0 | 0 | 0
oh_line_8101803_200829187 |  | AD | node_8101803_200829186 | node_8101803_200829187 | 292.365 | bal_1P_1/0AA | 8101803 | no | no |  |  | no |  |  | 0 | 0 | 0 | 0
oh_line_8101803_200829188 |  | AD | node_8101803_200829192 | node_8101803_200829188 | 227.763 | bal_1P_4CU | 8101803 | no | no |  |  | no |  |  | 0 | 0 | 0 | 0
oh_line_8101803_200829189 |  | AD | node_8101803_200829188 | node_8101803_200829189 | 54.744 | bal_1P_2AC | 8101803 | no | no |  |  | no |  |  | 0 | 0 | 0 | 0
oh_line_8101803_200829190 |  | AD | node_8101803_200829189 | node_intto1_8101803_200829190 | 19.829 | bal_1P_2AC | 8101803 | no | no |  |  | no |  |  | 0 | 0 | 0 | 0
oh_line_8101803_200829191 |  | AD | node_8101803_200829190 | node_8101803_200829191 | 282.508 | bal_1P_2AC | 8101803 | no | no |  |  | no |  |  | 0 | 0 | 0 | 0
oh_line_8101803_200829192 |  | AD | node_8101803_200829193 | node_8101803_200829192 | 269.525 | bal_1P_4CU | 8101803 | no | no |  |  | no |  |  | 0 | 0 | 0 | 0
oh_line_8101803_200829193 |  | AD | node_8101803_200829194 | node_8101803_200829193 | 180.868 | bal_1P_4CU | 8101803 | no | no |  |  | no |  |  | 0 | 0 | 0 | 0
oh_line_8101803_200829194 |  | AD | node_8101803_200829195 | node_8101803_200829194 | 193.197 | bal_1P_4CU | 8101803 | no | no |  |  | no |  |  | 0 | 0 | 0 | 0
oh_line_8101803_200829195 |  | AD | node_8101803_200829199 | node_8101803_200829195 | 156.478 | bal_1P_4CU | 8101803 | no | no |  |  | no |  |  | 0 | 0 | 0 | 0
oh_line_8101803_200829197 |  | AD | node_8101803_200829195 | node_8101803_200829197 | 54.62 | bal_1P_1/0AC | 8101803 | no | no |  |  | no |  |  | 0 | 0 | 0 | 0
oh_line_8101803_200829198 |  | AD | node_8101803_200829197 | node_8101803_200829198 | 217.331 | bal_1P_1/0AC | 8101803 | no | no |  |  | no |  |  | 0 | 0 | 0 | 0
oh_line_8101803_200829199 |  | AD | node_8101803_200829200 | node_8101803_200829199 | 207.714 | bal_1P_4CU | 8101803 | no | no |  |  | no |  |  | 0 | 0 | 0 | 0
oh_line_8101803_200829200 |  | AD | node_8101803_200829201 | node_8101803_200829200 | 166.713 | bal_1P_4CU | 8101803 | no | no |  |  | no |  |  | 0 | 0 | 0 | 0
oh_line_8101803_200829201 |  | AD | node_8101803_200829202 | node_8101803_200829201 | 171.347 | bal_1P_4CU | 8101803 | no | no |  |  | no |  |  | 0 | 0 | 0 | 0
oh_line_8101803_200829202 |  | AD | node_8101803_200829203 | node_8101803_200829202 | 188.484 | bal_1P_4CU | 8101803 | no | no |  |  | no |  |  | 0 | 0 | 0 | 0
oh_line_8101803_200829203 |  | AD | node_8101803_200962268 | node_8101803_200829203 | 245.887 | bal_1P_4CU | 8101803 | no | no |  |  | no |  |  | 0 | 0 | 0 | 0
oh_line_8101803_200829205 |  | AD | node_8101803_200829206 | node_8101803_200829205 | 157.031 | bal_1P_4CU | 8101803 | no | no |  |  | no |  |  | 0 | 0 | 0 | 0
oh_line_8101803_200829206 |  | AD | node_8101803_200829308 | node_8101803_200829206 | 165.054 | bal_1P_4CU | 8101803 | no | no |  |  | no |  |  | 0 | 0 | 0 | 0
oh_line_8101803_200829207 |  | AD | node_8101803_200829206 | node_8101803_200829207 | 170.092 | bal_1P_2AC | 8101803 | no | no |  |  | no |  |  | 0 | 0 | 0 | 0
oh_line_8101803_200829209 |  | AD | node_8101803_200829206 | node_8101803_200829209 | 351.598 | bal_1P_4CU | 8101803 | no | no |  |  | no |  |  | 0 | 0 | 0 | 0
oh_line_8101803_200829210 |  | AD | node_8101803_200829209 | node_intto1_8101803_200829210 | 128.951 | bal_1P_4CU | 8101803 | no | no |  |  | no |  |  | 0 | 0 | 0 | 0
oh_line_8101803_200829211 |  | AD | node_8101803_200829210 | node_8101803_200829211 | 157.212 | bal_1P_4CU | 8101803 | no | no |  |  | no |  |  | 0 | 0 | 0 | 0
oh_line_8101803_200829212 |  | AD | node_8101803_200829211 | node_8101803_200829212 | 192.72 | bal_1P_1/0AA | 8101803 | no | no |  |  | no |  |  | 0 | 0 | 0 | 0
oh_line_8101803_200829213 |  | AD | node_8101803_200829212 | node_8101803_200829213 | 245.134 | bal_1P_1/0AA | 8101803 | no | no |  |  | no |  |  | 0 | 0 | 0 | 0
oh_line_8101803_200829214-1 |  | AD | node_8101803_200829214 | node_8101803_200829216 | 238.673 | bal_1P_4CU | 8101803 | no | no |  |  | no |  |  | 0 | 0 | 0 | 0
oh_line_8101803_200829214-2 |  | AD | node_8101803_310044138 | node_8101803_200829214 | 171.709 | bal_1P_1/0AA | 8101803 | no | no |  |  | no |  |  | 0 | 0 | 0 | 0
oh_line_8101803_200829216 |  | AD | node_8101803_200829216 | node_8101803_200829217 | 246.792 | bal_1P_4CU | 8101803 | no | no |  |  | no |  |  | 0 | 0 | 0 | 0
oh_line_8101803_200829217 |  | AD | node_8101803_200829217 | node_8101803_200829218 | 202.361 | bal_1P_4CU | 8101803 | no | no |  |  | no |  |  | 0 | 0 | 0 | 0
oh_line_8101803_200829218 |  | AD | node_8101803_200829218 | node_8101803_200829220 | 163.394 | bal_1P_4CU | 8101803 | no | no |  |  | no |  |  | 0 | 0 | 0 | 0
oh_line_8101803_200829220 |  | AD | node_8101803_200829220 | node_8101803_201044593 | 171.081 | bal_1P_4CU | 8101803 | no | no |  |  | no |  |  | 0 | 0 | 0 | 0
oh_line_8101803_200829223 |  | AD | node_8101803_200829223 | node_intto1_1408100_058_15264894_575 | 163.753 | bal_1P_4CU | 8101803 | no | no |  |  | no |  |  | 0 | 0 | 0 | 0
oh_line_8101803_200829228 |  | AD | node_1408100_058_15264894_575 | node_intto1_8101803_200829228 | 141.511 | bal_1P_1/0AC | 8101803 | no | no |  |  | no |  |  | 0 | 0 | 0 | 0
oh_line_8101803_200829229 |  | AD | node_8101803_200829228 | node_8101803_200829229 | 200.133 | bal_1P_1/0AC | 8101803 | no | no |  |  | no |  |  | 0 | 0 | 0 | 0
oh_line_8101803_200829230 |  | AD | node_8101803_200829229 | node_intto1_8101803_200829230 | 221.331 | bal_1P_1/0AA | 8101803 | no | no |  |  | no |  |  | 0 | 0 | 0 | 0
oh_line_8101803_200829231-1 |  | AD | node_220370588 | node_8101803_200829231 | 16.238 | bal_1P_1/0AC | 8101803 | no | no |  |  | no |  |  | 0 | 0 | 0 | 0
oh_line_8101803_200829231-2 |  | AD | node_310044344 | node_intto1_220370588 | 248.136 | bal_1P_1/0AC | 8101803 | no | no |  |  | no |  |  | 0 | 0 | 0 | 0
oh_line_8101803_200829231-3 |  | AD | node_8101803_200829229 | node_intto1_310044344 | 17.043 | bal_1P_1/0AC | 8101803 | no | no |  |  | no |  |  | 0 | 0 | 0 | 0
oh_line_8101803_200829232 |  | AD | node_8101803_200829231 | node_8101803_200829232 | 152.383 | bal_1P_1/0AC | 8101803 | no | no |  |  | no |  |  | 0 | 0 | 0 | 0
oh_line_8101803_200829234 |  | AD | node_8101803_200829232 | node_8101803_200829234 | 85.671 | bal_1P_1/0AA | 8101803 | no | no |  |  | no |  |  | 0 | 0 | 0 | 0
oh_line_8101803_200829235 |  | AD | node_8101803_200829232 | node_8101803_200829235 | 114.671 | bal_1P_1/0AC | 8101803 | no | no |  |  | no |  |  | 0 | 0 | 0 | 0
oh_line_8101803_200829236 |  | AD | node_8101803_200829235 | node_8101803_200829236 | 272.828 | bal_1P_1/0AC | 8101803 | no | no |  |  | no |  |  | 0 | 0 | 0 | 0
oh_line_8101803_200829237 |  | AD | node_8101803_200829236 | node_8101803_200829237 | 261.426 | bal_1P_1/0AC | 8101803 | no | no |  |  | no |  |  | 0 | 0 | 0 | 0
oh_line_8101803_200829240 |  | AD | node_8101803_200829237 | node_8101803_200829240 | 227.027 | bal_1P_1/0AC | 8101803 | no | no |  |  | no |  |  | 0 | 0 | 0 | 0
oh_line_8101803_200829241 |  | AD | node_8101803_200829240 | node_8101803_200829241 | 250.302 | bal_1P_1/0AC | 8101803 | no | no |  |  | no |  |  | 0 | 0 | 0 | 0
oh_line_8101803_200829242 |  | AD | node_8101803_200829241 | node_8101803_200829242 | 204.751 | bal_1P_1/0AC | 8101803 | no | no |  |  | no |  |  | 0 | 0 | 0 | 0
oh_line_8101803_200829243 |  | AD | node_8101803_200829242 | node_8101803_200829243 | 220.012 | bal_1P_1/0AA | 8101803 | no | no |  |  | no |  |  | 0 | 0 | 0 | 0
oh_line_8101803_200829244 |  | AD | node_8101803_200829243 | node_8101803_200829244 | 185.479 | bal_1P_1/0AA | 8101803 | no | no |  |  | no |  |  | 0 | 0 | 0 | 0
oh_line_8101803_200829245 |  | AD | node_8101803_200829244 | node_8101803_200829245 | 199.022 | bal_1P_1/0AA | 8101803 | no | no |  |  | no |  |  | 0 | 0 | 0 | 0
oh_line_8101803_200829247 |  | AD | node_8101803_200829242 | node_8101803_200829247 | 406.215 | bal_1P_1/0AC | 8101803 | no | no |  |  | no |  |  | 0 | 0 | 0 | 0
oh_line_8101803_200829250 |  | AD | node_8101803_200829247 | node_8101803_200829250 | 237.708 | bal_1P_2AC | 8101803 | no | no |  |  | no |  |  | 0 | 0 | 0 | 0
oh_line_8101803_200829252 |  | AD | node_8101803_200829250 | node_8101803_200829252 | 267.499 | bal_1P_2AC | 8101803 | no | no |  |  | no |  |  | 0 | 0 | 0 | 0
oh_line_8101803_200829253 |  | AD | node_8101803_200829252 | node_8101803_200829253 | 205.322 | bal_1P_1/0AA | 8101803 | no | no |  |  | no |  |  | 0 | 0 | 0 | 0
oh_line_8101803_200829259 |  | AD | node_8101803_200831307 | node_8101803_200829259 | 273.627 | bal_1P_2AC | 8101803 | no | no |  |  | no |  |  | 0 | 0 | 0 | 0
oh_line_8101803_200829260 |  | AD | node_8101803_200829259 | node_8101803_200829260 | 148.205 | bal_1P_2AC | 8101803 | no | no |  |  | no |  |  | 0 | 0 | 0 | 0
oh_line_8101803_200829261 |  | AD | node_8101803_200829260 | node_8101803_200829261 | 243.86 | bal_1P_2AC | 8101803 | no | no |  |  | no |  |  | 0 | 0 | 0 | 0
oh_line_8101803_200829262 |  | AD | node_8101803_200829261 | node_8101803_200829262 | 358.706 | bal_1P_2AC | 8101803 | no | no |  |  | no |  |  | 0 | 0 | 0 | 0
oh_line_8101803_200829263 |  | AD | node_8101803_200829242 | node_intto1_8101803_200829263 | 241.116 | bal_1P_2AC | 8101803 | no | no |  |  | no |  |  | 0 | 0 | 0 | 0
oh_line_8101803_200829264 |  | AD | node_8101803_200829263 | node_intto1_8101803_200829264 | 351.092 | bal_1P_2AC | 8101803 | no | no |  |  | no |  |  | 0 | 0 | 0 | 0
oh_line_8101803_200829265 |  | AD | node_8101803_200829264 | node_8101803_200829265 | 164.189 | bal_1P_1/0AA | 8101803 | no | no |  |  | no |  |  | 0 | 0 | 0 | 0
oh_line_8101803_200829266-1 |  | AD | node_8101803_200829283 | node_1405508_732_15260831_101 | 395.031 | bal_1P_2AC | 8101803 | no | no |  |  | no |  |  | 0 | 0 | 0 | 0
oh_line_8101803_200829266-2 |  | AD | node_1405508_732_15260831_101 | node_8101803_200829266 | 16.911 | bal_1P_2AC | 8101803 | no | no |  |  | no |  |  | 0 | 0 | 0 | 0
oh_line_8101803_200829267 |  | AD | node_8101803_200829266 | node_8101803_200829267 | 405.164 | bal_1P_2AC | 8101803 | no | no |  |  | no |  |  | 0 | 0 | 0 | 0
oh_line_8101803_200829268 |  | AD | node_8101803_200829267 | node_8101803_200829268 | 265.861 | bal_1P_2AC | 8101803 | no | no |  |  | no |  |  | 0 | 0 | 0 | 0
oh_line_8101803_200829270 |  | AD | node_8101803_200829268 | node_8101803_200829270 | 448.441 | bal_1P_2AC | 8101803 | no | no |  |  | no |  |  | 0 | 0 | 0 | 0
oh_line_8101803_200829271 |  | AD | node_8101803_200829270 | node_intto1_8101803_200829271 | 381.007 | bal_1P_2AC | 8101803 | no | no |  |  | no |  |  | 0 | 0 | 0 | 0
oh_line_8101803_200829272 |  | AD | node_8101803_200829264 | node_8101803_200829272 | 310.526 | bal_1P_2AC | 8101803 | no | no |  |  | no |  |  | 0 | 0 | 0 | 0
oh_line_8101803_200829273 |  | AD | node_8101803_200829272 | node_8101803_200829273 | 269.177 | bal_1P_2AC | 8101803 | no | no |  |  | no |  |  | 0 | 0 | 0 | 0
oh_line_8101803_200829274 |  | AD | node_8101803_200829273 | node_8101803_200829274 | 406.265 | bal_1P_2AC | 8101803 | no | no |  |  | no |  |  | 0 | 0 | 0 | 0
oh_line_8101803_200829276 |  | AD | node_8101803_200829274 | node_8101803_200829276 | 253.249 | bal_1P_2AC | 8101803 | no | no |  |  | no |  |  | 0 | 0 | 0 | 0
oh_line_8101803_200829278 |  | AD | node_8101803_200829276 | node_8101803_200829278 | 317.089 | bal_1P_2AC | 8101803 | no | no |  |  | no |  |  | 0 | 0 | 0 | 0
oh_line_8101803_200829279 |  | AD | node_8101803_200829278 | node_8101803_200829279 | 219.477 | bal_1P_2AC | 8101803 | no | no |  |  | no |  |  | 0 | 0 | 0 | 0
oh_line_8101803_200829280 |  | AD | node_8101803_200829279 | node_8101803_200829280 | 263.258 | bal_1P_1/0AA | 8101803 | no | no |  |  | no |  |  | 0 | 0 | 0 | 0
oh_line_8101803_200829281 |  | AD | node_8101803_200829279 | node_8101803_200829281 | 481.459 | bal_1P_2AC | 8101803 | no | no |  |  | no |  |  | 0 | 0 | 0 | 0
oh_line_8101803_200829283 |  | AD | node_8101803_200829281 | node_8101803_200829283 | 367.094 | bal_1P_2AC | 8101803 | no | no |  |  | no |  |  | 0 | 0 | 0 | 0
oh_line_8101803_200829284 |  | AD | node_8101803_200829283 | node_8101803_200829284 | 264.365 | bal_1P_1/0AA | 8101803 | no | no |  |  | no |  |  | 0 | 0 | 0 | 0
oh_line_8101803_200829285 |  | AD | node_8101803_200829268 | node_8101803_200829285 | 204.731 | bal_1P_2AC | 8101803 | no | no |  |  | no |  |  | 0 | 0 | 0 | 0
oh_line_8101803_200829286 |  | AD | node_8101803_200829285 | node_8101803_200829286 | 498.793 | bal_1P_2AC | 8101803 | no | no |  |  | no |  |  | 0 | 0 | 0 | 0
oh_line_8101803_200829288 |  | AD | node_8101803_200829286 | node_8101803_200829288 | 344.543 | bal_1P_2AC | 8101803 | no | no |  |  | no |  |  | 0 | 0 | 0 | 0
oh_line_8101803_200829289 |  | AD | node_8101803_200829288 | node_intto1_8101803_200829289 | 307.06 | bal_1P_2AC | 8101803 | no | no |  |  | no |  |  | 0 | 0 | 0 | 0
oh_line_8101803_200829290 |  | AD | node_8101803_200829289 | node_8101803_200829290 | 241.053 | bal_1P_2AC | 8101803 | no | no |  |  | no |  |  | 0 | 0 | 0 | 0
oh_line_8101803_200829291 |  | AD | node_8101803_200829290 | node_8101803_200829291 | 225.555 | bal_1P_2AC | 8101803 | no | no |  |  | no |  |  | 0 | 0 | 0 | 0
oh_line_8101803_200829292 |  | AD | node_8101803_200818628 | node_8101803_200829292 | 667.911 | bal_1P_2AC | 8101803 | no | no |  |  | no |  |  | 0 | 0 | 0 | 0
oh_line_8101803_200829293 |  | AD | node_8101803_200829292 | node_8101803_200829293 | 281.132 | bal_1P_2AC | 8101803 | no | no |  |  | no |  |  | 0 | 0 | 0 | 0
oh_line_8101803_200829295 |  | AD | node_8101803_201055341 | node_intto1_8101803_200829295 | 211.767 | bal_1P_2AC | 8101803 | no | no |  |  | no |  |  | 0 | 0 | 0 | 0
oh_line_8101803_200829296 |  | AD | node_8101803_200829295 | node_8101803_200829296 | 264.17 | bal_1P_2AC | 8101803 | no | no |  |  | no |  |  | 0 | 0 | 0 | 0
oh_line_8101803_200829297 |  | AD | node_8101803_200829296 | node_8101803_200829297 | 401.12 | bal_1P_2AC | 8101803 | no | no |  |  | no |  |  | 0 | 0 | 0 | 0
oh_line_8101803_200829298 |  | AD | node_8101803_200829297 | node_8101803_200829298 | 165.333 | bal_1P_1/0AA | 8101803 | no | no |  |  | no |  |  | 0 | 0 | 0 | 0
oh_line_8101803_200829299 |  | AD | node_8101803_200829297 | node_8101803_200829299 | 426.226 | bal_1P_2AC | 8101803 | no | no |  |  | no |  |  | 0 | 0 | 0 | 0
oh_line_8101803_200829308 |  | AD | node_8101803_200829310 | node_8101803_200829308 | 174.95 | bal_1P_4CU | 8101803 | no | no |  |  | no |  |  | 0 | 0 | 0 | 0
oh_line_8101803_200829309 |  | AD | node_8101803_200831304 | node_8101803_200829309 | 79.972 | bal_1P_1/0AA | 8101803 | no | no |  |  | no |  |  | 0 | 0 | 0 | 0
oh_line_8101803_200829310 |  | AD | node_8101803_200829311 | node_8101803_200829310 | 167.124 | bal_1P_4CU | 8101803 | no | no |  |  | no |  |  | 0 | 0 | 0 | 0
oh_line_8101803_200829311 |  | AD | node_8101803_200829312 | node_8101803_200829311 | 210.107 | bal_1P_4CU | 8101803 | no | no |  |  | no |  |  | 0 | 0 | 0 | 0
oh_line_8101803_200829312 |  | AD | node_8101803_200829313 | node_8101803_200829312 | 193.723 | bal_1P_4CU | 8101803 | no | no |  |  | no |  |  | 0 | 0 | 0 | 0
oh_line_8101803_200829313 |  | AD | node_8101803_200829314 | node_8101803_200829313 | 213.558 | bal_1P_4CU | 8101803 | no | no |  |  | no |  |  | 0 | 0 | 0 | 0
oh_line_8101803_200829314 |  | AD | node_8101803_200829315 | node_8101803_200829314 | 226.493 | bal_1P_4CU | 8101803 | no | no |  |  | no |  |  | 0 | 0 | 0 | 0
oh_line_8101803_200829315 |  | AD | node_8101803_200829316 | node_8101803_200829315 | 197.65 | bal_1P_4CU | 8101803 | no | no |  |  | no |  |  | 0 | 0 | 0 | 0
oh_line_8101803_200829316 |  | AD | node_8101803_200829317 | node_8101803_200829316 | 291.451 | bal_1P_4CU | 8101803 | no | no |  |  | no |  |  | 0 | 0 | 0 | 0
oh_line_8101803_200829317 |  | AD | node_8101803_200829318 | node_intto1_8101803_200829317 | 108.316 | bal_1P_4CU | 8101803 | no | no |  |  | no |  |  | 0 | 0 | 0 | 0
oh_line_8101803_200829318 |  | AD | node_8101803_200829309 | node_8101803_200829318 | 174.912 | bal_1P_1/0AA | 8101803 | no | no |  |  | no |  |  | 0 | 0 | 0 | 0
oh_line_8101803_200829375 |  | AD | node_8101803_200831086 | node_8101803_200829375 | 366.978 | bal_1P_1/0AC | 8101803 | no | no |  |  | no |  |  | 0 | 0 | 0 | 0
oh_line_8101803_200829376 |  | AD | node_8101803_200829375 | node_8101803_200829376 | 155.794 | bal_1P_2AC | 8101803 | no | no |  |  | no |  |  | 0 | 0 | 0 | 0
oh_line_8101803_200829377 |  | AD | node_8101803_200829414 | node_intto1_8101803_200829377 | 277.719 | bal_1P_1/0AA | 8101803 | no | no |  |  | no |  |  | 0 | 0 | 0 | 0
oh_line_8101803_200829378 |  | AD | node_8101803_200829377 | node_8101803_200829378 | 377.552 | bal_1P_1/0AA | 8101803 | no | no |  |  | no |  |  | 0 | 0 | 0 | 0
oh_line_8101803_200829379 |  | AD | node_8101803_200829378 | node_8101803_200829379 | 205.871 | bal_1P_1/0AA | 8101803 | no | no |  |  | no |  |  | 0 | 0 | 0 | 0
oh_line_8101803_200829380 |  | AD | node_8101803_200829379 | node_8101803_200829380 | 302.255 | bal_1P_1/0AA | 8101803 | no | no |  |  | no |  |  | 0 | 0 | 0 | 0
oh_line_8101803_200829381 |  | AD | node_8101803_200829379 | node_8101803_200829381 | 41.33 | bal_1P_1/0AA | 8101803 | no | no |  |  | no |  |  | 0 | 0 | 0 | 0
oh_line_8101803_200829382 |  | AD | node_8101803_200829376 | node_8101803_200829382 | 154.097 | bal_1P_2AC | 8101803 | no | no |  |  | no |  |  | 0 | 0 | 0 | 0
oh_line_8101803_200829383 |  | AD | node_8101803_200829382 | node_intto1_8101803_200829383 | 343.544 | bal_1P_2AC | 8101803 | no | no |  |  | no |  |  | 0 | 0 | 0 | 0
oh_line_8101803_200829384 |  | AD | node_8101803_200829383 | node_8101803_200829384 | 237.218 | bal_1P_2AC | 8101803 | no | no |  |  | no |  |  | 0 | 0 | 0 | 0
oh_line_8101803_200829385 |  | AD | node_8101803_200829383 | node_8101803_200829385 | 161.875 | bal_1P_2AC | 8101803 | no | no |  |  | no |  |  | 0 | 0 | 0 | 0
oh_line_8101803_200829386 |  | AD | node_8101803_200829385 | node_8101803_200829386 | 250.554 | bal_1P_2AC | 8101803 | no | no |  |  | no |  |  | 0 | 0 | 0 | 0
oh_line_8101803_200829387 |  | AD | node_8101803_200829386 | node_8101803_200829387 | 171.282 | bal_1P_2AC | 8101803 | no | no |  |  | no |  |  | 0 | 0 | 0 | 0
oh_line_8101803_200829389 |  | AD | node_8101803_200829387 | node_8101803_200829389 | 243.422 | bal_1P_2AC | 8101803 | no | no |  |  | no |  |  | 0 | 0 | 0 | 0
oh_line_8101803_200829390 |  | AD | node_8101803_200829389 | node_8101803_200829390 | 155.272 | bal_1P_2AC | 8101803 | no | no |  |  | no |  |  | 0 | 0 | 0 | 0
oh_line_8101803_200829391 |  | AD | node_8101803_200829390 | node_intto1_8101803_200829391 | 188.724 | bal_1P_1/0AA | 8101803 | no | no |  |  | no |  |  | 0 | 0 | 0 | 0
oh_line_8101803_200829392 |  | AD | node_8101803_200829391 | node_8101803_200829392 | 421.823 | bal_1P_1/0AA | 8101803 | no | no |  |  | no |  |  | 0 | 0 | 0 | 0
oh_line_8101803_200829395 |  | AD | node_8101803_200829390 | node_8101803_200829395 | 150.798 | bal_1P_2AC | 8101803 | no | no |  |  | no |  |  | 0 | 0 | 0 | 0
oh_line_8101803_200829396 |  | AD | node_8101803_200829395 | node_8101803_200829396 | 312.285 | bal_1P_2AC | 8101803 | no | no |  |  | no |  |  | 0 | 0 | 0 | 0
oh_line_8101803_200829397 |  | AD | node_8101803_200829396 | node_8101803_200829397 | 330.097 | bal_1P_2AC | 8101803 | no | no |  |  | no |  |  | 0 | 0 | 0 | 0
oh_line_8101803_200829399 |  | AD | node_8101803_200829397 | node_8101803_200829399 | 142.618 | bal_1P_2AC | 8101803 | no | no |  |  | no |  |  | 0 | 0 | 0 | 0
oh_line_8101803_200829401 |  | AD | node_8101803_200829399 | node_8101803_200829401 | 176.339 | bal_1P_2AC | 8101803 | no | no |  |  | no |  |  | 0 | 0 | 0 | 0
oh_line_8101803_200829403 |  | AD | node_8101803_200829401 | node_intto1_8101803_200829403 | 255.616 | bal_1P_2AC | 8101803 | no | no |  |  | no |  |  | 0 | 0 | 0 | 0
oh_line_8101803_200829404 |  | AD | node_8101803_200829403 | node_8101803_200829404 | 251.608 | bal_1P_2AC | 8101803 | no | no |  |  | no |  |  | 0 | 0 | 0 | 0
oh_line_8101803_200829405 |  | AD | node_8101803_200829404 | node_8101803_200829405 | 265.395 | bal_1P_2AC | 8101803 | no | no |  |  | no |  |  | 0 | 0 | 0 | 0
oh_line_8101803_200829406 |  | AD | node_8101803_200829401 | node_8101803_200829406 | 220.503 | bal_1P_1/0AA | 8101803 | no | no |  |  | no |  |  | 0 | 0 | 0 | 0
oh_line_8101803_200829407 |  | AD | node_8101803_200829409 | node_8101803_200829407 | 79.05 | bal_1P_1/0AA | 8101803 | no | no |  |  | no |  |  | 0 | 0 | 0 | 0
oh_line_8101803_200829408 |  | AD | node_8101803_200829407 | node_8101803_200829408 | 115.027 | bal_1P_1/0AA | 8101803 | no | no |  |  | no |  |  | 0 | 0 | 0 | 0
oh_line_8101803_200829409 |  | AD | node_8101803_200829406 | node_8101803_200829409 | 67.695 | bal_1P_1/0AA | 8101803 | no | no |  |  | no |  |  | 0 | 0 | 0 | 0
oh_line_8101803_200829410 |  | AD | node_8101803_200829406 | node_8101803_200829410 | 350.294 | bal_1P_1/0AA | 8101803 | no | no |  |  | no |  |  | 0 | 0 | 0 | 0
oh_line_8101803_200829412 |  | AD | node_8101803_200829410 | node_8101803_200829412 | 344.996 | bal_1P_1/0AA | 8101803 | no | no |  |  | no |  |  | 0 | 0 | 0 | 0
oh_line_8101803_200829413 |  | AD | node_8101803_200829412 | node_8101803_200829413 | 121.663 | bal_1P_1/0AA | 8101803 | no | no |  |  | no |  |  | 0 | 0 | 0 | 0
oh_line_8101803_200829414 |  | AD | node_8101803_200829413 | node_8101803_200829414 | 230.46 | bal_1P_1/0AA | 8101803 | no | no |  |  | no |  |  | 0 | 0 | 0 | 0
oh_line_8101803_200829423 |  | AD | node_8101803_201044593 | node_8101803_200829423 | 495.034 | bal_1P_2AC | 8101803 | no | no |  |  | no |  |  | 0 | 0 | 0 | 0
oh_line_8101803_200829424 |  | AD | node_8101803_200829452 | node_8101803_200829424 | 169.651 | bal_1P_2AC | 8101803 | no | no |  |  | no |  |  | 0 | 0 | 0 | 0
oh_line_8101803_200829425 |  | AD | node_8101803_200829424 | node_8101803_200829425 | 173.151 | bal_1P_1/0AA | 8101803 | no | no |  |  | no |  |  | 0 | 0 | 0 | 0
oh_line_8101803_200829426 |  | AD | node_8101803_200829425 | node_8101803_200829426 | 171.781 | bal_1P_1/0AA | 8101803 | no | no |  |  | no |  |  | 0 | 0 | 0 | 0
oh_line_8101803_200829427 |  | AD | node_8101803_200829424 | node_8101803_200829427 | 166.894 | bal_1P_2AC | 8101803 | no | no |  |  | no |  |  | 0 | 0 | 0 | 0
oh_line_8101803_200829428 |  | AD | node_8101803_200829427 | node_8101803_200829428 | 353.673 | bal_1P_2AC | 8101803 | no | no |  |  | no |  |  | 0 | 0 | 0 | 0
oh_line_8101803_200829429 |  | AD | node_8101803_200829428 | node_8101803_200829429 | 271.639 | bal_1P_2AC | 8101803 | no | no |  |  | no |  |  | 0 | 0 | 0 | 0
oh_line_8101803_200829430 |  | AD | node_8101803_200829429 | node_8101803_200829430 | 285.776 | bal_1P_1/0AC | 8101803 | no | no |  |  | no |  |  | 0 | 0 | 0 | 0
oh_line_8101803_200829431 |  | AD | node_8101803_200829430 | node_8101803_200829431 | 266.662 | bal_1P_1/0AC | 8101803 | no | no |  |  | no |  |  | 0 | 0 | 0 | 0
oh_line_8101803_200829432 |  | AD | node_8101803_200829431 | node_8101803_200829432 | 325.493 | bal_1P_1/0AA | 8101803 | no | no |  |  | no |  |  | 0 | 0 | 0 | 0
oh_line_8101803_200829433 |  | AD | node_8101803_200829431 | node_8101803_200829433 | 44.791 | bal_1P_1/0AA | 8101803 | no | no |  |  | no |  |  | 0 | 0 | 0 | 0
oh_line_8101803_200829434 |  | AD | node_8101803_200829431 | node_8101803_200829434 | 212.819 | bal_1P_1/0AC | 8101803 | no | no |  |  | no |  |  | 0 | 0 | 0 | 0
oh_line_8101803_200829437 |  | AD | node_8101803_200950191 | node_8101803_200829437 | 52.014 | bal_1P_1/0AC | 8101803 | no | no |  |  | no |  |  | 0 | 0 | 0 | 0
oh_line_8101803_200829438 |  | AD | node_8101803_200829437 | node_8101803_200829438 | 328.29 | bal_1P_2AC | 8101803 | no | no |  |  | no |  |  | 0 | 0 | 0 | 0
oh_line_8101803_200829439 |  | AD | node_8101803_200829438 | node_8101803_200829439 | 306.811 | bal_1P_2AC | 8101803 | no | no |  |  | no |  |  | 0 | 0 | 0 | 0
oh_line_8101803_200829440 |  | AD | node_8101803_200829423 | node_intto1_8101803_200829440 | 440.011 | bal_1P_2AC | 8101803 | no | no |  |  | no |  |  | 0 | 0 | 0 | 0
oh_line_8101803_200829441 |  | AD | node_8101803_200829440 | node_8101803_200829441 | 284.836 | bal_1P_4ACW | 8101803 | no | no |  |  | no |  |  | 0 | 0 | 0 | 0
oh_line_8101803_200829442 |  | AD | node_8101803_200829441 | node_8101803_200829442 | 242.871 | bal_1P_2AC | 8101803 | no | no |  |  | no |  |  | 0 | 0 | 0 | 0
oh_line_8101803_200829443 |  | AD | node_8101803_200829441 | node_8101803_200829443 | 252.566 | bal_1P_4ACW | 8101803 | no | no |  |  | no |  |  | 0 | 0 | 0 | 0
oh_line_8101803_200829444 |  | AD | node_8101803_200829443 | node_8101803_200829444 | 347.216 | bal_1P_4ACW | 8101803 | no | no |  |  | no |  |  | 0 | 0 | 0 | 0
oh_line_8101803_200829445 |  | AD | node_8101803_200829444 | node_8101803_200829445 | 230.323 | bal_1P_4ACW | 8101803 | no | no |  |  | no |  |  | 0 | 0 | 0 | 0
oh_line_8101803_200829447 |  | AD | node_8101803_200829445 | node_8101803_200829447 | 249.761 | bal_1P_4ACW | 8101803 | no | no |  |  | no |  |  | 0 | 0 | 0 | 0
oh_line_8101803_200829448 |  | AD | node_8101803_200829447 | node_8101803_200829448 | 261.263 | bal_1P_2AC | 8101803 | no | no |  |  | no |  |  | 0 | 0 | 0 | 0
oh_line_8101803_200829449 |  | AD | node_8101803_200829448 | node_8101803_200829449 | 293.004 | bal_1P_2AC | 8101803 | no | no |  |  | no |  |  | 0 | 0 | 0 | 0
oh_line_8101803_200829450 |  | AD | node_8101803_200829449 | node_8101803_200829450 | 76.862 | bal_1P_1/0AA | 8101803 | no | no |  |  | no |  |  | 0 | 0 | 0 | 0
oh_line_8101803_200829451 |  | AD | node_8101803_200829450 | node_8101803_200829451 | 352.918 | bal_1P_1/0AA | 8101803 | no | no |  |  | no |  |  | 0 | 0 | 0 | 0
oh_line_8101803_200829452 |  | AD | node_8101803_200829449 | node_8101803_200829452 | 129.883 | bal_1P_2AC | 8101803 | no | no |  |  | no |  |  | 0 | 0 | 0 | 0
oh_line_8101803_200829453 |  | AD | node_8101803_200829452 | node_8101803_200829453 | 305.311 | bal_1P_1/0AA | 8101803 | no | no |  |  | no |  |  | 0 | 0 | 0 | 0
oh_line_8101803_200829456 |  | AD | node_8101803_200831263 | node_8101803_200829456 | 178.54 | bal_1P_2AC | 8101803 | no | no |  |  | no |  |  | 0 | 0 | 0 | 0
oh_line_8101803_200829457 |  | AD | node_8101803_200829456 | node_8101803_200829457 | 215.951 | bal_1P_2AC | 8101803 | no | no |  |  | no |  |  | 0 | 0 | 0 | 0
oh_line_8101803_200829459 |  | AD | node_8101803_200971124 | node_8101803_200829459 | 202.432 | bal_1P_1/0AC | 8101803 | no | no |  |  | no |  |  | 0 | 0 | 0 | 0
oh_line_8101803_200829460 |  | AD | node_8101803_200971124 | node_8101803_200829460 | 341.853 | bal_1P_4ACW | 8101803 | no | no |  |  | no |  |  | 0 | 0 | 0 | 0
oh_line_8101803_200829461 |  | AD | node_8101803_200829460 | node_8101803_200829461 | 197.096 | bal_1P_8DCW | 8101803 | no | no |  |  | no |  |  | 0 | 0 | 0 | 0
oh_line_8101803_200829462 |  | AD | node_8101803_200829461 | node_8101803_200829462 | 174.221 | bal_1P_8DCW | 8101803 | no | no |  |  | no |  |  | 0 | 0 | 0 | 0
oh_line_8101803_200829463 |  | AD | node_8101803_200829462 | node_intto1_8101803_200829463 | 389.425 | bal_1P_1/0AA | 8101803 | no | no |  |  | no |  |  | 0 | 0 | 0 | 0
oh_line_8101803_200829464 |  | AD | node_8101803_200829463 | node_8101803_200829464 | 295.211 | bal_1P_1/0AA | 8101803 | no | no |  |  | no |  |  | 0 | 0 | 0 | 0
oh_line_8101803_200829465 |  | AD | node_8101803_200829460 | node_8101803_200829465 | 96.081 | bal_1P_2AC | 8101803 | no | no |  |  | no |  |  | 0 | 0 | 0 | 0
oh_line_8101803_200829466 |  | AD | node_8101803_200829465 | node_8101803_200829466 | 60.139 | bal_1P_2AC | 8101803 | no | no |  |  | no |  |  | 0 | 0 | 0 | 0
oh_line_8101803_200829467 |  | AD | node_8101803_200829465 | node_8101803_200829467 | 268.617 | bal_1P_1/0AA | 8101803 | no | no |  |  | no |  |  | 0 | 0 | 0 | 0
oh_line_8101803_200829468 |  | AD | node_8101803_200829467 | node_8101803_200829468 | 134.644 | bal_1P_1/0AA | 8101803 | no | no |  |  | no |  |  | 0 | 0 | 0 | 0
oh_line_8101803_200829469 |  | AD | node_8101803_200829468 | node_8101803_200829469 | 301.048 | bal_1P_1/0AC | 8101803 | no | no |  |  | no |  |  | 0 | 0 | 0 | 0
oh_line_8101803_200829470 |  | AD | node_8101803_200829469 | node_intto1_8101803_200829470 | 198.77 | bal_1P_1/0AC | 8101803 | no | no |  |  | no |  |  | 0 | 0 | 0 | 0
oh_line_8101803_200829472 |  | AD | node_8101803_200976313 | node_8101803_200829472 | 227.904 | bal_1P_2AC | 8101803 | no | no |  |  | no |  |  | 0 | 0 | 0 | 0
oh_line_8101803_200829473 |  | AD | node_8101803_200829469 | node_8101803_200829473 | 259.565 | bal_1P_1/0AC | 8101803 | no | no |  |  | no |  |  | 0 | 0 | 0 | 0
oh_line_8101803_200829474 |  | AD | node_8101803_200829473 | node_intto1_8101803_200829474 | 243.953 | bal_1P_1/0AC | 8101803 | no | no |  |  | no |  |  | 0 | 0 | 0 | 0
oh_line_8101803_200829475 |  | AD | node_8101803_200829474 | node_8101803_200829475 | 323.22 | bal_1P_1/0AC | 8101803 | no | no |  |  | no |  |  | 0 | 0 | 0 | 0
oh_line_8101803_200829476 |  | AD | node_8101803_200829475 | node_8101803_200829476 | 302.212 | bal_1P_1/0AC | 8101803 | no | no |  |  | no |  |  | 0 | 0 | 0 | 0
oh_line_8101803_200829477 |  | AD | node_8101803_200829476 | node_8101803_200829477 | 240.521 | bal_1P_1/0AC | 8101803 | no | no |  |  | no |  |  | 0 | 0 | 0 | 0
oh_line_8101803_200829478 |  | AD | node_8101803_200829457 | node_intto1_8101803_200829478 | 246.4 | bal_1P_4ACW | 8101803 | no | no |  |  | no |  |  | 0 | 0 | 0 | 0
oh_line_8101803_200829479 |  | AD | node_8101803_200829478 | node_8101803_200829479 | 122.983 | bal_1P_1/0AC | 8101803 | no | no |  |  | no |  |  | 0 | 0 | 0 | 0
oh_line_8101803_200829480 |  | AD | node_8101803_200829479 | node_8101803_200829480 | 234.245 | bal_1P_1/0AC | 8101803 | no | no |  |  | no |  |  | 0 | 0 | 0 | 0
oh_line_8101803_200829481 |  | AD | node_8101803_200829478 | node_8101803_200829481 | 247.493 | bal_1P_4ACW | 8101803 | no | no |  |  | no |  |  | 0 | 0 | 0 | 0
oh_line_8101803_200829483 |  | AD | node_8101803_201033857 | node_8101803_200829483 | 307.224 | bal_1P_1/0AC | 8101803 | no | no |  |  | no |  |  | 0 | 0 | 0 | 0
oh_line_8101803_200829484 |  | AD | node_8101803_200829483 | node_8101803_200829484 | 300.011 | bal_1P_1/0AC | 8101803 | no | no |  |  | no |  |  | 0 | 0 | 0 | 0
oh_line_8101803_200829486 |  | AD | node_8101803_200829484 | node_8101803_200829486 | 268.881 | bal_1P_1/0AA | 8101803 | no | no |  |  | no |  |  | 0 | 0 | 0 | 0
oh_line_8101803_200829487 |  | AD | node_8101803_200829486 | node_8101803_200829487 | 167.71 | bal_1P_1/0AA | 8101803 | no | no |  |  | no |  |  | 0 | 0 | 0 | 0
oh_line_8101803_200829488 |  | AD | node_8101803_310049758 | node_8101803_200829488 | 219.313 | bal_1P_4ACW | 8101803 | no | no |  |  | no |  |  | 0 | 0 | 0 | 0
oh_line_8101803_200829489 |  | AD | node_8101803_200829488 | node_8101803_200829489 | 437.152 | bal_1P_4ACW | 8101803 | no | no |  |  | no |  |  | 0 | 0 | 0 | 0
oh_line_8101803_200829490 |  | AD | node_8101803_200829489 | node_8101803_200829490 | 210.341 | bal_1P_1/0AA | 8101803 | no | no |  |  | no |  |  | 0 | 0 | 0 | 0
oh_line_8101803_200829491 |  | AD | node_8101803_200829490 | node_8101803_200829491 | 232.499 | bal_1P_1/0AA | 8101803 | no | no |  |  | no |  |  | 0 | 0 | 0 | 0
oh_line_8101803_200829492 |  | AD | node_8101803_200829491 | node_8101803_200829492 | 60.566 | bal_1P_1/0AA | 8101803 | no | no |  |  | no |  |  | 0 | 0 | 0 | 0
oh_line_8101803_200829493 |  | AD | node_8101803_200829492 | node_8101803_200829493 | 276.476 | bal_1P_4ACW | 8101803 | no | no |  |  | no |  |  | 0 | 0 | 0 | 0
oh_line_8101803_200829494 |  | AD | node_8101803_200829493 | node_8101803_200829494 | 228.936 | bal_1P_1/0AA | 8101803 | no | no |  |  | no |  |  | 0 | 0 | 0 | 0
oh_line_8101803_200829495 |  | AD | node_8101803_200829494 | node_8101803_200829495 | 204.868 | bal_1P_1/0AA | 8101803 | no | no |  |  | no |  |  | 0 | 0 | 0 | 0
oh_line_8101803_200829496 |  | AD | node_8101803_200829493 | node_8101803_200829496 | 205.427 | bal_1P_4ACW | 8101803 | no | no |  |  | no |  |  | 0 | 0 | 0 | 0
oh_line_8101803_200829497 |  | AD | node_8101803_200829496 | node_8101803_200829497 | 421.91 | bal_1P_4ACW | 8101803 | no | no |  |  | no |  |  | 0 | 0 | 0 | 0
oh_line_8101803_200829498 |  | AD | node_8101803_200829496 | node_8101803_200829498 | 346.027 | bal_1P_4ACW | 8101803 | no | no |  |  | no |  |  | 0 | 0 | 0 | 0
oh_line_8101803_200829499 |  | AD | node_8101803_200829498 | node_8101803_200829499 | 464.783 | bal_1P_4ACW | 8101803 | no | no |  |  | no |  |  | 0 | 0 | 0 | 0
oh_line_8101803_200829500 |  | AD | node_8101803_200829499 | node_8101803_200829500 | 459.931 | bal_1P_4ACW | 8101803 | no | no |  |  | no |  |  | 0 | 0 | 0 | 0
oh_line_8101803_200829501 |  | AD | node_8101803_201033856 | node_8101803_200829501 | 178.496 | bal_1P_1/0AC | 8101803 | no | no |  |  | no |  |  | 0 | 0 | 0 | 0
oh_line_8101803_200829502 |  | AD | node_8101803_201055341 | node_8101803_200829502 | 410.355 | bal_1P_2AC | 8101803 | no | no |  |  | no |  |  | 0 | 0 | 0 | 0
oh_line_8101803_200829503 |  | AD | node_8101803_200829502 | node_8101803_200829503 | 214.548 | bal_1P_2AC | 8101803 | no | no |  |  | no |  |  | 0 | 0 | 0 | 0
oh_line_8101803_200829504 |  | AD | node_8101803_200829524 | node_intto1_8101803_200829504 | 238.169 | bal_1P_2AC | 8101803 | no | no |  |  | no |  |  | 0 | 0 | 0 | 0
oh_line_8101803_200829506 |  | AD | node_8101803_200829504 | node_8101803_200829506 | 192.695 | bal_1P_1/0AC | 8101803 | no | no |  |  | no |  |  | 0 | 0 | 0 | 0
oh_line_8101803_200829507 |  | AD | node_8101803_200829506 | node_8101803_200829507 | 195.89 | bal_1P_1/0AC | 8101803 | no | no |  |  | no |  |  | 0 | 0 | 0 | 0
oh_line_8101803_200829509 |  | AD | node_8101803_200829507 | node_8101803_200829509 | 297.957 | bal_1P_1/0AA | 8101803 | no | no |  |  | no |  |  | 0 | 0 | 0 | 0
oh_line_8101803_200829510 |  | AD | node_8101803_200829509 | node_8101803_200829510 | 310.658 | bal_1P_1/0AA | 8101803 | no | no |  |  | no |  |  | 0 | 0 | 0 | 0
oh_line_8101803_200829511 |  | AD | node_8101803_200829510 | node_8101803_200829511 | 202.664 | bal_1P_1/0AA | 8101803 | no | no |  |  | no |  |  | 0 | 0 | 0 | 0
oh_line_8101803_200829512 |  | AD | node_8101803_200829503 | node_8101803_200829512 | 210.821 | bal_1P_2AC | 8101803 | no | no |  |  | no |  |  | 0 | 0 | 0 | 0
oh_line_8101803_200829513 |  | AD | node_8101803_200829512 | node_8101803_200829513 | 218.988 | bal_1P_2AC | 8101803 | no | no |  |  | no |  |  | 0 | 0 | 0 | 0
oh_line_8101803_200829514 |  | AD | node_8101803_200829513 | node_8101803_200829514 | 217.458 | bal_1P_2AC | 8101803 | no | no |  |  | no |  |  | 0 | 0 | 0 | 0
oh_line_8101803_200829515 |  | AD | node_8101803_200829514 | node_8101803_200829515 | 209.11 | bal_1P_2AC | 8101803 | no | no |  |  | no |  |  | 0 | 0 | 0 | 0
oh_line_8101803_200829516 |  | AD | node_8101803_200829515 | node_8101803_200829516 | 268.356 | bal_1P_2AC | 8101803 | no | no |  |  | no |  |  | 0 | 0 | 0 | 0
oh_line_8101803_200829517 |  | AD | node_8101803_200829516 | node_8101803_200829517 | 371.09 | bal_1P_2AC | 8101803 | no | no |  |  | no |  |  | 0 | 0 | 0 | 0
oh_line_8101803_200829518 |  | AD | node_8101803_200829517 | node_8101803_200829518 | 343.402 | bal_1P_2AC | 8101803 | no | no |  |  | no |  |  | 0 | 0 | 0 | 0
oh_line_8101803_200829519 |  | AD | node_8101803_200829518 | node_8101803_200829519 | 197.152 | bal_1P_2AC | 8101803 | no | no |  |  | no |  |  | 0 | 0 | 0 | 0
oh_line_8101803_200829521 |  | AD | node_8101803_201014704 | node_8101803_200829521 | 200.646 | bal_1P_2AC | 8101803 | no | no |  |  | no |  |  | 0 | 0 | 0 | 0
oh_line_8101803_200829522 |  | AD | node_8101803_200829521 | node_8101803_200829522 | 201.226 | bal_1P_2AC | 8101803 | no | no |  |  | no |  |  | 0 | 0 | 0 | 0
oh_line_8101803_200829523 |  | AD | node_8101803_200829522 | node_8101803_200829523 | 199.094 | bal_1P_2AC | 8101803 | no | no |  |  | no |  |  | 0 | 0 | 0 | 0
oh_line_8101803_200829524 |  | AD | node_8101803_200829523 | node_intto1_8101803_200829524 | 216.032 | bal_1P_2AC | 8101803 | no | no |  |  | no |  |  | 0 | 0 | 0 | 0
oh_line_8101803_200829526 |  | AD | node_8101803_200829517 | node_8101803_200829526 | 117.983 | bal_1P_2AC | 8101803 | no | no |  |  | no |  |  | 0 | 0 | 0 | 0
oh_line_8101803_200829527 |  | AD | node_8101803_200829526 | node_8101803_200829527 | 49.377 | bal_1P_2AC | 8101803 | no | no |  |  | no |  |  | 0 | 0 | 0 | 0
oh_line_8101803_200829528 |  | AD | node_8101803_200829543 | node_8101803_200829528 | 352.005 | bal_1P_1/0AA | 8101803 | no | no |  |  | no |  |  | 0 | 0 | 0 | 0
oh_line_8101803_200829529 |  | AD | node_8101803_200829528 | node_8101803_200829529 | 62.936 | bal_1P_1/0AA | 8101803 | no | no |  |  | no |  |  | 0 | 0 | 0 | 0
oh_line_8101803_200829530 |  | AD | node_8101803_200829529 | node_8101803_200829530 | 267.783 | bal_1P_1/0AA | 8101803 | no | no |  |  | no |  |  | 0 | 0 | 0 | 0
oh_line_8101803_200829531 |  | AD | node_8101803_200829530 | node_8101803_200829531 | 252.532 | bal_1P_1/0AA | 8101803 | no | no |  |  | no |  |  | 0 | 0 | 0 | 0
oh_line_8101803_200829532 |  | AD | node_8101803_200829527 | node_intto1_8101803_200829532 | 181.669 | bal_1P_2AC | 8101803 | no | no |  |  | no |  |  | 0 | 0 | 0 | 0
oh_line_8101803_200829533 |  | AD | node_8101803_200829532 | node_8101803_200829533 | 270.234 | bal_1P_2AC | 8101803 | no | no |  |  | no |  |  | 0 | 0 | 0 | 0
oh_line_8101803_200829534 |  | AD | node_8101803_200829533 | node_8101803_200829534 | 156.157 | bal_1P_2AC | 8101803 | no | no |  |  | no |  |  | 0 | 0 | 0 | 0
oh_line_8101803_200829535 |  | AD | node_8101803_200829534 | node_8101803_200829535 | 363.311 | bal_1P_2AC | 8101803 | no | no |  |  | no |  |  | 0 | 0 | 0 | 0
oh_line_8101803_200829536 |  | AD | node_8101803_200965748 | node_8101803_200829536 | 100.411 | bal_1P_2AC | 8101803 | no | no |  |  | no |  |  | 0 | 0 | 0 | 0
oh_line_8101803_200829538 |  | AD | node_8101803_200829536 | node_8101803_200829538 | 141.322 | bal_1P_2AC | 8101803 | no | no |  |  | no |  |  | 0 | 0 | 0 | 0
oh_line_8101803_200829539 |  | AD | node_8101803_200829538 | node_8101803_200829539 | 276.073 | bal_1P_1/0AC | 8101803 | no | no |  |  | no |  |  | 0 | 0 | 0 | 0
oh_line_8101803_200829540 |  | AD | node_8101803_200829539 | node_8101803_200829540 | 138.61 | bal_1P_1/0AA | 8101803 | no | no |  |  | no |  |  | 0 | 0 | 0 | 0
oh_line_8101803_200829541 |  | AD | node_8101803_200829539 | node_8101803_200829541 | 249.07 | bal_1P_1/0AC | 8101803 | no | no |  |  | no |  |  | 0 | 0 | 0 | 0
oh_line_8101803_200829542 |  | AD | node_8101803_200829541 | node_8101803_200829542 | 236.657 | bal_1P_1/0AC | 8101803 | no | no |  |  | no |  |  | 0 | 0 | 0 | 0
oh_line_8101803_200829543 |  | AD | node_8101803_200829542 | node_8101803_200829543 | 91.33 | bal_1P_1/0AA | 8101803 | no | no |  |  | no |  |  | 0 | 0 | 0 | 0
oh_line_8101803_200829622 |  | AD | node_8101803_200829242 | node_8101803_200829622 | 187.742 | bal_1P_2AC | 8101803 | no | no |  |  | no |  |  | 0 | 0 | 0 | 0
oh_line_8101803_200829623 |  | AD | node_8101803_200829622 | node_8101803_200829623 | 78.27 | bal_1P_2AC | 8101803 | no | no |  |  | no |  |  | 0 | 0 | 0 | 0
oh_line_8101803_200829624 |  | AD | node_8101803_200830272 | node_8101803_200829624 | 291.486 | bal_1P_1/0AA | 8101803 | no | no |  |  | no |  |  | 0 | 0 | 0 | 0
oh_line_8101803_200829625 |  | AD | node_8101803_200829624 | node_intto1_8101803_200829625 | 255.613 | bal_1P_2AC | 8101803 | no | no |  |  | no |  |  | 0 | 0 | 0 | 0
oh_line_8101803_200829626 |  | AD | node_8101803_200829625 | node_8101803_200829626 | 288.829 | bal_1P_2AC | 8101803 | no | no |  |  | no |  |  | 0 | 0 | 0 | 0
oh_line_8101803_200829627 |  | AD | node_8101803_200829626 | node_8101803_200829627 | 277.4 | bal_1P_2AC | 8101803 | no | no |  |  | no |  |  | 0 | 0 | 0 | 0
oh_line_8101803_200829628 |  | AD | node_8101803_200829627 | node_8101803_200829628 | 267.827 | bal_1P_2AC | 8101803 | no | no |  |  | no |  |  | 0 | 0 | 0 | 0
oh_line_8101803_200829629 |  | AD | node_8101803_200829628 | node_8101803_200829629 | 249.086 | bal_1P_2AC | 8101803 | no | no |  |  | no |  |  | 0 | 0 | 0 | 0
oh_line_8101803_200829631 |  | AD | node_8101803_200829629 | node_8101803_200829631 | 352.699 | bal_1P_2AC | 8101803 | no | no |  |  | no |  |  | 0 | 0 | 0 | 0
oh_line_8101803_200829632 |  | AD | node_8101803_200829631 | node_8101803_200829632 | 362.791 | bal_1P_2AC | 8101803 | no | no |  |  | no |  |  | 0 | 0 | 0 | 0
oh_line_8101803_200829633 |  | AD | node_8101803_200829632 | node_8101803_200829633 | 367.951 | bal_1P_2AC | 8101803 | no | no |  |  | no |  |  | 0 | 0 | 0 | 0
oh_line_8101803_200829634 |  | AD | node_8101803_200829633 | node_8101803_200829634 | 300.854 | bal_1P_2AC | 8101803 | no | no |  |  | no |  |  | 0 | 0 | 0 | 0
oh_line_8101803_200829635 |  | AD | node_8101803_200829634 | node_8101803_200829635 | 313.025 | bal_1P_2AC | 8101803 | no | no |  |  | no |  |  | 0 | 0 | 0 | 0
oh_line_8101803_200829636 |  | AD | node_8101803_200829623 | node_intto1_8101803_200829636 | 328.142 | bal_1P_2AC | 8101803 | no | no |  |  | no |  |  | 0 | 0 | 0 | 0
oh_line_8101803_200829642 |  | AD | node_8101803_200829644 | node_8101803_200829642 | 376.02 | bal_1P_2AC | 8101803 | no | no |  |  | no |  |  | 0 | 0 | 0 | 0
oh_line_8101803_200829643 |  | AD | node_8101803_200829642 | node_8101803_200829643 | 180.874 | bal_1P_2AC | 8101803 | no | no |  |  | no |  |  | 0 | 0 | 0 | 0
oh_line_8101803_200829644 |  | AD | node_8101803_200829645 | node_8101803_200829644 | 467.916 | bal_1P_2AC | 8101803 | no | no |  |  | no |  |  | 0 | 0 | 0 | 0
oh_line_8101803_200829645 |  | AD | node_8101803_200829646 | node_8101803_200829645 | 222.051 | bal_1P_1/0AC | 8101803 | no | no |  |  | no |  |  | 0 | 0 | 0 | 0
oh_line_8101803_200829646 |  | AD | node_8101803_200829647 | node_8101803_200829646 | 206.092 | bal_1P_1/0AC | 8101803 | no | no |  |  | no |  |  | 0 | 0 | 0 | 0
oh_line_8101803_200829647 |  | AD | node_8101803_200830013 | node_8101803_200829647 | 245.982 | bal_1P_2AC | 8101803 | no | no |  |  | no |  |  | 0 | 0 | 0 | 0
oh_line_8101803_200829648 |  | AD | node_8101803_200829647 | node_8101803_200829648 | 189.685 | bal_1P_1/0AC | 8101803 | no | no |  |  | no |  |  | 0 | 0 | 0 | 0
oh_line_8101803_200829649 |  | AD | node_8101803_200829648 | node_8101803_200829649 | 204.353 | bal_1P_1/0AC | 8101803 | no | no |  |  | no |  |  | 0 | 0 | 0 | 0
oh_line_8101803_200829650 |  | AD | node_8101803_200829649 | node_8101803_200829650 | 151.061 | bal_1P_1/0AC | 8101803 | no | no |  |  | no |  |  | 0 | 0 | 0 | 0
oh_line_8101803_200829651 |  | AD | node_8101803_200829381 | node_intto1_8101803_200829651 | 399.982 | bal_1P_1/0AA | 8101803 | no | no |  |  | no |  |  | 0 | 0 | 0 | 0
oh_line_8101803_200829653 |  | AD | node_8101803_200829651 | node_8101803_200829653 | 303.199 | bal_1P_1/0AA | 8101803 | no | no |  |  | no |  |  | 0 | 0 | 0 | 0
oh_line_8101803_200829654 |  | AD | node_8101803_200829653 | node_8101803_200829654 | 185.03 | bal_1P_2AC | 8101803 | no | no |  |  | no |  |  | 0 | 0 | 0 | 0
oh_line_8101803_200829655 |  | AD | node_8101803_200829654 | node_8101803_200829655 | 193.239 | bal_1P_2AC | 8101803 | no | no |  |  | no |  |  | 0 | 0 | 0 | 0
oh_line_8101803_200829656 |  | AD | node_8101803_200829655 | node_8101803_200829656 | 172.241 | bal_1P_2AC | 8101803 | no | no |  |  | no |  |  | 0 | 0 | 0 | 0
oh_line_8101803_200829658 |  | AD | node_8101803_200829656 | node_8101803_200829658 | 188.767 | bal_1P_2AC | 8101803 | no | no |  |  | no |  |  | 0 | 0 | 0 | 0
oh_line_8101803_200829660 |  | AD | node_8101803_200829658 | node_8101803_200829660 | 198.663 | bal_1P_2AC | 8101803 | no | no |  |  | no |  |  | 0 | 0 | 0 | 0
oh_line_8101803_200829662 |  | AD | node_8101803_200829660 | node_8101803_200829662 | 225.38 | bal_1P_2AC | 8101803 | no | no |  |  | no |  |  | 0 | 0 | 0 | 0
oh_line_8101803_200829663 |  | AD | node_8101803_200829662 | node_8101803_200829663 | 296.031 | bal_1P_2AC | 8101803 | no | no |  |  | no |  |  | 0 | 0 | 0 | 0
oh_line_8101803_200829664 |  | AD | node_8101803_200829663 | node_8101803_200829664 | 265.599 | bal_1P_1/0AA | 8101803 | no | no |  |  | no |  |  | 0 | 0 | 0 | 0
oh_line_8101803_200829665 |  | AD | node_8101803_200829663 | node_8101803_200829665 | 217.368 | bal_1P_2AC | 8101803 | no | no |  |  | no |  |  | 0 | 0 | 0 | 0
oh_line_8101803_200829792 |  | AD | node_8101803_200831154 | node_intto1_8101803_200829792 | 215.185 | bal_1P_2AC | 8101803 | no | no |  |  | no |  |  | 0 | 0 | 0 | 0
oh_line_8101803_200829793 |  | AD | node_8101803_200829808 | node_8101803_200829793 | 318.916 | bal_1P_2AC | 8101803 | no | no |  |  | no |  |  | 0 | 0 | 0 | 0
oh_line_8101803_200829794 |  | AD | node_8101803_200829793 | node_8101803_200829794 | 297.932 | bal_1P_2AC | 8101803 | no | no |  |  | no |  |  | 0 | 0 | 0 | 0
oh_line_8101803_200829795 |  | AD | node_8101803_200829792 | node_8101803_200829795 | 358.793 | bal_1P_2AC | 8101803 | no | no |  |  | no |  |  | 0 | 0 | 0 | 0
oh_line_8101803_200829796 |  | AD | node_8101803_200829795 | node_8101803_200829796 | 232.49 | bal_1P_2AC | 8101803 | no | no |  |  | no |  |  | 0 | 0 | 0 | 0
oh_line_8101803_200829797 |  | AD | node_8101803_200829796 | node_8101803_200829797 | 300.312 | bal_1P_1/0AA | 8101803 | no | no |  |  | no |  |  | 0 | 0 | 0 | 0
oh_line_8101803_200829798 |  | AD | node_8101803_200829796 | node_8101803_200829798 | 342.159 | bal_1P_2AC | 8101803 | no | no |  |  | no |  |  | 0 | 0 | 0 | 0
oh_line_8101803_200829799 |  | AD | node_8101803_200829798 | node_8101803_200829799 | 298.036 | bal_1P_2AC | 8101803 | no | no |  |  | no |  |  | 0 | 0 | 0 | 0
oh_line_8101803_200829800 |  | AD | node_8101803_200829799 | node_8101803_200829800 | 374.519 | bal_1P_1/0AA | 8101803 | no | no |  |  | no |  |  | 0 | 0 | 0 | 0
oh_line_8101803_200829801 |  | AD | node_8101803_200829799 | node_8101803_200829801 | 309.139 | bal_1P_2AC | 8101803 | no | no |  |  | no |  |  | 0 | 0 | 0 | 0
oh_line_8101803_200829804 |  | AD | node_8101803_200829801 | node_8101803_200829804 | 392.286 | bal_1P_2AC | 8101803 | no | no |  |  | no |  |  | 0 | 0 | 0 | 0
oh_line_8101803_200829805 |  | AD | node_8101803_200952444 | node_8101803_200829805 | 173.837 | bal_1P_2AC | 8101803 | no | no |  |  | no |  |  | 0 | 0 | 0 | 0
oh_line_8101803_200829806 |  | AD | node_8101803_200829805 | node_8101803_200829806 | 228.273 | bal_1P_2AC | 8101803 | no | no |  |  | no |  |  | 0 | 0 | 0 | 0
oh_line_8101803_200829808 |  | AD | node_8101803_200829805 | node_8101803_200829808 | 260.045 | bal_1P_2AC | 8101803 | no | no |  |  | no |  |  | 0 | 0 | 0 | 0
oh_line_8101803_200830013 |  | AD | node_8101803_200830015 | node_8101803_200830013 | 350.574 | bal_1P_2AC | 8101803 | no | no |  |  | no |  |  | 0 | 0 | 0 | 0
oh_line_8101803_200830015 |  | AD | node_8101803_200830016 | node_8101803_200830015 | 187.607 | bal_1P_2AC | 8101803 | no | no |  |  | no |  |  | 0 | 0 | 0 | 0
oh_line_8101803_200830016 |  | AD | node_8101803_200830020 | node_8101803_200830016 | 269.325 | bal_1P_1/0AA | 8101803 | no | no |  |  | no |  |  | 0 | 0 | 0 | 0
oh_line_8101803_200830017 |  | AD | node_8101803_200830016 | node_8101803_200830017 | 306.231 | bal_1P_2AC | 8101803 | no | no |  |  | no |  |  | 0 | 0 | 0 | 0
oh_line_8101803_200830018 |  | AD | node_8101803_200830017 | node_8101803_200830018 | 329.088 | bal_1P_2AC | 8101803 | no | no |  |  | no |  |  | 0 | 0 | 0 | 0
oh_line_8101803_200830020 |  | AD | node_8101803_200830021 | node_8101803_200830020 | 264.144 | bal_1P_1/0AA | 8101803 | no | no |  |  | no |  |  | 0 | 0 | 0 | 0
oh_line_8101803_200830021 |  | AD | node_8101803_200830022 | node_8101803_200830021 | 325.936 | bal_1P_1/0AA | 8101803 | no | no |  |  | no |  |  | 0 | 0 | 0 | 0
oh_line_8101803_200830022 |  | AD | node_8101803_200830023 | node_8101803_200830022 | 381.705 | bal_1P_1/0AA | 8101803 | no | no |  |  | no |  |  | 0 | 0 | 0 | 0
oh_line_8101803_200830023 |  | AD | node_8101803_200830292 | node_intto1_8101803_200830023 | 330.569 | bal_1P_1/0AA | 8101803 | no | no |  |  | no |  |  | 0 | 0 | 0 | 0
oh_line_8101803_200830024 |  | AD | node_8101803_200831209 | node_8101803_200830024 | 137.01 | bal_1P_1/0AC | 8101803 | no | no |  |  | no |  |  | 0 | 0 | 0 | 0
oh_line_8101803_200830025 |  | AD | node_8101803_200830024 | node_8101803_200830025 | 213.32 | bal_1P_1/0AC | 8101803 | no | no |  |  | no |  |  | 0 | 0 | 0 | 0
oh_line_8101803_200830026 |  | AD | node_8101803_200830025 | node_8101803_200830026 | 179.725 | bal_1P_1/0AC | 8101803 | no | no |  |  | no |  |  | 0 | 0 | 0 | 0
oh_line_8101803_200830027 |  | AD | node_8101803_200830026 | node_8101803_200830027 | 127.816 | bal_1P_1/0AC | 8101803 | no | no |  |  | no |  |  | 0 | 0 | 0 | 0
oh_line_8101803_200830028 |  | AD | node_8101803_200830027 | node_8101803_200830028 | 173.326 | bal_1P_1/0AC | 8101803 | no | no |  |  | no |  |  | 0 | 0 | 0 | 0
oh_line_8101803_200830030 |  | AD | node_8101803_200830028 | node_8101803_200830030 | 257.841 | bal_1P_1/0AC | 8101803 | no | no |  |  | no |  |  | 0 | 0 | 0 | 0
oh_line_8101803_200830031 |  | AD | node_8101803_200830027 | node_8101803_200830031 | 184.62 | bal_1P_1/0AA | 8101803 | no | no |  |  | no |  |  | 0 | 0 | 0 | 0
oh_line_8101803_200830032 |  | AD | node_8101803_200830031 | node_8101803_200830032 | 255.465 | bal_1P_1/0AA | 8101803 | no | no |  |  | no |  |  | 0 | 0 | 0 | 0
oh_line_8101803_200830129 |  | AD | node_8101803_200831278 | node_intto1_8101803_200830129 | 310.365 | bal_1P_1/0AC | 8101803 | no | no |  |  | no |  |  | 0 | 0 | 0 | 0
oh_line_8101803_200830130 |  | AD | node_8101803_200830151 | node_8101803_200830130 | 251.152 | bal_1P_1/0AC | 8101803 | no | no |  |  | no |  |  | 0 | 0 | 0 | 0
oh_line_8101803_200830132 |  | AD | node_8101803_200830130 | node_8101803_200830132 | 219.034 | bal_1P_1/0AC | 8101803 | no | no |  |  | no |  |  | 0 | 0 | 0 | 0
oh_line_8101803_200830133 |  | AD | node_8101803_200830130 | node_8101803_200830133 | 194.255 | bal_1P_1/0AC | 8101803 | no | no |  |  | no |  |  | 0 | 0 | 0 | 0
oh_line_8101803_200830135 |  | AD | node_8101803_200830133 | node_8101803_200830135 | 165.418 | bal_1P_1/0AC | 8101803 | no | no |  |  | no |  |  | 0 | 0 | 0 | 0
oh_line_8101803_200830136 |  | AD | node_8101803_200830135 | node_8101803_200830136 | 166.87 | bal_1P_1/0AC | 8101803 | no | no |  |  | no |  |  | 0 | 0 | 0 | 0
oh_line_8101803_200830137 |  | AD | node_8101803_200830136 | node_8101803_200830137 | 248.353 | bal_1P_1/0AA | 8101803 | no | no |  |  | no |  |  | 0 | 0 | 0 | 0
oh_line_8101803_200830138 |  | AD | node_8101803_200830137 | node_8101803_200830138 | 240.648 | bal_1P_1/0AA | 8101803 | no | no |  |  | no |  |  | 0 | 0 | 0 | 0
oh_line_8101803_200830139 |  | AD | node_8101803_200830138 | node_8101803_200830139 | 274.512 | bal_1P_1/0AA | 8101803 | no | no |  |  | no |  |  | 0 | 0 | 0 | 0
oh_line_8101803_200830140 |  | AD | node_8101803_200830139 | node_8101803_200830140 | 334.268 | bal_1P_1/0AA | 8101803 | no | no |  |  | no |  |  | 0 | 0 | 0 | 0
oh_line_8101803_200830141 |  | AD | node_8101803_200830140 | node_8101803_200830141 | 331.615 | bal_1P_1/0AA | 8101803 | no | no |  |  | no |  |  | 0 | 0 | 0 | 0
oh_line_8101803_200830142 |  | AD | node_8101803_200830129 | node_8101803_200830142 | 344.283 | bal_1P_1/0AC | 8101803 | no | no |  |  | no |  |  | 0 | 0 | 0 | 0
oh_line_8101803_200830143 |  | AD | node_8101803_200830142 | node_8101803_200830143 | 366.694 | bal_1P_1/0AC | 8101803 | no | no |  |  | no |  |  | 0 | 0 | 0 | 0
oh_line_8101803_200830144 |  | AD | node_8101803_200830143 | node_8101803_200830144 | 417.559 | bal_1P_1/0AC | 8101803 | no | no |  |  | no |  |  | 0 | 0 | 0 | 0
oh_line_8101803_200830145 |  | AD | node_8101803_200830144 | node_8101803_200830145 | 137.712 | bal_1P_1/0AA | 8101803 | no | no |  |  | no |  |  | 0 | 0 | 0 | 0
oh_line_8101803_200830146 |  | AD | node_8101803_200830144 | node_8101803_200830146 | 251.757 | bal_1P_1/0AC | 8101803 | no | no |  |  | no |  |  | 0 | 0 | 0 | 0
oh_line_8101803_200830147 |  | AD | node_8101803_200830146 | node_8101803_200830147 | 240.355 | bal_1P_1/0AC | 8101803 | no | no |  |  | no |  |  | 0 | 0 | 0 | 0
oh_line_8101803_200830148 |  | AD | node_8101803_200830147 | node_8101803_200830148 | 270.288 | bal_1P_1/0AC | 8101803 | no | no |  |  | no |  |  | 0 | 0 | 0 | 0
oh_line_8101803_200830149 |  | AD | node_8101803_200830148 | node_8101803_200830149 | 268.592 | bal_1P_1/0AC | 8101803 | no | no |  |  | no |  |  | 0 | 0 | 0 | 0
oh_line_8101803_200830150 |  | AD | node_8101803_200830149 | node_8101803_200830150 | 295.449 | bal_1P_1/0AC | 8101803 | no | no |  |  | no |  |  | 0 | 0 | 0 | 0
oh_line_8101803_200830151 |  | AD | node_8101803_200830150 | node_8101803_200830151 | 114.29 | bal_1P_1/0AC | 8101803 | no | no |  |  | no |  |  | 0 | 0 | 0 | 0
oh_line_8101803_200830152 |  | ABCD | node_8101803_200831272 | node_8101803_200830152 | 159.599 | bal_3P_336AC | 8101803 | no | no |  |  | no |  |  | 0 | 0 | 0 | 0
oh_line_8101803_200830153 |  | ABCD | node_8101803_200830152 | node_intto1_8101803_200830153 | 293.181 | bal_3P_336AC | 8101803 | no | no |  |  | no |  |  | 0 | 0 | 0 | 0
oh_line_8101803_200830154 |  | ABCD | node_8101803_200830153 | node_8101803_200830154 | 177.21 | bal_3P_336AC | 8101803 | no | no |  |  | no |  |  | 0 | 0 | 0 | 0
oh_line_8101803_200830155 |  | ABCD | node_8101803_200830154 | node_8101803_200830155 | 181.063 | bal_3P_336AC | 8101803 | no | no |  |  | no |  |  | 0 | 0 | 0 | 0
oh_line_8101803_200830156 |  | ABCD | node_8101803_200830155 | node_8101803_200830156 | 296.015 | bal_3P_336AC | 8101803 | no | no |  |  | no |  |  | 0 | 0 | 0 | 0
oh_line_8101803_200830157 |  | ABCD | node_8101803_200830156 | node_8101803_200830157 | 291.959 | bal_3P_336AC | 8101803 | no | no |  |  | no |  |  | 0 | 0 | 0 | 0
oh_line_8101803_200830158 |  | ABCD | node_8101803_200830157 | node_8101803_200830158 | 297.765 | bal_3P_336AC | 8101803 | no | no |  |  | no |  |  | 0 | 0 | 0 | 0
oh_line_8101803_200830164 |  | AD | node_8101803_200830165 | node_8101803_200830164 | 279.473 | bal_1P_1/0AA | 8101803 | no | no |  |  | no |  |  | 0 | 0 | 0 | 0
oh_line_8101803_200830165 |  | AD | node_8101803_200830166 | node_8101803_200830165 | 287.397 | bal_1P_1/0AA | 8101803 | no | no |  |  | no |  |  | 0 | 0 | 0 | 0
oh_line_8101803_200830166 |  | AD | node_8101803_200830292 | node_8101803_200830166 | 313.706 | bal_1P_1/0AA | 8101803 | no | no |  |  | no |  |  | 0 | 0 | 0 | 0
oh_line_8101803_200830167 |  | AD | node_8101803_200830166 | node_8101803_200830167 | 191.196 | bal_1P_1/0AA | 8101803 | no | no |  |  | no |  |  | 0 | 0 | 0 | 0
oh_line_8101803_200830174 |  | AD | node_8101803_200829658 | node_8101803_200830174 | 42.034 | bal_1P_2AC | 8101803 | no | no |  |  | no |  |  | 0 | 0 | 0 | 0
oh_line_8101803_200830175 |  | AD | node_8101803_200830195 | node_8101803_200830175 | 299.944 | bal_1P_2AC | 8101803 | no | no |  |  | no |  |  | 0 | 0 | 0 | 0
oh_line_8101803_200830176 |  | AD | node_8101803_200830175 | node_8101803_200830176 | 186.799 | bal_1P_2AC | 8101803 | no | no |  |  | no |  |  | 0 | 0 | 0 | 0
oh_line_8101803_200830178 |  | AD | node_8101803_200830176 | node_8101803_200830178 | 188.336 | bal_1P_1/0AC | 8101803 | no | no |  |  | no |  |  | 0 | 0 | 0 | 0
oh_line_8101803_200830179 |  | AD | node_8101803_200830176 | node_8101803_200830179 | 191.369 | bal_1P_1/0AA | 8101803 | no | no |  |  | no |  |  | 0 | 0 | 0 | 0
oh_line_8101803_200830180 |  | AD | node_8101803_200830179 | node_8101803_200830180 | 164.428 | bal_1P_1/0AA | 8101803 | no | no |  |  | no |  |  | 0 | 0 | 0 | 0
oh_line_8101803_200830181 |  | AD | node_8101803_200830180 | node_8101803_200830181 | 180.652 | bal_1P_1/0AA | 8101803 | no | no |  |  | no |  |  | 0 | 0 | 0 | 0
oh_line_8101803_200830182 |  | AD | node_8101803_200830181 | node_8101803_200830182 | 152.56 | bal_1P_1/0AA | 8101803 | no | no |  |  | no |  |  | 0 | 0 | 0 | 0
oh_line_8101803_200830183 |  | AD | node_8101803_200830182 | node_8101803_200830183 | 330.363 | bal_1P_1/0AA | 8101803 | no | no |  |  | no |  |  | 0 | 0 | 0 | 0
oh_line_8101803_200830184 |  | AD | node_8101803_200830183 | node_8101803_200830184 | 259.661 | bal_1P_1/0AA | 8101803 | no | no |  |  | no |  |  | 0 | 0 | 0 | 0
oh_line_8101803_200830186 |  | AD | node_8101803_200830184 | node_8101803_200830186 | 271.429 | bal_1P_1/0AA | 8101803 | no | no |  |  | no |  |  | 0 | 0 | 0 | 0
oh_line_8101803_200830187 |  | AD | node_8101803_200830174 | node_8101803_200830187 | 287.391 | bal_1P_2AC | 8101803 | no | no |  |  | no |  |  | 0 | 0 | 0 | 0
oh_line_8101803_200830188 |  | AD | node_8101803_200830187 | node_8101803_200830188 | 242.767 | bal_1P_1/0AA | 8101803 | no | no |  |  | no |  |  | 0 | 0 | 0 | 0
oh_line_8101803_200830189 |  | AD | node_8101803_200830188 | node_8101803_200830189 | 221.016 | bal_1P_1/0AA | 8101803 | no | no |  |  | no |  |  | 0 | 0 | 0 | 0
oh_line_8101803_200830190 |  | AD | node_8101803_200830189 | node_intto1_8101803_200830190 | 157.334 | bal_1P_1/0AA | 8101803 | no | no |  |  | no |  |  | 0 | 0 | 0 | 0
oh_line_8101803_200830192 |  | AD | node_8101803_201059060 | node_8101803_200830192 | 171.995 | bal_1P_1/0AA | 8101803 | no | no |  |  | no |  |  | 0 | 0 | 0 | 0
oh_line_8101803_200830193 |  | AD | node_8101803_200830192 | node_8101803_200830193 | 159.955 | bal_1P_2AC | 8101803 | no | no |  |  | no |  |  | 0 | 0 | 0 | 0
oh_line_8101803_200830195 |  | AD | node_8101803_200830193 | node_8101803_200830195 | 164.344 | bal_1P_2AC | 8101803 | no | no |  |  | no |  |  | 0 | 0 | 0 | 0
oh_line_8101803_200830251 |  | AD | node_8101803_200831096 | node_intto1_8101803_200830251 | 83.048 | bal_1P_1/0AA | 8101803 | no | no |  |  | no |  |  | 0 | 0 | 0 | 0
oh_line_8101803_200830252 |  | AD | node_8101803_200830251 | node_8101803_200830252 | 194.943 | bal_1P_1/0AA | 8101803 | no | no |  |  | no |  |  | 0 | 0 | 0 | 0
oh_line_8101803_200830253 |  | AD | node_8101803_200830252 | node_8101803_200830253 | 53.995 | bal_1P_1/0AA | 8101803 | no | no |  |  | no |  |  | 0 | 0 | 0 | 0
oh_line_8101803_200830254 |  | AD | node_8101803_200830253 | node_8101803_200830254 | 219.699 | bal_1P_1/0AA | 8101803 | no | no |  |  | no |  |  | 0 | 0 | 0 | 0
oh_line_8101803_200830256 |  | AD | node_8101803_200830254 | node_8101803_200830256 | 178.888 | bal_1P_1/0AA | 8101803 | no | no |  |  | no |  |  | 0 | 0 | 0 | 0
oh_line_8101803_200830257 |  | AD | node_8101803_200830256 | node_8101803_200830257 | 216.714 | bal_1P_1/0AA | 8101803 | no | no |  |  | no |  |  | 0 | 0 | 0 | 0
oh_line_8101803_200830259 |  | AD | node_8101803_200830257 | node_8101803_200830259 | 220.459 | bal_1P_1/0AA | 8101803 | no | no |  |  | no |  |  | 0 | 0 | 0 | 0
oh_line_8101803_200830260 |  | AD | node_8101803_200830259 | node_8101803_200830260 | 225.349 | bal_1P_1/0AA | 8101803 | no | no |  |  | no |  |  | 0 | 0 | 0 | 0
oh_line_8101803_200830261 |  | AD | node_8101803_200830260 | node_8101803_200830261 | 217.958 | bal_1P_1/0AA | 8101803 | no | no |  |  | no |  |  | 0 | 0 | 0 | 0
oh_line_8101803_200830262 |  | AD | node_8101803_200830261 | node_8101803_200830262 | 198.457 | bal_1P_1/0AA | 8101803 | no | no |  |  | no |  |  | 0 | 0 | 0 | 0
oh_line_8101803_200830265 |  | AD | node_8101803_200830267 | node_8101803_200830265 | 193.542 | bal_1P_1/0AA | 8101803 | no | no |  |  | no |  |  | 0 | 0 | 0 | 0
oh_line_8101803_200830267 |  | AD | node_8101803_200830164 | node_8101803_200830267 | 111.652 | bal_1P_1/0AA | 8101803 | no | no |  |  | no |  |  | 0 | 0 | 0 | 0
oh_line_8101803_200830269 |  | AD | node_8101803_200830267 | node_8101803_200830269 | 314.642 | bal_1P_1/0AA | 8101803 | no | no |  |  | no |  |  | 0 | 0 | 0 | 0
oh_line_8101803_200830270 |  | AD | node_8101803_200830269 | node_8101803_200830270 | 348.694 | bal_1P_1/0AA | 8101803 | no | no |  |  | no |  |  | 0 | 0 | 0 | 0
oh_line_8101803_200830271 |  | AD | node_8101803_200830270 | node_8101803_200830271 | 252.173 | bal_1P_1/0AA | 8101803 | no | no |  |  | no |  |  | 0 | 0 | 0 | 0
oh_line_8101803_200830272 |  | AD | node_8101803_200830271 | node_8101803_200830272 | 284.967 | bal_1P_1/0AA | 8101803 | no | no |  |  | no |  |  | 0 | 0 | 0 | 0
oh_line_8101803_200830286 |  | AD | node_8101803_200829252 | node_8101803_200830286 | 131.516 | bal_1P_1/0AA | 8101803 | no | no |  |  | no |  |  | 0 | 0 | 0 | 0
oh_line_8101803_200830287 |  | AD | node_8101803_200830301 | node_8101803_200830287 | 249.949 | bal_1P_1/0AA | 8101803 | no | no |  |  | no |  |  | 0 | 0 | 0 | 0
oh_line_8101803_200830288 |  | AD | node_8101803_200830287 | node_8101803_200830288 | 218.741 | bal_1P_1/0AA | 8101803 | no | no |  |  | no |  |  | 0 | 0 | 0 | 0
oh_line_8101803_200830289 |  | AD | node_8101803_200830287 | node_8101803_200830289 | 248.391 | bal_1P_1/0AA | 8101803 | no | no |  |  | no |  |  | 0 | 0 | 0 | 0
oh_line_8101803_200830290 |  | AD | node_8101803_200830289 | node_8101803_200830290 | 271.745 | bal_1P_1/0AA | 8101803 | no | no |  |  | no |  |  | 0 | 0 | 0 | 0
oh_line_8101803_200830292 |  | AD | node_8101803_200830290 | node_8101803_200830292 | 302.129 | bal_1P_1/0AA | 8101803 | no | no |  |  | no |  |  | 0 | 0 | 0 | 0
oh_line_8101803_200830294 |  | AD | node_8101803_200830286 | node_intto1_8101803_200830294 | 326.493 | bal_1P_1/0AA | 8101803 | no | no |  |  | no |  |  | 0 | 0 | 0 | 0
oh_line_8101803_200830295 |  | AD | node_8101803_200830294 | node_8101803_200830295 | 272.945 | bal_1P_1/0AA | 8101803 | no | no |  |  | no |  |  | 0 | 0 | 0 | 0
oh_line_8101803_200830296 |  | AD | node_8101803_200830295 | node_8101803_200830296 | 202.018 | bal_1P_1/0AA | 8101803 | no | no |  |  | no |  |  | 0 | 0 | 0 | 0
oh_line_8101803_200830297 |  | AD | node_8101803_200830296 | node_8101803_200830297 | 237.723 | bal_1P_1/0AA | 8101803 | no | no |  |  | no |  |  | 0 | 0 | 0 | 0
oh_line_8101803_200830298 |  | AD | node_8101803_200830297 | node_8101803_200830298 | 278.392 | bal_1P_1/0AA | 8101803 | no | no |  |  | no |  |  | 0 | 0 | 0 | 0
oh_line_8101803_200830299 |  | AD | node_8101803_200830298 | node_8101803_200830299 | 347.322 | bal_1P_1/0AA | 8101803 | no | no |  |  | no |  |  | 0 | 0 | 0 | 0
oh_line_8101803_200830300 |  | AD | node_8101803_200830299 | node_8101803_200830300 | 254.978 | bal_1P_1/0AA | 8101803 | no | no |  |  | no |  |  | 0 | 0 | 0 | 0
oh_line_8101803_200830301 |  | AD | node_8101803_200830300 | node_8101803_200830301 | 253.921 | bal_1P_1/0AA | 8101803 | no | no |  |  | no |  |  | 0 | 0 | 0 | 0
oh_line_8101803_200831053 |  | ABCD | node_8101803_200831054 | node_8101803_200831053 | 198.338 | bal_3P_2AC | 8101803 | no | no |  |  | no |  |  | 0 | 0 | 0 | 0
oh_line_8101803_200831054 |  | ABCD | node_8101803_200831055 | node_8101803_200831054 | 206.893 | bal_3P_2AC | 8101803 | no | no |  |  | no |  |  | 0 | 0 | 0 | 0
oh_line_8101803_200831055 |  | ABCD | node_8101803_200831056 | node_8101803_200831055 | 229.443 | bal_3P_2AC | 8101803 | no | no |  |  | no |  |  | 0 | 0 | 0 | 0
oh_line_8101803_200831056 |  | ABCD | node_8101803_200831057 | node_8101803_200831056 | 175.407 | bal_3P_2AC | 8101803 | no | no |  |  | no |  |  | 0 | 0 | 0 | 0
oh_line_8101803_200831057 |  | ABCD | node_8101803_200831058 | node_8101803_200831057 | 146.653 | bal_3P_4/0AL | 8101803 | no | no |  |  | no |  |  | 0 | 0 | 0 | 0
oh_line_8101803_200831058 |  | ABCD | node_8101803_200831059 | node_8101803_200831058 | 124.992 | bal_3P_4/0AL | 8101803 | no | no |  |  | no |  |  | 0 | 0 | 0 | 0
oh_line_8101803_200831059 |  | ABCD | node_8101803_200831062 | node_8101803_200831059 | 159.741 | bal_3P_4/0AL | 8101803 | no | no |  |  | no |  |  | 0 | 0 | 0 | 0
oh_line_8101803_200831060 |  | AD | node_8101803_200831059 | node_8101803_200831060 | 30.668 | bal_1P_1/0AC | 8101803 | no | no |  |  | no |  |  | 0 | 0 | 0 | 0
oh_line_8101803_200831061 |  | AD | node_8101803_200831060 | node_8101803_200831061 | 131.731 | bal_1P_1/0AC | 8101803 | no | no |  |  | no |  |  | 0 | 0 | 0 | 0
oh_line_8101803_200831062 |  | ABCD | node_8101803_200831064 | node_8101803_200831062 | 156.43 | bal_3P_4/0AL | 8101803 | no | no |  |  | no |  |  | 0 | 0 | 0 | 0
oh_line_8101803_200831064 |  | ABCD | node_8101803_200831066 | node_8101803_200831064 | 123.289 | bal_3P_4/0AL | 8101803 | no | no |  |  | no |  |  | 0 | 0 | 0 | 0
oh_line_8101803_200831066 |  | ABCD | node_8101803_200831067 | node_8101803_200831066 | 221.018 | bal_3P_4/0AL | 8101803 | no | no |  |  | no |  |  | 0 | 0 | 0 | 0
oh_line_8101803_200831067 |  | ABCD | node_8101803_200831069 | node_8101803_200831067 | 193.422 | bal_3P_4/0AL | 8101803 | no | no |  |  | no |  |  | 0 | 0 | 0 | 0
oh_line_8101803_200831069 |  | ABCD | node_8101803_200831070 | node_8101803_200831069 | 204.96 | bal_3P_4/0AL | 8101803 | no | no |  |  | no |  |  | 0 | 0 | 0 | 0
oh_line_8101803_200831070 |  | ABCD | node_8101803_200831072 | node_8101803_200831070 | 173.614 | bal_3P_4/0AL | 8101803 | no | no |  |  | no |  |  | 0 | 0 | 0 | 0
oh_line_8101803_200831072 |  | ABCD | node_8101803_200831074 | node_8101803_200831072 | 230.436 | bal_3P_2AC | 8101803 | no | no |  |  | no |  |  | 0 | 0 | 0 | 0
oh_line_8101803_200831074 |  | ABCD | node_8101803_200831075 | node_8101803_200831074 | 120.403 | bal_3P_2AC | 8101803 | no | no |  |  | no |  |  | 0 | 0 | 0 | 0
oh_line_8101803_200831075 |  | ABCD | node_8101803_200831077 | node_8101803_200831075 | 134.02 | bal_3P_2AC | 8101803 | no | no |  |  | no |  |  | 0 | 0 | 0 | 0
oh_line_8101803_200831077 |  | ABCD | node_8101803_200831080 | node_8101803_200831077 | 212.963 | bal_3P_2AC | 8101803 | no | no |  |  | no |  |  | 0 | 0 | 0 | 0
oh_line_8101803_200831080 |  | ABCD | node_8101803_200831081 | node_8101803_200831080 | 203.717 | bal_3P_2AC | 8101803 | no | no |  |  | no |  |  | 0 | 0 | 0 | 0
oh_line_8101803_200831081 |  | ABCD | node_8101803_200831082 | node_8101803_200831081 | 150.046 | bal_3P_2AC | 8101803 | no | no |  |  | no |  |  | 0 | 0 | 0 | 0
oh_line_8101803_200831082 |  | ABCD | node_8101803_200831084 | node_intto1_8101803_200831082 | 188.896 | bal_3P_2AC | 8101803 | no | no |  |  | no |  |  | 0 | 0 | 0 | 0
oh_line_8101803_200831084 |  | ABCD | node_8101803_200831085 | node_8101803_200831084 | 233.653 | bal_3P_2AC | 8101803 | no | no |  |  | no |  |  | 0 | 0 | 0 | 0
oh_line_8101803_200831085 |  | ABCD | node_8101803_200831086 | node_8101803_200831085 | 262.995 | bal_3P_2AC | 8101803 | no | no |  |  | no |  |  | 0 | 0 | 0 | 0
oh_line_8101803_200831086 |  | ABCD | node_8101803_200831087 | node_8101803_200831086 | 196.803 | bal_3P_2AC | 8101803 | no | no |  |  | no |  |  | 0 | 0 | 0 | 0
oh_line_8101803_200831087 |  | ABCD | node_8101803_200831088 | node_8101803_200831087 | 251.214 | bal_3P_2AC | 8101803 | no | no |  |  | no |  |  | 0 | 0 | 0 | 0
oh_line_8101803_200831088-1 |  | ABCD | node_8101803_200831089 | node_1414573_91_15277068_447 | 238.895 | bal_3P_2AC | 8101803 | no | no |  |  | no |  |  | 0 | 0 | 0 | 0
oh_line_8101803_200831088-2 |  | ABCD | node_1414573_91_15277068_447 | node_8101803_200831088 | 7.512 | bal_3P_2AC | 8101803 | no | no |  |  | no |  |  | 0 | 0 | 0 | 0
oh_line_8101803_200831089 |  | ABCD | node_8101803_200831090 | node_8101803_200831089 | 214.419 | bal_3P_2AC | 8101803 | no | no |  |  | no |  |  | 0 | 0 | 0 | 0
oh_line_8101803_200831090 |  | ABCD | node_8101803_200831091 | node_8101803_200831090 | 134.374 | bal_3P_2AC | 8101803 | no | no |  |  | no |  |  | 0 | 0 | 0 | 0
oh_line_8101803_200831091 |  | ABCD | node_8101803_200831092 | node_8101803_200831091 | 114.475 | bal_3P_2AC | 8101803 | no | no |  |  | no |  |  | 0 | 0 | 0 | 0
oh_line_8101803_200831092 |  | ABCD | node_8101803_200831093 | node_8101803_200831092 | 275.458 | bal_3P_2AC | 8101803 | no | no |  |  | no |  |  | 0 | 0 | 0 | 0
oh_line_8101803_200831093 |  | ABCD | node_8101803_200831094 | node_8101803_200831093 | 85.944 | bal_3P_2AC | 8101803 | no | no |  |  | no |  |  | 0 | 0 | 0 | 0
oh_line_8101803_200831094 |  | ABCD | node_8101803_200831096 | node_8101803_200831094 | 186.006 | bal_3P_2AC | 8101803 | no | no |  |  | no |  |  | 0 | 0 | 0 | 0
oh_line_8101803_200831096 |  | ABCD | node_8101803_200831104 | node_8101803_200831096 | 226.761 | bal_3P_2AC | 8101803 | no | no |  |  | no |  |  | 0 | 0 | 0 | 0
oh_line_8101803_200831104 |  | ABCD | node_8101803_200831106 | node_8101803_200831104 | 269.964 | bal_3P_2AC | 8101803 | no | no |  |  | no |  |  | 0 | 0 | 0 | 0
oh_line_8101803_200831106 |  | ABCD | node_8101803_200831107 | node_8101803_200831106 | 254.751 | bal_3P_2AC | 8101803 | no | no |  |  | no |  |  | 0 | 0 | 0 | 0
oh_line_8101803_200831107 |  | ABCD | node_8101803_200831110 | node_8101803_200831107 | 255.216 | bal_3P_2AC | 8101803 | no | no |  |  | no |  |  | 0 | 0 | 0 | 0
oh_line_8101803_200831108 |  | AD | node_8101803_200831107 | node_8101803_200831108 | 106.434 | bal_1P_2AC | 8101803 | no | no |  |  | no |  |  | 0 | 0 | 0 | 0
oh_line_8101803_200831109 |  | AD | node_8101803_200831108 | node_8101803_200831109 | 282.711 | bal_1P_2AC | 8101803 | no | no |  |  | no |  |  | 0 | 0 | 0 | 0
oh_line_8101803_200831110 |  | ABCD | node_8101803_200831111 | node_intto1_8101803_200831110 | 270.608 | bal_3P_2AC | 8101803 | no | no |  |  | no |  |  | 0 | 0 | 0 | 0
oh_line_8101803_200831111 |  | ABCD | node_8101803_200831113 | node_8101803_200831111 | 236.192 | bal_3P_4/0AC | 8101803 | no | no |  |  | no |  |  | 0 | 0 | 0 | 0
oh_line_8101803_200831112 |  | AD | node_8101803_200831111 | node_8101803_200831112 | 275.618 | bal_1P_1/0AA | 8101803 | no | no |  |  | no |  |  | 0 | 0 | 0 | 0
oh_line_8101803_200831113 |  | ABCD | node_8101803_200831117 | node_8101803_200831113 | 233.211 | bal_3P_4/0AC | 8101803 | no | no |  |  | no |  |  | 0 | 0 | 0 | 0
oh_line_8101803_200831114 |  | AD | node_8101803_200831113 | node_8101803_200831114 | 58.932 | bal_1P_1/0AC | 8101803 | no | no |  |  | no |  |  | 0 | 0 | 0 | 0
oh_line_8101803_200831115 |  | AD | node_8101803_200831114 | node_8101803_200831115 | 227.468 | bal_1P_1/0AC | 8101803 | no | no |  |  | no |  |  | 0 | 0 | 0 | 0
oh_line_8101803_200831116 |  | AD | node_8101803_200831113 | node_8101803_200831116 | 183.754 | bal_1P_1/0AA | 8101803 | no | no |  |  | no |  |  | 0 | 0 | 0 | 0
oh_line_8101803_200831117 |  | ABCD | node_8101803_200831118 | node_8101803_200831117 | 140.808 | bal_3P_4/0AC | 8101803 | no | no |  |  | no |  |  | 0 | 0 | 0 | 0
oh_line_8101803_200831118 |  | ABCD | node_8101803_200831119 | node_8101803_200831118 | 158.032 | bal_3P_4/0AC | 8101803 | no | no |  |  | no |  |  | 0 | 0 | 0 | 0
oh_line_8101803_200831119 |  | ABCD | node_8101803_200831145 | node_intto1_8101803_200831119 | 62.086 | bal_3P_2AC | 8101803 | no | no |  |  | no |  |  | 0 | 0 | 0 | 0
oh_line_8101803_200831120 |  | AD | node_8101803_200831145 | node_8101803_200831120 | 134.93 | bal_1P_1/0AA | 8101803 | no | no |  |  | no |  |  | 0 | 0 | 0 | 0
oh_line_8101803_200831125 |  | AD | node_8101803_200831120 | node_8101803_200831125 | 287.467 | bal_1P_1/0AA | 8101803 | no | no |  |  | no |  |  | 0 | 0 | 0 | 0
oh_line_8101803_200831138 |  | ABCD | node_8101803_200831139 | node_8101803_200831138 | 135.473 | bal_3P_2AC | 8101803 | no | no |  |  | no |  |  | 0 | 0 | 0 | 0
oh_line_8101803_200831139 |  | ABCD | node_8101803_200831144 | node_8101803_200831139 | 63.695 | bal_3P_2AC | 8101803 | no | no |  |  | no |  |  | 0 | 0 | 0 | 0
oh_line_8101803_200831144 |  | ABCD | node_8101803_200831053 | node_8101803_200831144 | 137.414 | bal_3P_2AC | 8101803 | no | no |  |  | no |  |  | 0 | 0 | 0 | 0
oh_line_8101803_200831145 |  | ABCD | node_8101803_200831146 | node_8101803_200831145 | 265.114 | bal_3P_2AC | 8101803 | no | no |  |  | no |  |  | 0 | 0 | 0 | 0
oh_line_8101803_200831146 |  | ABCD | node_8101803_200831147 | node_8101803_200831146 | 264.586 | bal_3P_2AC | 8101803 | no | no |  |  | no |  |  | 0 | 0 | 0 | 0
oh_line_8101803_200831147 |  | ABCD | node_8101803_200831148 | node_8101803_200831147 | 270.93 | bal_3P_2AC | 8101803 | no | no |  |  | no |  |  | 0 | 0 | 0 | 0
oh_line_8101803_200831148 |  | ABCD | node_8101803_200831149 | node_8101803_200831148 | 250.104 | bal_3P_2AC | 8101803 | no | no |  |  | no |  |  | 0 | 0 | 0 | 0
oh_line_8101803_200831149 |  | ABCD | node_8101803_200831150 | node_8101803_200831149 | 215.198 | bal_3P_2AC | 8101803 | no | no |  |  | no |  |  | 0 | 0 | 0 | 0
oh_line_8101803_200831150 |  | ABCD | node_8101803_200831151 | node_8101803_200831150 | 280.169 | bal_3P_2AC | 8101803 | no | no |  |  | no |  |  | 0 | 0 | 0 | 0
oh_line_8101803_200831151 |  | ABCD | node_8101803_200831152 | node_8101803_200831151 | 242.173 | bal_3P_2AC | 8101803 | no | no |  |  | no |  |  | 0 | 0 | 0 | 0
oh_line_8101803_200831152 |  | ABCD | node_8101803_200831153 | node_8101803_200831152 | 269.86 | bal_3P_2AC | 8101803 | no | no |  |  | no |  |  | 0 | 0 | 0 | 0
oh_line_8101803_200831153 |  | ABCD | node_8101803_200831154 | node_8101803_200831153 | 238.023 | bal_3P_2AC | 8101803 | no | no |  |  | no |  |  | 0 | 0 | 0 | 0
oh_line_8101803_200831154 |  | ABCD | node_8101803_200831155 | node_8101803_200831154 | 263.011 | bal_3P_2AC | 8101803 | no | no |  |  | no |  |  | 0 | 0 | 0 | 0
oh_line_8101803_200831155 |  | ABCD | node_8101803_201049761 | node_intto1_8101803_200831155 | 266.493 | bal_3P_2AC | 8101803 | no | no |  |  | no |  |  | 0 | 0 | 0 | 0
oh_line_8101803_200831157 |  | ABCD | node_8101803_200830158 | node_8101803_200831157 | 318.828 | bal_3P_336AC | 8101803 | no | no |  |  | no |  |  | 0 | 0 | 0 | 0
oh_line_8101803_200831158 |  | ABCD | node_8101803_200914847 | node_8101803_200831158 | 36.429 | bal_3P_336AC | 8101803 | no | no |  |  | no |  |  | 0 | 0 | 0 | 0
oh_line_8101803_200831159 |  | ABCD | node_8101803_200831158 | node_8101803_200831159 | 139.141 | bal_3P_336AC | 8101803 | no | no |  |  | no |  |  | 0 | 0 | 0 | 0
oh_line_8101803_200831160 |  | ABCD | node_8101803_200831159 | node_8101803_200831160 | 179.623 | bal_3P_336AC | 8101803 | no | no |  |  | no |  |  | 0 | 0 | 0 | 0
oh_line_8101803_200831161 |  | ABCD | node_8101803_200831160 | node_8101803_200831161 | 127.866 | bal_3P_336AC | 8101803 | no | no |  |  | no |  |  | 0 | 0 | 0 | 0
oh_line_8101803_200831162 |  | ABCD | node_8101803_200831161 | node_8101803_200831162 | 282.454 | bal_3P_336AC | 8101803 | no | no |  |  | no |  |  | 0 | 0 | 0 | 0
oh_line_8101803_200831170 |  | AD | node_8101803_200831145 | node_8101803_200831170 | 85.576 | bal_1P_1/0AA | 8101803 | no | no |  |  | no |  |  | 0 | 0 | 0 | 0
oh_line_8101803_200831171 |  | AD | node_8101803_200831170 | node_8101803_200831171 | 172.608 | bal_1P_2AC | 8101803 | no | no |  |  | no |  |  | 0 | 0 | 0 | 0
oh_line_8101803_200831181 |  | AD | node_8101803_200831072 | node_intto1_8101803_200831181 | 228.665 | bal_1P_2AC | 8101803 | no | no |  |  | no |  |  | 0 | 0 | 0 | 0
oh_line_8101803_200831182 |  | AD | node_8101803_200831205 | node_8101803_200831182 | 183.641 | bal_1P_2AC | 8101803 | no | no |  |  | no |  |  | 0 | 0 | 0 | 0
oh_line_8101803_200831183 |  | AD | node_8101803_200831182 | node_8101803_200831183 | 165.766 | bal_1P_2AC | 8101803 | no | no |  |  | no |  |  | 0 | 0 | 0 | 0
oh_line_8101803_200831184 |  | AD | node_8101803_200831183 | node_8101803_200831184 | 182.8 | bal_1P_2AC | 8101803 | no | no |  |  | no |  |  | 0 | 0 | 0 | 0
oh_line_8101803_200831185 |  | AD | node_8101803_200831184 | node_8101803_200831185 | 160.604 | bal_1P_2AC | 8101803 | no | no |  |  | no |  |  | 0 | 0 | 0 | 0
oh_line_8101803_200831186 |  | AD | node_8101803_200831185 | node_intto1_8101803_200831186 | 160.16 | bal_1P_2AC | 8101803 | no | no |  |  | no |  |  | 0 | 0 | 0 | 0
oh_line_8101803_200831187 |  | AD | node_8101803_200831186 | node_8101803_200831187 | 202.515 | bal_1P_2AC | 8101803 | no | no |  |  | no |  |  | 0 | 0 | 0 | 0
oh_line_8101803_200831188 |  | AD | node_8101803_200831187 | node_8101803_200831188 | 153.802 | bal_1P_1/0AA | 8101803 | no | no |  |  | no |  |  | 0 | 0 | 0 | 0
oh_line_8101803_200831189 |  | AD | node_8101803_200831188 | node_8101803_200831189 | 212.301 | bal_1P_1/0AA | 8101803 | no | no |  |  | no |  |  | 0 | 0 | 0 | 0
oh_line_8101803_200831190 |  | AD | node_8101803_200831181 | node_8101803_200831190 | 237.84 | bal_1P_2AC | 8101803 | no | no |  |  | no |  |  | 0 | 0 | 0 | 0
oh_line_8101803_200831191 |  | AD | node_8101803_200831190 | node_8101803_200831191 | 280.627 | bal_1P_2AC | 8101803 | no | no |  |  | no |  |  | 0 | 0 | 0 | 0
oh_line_8101803_200831192 |  | AD | node_8101803_200831191 | node_8101803_200831192 | 264.569 | bal_1P_2AC | 8101803 | no | no |  |  | no |  |  | 0 | 0 | 0 | 0
oh_line_8101803_200831195 |  | AD | node_8101803_200831192 | node_8101803_200831195 | 290.583 | bal_1P_2AC | 8101803 | no | no |  |  | no |  |  | 0 | 0 | 0 | 0
oh_line_8101803_200831198 |  | AD | node_8101803_201059685 | node_8101803_200831198 | 79.343 | bal_1P_1/0AA | 8101803 | no | no |  |  | no |  |  | 0 | 0 | 0 | 0
oh_line_8101803_200831200 |  | AD | node_8101803_201059685 | node_8101803_200831200 | 160.573 | bal_1P_2AC | 8101803 | no | no |  |  | no |  |  | 0 | 0 | 0 | 0
oh_line_8101803_200831201 |  | AD | node_8101803_200831200 | node_8101803_200831201 | 124.483 | bal_1P_2AC | 8101803 | no | no |  |  | no |  |  | 0 | 0 | 0 | 0
oh_line_8101803_200831202 |  | AD | node_8101803_200831201 | node_8101803_200831202 | 280.313 | bal_1P_2AC | 8101803 | no | no |  |  | no |  |  | 0 | 0 | 0 | 0
oh_line_8101803_200831203 |  | AD | node_8101803_200831202 | node_8101803_200831203 | 208.543 | bal_1P_2AC | 8101803 | no | no |  |  | no |  |  | 0 | 0 | 0 | 0
oh_line_8101803_200831205 |  | AD | node_8101803_200831203 | node_8101803_200831205 | 95.24 | bal_1P_2AC | 8101803 | no | no |  |  | no |  |  | 0 | 0 | 0 | 0
oh_line_8101803_200831206 |  | AD | node_8101803_200831094 | node_intto1_8101803_200831206 | 187.297 | bal_1P_2AC | 8101803 | no | no |  |  | no |  |  | 0 | 0 | 0 | 0
oh_line_8101803_200831207 |  | AD | node_8101803_200831206 | node_8101803_200831207 | 173.052 | bal_1P_2AC | 8101803 | no | no |  |  | no |  |  | 0 | 0 | 0 | 0
oh_line_8101803_200831208 |  | AD | node_8101803_200831226 | node_8101803_200831208 | 201.684 | bal_1P_1/0AC | 8101803 | no | no |  |  | no |  |  | 0 | 0 | 0 | 0
oh_line_8101803_200831209 |  | AD | node_8101803_200831208 | node_8101803_200831209 | 182.614 | bal_1P_1/0AC | 8101803 | no | no |  |  | no |  |  | 0 | 0 | 0 | 0
oh_line_8101803_200831210 |  | AD | node_8101803_200831209 | node_8101803_200831210 | 194.039 | bal_1P_1/0AC | 8101803 | no | no |  |  | no |  |  | 0 | 0 | 0 | 0
oh_line_8101803_200831211 |  | AD | node_8101803_200831210 | node_8101803_200831211 | 216.777 | bal_1P_1/0AA | 8101803 | no | no |  |  | no |  |  | 0 | 0 | 0 | 0
oh_line_8101803_200831212 |  | AD | node_8101803_200831207 | node_8101803_200831212 | 188.549 | bal_1P_2AC | 8101803 | no | no |  |  | no |  |  | 0 | 0 | 0 | 0
oh_line_8101803_200831213 |  | AD | node_8101803_200831212 | node_8101803_200831213 | 185.76 | bal_1P_2AC | 8101803 | no | no |  |  | no |  |  | 0 | 0 | 0 | 0
oh_line_8101803_200831215 |  | AD | node_8101803_200831213 | node_8101803_200831215 | 318.017 | bal_1P_2AC | 8101803 | no | no |  |  | no |  |  | 0 | 0 | 0 | 0
oh_line_8101803_200831218 |  | AD | node_8101803_200976369 | node_8101803_200831218 | 106.55 | bal_1P_2AC | 8101803 | no | no |  |  | no |  |  | 0 | 0 | 0 | 0
oh_line_8101803_200831219 |  | AD | node_8101803_200831218 | node_8101803_200831219 | 179.324 | bal_1P_2AC | 8101803 | no | no |  |  | no |  |  | 0 | 0 | 0 | 0
oh_line_8101803_200831221 |  | AD | node_8101803_201049762 | node_8101803_200831221 | 76.828 | bal_1P_2AC | 8101803 | no | no |  |  | no |  |  | 0 | 0 | 0 | 0
oh_line_8101803_200831224 |  | AD | node_8101803_200831221 | node_8101803_200831224 | 297.279 | bal_1P_2AC | 8101803 | no | no |  |  | no |  |  | 0 | 0 | 0 | 0
oh_line_8101803_200831226 |  | AD | node_8101803_200831224 | node_8101803_200831226 | 124.707 | bal_1P_1/0AC | 8101803 | no | no |  |  | no |  |  | 0 | 0 | 0 | 0
oh_line_8101803_200831245 |  | ABCD | node_8101803_200831162 | node_8101803_200831245 | 294.596 | bal_3P_336AC | 8101803 | no | no |  |  | no |  |  | 0 | 0 | 0 | 0
oh_line_8101803_200831246 |  | AD | node_8101803_200831251 | node_intto1_8101803_200831246 | 359.577 | bal_1P_2AC | 8101803 | no | no |  |  | no |  |  | 0 | 0 | 0 | 0
oh_line_8101803_200831247 |  | AD | node_8101803_200831246 | node_8101803_200831247 | 347.941 | bal_1P_2AC | 8101803 | no | no |  |  | no |  |  | 0 | 0 | 0 | 0
oh_line_8101803_200831248 |  | AD | node_8101803_200831247 | node_8101803_200831248 | 334.697 | bal_1P_2AC | 8101803 | no | no |  |  | no |  |  | 0 | 0 | 0 | 0
oh_line_8101803_200831249 |  | ABCD | node_8101803_200831245 | node_8101803_200831249 | 277.614 | bal_3P_336AC | 8101803 | no | no |  |  | no |  |  | 0 | 0 | 0 | 0
oh_line_8101803_200831250 |  | ABCD | node_8101803_200831249 | node_8101803_200831250 | 311.211 | bal_3P_336AC | 8101803 | no | no |  |  | no |  |  | 0 | 0 | 0 | 0
oh_line_8101803_200831251 |  | ABCD | node_8101803_200831250 | node_8101803_200831251 | 322.943 | bal_3P_336AC | 8101803 | no | no |  |  | no |  |  | 0 | 0 | 0 | 0
oh_line_8101803_200831252 |  | ABCD | node_8101803_200831251 | node_8101803_200831252 | 181.688 | bal_3P_336AC | 8101803 | no | no |  |  | no |  |  | 0 | 0 | 0 | 0
oh_line_8101803_200831253 |  | ABCD | node_8101803_200831252 | node_8101803_200831253 | 183.42 | bal_3P_336AC | 8101803 | no | no |  |  | no |  |  | 0 | 0 | 0 | 0
oh_line_8101803_200831254 |  | ABCD | node_8101803_200831316 | node_8101803_200831254 | 191.983 | bal_3P_336AC | 8101803 | no | no |  |  | no |  |  | 0 | 0 | 0 | 0
oh_line_8101803_200831256 |  | ABCD | node_8101803_200831254 | node_8101803_200831256 | 200.741 | bal_3P_336AC | 8101803 | no | no |  |  | no |  |  | 0 | 0 | 0 | 0
oh_line_8101803_200831257 |  | ABCD | node_8101803_200831256 | node_8101803_200831257 | 248.699 | bal_3P_336AC | 8101803 | no | no |  |  | no |  |  | 0 | 0 | 0 | 0
oh_line_8101803_200831258 |  | ABCD | node_8101803_200831257 | node_8101803_200831258 | 147.715 | bal_3P_336AC | 8101803 | no | no |  |  | no |  |  | 0 | 0 | 0 | 0
oh_line_8101803_200831260 |  | ABCD | node_8101803_200831258 | node_8101803_200831260 | 219.794 | bal_3P_336AC | 8101803 | no | no |  |  | no |  |  | 0 | 0 | 0 | 0
oh_line_8101803_200831261 |  | ABCD | node_8101803_200831260 | node_8101803_200831261 | 216.389 | bal_3P_336AC | 8101803 | no | no |  |  | no |  |  | 0 | 0 | 0 | 0
oh_line_8101803_200831263 |  | ABCD | node_8101803_200831261 | node_8101803_200831263 | 226.167 | bal_3P_336AC | 8101803 | no | no |  |  | no |  |  | 0 | 0 | 0 | 0
oh_line_8101803_200831264 |  | ABCD | node_8101803_200831263 | node_8101803_200831264 | 116.191 | bal_3P_336AC | 8101803 | no | no |  |  | no |  |  | 0 | 0 | 0 | 0
oh_line_8101803_200831265 |  | ABCD | node_8101803_200831264 | node_intto1_8101803_200831265 | 239.008 | bal_3P_336AC | 8101803 | no | no |  |  | no |  |  | 0 | 0 | 0 | 0
oh_line_8101803_200831268 |  | ABCD | node_8101803_200831265 | node_8101803_200831268 | 209.308 | bal_3P_477AL | 8101803 | no | no |  |  | no |  |  | 0 | 0 | 0 | 0
oh_line_8101803_200831270 |  | ABCD | node_8101803_200831253 | node_8101803_200831270 | 170.026 | bal_3P_336AC | 8101803 | no | no |  |  | no |  |  | 0 | 0 | 0 | 0
oh_line_8101803_200831272 |  | ABCD | node_8101803_200831270 | node_8101803_200831272 | 269.893 | bal_3P_336AL | 8101803 | no | no |  |  | no |  |  | 0 | 0 | 0 | 0
oh_line_8101803_200831273-1 |  | ABCD | node_8101803_200831268 | node_1411228_454_15269528_071 | 226.297 | bal_3P_477AL | 8101803 | no | no |  |  | no |  |  | 0 | 0 | 0 | 0
oh_line_8101803_200831273-2 |  | ABCD | node_1411228_454_15269528_071 | node_8101803_200831273 | 17.742 | bal_3P_477AL | 8101803 | no | no |  |  | no |  |  | 0 | 0 | 0 | 0
oh_line_8101803_200831274 |  | ABCD | node_8101803_200831273 | node_8101803_200831274 | 245.138 | bal_3P_477AL | 8101803 | no | no |  |  | no |  |  | 0 | 0 | 0 | 0
oh_line_8101803_200831276 |  | ABCD | node_8101803_200831274 | node_8101803_200831276 | 162.09 | bal_3P_477AL | 8101803 | no | no |  |  | no |  |  | 0 | 0 | 0 | 0
oh_line_8101803_200831277 |  | ABCD | node_8101803_200831276 | node_8101803_200831277 | 169.58 | bal_3P_477AL | 8101803 | no | no |  |  | no |  |  | 0 | 0 | 0 | 0
oh_line_8101803_200831278 |  | ABCD | node_8101803_200831277 | node_8101803_200831278 | 245.713 | bal_3P_477AL | 8101803 | no | no |  |  | no |  |  | 0 | 0 | 0 | 0
oh_line_8101803_200831280 |  | ABCD | node_8101803_200831278 | node_8101803_200831280 | 239.472 | bal_3P_477AL | 8101803 | no | no |  |  | no |  |  | 0 | 0 | 0 | 0
oh_line_8101803_200831281 |  | ABCD | node_8101803_200831280 | node_8101803_200831281 | 156.527 | bal_3P_477AL | 8101803 | no | no |  |  | no |  |  | 0 | 0 | 0 | 0
oh_line_8101803_200831282 |  | ABCD | node_8101803_200831281 | node_8101803_200831282 | 257.886 | bal_3P_477AL | 8101803 | no | no |  |  | no |  |  | 0 | 0 | 0 | 0
oh_line_8101803_200831283 |  | ABCD | node_8101803_200831282 | node_8101803_200831283 | 167.498 | bal_3P_477AL | 8101803 | no | no |  |  | no |  |  | 0 | 0 | 0 | 0
oh_line_8101803_200831284 |  | ABCD | node_8101803_200831283 | node_8101803_200831284 | 196.7 | bal_3P_477AL | 8101803 | no | no |  |  | no |  |  | 0 | 0 | 0 | 0
oh_line_8101803_200831285 |  | ABCD | node_8101803_200831284 | node_8101803_200831285 | 232.143 | bal_3P_477AL | 8101803 | no | no |  |  | no |  |  | 0 | 0 | 0 | 0
oh_line_8101803_200831286 |  | AD | node_8101803_200831285 | node_8101803_200831286 | 107.368 | bal_1P_1/0AC | 8101803 | no | no |  |  | no |  |  | 0 | 0 | 0 | 0
oh_line_8101803_200831287 |  | AD | node_8101803_200831286 | node_8101803_200831287 | 237.348 | bal_1P_1/0AC | 8101803 | no | no |  |  | no |  |  | 0 | 0 | 0 | 0
oh_line_8101803_200831289 |  | ABCD | node_8101803_200831285 | node_8101803_200831289 | 168.466 | bal_3P_477AL | 8101803 | no | no |  |  | no |  |  | 0 | 0 | 0 | 0
oh_line_8101803_200831290 |  | ABCD | node_8101803_200831289 | node_8101803_200831290 | 225.088 | bal_3P_477AL | 8101803 | no | no |  |  | no |  |  | 0 | 0 | 0 | 0
oh_line_8101803_200831293 |  | ABCD | node_8101803_200831290 | node_8101803_200831293 | 160.053 | bal_3P_477AL | 8101803 | no | no |  |  | no |  |  | 0 | 0 | 0 | 0
oh_line_8101803_200831294 |  | ABCD | node_8101803_200831293 | node_8101803_200831294 | 153.46 | bal_3P_477AL | 8101803 | no | no |  |  | no |  |  | 0 | 0 | 0 | 0
oh_line_8101803_200831296 |  | ABCD | node_8101803_201061847 | node_8101803_200831296 | 257.427 | bal_3P_336AL | 8101803 | no | no |  |  | no |  |  | 0 | 0 | 0 | 0
oh_line_8101803_200831297 |  | ABCD | node_8101803_200831296 | node_8101803_200831297 | 251.094 | bal_3P_336AL | 8101803 | no | no |  |  | no |  |  | 0 | 0 | 0 | 0
oh_line_8101803_200831298 |  | ABCD | node_8101803_200831294 | node_8101803_200831298 | 282.91 | bal_3P_477AL | 8101803 | no | no |  |  | no |  |  | 0 | 0 | 0 | 0
oh_line_8101803_200831300 |  | ABCD | node_8101803_200831298 | node_8101803_200831300 | 263.616 | bal_3P_477AL | 8101803 | no | no |  |  | no |  |  | 0 | 0 | 0 | 0
oh_line_8101803_200831301 |  | ABCD | node_8101803_200831300 | node_8101803_200831301 | 186.725 | bal_3P_477AL | 8101803 | no | no |  |  | no |  |  | 0 | 0 | 0 | 0
oh_line_8101803_200831302 |  | ABCD | node_8101803_200831301 | node_8101803_200831302 | 235.934 | bal_3P_477AL | 8101803 | no | no |  |  | no |  |  | 0 | 0 | 0 | 0
oh_line_8101803_200831304 |  | ABCD | node_8101803_200831302 | node_8101803_200831304 | 82.968 | bal_3P_477AL | 8101803 | no | no |  |  | no |  |  | 0 | 0 | 0 | 0
oh_line_8101803_200831305 |  | AD | node_8101803_200831304 | node_8101803_200831305 | 273.757 | bal_1P_2AC | 8101803 | no | no |  |  | no |  |  | 0 | 0 | 0 | 0
oh_line_8101803_200831306 |  | AD | node_8101803_200831304 | node_intto1_8101803_200831306 | 237.896 | bal_1P_2AC | 8101803 | no | no |  |  | no |  |  | 0 | 0 | 0 | 0
oh_line_8101803_200831307 |  | AD | node_8101803_200831306 | node_intto1_8101803_200831307 | 329.519 | bal_1P_2AC | 8101803 | no | no |  |  | no |  |  | 0 | 0 | 0 | 0
oh_line_8101803_200831308 |  | ABCD | node_8101803_200831297 | node_8101803_200831308 | 254 | bal_3P_336AL | 8101803 | no | no |  |  | no |  |  | 0 | 0 | 0 | 0
oh_line_8101803_200831309 |  | ABCD | node_8101803_200831308 | node_8101803_200831309 | 247.142 | bal_3P_336AL | 8101803 | no | no |  |  | no |  |  | 0 | 0 | 0 | 0
oh_line_8101803_200831311 |  | ABCD | node_8101803_200831309 | node_8101803_200831311 | 249.166 | bal_3P_336AL | 8101803 | no | no |  |  | no |  |  | 0 | 0 | 0 | 0
oh_line_8101803_200831312 |  | ABCD | node_8101803_200831311 | node_8101803_200831312 | 244.21 | bal_3P_336AL | 8101803 | no | no |  |  | no |  |  | 0 | 0 | 0 | 0
oh_line_8101803_200831313 |  | ABCD | node_8101803_200831312 | node_8101803_200831313 | 253.785 | bal_3P_336AL | 8101803 | no | no |  |  | no |  |  | 0 | 0 | 0 | 0
oh_line_8101803_200831314 |  | ABCD | node_8101803_200831313 | node_8101803_200831314 | 184.9 | bal_3P_336AC | 8101803 | no | no |  |  | no |  |  | 0 | 0 | 0 | 0
oh_line_8101803_200831315 |  | ABCD | node_8101803_200831314 | node_8101803_200831315 | 171.193 | bal_3P_336AC | 8101803 | no | no |  |  | no |  |  | 0 | 0 | 0 | 0
oh_line_8101803_200831316 |  | ABCD | node_8101803_200831315 | node_8101803_200831316 | 211.684 | bal_3P_336AC | 8101803 | no | no |  |  | no |  |  | 0 | 0 | 0 | 0
oh_line_8101803_200914847 |  | ABCD | node_SOURCE_8101803 | node_8101803_200914847 | 39.275 | bal_3P_336AC | 8101803 | no | no |  |  | no |  |  | 0 | 0 | 0 | 0
oh_line_8101803_200936154 |  | ABCD | node_8101803_200831162 | node_8101803_200936154 | 57.037 | bal_3P_336AC | 8101803 | no | no |  |  | no |  |  | 0 | 0 | 0 | 0
oh_line_8101803_200950191 |  | AD | node_8101803_200829434 | node_8101803_200950191 | 169.288 | bal_1P_1/0AC | 8101803 | no | no |  |  | no |  |  | 0 | 0 | 0 | 0
oh_line_8101803_200952444 |  | AD | node_8101803_200829804 | node_8101803_200952444 | 270.594 | bal_1P_2AC | 8101803 | no | no |  |  | no |  |  | 0 | 0 | 0 | 0
oh_line_8101803_200955920 |  | AD | node_8101803_200829500 | node_8101803_200955920 | 148.718 | bal_1P_1/0AA | 8101803 | no | no |  |  | no |  |  | 0 | 0 | 0 | 0
oh_line_8101803_200960622 |  | AD | node_8101803_200819826 | node_8101803_200960622 | 247.041 | bal_1P_1/0AA | 8101803 | no | no |  |  | no |  |  | 0 | 0 | 0 | 0
oh_line_8101803_200960623 |  | AD | node_8101803_200960622 | node_8101803_200960623 | 260.362 | bal_1P_1/0AA | 8101803 | no | no |  |  | no |  |  | 0 | 0 | 0 | 0
oh_line_8101803_200961191 |  | AD | node_8101803_200829635 | node_8101803_200961191 | 171.231 | bal_1P_1/0AA | 8101803 | no | no |  |  | no |  |  | 0 | 0 | 0 | 0
oh_line_8101803_200961192 |  | AD | node_8101803_200961191 | node_8101803_200961192 | 183.302 | bal_1P_1/0AA | 8101803 | no | no |  |  | no |  |  | 0 | 0 | 0 | 0
oh_line_8101803_200962268 |  | AD | node_8101803_200829205 | node_intto1_8101803_200962268 | 246.374 | bal_1P_4CU | 8101803 | no | no |  |  | no |  |  | 0 | 0 | 0 | 0
oh_line_8101803_200962269 |  | AD | node_8101803_200962268 | node_8101803_200962269 | 57.682 | bal_1P_1/0AA | 8101803 | no | no |  |  | no |  |  | 0 | 0 | 0 | 0
oh_line_8101803_200962270 |  | AD | node_8101803_200962269 | node_8101803_200962270 | 291.485 | bal_1P_1/0AA | 8101803 | no | no |  |  | no |  |  | 0 | 0 | 0 | 0
oh_line_8101803_200965748 |  | AD | node_8101803_200829535 | node_8101803_200965748 | 124.133 | bal_1P_2AC | 8101803 | no | no |  |  | no |  |  | 0 | 0 | 0 | 0
oh_line_8101803_200965749 |  | AN | node_8101803_310043783 | node_8101803_200965749 | 272.593 | bal_1P_DELTACUST | 8101803 | no | no |  |  | no |  |  | 0 | 0 | 0 | 0
oh_line_8101803_200965750 |  | AN | node_8101803_200965749 | node_8101803_200965750 | 239.591 | bal_1P_DELTACUST | 8101803 | no | no |  |  | no |  |  | 0 | 0 | 0 | 0
oh_line_8101803_200965751 |  | AN | node_8101803_200965750 | node_8101803_200965751 | 228.888 | bal_1P_DELTACUST | 8101803 | no | no |  |  | no |  |  | 0 | 0 | 0 | 0
oh_line_8101803_200965752 |  | AN | node_8101803_200965751 | node_8101803_200965752 | 280.128 | bal_1P_DELTACUST | 8101803 | no | no |  |  | no |  |  | 0 | 0 | 0 | 0
oh_line_8101803_200965753 |  | AN | node_8101803_200965752 | node_8101803_200965753 | 185.618 | bal_1P_DELTACUST | 8101803 | no | no |  |  | no |  |  | 0 | 0 | 0 | 0
oh_line_8101803_200965754 |  | AN | node_8101803_200965753 | node_8101803_200965754 | 132.503 | bal_1P_DELTACUST | 8101803 | no | no |  |  | no |  |  | 0 | 0 | 0 | 0
oh_line_8101803_200970435 |  | AD | node_8101803_200829192 | node_8101803_200970435 | 103.015 | bal_1P_1/0AA | 8101803 | no | no |  |  | no |  |  | 0 | 0 | 0 | 0
oh_line_8101803_200970436 |  | AD | node_8101803_200970435 | node_8101803_200970436 | 192.366 | bal_1P_1/0AA | 8101803 | no | no |  |  | no |  |  | 0 | 0 | 0 | 0
oh_line_8101803_200971124 |  | AD | node_8101803_201033856 | node_8101803_200971124 | 543.509 | bal_1P_4ACW | 8101803 | no | no |  |  | no |  |  | 0 | 0 | 0 | 0
oh_line_8101803_200976313 |  | AD | node_8101803_200829470 | node_8101803_200976313 | 505.913 | bal_1P_2AC | 8101803 | no | no |  |  | no |  |  | 0 | 0 | 0 | 0
oh_line_8101803_200976369 |  | AD | node_8101803_200831215 | node_8101803_200976369 | 268.395 | bal_1P_2AC | 8101803 | no | no |  |  | no |  |  | 0 | 0 | 0 | 0
oh_line_8101803_200978448 |  | AD | node_8101803_200976313 | node_8101803_200978448 | 1102.227 | bal_1P_2AC | 8101803 | no | no |  |  | no |  |  | 0 | 0 | 0 | 0
oh_line_8101803_200983487 |  | AD | node_8101803_200830139 | node_8101803_200983487 | 355.845 | bal_1P_1/0AA | 8101803 | no | no |  |  | no |  |  | 0 | 0 | 0 | 0
oh_line_8101803_200983488 |  | AD | node_8101803_200983487 | node_8101803_200983488 | 181.805 | bal_1P_1/0AA | 8101803 | no | no |  |  | no |  |  | 0 | 0 | 0 | 0
oh_line_8101803_201014704 |  | AD | node_8101803_200829519 | node_8101803_201014704 | 207.643 | bal_1P_2AC | 8101803 | no | no |  |  | no |  |  | 0 | 0 | 0 | 0
oh_line_8101803_201033856 |  | AD | node_8101803_200829500 | node_8101803_201033856 | 198.946 | bal_1P_1/0AA | 8101803 | no | no |  |  | no |  |  | 0 | 0 | 0 | 0
oh_line_8101803_201033857 |  | AD | node_8101803_200829477 | node_8101803_201033857 | 280.553 | bal_1P_1/0AC | 8101803 | no | no |  |  | no |  |  | 0 | 0 | 0 | 0
oh_line_8101803_201040125 |  | AD | node_8101803_200818592 | node_8101803_201040125 | 101.373 | bal_1P_1/0AA | 8101803 | no | no |  |  | no |  |  | 0 | 0 | 0 | 0
oh_line_8101803_201044593 |  | AD | node_8101803_201044593 | node_8101803_200829223 | 203.765 | bal_1P_4CU | 8101803 | no | no |  |  | no |  |  | 0 | 0 | 0 | 0
oh_line_8101803_201049753 |  | AD | node_8101803_200829126 | node_8101803_201049753 | 256.441 | bal_1P_1/0AA | 8101803 | no | no |  |  | no |  |  | 0 | 0 | 0 | 0
oh_line_8101803_201049755 |  | AD | node_8101803_200829395 | node_intto1_8101803_201049755 | 767.818 | bal_1P_2AC | 8101803 | no | no |  |  | no |  |  | 0 | 0 | 0 | 0
oh_line_8101803_201049756 |  | AD | node_8101803_200829447 | node_8101803_201049756 | 368.296 | bal_1P_1/0AA | 8101803 | no | no |  |  | no |  |  | 0 | 0 | 0 | 0
oh_line_8101803_201049757 |  | AD | node_8101803_200829462 | node_intto1_8101803_201049757 | 380.618 | bal_1P_1/0AA | 8101803 | no | no |  |  | no |  |  | 0 | 0 | 0 | 0
oh_line_8101803_201049761 |  | ABCD | node_8101803_200831157 | node_8101803_201049761 | 99.781 | bal_3P_2AC | 8101803 | no | no |  |  | no |  |  | 0 | 0 | 0 | 0
oh_line_8101803_201049762 |  | AD | node_8101803_200831219 | node_8101803_201049762 | 283.435 | bal_1P_2AC | 8101803 | no | no |  |  | no |  |  | 0 | 0 | 0 | 0
oh_line_8101803_201050352 |  | AN | node_8101803_201040125 | node_8101803_201050352 | 200.768 | bal_1P_DELTACUST | 8101803 | no | no |  |  | no |  |  | 0 | 0 | 0 | 0
oh_line_8101803_201055341 |  | AD | node_8101803_200829293 | node_8101803_201055341 | 280.904 | bal_1P_2AC | 8101803 | no | no |  |  | no |  |  | 0 | 0 | 0 | 0
oh_line_8101803_201059060 |  | AD | node_8101803_200830190 | node_8101803_201059060 | 229.821 | bal_1P_1/0AA | 8101803 | no | no |  |  | no |  |  | 0 | 0 | 0 | 0
oh_line_8101803_201059685 |  | AD | node_8101803_200831195 | node_8101803_201059685 | 281.632 | bal_1P_2AC | 8101803 | no | no |  |  | no |  |  | 0 | 0 | 0 | 0
oh_line_8101803_201061847 |  | ABCD | node_8101803_200831272 | node_intto1_8101803_201061847 | 255.939 | bal_3P_336AL | 8101803 | no | no |  |  | no |  |  | 0 | 0 | 0 | 0
oh_line_8101803_201064682 |  | AN | node_8101803_200831185 | node_8101803_201064682 | 105.795 | bal_1P_DELTACUST | 8101803 | no | no |  |  | no |  |  | 0 | 0 | 0 | 0
oh_line_8101803_201068603 |  | AD | node_8101803_200829177 | node_8101803_201068603 | 538.338 | bal_1P_4CU | 8101803 | no | no |  |  | no |  |  | 0 | 0 | 0 | 0
oh_line_8101803_201068998 |  | AD | node_8101803_200829175 | node_8101803_201068998 | 193.376 | bal_1P_4CU | 8101803 | no | no |  |  | no |  |  | 0 | 0 | 0 | 0
oh_line_8101803_310043783 |  | AN | node_8101803_200965748 | node_intto1_8101803_310043783 | 96.549 | bal_1P_DELTACUST | 8101803 | no | no |  |  | no |  |  | 0 | 0 | 0 | 0
oh_line_8101803_310044138 |  | AD | node_8101803_200829212 | node_8101803_310044138 | 226.575 | bal_1P_1/0AA | 8101803 | no | no |  |  | no |  |  | 0 | 0 | 0 | 0
oh_line_8101803_310049758 |  | AD | node_8101803_200829481 | node_8101803_310049758 | 392.158 | bal_1P_4ACW | 8101803 | no | no |  |  | no |  |  | 0 | 0 | 0 | 0
oh_line_8101803_310052663 |  | AN | node_8101803_200965751 | node_8101803_310052663 | 164.139 | bal_1P_DELTACUST | 8101803 | no | no |  |  | no |  |  | 0 | 0 | 0 | 0
oh_line_8101803_310052664 |  | AN | node_8101803_310052663 | node_8101803_310052664 | 141.989 | bal_1P_DELTACUST | 8101803 | no | no |  |  | no |  |  | 0 | 0 | 0 | 0
oh_line_8101803_311911058-1 |  | AD | node_220465152 | node_8101803_311911058 | 8.234 | bal_1P_1/0AC | 8101803 | no | no |  |  | no |  |  | 0 | 0 | 0 | 0
oh_line_8101803_311911058-2 |  | AD | node_220388353 | node_intto1_220465152 | 7.955 | bal_1P_1/0AC | 8101803 | no | no |  |  | no |  |  | 0 | 0 | 0 | 0
oh_line_8101803_311911058-3 |  | AD | node_8101803_200831224 | node_intto1_220388353 | 22.329 | bal_1P_1/0AC | 8101803 | no | no |  |  | no |  |  | 0 | 0 | 0 | 0
oh_line_8101803_311911064-1 |  | AD | node_220557265 | node_8101803_311911064 | 5.812 | bal_1P_1/0AC | 8101803 | no | no |  |  | no |  |  | 0 | 0 | 0 | 0
oh_line_8101803_311911064-2 |  | AD | node_220465109 | node_intto1_220557265 | 5.63 | bal_1P_1/0AC | 8101803 | no | no |  |  | no |  |  | 0 | 0 | 0 | 0
oh_line_8101803_311911064-3 |  | AD | node_220388881 | node_intto1_220465109 | 5.535 | bal_1P_1/0AC | 8101803 | no | no |  |  | no |  |  | 0 | 0 | 0 | 0
oh_line_8101803_311911064-4 |  | AD | node_8101803_200830025 | node_intto1_220388881 | 25.849 | bal_1P_1/0AC | 8101803 | no | no |  |  | no |  |  | 0 | 0 | 0 | 0
oh_line_8101803_311930472 |  | AD | node_8101803_200829383 | node_8101803_311930472 | 67.908 | bal_1P_1/0AA | 8101803 | no | no |  |  | no |  |  | 0 | 0 | 0 | 0
oh_line_8101803_311988255 |  | AD | node_8101803_200830158 | node_8101803_311988255 | 139.81 | bal_1P_1/0AA | 8101803 | no | no |  |  | no |  |  | 0 | 0 | 0 | 0
oh_line_8101803_312013682 |  | AD | node_8101803_200829521 | node_8101803_312013682 | 149.868 | bal_1P_1/0AA | 8101803 | no | no |  |  | no |  |  | 0 | 0 | 0 | 0
oh_line_8101803_312013683 |  | AD | node_8101803_312013682 | node_8101803_312013683 | 101.334 | bal_1P_1/0AA | 8101803 | no | no |  |  | no |  |  | 0 | 0 | 0 | 0
oh_line_8101803_312048210 |  | ABN | node_8101803_200831315 | node_8101803_312048210 | 120.747 | bal_2P_WYECUST | 8101803 | no | no |  |  | no |  |  | 0 | 0 | 0 | 0
oh_line_8101803_312100886 |  | AD | node_8101803_201049761 | node_8101803_312100886 | 379.681 | bal_1P_2AC | 8101803 | no | no |  |  | no |  |  | 0 | 0 | 0 | 0
oh_line_8101803_312100887 |  | AD | node_8101803_312100886 | node_8101803_312100887 | 287.006 | bal_1P_2AC | 8101803 | no | no |  |  | no |  |  | 0 | 0 | 0 | 0
oh_line_8101803_312100888 |  | AD | node_8101803_312100887 | node_8101803_312100888 | 250.536 | bal_1P_2AC | 8101803 | no | no |  |  | no |  |  | 0 | 0 | 0 | 0
oh_line_8101803_312100889 |  | AD | node_8101803_312100888 | node_8101803_312100889 | 270.97 | bal_1P_2AC | 8101803 | no | no |  |  | no |  |  | 0 | 0 | 0 | 0
oh_line_8101803_312100890 |  | AD | node_8101803_312100889 | node_8101803_312100890 | 231.313 | bal_1P_2AC | 8101803 | no | no |  |  | no |  |  | 0 | 0 | 0 | 0
oh_line_8101803_500000069 |  | AD | node_8101803_200829168 | node_8101803_500000069 | 221.647 | bal_1P_4CU | 8101803 | no | no |  |  | no |  |  | 0 | 0 | 0 | 0
oh_line_TAP_OH_893917 |  | AN | node_8101803_200818551 | node_1399702_385_15261304_705 | 0.033 | unb_TAPWIRE_OH | 8101803 | no | no |  |  | no |  |  | 0 | 0 | 0 | 0
oh_line_TAP_OH_893918 |  | AN | node_8101803_200818554 | node_1403643_896_15260853_475 | 0.033 | unb_TAPWIRE_OH | 8101803 | no | no |  |  | no |  |  | 0 | 0 | 0 | 0
oh_line_TAP_OH_893919 |  | AN | node_8101803_200818556 | node_1403130_615_15260667_805 | 0.033 | unb_TAPWIRE_OH | 8101803 | no | no |  |  | no |  |  | 0 | 0 | 0 | 0
oh_line_TAP_OH_893920 |  | AN | node_8101803_200818560 | node_1402373_376_15260586_235 | 0.033 | unb_TAPWIRE_OH | 8101803 | no | no |  |  | no |  |  | 0 | 0 | 0 | 0
oh_line_TAP_OH_893921 |  | AN | node_8101803_200818562 | node_1402017_666_15260603_749 | 0.033 | unb_TAPWIRE_OH | 8101803 | no | no |  |  | no |  |  | 0 | 0 | 0 | 0
oh_line_TAP_OH_893922 |  | AN | node_8101803_200818563 | node_1401810_568_15260503_329 | 0.033 | unb_TAPWIRE_OH | 8101803 | no | no |  |  | no |  |  | 0 | 0 | 0 | 0
oh_line_TAP_OH_893923 |  | AN | node_8101803_200818565 | node_1401402_457_15260437_714 | 0.033 | unb_TAPWIRE_OH | 8101803 | no | no |  |  | no |  |  | 0 | 0 | 0 | 0
oh_line_TAP_OH_893924 |  | AN | node_8101803_200818566 | node_1401194_037_15260481_223 | 0.033 | unb_TAPWIRE_OH | 8101803 | no | no |  |  | no |  |  | 0 | 0 | 0 | 0
oh_line_TAP_OH_893925 |  | AN | node_8101803_200818570 | node_1401076_929_15260222_144 | 0.033 | unb_TAPWIRE_OH | 8101803 | no | no |  |  | no |  |  | 0 | 0 | 0 | 0
oh_line_TAP_OH_893926 |  | AN | node_8101803_200818571 | node_1400833_79_15260604_982 | 0.033 | unb_TAPWIRE_OH | 8101803 | no | no |  |  | no |  |  | 0 | 0 | 0 | 0
oh_line_TAP_OH_893927 |  | AN | node_8101803_200818572 | node_1400502_414_15260584_925 | 0.033 | unb_TAPWIRE_OH | 8101803 | no | no |  |  | no |  |  | 0 | 0 | 0 | 0
oh_line_TAP_OH_893928 |  | AN | node_8101803_200818576 | node_1400081_577_15260645_958 | 0.033 | unb_TAPWIRE_OH | 8101803 | no | no |  |  | no |  |  | 0 | 0 | 0 | 0
oh_line_TAP_OH_893929 |  | AN | node_8101803_200818581 | node_1399475_357_15261097_702 | 0.033 | unb_TAPWIRE_OH | 8101803 | no | no |  |  | no |  |  | 0 | 0 | 0 | 0
oh_line_TAP_OH_893930 |  | AN | node_8101803_200818582 | node_1399203_964_15261278_721 | 0.033 | unb_TAPWIRE_OH | 8101803 | no | no |  |  | no |  |  | 0 | 0 | 0 | 0
oh_line_TAP_OH_893931 |  | AN | node_8101803_200818584 | node_1398482_892_15261688_505 | 0.033 | unb_TAPWIRE_OH | 8101803 | no | no |  |  | no |  |  | 0 | 0 | 0 | 0
oh_line_TAP_OH_893932 |  | AN | node_8101803_200818586 | node_1398540_397_15262130_642 | 0.033 | unb_TAPWIRE_OH | 8101803 | no | no |  |  | no |  |  | 0 | 0 | 0 | 0
oh_line_TAP_OH_893933 |  | AN | node_8101803_200818588 | node_1398337_78_15262531_55 | 0.033 | unb_TAPWIRE_OH | 8101803 | no | no |  |  | no |  |  | 0 | 0 | 0 | 0
oh_line_TAP_OH_893934 |  | AN | node_8101803_200818590 | node_1397713_735_15261871_52 | 0.033 | unb_TAPWIRE_OH | 8101803 | no | no |  |  | no |  |  | 0 | 0 | 0 | 0
oh_line_TAP_OH_893935 |  | AN | node_8101803_200818591 | node_1397762_014_15262127_309 | 0.033 | unb_TAPWIRE_OH | 8101803 | no | no |  |  | no |  |  | 0 | 0 | 0 | 0
oh_line_TAP_OH_893936 |  | AN | node_8101803_200818593 | node_1397245_813_15262094_217 | 0.033 | unb_TAPWIRE_OH | 8101803 | no | no |  |  | no |  |  | 0 | 0 | 0 | 0
oh_line_TAP_OH_893937 |  | AN | node_8101803_200818597 | node_1396737_209_15261963_414 | 0.033 | unb_TAPWIRE_OH | 8101803 | no | no |  |  | no |  |  | 0 | 0 | 0 | 0
oh_line_TAP_OH_893938 |  | AN | node_8101803_200818598 | node_1396447_218_15262127_299 | 0.033 | unb_TAPWIRE_OH | 8101803 | no | no |  |  | no |  |  | 0 | 0 | 0 | 0
oh_line_TAP_OH_893939 |  | AN | node_8101803_200818600 | node_1396187_866_15262217_552 | 0.033 | unb_TAPWIRE_OH | 8101803 | no | no |  |  | no |  |  | 0 | 0 | 0 | 0
oh_line_TAP_OH_893940 |  | AN | node_8101803_200818602 | node_1403230_78_15257779_288 | 0.033 | unb_TAPWIRE_OH | 8101803 | no | no |  |  | no |  |  | 0 | 0 | 0 | 0
oh_line_TAP_OH_893941 |  | AN | node_8101803_200818606 | node_1401973_735_15257186_455 | 0.033 | unb_TAPWIRE_OH | 8101803 | no | no |  |  | no |  |  | 0 | 0 | 0 | 0
oh_line_TAP_OH_893942 |  | AN | node_8101803_200818609 | node_1402415_682_15257710_142 | 0.033 | unb_TAPWIRE_OH | 8101803 | no | no |  |  | no |  |  | 0 | 0 | 0 | 0
oh_line_TAP_OH_893943 |  | AN | node_8101803_200818611 | node_1401433_844_15257758_933 | 0.033 | unb_TAPWIRE_OH | 8101803 | no | no |  |  | no |  |  | 0 | 0 | 0 | 0
oh_line_TAP_OH_893944 |  | AN | node_8101803_200818616 | node_1400265_755_15257580_007 | 0.033 | unb_TAPWIRE_OH | 8101803 | no | no |  |  | no |  |  | 0 | 0 | 0 | 0
oh_line_TAP_OH_893945 |  | AN | node_8101803_200818618 | node_1399924_912_15257520_519 | 0.033 | unb_TAPWIRE_OH | 8101803 | no | no |  |  | no |  |  | 0 | 0 | 0 | 0
oh_line_TAP_OH_893946 |  | AN | node_8101803_200818619 | node_1399577_374_15257414_57 | 0.033 | unb_TAPWIRE_OH | 8101803 | no | no |  |  | no |  |  | 0 | 0 | 0 | 0
oh_line_TAP_OH_893947 |  | AN | node_8101803_200818622 | node_1399091_84_15256931_171 | 0.033 | unb_TAPWIRE_OH | 8101803 | no | no |  |  | no |  |  | 0 | 0 | 0 | 0
oh_line_TAP_OH_893948 |  | AN | node_8101803_200818624 | node_1398728_753_15256505_67 | 0.033 | unb_TAPWIRE_OH | 8101803 | no | no |  |  | no |  |  | 0 | 0 | 0 | 0
oh_line_TAP_OH_893949 |  | AN | node_8101803_200818626 | node_1403676_218_15258859_741 | 0.033 | unb_TAPWIRE_OH | 8101803 | no | no |  |  | no |  |  | 0 | 0 | 0 | 0
oh_line_TAP_OH_893950 |  | AN | node_8101803_200818627 | node_1403439_911_15258713_046 | 0.033 | unb_TAPWIRE_OH | 8101803 | no | no |  |  | no |  |  | 0 | 0 | 0 | 0
oh_line_TAP_OH_893951 |  | AN | node_8101803_200818630 | node_1403084_546_15258353_237 | 0.033 | unb_TAPWIRE_OH | 8101803 | no | no |  |  | no |  |  | 0 | 0 | 0 | 0
oh_line_TAP_OH_893952 |  | AN | node_8101803_200818632 | node_1403674_918_15257642_567 | 0.033 | unb_TAPWIRE_OH | 8101803 | no | no |  |  | no |  |  | 0 | 0 | 0 | 0
oh_line_TAP_OH_894343 |  | AN | node_8101803_200819820 | node_1402280_778_15264628_067 | 0.033 | unb_TAPWIRE_OH | 8101803 | no | no |  |  | no |  |  | 0 | 0 | 0 | 0
oh_line_TAP_OH_894344 |  | AN | node_8101803_200819826 | node_1400867_805_15264678_959 | 0.033 | unb_TAPWIRE_OH | 8101803 | no | no |  |  | no |  |  | 0 | 0 | 0 | 0
oh_line_TAP_OH_897123 |  | AN | node_8101803_200829169 | node_1403150_213_15271225_788 | 0.033 | unb_TAPWIRE_OH | 8101803 | no | no |  |  | no |  |  | 0 | 0 | 0 | 0
oh_line_TAP_OH_897124 |  | AN | node_8101803_200829171 | node_1403245_281_15270846_075 | 0.033 | unb_TAPWIRE_OH | 8101803 | no | no |  |  | no |  |  | 0 | 0 | 0 | 0
oh_line_TAP_OH_897125 |  | AN | node_8101803_200829177 | node_1403423_34_15268485_191 | 0.033 | unb_TAPWIRE_OH | 8101803 | no | no |  |  | no |  |  | 0 | 0 | 0 | 0
oh_line_TAP_OH_897126 |  | AN | node_8101803_200829178 | node_1403621_071_15268293_158 | 0.033 | unb_TAPWIRE_OH | 8101803 | no | no |  |  | no |  |  | 0 | 0 | 0 | 0
oh_line_TAP_OH_897127 |  | AN | node_8101803_200829179 | node_1403526_854_15268248_096 | 0.033 | unb_TAPWIRE_OH | 8101803 | no | no |  |  | no |  |  | 0 | 0 | 0 | 0
oh_line_TAP_OH_897128 |  | AN | node_8101803_200829184 | node_1404200_708_15268075_775 | 0.033 | unb_TAPWIRE_OH | 8101803 | no | no |  |  | no |  |  | 0 | 0 | 0 | 0
oh_line_TAP_OH_897129 |  | AN | node_8101803_200829187 | node_1404196_933_15267653_239 | 0.033 | unb_TAPWIRE_OH | 8101803 | no | no |  |  | no |  |  | 0 | 0 | 0 | 0
oh_line_TAP_OH_897130 |  | AN | node_8101803_200829188 | node_1404807_788_15267842_836 | 0.033 | unb_TAPWIRE_OH | 8101803 | no | no |  |  | no |  |  | 0 | 0 | 0 | 0
oh_line_TAP_OH_897131 |  | AN | node_8101803_200829191 | node_1404642_573_15267462_101 | 0.033 | unb_TAPWIRE_OH | 8101803 | no | no |  |  | no |  |  | 0 | 0 | 0 | 0
oh_line_TAP_OH_897132 |  | AN | node_8101803_200829195 | node_1405600_943_15267452_776 | 0.033 | unb_TAPWIRE_OH | 8101803 | no | no |  |  | no |  |  | 0 | 0 | 0 | 0
oh_line_TAP_OH_897133 |  | AN | node_8101803_200829198 | node_1405646_582_15267782_811 | 0.033 | unb_TAPWIRE_OH | 8101803 | no | no |  |  | no |  |  | 0 | 0 | 0 | 0
oh_line_TAP_OH_897134 |  | AN | node_8101803_200829202 | node_1406273_502_15267241_797 | 0.033 | unb_TAPWIRE_OH | 8101803 | no | no |  |  | no |  |  | 0 | 0 | 0 | 0
oh_line_TAP_OH_897135 |  | AN | node_8101803_200829206 | node_1406994_879_15266856_757 | 0.033 | unb_TAPWIRE_OH | 8101803 | no | no |  |  | no |  |  | 0 | 0 | 0 | 0
oh_line_TAP_OH_897136 |  | AN | node_8101803_200829207 | node_1407055_856_15267061_709 | 0.033 | unb_TAPWIRE_OH | 8101803 | no | no |  |  | no |  |  | 0 | 0 | 0 | 0
oh_line_TAP_OH_897137 |  | AN | node_8101803_200829209 | node_1407055_96_15266517_887 | 0.033 | unb_TAPWIRE_OH | 8101803 | no | no |  |  | no |  |  | 0 | 0 | 0 | 0
oh_line_TAP_OH_897138 |  | AN | node_8101803_200829211 | node_1407128_538_15266262_616 | 0.033 | unb_TAPWIRE_OH | 8101803 | no | no |  |  | no |  |  | 0 | 0 | 0 | 0
oh_line_TAP_OH_897139 |  | AN | node_8101803_200829213 | node_1407386_858_15265894_576 | 0.033 | unb_TAPWIRE_OH | 8101803 | no | no |  |  | no |  |  | 0 | 0 | 0 | 0
oh_line_TAP_OH_897140 |  | AN | node_8101803_200829214 | node_1407242_463_15265704_291 | 0.033 | unb_TAPWIRE_OH | 8101803 | no | no |  |  | no |  |  | 0 | 0 | 0 | 0
oh_line_TAP_OH_897141 |  | AN | node_8101803_200829220 | node_1407670_296_15264968_277 | 0.033 | unb_TAPWIRE_OH | 8101803 | no | no |  |  | no |  |  | 0 | 0 | 0 | 0
oh_line_TAP_OH_897142 |  | AN | node_8101803_200829223 | node_1407947_282_15264831_584 | 0.033 | unb_TAPWIRE_OH | 8101803 | no | no |  |  | no |  |  | 0 | 0 | 0 | 0
oh_line_TAP_OH_897143 |  | AN | node_8101803_200829228 | node_1408072_317_15264752_662 | 0.033 | unb_TAPWIRE_OH | 8101803 | no | no |  |  | no |  |  | 0 | 0 | 0 | 0
oh_line_TAP_OH_897144 |  | AN | node_8101803_200829230 | node_1408339_204_15264580_067 | 0.033 | unb_TAPWIRE_OH | 8101803 | no | no |  |  | no |  |  | 0 | 0 | 0 | 0
oh_line_TAP_OH_897145 |  | AN | node_8101803_200829232 | node_1408094_867_15264121_651 | 0.033 | unb_TAPWIRE_OH | 8101803 | no | no |  |  | no |  |  | 0 | 0 | 0 | 0
oh_line_TAP_OH_897146 |  | AN | node_8101803_200829235 | node_1408111_283_15264008_762 | 0.033 | unb_TAPWIRE_OH | 8101803 | no | no |  |  | no |  |  | 0 | 0 | 0 | 0
oh_line_TAP_OH_897147 |  | AN | node_8101803_200829237 | node_1408170_361_15263468_881 | 0.033 | unb_TAPWIRE_OH | 8101803 | no | no |  |  | no |  |  | 0 | 0 | 0 | 0
oh_line_TAP_OH_897148 |  | AN | node_8101803_200829243 | node_1408325_454_15263046_371 | 0.033 | unb_TAPWIRE_OH | 8101803 | no | no |  |  | no |  |  | 0 | 0 | 0 | 0
oh_line_TAP_OH_897149 |  | AN | node_8101803_200829245 | node_1408734_388_15262973_328 | 0.033 | unb_TAPWIRE_OH | 8101803 | no | no |  |  | no |  |  | 0 | 0 | 0 | 0
oh_line_TAP_OH_897150 |  | AN | node_8101803_200829247 | node_1408206_211_15262427_649 | 0.033 | unb_TAPWIRE_OH | 8101803 | no | no |  |  | no |  |  | 0 | 0 | 0 | 0
oh_line_TAP_OH_897151 |  | AN | node_8101803_200829252 | node_1408302_386_15261953_176 | 0.033 | unb_TAPWIRE_OH | 8101803 | no | no |  |  | no |  |  | 0 | 0 | 0 | 0
oh_line_TAP_OH_897152 |  | AN | node_8101803_200829259 | node_1409052_508_15265727_727 | 0.033 | unb_TAPWIRE_OH | 8101803 | no | no |  |  | no |  |  | 0 | 0 | 0 | 0
oh_line_TAP_OH_897153 |  | AN | node_8101803_200829262 | node_1408676_991_15265066_688 | 0.033 | unb_TAPWIRE_OH | 8101803 | no | no |  |  | no |  |  | 0 | 0 | 0 | 0
oh_line_TAP_OH_897154 |  | AN | node_8101803_200829263 | node_1408077_882_15262606_897 | 0.033 | unb_TAPWIRE_OH | 8101803 | no | no |  |  | no |  |  | 0 | 0 | 0 | 0
oh_line_TAP_OH_897155 |  | AN | node_8101803_200829265 | node_1407914_561_15262264_568 | 0.033 | unb_TAPWIRE_OH | 8101803 | no | no |  |  | no |  |  | 0 | 0 | 0 | 0
oh_line_TAP_OH_897156 |  | AN | node_8101803_200829267 | node_1405337_118_15260437_615 | 0.033 | unb_TAPWIRE_OH | 8101803 | no | no |  |  | no |  |  | 0 | 0 | 0 | 0
oh_line_TAP_OH_897157 |  | AN | node_8101803_200829268 | node_1405194_908_15260220_929 | 0.033 | unb_TAPWIRE_OH | 8101803 | no | no |  |  | no |  |  | 0 | 0 | 0 | 0
oh_line_TAP_OH_897158 |  | AN | node_8101803_200829272 | node_1407485_1_15262292_388 | 0.033 | unb_TAPWIRE_OH | 8101803 | no | no |  |  | no |  |  | 0 | 0 | 0 | 0
oh_line_TAP_OH_897159 |  | AN | node_8101803_200829274 | node_1407167_386_15261701_633 | 0.033 | unb_TAPWIRE_OH | 8101803 | no | no |  |  | no |  |  | 0 | 0 | 0 | 0
oh_line_TAP_OH_897160 |  | AN | node_8101803_200829276 | node_1407126_014_15261431_741 | 0.033 | unb_TAPWIRE_OH | 8101803 | no | no |  |  | no |  |  | 0 | 0 | 0 | 0
oh_line_TAP_OH_897161 |  | AN | node_8101803_200829280 | node_1406423_639_15261121_175 | 0.033 | unb_TAPWIRE_OH | 8101803 | no | no |  |  | no |  |  | 0 | 0 | 0 | 0
oh_line_TAP_OH_897162 |  | AN | node_8101803_200829281 | node_1406086_771_15261366_946 | 0.033 | unb_TAPWIRE_OH | 8101803 | no | no |  |  | no |  |  | 0 | 0 | 0 | 0
oh_line_TAP_OH_897163 |  | AN | node_8101803_200829284 | node_1405541_882_15261159_955 | 0.033 | unb_TAPWIRE_OH | 8101803 | no | no |  |  | no |  |  | 0 | 0 | 0 | 0
oh_line_TAP_OH_897164 |  | AN | node_8101803_200829286 | node_1404774_527_15259656_215 | 0.033 | unb_TAPWIRE_OH | 8101803 | no | no |  |  | no |  |  | 0 | 0 | 0 | 0
oh_line_TAP_OH_897165 |  | AN | node_8101803_200829295 | node_1404307_283_15257789_879 | 0.033 | unb_TAPWIRE_OH | 8101803 | no | no |  |  | no |  |  | 0 | 0 | 0 | 0
oh_line_TAP_OH_897166 |  | AN | node_8101803_200829298 | node_1403915_678_15257186_59 | 0.033 | unb_TAPWIRE_OH | 8101803 | no | no |  |  | no |  |  | 0 | 0 | 0 | 0
oh_line_TAP_OH_897167 |  | AN | node_8101803_200829299 | node_1404109_66_15256841_766 | 0.033 | unb_TAPWIRE_OH | 8101803 | no | no |  |  | no |  |  | 0 | 0 | 0 | 0
oh_line_TAP_OH_897170 |  | AN | node_8101803_200829309 | node_1409093_379_15266493_317 | 0.033 | unb_TAPWIRE_OH | 8101803 | no | no |  |  | no |  |  | 0 | 0 | 0 | 0
oh_line_TAP_OH_897171 |  | AN | node_8101803_200829310 | node_1407354_854_15266832_709 | 0.033 | unb_TAPWIRE_OH | 8101803 | no | no |  |  | no |  |  | 0 | 0 | 0 | 0
oh_line_TAP_OH_897172 |  | AN | node_8101803_200829311 | node_1407505_784_15266781_855 | 0.033 | unb_TAPWIRE_OH | 8101803 | no | no |  |  | no |  |  | 0 | 0 | 0 | 0
oh_line_TAP_OH_897173 |  | AN | node_8101803_200829312 | node_1407708_778_15266710_293 | 0.033 | unb_TAPWIRE_OH | 8101803 | no | no |  |  | no |  |  | 0 | 0 | 0 | 0
oh_line_TAP_OH_897174 |  | AN | node_8101803_200829315 | node_1408319_296_15266571_434 | 0.033 | unb_TAPWIRE_OH | 8101803 | no | no |  |  | no |  |  | 0 | 0 | 0 | 0
oh_line_TAP_OH_897175 |  | AN | node_8101803_200829317 | node_1408800_98_15266557_838 | 0.033 | unb_TAPWIRE_OH | 8101803 | no | no |  |  | no |  |  | 0 | 0 | 0 | 0
oh_line_TAP_OH_897186 |  | AN | node_8101803_200829375 | node_1414250_469_15277290_646 | 0.033 | unb_TAPWIRE_OH | 8101803 | no | no |  |  | no |  |  | 0 | 0 | 0 | 0
oh_line_TAP_OH_897187 |  | AN | node_8101803_200829376 | node_1414136_349_15277186_101 | 0.033 | unb_TAPWIRE_OH | 8101803 | no | no |  |  | no |  |  | 0 | 0 | 0 | 0
oh_line_TAP_OH_897188 |  | AN | node_8101803_200829378 | node_1410987_51_15278967_89 | 0.033 | unb_TAPWIRE_OH | 8101803 | no | no |  |  | no |  |  | 0 | 0 | 0 | 0
oh_line_TAP_OH_897189 |  | AN | node_8101803_200829380 | node_1410860_001_15279430_322 | 0.033 | unb_TAPWIRE_OH | 8101803 | no | no |  |  | no |  |  | 0 | 0 | 0 | 0
oh_line_TAP_OH_897190 |  | AN | node_8101803_200829384 | node_1413524_222_15276768_132 | 0.033 | unb_TAPWIRE_OH | 8101803 | no | no |  |  | no |  |  | 0 | 0 | 0 | 0
oh_line_TAP_OH_897191 |  | AN | node_8101803_200829385 | node_1413664_868_15276700_987 | 0.033 | unb_TAPWIRE_OH | 8101803 | no | no |  |  | no |  |  | 0 | 0 | 0 | 0
oh_line_TAP_OH_897192 |  | AN | node_8101803_200829387 | node_1413233_443_15276714_808 | 0.033 | unb_TAPWIRE_OH | 8101803 | no | no |  |  | no |  |  | 0 | 0 | 0 | 0
oh_line_TAP_OH_897193 |  | AN | node_8101803_200829390 | node_1412857_498_15276743_058 | 0.033 | unb_TAPWIRE_OH | 8101803 | no | no |  |  | no |  |  | 0 | 0 | 0 | 0
oh_line_TAP_OH_897194 |  | AN | node_8101803_200829392 | node_1412867_939_15277306_319 | 0.033 | unb_TAPWIRE_OH | 8101803 | no | no |  |  | no |  |  | 0 | 0 | 0 | 0
oh_line_TAP_OH_897195 |  | AN | node_8101803_200829395 | node_1412721_261_15276808_336 | 0.033 | unb_TAPWIRE_OH | 8101803 | no | no |  |  | no |  |  | 0 | 0 | 0 | 0
oh_line_TAP_OH_897196 |  | AN | node_8101803_200829396 | node_1412403_281_15276892_986 | 0.033 | unb_TAPWIRE_OH | 8101803 | no | no |  |  | no |  |  | 0 | 0 | 0 | 0
oh_line_TAP_OH_897197 |  | AN | node_8101803_200829397 | node_1412415_331_15277250_959 | 0.033 | unb_TAPWIRE_OH | 8101803 | no | no |  |  | no |  |  | 0 | 0 | 0 | 0
oh_line_TAP_OH_897198 |  | AN | node_8101803_200829401 | node_1412253_846_15277522_985 | 0.033 | unb_TAPWIRE_OH | 8101803 | no | no |  |  | no |  |  | 0 | 0 | 0 | 0
oh_line_TAP_OH_897199 |  | AN | node_8101803_200829405 | node_1412529_719_15278227_05 | 0.033 | unb_TAPWIRE_OH | 8101803 | no | no |  |  | no |  |  | 0 | 0 | 0 | 0
oh_line_TAP_OH_897200 |  | AN | node_8101803_200829408 | node_1412197_899_15277836_313 | 0.033 | unb_TAPWIRE_OH | 8101803 | no | no |  |  | no |  |  | 0 | 0 | 0 | 0
oh_line_TAP_OH_897201 |  | AN | node_8101803_200829410 | node_1411902_738_15277994_045 | 0.033 | unb_TAPWIRE_OH | 8101803 | no | no |  |  | no |  |  | 0 | 0 | 0 | 0
oh_line_TAP_OH_897202 |  | AN | node_8101803_200829413 | node_1411521_872_15278253_063 | 0.033 | unb_TAPWIRE_OH | 8101803 | no | no |  |  | no |  |  | 0 | 0 | 0 | 0
oh_line_TAP_OH_897203 |  | AN | node_8101803_200829414 | node_1411433_476_15278478_526 | 0.033 | unb_TAPWIRE_OH | 8101803 | no | no |  |  | no |  |  | 0 | 0 | 0 | 0
oh_line_TAP_OH_897206 |  | AN | node_8101803_200829426 | node_1404730_697_15264927_481 | 0.033 | unb_TAPWIRE_OH | 8101803 | no | no |  |  | no |  |  | 0 | 0 | 0 | 0
oh_line_TAP_OH_897207 |  | AN | node_8101803_200829427 | node_1404716_603_15264709_616 | 0.033 | unb_TAPWIRE_OH | 8101803 | no | no |  |  | no |  |  | 0 | 0 | 0 | 0
oh_line_TAP_OH_897208 |  | AN | node_8101803_200829428 | node_1404360_813_15264710_896 | 0.033 | unb_TAPWIRE_OH | 8101803 | no | no |  |  | no |  |  | 0 | 0 | 0 | 0
oh_line_TAP_OH_897209 |  | AN | node_8101803_200829429 | node_1404094_813_15264706_606 | 0.033 | unb_TAPWIRE_OH | 8101803 | no | no |  |  | no |  |  | 0 | 0 | 0 | 0
oh_line_TAP_OH_897210 |  | AN | node_8101803_200829432 | node_1403599_376_15265022_075 | 0.033 | unb_TAPWIRE_OH | 8101803 | no | no |  |  | no |  |  | 0 | 0 | 0 | 0
oh_line_TAP_OH_897211 |  | AN | node_8101803_200829434 | node_1403310_751_15264702_084 | 0.033 | unb_TAPWIRE_OH | 8101803 | no | no |  |  | no |  |  | 0 | 0 | 0 | 0
oh_line_TAP_OH_897212 |  | AN | node_8101803_200829437 | node_1403109_214_15264704_148 | 0.033 | unb_TAPWIRE_OH | 8101803 | no | no |  |  | no |  |  | 0 | 0 | 0 | 0
oh_line_TAP_OH_897213 |  | AN | node_8101803_200829438 | node_1402773_647_15264703_432 | 0.033 | unb_TAPWIRE_OH | 8101803 | no | no |  |  | no |  |  | 0 | 0 | 0 | 0
oh_line_TAP_OH_897214 |  | AN | node_8101803_200829440 | node_1406895_167_15264359_543 | 0.033 | unb_TAPWIRE_OH | 8101803 | no | no |  |  | no |  |  | 0 | 0 | 0 | 0
oh_line_TAP_OH_897215 |  | AN | node_8101803_200829442 | node_1406621_691_15264496_778 | 0.033 | unb_TAPWIRE_OH | 8101803 | no | no |  |  | no |  |  | 0 | 0 | 0 | 0
oh_line_TAP_OH_897216 |  | AN | node_8101803_200829443 | node_1406457_67_15264075_497 | 0.033 | unb_TAPWIRE_OH | 8101803 | no | no |  |  | no |  |  | 0 | 0 | 0 | 0
oh_line_TAP_OH_897217 |  | AN | node_8101803_200829444 | node_1406111_743_15264180_234 | 0.033 | unb_TAPWIRE_OH | 8101803 | no | no |  |  | no |  |  | 0 | 0 | 0 | 0
oh_line_TAP_OH_897218 |  | AN | node_8101803_200829445 | node_1405878_303_15264164_687 | 0.033 | unb_TAPWIRE_OH | 8101803 | no | no |  |  | no |  |  | 0 | 0 | 0 | 0
oh_line_TAP_OH_897219 |  | AN | node_8101803_200829449 | node_1405117_204_15264436_437 | 0.033 | unb_TAPWIRE_OH | 8101803 | no | no |  |  | no |  |  | 0 | 0 | 0 | 0
oh_line_TAP_OH_897220 |  | AN | node_8101803_200829451 | node_1405237_098_15264892_906 | 0.033 | unb_TAPWIRE_OH | 8101803 | no | no |  |  | no |  |  | 0 | 0 | 0 | 0
oh_line_TAP_OH_897221 |  | AN | node_8101803_200829453 | node_1405015_267_15264852_096 | 0.033 | unb_TAPWIRE_OH | 8101803 | no | no |  |  | no |  |  | 0 | 0 | 0 | 0
oh_line_TAP_OH_897222 |  | AN | node_8101803_200829456 | node_1411971_656_15269983_444 | 0.033 | unb_TAPWIRE_OH | 8101803 | no | no |  |  | no |  |  | 0 | 0 | 0 | 0
oh_line_TAP_OH_897223 |  | AN | node_8101803_200829462 | node_1410751_966_15274376_169 | 0.033 | unb_TAPWIRE_OH | 8101803 | no | no |  |  | no |  |  | 0 | 0 | 0 | 0
oh_line_TAP_OH_897224 |  | AN | node_8101803_200829464 | node_1411332_742_15274775_444 | 0.033 | unb_TAPWIRE_OH | 8101803 | no | no |  |  | no |  |  | 0 | 0 | 0 | 0
oh_line_TAP_OH_897225 |  | AN | node_8101803_200829466 | node_1410388_505_15273950_307 | 0.033 | unb_TAPWIRE_OH | 8101803 | no | no |  |  | no |  |  | 0 | 0 | 0 | 0
oh_line_TAP_OH_897226 |  | AN | node_8101803_200829467 | node_1410205_899_15274190_196 | 0.033 | unb_TAPWIRE_OH | 8101803 | no | no |  |  | no |  |  | 0 | 0 | 0 | 0
oh_line_TAP_OH_897227 |  | AN | node_8101803_200829468 | node_1410058_228_15274141_219 | 0.033 | unb_TAPWIRE_OH | 8101803 | no | no |  |  | no |  |  | 0 | 0 | 0 | 0
oh_line_TAP_OH_897228 |  | AN | node_8101803_200829469 | node_1409784_104_15274283_574 | 0.033 | unb_TAPWIRE_OH | 8101803 | no | no |  |  | no |  |  | 0 | 0 | 0 | 0
oh_line_TAP_OH_897229 |  | AN | node_8101803_200829470 | node_1409934_82_15274477_679 | 0.033 | unb_TAPWIRE_OH | 8101803 | no | no |  |  | no |  |  | 0 | 0 | 0 | 0
oh_line_TAP_OH_897230 |  | AN | node_8101803_200829472 | node_1409674_976_15275019_438 | 0.033 | unb_TAPWIRE_OH | 8101803 | no | no |  |  | no |  |  | 0 | 0 | 0 | 0
oh_line_TAP_OH_897231 |  | AN | node_8101803_200829473 | node_1409624_135_15274507_755 | 0.033 | unb_TAPWIRE_OH | 8101803 | no | no |  |  | no |  |  | 0 | 0 | 0 | 0
oh_line_TAP_OH_897232 |  | AN | node_8101803_200829474 | node_1409414_878_15274641_032 | 0.033 | unb_TAPWIRE_OH | 8101803 | no | no |  |  | no |  |  | 0 | 0 | 0 | 0
oh_line_TAP_OH_897233 |  | AN | node_8101803_200829478 | node_1411863_34_15270391_25 | 0.033 | unb_TAPWIRE_OH | 8101803 | no | no |  |  | no |  |  | 0 | 0 | 0 | 0
oh_line_TAP_OH_897234 |  | AN | node_8101803_200829480 | node_1412249_487_15270492_882 | 0.033 | unb_TAPWIRE_OH | 8101803 | no | no |  |  | no |  |  | 0 | 0 | 0 | 0
oh_line_TAP_OH_897235 |  | AN | node_8101803_200829484 | node_1408004_598_15275665_326 | 0.033 | unb_TAPWIRE_OH | 8101803 | no | no |  |  | no |  |  | 0 | 0 | 0 | 0
oh_line_TAP_OH_897236 |  | AN | node_8101803_200829487 | node_1407714_002_15276007_342 | 0.033 | unb_TAPWIRE_OH | 8101803 | no | no |  |  | no |  |  | 0 | 0 | 0 | 0
oh_line_TAP_OH_897237 |  | AN | node_8101803_200829488 | node_1411805_613_15271240_069 | 0.033 | unb_TAPWIRE_OH | 8101803 | no | no |  |  | no |  |  | 0 | 0 | 0 | 0
oh_line_TAP_OH_897238 |  | AN | node_8101803_200829492 | node_1411767_015_15272089_238 | 0.033 | unb_TAPWIRE_OH | 8101803 | no | no |  |  | no |  |  | 0 | 0 | 0 | 0
oh_line_TAP_OH_897239 |  | AN | node_8101803_200829495 | node_1411236_413_15272363_344 | 0.033 | unb_TAPWIRE_OH | 8101803 | no | no |  |  | no |  |  | 0 | 0 | 0 | 0
oh_line_TAP_OH_897240 |  | AN | node_8101803_200829497 | node_1412127_93_15272436_761 | 0.033 | unb_TAPWIRE_OH | 8101803 | no | no |  |  | no |  |  | 0 | 0 | 0 | 0
oh_line_TAP_OH_897241 |  | AN | node_8101803_200829499 | node_1411353_024_15273323_61 | 0.033 | unb_TAPWIRE_OH | 8101803 | no | no |  |  | no |  |  | 0 | 0 | 0 | 0
oh_line_TAP_OH_897242 |  | AN | node_8101803_200829502 | node_1404916_723_15257913_389 | 0.033 | unb_TAPWIRE_OH | 8101803 | no | no |  |  | no |  |  | 0 | 0 | 0 | 0
oh_line_TAP_OH_897243 |  | AN | node_8101803_200829503 | node_1405117_219_15257984_091 | 0.033 | unb_TAPWIRE_OH | 8101803 | no | no |  |  | no |  |  | 0 | 0 | 0 | 0
oh_line_TAP_OH_897244 |  | AN | node_8101803_200829504 | node_1407721_872_15259784_627 | 0.033 | unb_TAPWIRE_OH | 8101803 | no | no |  |  | no |  |  | 0 | 0 | 0 | 0
oh_line_TAP_OH_897245 |  | AN | node_8101803_200829507 | node_1407783_289_15260129_764 | 0.033 | unb_TAPWIRE_OH | 8101803 | no | no |  |  | no |  |  | 0 | 0 | 0 | 0
oh_line_TAP_OH_897246 |  | AN | node_8101803_200829511 | node_1408029_316_15260961_931 | 0.033 | unb_TAPWIRE_OH | 8101803 | no | no |  |  | no |  |  | 0 | 0 | 0 | 0
oh_line_TAP_OH_897247 |  | AN | node_8101803_200829512 | node_1405312_481_15258058_679 | 0.033 | unb_TAPWIRE_OH | 8101803 | no | no |  |  | no |  |  | 0 | 0 | 0 | 0
oh_line_TAP_OH_897248 |  | AN | node_8101803_200829514 | node_1405727_412_15258204_838 | 0.033 | unb_TAPWIRE_OH | 8101803 | no | no |  |  | no |  |  | 0 | 0 | 0 | 0
oh_line_TAP_OH_897249 |  | AN | node_8101803_312013683 | node_1407458_673_15259225_386 | 0.033 | unb_TAPWIRE_OH | 8101803 | no | no |  |  | no |  |  | 0 | 0 | 0 | 0
oh_line_TAP_OH_897250 |  | AN | node_8101803_200829524 | node_1407644_694_15259561_495 | 0.033 | unb_TAPWIRE_OH | 8101803 | no | no |  |  | no |  |  | 0 | 0 | 0 | 0
oh_line_TAP_OH_897251 |  | AN | node_8101803_200829530 | node_1407026_534_15256004_531 | 0.033 | unb_TAPWIRE_OH | 8101803 | no | no |  |  | no |  |  | 0 | 0 | 0 | 0
oh_line_TAP_OH_897252 |  | AN | node_8101803_200829531 | node_1406739_319_15255924_586 | 0.033 | unb_TAPWIRE_OH | 8101803 | no | no |  |  | no |  |  | 0 | 0 | 0 | 0
oh_line_TAP_OH_897254 |  | AN | node_8101803_200829536 | node_1406997_925_15257288_622 | 0.033 | unb_TAPWIRE_OH | 8101803 | no | no |  |  | no |  |  | 0 | 0 | 0 | 0
oh_line_TAP_OH_897255 |  | AN | node_8101803_200829538 | node_1407139_163_15257176_041 | 0.033 | unb_TAPWIRE_OH | 8101803 | no | no |  |  | no |  |  | 0 | 0 | 0 | 0
oh_line_TAP_OH_897256 |  | AN | node_8101803_200829540 | node_1407266_776_15256809_045 | 0.033 | unb_TAPWIRE_OH | 8101803 | no | no |  |  | no |  |  | 0 | 0 | 0 | 0
oh_line_TAP_OH_897257 |  | AN | node_8101803_200829542 | node_1407199_118_15256392_042 | 0.033 | unb_TAPWIRE_OH | 8101803 | no | no |  |  | no |  |  | 0 | 0 | 0 | 0
oh_line_TAP_OH_897286 |  | AN | node_8101803_200829625 | node_1413013_595_15263248_74 | 0.033 | unb_TAPWIRE_OH | 8101803 | no | no |  |  | no |  |  | 0 | 0 | 0 | 0
oh_line_TAP_OH_897287 |  | AN | node_8101803_200829627 | node_1413220_523_15263772_236 | 0.033 | unb_TAPWIRE_OH | 8101803 | no | no |  |  | no |  |  | 0 | 0 | 0 | 0
oh_line_TAP_OH_897288 |  | AN | node_8101803_200829629 | node_1413360_532_15264269_263 | 0.033 | unb_TAPWIRE_OH | 8101803 | no | no |  |  | no |  |  | 0 | 0 | 0 | 0
oh_line_TAP_OH_897289 |  | AN | node_8101803_200829631 | node_1413450_584_15264629_99 | 0.033 | unb_TAPWIRE_OH | 8101803 | no | no |  |  | no |  |  | 0 | 0 | 0 | 0
oh_line_TAP_OH_897290 |  | AN | node_8101803_200829632 | node_1413775_846_15264801_64 | 0.033 | unb_TAPWIRE_OH | 8101803 | no | no |  |  | no |  |  | 0 | 0 | 0 | 0
oh_line_TAP_OH_897291 |  | AN | node_8101803_200829635 | node_1414744_374_15264866_88 | 0.033 | unb_TAPWIRE_OH | 8101803 | no | no |  |  | no |  |  | 0 | 0 | 0 | 0
oh_line_TAP_OH_897292 |  | AN | node_8101803_200829636 | node_1408736_597_15262643_671 | 0.033 | unb_TAPWIRE_OH | 8101803 | no | no |  |  | no |  |  | 0 | 0 | 0 | 0
oh_line_TAP_OH_897294 |  | AN | node_8101803_200829642 | node_1413459_065_15260885_178 | 0.033 | unb_TAPWIRE_OH | 8101803 | no | no |  |  | no |  |  | 0 | 0 | 0 | 0
oh_line_TAP_OH_897295 |  | AN | node_8101803_200829647 | node_1413000_948_15259743_096 | 0.033 | unb_TAPWIRE_OH | 8101803 | no | no |  |  | no |  |  | 0 | 0 | 0 | 0
oh_line_TAP_OH_897296 |  | AN | node_8101803_200829650 | node_1413063_427_15259176_933 | 0.033 | unb_TAPWIRE_OH | 8101803 | no | no |  |  | no |  |  | 0 | 0 | 0 | 0
oh_line_TAP_OH_897297 |  | AN | node_8101803_200829651 | node_1410493_697_15279379_622 | 0.033 | unb_TAPWIRE_OH | 8101803 | no | no |  |  | no |  |  | 0 | 0 | 0 | 0
oh_line_TAP_OH_897298 |  | AN | node_8101803_200829653 | node_1410315_39_15279633_862 | 0.033 | unb_TAPWIRE_OH | 8101803 | no | no |  |  | no |  |  | 0 | 0 | 0 | 0
oh_line_TAP_OH_897299 |  | AN | node_8101803_200829654 | node_1410188_533_15279770_608 | 0.033 | unb_TAPWIRE_OH | 8101803 | no | no |  |  | no |  |  | 0 | 0 | 0 | 0
oh_line_TAP_OH_897300 |  | AN | node_8101803_200829656 | node_1409932_322_15280035_843 | 0.033 | unb_TAPWIRE_OH | 8101803 | no | no |  |  | no |  |  | 0 | 0 | 0 | 0
oh_line_TAP_OH_897301 |  | AN | node_8101803_200829660 | node_1409653_871_15280309_003 | 0.033 | unb_TAPWIRE_OH | 8101803 | no | no |  |  | no |  |  | 0 | 0 | 0 | 0
oh_line_TAP_OH_897302 |  | AN | node_8101803_200829662 | node_1409472_385_15280454_879 | 0.033 | unb_TAPWIRE_OH | 8101803 | no | no |  |  | no |  |  | 0 | 0 | 0 | 0
oh_line_TAP_OH_897303 |  | AN | node_8101803_200829663 | node_1409172_54_15280487_021 | 0.033 | unb_TAPWIRE_OH | 8101803 | no | no |  |  | no |  |  | 0 | 0 | 0 | 0
oh_line_TAP_OH_897304 |  | AN | node_8101803_200829664 | node_1409352_276_15280739_031 | 0.033 | unb_TAPWIRE_OH | 8101803 | no | no |  |  | no |  |  | 0 | 0 | 0 | 0
oh_line_TAP_OH_897305 |  | AN | node_8101803_200829665 | node_1408951_172_15280611_339 | 0.033 | unb_TAPWIRE_OH | 8101803 | no | no |  |  | no |  |  | 0 | 0 | 0 | 0
oh_line_TAP_OH_897350 |  | AN | node_8101803_200829794 | node_1412933_698_15273109_835 | 0.033 | unb_TAPWIRE_OH | 8101803 | no | no |  |  | no |  |  | 0 | 0 | 0 | 0
oh_line_TAP_OH_897351 |  | AN | node_8101803_200829795 | node_1414529_586_15271917_837 | 0.033 | unb_TAPWIRE_OH | 8101803 | no | no |  |  | no |  |  | 0 | 0 | 0 | 0
oh_line_TAP_OH_897352 |  | AN | node_8101803_200829797 | node_1414121_892_15272113_103 | 0.033 | unb_TAPWIRE_OH | 8101803 | no | no |  |  | no |  |  | 0 | 0 | 0 | 0
oh_line_TAP_OH_897353 |  | AN | node_8101803_200829798 | node_1413967_063_15271899_144 | 0.033 | unb_TAPWIRE_OH | 8101803 | no | no |  |  | no |  |  | 0 | 0 | 0 | 0
oh_line_TAP_OH_897354 |  | AN | node_8101803_200829800 | node_1413700_332_15272310_172 | 0.033 | unb_TAPWIRE_OH | 8101803 | no | no |  |  | no |  |  | 0 | 0 | 0 | 0
oh_line_TAP_OH_897355 |  | AN | node_8101803_200829801 | node_1413379_23_15271928_274 | 0.033 | unb_TAPWIRE_OH | 8101803 | no | no |  |  | no |  |  | 0 | 0 | 0 | 0
oh_line_TAP_OH_897356 |  | AN | node_8101803_200829804 | node_1413005_238_15272121_901 | 0.033 | unb_TAPWIRE_OH | 8101803 | no | no |  |  | no |  |  | 0 | 0 | 0 | 0
oh_line_TAP_OH_897357 |  | AN | node_8101803_200829805 | node_1412575_432_15272254_966 | 0.033 | unb_TAPWIRE_OH | 8101803 | no | no |  |  | no |  |  | 0 | 0 | 0 | 0
oh_line_TAP_OH_897358 |  | AN | node_8101803_200829806 | node_1412378_247_15272390_005 | 0.033 | unb_TAPWIRE_OH | 8101803 | no | no |  |  | no |  |  | 0 | 0 | 0 | 0
oh_line_TAP_OH_897419 |  | AN | node_8101803_200830013 | node_1412698_613_15259724_156 | 0.033 | unb_TAPWIRE_OH | 8101803 | no | no |  |  | no |  |  | 0 | 0 | 0 | 0
oh_line_TAP_OH_897420 |  | AN | node_8101803_200830015 | node_1412375_457_15259849_208 | 0.033 | unb_TAPWIRE_OH | 8101803 | no | no |  |  | no |  |  | 0 | 0 | 0 | 0
oh_line_TAP_OH_897421 |  | AN | node_8101803_200830018 | node_1411622_712_15259749_577 | 0.033 | unb_TAPWIRE_OH | 8101803 | no | no |  |  | no |  |  | 0 | 0 | 0 | 0
oh_line_TAP_OH_897422 |  | AN | node_8101803_200830023 | node_1411478_65_15260923_36 | 0.033 | unb_TAPWIRE_OH | 8101803 | no | no |  |  | no |  |  | 0 | 0 | 0 | 0
oh_line_TAP_OH_897423 |  | AN | node_8101803_200830024 | node_1417207_199_15276392_213 | 0.033 | unb_TAPWIRE_OH | 8101803 | no | no |  |  | no |  |  | 0 | 0 | 0 | 0
oh_line_TAP_OH_897424 |  | AN | node_8101803_200830026 | node_1417127_815_15276627_171 | 0.033 | unb_TAPWIRE_OH | 8101803 | no | no |  |  | no |  |  | 0 | 0 | 0 | 0
oh_line_TAP_OH_897425 |  | AN | node_8101803_200830027 | node_1417011_617_15276530_215 | 0.033 | unb_TAPWIRE_OH | 8101803 | no | no |  |  | no |  |  | 0 | 0 | 0 | 0
oh_line_TAP_OH_897426 |  | AN | node_8101803_200830030 | node_1416965_735_15277020_198 | 0.033 | unb_TAPWIRE_OH | 8101803 | no | no |  |  | no |  |  | 0 | 0 | 0 | 0
oh_line_TAP_OH_897427 |  | AN | node_8101803_200830031 | node_1416816_668_15276574_593 | 0.033 | unb_TAPWIRE_OH | 8101803 | no | no |  |  | no |  |  | 0 | 0 | 0 | 0
oh_line_TAP_OH_897428 |  | AN | node_8101803_200830032 | node_1416545_209_15276521_811 | 0.033 | unb_TAPWIRE_OH | 8101803 | no | no |  |  | no |  |  | 0 | 0 | 0 | 0
oh_line_TAP_OH_897452 |  | AN | node_8101803_200830129 | node_1410334_677_15269389_57 | 0.033 | unb_TAPWIRE_OH | 8101803 | no | no |  |  | no |  |  | 0 | 0 | 0 | 0
oh_line_TAP_OH_897453 |  | AN | node_8101803_200830130 | node_1408169_078_15270912_621 | 0.033 | unb_TAPWIRE_OH | 8101803 | no | no |  |  | no |  |  | 0 | 0 | 0 | 0
oh_line_TAP_OH_897454 |  | AN | node_8101803_200830132 | node_1408339_029_15271074_833 | 0.033 | unb_TAPWIRE_OH | 8101803 | no | no |  |  | no |  |  | 0 | 0 | 0 | 0
oh_line_TAP_OH_897455 |  | AN | node_8101803_200830136 | node_1407801_578_15271311_241 | 0.033 | unb_TAPWIRE_OH | 8101803 | no | no |  |  | no |  |  | 0 | 0 | 0 | 0
oh_line_TAP_OH_897456 |  | AN | node_8101803_200830141 | node_1408009_802_15272308_323 | 0.033 | unb_TAPWIRE_OH | 8101803 | no | no |  |  | no |  |  | 0 | 0 | 0 | 0
oh_line_TAP_OH_897457 |  | AN | node_8101803_200830149 | node_1408569_629_15270591_197 | 0.033 | unb_TAPWIRE_OH | 8101803 | no | no |  |  | no |  |  | 0 | 0 | 0 | 0
oh_line_TAP_OH_897458 |  | AN | node_8101803_200830150 | node_1408321_664_15270795_543 | 0.033 | unb_TAPWIRE_OH | 8101803 | no | no |  |  | no |  |  | 0 | 0 | 0 | 0
oh_line_TAP_OH_897459 |  | ABCN | node_8101803_200830155 | node_1415520_652_15270261_344 | 0.033 | unb_TAPWIRE_OH | 8101803 | no | no |  |  | no |  |  | 0 | 0 | 0 | 0
oh_line_TAP_OH_897462 |  | AN | node_8101803_200830167 | node_1411654_961_15261262_446 | 0.033 | unb_TAPWIRE_OH | 8101803 | no | no |  |  | no |  |  | 0 | 0 | 0 | 0
oh_line_TAP_OH_897465 |  | AN | node_8101803_200830175 | node_1411733_317_15279926_613 | 0.033 | unb_TAPWIRE_OH | 8101803 | no | no |  |  | no |  |  | 0 | 0 | 0 | 0
oh_line_TAP_OH_897466 |  | AN | node_8101803_200830176 | node_1411946_94_15279909_935 | 0.033 | unb_TAPWIRE_OH | 8101803 | no | no |  |  | no |  |  | 0 | 0 | 0 | 0
oh_line_TAP_OH_897467 |  | AN | node_8101803_200830178 | node_1411900_324_15279709_393 | 0.033 | unb_TAPWIRE_OH | 8101803 | no | no |  |  | no |  |  | 0 | 0 | 0 | 0
oh_line_TAP_OH_897468 |  | AN | node_8101803_200830179 | node_1412091_735_15280005_404 | 0.033 | unb_TAPWIRE_OH | 8101803 | no | no |  |  | no |  |  | 0 | 0 | 0 | 0
oh_line_TAP_OH_897469 |  | AN | node_8101803_200830181 | node_1412263_595_15280129_419 | 0.033 | unb_TAPWIRE_OH | 8101803 | no | no |  |  | no |  |  | 0 | 0 | 0 | 0
oh_line_TAP_OH_897470 |  | AN | node_8101803_200830183 | node_1412544_734_15280534_907 | 0.033 | unb_TAPWIRE_OH | 8101803 | no | no |  |  | no |  |  | 0 | 0 | 0 | 0
oh_line_TAP_OH_897471 |  | AN | node_8101803_200830184 | node_1412638_408_15280783_649 | 0.033 | unb_TAPWIRE_OH | 8101803 | no | no |  |  | no |  |  | 0 | 0 | 0 | 0
oh_line_TAP_OH_897472 |  | AN | node_8101803_200830186 | node_1412663_664_15281082_84 | 0.033 | unb_TAPWIRE_OH | 8101803 | no | no |  |  | no |  |  | 0 | 0 | 0 | 0
oh_line_TAP_OH_897473 |  | AN | node_8101803_200830187 | node_1410117_065_15280230_704 | 0.033 | unb_TAPWIRE_OH | 8101803 | no | no |  |  | no |  |  | 0 | 0 | 0 | 0
oh_line_TAP_OH_897474 |  | AN | node_8101803_200830190 | node_1410745_307_15280219_048 | 0.033 | unb_TAPWIRE_OH | 8101803 | no | no |  |  | no |  |  | 0 | 0 | 0 | 0
oh_line_TAP_OH_897475 |  | AN | node_8101803_200830193 | node_1411264_622_15279986_911 | 0.033 | unb_TAPWIRE_OH | 8101803 | no | no |  |  | no |  |  | 0 | 0 | 0 | 0
oh_line_TAP_OH_897506 |  | AN | node_8101803_200830251 | node_1414620_336_15275812_598 | 0.033 | unb_TAPWIRE_OH | 8101803 | no | no |  |  | no |  |  | 0 | 0 | 0 | 0
oh_line_TAP_OH_897507 |  | AN | node_8101803_200830252 | node_1414400_144_15275805_149 | 0.033 | unb_TAPWIRE_OH | 8101803 | no | no |  |  | no |  |  | 0 | 0 | 0 | 0
oh_line_TAP_OH_897508 |  | AN | node_8101803_200830256 | node_1414132_351_15275595_752 | 0.033 | unb_TAPWIRE_OH | 8101803 | no | no |  |  | no |  |  | 0 | 0 | 0 | 0
oh_line_TAP_OH_897509 |  | AN | node_8101803_200830257 | node_1413906_788_15275569_159 | 0.033 | unb_TAPWIRE_OH | 8101803 | no | no |  |  | no |  |  | 0 | 0 | 0 | 0
oh_line_TAP_OH_897510 |  | AN | node_8101803_200830259 | node_1413680_147_15275550_508 | 0.033 | unb_TAPWIRE_OH | 8101803 | no | no |  |  | no |  |  | 0 | 0 | 0 | 0
oh_line_TAP_OH_897511 |  | AN | node_8101803_200830260 | node_1413454_804_15275535_605 | 0.033 | unb_TAPWIRE_OH | 8101803 | no | no |  |  | no |  |  | 0 | 0 | 0 | 0
oh_line_TAP_OH_897512 |  | AN | node_8101803_200830262 | node_1413042_951_15275571_775 | 0.033 | unb_TAPWIRE_OH | 8101803 | no | no |  |  | no |  |  | 0 | 0 | 0 | 0
oh_line_TAP_OH_897513 |  | AN | node_8101803_200830265 | node_1411771_599_15262092_468 | 0.033 | unb_TAPWIRE_OH | 8101803 | no | no |  |  | no |  |  | 0 | 0 | 0 | 0
oh_line_TAP_OH_897514 |  | AN | node_8101803_200830267 | node_1411951_39_15261974_546 | 0.033 | unb_TAPWIRE_OH | 8101803 | no | no |  |  | no |  |  | 0 | 0 | 0 | 0
oh_line_TAP_OH_897515 |  | AN | node_8101803_200830270 | node_1412520_14_15262281_063 | 0.033 | unb_TAPWIRE_OH | 8101803 | no | no |  |  | no |  |  | 0 | 0 | 0 | 0
oh_line_TAP_OH_897516 |  | AN | node_8101803_200830271 | node_1412636_709_15262512_344 | 0.033 | unb_TAPWIRE_OH | 8101803 | no | no |  |  | no |  |  | 0 | 0 | 0 | 0
oh_line_TAP_OH_897520 |  | AN | node_8101803_200830288 | node_1410401_571_15261418_295 | 0.033 | unb_TAPWIRE_OH | 8101803 | no | no |  |  | no |  |  | 0 | 0 | 0 | 0
oh_line_TAP_OH_897521 |  | AN | node_8101803_200830289 | node_1410713_948_15261160_281 | 0.033 | unb_TAPWIRE_OH | 8101803 | no | no |  |  | no |  |  | 0 | 0 | 0 | 0
oh_line_TAP_OH_897522 |  | AN | node_8101803_200830290 | node_1410989_664_15261180_925 | 0.033 | unb_TAPWIRE_OH | 8101803 | no | no |  |  | no |  |  | 0 | 0 | 0 | 0
oh_line_TAP_OH_897523 |  | AN | node_8101803_200830292 | node_1411272_023_15261244_537 | 0.033 | unb_TAPWIRE_OH | 8101803 | no | no |  |  | no |  |  | 0 | 0 | 0 | 0
oh_line_TAP_OH_897524 |  | AN | node_8101803_200830300 | node_1409967_54_15261084_503 | 0.033 | unb_TAPWIRE_OH | 8101803 | no | no |  |  | no |  |  | 0 | 0 | 0 | 0
oh_line_TAP_OH_897704 |  | ABCN | node_8101803_200831053 | node_1417810_496_15279467_723 | 0.033 | unb_TAPWIRE_OH | 8101803 | no | no |  |  | no |  |  | 0 | 0 | 0 | 0
oh_line_TAP_OH_897705 |  | ABCN | node_8101803_200831055 | node_1417403_159_15279424_799 | 0.033 | unb_TAPWIRE_OH | 8101803 | no | no |  |  | no |  |  | 0 | 0 | 0 | 0
oh_line_TAP_OH_897706 |  | ABCN | node_8101803_200831056 | node_1417179_027_15279411_475 | 0.033 | unb_TAPWIRE_OH | 8101803 | no | no |  |  | no |  |  | 0 | 0 | 0 | 0
oh_line_TAP_OH_897707 |  | ABCN | node_8101803_200831057 | node_1416996_988_15279398_499 | 0.033 | unb_TAPWIRE_OH | 8101803 | no | no |  |  | no |  |  | 0 | 0 | 0 | 0
oh_line_TAP_OH_897708 |  | ABCN | node_8101803_200831059 | node_1416747_489_15279424_838 | 0.033 | unb_TAPWIRE_OH | 8101803 | no | no |  |  | no |  |  | 0 | 0 | 0 | 0
oh_line_TAP_OH_897709 |  | AN | node_8101803_200831061 | node_1416722_807_15279645_122 | 0.033 | unb_TAPWIRE_OH | 8101803 | no | no |  |  | no |  |  | 0 | 0 | 0 | 0
oh_line_TAP_OH_897710 |  | ABCN | node_8101803_200831064 | node_1416430_786_15279370_166 | 0.033 | unb_TAPWIRE_OH | 8101803 | no | no |  |  | no |  |  | 0 | 0 | 0 | 0
oh_line_TAP_OH_897711 |  | ABCN | node_8101803_200831067 | node_1416182_906_15279122_059 | 0.033 | unb_TAPWIRE_OH | 8101803 | no | no |  |  | no |  |  | 0 | 0 | 0 | 0
oh_line_TAP_OH_897712 |  | ABCN | node_8101803_200831072 | node_1415769_166_15278722_803 | 0.033 | unb_TAPWIRE_OH | 8101803 | no | no |  |  | no |  |  | 0 | 0 | 0 | 0
oh_line_TAP_OH_897714 |  | ABCN | node_8101803_200831081 | node_1415175_271_15278065_715 | 0.033 | unb_TAPWIRE_OH | 8101803 | no | no |  |  | no |  |  | 0 | 0 | 0 | 0
oh_line_TAP_OH_897715 |  | ABCN | node_8101803_200831085 | node_1414757_084_15277674_199 | 0.033 | unb_TAPWIRE_OH | 8101803 | no | no |  |  | no |  |  | 0 | 0 | 0 | 0
oh_line_TAP_OH_897716 |  | ABCN | node_8101803_200831086 | node_1414519_743_15277544_366 | 0.033 | unb_TAPWIRE_OH | 8101803 | no | no |  |  | no |  |  | 0 | 0 | 0 | 0
oh_line_TAP_OH_897717 |  | ABCN | node_8101803_200831090 | node_1414643_191_15276616_122 | 0.033 | unb_TAPWIRE_OH | 8101803 | no | no |  |  | no |  |  | 0 | 0 | 0 | 0
oh_line_TAP_OH_897718 |  | ABCN | node_8101803_200831093 | node_1414623_848_15276085_351 | 0.033 | unb_TAPWIRE_OH | 8101803 | no | no |  |  | no |  |  | 0 | 0 | 0 | 0
oh_line_TAP_OH_897719 |  | ABCN | node_8101803_200831104 | node_1414751_084_15275597_395 | 0.033 | unb_TAPWIRE_OH | 8101803 | no | no |  |  | no |  |  | 0 | 0 | 0 | 0
oh_line_TAP_OH_897720 |  | ABCN | node_8101803_200831106 | node_1414786_22_15275336_039 | 0.033 | unb_TAPWIRE_OH | 8101803 | no | no |  |  | no |  |  | 0 | 0 | 0 | 0
oh_line_TAP_OH_897721 |  | ABCN | node_8101803_200831107 | node_1414739_278_15275100_257 | 0.033 | unb_TAPWIRE_OH | 8101803 | no | no |  |  | no |  |  | 0 | 0 | 0 | 0
oh_line_TAP_OH_897722 |  | AN | node_8101803_200831109 | node_1414982_974_15274687_092 | 0.033 | unb_TAPWIRE_OH | 8101803 | no | no |  |  | no |  |  | 0 | 0 | 0 | 0
oh_line_TAP_OH_897723 |  | ABCN | node_8101803_200831111 | node_1414487_687_15274669_621 | 0.033 | unb_TAPWIRE_OH | 8101803 | no | no |  |  | no |  |  | 0 | 0 | 0 | 0
oh_line_TAP_OH_897724 |  | AN | node_8101803_200831112 | node_1414177_128_15274802_126 | 0.033 | unb_TAPWIRE_OH | 8101803 | no | no |  |  | no |  |  | 0 | 0 | 0 | 0
oh_line_TAP_OH_897725 |  | ABCN | node_8101803_200831113 | node_1414295_668_15274504_673 | 0.033 | unb_TAPWIRE_OH | 8101803 | no | no |  |  | no |  |  | 0 | 0 | 0 | 0
oh_line_TAP_OH_897726 |  | AN | node_8101803_200831115 | node_1414595_324_15274307_649 | 0.033 | unb_TAPWIRE_OH | 8101803 | no | no |  |  | no |  |  | 0 | 0 | 0 | 0
oh_line_TAP_OH_897727 |  | AN | node_8101803_200831116 | node_1414098_998_15274512_98 | 0.033 | unb_TAPWIRE_OH | 8101803 | no | no |  |  | no |  |  | 0 | 0 | 0 | 0
oh_line_TAP_OH_897728 |  | ABCN | node_8101803_200831117 | node_1414195_887_15274270_525 | 0.033 | unb_TAPWIRE_OH | 8101803 | no | no |  |  | no |  |  | 0 | 0 | 0 | 0
oh_line_TAP_OH_897729 |  | ABCN | node_8101803_200831119 | node_1414018_005_15274032_543 | 0.033 | unb_TAPWIRE_OH | 8101803 | no | no |  |  | no |  |  | 0 | 0 | 0 | 0
oh_line_TAP_OH_897731 |  | AN | node_8101803_200831125 | node_1413697_626_15273652_4 | 0.033 | unb_TAPWIRE_OH | 8101803 | no | no |  |  | no |  |  | 0 | 0 | 0 | 0
oh_line_TAP_OH_897734 |  | ABCN | node_8101803_200831138 | node_1418180_587_15279525_433 | 0.033 | unb_TAPWIRE_OH | 8101803 | no | no |  |  | no |  |  | 0 | 0 | 0 | 0
oh_line_TAP_OH_897735 |  | ABCN | node_8101803_200831144 | node_1417939_711_15279475_292 | 0.033 | unb_TAPWIRE_OH | 8101803 | no | no |  |  | no |  |  | 0 | 0 | 0 | 0
oh_line_TAP_OH_897736 |  | ABCN | node_8101803_200831158 | node_1417436_624_15267763_195 | 0.033 | unb_TAPWIRE_OH | 8101803 | no | no |  |  | no |  |  | 0 | 0 | 0 | 0
oh_line_TAP_OH_897737 |  | ABCN | node_8101803_200831159 | node_1417438_846_15267927_462 | 0.033 | unb_TAPWIRE_OH | 8101803 | no | no |  |  | no |  |  | 0 | 0 | 0 | 0
oh_line_TAP_OH_897740 |  | AN | node_8101803_200831171 | node_1413695_742_15274073_343 | 0.033 | unb_TAPWIRE_OH | 8101803 | no | no |  |  | no |  |  | 0 | 0 | 0 | 0
oh_line_TAP_OH_897742 |  | AN | node_8101803_200831181 | node_1415730_737_15278943_179 | 0.033 | unb_TAPWIRE_OH | 8101803 | no | no |  |  | no |  |  | 0 | 0 | 0 | 0
oh_line_TAP_OH_897743 |  | AN | node_8101803_200831182 | node_1415334_966_15281308_945 | 0.033 | unb_TAPWIRE_OH | 8101803 | no | no |  |  | no |  |  | 0 | 0 | 0 | 0
oh_line_TAP_OH_897744 |  | AN | node_8101803_200831183 | node_1415301_102_15281471_422 | 0.033 | unb_TAPWIRE_OH | 8101803 | no | no |  |  | no |  |  | 0 | 0 | 0 | 0
oh_line_TAP_OH_897745 |  | AN | node_8101803_200831184 | node_1415195_431_15281658_798 | 0.033 | unb_TAPWIRE_OH | 8101803 | no | no |  |  | no |  |  | 0 | 0 | 0 | 0
oh_line_TAP_OH_897746 |  | AN | node_8101803_200831186 | node_1415193_391_15282000_697 | 0.033 | unb_TAPWIRE_OH | 8101803 | no | no |  |  | no |  |  | 0 | 0 | 0 | 0
oh_line_TAP_OH_897747 |  | AN | node_8101803_200831187 | node_1415105_728_15282192_273 | 0.033 | unb_TAPWIRE_OH | 8101803 | no | no |  |  | no |  |  | 0 | 0 | 0 | 0
oh_line_TAP_OH_897748 |  | AN | node_8101803_200831189 | node_1414971_5_15282516_369 | 0.033 | unb_TAPWIRE_OH | 8101803 | no | no |  |  | no |  |  | 0 | 0 | 0 | 0
oh_line_TAP_OH_897749 |  | AN | node_8101803_200831190 | node_1415752_649_15279175_408 | 0.033 | unb_TAPWIRE_OH | 8101803 | no | no |  |  | no |  |  | 0 | 0 | 0 | 0
oh_line_TAP_OH_897750 |  | AN | node_8101803_200831191 | node_1415688_816_15279461_446 | 0.033 | unb_TAPWIRE_OH | 8101803 | no | no |  |  | no |  |  | 0 | 0 | 0 | 0
oh_line_TAP_OH_897751 |  | AN | node_8101803_200831192 | node_1415577_792_15279704_459 | 0.033 | unb_TAPWIRE_OH | 8101803 | no | no |  |  | no |  |  | 0 | 0 | 0 | 0
oh_line_TAP_OH_897752 |  | AN | node_8101803_200831195 | node_1415525_446_15279989_5 | 0.033 | unb_TAPWIRE_OH | 8101803 | no | no |  |  | no |  |  | 0 | 0 | 0 | 0
oh_line_TAP_OH_897753 |  | AN | node_8101803_200831198 | node_1415567_2_15280202_643 | 0.033 | unb_TAPWIRE_OH | 8101803 | no | no |  |  | no |  |  | 0 | 0 | 0 | 0
oh_line_TAP_OH_897754 |  | AN | node_8101803_200831200 | node_1415505_898_15280429_591 | 0.033 | unb_TAPWIRE_OH | 8101803 | no | no |  |  | no |  |  | 0 | 0 | 0 | 0
oh_line_TAP_OH_897755 |  | AN | node_8101803_200831202 | node_1415427_221_15280833_245 | 0.033 | unb_TAPWIRE_OH | 8101803 | no | no |  |  | no |  |  | 0 | 0 | 0 | 0
oh_line_TAP_OH_897756 |  | AN | node_8101803_200831203 | node_1415324_293_15281022_514 | 0.033 | unb_TAPWIRE_OH | 8101803 | no | no |  |  | no |  |  | 0 | 0 | 0 | 0
oh_line_TAP_OH_897757 |  | AN | node_8101803_200831206 | node_1414881_127_15275991_101 | 0.033 | unb_TAPWIRE_OH | 8101803 | no | no |  |  | no |  |  | 0 | 0 | 0 | 0
oh_line_TAP_OH_897758 |  | AN | node_8101803_200831208 | node_1417142_122_15276204_435 | 0.033 | unb_TAPWIRE_OH | 8101803 | no | no |  |  | no |  |  | 0 | 0 | 0 | 0
oh_line_TAP_OH_897759 |  | AN | node_8101803_200831209 | node_1417306_483_15276235_256 | 0.033 | unb_TAPWIRE_OH | 8101803 | no | no |  |  | no |  |  | 0 | 0 | 0 | 0
oh_line_TAP_OH_897760 |  | AN | node_8101803_200831210 | node_1417503_01_15276257_591 | 0.033 | unb_TAPWIRE_OH | 8101803 | no | no |  |  | no |  |  | 0 | 0 | 0 | 0
oh_line_TAP_OH_897761 |  | AN | node_8101803_200831211 | node_1417748_757_15276320_031 | 0.033 | unb_TAPWIRE_OH | 8101803 | no | no |  |  | no |  |  | 0 | 0 | 0 | 0
oh_line_TAP_OH_897762 |  | AN | node_8101803_200831212 | node_1415246_127_15275996_63 | 0.033 | unb_TAPWIRE_OH | 8101803 | no | no |  |  | no |  |  | 0 | 0 | 0 | 0
oh_line_TAP_OH_897763 |  | AN | node_8101803_200831213 | node_1415416_411_15276113_443 | 0.033 | unb_TAPWIRE_OH | 8101803 | no | no |  |  | no |  |  | 0 | 0 | 0 | 0
oh_line_TAP_OH_897764 |  | AN | node_8101803_200831215 | node_1415736_238_15276108_711 | 0.033 | unb_TAPWIRE_OH | 8101803 | no | no |  |  | no |  |  | 0 | 0 | 0 | 0
oh_line_TAP_OH_897765 |  | AN | node_8101803_200831218 | node_1416110_42_15276053_904 | 0.033 | unb_TAPWIRE_OH | 8101803 | no | no |  |  | no |  |  | 0 | 0 | 0 | 0
oh_line_TAP_OH_897766 |  | AN | node_8101803_200831221 | node_1416493_709_15276112_208 | 0.033 | unb_TAPWIRE_OH | 8101803 | no | no |  |  | no |  |  | 0 | 0 | 0 | 0
oh_line_TAP_OH_897767 |  | AN | node_8101803_200831226 | node_1416944_916_15276150_806 | 0.033 | unb_TAPWIRE_OH | 8101803 | no | no |  |  | no |  |  | 0 | 0 | 0 | 0
oh_line_TAP_OH_897772 |  | AN | node_8101803_200831248 | node_1416100_023_15267723_624 | 0.033 | unb_TAPWIRE_OH | 8101803 | no | no |  |  | no |  |  | 0 | 0 | 0 | 0
oh_line_TAP_OH_897773 |  | ABCN | node_8101803_200831252 | node_1415938_682_15268968_494 | 0.033 | unb_TAPWIRE_OH | 8101803 | no | no |  |  | no |  |  | 0 | 0 | 0 | 0
oh_line_TAP_OH_897774 |  | ABCN | node_8101803_200831254 | node_1413119_716_15270282_633 | 0.033 | unb_TAPWIRE_OH | 8101803 | no | no |  |  | no |  |  | 0 | 0 | 0 | 0
oh_line_TAP_OH_897775 |  | ABCN | node_8101803_200831258 | node_1412622_348_15269974_458 | 0.033 | unb_TAPWIRE_OH | 8101803 | no | no |  |  | no |  |  | 0 | 0 | 0 | 0
oh_line_TAP_OH_897776 |  | ABCN | node_8101803_200831260 | node_1412390_029_15269959_132 | 0.033 | unb_TAPWIRE_OH | 8101803 | no | no |  |  | no |  |  | 0 | 0 | 0 | 0
oh_line_TAP_OH_897777 |  | ABCN | node_8101803_200831261 | node_1412208_046_15269823_223 | 0.033 | unb_TAPWIRE_OH | 8101803 | no | no |  |  | no |  |  | 0 | 0 | 0 | 0
oh_line_TAP_OH_897778 |  | ABCN | node_8101803_200831264 | node_1411863_788_15269775_934 | 0.033 | unb_TAPWIRE_OH | 8101803 | no | no |  |  | no |  |  | 0 | 0 | 0 | 0
oh_line_TAP_OH_897779 |  | ABCN | node_8101803_200831265 | node_1411662_197_15269641_526 | 0.033 | unb_TAPWIRE_OH | 8101803 | no | no |  |  | no |  |  | 0 | 0 | 0 | 0
oh_line_TAP_OH_897780 |  | ABCN | node_8101803_200831268 | node_1411436_717_15269632_457 | 0.033 | unb_TAPWIRE_OH | 8101803 | no | no |  |  | no |  |  | 0 | 0 | 0 | 0
oh_line_TAP_OH_897781 |  | ABCN | node_8101803_200831270 | node_1415717_441_15269236_915 | 0.033 | unb_TAPWIRE_OH | 8101803 | no | no |  |  | no |  |  | 0 | 0 | 0 | 0
oh_line_TAP_OH_897782 |  | ABCN | node_8101803_200831274 | node_1411002_082_15269403_01 | 0.033 | unb_TAPWIRE_OH | 8101803 | no | no |  |  | no |  |  | 0 | 0 | 0 | 0
oh_line_TAP_OH_897783 |  | ABCN | node_8101803_200831277 | node_1410688_996_15269281_674 | 0.033 | unb_TAPWIRE_OH | 8101803 | no | no |  |  | no |  |  | 0 | 0 | 0 | 0
oh_line_TAP_OH_897784 |  | ABCN | node_8101803_200831278 | node_1410525_157_15269102_462 | 0.033 | unb_TAPWIRE_OH | 8101803 | no | no |  |  | no |  |  | 0 | 0 | 0 | 0
oh_line_TAP_OH_897785 |  | ABCN | node_8101803_200831282 | node_1410044_329_15268669_031 | 0.033 | unb_TAPWIRE_OH | 8101803 | no | no |  |  | no |  |  | 0 | 0 | 0 | 0
oh_line_TAP_OH_897786 |  | ABCN | node_8101803_200831285 | node_1409763_008_15268127_746 | 0.033 | unb_TAPWIRE_OH | 8101803 | no | no |  |  | no |  |  | 0 | 0 | 0 | 0
oh_line_TAP_OH_897787 |  | AN | node_8101803_200831287 | node_1410178_121_15268138_237 | 0.033 | unb_TAPWIRE_OH | 8101803 | no | no |  |  | no |  |  | 0 | 0 | 0 | 0
oh_line_TAP_OH_897788 |  | ABCN | node_8101803_200831290 | node_1409528_364_15267827_65 | 0.033 | unb_TAPWIRE_OH | 8101803 | no | no |  |  | no |  |  | 0 | 0 | 0 | 0
oh_line_TAP_OH_897789 |  | ABCN | node_8101803_200831294 | node_1409354_824_15267575_296 | 0.033 | unb_TAPWIRE_OH | 8101803 | no | no |  |  | no |  |  | 0 | 0 | 0 | 0
oh_line_TAP_OH_897790 |  | ABCN | node_8101803_200831298 | node_1409187_06_15267326_883 | 0.033 | unb_TAPWIRE_OH | 8101803 | no | no |  |  | no |  |  | 0 | 0 | 0 | 0
oh_line_TAP_OH_897791 |  | ABCN | node_8101803_200831300 | node_1409180_317_15267059_277 | 0.033 | unb_TAPWIRE_OH | 8101803 | no | no |  |  | no |  |  | 0 | 0 | 0 | 0
oh_line_TAP_OH_897792 |  | AN | node_8101803_200831305 | node_1409443_289_15266686_1 | 0.033 | unb_TAPWIRE_OH | 8101803 | no | no |  |  | no |  |  | 0 | 0 | 0 | 0
oh_line_TAP_OH_897793 |  | AN | node_8101803_200831307 | node_1409090_196_15265998_481 | 0.033 | unb_TAPWIRE_OH | 8101803 | no | no |  |  | no |  |  | 0 | 0 | 0 | 0
oh_line_TAP_OH_897794 |  | ABCN | node_8101803_200831309 | node_1414594_172_15270218_917 | 0.033 | unb_TAPWIRE_OH | 8101803 | no | no |  |  | no |  |  | 0 | 0 | 0 | 0
oh_line_TAP_OH_897795 |  | ABCN | node_8101803_200831312 | node_1414123_226_15270346_353 | 0.033 | unb_TAPWIRE_OH | 8101803 | no | no |  |  | no |  |  | 0 | 0 | 0 | 0
oh_line_TAP_OH_897796 |  | ABCN | node_8101803_200831314 | node_1413684_14_15270437_873 | 0.033 | unb_TAPWIRE_OH | 8101803 | no | no |  |  | no |  |  | 0 | 0 | 0 | 0
oh_line_TAP_OH_919228 |  | ABCN | node_8101803_200936154 | node_1417229_72_15268435_975 | 0.033 | unb_TAPWIRE_OH | 8101803 | no | no |  |  | no |  |  | 0 | 0 | 0 | 0
oh_line_TAP_OH_922308 |  | AN | node_8101803_200961192 | node_1415133_663_15264877_051 | 0.033 | unb_TAPWIRE_OH | 8101803 | no | no |  |  | no |  |  | 0 | 0 | 0 | 0
oh_line_TAP_OH_922534 |  | AN | node_8101803_200962268 | node_1406633_795_15266991_34 | 0.033 | unb_TAPWIRE_OH | 8101803 | no | no |  |  | no |  |  | 0 | 0 | 0 | 0
oh_line_TAP_OH_923279 |  | AN | node_8101803_200965754 | node_1408023_341_15257984_189 | 0.033 | unb_TAPWIRE_OH | 8101803 | no | no |  |  | no |  |  | 0 | 0 | 0 | 0
oh_line_TAP_OH_924246 |  | AN | node_8101803_200970436 | node_1405248_216_15267912_594 | 0.033 | unb_TAPWIRE_OH | 8101803 | no | no |  |  | no |  |  | 0 | 0 | 0 | 0
oh_line_TAP_OH_925567 |  | AN | node_8101803_200978448 | node_1409673_778_15276096_482 | 0.033 | unb_TAPWIRE_OH | 8101803 | no | no |  |  | no |  |  | 0 | 0 | 0 | 0
oh_line_TAP_OH_926606 |  | AN | node_8101803_200983488 | node_1407089_683_15272419_435 | 0.033 | unb_TAPWIRE_OH | 8101803 | no | no |  |  | no |  |  | 0 | 0 | 0 | 0
oh_line_TAP_OH_933038 |  | AN | node_8101803_201033856 | node_1410919_302_15273418_495 | 0.033 | unb_TAPWIRE_OH | 8101803 | no | no |  |  | no |  |  | 0 | 0 | 0 | 0
oh_line_TAP_OH_933039 |  | AN | node_8101803_201033857 | node_1408485_128_15275291_623 | 0.033 | unb_TAPWIRE_OH | 8101803 | no | no |  |  | no |  |  | 0 | 0 | 0 | 0
oh_line_TAP_OH_935418 |  | AN | node_8101803_201049753 | node_1408786_037_15264314_285 | 0.033 | unb_TAPWIRE_OH | 8101803 | no | no |  |  | no |  |  | 0 | 0 | 0 | 0
oh_line_TAP_OH_935419 |  | AN | node_8101803_201049755 | node_1412195_049_15276090_956 | 0.033 | unb_TAPWIRE_OH | 8101803 | no | no |  |  | no |  |  | 0 | 0 | 0 | 0
oh_line_TAP_OH_935420 |  | AN | node_8101803_201049756 | node_1405662_278_15264621_68 | 0.033 | unb_TAPWIRE_OH | 8101803 | no | no |  |  | no |  |  | 0 | 0 | 0 | 0
oh_line_TAP_OH_935421 |  | AN | node_8101803_201049757 | node_1410832_813_15274825_084 | 0.033 | unb_TAPWIRE_OH | 8101803 | no | no |  |  | no |  |  | 0 | 0 | 0 | 0
oh_line_TAP_OH_935423 |  | ABCN | node_8101803_201049761 | node_1415328_094_15271532_973 | 0.033 | unb_TAPWIRE_OH | 8101803 | no | no |  |  | no |  |  | 0 | 0 | 0 | 0
oh_line_TAP_OH_935424 |  | AN | node_8101803_201049762 | node_1416599_714_15276036_993 | 0.033 | unb_TAPWIRE_OH | 8101803 | no | no |  |  | no |  |  | 0 | 0 | 0 | 0
oh_line_TAP_OH_935485 |  | AN | node_8101803_201050352 | node_1397517_396_15262333_526 | 0.033 | unb_TAPWIRE_OH | 8101803 | no | no |  |  | no |  |  | 0 | 0 | 0 | 0
oh_line_TAP_OH_936549 |  | AN | node_8101803_201059060 | node_1410944_949_15280085_284 | 0.033 | unb_TAPWIRE_OH | 8101803 | no | no |  |  | no |  |  | 0 | 0 | 0 | 0
oh_line_TAP_OH_937412 |  | AN | node_8101803_201064682 | node_1415337_035_15281832_558 | 0.033 | unb_TAPWIRE_OH | 8101803 | no | no |  |  | no |  |  | 0 | 0 | 0 | 0
oh_line_TAP_OH_938269 |  | AN | node_8101803_201068603 | node_1403385_823_15269021_319 | 0.033 | unb_TAPWIRE_OH | 8101803 | no | no |  |  | no |  |  | 0 | 0 | 0 | 0
oh_line_TAP_OH_938304 |  | AN | node_8101803_201068998 | node_1403277_009_15269764_399 | 0.033 | unb_TAPWIRE_OH | 8101803 | no | no |  |  | no |  |  | 0 | 0 | 0 | 0
oh_line_TAP_OH_1361997 |  | AN | node_8101803_200829483 | node_1408138_471_15275407_497 | 0.033 | unb_TAPWIRE_OH | 8101803 | no | no |  |  | no |  |  | 0 | 0 | 0 | 0
oh_line_TAP_OH_1847668 |  | ABCN | node_8101803_200831084 | node_1414892_008_15277877_924 | 0.033 | unb_TAPWIRE_OH | 8101803 | no | no |  |  | no |  |  | 0 | 0 | 0 | 0
oh_line_TAP_OH_1874068 |  | AN | node_8101803_200830299 | node_1409659_724_15261033_437 | 0.033 | unb_TAPWIRE_OH | 8101803 | no | no |  |  | no |  |  | 0 | 0 | 0 | 0
oh_line_TAP_OH_2035722 |  | AN | node_8101803_200829535 | node_1406914_736_15257503_488 | 0.033 | unb_TAPWIRE_OH | 8101803 | no | no |  |  | no |  |  | 0 | 0 | 0 | 0
oh_line_TAP_OH_2499741 |  | AN | node_8101803_200965750 | node_1407612_391_15257424_017 | 0.033 | unb_TAPWIRE_OH | 8101803 | no | no |  |  | no |  |  | 0 | 0 | 0 | 0
oh_line_TAP_OH_2499745 |  | AN | node_8101803_310052664 | node_1408176_56_15257476_588 | 0.033 | unb_TAPWIRE_OH | 8101803 | no | no |  |  | no |  |  | 0 | 0 | 0 | 0
oh_line_TAP_OH_2886368 |  | AN | node_8101803_200829433 | node_1403509_622_15264608_837 | 0.033 | unb_TAPWIRE_OH | 8101803 | no | no |  |  | no |  |  | 0 | 0 | 0 | 0
oh_line_TAP_OH_2886773 |  | AN | node_8101803_200829253 | node_1408251_518_15261770_634 | 0.033 | unb_TAPWIRE_OH | 8101803 | no | no |  |  | no |  |  | 0 | 0 | 0 | 0
oh_line_TAP_OH_3348524 |  | AN | node_8101803_311930472 | node_1413832_75_15276754_723 | 0.033 | unb_TAPWIRE_OH | 8101803 | no | no |  |  | no |  |  | 0 | 0 | 0 | 0
oh_line_TAP_OH_3597769 |  | AN | node_8101803_311988255 | node_1415359_58_15271293_843 | 0.033 | unb_TAPWIRE_OH | 8101803 | no | no |  |  | no |  |  | 0 | 0 | 0 | 0
oh_line_TAP_OH_3671801 |  | AN | node_8101803_200830140 | node_1407692_344_15272183_552 | 0.033 | unb_TAPWIRE_OH | 8101803 | no | no |  |  | no |  |  | 0 | 0 | 0 | 0
oh_line_TAP_OH_4973182 |  | AN | node_8101803_312100890 | node_1415897_77_15272321_507 | 0.033 | unb_TAPWIRE_OH | 8101803 | no | no |  |  | no |  |  | 0 | 0 | 0 | 0

## overhead_line_conductor
data_type | static
owner_type | feeder
owner | 8101803
object | overhead_line_conductor
name | groupid | geometric_mean_radius | resistance | diameter | rating_summer_continuous | rating_summer_emergency | rating_winter_continuous | rating_winter_emergency | dcircuit | selected | comments
oh_cond_1/0_AAAC |  | 0.012 | 0.876 | 0.398 | 235 | 235 | 310 | 310 |  | no
oh_cond_1/0_ACSR |  | 0.012 | 0.888 | 0.398 | 265 | 265 | 330 | 330 |  | no
oh_cond_2/0_CU |  | 0.013 | 0.44 | 0.414 | 295 | 295 | 425 | 425 |  | no
oh_cond_2_ACSR |  | 0.01 | 1.41 | 0.325 | 195 | 195 | 245 | 245 |  | no
oh_cond_3_#7_CWD_30% |  | 0.005 | 3.07 | 0.311 | 125 | 125 | 195 | 195 |  | no
oh_cond_4/0_ACSR |  | 0.017 | 0.445 | 0.563 | 410 | 410 | 515 | 515 |  | no
oh_cond_4/0_AL |  | 0.016 | 0.442 | 0.522 | 365 | 365 | 480 | 480 |  | no
oh_cond_4A_CWD |  | 0.006 | 1.395 | 0.29 | 150 | 150 | 220 | 220 |  | no
oh_cond_4_CU |  | 0.007 | 1.388 | 0.232 | 140 | 140 | 200 | 200 |  | no
oh_cond_8D_CWD |  | 0.004 | 3.51 | 0.219 | 85 | 85 | 135 | 135 |  | no
oh_cond_336_5_ACSR |  | 0.024 | 0.278 | 0.684 | 555 | 555 | 705 | 705 |  | no
oh_cond_336_5_MCM_AL |  | 0.021 | 0.279 | 0.666 | 490 | 490 | 644 | 644 |  | no
oh_cond_477_MCM_AL |  | 0.025 | 0.198 | 0.792 | 605 | 605 | 810 | 810 |  | no
oh_cond_WP-4/0-CU |  | 0.015 | 0.273 | 0.81 | 340 | 340 | 390 | 390 |  | no

## regulator
data_type | static
owner_type | feeder
owner | 8101803
object | regulator
name | groupid | phases | fr | to | configuration | sense_node | dcircuit | selected | monitored | monitored_fields | class_monitored_fields | played | played_fields | comments
regulator_220370588 |  | AD | node_intto1_220370588 | node_220370588 | config_regulator_220370588 |  | 8101803 | no | no |  |  | no
regulator_220370590 |  | ABCD | node_intto1_8101803_200831110 | node_8101803_200831110 | config_regulator_220370590 |  | 8101803 | no | no |  |  | no

## regulator_configuration
data_type | static
owner_type | feeder
owner | 8101803
object | regulator_configuration
name | groupid | connect_type | band_center | band_width | time_delay | dwell_time | raise_taps | lower_taps | current_transducer_ratio | power_transducer_ratio | compensator_r_setting_A | compensator_x_setting_A | compensator_r_setting_B | compensator_x_setting_B | compensator_r_setting_C | compensator_x_setting_C | CT_phase | PT_phase | regulation | control_level | Control | Type | tap_pos_A | tap_pos_B | tap_pos_C | dcircuit | selected | comments
config_regulator_220370588 |  | WYE_WYE | 123 | 3 |  |  | 16 | 16 | 100 | 40 | 0 | 0 | 0 | 0 | 0 | 0 | A | A | 0.1 | INDIVIDUAL | OUTPUT_VOLTAGE | A | 0 | 0 | 0 |  | no
config_regulator_220370590 |  | WYE_WYE | 123 | 3 |  |  | 16 | 16 | 100 | 40 | 0 | 0 | 0 | 0 | 0 | 0 | A | A | 0.1 | INDIVIDUAL | OUTPUT_VOLTAGE | A | 0 | 0 | 0 |  | no

## switch
data_type | static
owner_type | feeder
owner | 8101803
object | switch
name | groupid | phases | fr | to | phase_A_state | phase_B_state | phase_C_state | operating_mode | status | dcircuit | selected | monitored | monitored_fields | class_monitored_fields | played | played_fields | comments
switch_220415670 |  | ABCD | node_intto1_8101803_200830153 | node_8101803_200830153 | CLOSED | CLOSED | CLOSED | INDIVIDUAL |  | 8101803 | no | no |  |  | no
switch_220415676 |  | AD | node_intto1_8101803_200831307 | node_8101803_200831307 | CLOSED | CLOSED | CLOSED | INDIVIDUAL |  | 8101803 | no | no |  |  | no
switch_220415686 |  | ABCD | node_intto1_8101803_201061847 | node_8101803_201061847 | CLOSED | CLOSED | CLOSED | INDIVIDUAL |  | 8101803 | no | no |  |  | no
switch_220557265 |  | AD | node_intto1_220557265 | node_220557265 | CLOSED | CLOSED | CLOSED | INDIVIDUAL |  | 8101803 | no | no |  |  | no
switch_310044341 |  | AD | node_intto1_8101803_200829228 | node_8101803_200829228 | CLOSED | CLOSED | CLOSED | INDIVIDUAL |  | 8101803 | no | no |  |  | no
switch_310044344 |  | AD | node_intto1_310044344 | node_310044344 | CLOSED | CLOSED | CLOSED | INDIVIDUAL |  | 8101803 | no | no |  |  | no
switch_310044346 |  | AD | node_intto1_8101803_200829264 | node_8101803_200829264 | CLOSED | CLOSED | CLOSED | INDIVIDUAL |  | 8101803 | no | no |  |  | no

## transformer
data_type | static
owner_type | feeder
owner | 8101803
object | transformer
name | groupid | phases | fr | to | configuration | climate | aging_constant | use_thermal_model | aging_granularity | dcircuit | selected | monitored | monitored_fields | class_monitored_fields | played | played_fields | comments
transformer_220465109 |  | AD | node_intto1_220465109 | node_220465109 | config_transformer_220465109 |  | 0 |  | 0 | 8101803 | no | no |  |  | no
transformer_220465152 |  | AD | node_220465152 | node_intto1_220465152 | config_transformer_220465152 |  | 0 |  | 0 | 8101803 | no | no |  |  | no

## transformer_configuration
data_type | static
owner_type | feeder
owner | 8101803
object | transformer_configuration
name | groupid | connect_type | install_type | coolant_type | cooling_type | primary_voltage | secondary_voltage | power_rating | powerA_rating | powerB_rating | powerC_rating | impedance | shunt_impedance | core_coil_weight | tank_fittings_weight | oil_volume | rated_winding_time_constant | rated_winding_hot_spot_rise | rated_top_oil_rise | no_load_loss | full_load_loss | reactance_resistance_ratio | installed_insulation_life | dcircuit | selected | comments
config_transformer_220465109 |  | DELTA_GWYE |  |  |  | 4800 | 12470 | 167 | 0 | 0 | 0 | 0.004+0.04j | 0 | 0 | 0 | 0 | 0 | 0 | 0 | 0 | 0 | 10 | 0 |  | no
config_transformer_220465152 |  | DELTA_GWYE |  |  |  | 4800 | 12470 | 250 | 0 | 0 | 0 | 0.004+0.043j | 0 | 0 | 0 | 0 | 0 | 0 | 0 | 0 | 0 | 10 | 0 |  | no

## underground_line
data_type | static
owner_type | feeder
owner | 8101803
object | underground_line
name | groupid | phases | fr | to | length | configuration | dcircuit | selected | monitored | monitored_fields | class_monitored_fields | played | played_fields | comments
und_line_8101803_200828852 |  | AN | node_8101803_201051778 | node_8101803_200828852 | 174.33 | und_1P_2ALURD | 8101803 | no | no |  |  | no
und_line_8101803_200828855 |  | AN | node_8101803_201051778 | node_8101803_200828855 | 99.791 | und_1P_2ALURD | 8101803 | no | no |  |  | no
und_line_8101803_200828970 |  | AN | node_8101803_311911058 | node_8101803_200828970 | 377.311 | und_1P_1/0ALURD_1/0AL(N) | 8101803 | no | no |  |  | no
und_line_8101803_200828978 |  | AN | node_8101803_201037184 | node_8101803_200828978 | 428.736 | und_1P_1/0ALURD_1/0AL(N) | 8101803 | no | no |  |  | no
und_line_8101803_200828980 |  | AN | node_8101803_201037184 | node_8101803_200828980 | 541.813 | und_1P_1/0ALURD_1/0AL(N) | 8101803 | no | no |  |  | no
und_line_8101803_200828982 |  | AN | node_8101803_200828980 | node_8101803_200828982 | 456.925 | und_1P_2ALURD_2AL(N) | 8101803 | no | no |  |  | no
und_line_8101803_200828987 |  | AN | node_8101803_201023830 | node_8101803_200828987 | 548.008 | und_1P_2ALURD_2AL(N) | 8101803 | no | no |  |  | no
und_line_8101803_200946914 |  | AN | node_8101803_200955920 | node_8101803_200946914 | 177.104 | und_1P_DELTACUST | 8101803 | no | no |  |  | no
und_line_8101803_200950192 |  | AN | node_8101803_200950191 | node_intto1_8101803_200950192 | 747.524 | und_1P_DELTACUST | 8101803 | no | no |  |  | no
und_line_8101803_200976370 |  | AN | node_8101803_200976369 | node_intto1_8101803_200976370 | 470.256 | und_1P_DELTACUST | 8101803 | no | no |  |  | no
und_line_8101803_201023825 |  | AN | node_8101803_200828970 | node_8101803_201023825 | 514.442 | und_1P_1/0ALURD_1/0AL(N) | 8101803 | no | no |  |  | no
und_line_8101803_201023830 |  | AN | node_8101803_200828982 | node_8101803_201023830 | 127.944 | und_1P_2ALURD_2AL(N) | 8101803 | no | no |  |  | no
und_line_8101803_201037183 |  | AN | node_8101803_201038366 | node_8101803_201037183 | 281.631 | und_1P_1/0ALURD_1/0AL(N) | 8101803 | no | no |  |  | no
und_line_8101803_201037184 |  | AN | node_8101803_201023825 | node_8101803_201037184 | 174.911 | und_1P_1/0ALURD_1/0AL(N) | 8101803 | no | no |  |  | no
und_line_8101803_201038366 |  | AN | node_8101803_201037184 | node_8101803_201038366 | 148.677 | und_1P_1/0ALURD_1/0AL(N) | 8101803 | no | no |  |  | no
und_line_8101803_201049754 |  | AN | node_8101803_200829392 | node_intto1_8101803_201049754 | 381.404 | und_1P_2ALURD | 8101803 | no | no |  |  | no
und_line_8101803_201049759 |  | AN | node_8101803_200830145 | node_intto1_8101803_201049759 | 545.326 | und_1P_2ALURD | 8101803 | no | no |  |  | no
und_line_8101803_201049837 |  | AN | node_8101803_201049756 | node_intto1_8101803_201049837 | 645.68 | und_1P_DELTACUST | 8101803 | no | no |  |  | no
und_line_8101803_201051778 |  | AN | node_8101803_311911064 | node_8101803_201051778 | 186.999 | und_1P_2ALURD | 8101803 | no | no |  |  | no
und_line_8101803_201061941 |  | AN | node_8101803_200828970 | node_8101803_201061941 | 85.795 | und_1P_1/0ALURD_1/0AL(N) | 8101803 | no | no |  |  | no
und_line_8101803_312048213 |  | ABN | node_8101803_312048210 | node_intto1_8101803_312048213 | 102.001 | und_2P_WYECUST | 8101803 | no | no |  |  | no
und_line_TAP_UG_58924 |  | AN | node_8101803_200828852 | node_1417303_727_15276895_72 | 0.033 | und_TAPWIRE_UG | 8101803 | no | no |  |  | no
und_line_TAP_UG_58925 |  | AN | node_8101803_200828855 | node_1417542_682_15276867_552 | 0.033 | und_TAPWIRE_UG | 8101803 | no | no |  |  | no
und_line_TAP_UG_58952 |  | AN | node_8101803_200828978 | node_1417394_553_15275069_45 | 0.033 | und_TAPWIRE_UG | 8101803 | no | no |  |  | no
und_line_TAP_UG_58953 |  | AN | node_8101803_200828980 | node_1416415_727_15274967_018 | 0.033 | und_TAPWIRE_UG | 8101803 | no | no |  |  | no
und_line_TAP_UG_58954 |  | AN | node_8101803_200828982 | node_1416347_273_15274486_346 | 0.033 | und_TAPWIRE_UG | 8101803 | no | no |  |  | no
und_line_TAP_UG_58955 |  | AN | node_8101803_200828987 | node_1416087_374_15273864_392 | 0.033 | und_TAPWIRE_UG | 8101803 | no | no |  |  | no
und_line_TAP_UG_59931 |  | AN | node_8101803_200946914 | node_1411164_572_15273941_056 | 0.033 | und_TAPWIRE_UG | 8101803 | no | no |  |  | no
und_line_TAP_UG_59955 |  | AN | node_8101803_200950192 | node_1403578_599_15265344_922 | 0.033 | und_TAPWIRE_UG | 8101803 | no | no |  |  | no
und_line_TAP_UG_62187 |  | AN | node_8101803_200976370 | node_1416022_489_15276540_231 | 0.033 | und_TAPWIRE_UG | 8101803 | no | no |  |  | no
und_line_TAP_UG_65102 |  | AN | node_8101803_201023825 | node_1416918_497_15275251_63 | 0.033 | und_TAPWIRE_UG | 8101803 | no | no |  |  | no
und_line_TAP_UG_65103 |  | AN | node_8101803_201023830 | node_1416430_848_15274362_512 | 0.033 | und_TAPWIRE_UG | 8101803 | no | no |  |  | no
und_line_TAP_UG_66553 |  | AN | node_8101803_201037183 | node_1416668_408_15274865_669 | 0.033 | und_TAPWIRE_UG | 8101803 | no | no |  |  | no
und_line_TAP_UG_68679 |  | AN | node_8101803_201049754 | node_1413063_729_15277642_44 | 0.033 | und_TAPWIRE_UG | 8101803 | no | no |  |  | no
und_line_TAP_UG_68680 |  | AN | node_8101803_201049759 | node_1410136_565_15270264_973 | 0.033 | und_TAPWIRE_UG | 8101803 | no | no |  |  | no
und_line_TAP_UG_68683 |  | AN | node_8101803_201049837 | node_1406027_029_15265196_704 | 0.033 | und_TAPWIRE_UG | 8101803 | no | no |  |  | no
und_line_TAP_UG_378594 |  | AN | node_8101803_201061941 | node_1416825_472_15275796_553 | 0.033 | und_TAPWIRE_UG | 8101803 | no | no |  |  | no
und_line_TAP_UG_2162133 |  | ABN | node_8101803_312048213 | node_1413514_574_15270154_627 | 0.033 | und_TAPWIRE_UG | 8101803 | no | no |  |  | no

## underground_line_conductor
data_type | static
owner_type | feeder
owner | 8101803
object | underground_line_conductor
name | groupid | outer_diameter | conductor_gmr | conductor_diameter | conductor_resistance | neutral_gmr | neutral_diameter | neutral_resistance | neutral_strands | insulation_relative_permitivitty | shield_gmr | shield_resistance | rating_summer_continuous | rating_summer_emergency | rating_winter_continuous | rating_winter_emergency | dcircuit | selected | comments
und_cond_1P_1/0ALURD_1/0AL(N) | [12 empty] | 160 | 160 | 180 | 180 |  | no
und_cond_1P_2ALURD | [12 empty] | 125 | 125 | 140 | 140 |  | no
und_cond_1P_2ALURD_2AL(N) | [12 empty] | 125 | 125 | 140 | 140 |  | no
und_cond_1P_DELTACUST | [12 empty] | 685 | 685 | 685 | 685 |  | no
und_cond_2P_WYECUST | [12 empty] | 685 | 685 | 685 | 685 |  | no
und_cond_TAPWIRE_UG | [12 empty] | 99999999 | 99999999 | 99999999 | 99999999 |  | no