## capacitor
data_type | static
owner_type | feeder
owner | 8100902
object | capacitor
name | groupid | parent | phases | nominal_voltage | pt_phase | phases_connected | switchA | switchB | switchC | control | voltage_set_high | voltage_set_low | VAr_set_high | VAr_set_low | current_set_high | current_set_low | capacitor_A | capacitor_B | capacitor_C | cap_nominal_voltage | time_delay | dwell_time | lockout_time | remote_sense | remote_sense_B | control_level | dcircuit | selected | monitored | monitored_fields | class_monitored_fields | played | played_fields | comments
cap_220369205 |  | node_1359060_09_15294482_124 | ABCN | 0 |  | ABCN | CLOSED | CLOSED | CLOSED | MANUAL | [6 empty] | 100000 | 100000 | 100000 | 4800 | [6 empty] | 8100902 | no | no |  |  | no

## feeder
data_type | static
owner_type | feeder
owner | 8100902
object | feeder
name | transmission_bus | ARC | ADR | slack_bus | nom_voltages | num_nodes | num_ohlines | num_uglines | num_transformers | num_generators | num_pvs | num_storages | num_loads | miles | mw | mvar | losses_mw | losses_mvar | comments | use_feeder_load_shape | load_shape_scale | use_feeder_pv_shape | pv_shape_scale | description | restore_time | griddisconnect_scenario_probability | gridconnect_scenario_probability | use_energy_not_served | VOLL | discount_rate | yearly_load_growth_percent | planning_horizon | enable_traditional_project_deferral | lifetime_of_investment_years | start_year | base_year | year_the_investment_is_committed | revenue_requirement_scaling_factor | discount_rate | inflation_rate_for_investment | traditional_project_invested_capital | periodicity_of_investment_in_years | priority | maximum_total_investment_cost | DER_portfolio_NPV | DER_portfolio_BC_ratio | total_system_energy_avoided_cost_NPV | total_system_capacity_avoided_cost_NPV | total_system_ancillary_services_avoided_cost_NPV | total_system_CO2_avoided_cost_NPV | total_system_loss_of_load_avoided_cost_NPV | total_system_distribution_capacity_avoided_cost_NPV | total_system_investment_and_operational_cost_NPV | feeder_solar_pv_operating_cost_USdollarperkWh | feeder_energy_storage_operating_cost_USdollarperkWh | feeder_distributed_generator_operating_cost_USdollarperkWh | feeder_distributed_generator_CO2_cost_USdollarperkWh | feeder_demand_response_operating_cost_USdollarperkWh | feeder_solar_pv_investment_cost_USdollarperkW | feeder_energy_storage_investment_cost_USdollarperkW | feeder_distributed_generator_investment_cost_USdollarperkW | feeder_demand_response_investment_cost_USdollarperkW
8100902 |  | ts_slack | none | node_SOURCE_8100902 | 2771.281 | 346 | 324 | 6 | 0 | 0 | 0 | 0 | 113 | 4.501 | 2.77 | 1.18 | 0 | 0 |  | 0 | 0 | 1 | 0 |  | 0 | 0 | 0 | 0 | 0 | 0 | 0 | 0 | 0 | 0 | 0 | 0 | 0 | 0 | 0 | 0 | 0 | 0 | 0 | 999999999 | 0 | 0 | 0 | 0 | 0 | 0 | 0 | 0 | 0 | 0 | 0 | 0 | 0 | 0 | 0 | 0 | 0 | 0

## fuse
data_type | static
owner_type | feeder
owner | 8100902
object | fuse
name | groupid | phases | fr | to | phase_A_status | phase_B_status | phase_C_status | repair_dist_type | current_limit | mean_replacement_time | status | dcircuit | selected | monitored | monitored_fields | class_monitored_fields | played | played_fields | comments
fuse_220389045 |  | ABCD | node_intto1_8100902_200853399 | node_8100902_200853399 | GOOD | GOOD | GOOD |  | 140 |  |  | 8100902 | no | no |  |  | no
fuse_220389067 |  | AD | node_intto1_8100902_200853391 | node_8100902_200853391 | GOOD | GOOD | GOOD |  | 100 |  |  | 8100902 | no | no |  |  | no
fuse_220389079 |  | ABCD | node_intto1_8100902_200853450 | node_8100902_200853450 | GOOD | GOOD | GOOD |  | 140 |  |  | 8100902 | no | no |  |  | no
fuse_220389081 |  | ABCD | node_intto1_8100902_200974737 | node_8100902_200974737 | GOOD | GOOD | GOOD |  | 140 |  |  | 8100902 | no | no |  |  | no
fuse_220389218 |  | ABCD | node_intto1_1358412_226_15295835_453 | node_1358412_226_15295835_453 | GOOD | GOOD | GOOD |  | 100 |  |  | 8100902 | no | no |  |  | no
fuse_220581441 |  | ABCN | node_intto1_8100902_201014456 | node_8100902_201014456 | GOOD | GOOD | GOOD |  | 140 |  |  | 8100902 | no | no |  |  | no
fuse_220581442 |  | AD | node_intto1_8100902_200848662 | node_8100902_200848662 | GOOD | GOOD | GOOD |  | 140 |  |  | 8100902 | no | no |  |  | no
fuse_220581479 |  | AD | node_intto1_8100902_200848851 | node_8100902_200848851 | GOOD | GOOD | GOOD |  | 140 |  |  | 8100902 | no | no |  |  | no
fuse_310013404 |  | AD | node_intto1_8100902_200851443 | node_8100902_200851443 | GOOD | GOOD | GOOD |  | 100 |  |  | 8100902 | no | no |  |  | no
fuse_310057607 |  | AD | node_intto1_8100902_200853135 | node_8100902_200853135 | GOOD | GOOD | GOOD |  | 80 |  |  | 8100902 | no | no |  |  | no
fuse_311859190 |  | ABCD | node_intto1_8100902_201063192 | node_8100902_201063192 | GOOD | GOOD | GOOD |  | 100 |  |  | 8100902 | no | no |  |  | no

## line_configuration
data_type | static
owner_type | feeder
owner | 8100902
object | line_configuration
name | groupid | conductor_A | conductor_B | conductor_C | conductor_N | spacing | z11 | z12 | z13 | z21 | z22 | z23 | z31 | z32 | z33 | c11 | c12 | c13 | c21 | c22 | c23 | c31 | c32 | c33 | dcircuit | selected | comments
bal_1P_1/0AA |  | oh_cond_1/0_AAAC | oh_cond_1/0_AAAC | oh_cond_1/0_AAAC |  |  | 0.972+1.499j | 0.095+0.781j | 0.095+0.781j | 0.095+0.781j | 0.972+1.499j | 0.095+0.781j | 0.095+0.781j | 0.095+0.781j | 0.972+1.499j | 12.796 | -3.172 | -3.172 | -3.172 | 12.796 | -3.172 | -3.172 | -3.172 | 12.796 |  | no
bal_1P_1/0AC |  | oh_cond_1/0_ACSR | oh_cond_1/0_ACSR | oh_cond_1/0_ACSR |  |  | 0.983+1.218j | 0.095+0.781j | 0.095+0.781j | 0.095+0.781j | 0.983+1.218j | 0.095+0.781j | 0.095+0.781j | 0.095+0.781j | 0.983+1.218j | 12.796 | -3.172 | -3.172 | -3.172 | 12.796 | -3.172 | -3.172 | -3.172 | 12.796 |  | no
bal_1P_4/0AL |  | oh_cond_4/0_AL | oh_cond_4/0_AL | oh_cond_4/0_AL |  |  | 0.537+1.466j | 0.095+0.781j | 0.095+0.781j | 0.095+0.781j | 0.537+1.466j | 0.095+0.781j | 0.095+0.781j | 0.095+0.781j | 0.537+1.466j | 13.381 | -3.4 | -3.4 | -3.4 | 13.381 | -3.4 | -3.4 | -3.4 | 13.381 |  | no
bal_1P_4CU |  | oh_cond_4_CU | oh_cond_4_CU | oh_cond_4_CU |  |  | 1.483+1.565j | 0.095+0.781j | 0.095+0.781j | 0.095+0.781j | 1.483+1.565j | 0.095+0.781j | 0.095+0.781j | 0.095+0.781j | 1.483+1.565j | 11.78 | -2.785 | -2.785 | -2.785 | 11.78 | -2.785 | -2.785 | -2.785 | 11.78 |  | no
bal_1P_6CU |  | oh_cond_6_CU | oh_cond_6_CU | oh_cond_6_CU |  |  | 2.275+1.583j | 0.095+0.781j | 0.095+0.781j | 0.095+0.781j | 2.275+1.583j | 0.095+0.781j | 0.095+0.781j | 0.095+0.781j | 2.275+1.583j | 11.393 | -2.641 | -2.641 | -2.641 | 11.393 | -2.641 | -2.641 | -2.641 | 11.393 |  | no
bal_3P_1/0AA |  | oh_cond_1/0_AAAC | oh_cond_1/0_AAAC | oh_cond_1/0_AAAC |  |  | 0.972+1.499j | 0.095+0.781j | 0.095+0.781j | 0.095+0.781j | 0.972+1.499j | 0.095+0.781j | 0.095+0.781j | 0.095+0.781j | 0.972+1.499j | 12.796 | -3.172 | -3.172 | -3.172 | 12.796 | -3.172 | -3.172 | -3.172 | 12.796 |  | no
bal_3P_1/0AC |  | oh_cond_1/0_ACSR | oh_cond_1/0_ACSR | oh_cond_1/0_ACSR |  |  | 0.983+1.497j | 0.095+0.781j | 0.095+0.781j | 0.095+0.781j | 0.983+1.497j | 0.095+0.781j | 0.095+0.781j | 0.095+0.781j | 0.983+1.497j | 12.796 | -3.172 | -3.172 | -3.172 | 12.796 | -3.172 | -3.172 | -3.172 | 12.796 |  | no
bal_3P_1/0AL |  | oh_cond_1/0_AL | oh_cond_1/0_AL | oh_cond_1/0_AL |  |  | 0.98+1.509j | 0.095+0.781j | 0.095+0.781j | 0.095+0.781j | 0.98+1.509j | 0.095+0.781j | 0.095+0.781j | 0.095+0.781j | 0.98+1.509j | 12.637 | -3.111 | -3.111 | -3.111 | 12.637 | -3.111 | -3.111 | -3.111 | 12.637 |  | no
bal_3P_2/0CU |  | oh_cond_2/0_CU | oh_cond_2/0_CU | oh_cond_2/0_CU |  |  | 0.535+1.487j | 0.095+0.781j | 0.095+0.781j | 0.095+0.781j | 0.535+1.487j | 0.095+0.781j | 0.095+0.781j | 0.095+0.781j | 0.535+1.487j | 12.878 | -3.204 | -3.204 | -3.204 | 12.878 | -3.204 | -3.204 | -3.204 | 12.878 |  | no
bal_3P_4/0AA |  | oh_cond_4/0_AAAC | oh_cond_4/0_AAAC | oh_cond_4/0_AAAC |  |  | 0.534+1.457j | 0.095+0.781j | 0.095+0.781j | 0.095+0.781j | 0.534+1.457j | 0.095+0.781j | 0.095+0.781j | 0.095+0.781j | 0.534+1.457j | 13.554 | -3.469 | -3.469 | -3.469 | 13.554 | -3.469 | -3.469 | -3.469 | 13.554 |  | no
bal_3P_4/0CU |  | oh_cond_4/0_CU | oh_cond_4/0_CU | oh_cond_4/0_CU |  |  | 0.374+1.459j | 0.095+0.781j | 0.095+0.781j | 0.095+0.781j | 0.374+1.459j | 0.095+0.781j | 0.095+0.781j | 0.095+0.781j | 0.374+1.459j | 13.381 | -3.4 | -3.4 | -3.4 | 13.381 | -3.4 | -3.4 | -3.4 | 13.381 |  | no
bal_3P_4CU |  | oh_cond_4_CU | oh_cond_4_CU | oh_cond_4_CU |  |  | 1.483+1.565j | 0.095+0.781j | 0.095+0.781j | 0.095+0.781j | 1.483+1.565j | 0.095+0.781j | 0.095+0.781j | 0.095+0.781j | 1.483+1.565j | 11.78 | -2.785 | -2.785 | -2.785 | 11.78 | -2.785 | -2.785 | -2.785 | 11.78 |  | no
bal_3P_336AL |  | oh_cond_336_5_MCM_AL | oh_cond_336_5_MCM_AL | oh_cond_336_5_MCM_AL |  |  | 0.374+1.431j | 0.095+0.781j | 0.095+0.781j | 0.095+0.781j | 0.374+1.431j | 0.095+0.781j | 0.095+0.781j | 0.095+0.781j | 0.374+1.431j | 13.957 | -3.628 | -3.628 | -3.628 | 13.957 | -3.628 | -3.628 | -3.628 | 13.957 |  | no
bal_3P_477AL |  | oh_cond_477_MCM_AL | oh_cond_477_MCM_AL | oh_cond_477_MCM_AL |  |  | 0.293+1.41j | 0.095+0.775j | 0.095+0.775j | 0.095+0.775j | 0.293+1.41j | 0.095+0.775j | 0.095+0.775j | 0.095+0.775j | 0.293+1.41j | 14.305 | -3.735 | -3.735 | -3.735 | 14.305 | -3.735 | -3.735 | -3.735 | 14.305 |  | no
unb_TAPWIRE_OH |  | oh_cond_WP-4/0-CU | oh_cond_WP-4/0-CU | oh_cond_WP-4/0-CU | oh_cond_WP-4/0-CU |  | 0.365+1.097j | 0.093+0.433j | 0.094+0.34j | 0.093+0.433j | 0.368+1.078j | 0.095+0.401j | 0.094+0.34j | 0.095+0.401j | 0.368+1.077j | 14.911 | -4.341 | -1.953 | -4.341 | 15.781 | -3.724 | -1.953 | -3.724 | 14.818 |  | no
und_3P_2ALURD |  | und_cond_3P_2ALURD | und_cond_3P_2ALURD | und_cond_3P_2ALURD |  |  | 2.125+0.49j | 0.384+0.067j | 0.384+0.067j | 0.384+0.067j | 2.125+0.49j | 0.384+0.067j | 0.384+0.067j | 0.384+0.067j | 2.125+0.49j | 401.498 | 0 | 0 | 0 | 401.498 | 0 | 0 | 0 | 401.498 |  | no
und_3P_750ALURD |  | und_cond_3P_750ALURD | und_cond_3P_750ALURD | und_cond_3P_750ALURD |  |  | 0.23+0.242j | 0.039+0.017j | 0.039+0.017j | 0.039+0.017j | 0.23+0.242j | 0.039+0.017j | 0.039+0.017j | 0.039+0.017j | 0.23+0.242j | 1125.535 | 0 | 0 | 0 | 1125.535 | 0 | 0 | 0 | 1125.535 |  | no
und_3P_DELTACUST |  | und_cond_3P_DELTACUST | und_cond_3P_DELTACUST | und_cond_3P_DELTACUST |  |  | 0.179+0.233j | 0.061-0.024j | 0.061-0.024j | 0.061-0.024j | 0.179+0.233j | 0.061-0.024j | 0.061-0.024j | 0.061-0.024j | 0.179+0.233j | 324.124 | 0 | 0 | 0 | 324.124 | 0 | 0 | 0 | 324.124 |  | no
und_TAPWIRE_UG |  | und_cond_TAPWIRE_UG | und_cond_TAPWIRE_UG | und_cond_TAPWIRE_UG |  |  | 0.001+0.001j | 0.0+0.0j | 0.0+0.0j | 0.0+0.0j | 0.001+0.001j | 0.0+0.0j | 0.0+0.0j | 0.0+0.0j | 0.001+0.001j | 0 | 0 | 0 | 0 | 0 | 0 | 0 | 0 | 0 |  | no

## load
data_type | static
owner_type | feeder
owner | 8100902
object | load
name | groupid | parent | bustype | phases | nominal_voltage | load_class | constant_power_A | constant_power_B | constant_power_C | constant_current_A | constant_current_B | constant_current_C | constant_impedance_A | constant_impedance_B | constant_impedance_C | base_power_A | base_power_B | base_power_C | power_pf_A | power_pf_B | power_pf_C | current_pf_A | current_pf_B | current_pf_C | impedance_pf_A | impedance_pf_B | impedance_pf_C | power_fraction_A | power_fraction_B | power_fraction_C | current_fraction_A | current_fraction_B | current_fraction_C | impedance_fraction_A | impedance_fraction_B | impedance_fraction_C | dcircuit | selected | monitored | monitored_fields | class_monitored_fields | played | played_fields | base_kw_A | base_kw_B | base_kw_C | kw_A | kw_B | kw_C | comments | critical_load | dem_resp_lb | dem_resp_ub | dem_resp_shortage_cost | dem_resp_surplus_cost | num_customers
load_220344464 |  | node_1360973_733_15295889_68 |  | AN | 0 | Residential | 80157.6+34146.995j | 0 | 0 | 0 | 0 | 0 | [24 empty] | 8100902 | no | no |  |  | no |  | 0 | 0 | 0 | 0 | 0 | 0 |  | 1 | 1 | 1 | 0 | 0 | 0
load_220344465 |  | node_1360971_787_15296035_436 |  | AN | 0 | Residential | 76557.6+32613.401j | 0 | 0 | 0 | 0 | 0 | [24 empty] | 8100902 | no | no |  |  | no |  | 0 | 0 | 0 | 0 | 0 | 0 |  | 1 | 1 | 1 | 0 | 0 | 0
load_220344499 |  | node_1359188_178_15293669_836 |  | AN | 0 | Residential | 37576.8+16007.65j | 0 | 0 | 0 | 0 | 0 | [24 empty] | 8100902 | no | no |  |  | no |  | 0 | 0 | 0 | 0 | 0 | 0 |  | 1 | 1 | 1 | 0 | 0 | 0
load_220344500 |  | node_1359493_843_15293812_1 |  | AN | 0 | Residential | 25358.4+10802.633j | 0 | 0 | 0 | 0 | 0 | [24 empty] | 8100902 | no | no |  |  | no |  | 0 | 0 | 0 | 0 | 0 | 0 |  | 1 | 1 | 1 | 0 | 0 | 0
load_220344501 |  | node_1359811_445_15293954_376 |  | AN | 0 | Residential | 45316.8+19304.876j | 0 | 0 | 0 | 0 | 0 | [24 empty] | 8100902 | no | no |  |  | no |  | 0 | 0 | 0 | 0 | 0 | 0 |  | 1 | 1 | 1 | 0 | 0 | 0
load_220344534 |  | node_1361595_458_15294635_944 |  | AN | 0 | NonResidential | 3000+1277.995j | 0 | 0 | 0 | 0 | 0 | [24 empty] | 8100902 | no | no |  |  | no |  | 0 | 0 | 0 | 0 | 0 | 0 |  | 1 | 1 | 1 | 0 | 0 | 0
load_220344566 |  | node_1359984_604_15295290_022 |  | AN | 0 | Residential | 73972.8+31512.281j | 0 | 0 | 0 | 0 | 0 | [24 empty] | 8100902 | no | no |  |  | no |  | 0 | 0 | 0 | 0 | 0 | 0 |  | 1 | 1 | 1 | 0 | 0 | 0
load_220345102 |  | node_1358602_208_15295284_695 |  | AN | 0 | Residential | 67176+28616.856j | 0 | 0 | 0 | 0 | 0 | [24 empty] | 8100902 | no | no |  |  | no |  | 0 | 0 | 0 | 0 | 0 | 0 |  | 1 | 1 | 1 | 0 | 0 | 0
load_220345103 |  | node_1358570_988_15294940_144 |  | BN | 0 | NonResidential | 0 | 21000+8945.963j | 0 | 0 | 0 | 0 | [24 empty] | 8100902 | no | no |  |  | no |  | 0 | 0 | 0 | 0 | 0 | 0 |  | 1 | 1 | 1 | 0 | 0 | 0
load_220345104 |  | node_1358573_834_15294913_821 |  | CN | 0 | NonResidential | 0 | 0 | 21000+8945.963j | 0 | 0 | 0 | [24 empty] | 8100902 | no | no |  |  | no |  | 0 | 0 | 0 | 0 | 0 | 0 |  | 1 | 1 | 1 | 0 | 0 | 0
load_220345105 |  | node_1358573_319_15294966_61 |  | AN | 0 | NonResidential | 21000+8945.963j | 0 | 0 | 0 | 0 | 0 | [24 empty] | 8100902 | no | no |  |  | no |  | 0 | 0 | 0 | 0 | 0 | 0 |  | 1 | 1 | 1 | 0 | 0 | 0
load_220345106 |  | node_1358577_365_15294752_307 |  | AN | 0 | Residential | 4636.8+1975.269j | 0 | 0 | 0 | 0 | 0 | [24 empty] | 8100902 | no | no |  |  | no |  | 0 | 0 | 0 | 0 | 0 | 0 |  | 1 | 1 | 1 | 0 | 0 | 0
load_220345107 |  | node_1358580_732_15294726_099 |  | AN | 0 | NonResidential | 5500+2342.99j | 0 | 0 | 0 | 0 | 0 | [24 empty] | 8100902 | no | no |  |  | no |  | 0 | 0 | 0 | 0 | 0 | 0 |  | 1 | 1 | 1 | 0 | 0 | 0
load_220345262 |  | node_1360034_511_15294940_987 |  | AN | 0 | NonResidential | 30000+12779.946j | 0 | 0 | 0 | 0 | 0 | [24 empty] | 8100902 | no | no |  |  | no |  | 0 | 0 | 0 | 0 | 0 | 0 |  | 1 | 1 | 1 | 0 | 0 | 0
load_220345266 |  | node_1359516_588_15294783_244 |  | AN | 0 | NonResidential | 28666.667+12211.949j | 0 | 0 | 0 | 0 | 0 | [24 empty] | 8100902 | no | no |  |  | no |  | 0 | 0 | 0 | 0 | 0 | 0 |  | 1 | 1 | 1 | 0 | 0 | 0
load_220345267 |  | node_1359500_894_15294766_814 |  | BN | 0 | NonResidential | 0 | 28666.667+12211.949j | 0 | 0 | 0 | 0 | [24 empty] | 8100902 | no | no |  |  | no |  | 0 | 0 | 0 | 0 | 0 | 0 |  | 1 | 1 | 1 | 0 | 0 | 0
load_220345268 |  | node_1359534_885_15294793_691 |  | CN | 0 | NonResidential | 0 | 0 | 28666.667+12211.949j | 0 | 0 | 0 | [24 empty] | 8100902 | no | no |  |  | no |  | 0 | 0 | 0 | 0 | 0 | 0 |  | 1 | 1 | 1 | 0 | 0 | 0
load_220345272 |  | node_1358929_72_15294487_331 |  | AN | 0 | NonResidential | 22333.333+9513.96j | 0 | 0 | 0 | 0 | 0 | [24 empty] | 8100902 | no | no |  |  | no |  | 0 | 0 | 0 | 0 | 0 | 0 |  | 1 | 1 | 1 | 0 | 0 | 0
load_220345273 |  | node_1358925_03_15294461_413 |  | BN | 0 | NonResidential | 0 | 22333.333+9513.96j | 0 | 0 | 0 | 0 | [24 empty] | 8100902 | no | no |  |  | no |  | 0 | 0 | 0 | 0 | 0 | 0 |  | 1 | 1 | 1 | 0 | 0 | 0
load_220345274 |  | node_1358939_238_15294510_784 |  | CN | 0 | NonResidential | 0 | 0 | 22333.333+9513.96j | 0 | 0 | 0 | [24 empty] | 8100902 | no | no |  |  | no |  | 0 | 0 | 0 | 0 | 0 | 0 |  | 1 | 1 | 1 | 0 | 0 | 0
load_220345275 |  | node_1358507_337_15294511_775 |  | AN | 0 | NonResidential | 4000+1703.993j | 0 | 0 | 0 | 0 | 0 | [24 empty] | 8100902 | no | no |  |  | no |  | 0 | 0 | 0 | 0 | 0 | 0 |  | 1 | 1 | 1 | 0 | 0 | 0
load_220345276 |  | node_1358490_215_15294498_173 |  | AN | 0 | NonResidential | 4000+1703.993j | 0 | 0 | 0 | 0 | 0 | [24 empty] | 8100902 | no | no |  |  | no |  | 0 | 0 | 0 | 0 | 0 | 0 |  | 1 | 1 | 1 | 0 | 0 | 0
load_220345306 |  | node_1362129_769_15295474_44 |  | AN | 0 | Residential | 2851.2+1214.606j | 0 | 0 | 0 | 0 | 0 | [24 empty] | 8100902 | no | no |  |  | no |  | 0 | 0 | 0 | 0 | 0 | 0 |  | 1 | 1 | 1 | 0 | 0 | 0
load_220345307 |  | node_1362149_011_15295481_066 |  | AN | 0 | NonResidential | 50500+21512.91j | 0 | 0 | 0 | 0 | 0 | [24 empty] | 8100902 | no | no |  |  | no |  | 0 | 0 | 0 | 0 | 0 | 0 |  | 1 | 1 | 1 | 0 | 0 | 0
load_220345311 |  | node_1361685_844_15295515_089 |  | AN | 0 | Residential | 3096+1318.89j | 0 | 0 | 0 | 0 | 0 | [24 empty] | 8100902 | no | no |  |  | no |  | 0 | 0 | 0 | 0 | 0 | 0 |  | 1 | 1 | 1 | 0 | 0 | 0
load_220345312 |  | node_1361307_797_15295429_712 |  | AN | 0 | NonResidential | 7423.2+3162.27j | 0 | 0 | 0 | 0 | 0 | [24 empty] | 8100902 | no | no |  |  | no |  | 0 | 0 | 0 | 0 | 0 | 0 |  | 1 | 1 | 1 | 0 | 0 | 0
load_220345313 |  | node_1361108_247_15295485_105 |  | AN | 0 | NonResidential | 4666.667+1987.992j | 0 | 0 | 0 | 0 | 0 | [24 empty] | 8100902 | no | no |  |  | no |  | 0 | 0 | 0 | 0 | 0 | 0 |  | 1 | 1 | 1 | 0 | 0 | 0
load_220345314 |  | node_1361092_498_15295468_773 |  | BN | 0 | NonResidential | 0 | 4666.667+1987.992j | 0 | 0 | 0 | 0 | [24 empty] | 8100902 | no | no |  |  | no |  | 0 | 0 | 0 | 0 | 0 | 0 |  | 1 | 1 | 1 | 0 | 0 | 0
load_220345315 |  | node_1361126_579_15295495_438 |  | CN | 0 | NonResidential | 0 | 0 | 4666.667+1987.992j | 0 | 0 | 0 | [24 empty] | 8100902 | no | no |  |  | no |  | 0 | 0 | 0 | 0 | 0 | 0 |  | 1 | 1 | 1 | 0 | 0 | 0
load_220345316 |  | node_1361087_284_15295509_798 |  | AN | 0 | NonResidential | 20000+8519.964j | 0 | 0 | 0 | 0 | 0 | [24 empty] | 8100902 | no | no |  |  | no |  | 0 | 0 | 0 | 0 | 0 | 0 |  | 1 | 1 | 1 | 0 | 0 | 0
load_220345317 |  | node_1361075_341_15295530_939 |  | BN | 0 | NonResidential | 0 | 20000+8519.964j | 0 | 0 | 0 | 0 | [24 empty] | 8100902 | no | no |  |  | no |  | 0 | 0 | 0 | 0 | 0 | 0 |  | 1 | 1 | 1 | 0 | 0 | 0
load_220345318 |  | node_1361094_723_15295485_187 |  | CN | 0 | NonResidential | 0 | 0 | 20000+8519.964j | 0 | 0 | 0 | [24 empty] | 8100902 | no | no |  |  | no |  | 0 | 0 | 0 | 0 | 0 | 0 |  | 1 | 1 | 1 | 0 | 0 | 0
load_220345319 |  | node_1360809_569_15295474_782 |  | AN | 0 | NonResidential | 8666.667+3691.985j | 0 | 0 | 0 | 0 | 0 | [24 empty] | 8100902 | no | no |  |  | no |  | 0 | 0 | 0 | 0 | 0 | 0 |  | 1 | 1 | 1 | 0 | 0 | 0
load_220345320 |  | node_1360812_075_15295448_392 |  | BN | 0 | NonResidential | 0 | 8666.667+3691.985j | 0 | 0 | 0 | 0 | [24 empty] | 8100902 | no | no |  |  | no |  | 0 | 0 | 0 | 0 | 0 | 0 |  | 1 | 1 | 1 | 0 | 0 | 0
load_220345321 |  | node_1360812_241_15295501_192 |  | CN | 0 | NonResidential | 0 | 0 | 8666.667+3691.985j | 0 | 0 | 0 | [24 empty] | 8100902 | no | no |  |  | no |  | 0 | 0 | 0 | 0 | 0 | 0 |  | 1 | 1 | 1 | 0 | 0 | 0
load_220345322 |  | node_1360697_411_15295302_887 |  | AN | 0 | Residential | 4192.8+1786.125j | 0 | 0 | 0 | 0 | 0 | [24 empty] | 8100902 | no | no |  |  | no |  | 0 | 0 | 0 | 0 | 0 | 0 |  | 1 | 1 | 1 | 0 | 0 | 0
load_220345323 |  | node_1360681_757_15295286_389 |  | BN | 0 | NonResidential | 0 | 12333.333+5253.978j | 0 | 0 | 0 | 0 | [24 empty] | 8100902 | no | no |  |  | no |  | 0 | 0 | 0 | 0 | 0 | 0 |  | 1 | 1 | 1 | 0 | 0 | 0
load_220345324 |  | node_1360715_682_15295313_414 |  | CN | 0 | Residential | 0 | 0 | 4192.8+1786.125j | 0 | 0 | 0 | [24 empty] | 8100902 | no | no |  |  | no |  | 0 | 0 | 0 | 0 | 0 | 0 |  | 1 | 1 | 1 | 0 | 0 | 0
load_220345326 |  | node_1360256_791_15294967_823 |  | AN | 0 | NonResidential | 123000+52397.781j | 0 | 0 | 0 | 0 | 0 | [24 empty] | 8100902 | no | no |  |  | no |  | 0 | 0 | 0 | 0 | 0 | 0 |  | 1 | 1 | 1 | 0 | 0 | 0
load_220345331 |  | node_1359895_668_15295769_694 |  | AN | 0 | NonResidential | 0 | 0 | 0 | 0 | 0 | 0 | [24 empty] | 8100902 | no | no |  |  | no |  | 0 | 0 | 0 | 0 | 0 | 0 |  | 1 | 1 | 1 | 0 | 0 | 0
load_220345332 |  | node_1360380_524_15295702_066 |  | AN | 0 | Residential | 10677.6+4548.639j | 0 | 0 | 0 | 0 | 0 | [24 empty] | 8100902 | no | no |  |  | no |  | 0 | 0 | 0 | 0 | 0 | 0 |  | 1 | 1 | 1 | 0 | 0 | 0
load_220345333 |  | node_1360707_116_15295697_36 |  | AN | 0 | Residential | 129016.8+54960.927j | 0 | 0 | 0 | 0 | 0 | [24 empty] | 8100902 | no | no |  |  | no |  | 0 | 0 | 0 | 0 | 0 | 0 |  | 1 | 1 | 1 | 0 | 0 | 0
load_220345334 |  | node_1360843_51_15295681_216 |  | AN | 0 | NonResidential | 2000+851.996j | 0 | 0 | 0 | 0 | 0 | [24 empty] | 8100902 | no | no |  |  | no |  | 0 | 0 | 0 | 0 | 0 | 0 |  | 1 | 1 | 1 | 0 | 0 | 0
load_220345352 |  | node_1359578_272_15293540_489 |  | AN | 0 | Residential | 63496.8+27049.524j | 0 | 0 | 0 | 0 | 0 | [24 empty] | 8100902 | no | no |  |  | no |  | 0 | 0 | 0 | 0 | 0 | 0 |  | 1 | 1 | 1 | 0 | 0 | 0
load_220345379 |  | node_1359108_751_15294284_261 |  | AN | 0 | Residential | 73922.4+31490.811j | 0 | 0 | 0 | 0 | 0 | [24 empty] | 8100902 | no | no |  |  | no |  | 0 | 0 | 0 | 0 | 0 | 0 |  | 1 | 1 | 1 | 0 | 0 | 0
load_220345425 |  | node_1358441_165_15295967_58 |  | AN | 0 | NonResidential | 1152+490.75j | 0 | 0 | 0 | 0 | 0 | [24 empty] | 8100902 | no | no |  |  | no |  | 0 | 0 | 0 | 0 | 0 | 0 |  | 1 | 1 | 1 | 0 | 0 | 0
load_220345436 |  | node_1359831_335_15294286_844 |  | AN | 0 | Residential | 71942.4+30647.334j | 0 | 0 | 0 | 0 | 0 | [24 empty] | 8100902 | no | no |  |  | no |  | 0 | 0 | 0 | 0 | 0 | 0 |  | 1 | 1 | 1 | 0 | 0 | 0
load_220345459 |  | node_1359357_607_15294327_549 |  | AN | 0 | Residential | 39088.8+16651.759j | 0 | 0 | 0 | 0 | 0 | [24 empty] | 8100902 | no | no |  |  | no |  | 0 | 0 | 0 | 0 | 0 | 0 |  | 1 | 1 | 1 | 0 | 0 | 0
load_220345460 |  | node_1358807_217_15294119_976 |  | AN | 0 | NonResidential | 10500+4472.981j | 0 | 0 | 0 | 0 | 0 | [24 empty] | 8100902 | no | no |  |  | no |  | 0 | 0 | 0 | 0 | 0 | 0 |  | 1 | 1 | 1 | 0 | 0 | 0
load_220345461 |  | node_1358819_014_15294102_668 |  | AN | 0 | NonResidential | 10500+4472.981j | 0 | 0 | 0 | 0 | 0 | [24 empty] | 8100902 | no | no |  |  | no |  | 0 | 0 | 0 | 0 | 0 | 0 |  | 1 | 1 | 1 | 0 | 0 | 0
load_220345462 |  | node_1358973_176_15293874_234 |  | AN | 0 | Residential | 95306.4+40600.356j | 0 | 0 | 0 | 0 | 0 | [24 empty] | 8100902 | no | no |  |  | no |  | 0 | 0 | 0 | 0 | 0 | 0 |  | 1 | 1 | 1 | 0 | 0 | 0
load_220345463 |  | node_1359106_283_15293514_721 |  | AN | 0 | Residential | 31744.8+13523.228j | 0 | 0 | 0 | 0 | 0 | [24 empty] | 8100902 | no | no |  |  | no |  | 0 | 0 | 0 | 0 | 0 | 0 |  | 1 | 1 | 1 | 0 | 0 | 0
load_220345878 |  | node_1361477_733_15295904_392 |  | AN | 0 | NonResidential | 15000+6389.973j | 0 | 0 | 0 | 0 | 0 | [24 empty] | 8100902 | no | no |  |  | no |  | 0 | 0 | 0 | 0 | 0 | 0 |  | 1 | 1 | 1 | 0 | 0 | 0
load_220345879 |  | node_1361483_897_15296118_714 |  | AN | 0 | NonResidential | 12000+5111.979j | 0 | 0 | 0 | 0 | 0 | [24 empty] | 8100902 | no | no |  |  | no |  | 0 | 0 | 0 | 0 | 0 | 0 |  | 1 | 1 | 1 | 0 | 0 | 0
load_220345964 |  | node_1361888_493_15295314_587 |  | AN | 0 | NonResidential | 500+212.999j | 0 | 0 | 0 | 0 | 0 | [24 empty] | 8100902 | no | no |  |  | no |  | 0 | 0 | 0 | 0 | 0 | 0 |  | 1 | 1 | 1 | 0 | 0 | 0
load_220345965 |  | node_1361909_723_15295305_859 |  | AN | 0 | NonResidential | 500+212.999j | 0 | 0 | 0 | 0 | 0 | [24 empty] | 8100902 | no | no |  |  | no |  | 0 | 0 | 0 | 0 | 0 | 0 |  | 1 | 1 | 1 | 0 | 0 | 0
load_220345970 |  | node_1361834_855_15294959_829 |  | BN | 0 | NonResidential | 0 | 17500+7454.969j | 0 | 0 | 0 | 0 | [24 empty] | 8100902 | no | no |  |  | no |  | 0 | 0 | 0 | 0 | 0 | 0 |  | 1 | 1 | 1 | 0 | 0 | 0
load_220345972 |  | node_1361838_789_15294985_966 |  | AN | 0 | NonResidential | 17500+7454.969j | 0 | 0 | 0 | 0 | 0 | [24 empty] | 8100902 | no | no |  |  | no |  | 0 | 0 | 0 | 0 | 0 | 0 |  | 1 | 1 | 1 | 0 | 0 | 0
load_220345973 |  | node_1361593_161_15295480_47 |  | AN | 0 | NonResidential | 2102.4+895.619j | 0 | 0 | 0 | 0 | 0 | [24 empty] | 8100902 | no | no |  |  | no |  | 0 | 0 | 0 | 0 | 0 | 0 |  | 1 | 1 | 1 | 0 | 0 | 0
load_220345980 |  | node_1361595_591_15294772_286 |  | AN | 0 | NonResidential | 388.8+165.628j | 0 | 0 | 0 | 0 | 0 | [24 empty] | 8100902 | no | no |  |  | no |  | 0 | 0 | 0 | 0 | 0 | 0 |  | 1 | 1 | 1 | 0 | 0 | 0
load_220345981 |  | node_1361599_079_15294746_108 |  | BN | 0 | NonResidential | 0 | 388.8+165.628j | 0 | 0 | 0 | 0 | [24 empty] | 8100902 | no | no |  |  | no |  | 0 | 0 | 0 | 0 | 0 | 0 |  | 1 | 1 | 1 | 0 | 0 | 0
load_220345982 |  | node_1361597_274_15294798_834 |  | CN | 0 | NonResidential | 0 | 0 | 388.8+165.628j | 0 | 0 | 0 | [24 empty] | 8100902 | no | no |  |  | no |  | 0 | 0 | 0 | 0 | 0 | 0 |  | 1 | 1 | 1 | 0 | 0 | 0
load_220345983 |  | node_1361268_498_15294081_597 |  | AN | 0 | NonResidential | 26000+11075.954j | 0 | 0 | 0 | 0 | 0 | [24 empty] | 8100902 | no | no |  |  | no |  | 0 | 0 | 0 | 0 | 0 | 0 |  | 1 | 1 | 1 | 0 | 0 | 0
load_220345985 |  | node_1361239_556_15294649_853 |  | AN | 0 | Residential | 160833.6+68514.827j | 0 | 0 | 0 | 0 | 0 | [24 empty] | 8100902 | no | no |  |  | no |  | 0 | 0 | 0 | 0 | 0 | 0 |  | 1 | 1 | 1 | 0 | 0 | 0
load_220345990 |  | node_1360827_52_15294443_929 |  | AN | 0 | Residential | 67924.8+28935.844j | 0 | 0 | 0 | 0 | 0 | [24 empty] | 8100902 | no | no |  |  | no |  | 0 | 0 | 0 | 0 | 0 | 0 |  | 1 | 1 | 1 | 0 | 0 | 0
load_220345991 |  | node_1360986_472_15294168_319 |  | AN | 0 | Residential | 31147.2+13268.652j | 0 | 0 | 0 | 0 | 0 | [24 empty] | 8100902 | no | no |  |  | no |  | 0 | 0 | 0 | 0 | 0 | 0 |  | 1 | 1 | 1 | 0 | 0 | 0
load_220345997 |  | node_1361871_734_15295705_517 |  | AN | 0 | NonResidential | 4333.333+1845.992j | 0 | 0 | 0 | 0 | 0 | [24 empty] | 8100902 | no | no |  |  | no |  | 0 | 0 | 0 | 0 | 0 | 0 |  | 1 | 1 | 1 | 0 | 0 | 0
load_220345998 |  | node_1361872_13_15295732_143 |  | BN | 0 | NonResidential | 0 | 4333.333+1845.992j | 0 | 0 | 0 | 0 | [24 empty] | 8100902 | no | no |  |  | no |  | 0 | 0 | 0 | 0 | 0 | 0 |  | 1 | 1 | 1 | 0 | 0 | 0
load_220345999 |  | node_1361866_22_15295679_886 |  | CN | 0 | NonResidential | 0 | 0 | 4333.333+1845.992j | 0 | 0 | 0 | [24 empty] | 8100902 | no | no |  |  | no |  | 0 | 0 | 0 | 0 | 0 | 0 |  | 1 | 1 | 1 | 0 | 0 | 0
load_220346000 |  | node_1361762_881_15295867_388 |  | AN | 0 | Residential | 12088.8+5149.807j | 0 | 0 | 0 | 0 | 0 | [24 empty] | 8100902 | no | no |  |  | no |  | 0 | 0 | 0 | 0 | 0 | 0 |  | 1 | 1 | 1 | 0 | 0 | 0
load_220346001 |  | node_1361763_32_15295840_771 |  | AN | 0 | Residential | 12088.8+5149.807j | 0 | 0 | 0 | 0 | 0 | [24 empty] | 8100902 | no | no |  |  | no |  | 0 | 0 | 0 | 0 | 0 | 0 |  | 1 | 1 | 1 | 0 | 0 | 0
load_220346002 |  | node_1360519_887_15296051_816 |  | AN | 0 | Residential | 26776.8+11406.869j | 0 | 0 | 0 | 0 | 0 | [24 empty] | 8100902 | no | no |  |  | no |  | 0 | 0 | 0 | 0 | 0 | 0 |  | 1 | 1 | 1 | 0 | 0 | 0
load_220346003 |  | node_1360516_865_15296078_103 |  | AN | 0 | NonResidential | 7500+3194.987j | 0 | 0 | 0 | 0 | 0 | [24 empty] | 8100902 | no | no |  |  | no |  | 0 | 0 | 0 | 0 | 0 | 0 |  | 1 | 1 | 1 | 0 | 0 | 0
load_220346004 |  | node_1360433_932_15295140_803 |  | AN | 0 | Residential | 39816+16961.545j | 0 | 0 | 0 | 0 | 0 | [24 empty] | 8100902 | no | no |  |  | no |  | 0 | 0 | 0 | 0 | 0 | 0 |  | 1 | 1 | 1 | 0 | 0 | 0
load_220346005 |  | node_1360463_975_15295427_127 |  | AN | 0 | NonResidential | 20000+8519.964j | 0 | 0 | 0 | 0 | 0 | [24 empty] | 8100902 | no | no |  |  | no |  | 0 | 0 | 0 | 0 | 0 | 0 |  | 1 | 1 | 1 | 0 | 0 | 0
load_220346006 |  | node_1360165_013_15295431_258 |  | AN | 0 | Residential | 32738.4+13946.5j | 0 | 0 | 0 | 0 | 0 | [24 empty] | 8100902 | no | no |  |  | no |  | 0 | 0 | 0 | 0 | 0 | 0 |  | 1 | 1 | 1 | 0 | 0 | 0
load_220346222 |  | node_1358641_328_15294436_837 |  | AN | 0 | NonResidential | 21666.667+9229.961j | 0 | 0 | 0 | 0 | 0 | [24 empty] | 8100902 | no | no |  |  | no |  | 0 | 0 | 0 | 0 | 0 | 0 |  | 1 | 1 | 1 | 0 | 0 | 0
load_220346223 |  | node_1358660_403_15294429_738 |  | BN | 0 | NonResidential | 0 | 21666.667+9229.961j | 0 | 0 | 0 | 0 | [24 empty] | 8100902 | no | no |  |  | no |  | 0 | 0 | 0 | 0 | 0 | 0 |  | 1 | 1 | 1 | 0 | 0 | 0
load_220346224 |  | node_1358624_307_15294450_336 |  | CN | 0 | NonResidential | 0 | 0 | 21666.667+9229.961j | 0 | 0 | 0 | [24 empty] | 8100902 | no | no |  |  | no |  | 0 | 0 | 0 | 0 | 0 | 0 |  | 1 | 1 | 1 | 0 | 0 | 0
load_220346379 |  | node_1358414_827_15296247_758 |  | AN | 0 | NonResidential | 6000+2555.989j | 0 | 0 | 0 | 0 | 0 | [24 empty] | 8100902 | no | no |  |  | no |  | 0 | 0 | 0 | 0 | 0 | 0 |  | 1 | 1 | 1 | 0 | 0 | 0
load_220346379-L-1 |  | node_1358414_827_15296247_758 |  | AN | 0 | NonResidential | 0 | 0 | 0 | 0 | 0 | 0 | [24 empty] | 8100902 | no | no |  |  | no |  | 0 | 0 | 0 | 0 | 0 | 0 |  | 1 | 1 | 1 | 0 | 0 | 0
load_220346590 |  | node_1358380_035_15295213_746 |  | AN | 0 | Residential | 68378.4+29129.076j | 0 | 0 | 0 | 0 | 0 | [24 empty] | 8100902 | no | no |  |  | no |  | 0 | 0 | 0 | 0 | 0 | 0 |  | 1 | 1 | 1 | 0 | 0 | 0
load_220346591 |  | node_1358402_976_15294622_076 |  | AN | 0 | NonResidential | 84000+35783.85j | 0 | 0 | 0 | 0 | 0 | [24 empty] | 8100902 | no | no |  |  | no |  | 0 | 0 | 0 | 0 | 0 | 0 |  | 1 | 1 | 1 | 0 | 0 | 0
load_220346623 |  | node_1358473_963_15294253_165 |  | AN | 0 | NonResidential | 23000+9797.959j | 0 | 0 | 0 | 0 | 0 | [24 empty] | 8100902 | no | no |  |  | no |  | 0 | 0 | 0 | 0 | 0 | 0 |  | 1 | 1 | 1 | 0 | 0 | 0
load_220346624 |  | node_1358115_543_15294156_632 |  | AN | 0 | NonResidential | 9000+3833.984j | 0 | 0 | 0 | 0 | 0 | [24 empty] | 8100902 | no | no |  |  | no |  | 0 | 0 | 0 | 0 | 0 | 0 |  | 1 | 1 | 1 | 0 | 0 | 0
load_220346625 |  | node_1358101_466_15294137_739 |  | BN | 0 | Residential | 0 | 22516.8+9592.117j | 0 | 0 | 0 | 0 | [24 empty] | 8100902 | no | no |  |  | no |  | 0 | 0 | 0 | 0 | 0 | 0 |  | 1 | 1 | 1 | 0 | 0 | 0
load_220346626 |  | node_1358132_756_15294170_025 |  | CN | 0 | NonResidential | 0 | 0 | 9000+3833.984j | 0 | 0 | 0 | [24 empty] | 8100902 | no | no |  |  | no |  | 0 | 0 | 0 | 0 | 0 | 0 |  | 1 | 1 | 1 | 0 | 0 | 0
load_220346627 |  | node_1357850_431_15293999_474 |  | AN | 0 | NonResidential | 5000+2129.991j | 0 | 0 | 0 | 0 | 0 | [24 empty] | 8100902 | no | no |  |  | no |  | 0 | 0 | 0 | 0 | 0 | 0 |  | 1 | 1 | 1 | 0 | 0 | 0
load_220346628 |  | node_1357836_772_15293980_036 |  | AN | 0 | NonResidential | 5000+2129.991j | 0 | 0 | 0 | 0 | 0 | [24 empty] | 8100902 | no | no |  |  | no |  | 0 | 0 | 0 | 0 | 0 | 0 |  | 1 | 1 | 1 | 0 | 0 | 0
load_220446073 |  | node_1360734_733_15294881_427 |  | AN | 0 | NonResidential | 1540.8+656.378j | 0 | 0 | 0 | 0 | 0 | [24 empty] | 8100902 | no | no |  |  | no |  | 0 | 0 | 0 | 0 | 0 | 0 |  | 1 | 1 | 1 | 0 | 0 | 0
load_220486142 |  | node_1361241_761_15295945_648 |  | AN | 0 | Residential | 109821.6+46783.806j | 0 | 0 | 0 | 0 | 0 | [24 empty] | 8100902 | no | no |  |  | no |  | 0 | 0 | 0 | 0 | 0 | 0 |  | 1 | 1 | 1 | 0 | 0 | 0
load_220535649 |  | node_1358450_254_15294318_254 |  | AN | 0 | NonResidential | 12666.667+5395.978j | 0 | 0 | 0 | 0 | 0 | [24 empty] | 8100902 | no | no |  |  | no |  | 0 | 0 | 0 | 0 | 0 | 0 |  | 1 | 1 | 1 | 0 | 0 | 0
load_220535654 |  | node_1358446_405_15294344_338 |  | BN | 0 | NonResidential | 0 | 12666.667+5395.978j | 0 | 0 | 0 | 0 | [24 empty] | 8100902 | no | no |  |  | no |  | 0 | 0 | 0 | 0 | 0 | 0 |  | 1 | 1 | 1 | 0 | 0 | 0
load_220535655 |  | node_1358448_936_15294291_673 |  | CN | 0 | NonResidential | 0 | 0 | 12666.667+5395.978j | 0 | 0 | 0 | [24 empty] | 8100902 | no | no |  |  | no |  | 0 | 0 | 0 | 0 | 0 | 0 |  | 1 | 1 | 1 | 0 | 0 | 0
load_220543744 |  | node_1359339_138_15294144_595 |  | AN | 0 | Residential | 30816+13127.561j | 0 | 0 | 0 | 0 | 0 | [24 empty] | 8100902 | no | no |  |  | no |  | 0 | 0 | 0 | 0 | 0 | 0 |  | 1 | 1 | 1 | 0 | 0 | 0
load_220575497 |  | node_1361569_42_15295187_133 |  | AN | 0 | NonResidential | 12000+5111.979j | 0 | 0 | 0 | 0 | 0 | [24 empty] | 8100902 | no | no |  |  | no |  | 0 | 0 | 0 | 0 | 0 | 0 |  | 1 | 1 | 1 | 0 | 0 | 0
load_220575514 |  | node_1361572_752_15295160_916 |  | AN | 0 | Residential | 4140+1763.633j | 0 | 0 | 0 | 0 | 0 | [24 empty] | 8100902 | no | no |  |  | no |  | 0 | 0 | 0 | 0 | 0 | 0 |  | 1 | 1 | 1 | 0 | 0 | 0
load_220595735 |  | node_1361057_561_15295145_584 |  | AN | 0 | NonResidential | 0 | 0 | 0 | 0 | 0 | 0 | [24 empty] | 8100902 | no | no |  |  | no |  | 0 | 0 | 0 | 0 | 0 | 0 |  | 1 | 1 | 1 | 0 | 0 | 0
load_220616450 |  | node_1360894_995_15295249_902 |  | AN | 0 | NonResidential | 0 | 0 | 0 | 0 | 0 | 0 | [24 empty] | 8100902 | no | no |  |  | no |  | 0 | 0 | 0 | 0 | 0 | 0 |  | 1 | 1 | 1 | 0 | 0 | 0
load_220650179 |  | node_1361103_181_15295025_997 |  | AN | 0 | Residential | 60919.2+25951.471j | 0 | 0 | 0 | 0 | 0 | [24 empty] | 8100902 | no | no |  |  | no |  | 0 | 0 | 0 | 0 | 0 | 0 |  | 1 | 1 | 1 | 0 | 0 | 0
load_220652366 |  | node_1361710_312_15295371_737 |  | AN | 0 | NonResidential | 22000+9371.961j | 0 | 0 | 0 | 0 | 0 | [24 empty] | 8100902 | no | no |  |  | no |  | 0 | 0 | 0 | 0 | 0 | 0 |  | 1 | 1 | 1 | 0 | 0 | 0
load_220652391 |  | node_1362020_164_15295415_05 |  | AN | 0 | NonResidential | 6000+2555.989j | 0 | 0 | 0 | 0 | 0 | [24 empty] | 8100902 | no | no |  |  | no |  | 0 | 0 | 0 | 0 | 0 | 0 |  | 1 | 1 | 1 | 0 | 0 | 0
load_220652394 |  | node_1361712_509_15295345_295 |  | AN | 0 | NonResidential | 22000+9371.961j | 0 | 0 | 0 | 0 | 0 | [24 empty] | 8100902 | no | no |  |  | no |  | 0 | 0 | 0 | 0 | 0 | 0 |  | 1 | 1 | 1 | 0 | 0 | 0
load_220652399 |  | node_1362016_734_15295441_242 |  | AN | 0 | NonResidential | 6000+2555.989j | 0 | 0 | 0 | 0 | 0 | [24 empty] | 8100902 | no | no |  |  | no |  | 0 | 0 | 0 | 0 | 0 | 0 |  | 1 | 1 | 1 | 0 | 0 | 0
load_310013957 |  | node_1359470_673_15293300_042 |  | AN | 0 | NonResidential | 32000+13631.943j | 0 | 0 | 0 | 0 | 0 | [24 empty] | 8100902 | no | no |  |  | no |  | 0 | 0 | 0 | 0 | 0 | 0 |  | 1 | 1 | 1 | 0 | 0 | 0
load_310035478 |  | node_1362221_358_15295683_23 |  | BN | 0 | NonResidential | 0 | 0 | 0 | 0 | 0 | 0 | [24 empty] | 8100902 | no | no |  |  | no |  | 0 | 0 | 0 | 0 | 0 | 0 |  | 1 | 1 | 1 | 0 | 0 | 0
load_310035479 |  | node_1362240_953_15295687_505 |  | AN | 0 | NonResidential | 0 | 0 | 0 | 0 | 0 | 0 | [24 empty] | 8100902 | no | no |  |  | no |  | 0 | 0 | 0 | 0 | 0 | 0 |  | 1 | 1 | 1 | 0 | 0 | 0
load_310035480 |  | node_1362260_669_15295684_832 |  | CN | 0 | NonResidential | 0 | 0 | 0 | 0 | 0 | 0 | [24 empty] | 8100902 | no | no |  |  | no |  | 0 | 0 | 0 | 0 | 0 | 0 |  | 1 | 1 | 1 | 0 | 0 | 0
load_310060040 |  | node_1359315_226_15293421_52 |  | AN | 0 | Residential | 5000+2129.991j | 0 | 0 | 0 | 0 | 0 | [24 empty] | 8100902 | no | no |  |  | no |  | 0 | 0 | 0 | 0 | 0 | 0 |  | 1 | 1 | 1 | 0 | 0 | 0
load_311889539 |  | node_1358645_604_15295451_206 |  | AN | 0 | Residential | 33940.8+14458.72j | 0 | 0 | 0 | 0 | 0 | [24 empty] | 8100902 | no | no |  |  | no |  | 0 | 0 | 0 | 0 | 0 | 0 |  | 1 | 1 | 1 | 0 | 0 | 0
load_311904045 |  | node_1359402_832_15294652_572 |  | AN | 0 | Residential | 43660.8+18599.423j | 0 | 0 | 0 | 0 | 0 | [24 empty] | 8100902 | no | no |  |  | no |  | 0 | 0 | 0 | 0 | 0 | 0 |  | 1 | 1 | 1 | 0 | 0 | 0
load_311904136 |  | node_1359670_084_15294780_517 |  | AN | 0 | Residential | 8503.2+3622.348j | 0 | 0 | 0 | 0 | 0 | [24 empty] | 8100902 | no | no |  |  | no |  | 0 | 0 | 0 | 0 | 0 | 0 |  | 1 | 1 | 1 | 0 | 0 | 0
load_312127544 |  | node_1358445_255_15294948_517 |  | ABCN | 0 | NonResidential | 0 | 0 | 0 | 0 | 0 | 0 | [24 empty] | 8100902 | no | no |  |  | no |  | 0 | 0 | 0 | 0 | 0 | 0 |  | 1 | 1 | 1 | 0 | 0 | 0

## node
data_type | static
owner_type | feeder
owner | 8100902
object | node
name | groupid | parent | bustype | phases | nominal_voltage | dcircuit | selected | monitored | monitored_fields | class_monitored_fields | played | played_fields | subsystem | x | y | comments | dist_to_slack
node_1357697_743_15293807_785 |  |  | PQ | ABCD | 2771.281 | 8100902 | no | no |  |  | no |  |  | 1357697.743 | 15293807.785 |  | -1
node_1357836_772_15293980_036 |  |  | PQ | ABCN | 2771.281 | 8100902 | no | no |  |  | no |  |  | 1357836.772 | 15293980.036 |  | -1
node_1357850_431_15293999_474 |  |  | PQ | ABCN | 2771.281 | 8100902 | no | no |  |  | no |  |  | 1357850.431 | 15293999.474 |  | -1
node_1357873_728_15296208_932 |  |  | PQ | ABCD | 2771.281 | 8100902 | no | no |  |  | no |  |  | 1357873.728 | 15296208.932 |  | -1
node_1358101_466_15294137_739 |  |  | PQ | ABCN | 2771.281 | 8100902 | no | no |  |  | no |  |  | 1358101.466 | 15294137.739 |  | -1
node_1358115_543_15294156_632 |  |  | PQ | ABCN | 2771.281 | 8100902 | no | no |  |  | no |  |  | 1358115.543 | 15294156.632 |  | -1
node_1358132_756_15294170_025 |  |  | PQ | ABCN | 2771.281 | 8100902 | no | no |  |  | no |  |  | 1358132.756 | 15294170.025 |  | -1
node_1358380_035_15295213_746 |  |  | PQ | ABCN | 2771.281 | 8100902 | no | no |  |  | no |  |  | 1358380.035 | 15295213.746 |  | -1
node_1358402_976_15294622_076 |  |  | PQ | ABCN | 2771.281 | 8100902 | no | no |  |  | no |  |  | 1358402.976 | 15294622.076 |  | -1
node_1358412_226_15295835_453 |  |  | PQ | ABCD | 2771.281 | 8100902 | no | no |  |  | no |  |  | 1358412.226 | 15295835.453 |  | -1
node_1358414_827_15296247_758 |  |  | PQ | ABCN | 2771.281 | 8100902 | no | no |  |  | no |  |  | 1358414.827 | 15296247.758 |  | -1
node_1358441_165_15295967_58 |  |  | PQ | ABCN | 2771.281 | 8100902 | no | no |  |  | no |  |  | 1358441.165 | 15295967.58 |  | -1
node_1358445_255_15294948_517 |  |  | PQ | ABCN | 2771.281 | 8100902 | no | no |  |  | no |  |  | 1358445.255 | 15294948.517 |  | -1
node_1358446_405_15294344_338 |  |  | PQ | ABCN | 2771.281 | 8100902 | no | no |  |  | no |  |  | 1358446.405 | 15294344.338 |  | -1
node_1358448_936_15294291_673 |  |  | PQ | ABCN | 2771.281 | 8100902 | no | no |  |  | no |  |  | 1358448.936 | 15294291.673 |  | -1
node_1358450_254_15294318_254 |  |  | PQ | ABCN | 2771.281 | 8100902 | no | no |  |  | no |  |  | 1358450.254 | 15294318.254 |  | -1
node_1358473_963_15294253_165 |  |  | PQ | ABCN | 2771.281 | 8100902 | no | no |  |  | no |  |  | 1358473.963 | 15294253.165 |  | -1
node_1358490_215_15294498_173 |  |  | PQ | ABCN | 2771.281 | 8100902 | no | no |  |  | no |  |  | 1358490.215 | 15294498.173 |  | -1
node_1358507_337_15294511_775 |  |  | PQ | ABCN | 2771.281 | 8100902 | no | no |  |  | no |  |  | 1358507.337 | 15294511.775 |  | -1
node_1358570_988_15294940_144 |  |  | PQ | ABCN | 2771.281 | 8100902 | no | no |  |  | no |  |  | 1358570.988 | 15294940.144 |  | -1
node_1358573_319_15294966_61 |  |  | PQ | ABCN | 2771.281 | 8100902 | no | no |  |  | no |  |  | 1358573.319 | 15294966.61 |  | -1
node_1358573_834_15294913_821 |  |  | PQ | ABCN | 2771.281 | 8100902 | no | no |  |  | no |  |  | 1358573.834 | 15294913.821 |  | -1
node_1358577_365_15294752_307 |  |  | PQ | ABCN | 2771.281 | 8100902 | no | no |  |  | no |  |  | 1358577.365 | 15294752.307 |  | -1
node_1358580_732_15294726_099 |  |  | PQ | ABCN | 2771.281 | 8100902 | no | no |  |  | no |  |  | 1358580.732 | 15294726.099 |  | -1
node_1358602_208_15295284_695 |  |  | PQ | ABCN | 2771.281 | 8100902 | no | no |  |  | no |  |  | 1358602.208 | 15295284.695 |  | -1
node_1358624_307_15294450_336 |  |  | PQ | ABCN | 2771.281 | 8100902 | no | no |  |  | no |  |  | 1358624.307 | 15294450.336 |  | -1
node_1358641_328_15294436_837 |  |  | PQ | ABCN | 2771.281 | 8100902 | no | no |  |  | no |  |  | 1358641.328 | 15294436.837 |  | -1
node_1358645_604_15295451_206 |  |  | PQ | ABCN | 2771.281 | 8100902 | no | no |  |  | no |  |  | 1358645.604 | 15295451.206 |  | -1
node_1358660_403_15294429_738 |  |  | PQ | ABCN | 2771.281 | 8100902 | no | no |  |  | no |  |  | 1358660.403 | 15294429.738 |  | -1
node_1358807_217_15294119_976 |  |  | PQ | ABCN | 2771.281 | 8100902 | no | no |  |  | no |  |  | 1358807.217 | 15294119.976 |  | -1
node_1358819_014_15294102_668 |  |  | PQ | ABCN | 2771.281 | 8100902 | no | no |  |  | no |  |  | 1358819.014 | 15294102.668 |  | -1
node_1358925_03_15294461_413 |  |  | PQ | ABCN | 2771.281 | 8100902 | no | no |  |  | no |  |  | 1358925.03 | 15294461.413 |  | -1
node_1358929_72_15294487_331 |  |  | PQ | ABCN | 2771.281 | 8100902 | no | no |  |  | no |  |  | 1358929.72 | 15294487.331 |  | -1
node_1358939_238_15294510_784 |  |  | PQ | ABCN | 2771.281 | 8100902 | no | no |  |  | no |  |  | 1358939.238 | 15294510.784 |  | -1
node_1358973_176_15293874_234 |  |  | PQ | ABCN | 2771.281 | 8100902 | no | no |  |  | no |  |  | 1358973.176 | 15293874.234 |  | -1
node_1359060_09_15294482_124 |  |  | PQ | ABCD | 2771.281 | 8100902 | no | no |  |  | no |  |  | 1359060.09 | 15294482.124 |  | -1
node_1359106_283_15293514_721 |  |  | PQ | ABCN | 2771.281 | 8100902 | no | no |  |  | no |  |  | 1359106.283 | 15293514.721 |  | -1
node_1359108_751_15294284_261 |  |  | PQ | AN | 2771.281 | 8100902 | no | no |  |  | no |  |  | 1359108.751 | 15294284.261 |  | -1
node_1359188_178_15293669_836 |  |  | PQ | AN | 2771.281 | 8100902 | no | no |  |  | no |  |  | 1359188.178 | 15293669.836 |  | -1
node_1359315_226_15293421_52 |  |  | PQ | ABCN | 2771.281 | 8100902 | no | no |  |  | no |  |  | 1359315.226 | 15293421.52 |  | -1
node_1359339_138_15294144_595 |  |  | PQ | AN | 2771.281 | 8100902 | no | no |  |  | no |  |  | 1359339.138 | 15294144.595 |  | -1
node_1359357_607_15294327_549 |  |  | PQ | AN | 2771.281 | 8100902 | no | no |  |  | no |  |  | 1359357.607 | 15294327.549 |  | -1
node_1359402_832_15294652_572 |  |  | PQ | ABCN | 2771.281 | 8100902 | no | no |  |  | no |  |  | 1359402.832 | 15294652.572 |  | -1
node_1359470_673_15293300_042 |  |  | PQ | ABCN | 2771.281 | 8100902 | no | no |  |  | no |  |  | 1359470.673 | 15293300.042 |  | -1
node_1359493_843_15293812_1 |  |  | PQ | AN | 2771.281 | 8100902 | no | no |  |  | no |  |  | 1359493.843 | 15293812.1 |  | -1
node_1359500_894_15294766_814 |  |  | PQ | ABCN | 2771.281 | 8100902 | no | no |  |  | no |  |  | 1359500.894 | 15294766.814 |  | -1
node_1359516_588_15294783_244 |  |  | PQ | ABCN | 2771.281 | 8100902 | no | no |  |  | no |  |  | 1359516.588 | 15294783.244 |  | -1
node_1359534_885_15294793_691 |  |  | PQ | ABCN | 2771.281 | 8100902 | no | no |  |  | no |  |  | 1359534.885 | 15294793.691 |  | -1
node_1359578_272_15293540_489 |  |  | PQ | AN | 2771.281 | 8100902 | no | no |  |  | no |  |  | 1359578.272 | 15293540.489 |  | -1
node_1359670_084_15294780_517 |  |  | PQ | ABCN | 2771.281 | 8100902 | no | no |  |  | no |  |  | 1359670.084 | 15294780.517 |  | -1
node_1359811_445_15293954_376 |  |  | PQ | AN | 2771.281 | 8100902 | no | no |  |  | no |  |  | 1359811.445 | 15293954.376 |  | -1
node_1359831_335_15294286_844 |  |  | PQ | AN | 2771.281 | 8100902 | no | no |  |  | no |  |  | 1359831.335 | 15294286.844 |  | -1
node_1359895_668_15295769_694 |  |  | PQ | AN | 2771.281 | 8100902 | no | no |  |  | no |  |  | 1359895.668 | 15295769.694 |  | -1
node_1359984_604_15295290_022 |  |  | PQ | AN | 2771.281 | 8100902 | no | no |  |  | no |  |  | 1359984.604 | 15295290.022 |  | -1
node_1360034_511_15294940_987 |  |  | PQ | ABCN | 2771.281 | 8100902 | no | no |  |  | no |  |  | 1360034.511 | 15294940.987 |  | -1
node_1360165_013_15295431_258 |  |  | PQ | AN | 2771.281 | 8100902 | no | no |  |  | no |  |  | 1360165.013 | 15295431.258 |  | -1
node_1360256_791_15294967_823 |  |  | PQ | ABCN | 2771.281 | 8100902 | no | no |  |  | no |  |  | 1360256.791 | 15294967.823 |  | -1
node_1360380_524_15295702_066 |  |  | PQ | ABCN | 2771.281 | 8100902 | no | no |  |  | no |  |  | 1360380.524 | 15295702.066 |  | -1
node_1360433_932_15295140_803 |  |  | PQ | ABCN | 2771.281 | 8100902 | no | no |  |  | no |  |  | 1360433.932 | 15295140.803 |  | -1
node_1360463_975_15295427_127 |  |  | PQ | AN | 2771.281 | 8100902 | no | no |  |  | no |  |  | 1360463.975 | 15295427.127 |  | -1
node_1360516_865_15296078_103 |  |  | PQ | ABCN | 2771.281 | 8100902 | no | no |  |  | no |  |  | 1360516.865 | 15296078.103 |  | -1
node_1360519_887_15296051_816 |  |  | PQ | ABCN | 2771.281 | 8100902 | no | no |  |  | no |  |  | 1360519.887 | 15296051.816 |  | -1
node_1360681_757_15295286_389 |  |  | PQ | ABCN | 2771.281 | 8100902 | no | no |  |  | no |  |  | 1360681.757 | 15295286.389 |  | -1
node_1360697_411_15295302_887 |  |  | PQ | ABCN | 2771.281 | 8100902 | no | no |  |  | no |  |  | 1360697.411 | 15295302.887 |  | -1
node_1360707_116_15295697_36 |  |  | PQ | AN | 2771.281 | 8100902 | no | no |  |  | no |  |  | 1360707.116 | 15295697.36 |  | -1
node_1360715_682_15295313_414 |  |  | PQ | ABCN | 2771.281 | 8100902 | no | no |  |  | no |  |  | 1360715.682 | 15295313.414 |  | -1
node_1360734_733_15294881_427 |  |  | PQ | ABCN | 2771.281 | 8100902 | no | no |  |  | no |  |  | 1360734.733 | 15294881.427 |  | -1
node_1360809_569_15295474_782 |  |  | PQ | ABCN | 2771.281 | 8100902 | no | no |  |  | no |  |  | 1360809.569 | 15295474.782 |  | -1
node_1360812_075_15295448_392 |  |  | PQ | ABCN | 2771.281 | 8100902 | no | no |  |  | no |  |  | 1360812.075 | 15295448.392 |  | -1
node_1360812_241_15295501_192 |  |  | PQ | ABCN | 2771.281 | 8100902 | no | no |  |  | no |  |  | 1360812.241 | 15295501.192 |  | -1
node_1360827_52_15294443_929 |  |  | PQ | ABCN | 2771.281 | 8100902 | no | no |  |  | no |  |  | 1360827.52 | 15294443.929 |  | -1
node_1360843_51_15295681_216 |  |  | PQ | AN | 2771.281 | 8100902 | no | no |  |  | no |  |  | 1360843.51 | 15295681.216 |  | -1
node_1360894_995_15295249_902 |  |  | PQ | ABCN | 2771.281 | 8100902 | no | no |  |  | no |  |  | 1360894.995 | 15295249.902 |  | -1
node_1360971_787_15296035_436 |  |  | PQ | AN | 2771.281 | 8100902 | no | no |  |  | no |  |  | 1360971.787 | 15296035.436 |  | -1
node_1360973_733_15295889_68 |  |  | PQ | AN | 2771.281 | 8100902 | no | no |  |  | no |  |  | 1360973.733 | 15295889.68 |  | -1
node_1360986_472_15294168_319 |  |  | PQ | ABCN | 2771.281 | 8100902 | no | no |  |  | no |  |  | 1360986.472 | 15294168.319 |  | -1
node_1361057_561_15295145_584 |  |  | PQ | AN | 2771.281 | 8100902 | no | no |  |  | no |  |  | 1361057.561 | 15295145.584 |  | -1
node_1361075_341_15295530_939 |  |  | PQ | ABCN | 2771.281 | 8100902 | no | no |  |  | no |  |  | 1361075.341 | 15295530.939 |  | -1
node_1361087_284_15295509_798 |  |  | PQ | ABCN | 2771.281 | 8100902 | no | no |  |  | no |  |  | 1361087.284 | 15295509.798 |  | -1
node_1361092_498_15295468_773 |  |  | PQ | ABCN | 2771.281 | 8100902 | no | no |  |  | no |  |  | 1361092.498 | 15295468.773 |  | -1
node_1361094_723_15295485_187 |  |  | PQ | ABCN | 2771.281 | 8100902 | no | no |  |  | no |  |  | 1361094.723 | 15295485.187 |  | -1
node_1361103_181_15295025_997 |  |  | PQ | AN | 2771.281 | 8100902 | no | no |  |  | no |  |  | 1361103.181 | 15295025.997 |  | -1
node_1361108_247_15295485_105 |  |  | PQ | ABCN | 2771.281 | 8100902 | no | no |  |  | no |  |  | 1361108.247 | 15295485.105 |  | -1
node_1361126_579_15295495_438 |  |  | PQ | ABCN | 2771.281 | 8100902 | no | no |  |  | no |  |  | 1361126.579 | 15295495.438 |  | -1
node_1361239_556_15294649_853 |  |  | PQ | AN | 2771.281 | 8100902 | no | no |  |  | no |  |  | 1361239.556 | 15294649.853 |  | -1
node_1361241_761_15295945_648 |  |  | PQ | AN | 2771.281 | 8100902 | no | no |  |  | no |  |  | 1361241.761 | 15295945.648 |  | -1
node_1361268_498_15294081_597 |  |  | PQ | AN | 2771.281 | 8100902 | no | no |  |  | no |  |  | 1361268.498 | 15294081.597 |  | -1
node_1361307_797_15295429_712 |  |  | PQ | ABCN | 2771.281 | 8100902 | no | no |  |  | no |  |  | 1361307.797 | 15295429.712 |  | -1
node_1361477_733_15295904_392 |  |  | PQ | AN | 2771.281 | 8100902 | no | no |  |  | no |  |  | 1361477.733 | 15295904.392 |  | -1
node_1361483_897_15296118_714 |  |  | PQ | AN | 2771.281 | 8100902 | no | no |  |  | no |  |  | 1361483.897 | 15296118.714 |  | -1
node_1361569_42_15295187_133 |  |  | PQ | ABCN | 2771.281 | 8100902 | no | no |  |  | no |  |  | 1361569.42 | 15295187.133 |  | -1
node_1361572_752_15295160_916 |  |  | PQ | ABCN | 2771.281 | 8100902 | no | no |  |  | no |  |  | 1361572.752 | 15295160.916 |  | -1
node_1361593_161_15295480_47 |  |  | PQ | ABCN | 2771.281 | 8100902 | no | no |  |  | no |  |  | 1361593.161 | 15295480.47 |  | -1
node_1361595_458_15294635_944 |  |  | PQ | AN | 2771.281 | 8100902 | no | no |  |  | no |  |  | 1361595.458 | 15294635.944 |  | -1
node_1361595_591_15294772_286 |  |  | PQ | ABCN | 2771.281 | 8100902 | no | no |  |  | no |  |  | 1361595.591 | 15294772.286 |  | -1
node_1361597_274_15294798_834 |  |  | PQ | ABCN | 2771.281 | 8100902 | no | no |  |  | no |  |  | 1361597.274 | 15294798.834 |  | -1
node_1361599_079_15294746_108 |  |  | PQ | ABCN | 2771.281 | 8100902 | no | no |  |  | no |  |  | 1361599.079 | 15294746.108 |  | -1
node_1361685_844_15295515_089 |  |  | PQ | ABCN | 2771.281 | 8100902 | no | no |  |  | no |  |  | 1361685.844 | 15295515.089 |  | -1
node_1361710_312_15295371_737 |  |  | PQ | ABCN | 2771.281 | 8100902 | no | no |  |  | no |  |  | 1361710.312 | 15295371.737 |  | -1
node_1361712_509_15295345_295 |  |  | PQ | ABCN | 2771.281 | 8100902 | no | no |  |  | no |  |  | 1361712.509 | 15295345.295 |  | -1
node_1361762_881_15295867_388 |  |  | PQ | ABCN | 2771.281 | 8100902 | no | no |  |  | no |  |  | 1361762.881 | 15295867.388 |  | -1
node_1361763_32_15295840_771 |  |  | PQ | ABCN | 2771.281 | 8100902 | no | no |  |  | no |  |  | 1361763.32 | 15295840.771 |  | -1
node_1361834_855_15294959_829 |  |  | PQ | ABCN | 2771.281 | 8100902 | no | no |  |  | no |  |  | 1361834.855 | 15294959.829 |  | -1
node_1361838_789_15294985_966 |  |  | PQ | ABCN | 2771.281 | 8100902 | no | no |  |  | no |  |  | 1361838.789 | 15294985.966 |  | -1
node_1361866_22_15295679_886 |  |  | PQ | ABCN | 2771.281 | 8100902 | no | no |  |  | no |  |  | 1361866.22 | 15295679.886 |  | -1
node_1361871_734_15295705_517 |  |  | PQ | ABCN | 2771.281 | 8100902 | no | no |  |  | no |  |  | 1361871.734 | 15295705.517 |  | -1
node_1361872_13_15295732_143 |  |  | PQ | ABCN | 2771.281 | 8100902 | no | no |  |  | no |  |  | 1361872.13 | 15295732.143 |  | -1
node_1361888_493_15295314_587 |  |  | PQ | ABCN | 2771.281 | 8100902 | no | no |  |  | no |  |  | 1361888.493 | 15295314.587 |  | -1
node_1361909_723_15295305_859 |  |  | PQ | ABCN | 2771.281 | 8100902 | no | no |  |  | no |  |  | 1361909.723 | 15295305.859 |  | -1
node_1362016_734_15295441_242 |  |  | PQ | ABCN | 2771.281 | 8100902 | no | no |  |  | no |  |  | 1362016.734 | 15295441.242 |  | -1
node_1362020_164_15295415_05 |  |  | PQ | ABCN | 2771.281 | 8100902 | no | no |  |  | no |  |  | 1362020.164 | 15295415.05 |  | -1
node_1362129_769_15295474_44 |  |  | PQ | ABCN | 2771.281 | 8100902 | no | no |  |  | no |  |  | 1362129.769 | 15295474.44 |  | -1
node_1362149_011_15295481_066 |  |  | PQ | ABCN | 2771.281 | 8100902 | no | no |  |  | no |  |  | 1362149.011 | 15295481.066 |  | -1
node_1362221_358_15295683_23 |  |  | PQ | ABCN | 2771.281 | 8100902 | no | no |  |  | no |  |  | 1362221.358 | 15295683.23 |  | -1
node_1362240_953_15295687_505 |  |  | PQ | ABCN | 2771.281 | 8100902 | no | no |  |  | no |  |  | 1362240.953 | 15295687.505 |  | -1
node_1362260_669_15295684_832 |  |  | PQ | ABCN | 2771.281 | 8100902 | no | no |  |  | no |  |  | 1362260.669 | 15295684.832 |  | -1
node_8100902_200848662 |  |  | PQ | AD | 2771.281 | 8100902 | no | no |  |  | no |  |  | 1359296.279 | 15294526.713 |  | -1
node_8100902_200848665 |  |  | PQ | AD | 2771.281 | 8100902 | no | no |  |  | no |  |  | 1359031.566 | 15294414.172 |  | -1
node_8100902_200848717 |  |  | PQ | AD | 2771.281 | 8100902 | no | no |  |  | no |  |  | 1359662.093 | 15294675.749 |  | -1
node_8100902_200848737 |  |  | PQ | AN | 2771.281 | 8100902 | no | no |  |  | no |  |  | 1360947.941 | 15295880.504 |  | -1
node_8100902_200848738 |  |  | PQ | AN | 2771.281 | 8100902 | no | no |  |  | no |  |  | 1360943.9 | 15296027.244 |  | -1
node_8100902_200848740 |  |  | PQ | AD | 2771.281 | 8100902 | no | no |  |  | no |  |  | 1361225.62 | 15295683.344 |  | -1
node_8100902_200848741 |  |  | PQ | AD | 2771.281 | 8100902 | no | no |  |  | no |  |  | 1361219.415 | 15295796.844 |  | -1
node_8100902_200848742 |  |  | PQ | AN | 2771.281 | 8100902 | no | no |  |  | no |  |  | 1361212.592 | 15295943.193 |  | -1
node_8100902_200848851 |  |  | PQ | AD | 2771.281 | 8100902 | no | no |  |  | no |  |  | 1359087.604 | 15293665.749 |  | -1
node_8100902_200848852 |  |  | PQ | AN | 2771.281 | 8100902 | no | no |  |  | no |  |  | 1359172.719 | 15293709.659 |  | -1
node_8100902_200848853 |  |  | PQ | AD | 2771.281 | 8100902 | no | no |  |  | no |  |  | 1359275.72 | 15293747.133 |  | -1
node_8100902_200848854 |  |  | PQ | AD | 2771.281 | 8100902 | no | no |  |  | no |  |  | 1359378.794 | 15293791.737 |  | -1
node_8100902_200848855 |  |  | PQ | AN | 2771.281 | 8100902 | no | no |  |  | no |  |  | 1359481.135 | 15293832.688 |  | -1
node_8100902_200848856 |  |  | PQ | AD | 2771.281 | 8100902 | no | no |  |  | no |  |  | 1359575.057 | 15293876.828 |  | -1
node_8100902_200848857 |  |  | PQ | AD | 2771.281 | 8100902 | no | no |  |  | no |  |  | 1359671.065 | 15293914.765 |  | -1
node_8100902_200848858 |  |  | PQ | AN | 2771.281 | 8100902 | no | no |  |  | no |  |  | 1359803.545 | 15293978.817 |  | -1
node_8100902_200848938 |  |  | PQ | AD | 2771.281 | 8100902 | no | no |  |  | no |  |  | 1361299.769 | 15294530.701 |  | -1
node_8100902_200848939 |  |  | PQ | AD | 2771.281 | 8100902 | no | no |  |  | no |  |  | 1361430.822 | 15294547.16 |  | -1
node_8100902_200848940 |  |  | PQ | AN | 2771.281 | 8100902 | no | no |  |  | no |  |  | 1361560.344 | 15294605.066 |  | -1
node_8100902_200849017 |  |  | PQ | ABCD | 2771.281 | 8100902 | no | no |  |  | no |  |  | 1359833.202 | 15294846.738 |  | -1
node_8100902_200849018 |  |  | PQ | ABCD | 2771.281 | 8100902 | no | no |  |  | no |  |  | 1359787.714 | 15294929.84 |  | -1
node_8100902_200849019 |  |  | PQ | ABCD | 2771.281 | 8100902 | no | no |  |  | no |  |  | 1359720.988 | 15295093.13 |  | -1
node_8100902_200849020 |  |  | PQ | ABCD | 2771.281 | 8100902 | no | no |  |  | no |  |  | 1359656.387 | 15295270.048 |  | -1
node_8100902_200849021 |  |  | PQ | AD | 2771.281 | 8100902 | no | no |  |  | no |  |  | 1359784.09 | 15295291.246 |  | -1
node_8100902_200849022 |  |  | PQ | AD | 2771.281 | 8100902 | no | no |  |  | no |  |  | 1359882.999 | 15295307.391 |  | -1
node_8100902_200849023 |  |  | PQ | AN | 2771.281 | 8100902 | no | no |  |  | no |  |  | 1359980.47 | 15295323.013 |  | -1
node_8100902_200849025 |  |  | PQ | ABCD | 2771.281 | 8100902 | no | no |  |  | no |  |  | 1359643.479 | 15295328.467 |  | -1
node_8100902_200849606 |  |  | PQ | ABCD | 2771.281 | 8100902 | no | no |  |  | no |  |  | 1358971.203 | 15294558.529 |  | -1
node_8100902_200850782 |  |  | PQ | ABCD | 2771.281 | 8100902 | no | no |  |  | no |  |  | 1358617.656 | 15295524.185 |  | -1
node_8100902_200850783 |  |  | PQ | ABCN | 2771.281 | 8100902 | no | no |  |  | no |  |  | 1358626.664 | 15295412.901 |  | -1
node_8100902_200850784 |  |  | PQ | ABCN | 2771.281 | 8100902 | no | no |  |  | no |  |  | 1358628.949 | 15295291.613 |  | -1
node_8100902_200850785 |  |  | PQ | ABCN | 2771.281 | 8100902 | no | no |  |  | no |  |  | 1358640.097 | 15295119.097 |  | -1
node_8100902_200850786 |  |  | PQ | ABCN | 2771.281 | 8100902 | no | no |  |  | no |  |  | 1358647.314 | 15294941.457 |  | -1
node_8100902_200850787 |  |  | PQ | ABCN | 2771.281 | 8100902 | no | no |  |  | no |  |  | 1358649.66 | 15294764.421 |  | -1
node_8100902_200851287 |  |  | PQ | ABCN | 2771.281 | 8100902 | no | no |  |  | no |  |  | 1360048.07 | 15294913.505 |  | -1
node_8100902_200851289 |  |  | PQ | ABCD | 2771.281 | 8100902 | no | no |  |  | no |  |  | 1359837.427 | 15294810.711 |  | -1
node_8100902_200851290 |  |  | PQ | ABCD | 2771.281 | 8100902 | no | no |  |  | no |  |  | 1359746.236 | 15294788.284 |  | -1
node_8100902_200851291 |  |  | PQ | ABCN | 2771.281 | 8100902 | no | no |  |  | no |  |  | 1359683.196 | 15294758.159 |  | -1
node_8100902_200851292 |  |  | PQ | ABCN | 2771.281 | 8100902 | no | no |  |  | no |  |  | 1359564.713 | 15294688.802 |  | -1
node_8100902_200851293 |  |  | PQ | ABCN | 2771.281 | 8100902 | no | no |  |  | no |  |  | 1359411.433 | 15294632.127 |  | -1
node_8100902_200851294 |  |  | PQ | ABCD | 2771.281 | 8100902 | no | no |  |  | no |  |  | 1359294.347 | 15294577.331 |  | -1
node_8100902_200851295 |  |  | PQ | ABCD | 2771.281 | 8100902 | no | no |  |  | no |  |  | 1359202.741 | 15294538.753 |  | -1
node_8100902_200851296 |  |  | PQ | ABCD | 2771.281 | 8100902 | no | no |  |  | no |  |  | 1359065.816 | 15294484.936 |  | -1
node_8100902_200851297 |  |  | PQ | ABCN | 2771.281 | 8100902 | no | no |  |  | no |  |  | 1359000.093 | 15294452.969 |  | -1
node_8100902_200851298 |  |  | PQ | ABCD | 2771.281 | 8100902 | no | no |  |  | no |  |  | 1358922.571 | 15294417.727 |  | -1
node_8100902_200851299 |  |  | PQ | ABCD | 2771.281 | 8100902 | no | no |  |  | no |  |  | 1358784.627 | 15294364.167 |  | -1
node_8100902_200851300 |  |  | PQ | ABCD | 2771.281 | 8100902 | no | no |  |  | no |  |  | 1358727.327 | 15294338.932 |  | -1
node_8100902_200851301 |  |  | PQ | ABCD | 2771.281 | 8100902 | no | no |  |  | no |  |  | 1358656.063 | 15294309.242 |  | -1
node_8100902_200851302 |  |  | PQ | ABCD | 2771.281 | 8100902 | no | no |  |  | no |  |  | 1358576.192 | 15294273.986 |  | -1
node_8100902_200851303 |  |  | PQ | ABCD | 2771.281 | 8100902 | no | no |  |  | no |  |  | 1358561.515 | 15294348.876 |  | -1
node_8100902_200851304 |  |  | PQ | ABCD | 2771.281 | 8100902 | no | no |  |  | no |  |  | 1358564.526 | 15294212.074 |  | -1
node_8100902_200851305 |  |  | PQ | ABCN | 2771.281 | 8100902 | no | no |  |  | no |  |  | 1358533.521 | 15294424.744 |  | -1
node_8100902_200851388 |  |  | PQ | ABCN | 2771.281 | 8100902 | no | no |  |  | no |  |  | 1362239.454 | 15295581.672 |  | -1
node_8100902_200851389 |  |  | PQ | ABCN | 2771.281 | 8100902 | no | no |  |  | no |  |  | 1362118.178 | 15295573.812 |  | -1
node_8100902_200851390 |  |  | PQ | ABCD | 2771.281 | 8100902 | no | no |  |  | no |  |  | 1362034.843 | 15295572.678 |  | -1
node_8100902_200851391 |  |  | PQ | ABCD | 2771.281 | 8100902 | no | no |  |  | no |  |  | 1361931.111 | 15295564.331 |  | -1
node_8100902_200851392 |  |  | PQ | ABCD | 2771.281 | 8100902 | no | no |  |  | no |  |  | 1361782.546 | 15295552.56 |  | -1
node_8100902_200851393 |  |  | PQ | ABCN | 2771.281 | 8100902 | no | no |  |  | no |  |  | 1361679.964 | 15295553.111 |  | -1
node_8100902_200851394 |  |  | PQ | ABCD | 2771.281 | 8100902 | no | no |  |  | no |  |  | 1361618.324 | 15295547.731 |  | -1
node_8100902_200851397 |  |  | PQ | ABCN | 2771.281 | 8100902 | no | no |  |  | no |  |  | 1361293.053 | 15295458.69 |  | -1
node_8100902_200851398 |  |  | PQ | ABCD | 2771.281 | 8100902 | no | no |  |  | no |  |  | 1361217.119 | 15295410.068 |  | -1
node_8100902_200851399 |  |  | PQ | ABCN | 2771.281 | 8100902 | no | no |  |  | no |  |  | 1361164.96 | 15295384.977 |  | -1
node_8100902_200851402 |  |  | PQ | ABCN | 2771.281 | 8100902 | no | no |  |  | no |  |  | 1361018.917 | 15295465.794 |  | -1
node_8100902_200851403 |  |  | PQ | ABCD | 2771.281 | 8100902 | no | no |  |  | no |  |  | 1361000.402 | 15295481.715 |  | -1
node_8100902_200851404 |  |  | PQ | ABCN | 2771.281 | 8100902 | no | no |  |  | no |  |  | 1360888.953 | 15295486.437 |  | -1
node_8100902_200851406 |  |  | PQ | ABCN | 2771.281 | 8100902 | no | no |  |  | no |  |  | 1360884.607 | 15295278.756 |  | -1
node_8100902_200851407 |  |  | PQ | ABCN | 2771.281 | 8100902 | no | no |  |  | no |  |  | 1360732.573 | 15295221.867 |  | -1
node_8100902_200851408 |  |  | PQ | ABCD | 2771.281 | 8100902 | no | no |  |  | no |  |  | 1360631.571 | 15295171.976 |  | -1
node_8100902_200851409 |  |  | PQ | ABCD | 2771.281 | 8100902 | no | no |  |  | no |  |  | 1360506.375 | 15295103.758 |  | -1
node_8100902_200851410 |  |  | PQ | ABCD | 2771.281 | 8100902 | no | no |  |  | no |  |  | 1360351.619 | 15295049.722 |  | -1
node_8100902_200851411 |  |  | PQ | ABCN | 2771.281 | 8100902 | no | no |  |  | no |  |  | 1360247.584 | 15295002.072 |  | -1
node_8100902_200851412 |  |  | PQ | ABCD | 2771.281 | 8100902 | no | no |  |  | no |  |  | 1360161.194 | 15294960.182 |  | -1
node_8100902_200851431 |  |  | PQ | AN | 2771.281 | 8100902 | no | no |  |  | no |  |  | 1359897.396 | 15295741.671 |  | -1
node_8100902_200851432 |  |  | PQ | AD | 2771.281 | 8100902 | no | no |  |  | no |  |  | 1360044.012 | 15295740.565 |  | -1
node_8100902_200851433 |  |  | PQ | AD | 2771.281 | 8100902 | no | no |  |  | no |  |  | 1360153.738 | 15295737.052 |  | -1
node_8100902_200851434 |  |  | PQ | ABCD | 2771.281 | 8100902 | no | no |  |  | no |  |  | 1360271.77 | 15295735.947 |  | -1
node_8100902_200851436 |  |  | PQ | ABCN | 2771.281 | 8100902 | no | no |  |  | no |  |  | 1360379.852 | 15295736.323 |  | -1
node_8100902_200851437 |  |  | PQ | ABCD | 2771.281 | 8100902 | no | no |  |  | no |  |  | 1360463.288 | 15295741.541 |  | -1
node_8100902_200851439 |  |  | PQ | AN | 2771.281 | 8100902 | no | no |  |  | no |  |  | 1360716.477 | 15295737.976 |  | -1
node_8100902_200851440 |  |  | PQ | AN | 2771.281 | 8100902 | no | no |  |  | no |  |  | 1360856.535 | 15295717.445 |  | -1
node_8100902_200851441 |  |  | PQ | AD | 2771.281 | 8100902 | no | no |  |  | no |  |  | 1360953.987 | 15295737.286 |  | -1
node_8100902_200851443 |  |  | PQ | AD | 2771.281 | 8100902 | no | no |  |  | no |  |  | 1361095.646 | 15295692.506 |  | -1
node_8100902_200851444 |  |  | PQ | AD | 2771.281 | 8100902 | no | no |  |  | no |  |  | 1361239.687 | 15295649.971 |  | -1
node_8100902_200851445 |  |  | PQ | AD | 2771.281 | 8100902 | no | no |  |  | no |  |  | 1361352.826 | 15295614.887 |  | -1
node_8100902_200851487 |  |  | PQ | ABCN | 2771.281 | 8100902 | no | no |  |  | no |  |  | 1359299.07 | 15293457.58 |  | -1
node_8100902_200851488 |  |  | PQ | ABCD | 2771.281 | 8100902 | no | no |  |  | no |  |  | 1359399.85 | 15293497.862 |  | -1
node_8100902_200851489 |  |  | PQ | ABCN | 2771.281 | 8100902 | no | no |  |  | no |  |  | 1359452.713 | 15293517.909 |  | -1
node_8100902_200851490 |  |  | PQ | AN | 2771.281 | 8100902 | no | no |  |  | no |  |  | 1359567.515 | 15293566.918 |  | -1
node_8100902_200851524 |  |  | PQ | AN | 2771.281 | 8100902 | no | no |  |  | no |  |  | 1359359.756 | 15294110.343 |  | -1
node_8100902_200851525 |  |  | PQ | AD | 2771.281 | 8100902 | no | no |  |  | no |  |  | 1359462.268 | 15294163.97 |  | -1
node_8100902_200851584 |  |  | PQ | AD | 2771.281 | 8100902 | no | no |  |  | no |  |  | 1359043.092 | 15294383.103 |  | -1
node_8100902_200851585 |  |  | PQ | AN | 2771.281 | 8100902 | no | no |  |  | no |  |  | 1359090.44 | 15294274.613 |  | -1
node_8100902_200851746 |  |  | PQ | ABCD | 2771.281 | 8100902 | no | no |  |  | no |  |  | 1358569.298 | 15295617.68 |  | -1
node_8100902_200851747 |  |  | PQ | ABCD | 2771.281 | 8100902 | no | no |  |  | no |  |  | 1358478.364 | 15295721.21 |  | -1
node_8100902_200851755 |  |  | PQ | ABCN | 2771.281 | 8100902 | no | no |  |  | no |  |  | 1358464.581 | 15295983.606 |  | -1
node_8100902_200851760 |  |  | PQ | ABCD | 2771.281 | 8100902 | no | no |  |  | no |  |  | 1358461.267 | 15296150.152 |  | -1
node_8100902_200851761 |  |  | PQ | ABCD | 2771.281 | 8100902 | no | no |  |  | no |  |  | 1358452.522 | 15296243.122 |  | -1
node_8100902_200851792 |  |  | PQ | AD | 2771.281 | 8100902 | no | no |  |  | no |  |  | 1359668.803 | 15294649.625 |  | -1
node_8100902_200851793 |  |  | PQ | AD | 2771.281 | 8100902 | no | no |  |  | no |  |  | 1359719.783 | 15294526.029 |  | -1
node_8100902_200851794 |  |  | PQ | AD | 2771.281 | 8100902 | no | no |  |  | no |  |  | 1359755.454 | 15294434.748 |  | -1
node_8100902_200851795 |  |  | PQ | AN | 2771.281 | 8100902 | no | no |  |  | no |  |  | 1359819.668 | 15294305.646 |  | -1
node_8100902_200851874 |  |  | PQ | AD | 2771.281 | 8100902 | no | no |  |  | no |  |  | 1359313.058 | 15294503.668 |  | -1
node_8100902_200851876 |  |  | PQ | AN | 2771.281 | 8100902 | no | no |  |  | no |  |  | 1359390.068 | 15294343.707 |  | -1
node_8100902_200851877 |  |  | PQ | AD | 2771.281 | 8100902 | no | no |  |  | no |  |  | 1359437.199 | 15294204.687 |  | -1
node_8100902_200851878 |  |  | PQ | ABCD | 2771.281 | 8100902 | no | no |  |  | no |  |  | 1358707.015 | 15294230.289 |  | -1
node_8100902_200851879 |  |  | PQ | ABCD | 2771.281 | 8100902 | no | no |  |  | no |  |  | 1358738.115 | 15294172.078 |  | -1
node_8100902_200851880 |  |  | PQ | ABCN | 2771.281 | 8100902 | no | no |  |  | no |  |  | 1358776.339 | 15294080.981 |  | -1
node_8100902_200851881 |  |  | PQ | ABCD | 2771.281 | 8100902 | no | no |  |  | no |  |  | 1358804.855 | 15294012.86 |  | -1
node_8100902_200851882 |  |  | PQ | ABCD | 2771.281 | 8100902 | no | no |  |  | no |  |  | 1358850.5 | 15293914.565 |  | -1
node_8100902_200851883 |  |  | PQ | ABCN | 2771.281 | 8100902 | no | no |  |  | no |  |  | 1358948.026 | 15293864.351 |  | -1
node_8100902_200851884 |  |  | PQ | ABCD | 2771.281 | 8100902 | no | no |  |  | no |  |  | 1358997.948 | 15293766.363 |  | -1
node_8100902_200851885 |  |  | PQ | ABCD | 2771.281 | 8100902 | no | no |  |  | no |  |  | 1359072.261 | 15293638.887 |  | -1
node_8100902_200851887 |  |  | PQ | ABCD | 2771.281 | 8100902 | no | no |  |  | no |  |  | 1359223.71 | 15293422.19 |  | -1
node_8100902_200853135 |  |  | PQ | AD | 2771.281 | 8100902 | no | no |  |  | no |  |  | 1361463.498 | 15295581.026 |  | -1
node_8100902_200853136 |  |  | PQ | AD | 2771.281 | 8100902 | no | no |  |  | no |  |  | 1361481.182 | 15295608.081 |  | -1
node_8100902_200853137 |  |  | PQ | AD | 2771.281 | 8100902 | no | no |  |  | no |  |  | 1361491.524 | 15295716.112 |  | -1
node_8100902_200853139 |  |  | PQ | AD | 2771.281 | 8100902 | no | no |  |  | no |  |  | 1361514.009 | 15295817.425 |  | -1
node_8100902_200853143 |  |  | PQ | AN | 2771.281 | 8100902 | no | no |  |  | no |  |  | 1361503.672 | 15296087.483 |  | -1
node_8100902_200853366 |  |  | PQ | ABCD | 2771.281 | 8100902 | no | no |  |  | no |  |  | 1361932.435 | 15295495.442 |  | -1
node_8100902_200853368 |  |  | PQ | ABCN | 2771.281 | 8100902 | no | no |  |  | no |  |  | 1361908.015 | 15295366.734 |  | -1
node_8100902_200853370 |  |  | PQ | ABCD | 2771.281 | 8100902 | no | no |  |  | no |  |  | 1361944.449 | 15295262.578 |  | -1
node_8100902_200853372 |  |  | PQ | ABCD | 2771.281 | 8100902 | no | no |  |  | no |  |  | 1361922.456 | 15295158.681 |  | -1
node_8100902_200853373 |  |  | PQ | ABCN | 2771.281 | 8100902 | no | no |  |  | no |  |  | 1361902.221 | 15294946.642 |  | -1
node_8100902_200853376 |  |  | PQ | ABCN | 2771.281 | 8100902 | no | no |  |  | no |  |  | 1361618.873 | 15295474.87 |  | -1
node_8100902_200853377 |  |  | PQ | ABCD | 2771.281 | 8100902 | no | no |  |  | no |  |  | 1361630.13 | 15295357.721 |  | -1
node_8100902_200853379 |  |  | PQ | ABCN | 2771.281 | 8100902 | no | no |  |  | no |  |  | 1361640.38 | 15295194.614 |  | -1
node_8100902_200853381 |  |  | PQ | ABCD | 2771.281 | 8100902 | no | no |  |  | no |  |  | 1361655.519 | 15294906.693 |  | -1
node_8100902_200853382 |  |  | PQ | ABCN | 2771.281 | 8100902 | no | no |  |  | no |  |  | 1361664.859 | 15294778.459 |  | -1
node_8100902_200853389 |  |  | PQ | AN | 2771.281 | 8100902 | no | no |  |  | no |  |  | 1361266.58 | 15294108.587 |  | -1
node_8100902_200853390 |  |  | PQ | AD | 2771.281 | 8100902 | no | no |  |  | no |  |  | 1361034.997 | 15295263.503 |  | -1
node_8100902_200853391 |  |  | PQ | AN | 2771.281 | 8100902 | no | no |  |  | no |  |  | 1361088.656 | 15295155.025 |  | -1
node_8100902_200853392 |  |  | PQ | AN | 2771.281 | 8100902 | no | no |  |  | no |  |  | 1361134.994 | 15295031.015 |  | -1
node_8100902_200853393 |  |  | PQ | AD | 2771.281 | 8100902 | no | no |  |  | no |  |  | 1361167.599 | 15294930.287 |  | -1
node_8100902_200853394 |  |  | PQ | AD | 2771.281 | 8100902 | no | no |  |  | no |  |  | 1361215.348 | 15294815.496 |  | -1
node_8100902_200853395 |  |  | PQ | AN | 2771.281 | 8100902 | no | no |  |  | no |  |  | 1361264.085 | 15294659.748 |  | -1
node_8100902_200853396 |  |  | PQ | AD | 2771.281 | 8100902 | no | no |  |  | no |  |  | 1361308.357 | 15294553.604 |  | -1
node_8100902_200853398 |  |  | PQ | ABCD | 2771.281 | 8100902 | no | no |  |  | no |  |  | 1360664.95 | 15295092.396 |  | -1
node_8100902_200853399 |  |  | PQ | ABCD | 2771.281 | 8100902 | no | no |  |  | no |  |  | 1360719.172 | 15294972.95 |  | -1
node_8100902_200853401 |  |  | PQ | ABCD | 2771.281 | 8100902 | no | no |  |  | no |  |  | 1360801.031 | 15294752.732 |  | -1
node_8100902_200853403 |  |  | PQ | ABCD | 2771.281 | 8100902 | no | no |  |  | no |  |  | 1360805.874 | 15294610.782 |  | -1
node_8100902_200853405 |  |  | PQ | ABCN | 2771.281 | 8100902 | no | no |  |  | no |  |  | 1360857.189 | 15294451.349 |  | -1
node_8100902_200853406 |  |  | PQ | ABCN | 2771.281 | 8100902 | no | no |  |  | no |  |  | 1361015.121 | 15294177.856 |  | -1
node_8100902_200853407 |  |  | PQ | ABCD | 2771.281 | 8100902 | no | no |  |  | no |  |  | 1361051.601 | 15294108.964 |  | -1
node_8100902_200853435 |  |  | PQ | ABCN | 2771.281 | 8100902 | no | no |  |  | no |  |  | 1361797.174 | 15295719.347 |  | -1
node_8100902_200853437 |  |  | PQ | ABCN | 2771.281 | 8100902 | no | no |  |  | no |  |  | 1361834.744 | 15295858.765 |  | -1
node_8100902_200853439 |  |  | PQ | ABCD | 2771.281 | 8100902 | no | no |  |  | no |  |  | 1361828.721 | 15296001.867 |  | -1
node_8100902_200853445 |  |  | PQ | ABCD | 2771.281 | 8100902 | no | no |  |  | no |  |  | 1360450.984 | 15295866.786 |  | -1
node_8100902_200853446 |  |  | PQ | ABCD | 2771.281 | 8100902 | no | no |  |  | no |  |  | 1360447.456 | 15295960.171 |  | -1
node_8100902_200853447 |  |  | PQ | ABCN | 2771.281 | 8100902 | no | no |  |  | no |  |  | 1360445.691 | 15296049.819 |  | -1
node_8100902_200853450 |  |  | PQ | ABCN | 2771.281 | 8100902 | no | no |  |  | no |  |  | 1360458.273 | 15295163.244 |  | -1
node_8100902_200853452 |  |  | PQ | ABCD | 2771.281 | 8100902 | no | no |  |  | no |  |  | 1360416.494 | 15295256.571 |  | -1
node_8100902_200853453 |  |  | PQ | ABCD | 2771.281 | 8100902 | no | no |  |  | no |  |  | 1360370.16 | 15295344.264 |  | -1
node_8100902_200853454 |  |  | PQ | ABCD | 2771.281 | 8100902 | no | no |  |  | no |  |  | 1360327.053 | 15295445.797 |  | -1
node_8100902_200853455 |  |  | PQ | AN | 2771.281 | 8100902 | no | no |  |  | no |  |  | 1360461.287 | 15295463.393 |  | -1
node_8100902_200853457 |  |  | PQ | ABCD | 2771.281 | 8100902 | no | no |  |  | no |  |  | 1360283.637 | 15295534.565 |  | -1
node_8100902_200853458 |  |  | PQ | ABCD | 2771.281 | 8100902 | no | no |  |  | no |  |  | 1360283.031 | 15295627.442 |  | -1
node_8100902_200853463 |  |  | PQ | AD | 2771.281 | 8100902 | no | no |  |  | no |  |  | 1360248.848 | 15295445.981 |  | -1
node_8100902_200853464 |  |  | PQ | AN | 2771.281 | 8100902 | no | no |  |  | no |  |  | 1360161.726 | 15295447.772 |  | -1
node_8100902_200854285 |  |  | PQ | ABCD | 2771.281 | 8100902 | no | no |  |  | no |  |  | 1358755.373 | 15294398.739 |  | -1
node_8100902_200854286 |  |  | PQ | ABCD | 2771.281 | 8100902 | no | no |  |  | no |  |  | 1358689.32 | 15294754.964 |  | -1
node_8100902_200854289 |  |  | PQ | ABCN | 2771.281 | 8100902 | no | no |  |  | no |  |  | 1358667.901 | 15294541.094 |  | -1
node_8100902_200855058 |  |  | PQ | ABCD | 2771.281 | 8100902 | no | no |  |  | no |  |  | 1358599.202 | 15295588.497 |  | -1
node_8100902_200855453 |  |  | PQ | ABCD | 2771.281 | 8100902 | no | no |  |  | no |  |  | 1358338.234 | 15295455.021 |  | -1
node_8100902_200855454 |  |  | PQ | ABCD | 2771.281 | 8100902 | no | no |  |  | no |  |  | 1358375.17 | 15294424.683 |  | -1
node_8100902_200855456 |  |  | PQ | ABCD | 2771.281 | 8100902 | no | no |  |  | no |  |  | 1358378.136 | 15294208.533 |  | -1
node_8100902_200855463 |  |  | PQ | ABCD | 2771.281 | 8100902 | no | no |  |  | no |  |  | 1358340.147 | 15295353.631 |  | -1
node_8100902_200855472 |  |  | PQ | ABCN | 2771.281 | 8100902 | no | no |  |  | no |  |  | 1358348.084 | 15295218.74 |  | -1
node_8100902_200855473 |  |  | PQ | ABCD | 2771.281 | 8100902 | no | no |  |  | no |  |  | 1358352.462 | 15295074.87 |  | -1
node_8100902_200855474 |  |  | PQ | ABCD | 2771.281 | 8100902 | no | no |  |  | no |  |  | 1358350.838 | 15294948.847 |  | -1
node_8100902_200855475 |  |  | PQ | ABCD | 2771.281 | 8100902 | no | no |  |  | no |  |  | 1358361.642 | 15294831.97 |  | -1
node_8100902_200855476 |  |  | PQ | ABCD | 2771.281 | 8100902 | no | no |  |  | no |  |  | 1358365.143 | 15294724.575 |  | -1
node_8100902_200855477 |  |  | PQ | ABCN | 2771.281 | 8100902 | no | no |  |  | no |  |  | 1358369.875 | 15294627.979 |  | -1
node_8100902_200855478 |  |  | PQ | ABCD | 2771.281 | 8100902 | no | no |  |  | no |  |  | 1358372.375 | 15294522.727 |  | -1
node_8100902_200855593 |  |  | PQ | ABCN | 2771.281 | 8100902 | no | no |  |  | no |  |  | 1358479.968 | 15294235.226 |  | -1
node_8100902_200855596 |  |  | PQ | ABCD | 2771.281 | 8100902 | no | no |  |  | no |  |  | 1358253.934 | 15294129.908 |  | -1
node_8100902_200855598 |  |  | PQ | ABCN | 2771.281 | 8100902 | no | no |  |  | no |  |  | 1358157.208 | 15294083.515 |  | -1
node_8100902_200855599 |  |  | PQ | ABCD | 2771.281 | 8100902 | no | no |  |  | no |  |  | 1358030.86 | 15294012.895 |  | -1
node_8100902_200855600 |  |  | PQ | ABCD | 2771.281 | 8100902 | no | no |  |  | no |  |  | 1357978.908 | 15293973.988 |  | -1
node_8100902_200855601 |  |  | PQ | ABCN | 2771.281 | 8100902 | no | no |  |  | no |  |  | 1357890.29 | 15293927.345 |  | -1
node_8100902_200855602 |  |  | PQ | ABCD | 2771.281 | 8100902 | no | no |  |  | no |  |  | 1357813.298 | 15293877.18 |  | -1
node_8100902_200855603 |  |  | PQ | ABCD | 2771.281 | 8100902 | no | no |  |  | no |  |  | 1357711.513 | 15293816.617 |  | -1
node_8100902_200856215 |  |  | PQ | ABCD | 2771.281 | 8100902 | no | no |  |  | no |  |  | 1358503.292 | 15295689.38 |  | -1
node_8100902_200917515 |  |  | PQ | ABCN | 2771.281 | 8100902 | no | no |  |  | no |  |  | 1357894.377 | 15296232.404 |  | -1
node_8100902_200917516 |  |  | PQ | ABCD | 2771.281 | 8100902 | no | no |  |  | no |  |  | 1358021.291 | 15296231.255 |  | -1
node_8100902_200917543 |  |  | PQ | ABCN | 2771.281 | 8100902 | no | no |  |  | no |  |  | 1358481.662 | 15295052.903 |  | -1
node_8100902_200917545 |  |  | PQ | ABCD | 2771.281 | 8100902 | no | no |  |  | no |  |  | 1358601.709 | 15295140.318 |  | -1
node_8100902_200917546 |  |  | PQ | ABCN | 2771.281 | 8100902 | no | no |  |  | no |  |  | 1358543.35 | 15295111.067 |  | -1
node_8100902_200936589 |  |  | PQ | ABCD | 2771.281 | 8100902 | no | no |  |  | no |  |  | 1358696.992 | 15294588.821 |  | -1
node_8100902_200947705 |  |  | PQ | AN | 2771.281 | 8100902 | no | no |  |  | no |  |  | 1361514.248 | 15295912.657 |  | -1
node_8100902_200947706 |  |  | PQ | ABCN | 2771.281 | 8100902 | no | no |  |  | no |  |  | 1360765.387 | 15294884.151 |  | -1
node_8100902_200953426 |  |  | PQ | ABCN | 2771.281 | 8100902 | no | no |  |  | no |  |  | 1358375.567 | 15294318.02 |  | -1
node_8100902_200972083 |  |  | PQ | ABCN | 2771.281 | 8100902 | no | no |  |  | no |  |  | 1359140.741 | 15293536.139 |  | -1
node_8100902_200974737 |  |  | PQ | ABCD | 2771.281 | 8100902 | no | no |  |  | no |  |  | 1361001.685 | 15295331.361 |  | -1
node_8100902_200974738 |  |  | PQ | ABCD | 2771.281 | 8100902 | no | no |  |  | no |  |  | 1361041.093 | 15295393.674 |  | -1
node_8100902_200974739 |  |  | PQ | ABCD | 2771.281 | 8100902 | no | no |  |  | no |  |  | 1361075.409 | 15295361.477 |  | -1
node_8100902_200976119 |  |  | PQ | ABCD | 2771.281 | 8100902 | no | no |  |  | no |  |  | 1361436.441 | 15295515.409 |  | -1
node_8100902_200979991 |  |  | PQ | ABCD | 2771.281 | 8100902 | no | no |  |  | no |  |  | 1358284.162 | 15295512.822 |  | -1
node_8100902_200979992 |  |  | PQ | ABCD | 2771.281 | 8100902 | no | no |  |  | no |  |  | 1358274.155 | 15295584.287 |  | -1
node_8100902_200979993 |  |  | PQ | ABCD | 2771.281 | 8100902 | no | no |  |  | no |  |  | 1358381.175 | 15295615.551 |  | -1
node_8100902_200979994 |  |  | PQ | ABCD | 2771.281 | 8100902 | no | no |  |  | no |  |  | 1358453.444 | 15295646.092 |  | -1
node_8100902_200983541 |  |  | PQ | ABCD | 2771.281 | 8100902 | no | no |  |  | no |  |  | 1358482.642 | 15295656.753 |  | -1
node_8100902_200983542 |  |  | PQ | ABCD | 2771.281 | 8100902 | no | no |  |  | no |  |  | 1358475.18 | 15295858.675 |  | -1
node_8100902_201009936 |  |  | PQ | ABCD | 2771.281 | 8100902 | no | no |  |  | no |  |  | 1361656.885 | 15295031.891 |  | -1
node_8100902_201014456 |  |  | PQ | ABCN | 2771.281 | 8100902 | no | no |  |  | no |  |  | 1359514.964 | 15293332.101 |  | -1
node_8100902_201019951 |  |  | PQ | ABCD | 2771.281 | 8100902 | no | no |  |  | no |  |  | 1361073.031 | 15294064.035 |  | -1
node_8100902_201041976 |  |  | PQ | ABCD | 2771.281 | 8100902 | no | no |  |  | no |  |  | 1358158.525 | 15296215.192 |  | -1
node_8100902_201042038 |  |  | PQ | ABCD | 2771.281 | 8100902 | no | no |  |  | no |  |  | 1358395.366 | 15294195.441 |  | -1
node_8100902_201042201 |  |  | PQ | ABCN | 2771.281 | 8100902 | no | no |  |  | no |  |  | 1358422.228 | 15296227.83 |  | -1
node_8100902_201049074 |  |  | PQ | AD | 2771.281 | 8100902 | no | no |  |  | no |  |  | 1359346.324 | 15294429.458 |  | -1
node_8100902_201049112 |  |  | PQ | ABCD | 2771.281 | 8100902 | no | no |  |  | no |  |  | 1358264.806 | 15296241.248 |  | -1
node_8100902_201063192 |  |  | PQ | ABCN | 2771.281 | 8100902 | no | no |  |  | no |  |  | 1361780.152 | 15295367.078 |  | -1
node_8100902_201063193 |  |  | PQ | ABCN | 2771.281 | 8100902 | no | no |  |  | no |  |  | 1361938.012 | 15295407.416 |  | -1
node_8100902_310054798 |  |  | PQ | ABCD | 2771.281 | 8100902 | no | no |  |  | no |  |  | 1358461.634 | 15296131.709 |  | -1
node_8100902_312127543 |  |  | PQ | ABCN | 2771.281 | 8100902 | no | no |  |  | no |  |  | 1358466.833 | 15294949.815 |  | -1
node_SOURCE_8100902 |  |  | SWING | ABCN | 2771.281 | 8100902 | no | no |  |  | no |  |  | 1357751.271 | 15296288.323 |  | -1
node_intto1_1357697_743_15293807_785 |  |  | PQ | ABCD | 2771.281 | 8100902 | no | no |  |  | no |  |  | 1357697.743 | 15293807.785 |  | -1
node_intto1_1357873_728_15296208_932 |  |  | PQ | ABCD | 2771.281 | 8100902 | no | no |  |  | no |  |  | 1357873.728 | 15296208.932 |  | -1
node_intto1_1358412_226_15295835_453 |  |  | PQ | ABCD | 2771.281 | 8100902 | no | no |  |  | no |  |  | 1358412.226 | 15295835.453 |  | -1
node_intto1_8100902_200848662 |  |  | PQ | AD | 2771.281 | 8100902 | no | no |  |  | no |  |  | 1359296.279 | 15294526.713 |  | -1
node_intto1_8100902_200848851 |  |  | PQ | AD | 2771.281 | 8100902 | no | no |  |  | no |  |  | 1359087.604 | 15293665.749 |  | -1
node_intto1_8100902_200850782 |  |  | PQ | ABCD | 2771.281 | 8100902 | no | no |  |  | no |  |  | 1358617.656 | 15295524.185 |  | -1
node_intto1_8100902_200851443 |  |  | PQ | AD | 2771.281 | 8100902 | no | no |  |  | no |  |  | 1361095.646 | 15295692.506 |  | -1
node_intto1_8100902_200851487 |  |  | PQ | ABCD | 2771.281 | 8100902 | no | no |  |  | no |  |  | 1359299.07 | 15293457.58 |  | -1
node_intto1_8100902_200853135 |  |  | PQ | AD | 2771.281 | 8100902 | no | no |  |  | no |  |  | 1361463.498 | 15295581.026 |  | -1
node_intto1_8100902_200853391 |  |  | PQ | AD | 2771.281 | 8100902 | no | no |  |  | no |  |  | 1361088.656 | 15295155.025 |  | -1
node_intto1_8100902_200853399 |  |  | PQ | ABCD | 2771.281 | 8100902 | no | no |  |  | no |  |  | 1360719.172 | 15294972.95 |  | -1
node_intto1_8100902_200853450 |  |  | PQ | ABCD | 2771.281 | 8100902 | no | no |  |  | no |  |  | 1360458.273 | 15295163.244 |  | -1
node_intto1_8100902_200974737 |  |  | PQ | ABCD | 2771.281 | 8100902 | no | no |  |  | no |  |  | 1361001.685 | 15295331.361 |  | -1
node_intto1_8100902_201014456 |  |  | PQ | ABCN | 2771.281 | 8100902 | no | no |  |  | no |  |  | 1359514.964 | 15293332.101 |  | -1
node_intto1_8100902_201063192 |  |  | PQ | ABCD | 2771.281 | 8100902 | no | no |  |  | no |  |  | 1361780.152 | 15295367.078 |  | -1

## overhead_line
data_type | static
owner_type | feeder
owner | 8100902
object | overhead_line
name | groupid | phases | fr | to | length | configuration | dcircuit | selected | monitored | monitored_fields | class_monitored_fields | played | played_fields | comments | R | X | B | lim_kw
oh_line_8100902_200848662 |  | AD | node_8100902_200851294 | node_intto1_8100902_200848662 | 50.657 | bal_1P_1/0AC | 8100902 | no | no |  |  | no |  |  | 0 | 0 | 0 | 0
oh_line_8100902_200848665 |  | AD | node_8100902_200851297 | node_8100902_200848665 | 49.958 | bal_1P_1/0AC | 8100902 | no | no |  |  | no |  |  | 0 | 0 | 0 | 0
oh_line_8100902_200848717 |  | AD | node_8100902_200851291 | node_8100902_200848717 | 85.069 | bal_1P_1/0AC | 8100902 | no | no |  |  | no |  |  | 0 | 0 | 0 | 0
oh_line_8100902_200848737 |  | AD | node_8100902_200851441 | node_8100902_200848737 | 143.345 | bal_1P_1/0AC | 8100902 | no | no |  |  | no |  |  | 0 | 0 | 0 | 0
oh_line_8100902_200848738 |  | AD | node_8100902_200848737 | node_8100902_200848738 | 146.796 | bal_1P_1/0AC | 8100902 | no | no |  |  | no |  |  | 0 | 0 | 0 | 0
oh_line_8100902_200848740 |  | AD | node_8100902_200851444 | node_8100902_200848740 | 36.216 | bal_1P_4CU | 8100902 | no | no |  |  | no |  |  | 0 | 0 | 0 | 0
oh_line_8100902_200848741 |  | AD | node_8100902_200848740 | node_8100902_200848741 | 113.67 | bal_1P_6CU | 8100902 | no | no |  |  | no |  |  | 0 | 0 | 0 | 0
oh_line_8100902_200848742 |  | AD | node_8100902_200848741 | node_8100902_200848742 | 146.508 | bal_1P_6CU | 8100902 | no | no |  |  | no |  |  | 0 | 0 | 0 | 0
oh_line_8100902_200848851 |  | AD | node_8100902_200851885 | node_intto1_8100902_200848851 | 30.944 | bal_1P_1/0AC | 8100902 | no | no |  |  | no |  |  | 0 | 0 | 0 | 0
oh_line_8100902_200848852 |  | AD | node_8100902_200848851 | node_8100902_200848852 | 95.773 | bal_1P_4CU | 8100902 | no | no |  |  | no |  |  | 0 | 0 | 0 | 0
oh_line_8100902_200848853 |  | AD | node_8100902_200848852 | node_8100902_200848853 | 109.607 | bal_1P_4CU | 8100902 | no | no |  |  | no |  |  | 0 | 0 | 0 | 0
oh_line_8100902_200848854 |  | AD | node_8100902_200848853 | node_8100902_200848854 | 112.311 | bal_1P_4CU | 8100902 | no | no |  |  | no |  |  | 0 | 0 | 0 | 0
oh_line_8100902_200848855 |  | AD | node_8100902_200848854 | node_8100902_200848855 | 110.229 | bal_1P_4CU | 8100902 | no | no |  |  | no |  |  | 0 | 0 | 0 | 0
oh_line_8100902_200848856 |  | AD | node_8100902_200848855 | node_8100902_200848856 | 103.777 | bal_1P_1/0AC | 8100902 | no | no |  |  | no |  |  | 0 | 0 | 0 | 0
oh_line_8100902_200848857 |  | AD | node_8100902_200848856 | node_8100902_200848857 | 103.232 | bal_1P_1/0AC | 8100902 | no | no |  |  | no |  |  | 0 | 0 | 0 | 0
oh_line_8100902_200848858 |  | AD | node_8100902_200848857 | node_8100902_200848858 | 147.152 | bal_1P_1/0AC | 8100902 | no | no |  |  | no |  |  | 0 | 0 | 0 | 0
oh_line_8100902_200848938 |  | AD | node_8100902_200853396 | node_8100902_200848938 | 24.46 | bal_1P_1/0AC | 8100902 | no | no |  |  | no |  |  | 0 | 0 | 0 | 0
oh_line_8100902_200848939 |  | AD | node_8100902_200848938 | node_8100902_200848939 | 132.083 | bal_1P_1/0AC | 8100902 | no | no |  |  | no |  |  | 0 | 0 | 0 | 0
oh_line_8100902_200848940 |  | AD | node_8100902_200848939 | node_8100902_200848940 | 141.876 | bal_1P_1/0AC | 8100902 | no | no |  |  | no |  |  | 0 | 0 | 0 | 0
oh_line_8100902_200849017 |  | ABCD | node_8100902_200851289 | node_8100902_200849017 | 36.273 | bal_3P_4CU | 8100902 | no | no |  |  | no |  |  | 0 | 0 | 0 | 0
oh_line_8100902_200849018 |  | ABCD | node_8100902_200849017 | node_8100902_200849018 | 94.737 | bal_3P_4CU | 8100902 | no | no |  |  | no |  |  | 0 | 0 | 0 | 0
oh_line_8100902_200849019 |  | ABCD | node_8100902_200849018 | node_8100902_200849019 | 176.397 | bal_3P_4CU | 8100902 | no | no |  |  | no |  |  | 0 | 0 | 0 | 0
oh_line_8100902_200849020 |  | ABCD | node_8100902_200849019 | node_8100902_200849020 | 188.344 | bal_3P_1/0AC | 8100902 | no | no |  |  | no |  |  | 0 | 0 | 0 | 0
oh_line_8100902_200849021 |  | AD | node_8100902_200849020 | node_8100902_200849021 | 129.451 | bal_1P_6CU | 8100902 | no | no |  |  | no |  |  | 0 | 0 | 0 | 0
oh_line_8100902_200849022 |  | AD | node_8100902_200849021 | node_8100902_200849022 | 100.218 | bal_1P_6CU | 8100902 | no | no |  |  | no |  |  | 0 | 0 | 0 | 0
oh_line_8100902_200849023 |  | AD | node_8100902_200849022 | node_8100902_200849023 | 98.714 | bal_1P_6CU | 8100902 | no | no |  |  | no |  |  | 0 | 0 | 0 | 0
oh_line_8100902_200849025 |  | ABCD | node_8100902_200849020 | node_8100902_200849025 | 59.828 | bal_3P_1/0AC | 8100902 | no | no |  |  | no |  |  | 0 | 0 | 0 | 0
oh_line_8100902_200849606 |  | ABCD | node_8100902_200851297 | node_8100902_200849606 | 109.442 | bal_3P_477AL | 8100902 | no | no |  |  | no |  |  | 0 | 0 | 0 | 0
oh_line_8100902_200850782 |  | ABCD | node_8100902_200855058 | node_intto1_8100902_200850782 | 66.907 | bal_3P_477AL | 8100902 | no | no |  |  | no |  |  | 0 | 0 | 0 | 0
oh_line_8100902_200850783 |  | ABCD | node_8100902_200850782 | node_8100902_200850783 | 111.647 | bal_3P_477AL | 8100902 | no | no |  |  | no |  |  | 0 | 0 | 0 | 0
oh_line_8100902_200850784 |  | ABCD | node_8100902_200850783 | node_8100902_200850784 | 121.31 | bal_3P_477AL | 8100902 | no | no |  |  | no |  |  | 0 | 0 | 0 | 0
oh_line_8100902_200850785 |  | ABCD | node_8100902_200850784 | node_8100902_200850785 | 172.875 | bal_3P_477AL | 8100902 | no | no |  |  | no |  |  | 0 | 0 | 0 | 0
oh_line_8100902_200850786 |  | ABCD | node_8100902_200850785 | node_8100902_200850786 | 177.787 | bal_3P_477AL | 8100902 | no | no |  |  | no |  |  | 0 | 0 | 0 | 0
oh_line_8100902_200850787 |  | ABCD | node_8100902_200850786 | node_8100902_200850787 | 177.051 | bal_3P_477AL | 8100902 | no | no |  |  | no |  |  | 0 | 0 | 0 | 0
oh_line_8100902_200851287 |  | ABCD | node_8100902_200851289 | node_8100902_200851287 | 234.386 | bal_3P_2/0CU | 8100902 | no | no |  |  | no |  |  | 0 | 0 | 0 | 0
oh_line_8100902_200851289 |  | ABCD | node_8100902_200851290 | node_8100902_200851289 | 93.909 | bal_3P_2/0CU | 8100902 | no | no |  |  | no |  |  | 0 | 0 | 0 | 0
oh_line_8100902_200851290 |  | ABCD | node_8100902_200851291 | node_8100902_200851290 | 69.868 | bal_3P_2/0CU | 8100902 | no | no |  |  | no |  |  | 0 | 0 | 0 | 0
oh_line_8100902_200851291 |  | ABCD | node_8100902_200851292 | node_8100902_200851291 | 137.291 | bal_3P_2/0CU | 8100902 | no | no |  |  | no |  |  | 0 | 0 | 0 | 0
oh_line_8100902_200851292 |  | ABCD | node_8100902_200851293 | node_8100902_200851292 | 163.422 | bal_3P_2/0CU | 8100902 | no | no |  |  | no |  |  | 0 | 0 | 0 | 0
oh_line_8100902_200851293 |  | ABCD | node_8100902_200851294 | node_8100902_200851293 | 129.274 | bal_3P_2/0CU | 8100902 | no | no |  |  | no |  |  | 0 | 0 | 0 | 0
oh_line_8100902_200851294 |  | ABCD | node_8100902_200851295 | node_8100902_200851294 | 99.398 | bal_3P_2/0CU | 8100902 | no | no |  |  | no |  |  | 0 | 0 | 0 | 0
oh_line_8100902_200851295 |  | ABCD | node_8100902_200851296 | node_8100902_200851295 | 147.122 | bal_3P_2/0CU | 8100902 | no | no |  |  | no |  |  | 0 | 0 | 0 | 0
oh_line_8100902_200851296-1 |  | ABCD | node_8100902_200851297 | node_1359060_09_15294482_124 | 66.705 | bal_3P_2/0CU | 8100902 | no | no |  |  | no |  |  | 0 | 0 | 0 | 0
oh_line_8100902_200851296-2 |  | ABCD | node_1359060_09_15294482_124 | node_8100902_200851296 | 6.379 | bal_3P_2/0CU | 8100902 | no | no |  |  | no |  |  | 0 | 0 | 0 | 0
oh_line_8100902_200851297 |  | ABCD | node_8100902_200851298 | node_8100902_200851297 | 85.157 | bal_3P_2/0CU | 8100902 | no | no |  |  | no |  |  | 0 | 0 | 0 | 0
oh_line_8100902_200851298 |  | ABCD | node_8100902_200851299 | node_8100902_200851298 | 147.977 | bal_3P_2/0CU | 8100902 | no | no |  |  | no |  |  | 0 | 0 | 0 | 0
oh_line_8100902_200851299 |  | ABCD | node_8100902_200854285 | node_8100902_200851299 | 45.289 | bal_3P_477AL | 8100902 | no | no |  |  | no |  |  | 0 | 0 | 0 | 0
oh_line_8100902_200851300 |  | ABCD | node_8100902_200851299 | node_8100902_200851300 | 62.61 | bal_3P_2/0CU | 8100902 | no | no |  |  | no |  |  | 0 | 0 | 0 | 0
oh_line_8100902_200851301 |  | ABCD | node_8100902_200851300 | node_8100902_200851301 | 77.202 | bal_3P_2/0CU | 8100902 | no | no |  |  | no |  |  | 0 | 0 | 0 | 0
oh_line_8100902_200851302 |  | ABCD | node_8100902_200851301 | node_8100902_200851302 | 87.306 | bal_3P_2/0CU | 8100902 | no | no |  |  | no |  |  | 0 | 0 | 0 | 0
oh_line_8100902_200851303 |  | ABCD | node_8100902_200851302 | node_8100902_200851303 | 76.315 | bal_3P_1/0AA | 8100902 | no | no |  |  | no |  |  | 0 | 0 | 0 | 0
oh_line_8100902_200851304 |  | ABCD | node_8100902_200851302 | node_8100902_200851304 | 63.002 | bal_3P_2/0CU | 8100902 | no | no |  |  | no |  |  | 0 | 0 | 0 | 0
oh_line_8100902_200851305 |  | ABCD | node_8100902_200851303 | node_8100902_200851305 | 80.868 | bal_3P_1/0AA | 8100902 | no | no |  |  | no |  |  | 0 | 0 | 0 | 0
oh_line_8100902_200851388 |  | ABCD | node_8100902_200851389 | node_8100902_200851388 | 121.53 | bal_3P_2/0CU | 8100902 | no | no |  |  | no |  |  | 0 | 0 | 0 | 0
oh_line_8100902_200851389 |  | ABCD | node_8100902_200851390 | node_8100902_200851389 | 83.343 | bal_3P_2/0CU | 8100902 | no | no |  |  | no |  |  | 0 | 0 | 0 | 0
oh_line_8100902_200851390 |  | ABCD | node_8100902_200851391 | node_8100902_200851390 | 104.067 | bal_3P_2/0CU | 8100902 | no | no |  |  | no |  |  | 0 | 0 | 0 | 0
oh_line_8100902_200851391 |  | ABCD | node_8100902_200851392 | node_8100902_200851391 | 149.03 | bal_3P_2/0CU | 8100902 | no | no |  |  | no |  |  | 0 | 0 | 0 | 0
oh_line_8100902_200851392 |  | ABCD | node_8100902_200851393 | node_8100902_200851392 | 102.584 | bal_3P_2/0CU | 8100902 | no | no |  |  | no |  |  | 0 | 0 | 0 | 0
oh_line_8100902_200851393 |  | ABCD | node_8100902_200851394 | node_8100902_200851393 | 61.874 | bal_3P_2/0CU | 8100902 | no | no |  |  | no |  |  | 0 | 0 | 0 | 0
oh_line_8100902_200851394 |  | ABCD | node_8100902_200976119 | node_8100902_200851394 | 184.733 | bal_3P_2/0CU | 8100902 | no | no |  |  | no |  |  | 0 | 0 | 0 | 0
oh_line_8100902_200851397 |  | ABCD | node_8100902_200851398 | node_8100902_200851397 | 90.167 | bal_3P_2/0CU | 8100902 | no | no |  |  | no |  |  | 0 | 0 | 0 | 0
oh_line_8100902_200851398 |  | ABCD | node_8100902_200851399 | node_8100902_200851398 | 57.88 | bal_3P_2/0CU | 8100902 | no | no |  |  | no |  |  | 0 | 0 | 0 | 0
oh_line_8100902_200851399 |  | ABCD | node_8100902_200974739 | node_8100902_200851399 | 92.583 | bal_3P_2/0CU | 8100902 | no | no |  |  | no |  |  | 0 | 0 | 0 | 0
oh_line_8100902_200851402 |  | ABCD | node_8100902_200974738 | node_8100902_200851402 | 75.453 | bal_3P_1/0AA | 8100902 | no | no |  |  | no |  |  | 0 | 0 | 0 | 0
oh_line_8100902_200851403 |  | ABCD | node_8100902_200851402 | node_8100902_200851403 | 24.419 | bal_3P_1/0AC | 8100902 | no | no |  |  | no |  |  | 0 | 0 | 0 | 0
oh_line_8100902_200851404 |  | ABCD | node_8100902_200851403 | node_8100902_200851404 | 111.549 | bal_3P_1/0AC | 8100902 | no | no |  |  | no |  |  | 0 | 0 | 0 | 0
oh_line_8100902_200851406 |  | ABCD | node_8100902_200851407 | node_8100902_200851406 | 162.329 | bal_3P_2/0CU | 8100902 | no | no |  |  | no |  |  | 0 | 0 | 0 | 0
oh_line_8100902_200851407 |  | ABCD | node_8100902_200851408 | node_8100902_200851407 | 112.652 | bal_3P_2/0CU | 8100902 | no | no |  |  | no |  |  | 0 | 0 | 0 | 0
oh_line_8100902_200851408 |  | ABCD | node_8100902_200851409 | node_8100902_200851408 | 142.576 | bal_3P_2/0CU | 8100902 | no | no |  |  | no |  |  | 0 | 0 | 0 | 0
oh_line_8100902_200851409 |  | ABCD | node_8100902_200851410 | node_8100902_200851409 | 163.918 | bal_3P_2/0CU | 8100902 | no | no |  |  | no |  |  | 0 | 0 | 0 | 0
oh_line_8100902_200851410 |  | ABCD | node_8100902_200851411 | node_8100902_200851410 | 114.428 | bal_3P_2/0CU | 8100902 | no | no |  |  | no |  |  | 0 | 0 | 0 | 0
oh_line_8100902_200851411 |  | ABCD | node_8100902_200851412 | node_8100902_200851411 | 96.011 | bal_3P_2/0CU | 8100902 | no | no |  |  | no |  |  | 0 | 0 | 0 | 0
oh_line_8100902_200851412 |  | ABCD | node_8100902_200851287 | node_8100902_200851412 | 122.375 | bal_3P_2/0CU | 8100902 | no | no |  |  | no |  |  | 0 | 0 | 0 | 0
oh_line_8100902_200851431 |  | AD | node_8100902_200851432 | node_8100902_200851431 | 146.621 | bal_1P_1/0AC | 8100902 | no | no |  |  | no |  |  | 0 | 0 | 0 | 0
oh_line_8100902_200851432 |  | AD | node_8100902_200851433 | node_8100902_200851432 | 109.782 | bal_1P_1/0AC | 8100902 | no | no |  |  | no |  |  | 0 | 0 | 0 | 0
oh_line_8100902_200851433 |  | AD | node_8100902_200851434 | node_8100902_200851433 | 118.038 | bal_1P_1/0AC | 8100902 | no | no |  |  | no |  |  | 0 | 0 | 0 | 0
oh_line_8100902_200851434 |  | ABCD | node_8100902_200853458 | node_8100902_200851434 | 109.088 | bal_3P_4/0AA | 8100902 | no | no |  |  | no |  |  | 0 | 0 | 0 | 0
oh_line_8100902_200851436 |  | ABCD | node_8100902_200851434 | node_8100902_200851436 | 108.083 | bal_3P_1/0AC | 8100902 | no | no |  |  | no |  |  | 0 | 0 | 0 | 0
oh_line_8100902_200851437 |  | ABCD | node_8100902_200851436 | node_8100902_200851437 | 83.599 | bal_3P_1/0AC | 8100902 | no | no |  |  | no |  |  | 0 | 0 | 0 | 0
oh_line_8100902_200851439 |  | AD | node_8100902_200851440 | node_8100902_200851439 | 141.555 | bal_1P_1/0AC | 8100902 | no | no |  |  | no |  |  | 0 | 0 | 0 | 0
oh_line_8100902_200851440 |  | AD | node_8100902_200851441 | node_8100902_200851440 | 99.451 | bal_1P_1/0AC | 8100902 | no | no |  |  | no |  |  | 0 | 0 | 0 | 0
oh_line_8100902_200851441 |  | AD | node_8100902_200851443 | node_8100902_200851441 | 148.568 | bal_1P_1/0AC | 8100902 | no | no |  |  | no |  |  | 0 | 0 | 0 | 0
oh_line_8100902_200851443 |  | AD | node_8100902_200851444 | node_intto1_8100902_200851443 | 150.19 | bal_1P_6CU | 8100902 | no | no |  |  | no |  |  | 0 | 0 | 0 | 0
oh_line_8100902_200851444 |  | AD | node_8100902_200851445 | node_8100902_200851444 | 118.455 | bal_1P_6CU | 8100902 | no | no |  |  | no |  |  | 0 | 0 | 0 | 0
oh_line_8100902_200851445 |  | AD | node_8100902_200853135 | node_8100902_200851445 | 115.736 | bal_1P_6CU | 8100902 | no | no |  |  | no |  |  | 0 | 0 | 0 | 0
oh_line_8100902_200851487 |  | ABCD | node_8100902_200851887 | node_intto1_8100902_200851487 | 83.274 | bal_3P_4CU | 8100902 | no | no |  |  | no |  |  | 0 | 0 | 0 | 0
oh_line_8100902_200851488 |  | ABCD | node_8100902_200851487 | node_8100902_200851488 | 108.532 | bal_3P_4CU | 8100902 | no | no |  |  | no |  |  | 0 | 0 | 0 | 0
oh_line_8100902_200851489 |  | ABCD | node_8100902_200851488 | node_8100902_200851489 | 56.537 | bal_3P_4CU | 8100902 | no | no |  |  | no |  |  | 0 | 0 | 0 | 0
oh_line_8100902_200851490 |  | AD | node_8100902_200851489 | node_8100902_200851490 | 124.826 | bal_1P_4CU | 8100902 | no | no |  |  | no |  |  | 0 | 0 | 0 | 0
oh_line_8100902_200851524 |  | AD | node_8100902_200851525 | node_8100902_200851524 | 115.692 | bal_1P_1/0AC | 8100902 | no | no |  |  | no |  |  | 0 | 0 | 0 | 0
oh_line_8100902_200851525 |  | AD | node_8100902_200851877 | node_8100902_200851525 | 47.815 | bal_1P_1/0AC | 8100902 | no | no |  |  | no |  |  | 0 | 0 | 0 | 0
oh_line_8100902_200851584 |  | AD | node_8100902_200848665 | node_8100902_200851584 | 33.137 | bal_1P_1/0AC | 8100902 | no | no |  |  | no |  |  | 0 | 0 | 0 | 0
oh_line_8100902_200851585 |  | AD | node_8100902_200851584 | node_8100902_200851585 | 118.373 | bal_1P_1/0AC | 8100902 | no | no |  |  | no |  |  | 0 | 0 | 0 | 0
oh_line_8100902_200851746 |  | ABCD | node_8100902_200983541 | node_8100902_200851746 | 95.058 | bal_3P_477AL | 8100902 | no | no |  |  | no |  |  | 0 | 0 | 0 | 0
oh_line_8100902_200851747 |  | ABCD | node_8100902_200983542 | node_8100902_200851747 | 137.502 | bal_3P_336AL | 8100902 | no | no |  |  | no |  |  | 0 | 0 | 0 | 0
oh_line_8100902_200851755 |  | ABCD | node_8100902_310054798 | node_8100902_200851755 | 148.132 | bal_3P_336AL | 8100902 | no | no |  |  | no |  |  | 0 | 0 | 0 | 0
oh_line_8100902_200851760 |  | ABCD | node_8100902_200851761 | node_8100902_200851760 | 93.381 | bal_3P_336AL | 8100902 | no | no |  |  | no |  |  | 0 | 0 | 0 | 0
oh_line_8100902_200851761 |  | ABCD | node_8100902_201042201 | node_8100902_200851761 | 33.936 | bal_3P_336AL | 8100902 | no | no |  |  | no |  |  | 0 | 0 | 0 | 0
oh_line_8100902_200851792 |  | AD | node_8100902_200848717 | node_8100902_200851792 | 26.972 | bal_1P_1/0AC | 8100902 | no | no |  |  | no |  |  | 0 | 0 | 0 | 0
oh_line_8100902_200851793 |  | AD | node_8100902_200851792 | node_8100902_200851793 | 133.697 | bal_1P_1/0AC | 8100902 | no | no |  |  | no |  |  | 0 | 0 | 0 | 0
oh_line_8100902_200851794 |  | AD | node_8100902_200851793 | node_8100902_200851794 | 98.004 | bal_1P_1/0AC | 8100902 | no | no |  |  | no |  |  | 0 | 0 | 0 | 0
oh_line_8100902_200851795 |  | AD | node_8100902_200851794 | node_8100902_200851795 | 144.19 | bal_1P_1/0AC | 8100902 | no | no |  |  | no |  |  | 0 | 0 | 0 | 0
oh_line_8100902_200851874 |  | AD | node_8100902_200848662 | node_8100902_200851874 | 28.507 | bal_1P_1/0AC | 8100902 | no | no |  |  | no |  |  | 0 | 0 | 0 | 0
oh_line_8100902_200851876 |  | AD | node_8100902_201049074 | node_8100902_200851876 | 96.264 | bal_1P_1/0AC | 8100902 | no | no |  |  | no |  |  | 0 | 0 | 0 | 0
oh_line_8100902_200851877 |  | AD | node_8100902_200851876 | node_8100902_200851877 | 146.792 | bal_1P_1/0AC | 8100902 | no | no |  |  | no |  |  | 0 | 0 | 0 | 0
oh_line_8100902_200851878 |  | ABCD | node_8100902_200851301 | node_8100902_200851878 | 93.967 | bal_3P_4CU | 8100902 | no | no |  |  | no |  |  | 0 | 0 | 0 | 0
oh_line_8100902_200851879 |  | ABCD | node_8100902_200851878 | node_8100902_200851879 | 65.998 | bal_3P_4CU | 8100902 | no | no |  |  | no |  |  | 0 | 0 | 0 | 0
oh_line_8100902_200851880 |  | ABCD | node_8100902_200851879 | node_8100902_200851880 | 98.79 | bal_3P_4CU | 8100902 | no | no |  |  | no |  |  | 0 | 0 | 0 | 0
oh_line_8100902_200851881 |  | ABCD | node_8100902_200851880 | node_8100902_200851881 | 73.849 | bal_3P_4CU | 8100902 | no | no |  |  | no |  |  | 0 | 0 | 0 | 0
oh_line_8100902_200851882 |  | ABCD | node_8100902_200851881 | node_8100902_200851882 | 108.376 | bal_3P_4CU | 8100902 | no | no |  |  | no |  |  | 0 | 0 | 0 | 0
oh_line_8100902_200851883 |  | ABCD | node_8100902_200851882 | node_8100902_200851883 | 109.694 | bal_3P_1/0AC | 8100902 | no | no |  |  | no |  |  | 0 | 0 | 0 | 0
oh_line_8100902_200851884 |  | ABCD | node_8100902_200851883 | node_8100902_200851884 | 109.972 | bal_3P_4CU | 8100902 | no | no |  |  | no |  |  | 0 | 0 | 0 | 0
oh_line_8100902_200851885 |  | ABCD | node_8100902_200851884 | node_8100902_200851885 | 147.555 | bal_3P_4CU | 8100902 | no | no |  |  | no |  |  | 0 | 0 | 0 | 0
oh_line_8100902_200851887 |  | ABCD | node_8100902_200972083 | node_8100902_200851887 | 140.955 | bal_3P_4CU | 8100902 | no | no |  |  | no |  |  | 0 | 0 | 0 | 0
oh_line_8100902_200853135 |  | AD | node_8100902_200976119 | node_intto1_8100902_200853135 | 70.976 | bal_1P_4/0AL | 8100902 | no | no |  |  | no |  |  | 0 | 0 | 0 | 0
oh_line_8100902_200853136 |  | AD | node_8100902_200853135 | node_8100902_200853136 | 32.322 | bal_1P_4/0AL | 8100902 | no | no |  |  | no |  |  | 0 | 0 | 0 | 0
oh_line_8100902_200853137 |  | AD | node_8100902_200853136 | node_8100902_200853137 | 108.525 | bal_1P_1/0AC | 8100902 | no | no |  |  | no |  |  | 0 | 0 | 0 | 0
oh_line_8100902_200853139 |  | AD | node_8100902_200853137 | node_8100902_200853139 | 103.779 | bal_1P_1/0AC | 8100902 | no | no |  |  | no |  |  | 0 | 0 | 0 | 0
oh_line_8100902_200853143 |  | AD | node_8100902_200947705 | node_8100902_200853143 | 175.145 | bal_1P_1/0AC | 8100902 | no | no |  |  | no |  |  | 0 | 0 | 0 | 0
oh_line_8100902_200853366 |  | ABCD | node_8100902_200851391 | node_8100902_200853366 | 68.902 | bal_3P_4CU | 8100902 | no | no |  |  | no |  |  | 0 | 0 | 0 | 0
oh_line_8100902_200853368 |  | ABCD | node_8100902_201063193 | node_8100902_200853368 | 50.545 | bal_3P_1/0AC | 8100902 | no | no |  |  | no |  |  | 0 | 0 | 0 | 0
oh_line_8100902_200853370 |  | ABCD | node_8100902_201063193 | node_8100902_200853370 | 144.981 | bal_3P_1/0AC | 8100902 | no | no |  |  | no |  |  | 0 | 0 | 0 | 0
oh_line_8100902_200853372 |  | ABCD | node_8100902_200853370 | node_8100902_200853372 | 106.199 | bal_3P_1/0AC | 8100902 | no | no |  |  | no |  |  | 0 | 0 | 0 | 0
oh_line_8100902_200853373 |  | ABCD | node_8100902_200853372 | node_8100902_200853373 | 213.002 | bal_3P_1/0AC | 8100902 | no | no |  |  | no |  |  | 0 | 0 | 0 | 0
oh_line_8100902_200853376 |  | ABCD | node_8100902_200851394 | node_8100902_200853376 | 72.864 | bal_3P_1/0AC | 8100902 | no | no |  |  | no |  |  | 0 | 0 | 0 | 0
oh_line_8100902_200853377 |  | ABCD | node_8100902_200853376 | node_8100902_200853377 | 117.688 | bal_3P_1/0AC | 8100902 | no | no |  |  | no |  |  | 0 | 0 | 0 | 0
oh_line_8100902_200853379 |  | ABCD | node_8100902_200853377 | node_8100902_200853379 | 163.429 | bal_3P_1/0AC | 8100902 | no | no |  |  | no |  |  | 0 | 0 | 0 | 0
oh_line_8100902_200853381 |  | ABCD | node_8100902_201009936 | node_8100902_200853381 | 125.206 | bal_3P_1/0AC | 8100902 | no | no |  |  | no |  |  | 0 | 0 | 0 | 0
oh_line_8100902_200853382 |  | ABCD | node_8100902_200853381 | node_8100902_200853382 | 128.574 | bal_3P_1/0AC | 8100902 | no | no |  |  | no |  |  | 0 | 0 | 0 | 0
oh_line_8100902_200853389 |  | AD | node_8100902_200853407 | node_8100902_200853389 | 214.98 | bal_1P_1/0AA | 8100902 | no | no |  |  | no |  |  | 0 | 0 | 0 | 0
oh_line_8100902_200853390 |  | AD | node_8100902_200974737 | node_8100902_200853390 | 75.594 | bal_1P_4CU | 8100902 | no | no |  |  | no |  |  | 0 | 0 | 0 | 0
oh_line_8100902_200853391 |  | AD | node_8100902_200853390 | node_intto1_8100902_200853391 | 121.024 | bal_1P_4CU | 8100902 | no | no |  |  | no |  |  | 0 | 0 | 0 | 0
oh_line_8100902_200853392 |  | AD | node_8100902_200853391 | node_8100902_200853392 | 132.385 | bal_1P_4CU | 8100902 | no | no |  |  | no |  |  | 0 | 0 | 0 | 0
oh_line_8100902_200853393 |  | AD | node_8100902_200853392 | node_8100902_200853393 | 105.874 | bal_1P_4CU | 8100902 | no | no |  |  | no |  |  | 0 | 0 | 0 | 0
oh_line_8100902_200853394 |  | AD | node_8100902_200853393 | node_8100902_200853394 | 124.326 | bal_1P_4CU | 8100902 | no | no |  |  | no |  |  | 0 | 0 | 0 | 0
oh_line_8100902_200853395 |  | AD | node_8100902_200853394 | node_8100902_200853395 | 163.194 | bal_1P_4CU | 8100902 | no | no |  |  | no |  |  | 0 | 0 | 0 | 0
oh_line_8100902_200853396 |  | AD | node_8100902_200853395 | node_8100902_200853396 | 115.008 | bal_1P_1/0AC | 8100902 | no | no |  |  | no |  |  | 0 | 0 | 0 | 0
oh_line_8100902_200853398 |  | ABCD | node_8100902_200851408 | node_8100902_200853398 | 86.297 | bal_3P_1/0AC | 8100902 | no | no |  |  | no |  |  | 0 | 0 | 0 | 0
oh_line_8100902_200853399 |  | ABCD | node_8100902_200853398 | node_intto1_8100902_200853399 | 131.177 | bal_3P_1/0AC | 8100902 | no | no |  |  | no |  |  | 0 | 0 | 0 | 0
oh_line_8100902_200853401 |  | ABCD | node_8100902_200947706 | node_8100902_200853401 | 136.166 | bal_3P_1/0AC | 8100902 | no | no |  |  | no |  |  | 0 | 0 | 0 | 0
oh_line_8100902_200853403 |  | ABCD | node_8100902_200853401 | node_8100902_200853403 | 142.033 | bal_3P_1/0AC | 8100902 | no | no |  |  | no |  |  | 0 | 0 | 0 | 0
oh_line_8100902_200853405 |  | ABCD | node_8100902_200853403 | node_8100902_200853405 | 167.487 | bal_3P_1/0AC | 8100902 | no | no |  |  | no |  |  | 0 | 0 | 0 | 0
oh_line_8100902_200853406 |  | ABCD | node_8100902_200853405 | node_8100902_200853406 | 315.818 | bal_3P_1/0AC | 8100902 | no | no |  |  | no |  |  | 0 | 0 | 0 | 0
oh_line_8100902_200853407 |  | ABCD | node_8100902_200853406 | node_8100902_200853407 | 77.954 | bal_3P_1/0AC | 8100902 | no | no |  |  | no |  |  | 0 | 0 | 0 | 0
oh_line_8100902_200853435 |  | ABCD | node_8100902_200851392 | node_8100902_200853435 | 167.426 | bal_3P_1/0AC | 8100902 | no | no |  |  | no |  |  | 0 | 0 | 0 | 0
oh_line_8100902_200853437 |  | ABCD | node_8100902_200853435 | node_8100902_200853437 | 144.392 | bal_3P_1/0AC | 8100902 | no | no |  |  | no |  |  | 0 | 0 | 0 | 0
oh_line_8100902_200853439 |  | ABCD | node_8100902_200853437 | node_8100902_200853439 | 143.229 | bal_3P_1/0AC | 8100902 | no | no |  |  | no |  |  | 0 | 0 | 0 | 0
oh_line_8100902_200853445 |  | ABCD | node_8100902_200851437 | node_8100902_200853445 | 125.848 | bal_3P_1/0AC | 8100902 | no | no |  |  | no |  |  | 0 | 0 | 0 | 0
oh_line_8100902_200853446 |  | ABCD | node_8100902_200853445 | node_8100902_200853446 | 93.451 | bal_3P_1/0AC | 8100902 | no | no |  |  | no |  |  | 0 | 0 | 0 | 0
oh_line_8100902_200853447 |  | ABCD | node_8100902_200853446 | node_8100902_200853447 | 89.665 | bal_3P_1/0AA | 8100902 | no | no |  |  | no |  |  | 0 | 0 | 0 | 0
oh_line_8100902_200853450 |  | ABCD | node_8100902_200851409 | node_intto1_8100902_200853450 | 76.501 | bal_3P_4CU | 8100902 | no | no |  |  | no |  |  | 0 | 0 | 0 | 0
oh_line_8100902_200853452 |  | ABCD | node_8100902_200853450 | node_8100902_200853452 | 102.252 | bal_3P_4CU | 8100902 | no | no |  |  | no |  |  | 0 | 0 | 0 | 0
oh_line_8100902_200853453 |  | ABCD | node_8100902_200853452 | node_8100902_200853453 | 99.18 | bal_3P_4CU | 8100902 | no | no |  |  | no |  |  | 0 | 0 | 0 | 0
oh_line_8100902_200853454 |  | ABCD | node_8100902_200853453 | node_8100902_200853454 | 110.306 | bal_3P_4CU | 8100902 | no | no |  |  | no |  |  | 0 | 0 | 0 | 0
oh_line_8100902_200853455 |  | AD | node_8100902_200853454 | node_8100902_200853455 | 135.382 | bal_1P_1/0AC | 8100902 | no | no |  |  | no |  |  | 0 | 0 | 0 | 0
oh_line_8100902_200853457 |  | ABCD | node_8100902_200853454 | node_8100902_200853457 | 98.816 | bal_3P_4/0AA | 8100902 | no | no |  |  | no |  |  | 0 | 0 | 0 | 0
oh_line_8100902_200853458 |  | ABCD | node_8100902_200853457 | node_8100902_200853458 | 92.879 | bal_3P_4/0AA | 8100902 | no | no |  |  | no |  |  | 0 | 0 | 0 | 0
oh_line_8100902_200853463 |  | AD | node_8100902_200853454 | node_8100902_200853463 | 78.205 | bal_1P_1/0AC | 8100902 | no | no |  |  | no |  |  | 0 | 0 | 0 | 0
oh_line_8100902_200853464 |  | AD | node_8100902_200853463 | node_8100902_200853464 | 87.14 | bal_1P_1/0AC | 8100902 | no | no |  |  | no |  |  | 0 | 0 | 0 | 0
oh_line_8100902_200854285 |  | ABCD | node_8100902_200936589 | node_8100902_200854285 | 198.845 | bal_3P_477AL | 8100902 | no | no |  |  | no |  |  | 0 | 0 | 0 | 0
oh_line_8100902_200854286 |  | ABCD | node_8100902_200850787 | node_8100902_200854286 | 40.773 | bal_3P_477AL | 8100902 | no | no |  |  | no |  |  | 0 | 0 | 0 | 0
oh_line_8100902_200854289 |  | ABCD | node_8100902_200936589 | node_8100902_200854289 | 55.894 | bal_3P_1/0AA | 8100902 | no | no |  |  | no |  |  | 0 | 0 | 0 | 0
oh_line_8100902_200855058 |  | ABCD | node_8100902_200851747 | node_8100902_200855058 | 179.487 | bal_3P_477AL | 8100902 | no | no |  |  | no |  |  | 0 | 0 | 0 | 0
oh_line_8100902_200855453 |  | ABCD | node_8100902_200855463 | node_8100902_200855453 | 101.409 | bal_3P_1/0AC | 8100902 | no | no |  |  | no |  |  | 0 | 0 | 0 | 0
oh_line_8100902_200855454 |  | ABCD | node_8100902_200953426 | node_8100902_200855454 | 106.664 | bal_3P_1/0AC | 8100902 | no | no |  |  | no |  |  | 0 | 0 | 0 | 0
oh_line_8100902_200855456 |  | ABCD | node_8100902_201042038 | node_8100902_200855456 | 21.639 | bal_3P_1/0AC | 8100902 | no | no |  |  | no |  |  | 0 | 0 | 0 | 0
oh_line_8100902_200855463 |  | ABCD | node_8100902_200855472 | node_8100902_200855463 | 135.125 | bal_3P_1/0AC | 8100902 | no | no |  |  | no |  |  | 0 | 0 | 0 | 0
oh_line_8100902_200855472 |  | ABCD | node_8100902_200855473 | node_8100902_200855472 | 143.936 | bal_3P_1/0AC | 8100902 | no | no |  |  | no |  |  | 0 | 0 | 0 | 0
oh_line_8100902_200855473 |  | ABCD | node_8100902_200855474 | node_8100902_200855473 | 126.033 | bal_3P_1/0AC | 8100902 | no | no |  |  | no |  |  | 0 | 0 | 0 | 0
oh_line_8100902_200855474 |  | ABCD | node_8100902_200855475 | node_8100902_200855474 | 117.376 | bal_3P_1/0AC | 8100902 | no | no |  |  | no |  |  | 0 | 0 | 0 | 0
oh_line_8100902_200855475 |  | ABCD | node_8100902_200855476 | node_8100902_200855475 | 107.452 | bal_3P_1/0AC | 8100902 | no | no |  |  | no |  |  | 0 | 0 | 0 | 0
oh_line_8100902_200855476 |  | ABCD | node_8100902_200855477 | node_8100902_200855476 | 96.712 | bal_3P_1/0AC | 8100902 | no | no |  |  | no |  |  | 0 | 0 | 0 | 0
oh_line_8100902_200855477 |  | ABCD | node_8100902_200855478 | node_8100902_200855477 | 105.282 | bal_3P_1/0AC | 8100902 | no | no |  |  | no |  |  | 0 | 0 | 0 | 0
oh_line_8100902_200855478 |  | ABCD | node_8100902_200855454 | node_8100902_200855478 | 98.084 | bal_3P_1/0AC | 8100902 | no | no |  |  | no |  |  | 0 | 0 | 0 | 0
oh_line_8100902_200855593 |  | ABCD | node_8100902_200851302 | node_8100902_200855593 | 103.738 | bal_3P_2/0CU | 8100902 | no | no |  |  | no |  |  | 0 | 0 | 0 | 0
oh_line_8100902_200855596 |  | ABCD | node_8100902_201042038 | node_8100902_200855596 | 155.877 | bal_3P_2/0CU | 8100902 | no | no |  |  | no |  |  | 0 | 0 | 0 | 0
oh_line_8100902_200855598 |  | ABCD | node_8100902_200855596 | node_8100902_200855598 | 107.277 | bal_3P_2/0CU | 8100902 | no | no |  |  | no |  |  | 0 | 0 | 0 | 0
oh_line_8100902_200855599 |  | ABCD | node_8100902_200855598 | node_8100902_200855599 | 144.745 | bal_3P_4/0CU | 8100902 | no | no |  |  | no |  |  | 0 | 0 | 0 | 0
oh_line_8100902_200855600 |  | ABCD | node_8100902_200855599 | node_8100902_200855600 | 64.905 | bal_3P_4/0CU | 8100902 | no | no |  |  | no |  |  | 0 | 0 | 0 | 0
oh_line_8100902_200855601 |  | ABCD | node_8100902_200855600 | node_8100902_200855601 | 100.143 | bal_3P_4/0CU | 8100902 | no | no |  |  | no |  |  | 0 | 0 | 0 | 0
oh_line_8100902_200855602 |  | ABCD | node_8100902_200855601 | node_8100902_200855602 | 91.894 | bal_3P_4/0CU | 8100902 | no | no |  |  | no |  |  | 0 | 0 | 0 | 0
oh_line_8100902_200855603 |  | ABCD | node_8100902_200855602 | node_8100902_200855603 | 118.44 | bal_3P_4/0CU | 8100902 | no | no |  |  | no |  |  | 0 | 0 | 0 | 0
oh_line_8100902_200856155 |  | ABCD | node_8100902_200851747 | node_intto1_1358412_226_15295835_453 | 255.687 | bal_3P_477AL | 8100902 | no | no |  |  | no |  |  | 0 | 0 | 0 | 0
oh_line_8100902_200856215 |  | ABCD | node_8100902_200851747 | node_8100902_200856215 | 40.429 | bal_3P_477AL | 8100902 | no | no |  |  | no |  |  | 0 | 0 | 0 | 0
oh_line_8100902_200917515-2 |  | ABCD | node_8100902_200917515 | node_intto1_1357873_728_15296208_932 | 36.702 | bal_3P_4/0CU | 8100902 | no | no |  |  | no |  |  | 0 | 0 | 0 | 0
oh_line_8100902_200917516 |  | ABCD | node_8100902_200917515 | node_8100902_200917516 | 126.919 | bal_3P_336AL | 8100902 | no | no |  |  | no |  |  | 0 | 0 | 0 | 0
oh_line_8100902_200917545 |  | ABCD | node_8100902_200850785 | node_8100902_200917545 | 43.863 | bal_3P_1/0AC | 8100902 | no | no |  |  | no |  |  | 0 | 0 | 0 | 0
oh_line_8100902_200917546 |  | ABCD | node_8100902_200917545 | node_8100902_200917546 | 65.279 | bal_3P_1/0AC | 8100902 | no | no |  |  | no |  |  | 0 | 0 | 0 | 0
oh_line_8100902_200936589 |  | ABCD | node_8100902_200854286 | node_8100902_200936589 | 166.32 | bal_3P_477AL | 8100902 | no | no |  |  | no |  |  | 0 | 0 | 0 | 0
oh_line_8100902_200947705 |  | AD | node_8100902_200853139 | node_8100902_200947705 | 95.232 | bal_1P_4/0AL | 8100902 | no | no |  |  | no |  |  | 0 | 0 | 0 | 0
oh_line_8100902_200947706 |  | ABCD | node_8100902_200853399 | node_8100902_200947706 | 100.106 | bal_3P_1/0AC | 8100902 | no | no |  |  | no |  |  | 0 | 0 | 0 | 0
oh_line_8100902_200953426 |  | ABCD | node_8100902_200855456 | node_8100902_200953426 | 109.517 | bal_3P_1/0AC | 8100902 | no | no |  |  | no |  |  | 0 | 0 | 0 | 0
oh_line_8100902_200972083 |  | ABCD | node_8100902_200851885 | node_8100902_200972083 | 123.477 | bal_3P_4CU | 8100902 | no | no |  |  | no |  |  | 0 | 0 | 0 | 0
oh_line_8100902_200974737 |  | ABCD | node_8100902_200851406 | node_intto1_8100902_200974737 | 128.355 | bal_3P_2/0CU | 8100902 | no | no |  |  | no |  |  | 0 | 0 | 0 | 0
oh_line_8100902_200974738 |  | ABCD | node_8100902_200974739 | node_8100902_200974738 | 47.055 | bal_3P_1/0AA | 8100902 | no | no |  |  | no |  |  | 0 | 0 | 0 | 0
oh_line_8100902_200974739 |  | ABCD | node_8100902_200974737 | node_8100902_200974739 | 79.639 | bal_3P_2/0CU | 8100902 | no | no |  |  | no |  |  | 0 | 0 | 0 | 0
oh_line_8100902_200976119 |  | ABCD | node_8100902_200851397 | node_8100902_200976119 | 154.199 | bal_3P_2/0CU | 8100902 | no | no |  |  | no |  |  | 0 | 0 | 0 | 0
oh_line_8100902_200979991 |  | ABCD | node_8100902_200979992 | node_8100902_200979991 | 72.162 | bal_3P_4/0AA | 8100902 | no | no |  |  | no |  |  | 0 | 0 | 0 | 0
oh_line_8100902_200979992 |  | ABCD | node_8100902_200979993 | node_8100902_200979992 | 111.493 | bal_3P_4/0AA | 8100902 | no | no |  |  | no |  |  | 0 | 0 | 0 | 0
oh_line_8100902_200979993 |  | ABCD | node_8100902_200979994 | node_8100902_200979993 | 78.457 | bal_3P_4/0AA | 8100902 | no | no |  |  | no |  |  | 0 | 0 | 0 | 0
oh_line_8100902_200979994 |  | ABCD | node_8100902_200983541 | node_8100902_200979994 | 31.083 | bal_3P_4/0AA | 8100902 | no | no |  |  | no |  |  | 0 | 0 | 0 | 0
oh_line_8100902_200983541 |  | ABCD | node_8100902_200851747 | node_8100902_200983541 | 64.599 | bal_3P_4/0AA | 8100902 | no | no |  |  | no |  |  | 0 | 0 | 0 | 0
oh_line_8100902_200983542 |  | ABCD | node_8100902_200851755 | node_8100902_200983542 | 125.38 | bal_3P_336AL | 8100902 | no | no |  |  | no |  |  | 0 | 0 | 0 | 0
oh_line_8100902_201009936 |  | ABCD | node_8100902_200853379 | node_8100902_201009936 | 163.558 | bal_3P_1/0AC | 8100902 | no | no |  |  | no |  |  | 0 | 0 | 0 | 0
oh_line_8100902_201019951 |  | ABCD | node_8100902_200853407 | node_8100902_201019951 | 49.778 | bal_3P_1/0AL | 8100902 | no | no |  |  | no |  |  | 0 | 0 | 0 | 0
oh_line_8100902_201041976 |  | ABCD | node_8100902_200917516 | node_8100902_201041976 | 138.171 | bal_3P_336AL | 8100902 | no | no |  |  | no |  |  | 0 | 0 | 0 | 0
oh_line_8100902_201042038 |  | ABCD | node_8100902_200855593 | node_8100902_201042038 | 93.489 | bal_3P_2/0CU | 8100902 | no | no |  |  | no |  |  | 0 | 0 | 0 | 0
oh_line_8100902_201042201 |  | ABCD | node_8100902_201049112 | node_8100902_201042201 | 157.995 | bal_3P_336AL | 8100902 | no | no |  |  | no |  |  | 0 | 0 | 0 | 0
oh_line_8100902_201049074 |  | AD | node_8100902_200851874 | node_8100902_201049074 | 81.325 | bal_1P_1/0AC | 8100902 | no | no |  |  | no |  |  | 0 | 0 | 0 | 0
oh_line_8100902_201049112 |  | ABCD | node_8100902_201041976 | node_8100902_201049112 | 109.428 | bal_3P_336AL | 8100902 | no | no |  |  | no |  |  | 0 | 0 | 0 | 0
oh_line_8100902_201063192 |  | ABCD | node_8100902_200853368 | node_intto1_8100902_201063192 | 127.863 | bal_3P_1/0AC | 8100902 | no | no |  |  | no |  |  | 0 | 0 | 0 | 0
oh_line_8100902_201063193 |  | ABCD | node_8100902_200853366 | node_8100902_201063193 | 88.203 | bal_3P_4CU | 8100902 | no | no |  |  | no |  |  | 0 | 0 | 0 | 0
oh_line_8100902_310000176 |  | ABCD | node_8100902_200855603 | node_intto1_1357697_743_15293807_785 | 21.991 | bal_3P_4/0CU | 8100902 | no | no |  |  | no |  |  | 0 | 0 | 0 | 0
oh_line_8100902_310054798 |  | ABCD | node_8100902_200851760 | node_8100902_310054798 | 18.446 | bal_3P_336AL | 8100902 | no | no |  |  | no |  |  | 0 | 0 | 0 | 0
oh_line_TAP_OH_902565 |  | AN | node_8100902_200848737 | node_1360973_733_15295889_68 | 0.033 | unb_TAPWIRE_OH | 8100902 | no | no |  |  | no |  |  | 0 | 0 | 0 | 0
oh_line_TAP_OH_902566 |  | AN | node_8100902_200848738 | node_1360971_787_15296035_436 | 0.033 | unb_TAPWIRE_OH | 8100902 | no | no |  |  | no |  |  | 0 | 0 | 0 | 0
oh_line_TAP_OH_902567 |  | AN | node_8100902_200848742 | node_1361241_761_15295945_648 | 0.033 | unb_TAPWIRE_OH | 8100902 | no | no |  |  | no |  |  | 0 | 0 | 0 | 0
oh_line_TAP_OH_902593 |  | AN | node_8100902_200848852 | node_1359188_178_15293669_836 | 0.033 | unb_TAPWIRE_OH | 8100902 | no | no |  |  | no |  |  | 0 | 0 | 0 | 0
oh_line_TAP_OH_902594 |  | AN | node_8100902_200848855 | node_1359493_843_15293812_1 | 0.033 | unb_TAPWIRE_OH | 8100902 | no | no |  |  | no |  |  | 0 | 0 | 0 | 0
oh_line_TAP_OH_902595 |  | AN | node_8100902_200848858 | node_1359811_445_15293954_376 | 0.033 | unb_TAPWIRE_OH | 8100902 | no | no |  |  | no |  |  | 0 | 0 | 0 | 0
oh_line_TAP_OH_902625 |  | AN | node_8100902_200848940 | node_1361595_458_15294635_944 | 0.033 | unb_TAPWIRE_OH | 8100902 | no | no |  |  | no |  |  | 0 | 0 | 0 | 0
oh_line_TAP_OH_902652 |  | AN | node_8100902_200849023 | node_1359984_604_15295290_022 | 0.033 | unb_TAPWIRE_OH | 8100902 | no | no |  |  | no |  |  | 0 | 0 | 0 | 0
oh_line_TAP_OH_903095 |  | ABCN | node_8100902_200850784 | node_1358602_208_15295284_695 | 0.033 | unb_TAPWIRE_OH | 8100902 | no | no |  |  | no |  |  | 0 | 0 | 0 | 0
oh_line_TAP_OH_903221 |  | ABCN | node_8100902_200851287 | node_1360034_511_15294940_987 | 0.033 | unb_TAPWIRE_OH | 8100902 | no | no |  |  | no |  |  | 0 | 0 | 0 | 0
oh_line_TAP_OH_903222 |  | ABCN | node_8100902_200851291 | node_1359670_084_15294780_517 | 0.033 | unb_TAPWIRE_OH | 8100902 | no | no |  |  | no |  |  | 0 | 0 | 0 | 0
oh_line_TAP_OH_903248 |  | ABCN | node_8100902_200851393 | node_1361685_844_15295515_089 | 0.033 | unb_TAPWIRE_OH | 8100902 | no | no |  |  | no |  |  | 0 | 0 | 0 | 0
oh_line_TAP_OH_903249 |  | ABCN | node_8100902_200851397 | node_1361307_797_15295429_712 | 0.033 | unb_TAPWIRE_OH | 8100902 | no | no |  |  | no |  |  | 0 | 0 | 0 | 0
oh_line_TAP_OH_903253 |  | ABCN | node_8100902_200851406 | node_1360894_995_15295249_902 | 0.033 | unb_TAPWIRE_OH | 8100902 | no | no |  |  | no |  |  | 0 | 0 | 0 | 0
oh_line_TAP_OH_903255 |  | ABCN | node_8100902_200851411 | node_1360256_791_15294967_823 | 0.033 | unb_TAPWIRE_OH | 8100902 | no | no |  |  | no |  |  | 0 | 0 | 0 | 0
oh_line_TAP_OH_903259 |  | AN | node_8100902_200851431 | node_1359895_668_15295769_694 | 0.033 | unb_TAPWIRE_OH | 8100902 | no | no |  |  | no |  |  | 0 | 0 | 0 | 0
oh_line_TAP_OH_903260 |  | ABCN | node_8100902_200851436 | node_1360380_524_15295702_066 | 0.033 | unb_TAPWIRE_OH | 8100902 | no | no |  |  | no |  |  | 0 | 0 | 0 | 0
oh_line_TAP_OH_903261 |  | AN | node_8100902_200851439 | node_1360707_116_15295697_36 | 0.033 | unb_TAPWIRE_OH | 8100902 | no | no |  |  | no |  |  | 0 | 0 | 0 | 0
oh_line_TAP_OH_903262 |  | AN | node_8100902_200851440 | node_1360843_51_15295681_216 | 0.033 | unb_TAPWIRE_OH | 8100902 | no | no |  |  | no |  |  | 0 | 0 | 0 | 0
oh_line_TAP_OH_903279 |  | ABCN | node_8100902_200851487 | node_1359315_226_15293421_52 | 0.033 | unb_TAPWIRE_OH | 8100902 | no | no |  |  | no |  |  | 0 | 0 | 0 | 0
oh_line_TAP_OH_903280 |  | AN | node_8100902_200851490 | node_1359578_272_15293540_489 | 0.033 | unb_TAPWIRE_OH | 8100902 | no | no |  |  | no |  |  | 0 | 0 | 0 | 0
oh_line_TAP_OH_903287 |  | AN | node_8100902_200851524 | node_1359339_138_15294144_595 | 0.033 | unb_TAPWIRE_OH | 8100902 | no | no |  |  | no |  |  | 0 | 0 | 0 | 0
oh_line_TAP_OH_903299 |  | AN | node_8100902_200851585 | node_1359108_751_15294284_261 | 0.033 | unb_TAPWIRE_OH | 8100902 | no | no |  |  | no |  |  | 0 | 0 | 0 | 0
oh_line_TAP_OH_903331 |  | ABCN | node_8100902_200851755 | node_1358441_165_15295967_58 | 0.033 | unb_TAPWIRE_OH | 8100902 | no | no |  |  | no |  |  | 0 | 0 | 0 | 0
oh_line_TAP_OH_903340 |  | AN | node_8100902_200851795 | node_1359831_335_15294286_844 | 0.033 | unb_TAPWIRE_OH | 8100902 | no | no |  |  | no |  |  | 0 | 0 | 0 | 0
oh_line_TAP_OH_903352 |  | AN | node_8100902_200851876 | node_1359357_607_15294327_549 | 0.033 | unb_TAPWIRE_OH | 8100902 | no | no |  |  | no |  |  | 0 | 0 | 0 | 0
oh_line_TAP_OH_903354 |  | ABCN | node_8100902_200851883 | node_1358973_176_15293874_234 | 0.033 | unb_TAPWIRE_OH | 8100902 | no | no |  |  | no |  |  | 0 | 0 | 0 | 0
oh_line_TAP_OH_903696 |  | AN | node_8100902_200853143 | node_1361483_897_15296118_714 | 0.033 | unb_TAPWIRE_OH | 8100902 | no | no |  |  | no |  |  | 0 | 0 | 0 | 0
oh_line_TAP_OH_903750 |  | ABCN | node_8100902_200853376 | node_1361593_161_15295480_47 | 0.033 | unb_TAPWIRE_OH | 8100902 | no | no |  |  | no |  |  | 0 | 0 | 0 | 0
oh_line_TAP_OH_903753 |  | AN | node_8100902_200853389 | node_1361268_498_15294081_597 | 0.033 | unb_TAPWIRE_OH | 8100902 | no | no |  |  | no |  |  | 0 | 0 | 0 | 0
oh_line_TAP_OH_903754 |  | AN | node_8100902_200853391 | node_1361057_561_15295145_584 | 0.033 | unb_TAPWIRE_OH | 8100902 | no | no |  |  | no |  |  | 0 | 0 | 0 | 0
oh_line_TAP_OH_903755 |  | AN | node_8100902_200853392 | node_1361103_181_15295025_997 | 0.033 | unb_TAPWIRE_OH | 8100902 | no | no |  |  | no |  |  | 0 | 0 | 0 | 0
oh_line_TAP_OH_903756 |  | AN | node_8100902_200853395 | node_1361239_556_15294649_853 | 0.033 | unb_TAPWIRE_OH | 8100902 | no | no |  |  | no |  |  | 0 | 0 | 0 | 0
oh_line_TAP_OH_903757 |  | ABCN | node_8100902_200853405 | node_1360827_52_15294443_929 | 0.033 | unb_TAPWIRE_OH | 8100902 | no | no |  |  | no |  |  | 0 | 0 | 0 | 0
oh_line_TAP_OH_903758 |  | ABCN | node_8100902_200853406 | node_1360986_472_15294168_319 | 0.033 | unb_TAPWIRE_OH | 8100902 | no | no |  |  | no |  |  | 0 | 0 | 0 | 0
oh_line_TAP_OH_903766 |  | ABCN | node_8100902_200853450 | node_1360433_932_15295140_803 | 0.033 | unb_TAPWIRE_OH | 8100902 | no | no |  |  | no |  |  | 0 | 0 | 0 | 0
oh_line_TAP_OH_903767 |  | AN | node_8100902_200853455 | node_1360463_975_15295427_127 | 0.033 | unb_TAPWIRE_OH | 8100902 | no | no |  |  | no |  |  | 0 | 0 | 0 | 0
oh_line_TAP_OH_903768 |  | AN | node_8100902_200853464 | node_1360165_013_15295431_258 | 0.033 | unb_TAPWIRE_OH | 8100902 | no | no |  |  | no |  |  | 0 | 0 | 0 | 0
oh_line_TAP_OH_904207 |  | ABCN | node_8100902_200855472 | node_1358380_035_15295213_746 | 0.033 | unb_TAPWIRE_OH | 8100902 | no | no |  |  | no |  |  | 0 | 0 | 0 | 0
oh_line_TAP_OH_904208 |  | ABCN | node_8100902_200855477 | node_1358402_976_15294622_076 | 0.033 | unb_TAPWIRE_OH | 8100902 | no | no |  |  | no |  |  | 0 | 0 | 0 | 0
oh_line_TAP_OH_904229 |  | ABCN | node_8100902_200855593 | node_1358473_963_15294253_165 | 0.033 | unb_TAPWIRE_OH | 8100902 | no | no |  |  | no |  |  | 0 | 0 | 0 | 0
oh_line_TAP_OH_920352 |  | AN | node_8100902_200947705 | node_1361477_733_15295904_392 | 0.033 | unb_TAPWIRE_OH | 8100902 | no | no |  |  | no |  |  | 0 | 0 | 0 | 0
oh_line_TAP_OH_920353 |  | ABCN | node_8100902_200947706 | node_1360734_733_15294881_427 | 0.033 | unb_TAPWIRE_OH | 8100902 | no | no |  |  | no |  |  | 0 | 0 | 0 | 0
oh_line_TAP_OH_924579 |  | ABCN | node_8100902_200972083 | node_1359106_283_15293514_721 | 0.033 | unb_TAPWIRE_OH | 8100902 | no | no |  |  | no |  |  | 0 | 0 | 0 | 0
oh_line_TAP_OH_934344 |  | ABCN | node_8100902_201042201 | node_1358414_827_15296247_758 | 0.033 | unb_TAPWIRE_OH | 8100902 | no | no |  |  | no |  |  | 0 | 0 | 0 | 0
oh_line_TAP_OH_2136969 |  | ABCN | node_8100902_200851389 | node_1362129_769_15295474_44 | 0.033 | unb_TAPWIRE_OH | 8100902 | no | no |  |  | no |  |  | 0 | 0 | 0 | 0
oh_line_TAP_OH_2136970 |  | ABCN | node_8100902_200851389 | node_1362149_011_15295481_066 | 0.033 | unb_TAPWIRE_OH | 8100902 | no | no |  |  | no |  |  | 0 | 0 | 0 | 0
oh_line_TAP_OH_2136971 |  | ABCN | node_8100902_200853437 | node_1361762_881_15295867_388 | 0.033 | unb_TAPWIRE_OH | 8100902 | no | no |  |  | no |  |  | 0 | 0 | 0 | 0
oh_line_TAP_OH_2136972 |  | ABCN | node_8100902_200853437 | node_1361763_32_15295840_771 | 0.033 | unb_TAPWIRE_OH | 8100902 | no | no |  |  | no |  |  | 0 | 0 | 0 | 0
oh_line_TAP_OH_2136973 |  | ABCN | node_8100902_200853373 | node_1361834_855_15294959_829 | 0.033 | unb_TAPWIRE_OH | 8100902 | no | no |  |  | no |  |  | 0 | 0 | 0 | 0
oh_line_TAP_OH_2136975 |  | ABCN | node_8100902_200853373 | node_1361838_789_15294985_966 | 0.033 | unb_TAPWIRE_OH | 8100902 | no | no |  |  | no |  |  | 0 | 0 | 0 | 0
oh_line_TAP_OH_2136994 |  | ABCN | node_8100902_200851880 | node_1358807_217_15294119_976 | 0.033 | unb_TAPWIRE_OH | 8100902 | no | no |  |  | no |  |  | 0 | 0 | 0 | 0
oh_line_TAP_OH_2136995 |  | ABCN | node_8100902_200851880 | node_1358819_014_15294102_668 | 0.033 | unb_TAPWIRE_OH | 8100902 | no | no |  |  | no |  |  | 0 | 0 | 0 | 0
oh_line_TAP_OH_2137001 |  | ABCN | node_8100902_200851388 | node_1362240_953_15295687_505 | 0.033 | unb_TAPWIRE_OH | 8100902 | no | no |  |  | no |  |  | 0 | 0 | 0 | 0
oh_line_TAP_OH_2137002 |  | ABCN | node_8100902_200851388 | node_1362221_358_15295683_23 | 0.033 | unb_TAPWIRE_OH | 8100902 | no | no |  |  | no |  |  | 0 | 0 | 0 | 0
oh_line_TAP_OH_2137003 |  | ABCN | node_8100902_200851388 | node_1362260_669_15295684_832 | 0.033 | unb_TAPWIRE_OH | 8100902 | no | no |  |  | no |  |  | 0 | 0 | 0 | 0
oh_line_TAP_OH_2137021 |  | ABCN | node_8100902_200851399 | node_1361108_247_15295485_105 | 0.033 | unb_TAPWIRE_OH | 8100902 | no | no |  |  | no |  |  | 0 | 0 | 0 | 0
oh_line_TAP_OH_2137022 |  | ABCN | node_8100902_200851399 | node_1361092_498_15295468_773 | 0.033 | unb_TAPWIRE_OH | 8100902 | no | no |  |  | no |  |  | 0 | 0 | 0 | 0
oh_line_TAP_OH_2137023 |  | ABCN | node_8100902_200851399 | node_1361126_579_15295495_438 | 0.033 | unb_TAPWIRE_OH | 8100902 | no | no |  |  | no |  |  | 0 | 0 | 0 | 0
oh_line_TAP_OH_2137024 |  | ABCN | node_8100902_200850787 | node_1358577_365_15294752_307 | 0.033 | unb_TAPWIRE_OH | 8100902 | no | no |  |  | no |  |  | 0 | 0 | 0 | 0
oh_line_TAP_OH_2137025 |  | ABCN | node_8100902_200850787 | node_1358580_732_15294726_099 | 0.033 | unb_TAPWIRE_OH | 8100902 | no | no |  |  | no |  |  | 0 | 0 | 0 | 0
oh_line_TAP_OH_2137029 |  | ABCN | node_8100902_200853435 | node_1361871_734_15295705_517 | 0.033 | unb_TAPWIRE_OH | 8100902 | no | no |  |  | no |  |  | 0 | 0 | 0 | 0
oh_line_TAP_OH_2137030 |  | ABCN | node_8100902_200853435 | node_1361872_13_15295732_143 | 0.033 | unb_TAPWIRE_OH | 8100902 | no | no |  |  | no |  |  | 0 | 0 | 0 | 0
oh_line_TAP_OH_2137031 |  | ABCN | node_8100902_200853435 | node_1361866_22_15295679_886 | 0.033 | unb_TAPWIRE_OH | 8100902 | no | no |  |  | no |  |  | 0 | 0 | 0 | 0
oh_line_TAP_OH_2143320 |  | ABCN | node_8100902_201063192 | node_1361710_312_15295371_737 | 0.033 | unb_TAPWIRE_OH | 8100902 | no | no |  |  | no |  |  | 0 | 0 | 0 | 0
oh_line_TAP_OH_2143321 |  | ABCN | node_8100902_201063192 | node_1361712_509_15295345_295 | 0.033 | unb_TAPWIRE_OH | 8100902 | no | no |  |  | no |  |  | 0 | 0 | 0 | 0
oh_line_TAP_OH_2143349 |  | ABCN | node_8100902_200851402 | node_1361087_284_15295509_798 | 0.033 | unb_TAPWIRE_OH | 8100902 | no | no |  |  | no |  |  | 0 | 0 | 0 | 0
oh_line_TAP_OH_2143350 |  | ABCN | node_8100902_200851402 | node_1361075_341_15295530_939 | 0.033 | unb_TAPWIRE_OH | 8100902 | no | no |  |  | no |  |  | 0 | 0 | 0 | 0
oh_line_TAP_OH_2143351 |  | ABCN | node_8100902_200851402 | node_1361094_723_15295485_187 | 0.033 | unb_TAPWIRE_OH | 8100902 | no | no |  |  | no |  |  | 0 | 0 | 0 | 0
oh_line_TAP_OH_2143375 |  | ABCN | node_8100902_200953426 | node_1358450_254_15294318_254 | 0.033 | unb_TAPWIRE_OH | 8100902 | no | no |  |  | no |  |  | 0 | 0 | 0 | 0
oh_line_TAP_OH_2143376 |  | ABCN | node_8100902_200953426 | node_1358446_405_15294344_338 | 0.033 | unb_TAPWIRE_OH | 8100902 | no | no |  |  | no |  |  | 0 | 0 | 0 | 0
oh_line_TAP_OH_2143377 |  | ABCN | node_8100902_200953426 | node_1358448_936_15294291_673 | 0.033 | unb_TAPWIRE_OH | 8100902 | no | no |  |  | no |  |  | 0 | 0 | 0 | 0
oh_line_TAP_OH_2143418 |  | ABCN | node_8100902_200850786 | node_1358570_988_15294940_144 | 0.033 | unb_TAPWIRE_OH | 8100902 | no | no |  |  | no |  |  | 0 | 0 | 0 | 0
oh_line_TAP_OH_2143419 |  | ABCN | node_8100902_200850786 | node_1358573_834_15294913_821 | 0.033 | unb_TAPWIRE_OH | 8100902 | no | no |  |  | no |  |  | 0 | 0 | 0 | 0
oh_line_TAP_OH_2143420 |  | ABCN | node_8100902_200850786 | node_1358573_319_15294966_61 | 0.033 | unb_TAPWIRE_OH | 8100902 | no | no |  |  | no |  |  | 0 | 0 | 0 | 0
oh_line_TAP_OH_2143441 |  | ABCN | node_8100902_200851292 | node_1359516_588_15294783_244 | 0.033 | unb_TAPWIRE_OH | 8100902 | no | no |  |  | no |  |  | 0 | 0 | 0 | 0
oh_line_TAP_OH_2143442 |  | ABCN | node_8100902_200851292 | node_1359500_894_15294766_814 | 0.033 | unb_TAPWIRE_OH | 8100902 | no | no |  |  | no |  |  | 0 | 0 | 0 | 0
oh_line_TAP_OH_2143443 |  | ABCN | node_8100902_200851292 | node_1359534_885_15294793_691 | 0.033 | unb_TAPWIRE_OH | 8100902 | no | no |  |  | no |  |  | 0 | 0 | 0 | 0
oh_line_TAP_OH_2143451 |  | ABCN | node_8100902_200853447 | node_1360519_887_15296051_816 | 0.033 | unb_TAPWIRE_OH | 8100902 | no | no |  |  | no |  |  | 0 | 0 | 0 | 0
oh_line_TAP_OH_2143452 |  | ABCN | node_8100902_200853447 | node_1360516_865_15296078_103 | 0.033 | unb_TAPWIRE_OH | 8100902 | no | no |  |  | no |  |  | 0 | 0 | 0 | 0
oh_line_TAP_OH_2143456 |  | ABCN | node_8100902_200855598 | node_1358115_543_15294156_632 | 0.033 | unb_TAPWIRE_OH | 8100902 | no | no |  |  | no |  |  | 0 | 0 | 0 | 0
oh_line_TAP_OH_2143457 |  | ABCN | node_8100902_200855598 | node_1358101_466_15294137_739 | 0.033 | unb_TAPWIRE_OH | 8100902 | no | no |  |  | no |  |  | 0 | 0 | 0 | 0
oh_line_TAP_OH_2143458 |  | ABCN | node_8100902_200855598 | node_1358132_756_15294170_025 | 0.033 | unb_TAPWIRE_OH | 8100902 | no | no |  |  | no |  |  | 0 | 0 | 0 | 0
oh_line_TAP_OH_2143499 |  | ABCN | node_8100902_200854289 | node_1358641_328_15294436_837 | 0.033 | unb_TAPWIRE_OH | 8100902 | no | no |  |  | no |  |  | 0 | 0 | 0 | 0
oh_line_TAP_OH_2143500 |  | ABCN | node_8100902_200854289 | node_1358660_403_15294429_738 | 0.033 | unb_TAPWIRE_OH | 8100902 | no | no |  |  | no |  |  | 0 | 0 | 0 | 0
oh_line_TAP_OH_2143501 |  | ABCN | node_8100902_200854289 | node_1358624_307_15294450_336 | 0.033 | unb_TAPWIRE_OH | 8100902 | no | no |  |  | no |  |  | 0 | 0 | 0 | 0
oh_line_TAP_OH_2143526 |  | ABCN | node_8100902_200853379 | node_1361569_42_15295187_133 | 0.033 | unb_TAPWIRE_OH | 8100902 | no | no |  |  | no |  |  | 0 | 0 | 0 | 0
oh_line_TAP_OH_2143527 |  | ABCN | node_8100902_200853379 | node_1361572_752_15295160_916 | 0.033 | unb_TAPWIRE_OH | 8100902 | no | no |  |  | no |  |  | 0 | 0 | 0 | 0
oh_line_TAP_OH_2143528 |  | ABCN | node_8100902_200853382 | node_1361595_591_15294772_286 | 0.033 | unb_TAPWIRE_OH | 8100902 | no | no |  |  | no |  |  | 0 | 0 | 0 | 0
oh_line_TAP_OH_2143529 |  | ABCN | node_8100902_200853382 | node_1361599_079_15294746_108 | 0.033 | unb_TAPWIRE_OH | 8100902 | no | no |  |  | no |  |  | 0 | 0 | 0 | 0
oh_line_TAP_OH_2143530 |  | ABCN | node_8100902_200853382 | node_1361597_274_15294798_834 | 0.033 | unb_TAPWIRE_OH | 8100902 | no | no |  |  | no |  |  | 0 | 0 | 0 | 0
oh_line_TAP_OH_2143591 |  | ABCN | node_8100902_200851305 | node_1358507_337_15294511_775 | 0.033 | unb_TAPWIRE_OH | 8100902 | no | no |  |  | no |  |  | 0 | 0 | 0 | 0
oh_line_TAP_OH_2143592 |  | ABCN | node_8100902_200851305 | node_1358490_215_15294498_173 | 0.033 | unb_TAPWIRE_OH | 8100902 | no | no |  |  | no |  |  | 0 | 0 | 0 | 0
oh_line_TAP_OH_2143630 |  | ABCN | node_8100902_200851404 | node_1360809_569_15295474_782 | 0.033 | unb_TAPWIRE_OH | 8100902 | no | no |  |  | no |  |  | 0 | 0 | 0 | 0
oh_line_TAP_OH_2143631 |  | ABCN | node_8100902_200851404 | node_1360812_075_15295448_392 | 0.033 | unb_TAPWIRE_OH | 8100902 | no | no |  |  | no |  |  | 0 | 0 | 0 | 0
oh_line_TAP_OH_2143632 |  | ABCN | node_8100902_200851404 | node_1360812_241_15295501_192 | 0.033 | unb_TAPWIRE_OH | 8100902 | no | no |  |  | no |  |  | 0 | 0 | 0 | 0
oh_line_TAP_OH_2143657 |  | ABCN | node_8100902_200851297 | node_1358929_72_15294487_331 | 0.033 | unb_TAPWIRE_OH | 8100902 | no | no |  |  | no |  |  | 0 | 0 | 0 | 0
oh_line_TAP_OH_2143658 |  | ABCN | node_8100902_200851297 | node_1358925_03_15294461_413 | 0.033 | unb_TAPWIRE_OH | 8100902 | no | no |  |  | no |  |  | 0 | 0 | 0 | 0
oh_line_TAP_OH_2143659 |  | ABCN | node_8100902_200851297 | node_1358939_238_15294510_784 | 0.033 | unb_TAPWIRE_OH | 8100902 | no | no |  |  | no |  |  | 0 | 0 | 0 | 0
oh_line_TAP_OH_2146526 |  | ABCN | node_8100902_200855601 | node_1357850_431_15293999_474 | 0.033 | unb_TAPWIRE_OH | 8100902 | no | no |  |  | no |  |  | 0 | 0 | 0 | 0
oh_line_TAP_OH_2146527 |  | ABCN | node_8100902_200855601 | node_1357836_772_15293980_036 | 0.033 | unb_TAPWIRE_OH | 8100902 | no | no |  |  | no |  |  | 0 | 0 | 0 | 0
oh_line_TAP_OH_2146551 |  | ABCN | node_8100902_200853368 | node_1361888_493_15295314_587 | 0.033 | unb_TAPWIRE_OH | 8100902 | no | no |  |  | no |  |  | 0 | 0 | 0 | 0
oh_line_TAP_OH_2146552 |  | ABCN | node_8100902_200853368 | node_1361909_723_15295305_859 | 0.033 | unb_TAPWIRE_OH | 8100902 | no | no |  |  | no |  |  | 0 | 0 | 0 | 0
oh_line_TAP_OH_2146557 |  | ABCN | node_8100902_201063193 | node_1362020_164_15295415_05 | 0.033 | unb_TAPWIRE_OH | 8100902 | no | no |  |  | no |  |  | 0 | 0 | 0 | 0
oh_line_TAP_OH_2146558 |  | ABCN | node_8100902_201063193 | node_1362016_734_15295441_242 | 0.033 | unb_TAPWIRE_OH | 8100902 | no | no |  |  | no |  |  | 0 | 0 | 0 | 0
oh_line_TAP_OH_2146559 |  | ABCN | node_8100902_200851407 | node_1360697_411_15295302_887 | 0.033 | unb_TAPWIRE_OH | 8100902 | no | no |  |  | no |  |  | 0 | 0 | 0 | 0
oh_line_TAP_OH_2146560 |  | ABCN | node_8100902_200851407 | node_1360681_757_15295286_389 | 0.033 | unb_TAPWIRE_OH | 8100902 | no | no |  |  | no |  |  | 0 | 0 | 0 | 0
oh_line_TAP_OH_2146561 |  | ABCN | node_8100902_200851407 | node_1360715_682_15295313_414 | 0.033 | unb_TAPWIRE_OH | 8100902 | no | no |  |  | no |  |  | 0 | 0 | 0 | 0
oh_line_TAP_OH_2484139 |  | ABCN | node_8100902_200851293 | node_1359402_832_15294652_572 | 0.033 | unb_TAPWIRE_OH | 8100902 | no | no |  |  | no |  |  | 0 | 0 | 0 | 0
oh_line_TAP_OH_2962456 |  | ABCN | node_8100902_200850783 | node_1358645_604_15295451_206 | 0.033 | unb_TAPWIRE_OH | 8100902 | no | no |  |  | no |  |  | 0 | 0 | 0 | 0

## overhead_line_conductor
data_type | static
owner_type | feeder
owner | 8100902
object | overhead_line_conductor
name | groupid | geometric_mean_radius | resistance | diameter | rating_summer_continuous | rating_summer_emergency | rating_winter_continuous | rating_winter_emergency | dcircuit | selected | comments
oh_cond_1/0_AAAC |  | 0.012 | 0.876 | 0.398 | 235 | 235 | 310 | 310 |  | no
oh_cond_1/0_ACSR |  | 0.012 | 0.888 | 0.398 | 265 | 265 | 330 | 330 |  | no
oh_cond_1/0_AL |  | 0.011 | 0.885 | 0.368 | 235 | 235 | 310 | 310 |  | no
oh_cond_2/0_CU |  | 0.013 | 0.44 | 0.414 | 295 | 295 | 425 | 425 |  | no
oh_cond_4/0_AAAC |  | 0.017 | 0.439 | 0.563 | 365 | 365 | 480 | 480 |  | no
oh_cond_4/0_AL |  | 0.016 | 0.442 | 0.522 | 365 | 365 | 480 | 480 |  | no
oh_cond_4/0_CU |  | 0.017 | 0.278 | 0.522 | 395 | 290 | 570 | 570 |  | no
oh_cond_4_CU |  | 0.007 | 1.388 | 0.232 | 140 | 140 | 200 | 200 |  | no
oh_cond_6_CU |  | 0.006 | 2.18 | 0.184 | 110 | 110 | 150 | 150 |  | no
oh_cond_336_5_MCM_AL |  | 0.021 | 0.279 | 0.666 | 490 | 490 | 644 | 644 |  | no
oh_cond_477_MCM_AL |  | 0.025 | 0.198 | 0.792 | 605 | 605 | 810 | 810 |  | no
oh_cond_WP-4/0-CU |  | 0.015 | 0.273 | 0.81 | 340 | 340 | 390 | 390 |  | no

## switch
data_type | static
owner_type | feeder
owner | 8100902
object | switch
name | groupid | phases | fr | to | phase_A_state | phase_B_state | phase_C_state | operating_mode | status | dcircuit | selected | monitored | monitored_fields | class_monitored_fields | played | played_fields | comments
switch_188T734_NO-220416583 |  | ABCD | node_intto1_1357697_743_15293807_785 | node_1357697_743_15293807_785 | CLOSED | CLOSED | CLOSED | INDIVIDUAL |  | 8100902 | no | no |  |  | no
switch_734T735-220416620 |  | ABCD | node_intto1_1357873_728_15296208_932 | node_1357873_728_15296208_932 | CLOSED | CLOSED | CLOSED | INDIVIDUAL |  | 8100902 | no | no |  |  | no
switch_220416325 |  | ABCD | node_intto1_8100902_200851487 | node_8100902_200851487 | CLOSED | CLOSED | CLOSED | INDIVIDUAL |  | 8100902 | no | no |  |  | no
switch_312119828 |  | ABCD | node_intto1_8100902_200850782 | node_8100902_200850782 | CLOSED | CLOSED | CLOSED | INDIVIDUAL |  | 8100902 | no | no |  |  | no

## underground_line
data_type | static
owner_type | feeder
owner | 8100902
object | underground_line
name | groupid | phases | fr | to | length | configuration | dcircuit | selected | monitored | monitored_fields | class_monitored_fields | played | played_fields | comments
und_line_8100902_200917515-1 |  | ABCN | node_SOURCE_8100902 | node_8100902_200917515 | 153.643 | und_3P_750ALURD | 8100902 | no | no |  |  | no
und_line_8100902_200917543 |  | ABCN | node_8100902_200917546 | node_8100902_200917543 | 84.785 | und_3P_2ALURD | 8100902 | no | no |  |  | no
und_line_8100902_201014456 |  | ABCN | node_8100902_200851489 | node_intto1_8100902_201014456 | 195.96 | und_3P_DELTACUST | 8100902 | no | no |  |  | no
und_line_8100902_312127543 |  | ABCN | node_8100902_200850785 | node_8100902_312127543 | 242.233 | und_3P_DELTACUST | 8100902 | no | no |  |  | no
und_line_TAP_UG_444999 |  | ABCN | node_8100902_201014456 | node_1359470_673_15293300_042 | 0.033 | und_TAPWIRE_UG | 8100902 | no | no |  |  | no
und_line_TAP_UG_2695827 |  | ABCN | node_8100902_312127543 | node_1358445_255_15294948_517 | 0.033 | und_TAPWIRE_UG | 8100902 | no | no |  |  | no

## underground_line_conductor
data_type | static
owner_type | feeder
owner | 8100902
object | underground_line_conductor
name | groupid | outer_diameter | conductor_gmr | conductor_diameter | conductor_resistance | neutral_gmr | neutral_diameter | neutral_resistance | neutral_strands | insulation_relative_permitivitty | shield_gmr | shield_resistance | rating_summer_continuous | rating_summer_emergency | rating_winter_continuous | rating_winter_emergency | dcircuit | selected | comments
und_cond_3P_2ALURD | [12 empty] | 125 | 125 | 140 | 140 |  | no
und_cond_3P_750ALURD | [12 empty] | 475 | 475 | 525 | 525 |  | no
und_cond_3P_DELTACUST | [12 empty] | 685 | 685 | 685 | 685 |  | no
und_cond_TAPWIRE_UG | [12 empty] | 99999999 | 99999999 | 99999999 | 99999999 |  | no