## capacitor
data_type | static
owner_type | feeder
owner | 8100901
object | capacitor
name | groupid | parent | phases | nominal_voltage | pt_phase | phases_connected | switchA | switchB | switchC | control | voltage_set_high | voltage_set_low | VAr_set_high | VAr_set_low | current_set_high | current_set_low | capacitor_A | capacitor_B | capacitor_C | cap_nominal_voltage | time_delay | dwell_time | lockout_time | remote_sense | remote_sense_B | control_level | dcircuit | selected | monitored | monitored_fields | class_monitored_fields | played | played_fields | comments
cap_220369195 |  | node_1359347_924_15296532_135 | ABCN | 0 |  | ABCN | CLOSED | CLOSED | CLOSED | MANUAL | [6 empty] | 50000 | 50000 | 50000 | 4800 | [6 empty] | 8100901 | no | no |  |  | no
cap_220369234 |  | node_1362323_48_15296855_447 | ABCN | 0 |  | ABCN | CLOSED | CLOSED | CLOSED | MANUAL | [6 empty] | 50000 | 50000 | 50000 | 4800 | [6 empty] | 8100901 | no | no |  |  | no

## feeder
data_type | static
owner_type | feeder
owner | 8100901
object | feeder
name | transmission_bus | ARC | ADR | slack_bus | nom_voltages | num_nodes | num_ohlines | num_uglines | num_transformers | num_generators | num_pvs | num_storages | num_loads | miles | mw | mvar | losses_mw | losses_mvar | comments | use_feeder_load_shape | load_shape_scale | use_feeder_pv_shape | pv_shape_scale | description | restore_time | griddisconnect_scenario_probability | gridconnect_scenario_probability | use_energy_not_served | VOLL | discount_rate | yearly_load_growth_percent | planning_horizon | enable_traditional_project_deferral | lifetime_of_investment_years | start_year | base_year | year_the_investment_is_committed | revenue_requirement_scaling_factor | discount_rate | inflation_rate_for_investment | traditional_project_invested_capital | periodicity_of_investment_in_years | priority | maximum_total_investment_cost | DER_portfolio_NPV | DER_portfolio_BC_ratio | total_system_energy_avoided_cost_NPV | total_system_capacity_avoided_cost_NPV | total_system_ancillary_services_avoided_cost_NPV | total_system_CO2_avoided_cost_NPV | total_system_loss_of_load_avoided_cost_NPV | total_system_distribution_capacity_avoided_cost_NPV | total_system_investment_and_operational_cost_NPV | feeder_solar_pv_operating_cost_USdollarperkWh | feeder_energy_storage_operating_cost_USdollarperkWh | feeder_distributed_generator_operating_cost_USdollarperkWh | feeder_distributed_generator_CO2_cost_USdollarperkWh | feeder_demand_response_operating_cost_USdollarperkWh | feeder_solar_pv_investment_cost_USdollarperkW | feeder_energy_storage_investment_cost_USdollarperkW | feeder_distributed_generator_investment_cost_USdollarperkW | feeder_demand_response_investment_cost_USdollarperkW
8100901 |  | ts_slack | none | node_SOURCE_8100901 | 2771.281 | 282 | 266 | 6 | 0 | 0 | 0 | 0 | 96 | 4.142 | 2.556 | 1.089 | 0 | 0 |  | 0 | 0 | 1 | 0 |  | 0 | 0 | 0 | 0 | 0 | 0 | 0 | 0 | 0 | 0 | 0 | 0 | 0 | 0 | 0 | 0 | 0 | 0 | 0 | 999999999 | 0 | 0 | 0 | 0 | 0 | 0 | 0 | 0 | 0 | 0 | 0 | 0 | 0 | 0 | 0 | 0 | 0 | 0

## fuse
data_type | static
owner_type | feeder
owner | 8100901
object | fuse
name | groupid | phases | fr | to | phase_A_status | phase_B_status | phase_C_status | repair_dist_type | current_limit | mean_replacement_time | status | dcircuit | selected | monitored | monitored_fields | class_monitored_fields | played | played_fields | comments
fuse_220389017 |  | AD | node_intto1_8100901_200853084 | node_8100901_200853084 | GOOD | GOOD | GOOD |  | 100 |  |  | 8100901 | no | no |  |  | no
fuse_220389018 |  | AD | node_intto1_8100901_200853111 | node_8100901_200853111 | GOOD | GOOD | GOOD |  | 100 |  |  | 8100901 | no | no |  |  | no
fuse_220389131 |  | ABCD | node_intto1_8100901_200851180 | node_8100901_200851180 | GOOD | GOOD | GOOD |  | 200 |  |  | 8100901 | no | no |  |  | no
fuse_220389132 |  | AN | node_intto1_8100901_200851158 | node_8100901_200851158 | GOOD | GOOD | GOOD |  | 10 |  |  | 8100901 | no | no |  |  | no
fuse_220389136 |  | AD | node_intto1_8100901_200848791 | node_8100901_200848791 | GOOD | GOOD | GOOD |  | 100 |  |  | 8100901 | no | no |  |  | no
fuse_220521360 |  | ABCN | node_intto1_8100901_200970599 | node_8100901_200970599 | GOOD | GOOD | GOOD |  | 30 |  |  | 8100901 | no | no |  |  | no
fuse_220603047 |  | ABCD | node_intto1_8100901_201017078 | node_8100901_201017078 | GOOD | GOOD | GOOD |  | 10 |  |  | 8100901 | no | no |  |  | no
fuse_220638927 |  | ABCN | node_intto1_8100901_201057125 | node_8100901_201057125 | GOOD | GOOD | GOOD |  | 50 |  |  | 8100901 | no | no |  |  | no

## line_configuration
data_type | static
owner_type | feeder
owner | 8100901
object | line_configuration
name | groupid | conductor_A | conductor_B | conductor_C | conductor_N | spacing | z11 | z12 | z13 | z21 | z22 | z23 | z31 | z32 | z33 | c11 | c12 | c13 | c21 | c22 | c23 | c31 | c32 | c33 | dcircuit | selected | comments
bal_1P_1/0AA |  | oh_cond_1/0_AAAC | oh_cond_1/0_AAAC | oh_cond_1/0_AAAC |  |  | 0.972+1.499j | 0.095+0.781j | 0.095+0.781j | 0.095+0.781j | 0.972+1.499j | 0.095+0.781j | 0.095+0.781j | 0.095+0.781j | 0.972+1.499j | 12.796 | -3.172 | -3.172 | -3.172 | 12.796 | -3.172 | -3.172 | -3.172 | 12.796 |  | no
bal_1P_1/0AC |  | oh_cond_1/0_ACSR | oh_cond_1/0_ACSR | oh_cond_1/0_ACSR |  |  | 0.983+1.218j | 0.095+0.781j | 0.095+0.781j | 0.095+0.781j | 0.983+1.218j | 0.095+0.781j | 0.095+0.781j | 0.095+0.781j | 0.983+1.218j | 12.796 | -3.172 | -3.172 | -3.172 | 12.796 | -3.172 | -3.172 | -3.172 | 12.796 |  | no
bal_1P_2AC |  | oh_cond_2_ACSR | oh_cond_2_ACSR | oh_cond_2_ACSR |  |  | 1.505+1.527j | 0.095+0.781j | 0.095+0.781j | 0.095+0.781j | 1.505+1.527j | 0.095+0.781j | 0.095+0.781j | 0.095+0.781j | 1.505+1.527j | 12.393 | -3.017 | -3.017 | -3.017 | 12.393 | -3.017 | -3.017 | -3.017 | 12.393 |  | no
bal_1P_4CU |  | oh_cond_4_CU | oh_cond_4_CU | oh_cond_4_CU |  |  | 1.483+1.565j | 0.095+0.781j | 0.095+0.781j | 0.095+0.781j | 1.483+1.565j | 0.095+0.781j | 0.095+0.781j | 0.095+0.781j | 1.483+1.565j | 11.78 | -2.785 | -2.785 | -2.785 | 11.78 | -2.785 | -2.785 | -2.785 | 11.78 |  | no
bal_3P_1/0AA |  | oh_cond_1/0_AAAC | oh_cond_1/0_AAAC | oh_cond_1/0_AAAC |  |  | 0.972+1.499j | 0.095+0.781j | 0.095+0.781j | 0.095+0.781j | 0.972+1.499j | 0.095+0.781j | 0.095+0.781j | 0.095+0.781j | 0.972+1.499j | 12.796 | -3.172 | -3.172 | -3.172 | 12.796 | -3.172 | -3.172 | -3.172 | 12.796 |  | no
bal_3P_1/0AC |  | oh_cond_1/0_ACSR | oh_cond_1/0_ACSR | oh_cond_1/0_ACSR |  |  | 0.983+1.497j | 0.095+0.781j | 0.095+0.781j | 0.095+0.781j | 0.983+1.497j | 0.095+0.781j | 0.095+0.781j | 0.095+0.781j | 0.983+1.497j | 12.796 | -3.172 | -3.172 | -3.172 | 12.796 | -3.172 | -3.172 | -3.172 | 12.796 |  | no
bal_3P_2AC |  | oh_cond_2_ACSR | oh_cond_2_ACSR | oh_cond_2_ACSR |  |  | 1.505+1.527j | 0.095+0.781j | 0.095+0.781j | 0.095+0.781j | 1.505+1.527j | 0.095+0.781j | 0.095+0.781j | 0.095+0.781j | 1.505+1.527j | 12.393 | -3.017 | -3.017 | -3.017 | 12.393 | -3.017 | -3.017 | -3.017 | 12.393 |  | no
bal_3P_4/0CU |  | oh_cond_4/0_CU | oh_cond_4/0_CU | oh_cond_4/0_CU |  |  | 0.374+1.459j | 0.095+0.781j | 0.095+0.781j | 0.095+0.781j | 0.374+1.459j | 0.095+0.781j | 0.095+0.781j | 0.095+0.781j | 0.374+1.459j | 13.381 | -3.4 | -3.4 | -3.4 | 13.381 | -3.4 | -3.4 | -3.4 | 13.381 |  | no
bal_3P_4CU |  | oh_cond_4_CU | oh_cond_4_CU | oh_cond_4_CU |  |  | 1.483+1.565j | 0.095+0.781j | 0.095+0.781j | 0.095+0.781j | 1.483+1.565j | 0.095+0.781j | 0.095+0.781j | 0.095+0.781j | 1.483+1.565j | 11.78 | -2.785 | -2.785 | -2.785 | 11.78 | -2.785 | -2.785 | -2.785 | 11.78 |  | no
bal_3P_336AL |  | oh_cond_336_5_MCM_AL | oh_cond_336_5_MCM_AL | oh_cond_336_5_MCM_AL |  |  | 0.374+1.431j | 0.095+0.781j | 0.095+0.781j | 0.095+0.781j | 0.374+1.431j | 0.095+0.781j | 0.095+0.781j | 0.095+0.781j | 0.374+1.431j | 13.957 | -3.628 | -3.628 | -3.628 | 13.957 | -3.628 | -3.628 | -3.628 | 13.957 |  | no
bal_3P_477AL |  | oh_cond_477_MCM_AL | oh_cond_477_MCM_AL | oh_cond_477_MCM_AL |  |  | 0.293+1.41j | 0.095+0.775j | 0.095+0.775j | 0.095+0.775j | 0.293+1.41j | 0.095+0.775j | 0.095+0.775j | 0.095+0.775j | 0.293+1.41j | 14.305 | -3.735 | -3.735 | -3.735 | 14.305 | -3.735 | -3.735 | -3.735 | 14.305 |  | no
unb_TAPWIRE_OH |  | oh_cond_WP-4/0-CU | oh_cond_WP-4/0-CU | oh_cond_WP-4/0-CU | oh_cond_WP-4/0-CU |  | 0.365+1.097j | 0.093+0.433j | 0.094+0.34j | 0.093+0.433j | 0.368+1.078j | 0.095+0.401j | 0.094+0.34j | 0.095+0.401j | 0.368+1.077j | 14.911 | -4.341 | -1.953 | -4.341 | 15.781 | -3.724 | -1.953 | -3.724 | 14.818 |  | no
und_1P_2ALURD |  | und_cond_1P_2ALURD | und_cond_1P_2ALURD | und_cond_1P_2ALURD |  |  | 2.379+0.823j | 0.0+0.0j | 0.0+0.0j | 0.0+0.0j | 2.379+0.823j | 0.0+0.0j | 0.0+0.0j | 0.0+0.0j | 2.379+0.823j | 401.497 | 0 | 0 | 0 | 401.497 | 0 | 0 | 0 | 401.497 |  | no
und_3P_750ALURD |  | und_cond_3P_750ALURD | und_cond_3P_750ALURD | und_cond_3P_750ALURD |  |  | 0.23+0.242j | 0.039+0.017j | 0.039+0.017j | 0.039+0.017j | 0.23+0.242j | 0.039+0.017j | 0.039+0.017j | 0.039+0.017j | 0.23+0.242j | 1125.535 | 0 | 0 | 0 | 1125.535 | 0 | 0 | 0 | 1125.535 |  | no
und_3P_DELTACUST |  | und_cond_3P_DELTACUST | und_cond_3P_DELTACUST | und_cond_3P_DELTACUST |  |  | 0.179+0.233j | 0.061-0.024j | 0.061-0.024j | 0.061-0.024j | 0.179+0.233j | 0.061-0.024j | 0.061-0.024j | 0.061-0.024j | 0.179+0.233j | 324.124 | 0 | 0 | 0 | 324.124 | 0 | 0 | 0 | 324.124 |  | no
und_TAPWIRE_UG |  | und_cond_TAPWIRE_UG | und_cond_TAPWIRE_UG | und_cond_TAPWIRE_UG |  |  | 0.001+0.001j | 0.0+0.0j | 0.0+0.0j | 0.0+0.0j | 0.001+0.001j | 0.0+0.0j | 0.0+0.0j | 0.0+0.0j | 0.001+0.001j | 0 | 0 | 0 | 0 | 0 | 0 | 0 | 0 | 0 |  | no

## load
data_type | static
owner_type | feeder
owner | 8100901
object | load
name | groupid | parent | bustype | phases | nominal_voltage | load_class | constant_power_A | constant_power_B | constant_power_C | constant_current_A | constant_current_B | constant_current_C | constant_impedance_A | constant_impedance_B | constant_impedance_C | base_power_A | base_power_B | base_power_C | power_pf_A | power_pf_B | power_pf_C | current_pf_A | current_pf_B | current_pf_C | impedance_pf_A | impedance_pf_B | impedance_pf_C | power_fraction_A | power_fraction_B | power_fraction_C | current_fraction_A | current_fraction_B | current_fraction_C | impedance_fraction_A | impedance_fraction_B | impedance_fraction_C | dcircuit | selected | monitored | monitored_fields | class_monitored_fields | played | played_fields | base_kw_A | base_kw_B | base_kw_C | kw_A | kw_B | kw_C | comments | critical_load | dem_resp_lb | dem_resp_ub | dem_resp_shortage_cost | dem_resp_surplus_cost | num_customers
load_220344488 |  | node_1359691_008_15298051_536 |  | AN | 0 | Residential | 31032+13219.577j | 0 | 0 | 0 | 0 | 0 | [24 empty] | 8100901 | no | no |  |  | no |  | 0 | 0 | 0 | 0 | 0 | 0 |  | 1 | 1 | 1 | 0 | 0 | 0
load_220344490 |  | node_1359720_043_15297452_463 |  | AN | 0 | Residential | 80805.6+34423.041j | 0 | 0 | 0 | 0 | 0 | [24 empty] | 8100901 | no | no |  |  | no |  | 0 | 0 | 0 | 0 | 0 | 0 |  | 1 | 1 | 1 | 0 | 0 | 0
load_220344491 |  | node_1359703_718_15297754_036 |  | AN | 0 | Residential | 45748.8+19488.907j | 0 | 0 | 0 | 0 | 0 | [24 empty] | 8100901 | no | no |  |  | no |  | 0 | 0 | 0 | 0 | 0 | 0 |  | 1 | 1 | 1 | 0 | 0 | 0
load_220344495 |  | node_1360033_689_15298350_544 |  | AN | 0 | Residential | 42141.6+17952.246j | 0 | 0 | 0 | 0 | 0 | [24 empty] | 8100901 | no | no |  |  | no |  | 0 | 0 | 0 | 0 | 0 | 0 |  | 1 | 1 | 1 | 0 | 0 | 0
load_220344503 |  | node_1360051_398_15297820_105 |  | AN | 0 | Residential | 22608+9630.968j | 0 | 0 | 0 | 0 | 0 | [24 empty] | 8100901 | no | no |  |  | no |  | 0 | 0 | 0 | 0 | 0 | 0 |  | 1 | 1 | 1 | 0 | 0 | 0
load_220344504 |  | node_1360033_043_15298164_421 |  | AN | 0 | Residential | 32097.6+13673.52j | 0 | 0 | 0 | 0 | 0 | [24 empty] | 8100901 | no | no |  |  | no |  | 0 | 0 | 0 | 0 | 0 | 0 |  | 1 | 1 | 1 | 0 | 0 | 0
load_220344645 |  | node_1360555_723_15296930_553 |  | AN | 0 | Residential | 84420+35962.769j | 0 | 0 | 0 | 0 | 0 | [24 empty] | 8100901 | no | no |  |  | no |  | 0 | 0 | 0 | 0 | 0 | 0 |  | 1 | 1 | 1 | 0 | 0 | 0
load_220344717 |  | node_1363010_536_15297587_85 |  | AN | 0 | NonResidential | 2743.2+1168.598j | 0 | 0 | 0 | 0 | 0 | [24 empty] | 8100901 | no | no |  |  | no |  | 0 | 0 | 0 | 0 | 0 | 0 |  | 1 | 1 | 1 | 0 | 0 | 0
load_220344768 |  | node_1363187_237_15298144_669 |  | AN | 0 | Residential | 412718.4+175817.302j | 0 | 0 | 0 | 0 | 0 | [24 empty] | 8100901 | no | no |  |  | no |  | 0 | 0 | 0 | 0 | 0 | 0 |  | 1 | 1 | 1 | 0 | 0 | 0
load_220344769 |  | node_1363248_171_15298796_611 |  | AN | 0 | Residential | 51292.8+21850.641j | 0 | 0 | 0 | 0 | 0 | [24 empty] | 8100901 | no | no |  |  | no |  | 0 | 0 | 0 | 0 | 0 | 0 |  | 1 | 1 | 1 | 0 | 0 | 0
load_220345025 |  | node_1358583_864_15296604_702 |  | AN | 0 | NonResidential | 72+30.672j | 0 | 0 | 0 | 0 | 0 | [24 empty] | 8100901 | no | no |  |  | no |  | 0 | 0 | 0 | 0 | 0 | 0 |  | 1 | 1 | 1 | 0 | 0 | 0
load_220345026 |  | node_1358564_364_15296599_673 |  | BN | 0 | NonResidential | 0 | 72+30.672j | 0 | 0 | 0 | 0 | [24 empty] | 8100901 | no | no |  |  | no |  | 0 | 0 | 0 | 0 | 0 | 0 |  | 1 | 1 | 1 | 0 | 0 | 0
load_220345027 |  | node_1358603_632_15296602_792 |  | CN | 0 | NonResidential | 0 | 0 | 72+30.672j | 0 | 0 | 0 | [24 empty] | 8100901 | no | no |  |  | no |  | 0 | 0 | 0 | 0 | 0 | 0 |  | 1 | 1 | 1 | 0 | 0 | 0
load_220345029 |  | node_1359996_79_15296604_426 |  | AN | 0 | NonResidential | 27333.333+11643.951j | 0 | 0 | 0 | 0 | 0 | [24 empty] | 8100901 | no | no |  |  | no |  | 0 | 0 | 0 | 0 | 0 | 0 |  | 1 | 1 | 1 | 0 | 0 | 0
load_220345030 |  | node_1359991_212_15296629_924 |  | BN | 0 | NonResidential | 0 | 27333.333+11643.951j | 0 | 0 | 0 | 0 | [24 empty] | 8100901 | no | no |  |  | no |  | 0 | 0 | 0 | 0 | 0 | 0 |  | 1 | 1 | 1 | 0 | 0 | 0
load_220345031 |  | node_1358842_365_15296479_971 |  | AN | 0 | Residential | 15948+6793.82j | 0 | 0 | 0 | 0 | 0 | [24 empty] | 8100901 | no | no |  |  | no |  | 0 | 0 | 0 | 0 | 0 | 0 |  | 1 | 1 | 1 | 0 | 0 | 0
load_220345032 |  | node_1359382_929_15296570_568 |  | AN | 0 | NonResidential | 16000+6815.971j | 0 | 0 | 0 | 0 | 0 | [24 empty] | 8100901 | no | no |  |  | no |  | 0 | 0 | 0 | 0 | 0 | 0 |  | 1 | 1 | 1 | 0 | 0 | 0
load_220345033 |  | node_1359380_738_15296544_082 |  | BN | 0 | NonResidential | 0 | 16000+6815.971j | 0 | 0 | 0 | 0 | [24 empty] | 8100901 | no | no |  |  | no |  | 0 | 0 | 0 | 0 | 0 | 0 |  | 1 | 1 | 1 | 0 | 0 | 0
load_220345034 |  | node_1359390_148_15296595_439 |  | CN | 0 | NonResidential | 0 | 0 | 16000+6815.971j | 0 | 0 | 0 | [24 empty] | 8100901 | no | no |  |  | no |  | 0 | 0 | 0 | 0 | 0 | 0 |  | 1 | 1 | 1 | 0 | 0 | 0
load_220345197 |  | node_1361725_767_15297574_092 |  | AN | 0 | Residential | 89287.2+38036.188j | 0 | 0 | 0 | 0 | 0 | [24 empty] | 8100901 | no | no |  |  | no |  | 0 | 0 | 0 | 0 | 0 | 0 |  | 1 | 1 | 1 | 0 | 0 | 0
load_220345198 |  | node_1360289_53_15297224_683 |  | AN | 0 | Residential | 50119.2+21350.69j | 0 | 0 | 0 | 0 | 0 | [24 empty] | 8100901 | no | no |  |  | no |  | 0 | 0 | 0 | 0 | 0 | 0 |  | 1 | 1 | 1 | 0 | 0 | 0
load_220345199 |  | node_1360648_065_15297388_49 |  | AN | 0 | Residential | 59313.6+25267.488j | 0 | 0 | 0 | 0 | 0 | [24 empty] | 8100901 | no | no |  |  | no |  | 0 | 0 | 0 | 0 | 0 | 0 |  | 1 | 1 | 1 | 0 | 0 | 0
load_220345204 |  | node_1362861_652_15297791_265 |  | AN | 0 | Residential | 62863.2+26779.611j | 0 | 0 | 0 | 0 | 0 | [24 empty] | 8100901 | no | no |  |  | no |  | 0 | 0 | 0 | 0 | 0 | 0 |  | 1 | 1 | 1 | 0 | 0 | 0
load_220345205 |  | node_1359940_268_15297343_214 |  | AN | 0 | Residential | 49608+21132.92j | 0 | 0 | 0 | 0 | 0 | [24 empty] | 8100901 | no | no |  |  | no |  | 0 | 0 | 0 | 0 | 0 | 0 |  | 1 | 1 | 1 | 0 | 0 | 0
load_220345209 |  | node_1361132_379_15297040_299 |  | AN | 0 | NonResidential | 0 | 0 | 0 | 0 | 0 | 0 | [24 empty] | 8100901 | no | no |  |  | no |  | 0 | 0 | 0 | 0 | 0 | 0 |  | 1 | 1 | 1 | 0 | 0 | 0
load_220345210 |  | node_1359938_928_15296879_999 |  | AN | 0 | Residential | 30427.2+12961.933j | 0 | 0 | 0 | 0 | 0 | [24 empty] | 8100901 | no | no |  |  | no |  | 0 | 0 | 0 | 0 | 0 | 0 |  | 1 | 1 | 1 | 0 | 0 | 0
load_220345214 |  | node_1360365_554_15296930_88 |  | AN | 0 | Residential | 153165.6+65248.272j | 0 | 0 | 0 | 0 | 0 | [24 empty] | 8100901 | no | no |  |  | no |  | 0 | 0 | 0 | 0 | 0 | 0 |  | 1 | 1 | 1 | 0 | 0 | 0
load_220345215 |  | node_1360640_296_15296829_091 |  | AN | 0 | NonResidential | 12000+5111.979j | 0 | 0 | 0 | 0 | 0 | [24 empty] | 8100901 | no | no |  |  | no |  | 0 | 0 | 0 | 0 | 0 | 0 |  | 1 | 1 | 1 | 0 | 0 | 0
load_220345216 |  | node_1360643_469_15296802_838 |  | BN | 0 | NonResidential | 0 | 12000+5111.979j | 0 | 0 | 0 | 0 | [24 empty] | 8100901 | no | no |  |  | no |  | 0 | 0 | 0 | 0 | 0 | 0 |  | 1 | 1 | 1 | 0 | 0 | 0
load_220345217 |  | node_1360642_296_15296855_602 |  | CN | 0 | NonResidential | 0 | 0 | 12000+5111.979j | 0 | 0 | 0 | [24 empty] | 8100901 | no | no |  |  | no |  | 0 | 0 | 0 | 0 | 0 | 0 |  | 1 | 1 | 1 | 0 | 0 | 0
load_220345218 |  | node_1361596_367_15297043_563 |  | AN | 0 | NonResidential | 11333.333+4827.98j | 0 | 0 | 0 | 0 | 0 | [24 empty] | 8100901 | no | no |  |  | no |  | 0 | 0 | 0 | 0 | 0 | 0 |  | 1 | 1 | 1 | 0 | 0 | 0
load_220345219 |  | node_1361615_861_15297048_631 |  | BN | 0 | NonResidential | 0 | 11333.333+4827.98j | 0 | 0 | 0 | 0 | [24 empty] | 8100901 | no | no |  |  | no |  | 0 | 0 | 0 | 0 | 0 | 0 |  | 1 | 1 | 1 | 0 | 0 | 0
load_220345220 |  | node_1361576_597_15297045_434 |  | CN | 0 | NonResidential | 0 | 0 | 11333.333+4827.98j | 0 | 0 | 0 | [24 empty] | 8100901 | no | no |  |  | no |  | 0 | 0 | 0 | 0 | 0 | 0 |  | 1 | 1 | 1 | 0 | 0 | 0
load_220345222 |  | node_1362138_001_15297257_415 |  | AN | 0 | Residential | 17640+7514.609j | 0 | 0 | 0 | 0 | 0 | [24 empty] | 8100901 | no | no |  |  | no |  | 0 | 0 | 0 | 0 | 0 | 0 |  | 1 | 1 | 1 | 0 | 0 | 0
load_220345223 |  | node_1362118_231_15297255_173 |  | AN | 0 | Residential | 17640+7514.609j | 0 | 0 | 0 | 0 | 0 | [24 empty] | 8100901 | no | no |  |  | no |  | 0 | 0 | 0 | 0 | 0 | 0 |  | 1 | 1 | 1 | 0 | 0 | 0
load_220345224 |  | node_1362722_171_15297172_078 |  | AN | 0 | NonResidential | 6666.667+2839.988j | 0 | 0 | 0 | 0 | 0 | [24 empty] | 8100901 | no | no |  |  | no |  | 0 | 0 | 0 | 0 | 0 | 0 |  | 1 | 1 | 1 | 0 | 0 | 0
load_220345225 |  | node_1362712_601_15297172_053 |  | BN | 0 | NonResidential | 0 | 6666.667+2839.988j | 0 | 0 | 0 | 0 | [24 empty] | 8100901 | no | no |  |  | no |  | 0 | 0 | 0 | 0 | 0 | 0 |  | 1 | 1 | 1 | 0 | 0 | 0
load_220345226 |  | node_1362730_964_15297168_662 |  | CN | 0 | NonResidential | 0 | 0 | 6666.667+2839.988j | 0 | 0 | 0 | [24 empty] | 8100901 | no | no |  |  | no |  | 0 | 0 | 0 | 0 | 0 | 0 |  | 1 | 1 | 1 | 0 | 0 | 0
load_220345253 |  | node_1359460_93_15298123_02 |  | AN | 0 | Residential | 60753.6+25880.925j | 0 | 0 | 0 | 0 | 0 | [24 empty] | 8100901 | no | no |  |  | no |  | 0 | 0 | 0 | 0 | 0 | 0 |  | 1 | 1 | 1 | 0 | 0 | 0
load_220345327 |  | node_1358616_961_15295786_288 |  | AN | 0 | Residential | 5302.8+2258.983j | 0 | 0 | 0 | 0 | 0 | [24 empty] | 8100901 | no | no |  |  | no |  | 0 | 0 | 0 | 0 | 0 | 0 |  | 1 | 1 | 1 | 0 | 0 | 0
load_220345328 |  | node_1358642_351_15295777_31 |  | BN | 0 | NonResidential | 0 | 4000+1703.993j | 0 | 0 | 0 | 0 | [24 empty] | 8100901 | no | no |  |  | no |  | 0 | 0 | 0 | 0 | 0 | 0 |  | 1 | 1 | 1 | 0 | 0 | 0
load_220345329 |  | node_1358814_828_15295631_977 |  | AN | 0 | Residential | 7308+3113.195j | 0 | 0 | 0 | 0 | 0 | [24 empty] | 8100901 | no | no |  |  | no |  | 0 | 0 | 0 | 0 | 0 | 0 |  | 1 | 1 | 1 | 0 | 0 | 0
load_220345864 |  | node_1360452_354_15298695_847 |  | AN | 0 | Residential | 45633.6+19439.832j | 0 | 0 | 0 | 0 | 0 | [24 empty] | 8100901 | no | no |  |  | no |  | 0 | 0 | 0 | 0 | 0 | 0 |  | 1 | 1 | 1 | 0 | 0 | 0
load_220345865 |  | node_1360063_41_15298603_294 |  | AN | 0 | Residential | 57794.4+24620.311j | 0 | 0 | 0 | 0 | 0 | [24 empty] | 8100901 | no | no |  |  | no |  | 0 | 0 | 0 | 0 | 0 | 0 |  | 1 | 1 | 1 | 0 | 0 | 0
load_220345868 |  | node_1362243_202_15296953_335 |  | AN | 0 | NonResidential | 2000+851.996j | 0 | 0 | 0 | 0 | 0 | [24 empty] | 8100901 | no | no |  |  | no |  | 0 | 0 | 0 | 0 | 0 | 0 |  | 1 | 1 | 1 | 0 | 0 | 0
load_220345869 |  | node_1362246_623_15296927_139 |  | BN | 0 | NonResidential | 0 | 2000+851.996j | 0 | 0 | 0 | 0 | [24 empty] | 8100901 | no | no |  |  | no |  | 0 | 0 | 0 | 0 | 0 | 0 |  | 1 | 1 | 1 | 0 | 0 | 0
load_220345870 |  | node_1362244_953_15296979_874 |  | CN | 0 | Residential | 0 | 0 | 3710.4+1580.624j | 0 | 0 | 0 | [24 empty] | 8100901 | no | no |  |  | no |  | 0 | 0 | 0 | 0 | 0 | 0 |  | 1 | 1 | 1 | 0 | 0 | 0
load_220345871 |  | node_1362321_502_15297560_931 |  | AN | 0 | NonResidential | 11000+4685.98j | 0 | 0 | 0 | 0 | 0 | [24 empty] | 8100901 | no | no |  |  | no |  | 0 | 0 | 0 | 0 | 0 | 0 |  | 1 | 1 | 1 | 0 | 0 | 0
load_220345872 |  | node_1361318_114_15296820_116 |  | AN | 0 | Residential | 16149.6+6879.701j | 0 | 0 | 0 | 0 | 0 | [24 empty] | 8100901 | no | no |  |  | no |  | 0 | 0 | 0 | 0 | 0 | 0 |  | 1 | 1 | 1 | 0 | 0 | 0
load_220345873 |  | node_1361090_509_15296849_446 |  | AN | 0 | NonResidential | 10333.333+4401.981j | 0 | 0 | 0 | 0 | 0 | [24 empty] | 8100901 | no | no |  |  | no |  | 0 | 0 | 0 | 0 | 0 | 0 |  | 1 | 1 | 1 | 0 | 0 | 0
load_220345874 |  | node_1361072_043_15296839_561 |  | BN | 0 | NonResidential | 0 | 10333.333+4401.981j | 0 | 0 | 0 | 0 | [24 empty] | 8100901 | no | no |  |  | no |  | 0 | 0 | 0 | 0 | 0 | 0 |  | 1 | 1 | 1 | 0 | 0 | 0
load_220345875 |  | node_1361110_215_15296852_594 |  | CN | 0 | NonResidential | 0 | 0 | 10333.333+4401.981j | 0 | 0 | 0 | [24 empty] | 8100901 | no | no |  |  | no |  | 0 | 0 | 0 | 0 | 0 | 0 |  | 1 | 1 | 1 | 0 | 0 | 0
load_220345877 |  | node_1361418_981_15296948_213 |  | AN | 0 | NonResidential | 957.6+407.936j | 0 | 0 | 0 | 0 | 0 | [24 empty] | 8100901 | no | no |  |  | no |  | 0 | 0 | 0 | 0 | 0 | 0 |  | 1 | 1 | 1 | 0 | 0 | 0
load_220345880 |  | node_1362984_682_15296423_99 |  | AN | 0 | NonResidential | 24000+10223.957j | 0 | 0 | 0 | 0 | 0 | [24 empty] | 8100901 | no | no |  |  | no |  | 0 | 0 | 0 | 0 | 0 | 0 |  | 1 | 1 | 1 | 0 | 0 | 0
load_220345881 |  | node_1362982_662_15296450_46 |  | BN | 0 | NonResidential | 0 | 24000+10223.957j | 0 | 0 | 0 | 0 | [24 empty] | 8100901 | no | no |  |  | no |  | 0 | 0 | 0 | 0 | 0 | 0 |  | 1 | 1 | 1 | 0 | 0 | 0
load_220345882 |  | node_1362981_528_15296397_672 |  | CN | 0 | NonResidential | 0 | 0 | 24000+10223.957j | 0 | 0 | 0 | [24 empty] | 8100901 | no | no |  |  | no |  | 0 | 0 | 0 | 0 | 0 | 0 |  | 1 | 1 | 1 | 0 | 0 | 0
load_220345884 |  | node_1362196_775_15296557_051 |  | AN | 0 | Residential | 5764.8+2455.795j | 0 | 0 | 0 | 0 | 0 | [24 empty] | 8100901 | no | no |  |  | no |  | 0 | 0 | 0 | 0 | 0 | 0 |  | 1 | 1 | 1 | 0 | 0 | 0
load_220345885 |  | node_1362176_98_15296555_277 |  | BN | 0 | NonResidential | 0 | 12333.333+5253.978j | 0 | 0 | 0 | 0 | [24 empty] | 8100901 | no | no |  |  | no |  | 0 | 0 | 0 | 0 | 0 | 0 |  | 1 | 1 | 1 | 0 | 0 | 0
load_220345886 |  | node_1362216_2_15296551_887 |  | CN | 0 | Residential | 0 | 0 | 5764.8+2455.795j | 0 | 0 | 0 | [24 empty] | 8100901 | no | no |  |  | no |  | 0 | 0 | 0 | 0 | 0 | 0 |  | 1 | 1 | 1 | 0 | 0 | 0
load_220345888 |  | node_1362031_694_15296672_042 |  | AN | 0 | Residential | 21841.2+9304.312j | 0 | 0 | 0 | 0 | 0 | [24 empty] | 8100901 | no | no |  |  | no |  | 0 | 0 | 0 | 0 | 0 | 0 |  | 1 | 1 | 1 | 0 | 0 | 0
load_220345889 |  | node_1362051_37_15296675_543 |  | AN | 0 | NonResidential | 586.8+249.976j | 0 | 0 | 0 | 0 | 0 | [24 empty] | 8100901 | no | no |  |  | no |  | 0 | 0 | 0 | 0 | 0 | 0 |  | 1 | 1 | 1 | 0 | 0 | 0
load_220345890 |  | node_1361739_248_15296665_866 |  | AN | 0 | Residential | 5860.8+2496.69j | 0 | 0 | 0 | 0 | 0 | [24 empty] | 8100901 | no | no |  |  | no |  | 0 | 0 | 0 | 0 | 0 | 0 |  | 1 | 1 | 1 | 0 | 0 | 0
load_220345891 |  | node_1361758_891_15296669_703 |  | BN | 0 | NonResidential | 0 | 6000+2555.989j | 0 | 0 | 0 | 0 | [24 empty] | 8100901 | no | no |  |  | no |  | 0 | 0 | 0 | 0 | 0 | 0 |  | 1 | 1 | 1 | 0 | 0 | 0
load_220345892 |  | node_1361719_572_15296668_979 |  | CN | 0 | Residential | 0 | 0 | 5860.8+2496.69j | 0 | 0 | 0 | [24 empty] | 8100901 | no | no |  |  | no |  | 0 | 0 | 0 | 0 | 0 | 0 |  | 1 | 1 | 1 | 0 | 0 | 0
load_220345893 |  | node_1362627_694_15296712_386 |  | AN | 0 | NonResidential | 1771.2+754.528j | 0 | 0 | 0 | 0 | 0 | [24 empty] | 8100901 | no | no |  |  | no |  | 0 | 0 | 0 | 0 | 0 | 0 |  | 1 | 1 | 1 | 0 | 0 | 0
load_220440785 |  | node_1361386_244_15297887_621 |  | AN | 0 | Residential | 13622.4+5803.118j | 0 | 0 | 0 | 0 | 0 | [24 empty] | 8100901 | no | no |  |  | no |  | 0 | 0 | 0 | 0 | 0 | 0 |  | 1 | 1 | 1 | 0 | 0 | 0
load_220446061 |  | node_1361085_691_15297120_259 |  | AN | 0 | NonResidential | 4000+1703.993j | 0 | 0 | 0 | 0 | 0 | [24 empty] | 8100901 | no | no |  |  | no |  | 0 | 0 | 0 | 0 | 0 | 0 |  | 1 | 1 | 1 | 0 | 0 | 0
load_220466253 |  | node_1359669_304_15298579_166 |  | AN | 0 | Residential | 36684+15627.319j | 0 | 0 | 0 | 0 | 0 | [24 empty] | 8100901 | no | no |  |  | no |  | 0 | 0 | 0 | 0 | 0 | 0 |  | 1 | 1 | 1 | 0 | 0 | 0
load_220523979 |  | node_1361695_941_15297119_938 |  | AN | 0 | NonResidential | 25000+10649.955j | 0 | 0 | 0 | 0 | 0 | [24 empty] | 8100901 | no | no |  |  | no |  | 0 | 0 | 0 | 0 | 0 | 0 |  | 1 | 1 | 1 | 0 | 0 | 0
load_220531436 |  | node_1360175_982_15296516_212 |  | AN | 0 | NonResidential | 12000+5111.979j | 0 | 0 | 0 | 0 | 0 | [24 empty] | 8100901 | no | no |  |  | no |  | 0 | 0 | 0 | 0 | 0 | 0 |  | 1 | 1 | 1 | 0 | 0 | 0
load_220597639 |  | node_1361733_515_15297926_96 |  | AN | 0 | NonResidential | 0 | 0 | 0 | 0 | 0 | 0 | [24 empty] | 8100901 | no | no |  |  | no |  | 0 | 0 | 0 | 0 | 0 | 0 |  | 1 | 1 | 1 | 0 | 0 | 0
load_220598221 |  | node_1361719_011_15297912_696 |  | AN | 0 | Residential | 118368+50424.557j | 0 | 0 | 0 | 0 | 0 | [24 empty] | 8100901 | no | no |  |  | no |  | 0 | 0 | 0 | 0 | 0 | 0 |  | 1 | 1 | 1 | 0 | 0 | 0
load_220601516 |  | node_1362842_163_15297212_466 |  | AN | 0 | NonResidential | 11000+4685.98j | 0 | 0 | 0 | 0 | 0 | [24 empty] | 8100901 | no | no |  |  | no |  | 0 | 0 | 0 | 0 | 0 | 0 |  | 1 | 1 | 1 | 0 | 0 | 0
load_220601519 |  | node_1362824_452_15297224_269 |  | AN | 0 | NonResidential | 11000+4685.98j | 0 | 0 | 0 | 0 | 0 | [24 empty] | 8100901 | no | no |  |  | no |  | 0 | 0 | 0 | 0 | 0 | 0 |  | 1 | 1 | 1 | 0 | 0 | 0
load_220602963 |  | node_1362850_552_15297191_982 |  | AN | 0 | NonResidential | 10333.333+4401.981j | 0 | 0 | 0 | 0 | 0 | [24 empty] | 8100901 | no | no |  |  | no |  | 0 | 0 | 0 | 0 | 0 | 0 |  | 1 | 1 | 1 | 0 | 0 | 0
load_220602964 |  | node_1362840_652_15297168_815 |  | BN | 0 | NonResidential | 0 | 10333.333+4401.981j | 0 | 0 | 0 | 0 | [24 empty] | 8100901 | no | no |  |  | no |  | 0 | 0 | 0 | 0 | 0 | 0 |  | 1 | 1 | 1 | 0 | 0 | 0
load_220602965 |  | node_1362864_561_15297210_961 |  | CN | 0 | NonResidential | 0 | 0 | 10333.333+4401.981j | 0 | 0 | 0 | [24 empty] | 8100901 | no | no |  |  | no |  | 0 | 0 | 0 | 0 | 0 | 0 |  | 1 | 1 | 1 | 0 | 0 | 0
load_220610567 |  | node_1361545_286_15296658_979 |  | BN | 0 | NonResidential | 0 | 4666.667+1987.992j | 0 | 0 | 0 | 0 | [24 empty] | 8100901 | no | no |  |  | no |  | 0 | 0 | 0 | 0 | 0 | 0 |  | 1 | 1 | 1 | 0 | 0 | 0
load_220610581 |  | node_1361525_473_15296659_838 |  | CN | 0 | NonResidential | 0 | 0 | 4666.667+1987.992j | 0 | 0 | 0 | [24 empty] | 8100901 | no | no |  |  | no |  | 0 | 0 | 0 | 0 | 0 | 0 |  | 1 | 1 | 1 | 0 | 0 | 0
load_220610582 |  | node_1361564_628_15296665_037 |  | AN | 0 | NonResidential | 4666.667+1987.992j | 0 | 0 | 0 | 0 | 0 | [24 empty] | 8100901 | no | no |  |  | no |  | 0 | 0 | 0 | 0 | 0 | 0 |  | 1 | 1 | 1 | 0 | 0 | 0
load_220613198 |  | node_1359997_252_15296577_811 |  | CN | 0 | NonResidential | 0 | 0 | 27333.333+11643.951j | 0 | 0 | 0 | [24 empty] | 8100901 | no | no |  |  | no |  | 0 | 0 | 0 | 0 | 0 | 0 |  | 1 | 1 | 1 | 0 | 0 | 0
load_220623734 |  | node_1358421_472_15296594_973 |  | AN | 0 | Residential | 806.4+343.525j | 0 | 0 | 0 | 0 | 0 | [24 empty] | 8100901 | no | no |  |  | no |  | 0 | 0 | 0 | 0 | 0 | 0 |  | 1 | 1 | 1 | 0 | 0 | 0
load_220638918 |  | node_1358778_738_15296065_227 |  | ABCN | 0 | NonResidential | 53333.333+22719.905j | 53333.333+22719.905j | 53333.333+22719.905j | 0 | 0 | 0 | [24 empty] | 8100901 | no | no |  |  | no |  | 0 | 0 | 0 | 0 | 0 | 0 |  | 1 | 1 | 1 | 0 | 0 | 0
load_220657130 |  | node_1362768_038_15296532_294 |  | AN | 0 | NonResidential | 1333.333+567.997j | 0 | 0 | 0 | 0 | 0 | [24 empty] | 8100901 | no | no |  |  | no |  | 0 | 0 | 0 | 0 | 0 | 0 |  | 1 | 1 | 1 | 0 | 0 | 0
load_220657131 |  | node_1362748_259_15296530_196 |  | BN | 0 | NonResidential | 0 | 1333.333+567.997j | 0 | 0 | 0 | 0 | [24 empty] | 8100901 | no | no |  |  | no |  | 0 | 0 | 0 | 0 | 0 | 0 |  | 1 | 1 | 1 | 0 | 0 | 0
load_220657132 |  | node_1362787_51_15296527_451 |  | CN | 0 | NonResidential | 0 | 0 | 1333.333+567.997j | 0 | 0 | 0 | [24 empty] | 8100901 | no | no |  |  | no |  | 0 | 0 | 0 | 0 | 0 | 0 |  | 1 | 1 | 1 | 0 | 0 | 0
load_220657133 |  | node_1362533_74_15296407_965 |  | AN | 0 | Residential | 13298.4+5665.095j | 0 | 0 | 0 | 0 | 0 | [24 empty] | 8100901 | no | no |  |  | no |  | 0 | 0 | 0 | 0 | 0 | 0 |  | 1 | 1 | 1 | 0 | 0 | 0
load_310008015 |  | node_1358934_885_15296089_918 |  | AN | 0 | NonResidential | 1666.667+709.997j | 0 | 0 | 0 | 0 | 0 | [24 empty] | 8100901 | no | no |  |  | no |  | 0 | 0 | 0 | 0 | 0 | 0 |  | 1 | 1 | 1 | 0 | 0 | 0
load_310008016 |  | node_1358950_66_15296106_206 |  | BN | 0 | NonResidential | 0 | 1666.667+709.997j | 0 | 0 | 0 | 0 | [24 empty] | 8100901 | no | no |  |  | no |  | 0 | 0 | 0 | 0 | 0 | 0 |  | 1 | 1 | 1 | 0 | 0 | 0
load_310008017 |  | node_1358916_538_15296079_636 |  | CN | 0 | NonResidential | 0 | 0 | 1666.667+709.997j | 0 | 0 | 0 | [24 empty] | 8100901 | no | no |  |  | no |  | 0 | 0 | 0 | 0 | 0 | 0 |  | 1 | 1 | 1 | 0 | 0 | 0
load_310011385 |  | node_1360117_896_15296953_932 |  | AN | 0 | Residential | 44690.4+19038.031j | 0 | 0 | 0 | 0 | 0 | [24 empty] | 8100901 | no | no |  |  | no |  | 0 | 0 | 0 | 0 | 0 | 0 |  | 1 | 1 | 1 | 0 | 0 | 0
load_310035576 |  | node_1362534_517_15297816_025 |  | AN | 0 | Residential | 33811.2+14403.511j | 0 | 0 | 0 | 0 | 0 | [24 empty] | 8100901 | no | no |  |  | no |  | 0 | 0 | 0 | 0 | 0 | 0 |  | 1 | 1 | 1 | 0 | 0 | 0
load_310056252 |  | node_1362293_531_15297896_753 |  | AN | 0 | Residential | 50940+21700.349j | 0 | 0 | 0 | 0 | 0 | [24 empty] | 8100901 | no | no |  |  | no |  | 0 | 0 | 0 | 0 | 0 | 0 |  | 1 | 1 | 1 | 0 | 0 | 0
load_312089656 |  | node_1360898_674_15296748_519 |  | AN | 0 | NonResidential | 3333.333+1419.994j | 0 | 0 | 0 | 0 | 0 | [24 empty] | 8100901 | no | no |  |  | no |  | 0 | 0 | 0 | 0 | 0 | 0 |  | 1 | 1 | 1 | 0 | 0 | 0
load_312089657 |  | node_1360896_48_15296727_219 |  | BN | 0 | NonResidential | 0 | 3333.333+1419.994j | 0 | 0 | 0 | 0 | [24 empty] | 8100901 | no | no |  |  | no |  | 0 | 0 | 0 | 0 | 0 | 0 |  | 1 | 1 | 1 | 0 | 0 | 0
load_312089667 |  | node_1360899_284_15296702_738 |  | CN | 0 | NonResidential | 0 | 0 | 3333.333+1419.994j | 0 | 0 | 0 | [24 empty] | 8100901 | no | no |  |  | no |  | 0 | 0 | 0 | 0 | 0 | 0 |  | 1 | 1 | 1 | 0 | 0 | 0

## node
data_type | static
owner_type | feeder
owner | 8100901
object | node
name | groupid | parent | bustype | phases | nominal_voltage | dcircuit | selected | monitored | monitored_fields | class_monitored_fields | played | played_fields | subsystem | x | y | comments | dist_to_slack
node_1358421_472_15296594_973 |  |  | PQ | ABCN | 2771.281 | 8100901 | no | no |  |  | no |  |  | 1358421.472 | 15296594.973 |  | -1
node_1358564_364_15296599_673 |  |  | PQ | ABCN | 2771.281 | 8100901 | no | no |  |  | no |  |  | 1358564.364 | 15296599.673 |  | -1
node_1358583_864_15296604_702 |  |  | PQ | ABCN | 2771.281 | 8100901 | no | no |  |  | no |  |  | 1358583.864 | 15296604.702 |  | -1
node_1358603_632_15296602_792 |  |  | PQ | ABCN | 2771.281 | 8100901 | no | no |  |  | no |  |  | 1358603.632 | 15296602.792 |  | -1
node_1358616_961_15295786_288 |  |  | PQ | ABCN | 2771.281 | 8100901 | no | no |  |  | no |  |  | 1358616.961 | 15295786.288 |  | -1
node_1358642_351_15295777_31 |  |  | PQ | ABCN | 2771.281 | 8100901 | no | no |  |  | no |  |  | 1358642.351 | 15295777.31 |  | -1
node_1358778_738_15296065_227 |  |  | PQ | ABCN | 2771.281 | 8100901 | no | no |  |  | no |  |  | 1358778.738 | 15296065.227 |  | -1
node_1358814_828_15295631_977 |  |  | PQ | ABCN | 2771.281 | 8100901 | no | no |  |  | no |  |  | 1358814.828 | 15295631.977 |  | -1
node_1358842_365_15296479_971 |  |  | PQ | ABCN | 2771.281 | 8100901 | no | no |  |  | no |  |  | 1358842.365 | 15296479.971 |  | -1
node_1358916_538_15296079_636 |  |  | PQ | ABCN | 2771.281 | 8100901 | no | no |  |  | no |  |  | 1358916.538 | 15296079.636 |  | -1
node_1358934_885_15296089_918 |  |  | PQ | ABCN | 2771.281 | 8100901 | no | no |  |  | no |  |  | 1358934.885 | 15296089.918 |  | -1
node_1358950_66_15296106_206 |  |  | PQ | ABCN | 2771.281 | 8100901 | no | no |  |  | no |  |  | 1358950.66 | 15296106.206 |  | -1
node_1359347_924_15296532_135 |  |  | PQ | ABCD | 2771.281 | 8100901 | no | no |  |  | no |  |  | 1359347.924 | 15296532.135 |  | -1
node_1359380_738_15296544_082 |  |  | PQ | ABCN | 2771.281 | 8100901 | no | no |  |  | no |  |  | 1359380.738 | 15296544.082 |  | -1
node_1359382_929_15296570_568 |  |  | PQ | ABCN | 2771.281 | 8100901 | no | no |  |  | no |  |  | 1359382.929 | 15296570.568 |  | -1
node_1359390_148_15296595_439 |  |  | PQ | ABCN | 2771.281 | 8100901 | no | no |  |  | no |  |  | 1359390.148 | 15296595.439 |  | -1
node_1359460_93_15298123_02 |  |  | PQ | AN | 2771.281 | 8100901 | no | no |  |  | no |  |  | 1359460.93 | 15298123.02 |  | -1
node_1359669_304_15298579_166 |  |  | PQ | AN | 2771.281 | 8100901 | no | no |  |  | no |  |  | 1359669.304 | 15298579.166 |  | -1
node_1359691_008_15298051_536 |  |  | PQ | AN | 2771.281 | 8100901 | no | no |  |  | no |  |  | 1359691.008 | 15298051.536 |  | -1
node_1359703_718_15297754_036 |  |  | PQ | AN | 2771.281 | 8100901 | no | no |  |  | no |  |  | 1359703.718 | 15297754.036 |  | -1
node_1359720_043_15297452_463 |  |  | PQ | AN | 2771.281 | 8100901 | no | no |  |  | no |  |  | 1359720.043 | 15297452.463 |  | -1
node_1359938_928_15296879_999 |  |  | PQ | AN | 2771.281 | 8100901 | no | no |  |  | no |  |  | 1359938.928 | 15296879.999 |  | -1
node_1359940_268_15297343_214 |  |  | PQ | AN | 2771.281 | 8100901 | no | no |  |  | no |  |  | 1359940.268 | 15297343.214 |  | -1
node_1359991_212_15296629_924 |  |  | PQ | ABCN | 2771.281 | 8100901 | no | no |  |  | no |  |  | 1359991.212 | 15296629.924 |  | -1
node_1359996_79_15296604_426 |  |  | PQ | ABCN | 2771.281 | 8100901 | no | no |  |  | no |  |  | 1359996.79 | 15296604.426 |  | -1
node_1359997_252_15296577_811 |  |  | PQ | ABCN | 2771.281 | 8100901 | no | no |  |  | no |  |  | 1359997.252 | 15296577.811 |  | -1
node_1360033_043_15298164_421 |  |  | PQ | AN | 2771.281 | 8100901 | no | no |  |  | no |  |  | 1360033.043 | 15298164.421 |  | -1
node_1360033_689_15298350_544 |  |  | PQ | AN | 2771.281 | 8100901 | no | no |  |  | no |  |  | 1360033.689 | 15298350.544 |  | -1
node_1360051_398_15297820_105 |  |  | PQ | AN | 2771.281 | 8100901 | no | no |  |  | no |  |  | 1360051.398 | 15297820.105 |  | -1
node_1360063_41_15298603_294 |  |  | PQ | AN | 2771.281 | 8100901 | no | no |  |  | no |  |  | 1360063.41 | 15298603.294 |  | -1
node_1360117_896_15296953_932 |  |  | PQ | ABCN | 2771.281 | 8100901 | no | no |  |  | no |  |  | 1360117.896 | 15296953.932 |  | -1
node_1360175_982_15296516_212 |  |  | PQ | AN | 2771.281 | 8100901 | no | no |  |  | no |  |  | 1360175.982 | 15296516.212 |  | -1
node_1360289_53_15297224_683 |  |  | PQ | AN | 2771.281 | 8100901 | no | no |  |  | no |  |  | 1360289.53 | 15297224.683 |  | -1
node_1360365_554_15296930_88 |  |  | PQ | ABCN | 2771.281 | 8100901 | no | no |  |  | no |  |  | 1360365.554 | 15296930.88 |  | -1
node_1360452_354_15298695_847 |  |  | PQ | AN | 2771.281 | 8100901 | no | no |  |  | no |  |  | 1360452.354 | 15298695.847 |  | -1
node_1360555_723_15296930_553 |  |  | PQ | ABCN | 2771.281 | 8100901 | no | no |  |  | no |  |  | 1360555.723 | 15296930.553 |  | -1
node_1360640_296_15296829_091 |  |  | PQ | ABCN | 2771.281 | 8100901 | no | no |  |  | no |  |  | 1360640.296 | 15296829.091 |  | -1
node_1360642_296_15296855_602 |  |  | PQ | ABCN | 2771.281 | 8100901 | no | no |  |  | no |  |  | 1360642.296 | 15296855.602 |  | -1
node_1360643_469_15296802_838 |  |  | PQ | ABCN | 2771.281 | 8100901 | no | no |  |  | no |  |  | 1360643.469 | 15296802.838 |  | -1
node_1360648_065_15297388_49 |  |  | PQ | AN | 2771.281 | 8100901 | no | no |  |  | no |  |  | 1360648.065 | 15297388.49 |  | -1
node_1360896_48_15296727_219 |  |  | PQ | ABCN | 2771.281 | 8100901 | no | no |  |  | no |  |  | 1360896.48 | 15296727.219 |  | -1
node_1360898_674_15296748_519 |  |  | PQ | ABCN | 2771.281 | 8100901 | no | no |  |  | no |  |  | 1360898.674 | 15296748.519 |  | -1
node_1360899_284_15296702_738 |  |  | PQ | ABCN | 2771.281 | 8100901 | no | no |  |  | no |  |  | 1360899.284 | 15296702.738 |  | -1
node_1361072_043_15296839_561 |  |  | PQ | ABCN | 2771.281 | 8100901 | no | no |  |  | no |  |  | 1361072.043 | 15296839.561 |  | -1
node_1361085_691_15297120_259 |  |  | PQ | ABCN | 2771.281 | 8100901 | no | no |  |  | no |  |  | 1361085.691 | 15297120.259 |  | -1
node_1361090_509_15296849_446 |  |  | PQ | ABCN | 2771.281 | 8100901 | no | no |  |  | no |  |  | 1361090.509 | 15296849.446 |  | -1
node_1361110_215_15296852_594 |  |  | PQ | ABCN | 2771.281 | 8100901 | no | no |  |  | no |  |  | 1361110.215 | 15296852.594 |  | -1
node_1361132_379_15297040_299 |  |  | PQ | AN | 2771.281 | 8100901 | no | no |  |  | no |  |  | 1361132.379 | 15297040.299 |  | -1
node_1361318_114_15296820_116 |  |  | PQ | ABCN | 2771.281 | 8100901 | no | no |  |  | no |  |  | 1361318.114 | 15296820.116 |  | -1
node_1361386_244_15297887_621 |  |  | PQ | AN | 2771.281 | 8100901 | no | no |  |  | no |  |  | 1361386.244 | 15297887.621 |  | -1
node_1361418_981_15296948_213 |  |  | PQ | ABCN | 2771.281 | 8100901 | no | no |  |  | no |  |  | 1361418.981 | 15296948.213 |  | -1
node_1361525_473_15296659_838 |  |  | PQ | ABCN | 2771.281 | 8100901 | no | no |  |  | no |  |  | 1361525.473 | 15296659.838 |  | -1
node_1361545_286_15296658_979 |  |  | PQ | ABCN | 2771.281 | 8100901 | no | no |  |  | no |  |  | 1361545.286 | 15296658.979 |  | -1
node_1361564_628_15296665_037 |  |  | PQ | ABCN | 2771.281 | 8100901 | no | no |  |  | no |  |  | 1361564.628 | 15296665.037 |  | -1
node_1361576_597_15297045_434 |  |  | PQ | ABCN | 2771.281 | 8100901 | no | no |  |  | no |  |  | 1361576.597 | 15297045.434 |  | -1
node_1361596_367_15297043_563 |  |  | PQ | ABCN | 2771.281 | 8100901 | no | no |  |  | no |  |  | 1361596.367 | 15297043.563 |  | -1
node_1361615_861_15297048_631 |  |  | PQ | ABCN | 2771.281 | 8100901 | no | no |  |  | no |  |  | 1361615.861 | 15297048.631 |  | -1
node_1361695_941_15297119_938 |  |  | PQ | ABCN | 2771.281 | 8100901 | no | no |  |  | no |  |  | 1361695.941 | 15297119.938 |  | -1
node_1361719_011_15297912_696 |  |  | PQ | AN | 2771.281 | 8100901 | no | no |  |  | no |  |  | 1361719.011 | 15297912.696 |  | -1
node_1361719_572_15296668_979 |  |  | PQ | ABCN | 2771.281 | 8100901 | no | no |  |  | no |  |  | 1361719.572 | 15296668.979 |  | -1
node_1361725_767_15297574_092 |  |  | PQ | AN | 2771.281 | 8100901 | no | no |  |  | no |  |  | 1361725.767 | 15297574.092 |  | -1
node_1361733_515_15297926_96 |  |  | PQ | AN | 2771.281 | 8100901 | no | no |  |  | no |  |  | 1361733.515 | 15297926.96 |  | -1
node_1361739_248_15296665_866 |  |  | PQ | ABCN | 2771.281 | 8100901 | no | no |  |  | no |  |  | 1361739.248 | 15296665.866 |  | -1
node_1361758_891_15296669_703 |  |  | PQ | ABCN | 2771.281 | 8100901 | no | no |  |  | no |  |  | 1361758.891 | 15296669.703 |  | -1
node_1362031_694_15296672_042 |  |  | PQ | ABCN | 2771.281 | 8100901 | no | no |  |  | no |  |  | 1362031.694 | 15296672.042 |  | -1
node_1362051_37_15296675_543 |  |  | PQ | ABCN | 2771.281 | 8100901 | no | no |  |  | no |  |  | 1362051.37 | 15296675.543 |  | -1
node_1362118_231_15297255_173 |  |  | PQ | ABCN | 2771.281 | 8100901 | no | no |  |  | no |  |  | 1362118.231 | 15297255.173 |  | -1
node_1362138_001_15297257_415 |  |  | PQ | ABCN | 2771.281 | 8100901 | no | no |  |  | no |  |  | 1362138.001 | 15297257.415 |  | -1
node_1362176_98_15296555_277 |  |  | PQ | ABCN | 2771.281 | 8100901 | no | no |  |  | no |  |  | 1362176.98 | 15296555.277 |  | -1
node_1362196_775_15296557_051 |  |  | PQ | ABCN | 2771.281 | 8100901 | no | no |  |  | no |  |  | 1362196.775 | 15296557.051 |  | -1
node_1362216_2_15296551_887 |  |  | PQ | ABCN | 2771.281 | 8100901 | no | no |  |  | no |  |  | 1362216.2 | 15296551.887 |  | -1
node_1362243_202_15296953_335 |  |  | PQ | ABCN | 2771.281 | 8100901 | no | no |  |  | no |  |  | 1362243.202 | 15296953.335 |  | -1
node_1362244_953_15296979_874 |  |  | PQ | ABCN | 2771.281 | 8100901 | no | no |  |  | no |  |  | 1362244.953 | 15296979.874 |  | -1
node_1362246_623_15296927_139 |  |  | PQ | ABCN | 2771.281 | 8100901 | no | no |  |  | no |  |  | 1362246.623 | 15296927.139 |  | -1
node_1362293_531_15297896_753 |  |  | PQ | AN | 2771.281 | 8100901 | no | no |  |  | no |  |  | 1362293.531 | 15297896.753 |  | -1
node_1362321_502_15297560_931 |  |  | PQ | AN | 2771.281 | 8100901 | no | no |  |  | no |  |  | 1362321.502 | 15297560.931 |  | -1
node_1362323_48_15296855_447 |  |  | PQ | ABCD | 2771.281 | 8100901 | no | no |  |  | no |  |  | 1362323.48 | 15296855.447 |  | -1
node_1362533_74_15296407_965 |  |  | PQ | ABCN | 2771.281 | 8100901 | no | no |  |  | no |  |  | 1362533.74 | 15296407.965 |  | -1
node_1362534_517_15297816_025 |  |  | PQ | AN | 2771.281 | 8100901 | no | no |  |  | no |  |  | 1362534.517 | 15297816.025 |  | -1
node_1362627_694_15296712_386 |  |  | PQ | AN | 2771.281 | 8100901 | no | no |  |  | no |  |  | 1362627.694 | 15296712.386 |  | -1
node_1362712_601_15297172_053 |  |  | PQ | ABCN | 2771.281 | 8100901 | no | no |  |  | no |  |  | 1362712.601 | 15297172.053 |  | -1
node_1362722_171_15297172_078 |  |  | PQ | ABCN | 2771.281 | 8100901 | no | no |  |  | no |  |  | 1362722.171 | 15297172.078 |  | -1
node_1362730_964_15297168_662 |  |  | PQ | ABCN | 2771.281 | 8100901 | no | no |  |  | no |  |  | 1362730.964 | 15297168.662 |  | -1
node_1362748_259_15296530_196 |  |  | PQ | ABCN | 2771.281 | 8100901 | no | no |  |  | no |  |  | 1362748.259 | 15296530.196 |  | -1
node_1362768_038_15296532_294 |  |  | PQ | ABCN | 2771.281 | 8100901 | no | no |  |  | no |  |  | 1362768.038 | 15296532.294 |  | -1
node_1362787_51_15296527_451 |  |  | PQ | ABCN | 2771.281 | 8100901 | no | no |  |  | no |  |  | 1362787.51 | 15296527.451 |  | -1
node_1362824_452_15297224_269 |  |  | PQ | ABCN | 2771.281 | 8100901 | no | no |  |  | no |  |  | 1362824.452 | 15297224.269 |  | -1
node_1362840_652_15297168_815 |  |  | PQ | ABCN | 2771.281 | 8100901 | no | no |  |  | no |  |  | 1362840.652 | 15297168.815 |  | -1
node_1362842_163_15297212_466 |  |  | PQ | ABCN | 2771.281 | 8100901 | no | no |  |  | no |  |  | 1362842.163 | 15297212.466 |  | -1
node_1362850_552_15297191_982 |  |  | PQ | ABCN | 2771.281 | 8100901 | no | no |  |  | no |  |  | 1362850.552 | 15297191.982 |  | -1
node_1362861_652_15297791_265 |  |  | PQ | AN | 2771.281 | 8100901 | no | no |  |  | no |  |  | 1362861.652 | 15297791.265 |  | -1
node_1362864_561_15297210_961 |  |  | PQ | ABCN | 2771.281 | 8100901 | no | no |  |  | no |  |  | 1362864.561 | 15297210.961 |  | -1
node_1362981_528_15296397_672 |  |  | PQ | ABCN | 2771.281 | 8100901 | no | no |  |  | no |  |  | 1362981.528 | 15296397.672 |  | -1
node_1362982_662_15296450_46 |  |  | PQ | ABCN | 2771.281 | 8100901 | no | no |  |  | no |  |  | 1362982.662 | 15296450.46 |  | -1
node_1362984_682_15296423_99 |  |  | PQ | ABCN | 2771.281 | 8100901 | no | no |  |  | no |  |  | 1362984.682 | 15296423.99 |  | -1
node_1363010_536_15297587_85 |  |  | PQ | AN | 2771.281 | 8100901 | no | no |  |  | no |  |  | 1363010.536 | 15297587.85 |  | -1
node_1363187_237_15298144_669 |  |  | PQ | AN | 2771.281 | 8100901 | no | no |  |  | no |  |  | 1363187.237 | 15298144.669 |  | -1
node_1363248_171_15298796_611 |  |  | PQ | AN | 2771.281 | 8100901 | no | no |  |  | no |  |  | 1363248.171 | 15298796.611 |  | -1
node_8100901_200848790 |  |  | PQ | ABCD | 2771.281 | 8100901 | no | no |  |  | no |  |  | 1359720.568 | 15296677.358 |  | -1
node_8100901_200848791 |  |  | PQ | AD | 2771.281 | 8100901 | no | no |  |  | no |  |  | 1359709.164 | 15296910.895 |  | -1
node_8100901_200848792 |  |  | PQ | AD | 2771.281 | 8100901 | no | no |  |  | no |  |  | 1359659.363 | 15297952.168 |  | -1
node_8100901_200848793 |  |  | PQ | AN | 2771.281 | 8100901 | no | no |  |  | no |  |  | 1359653.685 | 15298053.047 |  | -1
node_8100901_200848796 |  |  | PQ | AD | 2771.281 | 8100901 | no | no |  |  | no |  |  | 1359646.854 | 15298155.044 |  | -1
node_8100901_200848797 |  |  | PQ | AD | 2771.281 | 8100901 | no | no |  |  | no |  |  | 1359649.551 | 15298260.583 |  | -1
node_8100901_200848798 |  |  | PQ | AD | 2771.281 | 8100901 | no | no |  |  | no |  |  | 1359644.587 | 15298360.062 |  | -1
node_8100901_200848799 |  |  | PQ | AD | 2771.281 | 8100901 | no | no |  |  | no |  |  | 1359639.446 | 15298457.39 |  | -1
node_8100901_200848800 |  |  | PQ | AN | 2771.281 | 8100901 | no | no |  |  | no |  |  | 1359626.922 | 15298575.75 |  | -1
node_8100901_200848803 |  |  | PQ | AD | 2771.281 | 8100901 | no | no |  |  | no |  |  | 1359707.732 | 15297059.922 |  | -1
node_8100901_200848804 |  |  | PQ | AD | 2771.281 | 8100901 | no | no |  |  | no |  |  | 1359689.388 | 15297200.349 |  | -1
node_8100901_200848805 |  |  | PQ | AD | 2771.281 | 8100901 | no | no |  |  | no |  |  | 1359691.951 | 15297333.562 |  | -1
node_8100901_200848806 |  |  | PQ | AN | 2771.281 | 8100901 | no | no |  |  | no |  |  | 1359683.317 | 15297458.451 |  | -1
node_8100901_200848807 |  |  | PQ | AD | 2771.281 | 8100901 | no | no |  |  | no |  |  | 1359692.355 | 15297559.446 |  | -1
node_8100901_200848808 |  |  | PQ | AD | 2771.281 | 8100901 | no | no |  |  | no |  |  | 1359668.427 | 15297658.136 |  | -1
node_8100901_200848809 |  |  | PQ | AN | 2771.281 | 8100901 | no | no |  |  | no |  |  | 1359667.594 | 15297754.046 |  | -1
node_8100901_200848810 |  |  | PQ | AD | 2771.281 | 8100901 | no | no |  |  | no |  |  | 1359668.915 | 15297859.311 |  | -1
node_8100901_200848827 |  |  | PQ | AN | 2771.281 | 8100901 | no | no |  |  | no |  |  | 1360004.386 | 15298351.024 |  | -1
node_8100901_200848828 |  |  | PQ | AD | 2771.281 | 8100901 | no | no |  |  | no |  |  | 1359816.705 | 15298389.131 |  | -1
node_8100901_200848830 |  |  | PQ | AD | 2771.281 | 8100901 | no | no |  |  | no |  |  | 1359675.714 | 15298381.853 |  | -1
node_8100901_200848866 |  |  | PQ | AD | 2771.281 | 8100901 | no | no |  |  | no |  |  | 1360020.206 | 15297710.863 |  | -1
node_8100901_200848867 |  |  | PQ | AN | 2771.281 | 8100901 | no | no |  |  | no |  |  | 1360017.555 | 15297812.738 |  | -1
node_8100901_200848868 |  |  | PQ | AD | 2771.281 | 8100901 | no | no |  |  | no |  |  | 1360011.06 | 15297914.648 |  | -1
node_8100901_200848869 |  |  | PQ | AD | 2771.281 | 8100901 | no | no |  |  | no |  |  | 1360002.575 | 15298063.986 |  | -1
node_8100901_200848870 |  |  | PQ | AN | 2771.281 | 8100901 | no | no |  |  | no |  |  | 1359999.024 | 15298164.404 |  | -1
node_8100901_200849241 |  |  | PQ | ABCN | 2771.281 | 8100901 | no | no |  |  | no |  |  | 1360532.14 | 15296941.787 |  | -1
node_8100901_200849518 |  |  | PQ | AN | 2771.281 | 8100901 | no | no |  |  | no |  |  | 1363008.272 | 15297539.783 |  | -1
node_8100901_200849519 |  |  | PQ | AD | 2771.281 | 8100901 | no | no |  |  | no |  |  | 1362917.148 | 15297681.297 |  | -1
node_8100901_200849692 |  |  | PQ | AD | 2771.281 | 8100901 | no | no |  |  | no |  |  | 1363160.602 | 15297884.604 |  | -1
node_8100901_200849693 |  |  | PQ | AD | 2771.281 | 8100901 | no | no |  |  | no |  |  | 1363153.735 | 15298016.433 |  | -1
node_8100901_200849694 |  |  | PQ | AN | 2771.281 | 8100901 | no | no |  |  | no |  |  | 1363156.247 | 15298149.895 |  | -1
node_8100901_200849695 |  |  | PQ | AD | 2771.281 | 8100901 | no | no |  |  | no |  |  | 1363156.538 | 15298284.419 |  | -1
node_8100901_200849696 |  |  | PQ | AD | 2771.281 | 8100901 | no | no |  |  | no |  |  | 1363147.859 | 15298407.184 |  | -1
node_8100901_200849697 |  |  | PQ | AD | 2771.281 | 8100901 | no | no |  |  | no |  |  | 1363193.698 | 15298538.409 |  | -1
node_8100901_200849698 |  |  | PQ | AD | 2771.281 | 8100901 | no | no |  |  | no |  |  | 1363217.061 | 15298669.86 |  | -1
node_8100901_200849699 |  |  | PQ | AN | 2771.281 | 8100901 | no | no |  |  | no |  |  | 1363219.985 | 15298796.241 |  | -1
node_8100901_200850595 |  |  | PQ | ABCN | 2771.281 | 8100901 | no | no |  |  | no |  |  | 1358584.929 | 15296504.189 |  | -1
node_8100901_200850597 |  |  | PQ | ABCN | 2771.281 | 8100901 | no | no |  |  | no |  |  | 1359921.881 | 15296588.243 |  | -1
node_8100901_200850598 |  |  | PQ | ABCD | 2771.281 | 8100901 | no | no |  |  | no |  |  | 1358737.012 | 15296509.421 |  | -1
node_8100901_200850599 |  |  | PQ | ABCN | 2771.281 | 8100901 | no | no |  |  | no |  |  | 1358842.848 | 15296513.402 |  | -1
node_8100901_200850600 |  |  | PQ | ABCD | 2771.281 | 8100901 | no | no |  |  | no |  |  | 1359045.667 | 15296522.934 |  | -1
node_8100901_200850602 |  |  | PQ | ABCD | 2771.281 | 8100901 | no | no |  |  | no |  |  | 1359183.338 | 15296526.448 |  | -1
node_8100901_200850603 |  |  | PQ | ABCD | 2771.281 | 8100901 | no | no |  |  | no |  |  | 1359267.511 | 15296530.356 |  | -1
node_8100901_200850604 |  |  | PQ | ABCD | 2771.281 | 8100901 | no | no |  |  | no |  |  | 1359353.962 | 15296532.268 |  | -1
node_8100901_200850605 |  |  | PQ | ABCD | 2771.281 | 8100901 | no | no |  |  | no |  |  | 1359486.064 | 15296540.184 |  | -1
node_8100901_200850606 |  |  | PQ | ABCN | 2771.281 | 8100901 | no | no |  |  | no |  |  | 1359454.873 | 15296544.824 |  | -1
node_8100901_200850609 |  |  | PQ | ABCD | 2771.281 | 8100901 | no | no |  |  | no |  |  | 1359727.188 | 15296544.259 |  | -1
node_8100901_200851084 |  |  | PQ | AD | 2771.281 | 8100901 | no | no |  |  | no |  |  | 1360220.946 | 15297086.928 |  | -1
node_8100901_200851086 |  |  | PQ | AN | 2771.281 | 8100901 | no | no |  |  | no |  |  | 1361757.562 | 15297576.169 |  | -1
node_8100901_200851098 |  |  | PQ | AN | 2771.281 | 8100901 | no | no |  |  | no |  |  | 1360310.744 | 15297202.837 |  | -1
node_8100901_200851102 |  |  | PQ | AD | 2771.281 | 8100901 | no | no |  |  | no |  |  | 1360389.909 | 15297335.722 |  | -1
node_8100901_200851104 |  |  | PQ | AD | 2771.281 | 8100901 | no | no |  |  | no |  |  | 1360499.036 | 15297391.85 |  | -1
node_8100901_200851105 |  |  | PQ | AN | 2771.281 | 8100901 | no | no |  |  | no |  |  | 1360649.114 | 15297420.537 |  | -1
node_8100901_200851110 |  |  | PQ | AD | 2771.281 | 8100901 | no | no |  |  | no |  |  | 1359719.737 | 15297221.002 |  | -1
node_8100901_200851115 |  |  | PQ | AN | 2771.281 | 8100901 | no | no |  |  | no |  |  | 1361420.933 | 15297887.366 |  | -1
node_8100901_200851116 |  |  | PQ | AD | 2771.281 | 8100901 | no | no |  |  | no |  |  | 1361611.525 | 15297896.987 |  | -1
node_8100901_200851117 |  |  | PQ | AN | 2771.281 | 8100901 | no | no |  |  | no |  |  | 1361748.958 | 15297898.711 |  | -1
node_8100901_200851122 |  |  | PQ | AN | 2771.281 | 8100901 | no | no |  |  | no |  |  | 1362288.946 | 15297863.517 |  | -1
node_8100901_200851123 |  |  | PQ | AD | 2771.281 | 8100901 | no | no |  |  | no |  |  | 1359841.803 | 15297239.122 |  | -1
node_8100901_200851125 |  |  | PQ | AD | 2771.281 | 8100901 | no | no |  |  | no |  |  | 1362384.386 | 15297853.341 |  | -1
node_8100901_200851126 |  |  | PQ | AN | 2771.281 | 8100901 | no | no |  |  | no |  |  | 1362538.121 | 15297857.051 |  | -1
node_8100901_200851127 |  |  | PQ | AD | 2771.281 | 8100901 | no | no |  |  | no |  |  | 1362718.525 | 15297850.244 |  | -1
node_8100901_200851128 |  |  | PQ | AD | 2771.281 | 8100901 | no | no |  |  | no |  |  | 1362784.833 | 15297841.672 |  | -1
node_8100901_200851129 |  |  | PQ | AN | 2771.281 | 8100901 | no | no |  |  | no |  |  | 1362880.133 | 15297817.366 |  | -1
node_8100901_200851131 |  |  | PQ | AD | 2771.281 | 8100901 | no | no |  |  | no |  |  | 1363133.528 | 15297821.448 |  | -1
node_8100901_200851135 |  |  | PQ | AN | 2771.281 | 8100901 | no | no |  |  | no |  |  | 1359959.057 | 15297315.608 |  | -1
node_8100901_200851137 |  |  | PQ | AD | 2771.281 | 8100901 | no | no |  |  | no |  |  | 1359998.261 | 15297438.977 |  | -1
node_8100901_200851138 |  |  | PQ | AD | 2771.281 | 8100901 | no | no |  |  | no |  |  | 1360032.702 | 15297556.786 |  | -1
node_8100901_200851154 |  |  | PQ | AN | 2771.281 | 8100901 | no | no |  |  | no |  |  | 1359927.191 | 15296862.842 |  | -1
node_8100901_200851158 |  |  | PQ | AN | 2771.281 | 8100901 | no | no |  |  | no |  |  | 1360209.338 | 15296520.933 |  | -1
node_8100901_200851164 |  |  | PQ | ABCD | 2771.281 | 8100901 | no | no |  |  | no |  |  | 1359730.766 | 15296858.797 |  | -1
node_8100901_200851165 |  |  | PQ | ABCD | 2771.281 | 8100901 | no | no |  |  | no |  |  | 1359876.412 | 15296886.166 |  | -1
node_8100901_200851166 |  |  | PQ | ABCD | 2771.281 | 8100901 | no | no |  |  | no |  |  | 1360030.659 | 15296910.969 |  | -1
node_8100901_200851167 |  |  | PQ | ABCN | 2771.281 | 8100901 | no | no |  |  | no |  |  | 1360123.396 | 15296928.378 |  | -1
node_8100901_200851168 |  |  | PQ | ABCD | 2771.281 | 8100901 | no | no |  |  | no |  |  | 1360233.862 | 15296934.152 |  | -1
node_8100901_200851171 |  |  | PQ | ABCD | 2771.281 | 8100901 | no | no |  |  | no |  |  | 1360514.395 | 15296982.268 |  | -1
node_8100901_200851172 |  |  | PQ | ABCD | 2771.281 | 8100901 | no | no |  |  | no |  |  | 1360668.535 | 15297020.623 |  | -1
node_8100901_200851173 |  |  | PQ | ABCD | 2771.281 | 8100901 | no | no |  |  | no |  |  | 1360714.951 | 15296957.415 |  | -1
node_8100901_200851174 |  |  | PQ | ABCN | 2771.281 | 8100901 | no | no |  |  | no |  |  | 1360727.378 | 15296841.627 |  | -1
node_8100901_200851175 |  |  | PQ | AD | 2771.281 | 8100901 | no | no |  |  | no |  |  | 1360730.237 | 15296628.94 |  | -1
node_8100901_200851176 |  |  | PQ | AN | 2771.281 | 8100901 | no | no |  |  | no |  |  | 1360663.539 | 15296487.845 |  | -1
node_8100901_200851178 |  |  | PQ | ABCD | 2771.281 | 8100901 | no | no |  |  | no |  |  | 1360812.602 | 15297054.279 |  | -1
node_8100901_200851179 |  |  | PQ | ABCD | 2771.281 | 8100901 | no | no |  |  | no |  |  | 1360961.018 | 15297068.505 |  | -1
node_8100901_200851180 |  |  | PQ | ABCN | 2771.281 | 8100901 | no | no |  |  | no |  |  | 1361102.867 | 15297088.697 |  | -1
node_8100901_200851182 |  |  | PQ | ABCD | 2771.281 | 8100901 | no | no |  |  | no |  |  | 1361243.986 | 15297105.1 |  | -1
node_8100901_200851183 |  |  | PQ | ABCD | 2771.281 | 8100901 | no | no |  |  | no |  |  | 1361310.247 | 15297135.661 |  | -1
node_8100901_200851184 |  |  | PQ | ABCD | 2771.281 | 8100901 | no | no |  |  | no |  |  | 1361450.997 | 15297140.877 |  | -1
node_8100901_200851185 |  |  | PQ | ABCN | 2771.281 | 8100901 | no | no |  |  | no |  |  | 1361589.618 | 15297154.686 |  | -1
node_8100901_200851186 |  |  | PQ | ABCN | 2771.281 | 8100901 | no | no |  |  | no |  |  | 1361688.069 | 15297162.906 |  | -1
node_8100901_200851187 |  |  | PQ | ABCD | 2771.281 | 8100901 | no | no |  |  | no |  |  | 1361788.954 | 15297167.93 |  | -1
node_8100901_200851190 |  |  | PQ | ABCD | 2771.281 | 8100901 | no | no |  |  | no |  |  | 1361906.052 | 15297163.959 |  | -1
node_8100901_200851191 |  |  | PQ | ABCD | 2771.281 | 8100901 | no | no |  |  | no |  |  | 1362013.89 | 15297166.865 |  | -1
node_8100901_200851192 |  |  | PQ | ABCN | 2771.281 | 8100901 | no | no |  |  | no |  |  | 1362140.246 | 15297156.632 |  | -1
node_8100901_200851194 |  |  | PQ | ABCD | 2771.281 | 8100901 | no | no |  |  | no |  |  | 1362318.267 | 15297149.259 |  | -1
node_8100901_200851195 |  |  | PQ | ABCD | 2771.281 | 8100901 | no | no |  |  | no |  |  | 1362464.709 | 15297143.101 |  | -1
node_8100901_200851196 |  |  | PQ | ABCD | 2771.281 | 8100901 | no | no |  |  | no |  |  | 1362564.991 | 15297134.906 |  | -1
node_8100901_200851197 |  |  | PQ | ABCD | 2771.281 | 8100901 | no | no |  |  | no |  |  | 1362611.5 | 15297134.541 |  | -1
node_8100901_200851199 |  |  | PQ | ABCN | 2771.281 | 8100901 | no | no |  |  | no |  |  | 1362719.05 | 15297128.728 |  | -1
node_8100901_200851247 |  |  | PQ | AN | 2771.281 | 8100901 | no | no |  |  | no |  |  | 1359482.049 | 15298110.748 |  | -1
node_8100901_200851248 |  |  | PQ | AD | 2771.281 | 8100901 | no | no |  |  | no |  |  | 1359596.097 | 15298112.672 |  | -1
node_8100901_200851413 |  |  | PQ | ABCN | 2771.281 | 8100901 | no | no |  |  | no |  |  | 1358603.684 | 15295721.713 |  | -1
node_8100901_200851414 |  |  | PQ | ABCD | 2771.281 | 8100901 | no | no |  |  | no |  |  | 1358709.763 | 15295700.011 |  | -1
node_8100901_200851415 |  |  | PQ | ABCN | 2771.281 | 8100901 | no | no |  |  | no |  |  | 1358818.026 | 15295671.94 |  | -1
node_8100901_200851762 |  |  | PQ | ABCD | 2771.281 | 8100901 | no | no |  |  | no |  |  | 1358446.143 | 15296356.109 |  | -1
node_8100901_200853070 |  |  | PQ | AN | 2771.281 | 8100901 | no | no |  |  | no |  |  | 1360423.928 | 15298708.36 |  | -1
node_8100901_200853072 |  |  | PQ | AD | 2771.281 | 8100901 | no | no |  |  | no |  |  | 1360304.053 | 15298664.342 |  | -1
node_8100901_200853074 |  |  | PQ | AD | 2771.281 | 8100901 | no | no |  |  | no |  |  | 1360162.587 | 15298644.006 |  | -1
node_8100901_200853076 |  |  | PQ | AN | 2771.281 | 8100901 | no | no |  |  | no |  |  | 1360059.143 | 15298637.027 |  | -1
node_8100901_200853077 |  |  | PQ | AD | 2771.281 | 8100901 | no | no |  |  | no |  |  | 1359953.661 | 15298634.049 |  | -1
node_8100901_200853081 |  |  | PQ | AD | 2771.281 | 8100901 | no | no |  |  | no |  |  | 1359839.372 | 15298510.71 |  | -1
node_8100901_200853083 |  |  | PQ | AD | 2771.281 | 8100901 | no | no |  |  | no |  |  | 1361793.035 | 15297275.676 |  | -1
node_8100901_200853084 |  |  | PQ | AD | 2771.281 | 8100901 | no | no |  |  | no |  |  | 1361786.833 | 15297425.927 |  | -1
node_8100901_200853085 |  |  | PQ | AD | 2771.281 | 8100901 | no | no |  |  | no |  |  | 1361783.871 | 15297572.211 |  | -1
node_8100901_200853086 |  |  | PQ | AD | 2771.281 | 8100901 | no | no |  |  | no |  |  | 1361777.819 | 15297666.776 |  | -1
node_8100901_200853087 |  |  | PQ | AD | 2771.281 | 8100901 | no | no |  |  | no |  |  | 1361769.69 | 15297764.853 |  | -1
node_8100901_200853088 |  |  | PQ | AN | 2771.281 | 8100901 | no | no |  |  | no |  |  | 1361762.092 | 15297923.195 |  | -1
node_8100901_200853101 |  |  | PQ | ABCD | 2771.281 | 8100901 | no | no |  |  | no |  |  | 1362334.534 | 15296459.229 |  | -1
node_8100901_200853103 |  |  | PQ | AD | 2771.281 | 8100901 | no | no |  |  | no |  |  | 1362281.14 | 15297826.799 |  | -1
node_8100901_200853104 |  |  | PQ | ABCD | 2771.281 | 8100901 | no | no |  |  | no |  |  | 1362332.537 | 15296597.539 |  | -1
node_8100901_200853105 |  |  | PQ | ABCD | 2771.281 | 8100901 | no | no |  |  | no |  |  | 1362323.919 | 15296850.769 |  | -1
node_8100901_200853106 |  |  | PQ | ABCN | 2771.281 | 8100901 | no | no |  |  | no |  |  | 1362314.12 | 15296955.19 |  | -1
node_8100901_200853107 |  |  | PQ | ABCD | 2771.281 | 8100901 | no | no |  |  | no |  |  | 1362313.729 | 15297094.534 |  | -1
node_8100901_200853110 |  |  | PQ | AD | 2771.281 | 8100901 | no | no |  |  | no |  |  | 1362305.395 | 15297253.898 |  | -1
node_8100901_200853111 |  |  | PQ | AD | 2771.281 | 8100901 | no | no |  |  | no |  |  | 1362295.056 | 15297410.814 |  | -1
node_8100901_200853114 |  |  | PQ | AN | 2771.281 | 8100901 | no | no |  |  | no |  |  | 1362293.895 | 15297557.749 |  | -1
node_8100901_200853115 |  |  | PQ | AD | 2771.281 | 8100901 | no | no |  |  | no |  |  | 1362286.402 | 15297706.235 |  | -1
node_8100901_200853116 |  |  | PQ | ABCD | 2771.281 | 8100901 | no | no |  |  | no |  |  | 1361471.449 | 15296771.057 |  | -1
node_8100901_200853117 |  |  | PQ | ABCN | 2771.281 | 8100901 | no | no |  |  | no |  |  | 1361313.212 | 15296792.017 |  | -1
node_8100901_200853118 |  |  | PQ | ABCN | 2771.281 | 8100901 | no | no |  |  | no |  |  | 1361118.815 | 15296754.932 |  | -1
node_8100901_200853120 |  |  | PQ | ABCN | 2771.281 | 8100901 | no | no |  |  | no |  |  | 1360949.731 | 15296726.837 |  | -1
node_8100901_200853127 |  |  | PQ | ABCN | 2771.281 | 8100901 | no | no |  |  | no |  |  | 1361456.717 | 15296948.525 |  | -1
node_8100901_200853149 |  |  | PQ | ABCN | 2771.281 | 8100901 | no | no |  |  | no |  |  | 1362905.515 | 15296429.584 |  | -1
node_8100901_200853150 |  |  | PQ | ABCN | 2771.281 | 8100901 | no | no |  |  | no |  |  | 1362757.807 | 15296442.294 |  | -1
node_8100901_200853151 |  |  | PQ | ABCN | 2771.281 | 8100901 | no | no |  |  | no |  |  | 1362531.714 | 15296447.226 |  | -1
node_8100901_200853152 |  |  | PQ | ABCD | 2771.281 | 8100901 | no | no |  |  | no |  |  | 1362284.504 | 15296457.703 |  | -1
node_8100901_200853155 |  |  | PQ | ABCD | 2771.281 | 8100901 | no | no |  |  | no |  |  | 1362596.448 | 15296443.238 |  | -1
node_8100901_200853156 |  |  | PQ | ABCN | 2771.281 | 8100901 | no | no |  |  | no |  |  | 1362191.471 | 15296457.759 |  | -1
node_8100901_200853168 |  |  | PQ | ABCN | 2771.281 | 8100901 | no | no |  |  | no |  |  | 1362025.841 | 15296776.939 |  | -1
node_8100901_200853170 |  |  | PQ | ABCD | 2771.281 | 8100901 | no | no |  |  | no |  |  | 1361888.332 | 15296774.031 |  | -1
node_8100901_200853171 |  |  | PQ | ABCN | 2771.281 | 8100901 | no | no |  |  | no |  |  | 1361733.856 | 15296771.603 |  | -1
node_8100901_200853172 |  |  | PQ | ABCD | 2771.281 | 8100901 | no | no |  |  | no |  |  | 1361602.049 | 15296764.551 |  | -1
node_8100901_200853176 |  |  | PQ | AN | 2771.281 | 8100901 | no | no |  |  | no |  |  | 1362632.369 | 15296748.75 |  | -1
node_8100901_200853177 |  |  | PQ | AD | 2771.281 | 8100901 | no | no |  |  | no |  |  | 1362528.103 | 15296751.862 |  | -1
node_8100901_200853178 |  |  | PQ | AD | 2771.281 | 8100901 | no | no |  |  | no |  |  | 1362435.537 | 15296755.371 |  | -1
node_8100901_200853179 |  |  | PQ | ABCD | 2771.281 | 8100901 | no | no |  |  | no |  |  | 1362322.325 | 15296751.972 |  | -1
node_8100901_200854881 |  |  | PQ | ABCD | 2771.281 | 8100901 | no | no |  |  | no |  |  | 1357869.9 | 15296205.066 |  | -1
node_8100901_200854882 |  |  | PQ | ABCN | 2771.281 | 8100901 | no | no |  |  | no |  |  | 1357707.543 | 15296199.839 |  | -1
node_8100901_200854883 |  |  | PQ | AD | 2771.281 | 8100901 | no | no |  |  | no |  |  | 1357569.63 | 15296195.918 |  | -1
node_8100901_200856229 |  |  | PQ | ABCD | 2771.281 | 8100901 | no | no |  |  | no |  |  | 1358432.352 | 15296750.433 |  | -1
node_8100901_200917517 |  |  | PQ | ABCD | 2771.281 | 8100901 | no | no |  |  | no |  |  | 1358449.884 | 15296258.735 |  | -1
node_8100901_200936494 |  |  | PQ | ABCD | 2771.281 | 8100901 | no | no |  |  | no |  |  | 1358503.306 | 15295927.138 |  | -1
node_8100901_200942019 |  |  | PQ | ABCD | 2771.281 | 8100901 | no | no |  |  | no |  |  | 1358494.914 | 15296231.493 |  | -1
node_8100901_200947702 |  |  | PQ | AN | 2771.281 | 8100901 | no | no |  |  | no |  |  | 1361105.516 | 15297071.52 |  | -1
node_8100901_200947703 |  |  | PQ | ABCN | 2771.281 | 8100901 | no | no |  |  | no |  |  | 1360360.154 | 15296960.495 |  | -1
node_8100901_200968756 |  |  | PQ | ABCN | 2771.281 | 8100901 | no | no |  |  | no |  |  | 1357798.316 | 15296203.018 |  | -1
node_8100901_200970599 |  |  | PQ | ABCN | 2771.281 | 8100901 | no | no |  |  | no |  |  | 1357801.273 | 15296166.979 |  | -1
node_8100901_200974772 |  |  | PQ | ABCD | 2771.281 | 8100901 | no | no |  |  | no |  |  | 1359305.474 | 15296249.38 |  | -1
node_8100901_200974773 |  |  | PQ | ABCN | 2771.281 | 8100901 | no | no |  |  | no |  |  | 1358899.743 | 15296188.336 |  | -1
node_8100901_200974774 |  |  | PQ | ABCD | 2771.281 | 8100901 | no | no |  |  | no |  |  | 1358553.275 | 15296131.732 |  | -1
node_8100901_200975577 |  |  | PQ | ABCD | 2771.281 | 8100901 | no | no |  |  | no |  |  | 1359565.717 | 15296562.08 |  | -1
node_8100901_201017077 |  |  | PQ | ABCN | 2771.281 | 8100901 | no | no |  |  | no |  |  | 1362800.954 | 15297127.146 |  | -1
node_8100901_201017078 |  |  | PQ | ABCN | 2771.281 | 8100901 | no | no |  |  | no |  |  | 1362909.987 | 15297134.38 |  | -1
node_8100901_201019082 |  |  | PQ | ABCN | 2771.281 | 8100901 | no | no |  |  | no |  |  | 1361489.134 | 15296749.65 |  | -1
node_8100901_201026830 |  |  | PQ | AD | 2771.281 | 8100901 | no | no |  |  | no |  |  | 1359880.443 | 15298601.031 |  | -1
node_8100901_201041407 |  |  | PQ | ABCD | 2771.281 | 8100901 | no | no |  |  | no |  |  | 1358442.768 | 15296499.26 |  | -1
node_8100901_201041408 |  |  | PQ | ABCN | 2771.281 | 8100901 | no | no |  |  | no |  |  | 1358435.843 | 15296616.846 |  | -1
node_8100901_201041975 |  |  | PQ | ABCD | 2771.281 | 8100901 | no | no |  |  | no |  |  | 1358018.593 | 15296210.547 |  | -1
node_8100901_201042200 |  |  | PQ | ABCD | 2771.281 | 8100901 | no | no |  |  | no |  |  | 1358269.918 | 15296220.028 |  | -1
node_8100901_201049111 |  |  | PQ | ABCD | 2771.281 | 8100901 | no | no |  |  | no |  |  | 1358162.236 | 15296197.586 |  | -1
node_8100901_201049114 |  |  | PQ | ABCD | 2771.281 | 8100901 | no | no |  |  | no |  |  | 1358428.032 | 15296194.977 |  | -1
node_8100901_201049121 |  |  | PQ | ABCD | 2771.281 | 8100901 | no | no |  |  | no |  |  | 1358484.562 | 15296759.144 |  | -1
node_8100901_201054507 |  |  | PQ | ABCN | 2771.281 | 8100901 | no | no |  |  | no |  |  | 1358514.129 | 15295953.232 |  | -1
node_8100901_201057125 |  |  | PQ | ABCN | 2771.281 | 8100901 | no | no |  |  | no |  |  | 1358726.574 | 15296040.027 |  | -1
node_8100901_310052537 |  |  | PQ | ABCD | 2771.281 | 8100901 | no | no |  |  | no |  |  | 1358448.104 | 15296305.06 |  | -1
node_SOURCE_8100901 |  |  | SWING | ABCN | 2771.281 | 8100901 | no | no |  |  | no |  |  | 1357739.113 | 15296287.082 |  | -1
node_intto1_8100901_200848791 |  |  | PQ | AD | 2771.281 | 8100901 | no | no |  |  | no |  |  | 1359709.164 | 15296910.895 |  | -1
node_intto1_8100901_200851158 |  |  | PQ | AN | 2771.281 | 8100901 | no | no |  |  | no |  |  | 1360209.338 | 15296520.933 |  | -1
node_intto1_8100901_200851180 |  |  | PQ | ABCD | 2771.281 | 8100901 | no | no |  |  | no |  |  | 1361102.867 | 15297088.697 |  | -1
node_intto1_8100901_200853084 |  |  | PQ | AD | 2771.281 | 8100901 | no | no |  |  | no |  |  | 1361786.833 | 15297425.927 |  | -1
node_intto1_8100901_200853111 |  |  | PQ | AD | 2771.281 | 8100901 | no | no |  |  | no |  |  | 1362295.056 | 15297410.814 |  | -1
node_intto1_8100901_200970599 |  |  | PQ | ABCN | 2771.281 | 8100901 | no | no |  |  | no |  |  | 1357801.273 | 15296166.979 |  | -1
node_intto1_8100901_201017078 |  |  | PQ | ABCD | 2771.281 | 8100901 | no | no |  |  | no |  |  | 1362909.987 | 15297134.38 |  | -1
node_intto1_8100901_201049121 |  |  | PQ | ABCD | 2771.281 | 8100901 | no | no |  |  | no |  |  | 1358484.562 | 15296759.144 |  | -1
node_intto1_8100901_201057125 |  |  | PQ | ABCN | 2771.281 | 8100901 | no | no |  |  | no |  |  | 1358726.574 | 15296040.027 |  | -1

## overhead_line
data_type | static
owner_type | feeder
owner | 8100901
object | overhead_line
name | groupid | phases | fr | to | length | configuration | dcircuit | selected | monitored | monitored_fields | class_monitored_fields | played | played_fields | comments | R | X | B | lim_kw
oh_line_8100901_200848790 |  | ABCD | node_8100901_200850609 | node_8100901_200848790 | 133.263 | bal_3P_477AL | 8100901 | no | no |  |  | no |  |  | 0 | 0 | 0 | 0
oh_line_8100901_200848791 |  | AD | node_8100901_200851164 | node_intto1_8100901_200848791 | 56.399 | bal_1P_4CU | 8100901 | no | no |  |  | no |  |  | 0 | 0 | 0 | 0
oh_line_8100901_200848792 |  | AD | node_8100901_200848810 | node_8100901_200848792 | 93.347 | bal_1P_4CU | 8100901 | no | no |  |  | no |  |  | 0 | 0 | 0 | 0
oh_line_8100901_200848793 |  | AD | node_8100901_200848792 | node_8100901_200848793 | 101.038 | bal_1P_4CU | 8100901 | no | no |  |  | no |  |  | 0 | 0 | 0 | 0
oh_line_8100901_200848796 |  | AD | node_8100901_200848793 | node_8100901_200848796 | 102.226 | bal_1P_4CU | 8100901 | no | no |  |  | no |  |  | 0 | 0 | 0 | 0
oh_line_8100901_200848797 |  | AD | node_8100901_200848796 | node_8100901_200848797 | 105.573 | bal_1P_4CU | 8100901 | no | no |  |  | no |  |  | 0 | 0 | 0 | 0
oh_line_8100901_200848798 |  | AD | node_8100901_200848797 | node_8100901_200848798 | 99.603 | bal_1P_4CU | 8100901 | no | no |  |  | no |  |  | 0 | 0 | 0 | 0
oh_line_8100901_200848799 |  | AD | node_8100901_200848798 | node_8100901_200848799 | 97.464 | bal_1P_1/0AC | 8100901 | no | no |  |  | no |  |  | 0 | 0 | 0 | 0
oh_line_8100901_200848800 |  | AD | node_8100901_200848799 | node_8100901_200848800 | 119.02 | bal_1P_1/0AC | 8100901 | no | no |  |  | no |  |  | 0 | 0 | 0 | 0
oh_line_8100901_200848803 |  | AD | node_8100901_200848791 | node_8100901_200848803 | 149.034 | bal_1P_4CU | 8100901 | no | no |  |  | no |  |  | 0 | 0 | 0 | 0
oh_line_8100901_200848804 |  | AD | node_8100901_200848803 | node_8100901_200848804 | 141.619 | bal_1P_4CU | 8100901 | no | no |  |  | no |  |  | 0 | 0 | 0 | 0
oh_line_8100901_200848805 |  | AD | node_8100901_200848804 | node_8100901_200848805 | 133.238 | bal_1P_4CU | 8100901 | no | no |  |  | no |  |  | 0 | 0 | 0 | 0
oh_line_8100901_200848806 |  | AD | node_8100901_200848805 | node_8100901_200848806 | 125.187 | bal_1P_4CU | 8100901 | no | no |  |  | no |  |  | 0 | 0 | 0 | 0
oh_line_8100901_200848807 |  | AD | node_8100901_200848806 | node_8100901_200848807 | 101.399 | bal_1P_4CU | 8100901 | no | no |  |  | no |  |  | 0 | 0 | 0 | 0
oh_line_8100901_200848808 |  | AD | node_8100901_200848807 | node_8100901_200848808 | 101.549 | bal_1P_4CU | 8100901 | no | no |  |  | no |  |  | 0 | 0 | 0 | 0
oh_line_8100901_200848809 |  | AD | node_8100901_200848808 | node_8100901_200848809 | 95.914 | bal_1P_4CU | 8100901 | no | no |  |  | no |  |  | 0 | 0 | 0 | 0
oh_line_8100901_200848810 |  | AD | node_8100901_200848809 | node_8100901_200848810 | 105.273 | bal_1P_4CU | 8100901 | no | no |  |  | no |  |  | 0 | 0 | 0 | 0
oh_line_8100901_200848827 |  | AD | node_8100901_200848828 | node_8100901_200848827 | 191.511 | bal_1P_4CU | 8100901 | no | no |  |  | no |  |  | 0 | 0 | 0 | 0
oh_line_8100901_200848828 |  | AD | node_8100901_200848830 | node_8100901_200848828 | 141.178 | bal_1P_4CU | 8100901 | no | no |  |  | no |  |  | 0 | 0 | 0 | 0
oh_line_8100901_200848830 |  | AD | node_8100901_200848798 | node_8100901_200848830 | 37.997 | bal_1P_4CU | 8100901 | no | no |  |  | no |  |  | 0 | 0 | 0 | 0
oh_line_8100901_200848866 |  | AD | node_8100901_200851138 | node_8100901_200848866 | 154.583 | bal_1P_1/0AC | 8100901 | no | no |  |  | no |  |  | 0 | 0 | 0 | 0
oh_line_8100901_200848867 |  | AD | node_8100901_200848866 | node_8100901_200848867 | 101.91 | bal_1P_1/0AC | 8100901 | no | no |  |  | no |  |  | 0 | 0 | 0 | 0
oh_line_8100901_200848868 |  | AD | node_8100901_200848867 | node_8100901_200848868 | 102.116 | bal_1P_1/0AC | 8100901 | no | no |  |  | no |  |  | 0 | 0 | 0 | 0
oh_line_8100901_200848869 |  | AD | node_8100901_200848868 | node_8100901_200848869 | 149.579 | bal_1P_1/0AC | 8100901 | no | no |  |  | no |  |  | 0 | 0 | 0 | 0
oh_line_8100901_200848870 |  | AD | node_8100901_200848869 | node_8100901_200848870 | 100.48 | bal_1P_1/0AC | 8100901 | no | no |  |  | no |  |  | 0 | 0 | 0 | 0
oh_line_8100901_200849241 |  | ABCD | node_8100901_200851171 | node_8100901_200849241 | 44.2 | bal_3P_1/0AA | 8100901 | no | no |  |  | no |  |  | 0 | 0 | 0 | 0
oh_line_8100901_200849518 |  | AD | node_8100901_200849519 | node_8100901_200849518 | 168.314 | bal_1P_2AC | 8100901 | no | no |  |  | no |  |  | 0 | 0 | 0 | 0
oh_line_8100901_200849519 |  | AD | node_8100901_200851129 | node_8100901_200849519 | 141.014 | bal_1P_2AC | 8100901 | no | no |  |  | no |  |  | 0 | 0 | 0 | 0
oh_line_8100901_200849692 |  | AD | node_8100901_200851131 | node_8100901_200849692 | 68.715 | bal_1P_4CU | 8100901 | no | no |  |  | no |  |  | 0 | 0 | 0 | 0
oh_line_8100901_200849693 |  | AD | node_8100901_200849692 | node_8100901_200849693 | 132.008 | bal_1P_4CU | 8100901 | no | no |  |  | no |  |  | 0 | 0 | 0 | 0
oh_line_8100901_200849694 |  | AD | node_8100901_200849693 | node_8100901_200849694 | 133.486 | bal_1P_4CU | 8100901 | no | no |  |  | no |  |  | 0 | 0 | 0 | 0
oh_line_8100901_200849695 |  | AD | node_8100901_200849694 | node_8100901_200849695 | 134.525 | bal_1P_1/0AC | 8100901 | no | no |  |  | no |  |  | 0 | 0 | 0 | 0
oh_line_8100901_200849696 |  | AD | node_8100901_200849695 | node_8100901_200849696 | 123.071 | bal_1P_1/0AC | 8100901 | no | no |  |  | no |  |  | 0 | 0 | 0 | 0
oh_line_8100901_200849697 |  | AD | node_8100901_200849696 | node_8100901_200849697 | 139.001 | bal_1P_1/0AC | 8100901 | no | no |  |  | no |  |  | 0 | 0 | 0 | 0
oh_line_8100901_200849698 |  | AD | node_8100901_200849697 | node_8100901_200849698 | 133.511 | bal_1P_1/0AC | 8100901 | no | no |  |  | no |  |  | 0 | 0 | 0 | 0
oh_line_8100901_200849699 |  | AD | node_8100901_200849698 | node_8100901_200849699 | 126.415 | bal_1P_1/0AC | 8100901 | no | no |  |  | no |  |  | 0 | 0 | 0 | 0
oh_line_8100901_200850595 |  | ABCD | node_8100901_201041407 | node_8100901_200850595 | 142.247 | bal_3P_477AL | 8100901 | no | no |  |  | no |  |  | 0 | 0 | 0 | 0
oh_line_8100901_200850597 |  | ABCD | node_8100901_200850609 | node_8100901_200850597 | 199.6 | bal_3P_1/0AC | 8100901 | no | no |  |  | no |  |  | 0 | 0 | 0 | 0
oh_line_8100901_200850598 |  | ABCD | node_8100901_200850595 | node_8100901_200850598 | 152.173 | bal_3P_477AL | 8100901 | no | no |  |  | no |  |  | 0 | 0 | 0 | 0
oh_line_8100901_200850599 |  | ABCD | node_8100901_200850598 | node_8100901_200850599 | 105.91 | bal_3P_477AL | 8100901 | no | no |  |  | no |  |  | 0 | 0 | 0 | 0
oh_line_8100901_200850600 |  | ABCD | node_8100901_200850599 | node_8100901_200850600 | 203.044 | bal_3P_477AL | 8100901 | no | no |  |  | no |  |  | 0 | 0 | 0 | 0
oh_line_8100901_200850602 |  | ABCD | node_8100901_200850600 | node_8100901_200850602 | 137.716 | bal_3P_477AL | 8100901 | no | no |  |  | no |  |  | 0 | 0 | 0 | 0
oh_line_8100901_200850603 |  | ABCD | node_8100901_200850602 | node_8100901_200850603 | 84.263 | bal_3P_477AL | 8100901 | no | no |  |  | no |  |  | 0 | 0 | 0 | 0
oh_line_8100901_200850604-1 |  | ABCD | node_8100901_200850603 | node_1359347_924_15296532_135 | 80.433 | bal_3P_477AL | 8100901 | no | no |  |  | no |  |  | 0 | 0 | 0 | 0
oh_line_8100901_200850604-2 |  | ABCD | node_1359347_924_15296532_135 | node_8100901_200850604 | 6.039 | bal_3P_477AL | 8100901 | no | no |  |  | no |  |  | 0 | 0 | 0 | 0
oh_line_8100901_200850605 |  | ABCD | node_8100901_200850604 | node_8100901_200850605 | 132.339 | bal_3P_477AL | 8100901 | no | no |  |  | no |  |  | 0 | 0 | 0 | 0
oh_line_8100901_200850606 |  | ABCD | node_8100901_200850605 | node_8100901_200850606 | 31.534 | bal_3P_1/0AA | 8100901 | no | no |  |  | no |  |  | 0 | 0 | 0 | 0
oh_line_8100901_200850609 |  | ABCD | node_8100901_200975577 | node_8100901_200850609 | 162.451 | bal_3P_4CU | 8100901 | no | no |  |  | no |  |  | 0 | 0 | 0 | 0
oh_line_8100901_200851084 |  | AD | node_8100901_200851168 | node_8100901_200851084 | 153.321 | bal_1P_4CU | 8100901 | no | no |  |  | no |  |  | 0 | 0 | 0 | 0
oh_line_8100901_200851086 |  | AD | node_8100901_200853085 | node_8100901_200851086 | 26.605 | bal_1P_1/0AC | 8100901 | no | no |  |  | no |  |  | 0 | 0 | 0 | 0
oh_line_8100901_200851098 |  | AD | node_8100901_200851084 | node_8100901_200851098 | 146.623 | bal_1P_4CU | 8100901 | no | no |  |  | no |  |  | 0 | 0 | 0 | 0
oh_line_8100901_200851102 |  | AD | node_8100901_200851098 | node_8100901_200851102 | 154.679 | bal_1P_4CU | 8100901 | no | no |  |  | no |  |  | 0 | 0 | 0 | 0
oh_line_8100901_200851104 |  | AD | node_8100901_200851102 | node_8100901_200851104 | 122.715 | bal_1P_1/0AC | 8100901 | no | no |  |  | no |  |  | 0 | 0 | 0 | 0
oh_line_8100901_200851105 |  | AD | node_8100901_200851104 | node_8100901_200851105 | 152.796 | bal_1P_1/0AC | 8100901 | no | no |  |  | no |  |  | 0 | 0 | 0 | 0
oh_line_8100901_200851110 |  | AD | node_8100901_200848804 | node_8100901_200851110 | 36.71 | bal_1P_1/0AC | 8100901 | no | no |  |  | no |  |  | 0 | 0 | 0 | 0
oh_line_8100901_200851115 |  | AD | node_8100901_200851116 | node_8100901_200851115 | 190.835 | bal_1P_1/0AC | 8100901 | no | no |  |  | no |  |  | 0 | 0 | 0 | 0
oh_line_8100901_200851116 |  | AD | node_8100901_200851117 | node_8100901_200851116 | 137.444 | bal_1P_4CU | 8100901 | no | no |  |  | no |  |  | 0 | 0 | 0 | 0
oh_line_8100901_200851117 |  | AD | node_8100901_200853088 | node_8100901_200851117 | 27.785 | bal_1P_4CU | 8100901 | no | no |  |  | no |  |  | 0 | 0 | 0 | 0
oh_line_8100901_200851122 |  | AD | node_8100901_200853103 | node_8100901_200851122 | 37.538 | bal_1P_4CU | 8100901 | no | no |  |  | no |  |  | 0 | 0 | 0 | 0
oh_line_8100901_200851123 |  | AD | node_8100901_200851110 | node_8100901_200851123 | 123.404 | bal_1P_1/0AC | 8100901 | no | no |  |  | no |  |  | 0 | 0 | 0 | 0
oh_line_8100901_200851125 |  | AD | node_8100901_200851122 | node_8100901_200851125 | 95.981 | bal_1P_1/0AC | 8100901 | no | no |  |  | no |  |  | 0 | 0 | 0 | 0
oh_line_8100901_200851126 |  | AD | node_8100901_200851125 | node_8100901_200851126 | 153.78 | bal_1P_1/0AC | 8100901 | no | no |  |  | no |  |  | 0 | 0 | 0 | 0
oh_line_8100901_200851127 |  | AD | node_8100901_200851126 | node_8100901_200851127 | 180.533 | bal_1P_1/0AC | 8100901 | no | no |  |  | no |  |  | 0 | 0 | 0 | 0
oh_line_8100901_200851128 |  | AD | node_8100901_200851127 | node_8100901_200851128 | 66.86 | bal_1P_1/0AC | 8100901 | no | no |  |  | no |  |  | 0 | 0 | 0 | 0
oh_line_8100901_200851129 |  | AD | node_8100901_200851128 | node_8100901_200851129 | 98.35 | bal_1P_1/0AC | 8100901 | no | no |  |  | no |  |  | 0 | 0 | 0 | 0
oh_line_8100901_200851131 |  | AD | node_8100901_200851129 | node_8100901_200851131 | 253.428 | bal_1P_1/0AC | 8100901 | no | no |  |  | no |  |  | 0 | 0 | 0 | 0
oh_line_8100901_200851135 |  | AD | node_8100901_200851123 | node_8100901_200851135 | 139.995 | bal_1P_1/0AC | 8100901 | no | no |  |  | no |  |  | 0 | 0 | 0 | 0
oh_line_8100901_200851137 |  | AD | node_8100901_200851135 | node_8100901_200851137 | 129.449 | bal_1P_1/0AC | 8100901 | no | no |  |  | no |  |  | 0 | 0 | 0 | 0
oh_line_8100901_200851138 |  | AD | node_8100901_200851137 | node_8100901_200851138 | 122.739 | bal_1P_1/0AC | 8100901 | no | no |  |  | no |  |  | 0 | 0 | 0 | 0
oh_line_8100901_200851154 |  | AD | node_8100901_200851165 | node_8100901_200851154 | 55.879 | bal_1P_1/0AA | 8100901 | no | no |  |  | no |  |  | 0 | 0 | 0 | 0
oh_line_8100901_200851164 |  | ABCD | node_8100901_200848790 | node_8100901_200851164 | 181.726 | bal_3P_477AL | 8100901 | no | no |  |  | no |  |  | 0 | 0 | 0 | 0
oh_line_8100901_200851165 |  | ABCD | node_8100901_200851164 | node_8100901_200851165 | 148.196 | bal_3P_477AL | 8100901 | no | no |  |  | no |  |  | 0 | 0 | 0 | 0
oh_line_8100901_200851166 |  | ABCD | node_8100901_200851165 | node_8100901_200851166 | 156.228 | bal_3P_477AL | 8100901 | no | no |  |  | no |  |  | 0 | 0 | 0 | 0
oh_line_8100901_200851167 |  | ABCD | node_8100901_200851166 | node_8100901_200851167 | 94.357 | bal_3P_477AL | 8100901 | no | no |  |  | no |  |  | 0 | 0 | 0 | 0
oh_line_8100901_200851168 |  | ABCD | node_8100901_200851167 | node_8100901_200851168 | 110.617 | bal_3P_477AL | 8100901 | no | no |  |  | no |  |  | 0 | 0 | 0 | 0
oh_line_8100901_200851171 |  | ABCD | node_8100901_200947703 | node_8100901_200851171 | 155.77 | bal_3P_477AL | 8100901 | no | no |  |  | no |  |  | 0 | 0 | 0 | 0
oh_line_8100901_200851172 |  | ABCD | node_8100901_200851171 | node_8100901_200851172 | 158.841 | bal_3P_477AL | 8100901 | no | no |  |  | no |  |  | 0 | 0 | 0 | 0
oh_line_8100901_200851173 |  | ABCD | node_8100901_200851172 | node_8100901_200851173 | 78.42 | bal_3P_1/0AC | 8100901 | no | no |  |  | no |  |  | 0 | 0 | 0 | 0
oh_line_8100901_200851174 |  | ABCD | node_8100901_200851173 | node_8100901_200851174 | 116.452 | bal_3P_1/0AC | 8100901 | no | no |  |  | no |  |  | 0 | 0 | 0 | 0
oh_line_8100901_200851175 |  | AD | node_8100901_200851174 | node_8100901_200851175 | 212.706 | bal_1P_1/0AA | 8100901 | no | no |  |  | no |  |  | 0 | 0 | 0 | 0
oh_line_8100901_200851176 |  | AD | node_8100901_200851175 | node_8100901_200851176 | 156.065 | bal_1P_1/0AA | 8100901 | no | no |  |  | no |  |  | 0 | 0 | 0 | 0
oh_line_8100901_200851178 |  | ABCD | node_8100901_200851172 | node_8100901_200851178 | 147.945 | bal_3P_477AL | 8100901 | no | no |  |  | no |  |  | 0 | 0 | 0 | 0
oh_line_8100901_200851179 |  | ABCD | node_8100901_200851178 | node_8100901_200851179 | 149.097 | bal_3P_477AL | 8100901 | no | no |  |  | no |  |  | 0 | 0 | 0 | 0
oh_line_8100901_200851180 |  | ABCD | node_8100901_200851179 | node_intto1_8100901_200851180 | 143.279 | bal_3P_477AL | 8100901 | no | no |  |  | no |  |  | 0 | 0 | 0 | 0
oh_line_8100901_200851182 |  | ABCD | node_8100901_200851180 | node_8100901_200851182 | 142.069 | bal_3P_477AL | 8100901 | no | no |  |  | no |  |  | 0 | 0 | 0 | 0
oh_line_8100901_200851183 |  | ABCD | node_8100901_200851182 | node_8100901_200851183 | 72.969 | bal_3P_477AL | 8100901 | no | no |  |  | no |  |  | 0 | 0 | 0 | 0
oh_line_8100901_200851184 |  | ABCD | node_8100901_200851183 | node_8100901_200851184 | 140.847 | bal_3P_477AL | 8100901 | no | no |  |  | no |  |  | 0 | 0 | 0 | 0
oh_line_8100901_200851185 |  | ABCD | node_8100901_200851184 | node_8100901_200851185 | 139.307 | bal_3P_477AL | 8100901 | no | no |  |  | no |  |  | 0 | 0 | 0 | 0
oh_line_8100901_200851186 |  | ABCD | node_8100901_200851185 | node_8100901_200851186 | 98.793 | bal_3P_4CU | 8100901 | no | no |  |  | no |  |  | 0 | 0 | 0 | 0
oh_line_8100901_200851187 |  | ABCD | node_8100901_200851186 | node_8100901_200851187 | 101.011 | bal_3P_477AL | 8100901 | no | no |  |  | no |  |  | 0 | 0 | 0 | 0
oh_line_8100901_200851190 |  | ABCD | node_8100901_200851187 | node_8100901_200851190 | 117.165 | bal_3P_477AL | 8100901 | no | no |  |  | no |  |  | 0 | 0 | 0 | 0
oh_line_8100901_200851191 |  | ABCD | node_8100901_200851190 | node_8100901_200851191 | 107.878 | bal_3P_477AL | 8100901 | no | no |  |  | no |  |  | 0 | 0 | 0 | 0
oh_line_8100901_200851192 |  | ABCD | node_8100901_200851191 | node_8100901_200851192 | 126.769 | bal_3P_477AL | 8100901 | no | no |  |  | no |  |  | 0 | 0 | 0 | 0
oh_line_8100901_200851194 |  | ABCD | node_8100901_200851192 | node_8100901_200851194 | 178.174 | bal_3P_477AL | 8100901 | no | no |  |  | no |  |  | 0 | 0 | 0 | 0
oh_line_8100901_200851195 |  | ABCD | node_8100901_200851194 | node_8100901_200851195 | 146.572 | bal_3P_477AL | 8100901 | no | no |  |  | no |  |  | 0 | 0 | 0 | 0
oh_line_8100901_200851196 |  | ABCD | node_8100901_200851195 | node_8100901_200851196 | 100.616 | bal_3P_477AL | 8100901 | no | no |  |  | no |  |  | 0 | 0 | 0 | 0
oh_line_8100901_200851197 |  | ABCD | node_8100901_200851196 | node_8100901_200851197 | 46.511 | bal_3P_477AL | 8100901 | no | no |  |  | no |  |  | 0 | 0 | 0 | 0
oh_line_8100901_200851199 |  | ABCD | node_8100901_200851197 | node_8100901_200851199 | 107.708 | bal_3P_477AL | 8100901 | no | no |  |  | no |  |  | 0 | 0 | 0 | 0
oh_line_8100901_200851247 |  | AD | node_8100901_200851248 | node_8100901_200851247 | 114.064 | bal_1P_4CU | 8100901 | no | no |  |  | no |  |  | 0 | 0 | 0 | 0
oh_line_8100901_200851248 |  | AD | node_8100901_200848796 | node_8100901_200851248 | 66.118 | bal_1P_4CU | 8100901 | no | no |  |  | no |  |  | 0 | 0 | 0 | 0
oh_line_8100901_200851413 |  | ABCD | node_8100901_200936494 | node_8100901_200851413 | 228.637 | bal_3P_336AL | 8100901 | no | no |  |  | no |  |  | 0 | 0 | 0 | 0
oh_line_8100901_200851414 |  | ABCD | node_8100901_200851413 | node_8100901_200851414 | 108.276 | bal_3P_477AL | 8100901 | no | no |  |  | no |  |  | 0 | 0 | 0 | 0
oh_line_8100901_200851415 |  | ABCD | node_8100901_200851414 | node_8100901_200851415 | 111.843 | bal_3P_477AL | 8100901 | no | no |  |  | no |  |  | 0 | 0 | 0 | 0
oh_line_8100901_200851762 |  | ABCD | node_8100901_310052537 | node_8100901_200851762 | 51.087 | bal_3P_4/0CU | 8100901 | no | no |  |  | no |  |  | 0 | 0 | 0 | 0
oh_line_8100901_200853070 |  | AD | node_8100901_200853072 | node_8100901_200853070 | 127.702 | bal_1P_4CU | 8100901 | no | no |  |  | no |  |  | 0 | 0 | 0 | 0
oh_line_8100901_200853072 |  | AD | node_8100901_200853074 | node_8100901_200853072 | 142.92 | bal_1P_4CU | 8100901 | no | no |  |  | no |  |  | 0 | 0 | 0 | 0
oh_line_8100901_200853074 |  | AD | node_8100901_200853076 | node_8100901_200853074 | 103.68 | bal_1P_4CU | 8100901 | no | no |  |  | no |  |  | 0 | 0 | 0 | 0
oh_line_8100901_200853076 |  | AD | node_8100901_200853077 | node_8100901_200853076 | 105.524 | bal_1P_4CU | 8100901 | no | no |  |  | no |  |  | 0 | 0 | 0 | 0
oh_line_8100901_200853077 |  | AD | node_8100901_201026830 | node_8100901_200853077 | 80.319 | bal_1P_4CU | 8100901 | no | no |  |  | no |  |  | 0 | 0 | 0 | 0
oh_line_8100901_200853081 |  | AD | node_8100901_200848828 | node_8100901_200853081 | 123.675 | bal_1P_4CU | 8100901 | no | no |  |  | no |  |  | 0 | 0 | 0 | 0
oh_line_8100901_200853083 |  | AD | node_8100901_200851187 | node_8100901_200853083 | 107.824 | bal_1P_1/0AA | 8100901 | no | no |  |  | no |  |  | 0 | 0 | 0 | 0
oh_line_8100901_200853084 |  | AD | node_8100901_200853083 | node_intto1_8100901_200853084 | 150.378 | bal_1P_1/0AA | 8100901 | no | no |  |  | no |  |  | 0 | 0 | 0 | 0
oh_line_8100901_200853085 |  | AD | node_8100901_200853084 | node_8100901_200853085 | 146.315 | bal_1P_1/0AA | 8100901 | no | no |  |  | no |  |  | 0 | 0 | 0 | 0
oh_line_8100901_200853086 |  | AD | node_8100901_200853085 | node_8100901_200853086 | 94.758 | bal_1P_2AC | 8100901 | no | no |  |  | no |  |  | 0 | 0 | 0 | 0
oh_line_8100901_200853087 |  | AD | node_8100901_200853086 | node_8100901_200853087 | 98.414 | bal_1P_2AC | 8100901 | no | no |  |  | no |  |  | 0 | 0 | 0 | 0
oh_line_8100901_200853088 |  | AD | node_8100901_200853087 | node_8100901_200853088 | 158.525 | bal_1P_2AC | 8100901 | no | no |  |  | no |  |  | 0 | 0 | 0 | 0
oh_line_8100901_200853101 |  | ABCD | node_8100901_200853104 | node_8100901_200853101 | 138.325 | bal_3P_4CU | 8100901 | no | no |  |  | no |  |  | 0 | 0 | 0 | 0
oh_line_8100901_200853103 |  | AD | node_8100901_200853115 | node_8100901_200853103 | 120.678 | bal_1P_4CU | 8100901 | no | no |  |  | no |  |  | 0 | 0 | 0 | 0
oh_line_8100901_200853104 |  | ABCD | node_8100901_200853179 | node_8100901_200853104 | 154.77 | bal_3P_4CU | 8100901 | no | no |  |  | no |  |  | 0 | 0 | 0 | 0
oh_line_8100901_200853105-1 |  | ABCD | node_8100901_200853106 | node_1362323_48_15296855_447 | 100.18 | bal_3P_4CU | 8100901 | no | no |  |  | no |  |  | 0 | 0 | 0 | 0
oh_line_8100901_200853105-2 |  | ABCD | node_1362323_48_15296855_447 | node_8100901_200853105 | 4.699 | bal_3P_4CU | 8100901 | no | no |  |  | no |  |  | 0 | 0 | 0 | 0
oh_line_8100901_200853106 |  | ABCD | node_8100901_200853107 | node_8100901_200853106 | 139.345 | bal_3P_4CU | 8100901 | no | no |  |  | no |  |  | 0 | 0 | 0 | 0
oh_line_8100901_200853107 |  | ABCD | node_8100901_200851194 | node_8100901_200853107 | 54.913 | bal_3P_4CU | 8100901 | no | no |  |  | no |  |  | 0 | 0 | 0 | 0
oh_line_8100901_200853110 |  | AD | node_8100901_200851194 | node_8100901_200853110 | 105.427 | bal_1P_4CU | 8100901 | no | no |  |  | no |  |  | 0 | 0 | 0 | 0
oh_line_8100901_200853111 |  | AD | node_8100901_200853110 | node_intto1_8100901_200853111 | 157.257 | bal_1P_4CU | 8100901 | no | no |  |  | no |  |  | 0 | 0 | 0 | 0
oh_line_8100901_200853114 |  | AD | node_8100901_200853111 | node_8100901_200853114 | 146.939 | bal_1P_4CU | 8100901 | no | no |  |  | no |  |  | 0 | 0 | 0 | 0
oh_line_8100901_200853115 |  | AD | node_8100901_200853114 | node_8100901_200853115 | 148.675 | bal_1P_4CU | 8100901 | no | no |  |  | no |  |  | 0 | 0 | 0 | 0
oh_line_8100901_200853116 |  | ABCD | node_8100901_200853127 | node_8100901_200853116 | 178.079 | bal_3P_4CU | 8100901 | no | no |  |  | no |  |  | 0 | 0 | 0 | 0
oh_line_8100901_200853117 |  | ABCD | node_8100901_200853116 | node_8100901_200853117 | 159.619 | bal_3P_1/0AA | 8100901 | no | no |  |  | no |  |  | 0 | 0 | 0 | 0
oh_line_8100901_200853118 |  | ABCD | node_8100901_200853117 | node_8100901_200853118 | 197.903 | bal_3P_1/0AA | 8100901 | no | no |  |  | no |  |  | 0 | 0 | 0 | 0
oh_line_8100901_200853120 |  | ABCD | node_8100901_200853118 | node_8100901_200853120 | 171.402 | bal_3P_1/0AA | 8100901 | no | no |  |  | no |  |  | 0 | 0 | 0 | 0
oh_line_8100901_200853127 |  | ABCD | node_8100901_200851184 | node_8100901_200853127 | 192.436 | bal_3P_2AC | 8100901 | no | no |  |  | no |  |  | 0 | 0 | 0 | 0
oh_line_8100901_200853149 |  | ABCD | node_8100901_200853150 | node_8100901_200853149 | 148.254 | bal_3P_1/0AC | 8100901 | no | no |  |  | no |  |  | 0 | 0 | 0 | 0
oh_line_8100901_200853150 |  | ABCD | node_8100901_200853155 | node_8100901_200853150 | 161.362 | bal_3P_1/0AC | 8100901 | no | no |  |  | no |  |  | 0 | 0 | 0 | 0
oh_line_8100901_200853151 |  | ABCD | node_8100901_200853101 | node_8100901_200853151 | 197.544 | bal_3P_1/0AC | 8100901 | no | no |  |  | no |  |  | 0 | 0 | 0 | 0
oh_line_8100901_200853152 |  | ABCD | node_8100901_200853101 | node_8100901_200853152 | 50.054 | bal_3P_4CU | 8100901 | no | no |  |  | no |  |  | 0 | 0 | 0 | 0
oh_line_8100901_200853155 |  | ABCD | node_8100901_200853151 | node_8100901_200853155 | 64.857 | bal_3P_1/0AC | 8100901 | no | no |  |  | no |  |  | 0 | 0 | 0 | 0
oh_line_8100901_200853156 |  | ABCD | node_8100901_200853152 | node_8100901_200853156 | 93.033 | bal_3P_1/0AC | 8100901 | no | no |  |  | no |  |  | 0 | 0 | 0 | 0
oh_line_8100901_200853168 |  | ABCD | node_8100901_200853170 | node_8100901_200853168 | 137.54 | bal_3P_1/0AC | 8100901 | no | no |  |  | no |  |  | 0 | 0 | 0 | 0
oh_line_8100901_200853170 |  | ABCD | node_8100901_200853171 | node_8100901_200853170 | 154.496 | bal_3P_1/0AC | 8100901 | no | no |  |  | no |  |  | 0 | 0 | 0 | 0
oh_line_8100901_200853171 |  | ABCD | node_8100901_200853172 | node_8100901_200853171 | 131.996 | bal_3P_1/0AC | 8100901 | no | no |  |  | no |  |  | 0 | 0 | 0 | 0
oh_line_8100901_200853172 |  | ABCD | node_8100901_201019082 | node_8100901_200853172 | 113.893 | bal_3P_1/0AC | 8100901 | no | no |  |  | no |  |  | 0 | 0 | 0 | 0
oh_line_8100901_200853176 |  | AD | node_8100901_200853177 | node_8100901_200853176 | 104.312 | bal_1P_1/0AC | 8100901 | no | no |  |  | no |  |  | 0 | 0 | 0 | 0
oh_line_8100901_200853177 |  | AD | node_8100901_200853178 | node_8100901_200853177 | 92.633 | bal_1P_1/0AC | 8100901 | no | no |  |  | no |  |  | 0 | 0 | 0 | 0
oh_line_8100901_200853178 |  | AD | node_8100901_200853179 | node_8100901_200853178 | 113.263 | bal_1P_1/0AC | 8100901 | no | no |  |  | no |  |  | 0 | 0 | 0 | 0
oh_line_8100901_200853179 |  | ABCD | node_8100901_200853105 | node_8100901_200853179 | 98.811 | bal_3P_4CU | 8100901 | no | no |  |  | no |  |  | 0 | 0 | 0 | 0
oh_line_8100901_200854881 |  | ABCD | node_8100901_200968756 | node_8100901_200854881 | 71.614 | bal_3P_4/0CU | 8100901 | no | no |  |  | no |  |  | 0 | 0 | 0 | 0
oh_line_8100901_200854883 |  | AD | node_8100901_200854882 | node_8100901_200854883 | 137.969 | bal_1P_1/0AC | 8100901 | no | no |  |  | no |  |  | 0 | 0 | 0 | 0
oh_line_8100901_200856229 |  | ABCD | node_8100901_201041408 | node_8100901_200856229 | 133.632 | bal_3P_4/0CU | 8100901 | no | no |  |  | no |  |  | 0 | 0 | 0 | 0
oh_line_8100901_200917517 |  | ABCD | node_8100901_201049114 | node_8100901_200917517 | 67.399 | bal_3P_4/0CU | 8100901 | no | no |  |  | no |  |  | 0 | 0 | 0 | 0
oh_line_8100901_200936494 |  | ABCD | node_8100901_200942019 | node_8100901_200936494 | 304.47 | bal_3P_477AL | 8100901 | no | no |  |  | no |  |  | 0 | 0 | 0 | 0
oh_line_8100901_200942019 |  | ABCD | node_8100901_200917517 | node_8100901_200942019 | 52.63 | bal_3P_477AL | 8100901 | no | no |  |  | no |  |  | 0 | 0 | 0 | 0
oh_line_8100901_200947702 |  | AD | node_8100901_200851180 | node_8100901_200947702 | 17.379 | bal_1P_4CU | 8100901 | no | no |  |  | no |  |  | 0 | 0 | 0 | 0
oh_line_8100901_200947703 |  | ABCD | node_8100901_200851168 | node_8100901_200947703 | 129.01 | bal_3P_477AL | 8100901 | no | no |  |  | no |  |  | 0 | 0 | 0 | 0
oh_line_8100901_200968756 |  | ABCD | node_8100901_200854882 | node_8100901_200968756 | 90.828 | bal_3P_4/0CU | 8100901 | no | no |  |  | no |  |  | 0 | 0 | 0 | 0
oh_line_8100901_200974772 |  | ABCD | node_8100901_200974773 | node_8100901_200974772 | 410.297 | bal_3P_477AL | 8100901 | no | no |  |  | no |  |  | 0 | 0 | 0 | 0
oh_line_8100901_200974773 |  | ABCD | node_8100901_200974774 | node_8100901_200974773 | 351.062 | bal_3P_477AL | 8100901 | no | no |  |  | no |  |  | 0 | 0 | 0 | 0
oh_line_8100901_200974774 |  | ABCD | node_8100901_200942019 | node_8100901_200974774 | 115.578 | bal_3P_477AL | 8100901 | no | no |  |  | no |  |  | 0 | 0 | 0 | 0
oh_line_8100901_200975577 |  | ABCD | node_8100901_200850605 | node_8100901_200975577 | 82.607 | bal_3P_4CU | 8100901 | no | no |  |  | no |  |  | 0 | 0 | 0 | 0
oh_line_8100901_201017077 |  | ABCD | node_8100901_200851199 | node_8100901_201017077 | 81.919 | bal_3P_477AL | 8100901 | no | no |  |  | no |  |  | 0 | 0 | 0 | 0
oh_line_8100901_201017078 |  | ABCD | node_8100901_201017077 | node_intto1_8100901_201017078 | 109.274 | bal_3P_477AL | 8100901 | no | no |  |  | no |  |  | 0 | 0 | 0 | 0
oh_line_8100901_201019082 |  | ABCD | node_8100901_200853116 | node_8100901_201019082 | 27.767 | bal_3P_1/0AC | 8100901 | no | no |  |  | no |  |  | 0 | 0 | 0 | 0
oh_line_8100901_201026830 |  | AD | node_8100901_200853081 | node_8100901_201026830 | 99.22 | bal_1P_4CU | 8100901 | no | no |  |  | no |  |  | 0 | 0 | 0 | 0
oh_line_8100901_201041407 |  | ABCD | node_8100901_200851762 | node_8100901_201041407 | 143.191 | bal_3P_4/0CU | 8100901 | no | no |  |  | no |  |  | 0 | 0 | 0 | 0
oh_line_8100901_201041408 |  | ABCD | node_8100901_201041407 | node_8100901_201041408 | 117.79 | bal_3P_4/0CU | 8100901 | no | no |  |  | no |  |  | 0 | 0 | 0 | 0
oh_line_8100901_201041975 |  | ABCD | node_8100901_200854881 | node_8100901_201041975 | 148.798 | bal_3P_4/0CU | 8100901 | no | no |  |  | no |  |  | 0 | 0 | 0 | 0
oh_line_8100901_201042200 |  | ABCD | node_8100901_201049111 | node_8100901_201042200 | 109.995 | bal_3P_4/0CU | 8100901 | no | no |  |  | no |  |  | 0 | 0 | 0 | 0
oh_line_8100901_201049111 |  | ABCD | node_8100901_201041975 | node_8100901_201049111 | 144.226 | bal_3P_4/0CU | 8100901 | no | no |  |  | no |  |  | 0 | 0 | 0 | 0
oh_line_8100901_201049114 |  | ABCD | node_8100901_201042200 | node_8100901_201049114 | 160.086 | bal_3P_4/0CU | 8100901 | no | no |  |  | no |  |  | 0 | 0 | 0 | 0
oh_line_8100901_201049121 |  | ABCD | node_8100901_200856229 | node_intto1_8100901_201049121 | 52.932 | bal_3P_477AL | 8100901 | no | no |  |  | no |  |  | 0 | 0 | 0 | 0
oh_line_8100901_201054507 |  | ABCD | node_8100901_200936494 | node_8100901_201054507 | 28.25 | bal_3P_1/0AA | 8100901 | no | no |  |  | no |  |  | 0 | 0 | 0 | 0
oh_line_8100901_310052537 |  | ABCD | node_8100901_200917517 | node_8100901_310052537 | 46.359 | bal_3P_4/0CU | 8100901 | no | no |  |  | no |  |  | 0 | 0 | 0 | 0
oh_line_TAP_OH_902582 |  | AN | node_8100901_200848793 | node_1359691_008_15298051_536 | 0.033 | unb_TAPWIRE_OH | 8100901 | no | no |  |  | no |  |  | 0 | 0 | 0 | 0
oh_line_TAP_OH_902583 |  | AN | node_8100901_200848800 | node_1359669_304_15298579_166 | 0.033 | unb_TAPWIRE_OH | 8100901 | no | no |  |  | no |  |  | 0 | 0 | 0 | 0
oh_line_TAP_OH_902584 |  | AN | node_8100901_200848806 | node_1359720_043_15297452_463 | 0.033 | unb_TAPWIRE_OH | 8100901 | no | no |  |  | no |  |  | 0 | 0 | 0 | 0
oh_line_TAP_OH_902585 |  | AN | node_8100901_200848809 | node_1359703_718_15297754_036 | 0.033 | unb_TAPWIRE_OH | 8100901 | no | no |  |  | no |  |  | 0 | 0 | 0 | 0
oh_line_TAP_OH_902589 |  | AN | node_8100901_200848827 | node_1360033_689_15298350_544 | 0.033 | unb_TAPWIRE_OH | 8100901 | no | no |  |  | no |  |  | 0 | 0 | 0 | 0
oh_line_TAP_OH_902597 |  | AN | node_8100901_200848867 | node_1360051_398_15297820_105 | 0.033 | unb_TAPWIRE_OH | 8100901 | no | no |  |  | no |  |  | 0 | 0 | 0 | 0
oh_line_TAP_OH_902598 |  | AN | node_8100901_200848870 | node_1360033_043_15298164_421 | 0.033 | unb_TAPWIRE_OH | 8100901 | no | no |  |  | no |  |  | 0 | 0 | 0 | 0
oh_line_TAP_OH_902710 |  | ABCN | node_8100901_200849241 | node_1360555_723_15296930_553 | 0.033 | unb_TAPWIRE_OH | 8100901 | no | no |  |  | no |  |  | 0 | 0 | 0 | 0
oh_line_TAP_OH_902768 |  | AN | node_8100901_200849518 | node_1363010_536_15297587_85 | 0.033 | unb_TAPWIRE_OH | 8100901 | no | no |  |  | no |  |  | 0 | 0 | 0 | 0
oh_line_TAP_OH_902808 |  | AN | node_8100901_200849694 | node_1363187_237_15298144_669 | 0.033 | unb_TAPWIRE_OH | 8100901 | no | no |  |  | no |  |  | 0 | 0 | 0 | 0
oh_line_TAP_OH_902809 |  | AN | node_8100901_200849699 | node_1363248_171_15298796_611 | 0.033 | unb_TAPWIRE_OH | 8100901 | no | no |  |  | no |  |  | 0 | 0 | 0 | 0
oh_line_TAP_OH_903036 |  | ABCN | node_8100901_200850599 | node_1358842_365_15296479_971 | 0.033 | unb_TAPWIRE_OH | 8100901 | no | no |  |  | no |  |  | 0 | 0 | 0 | 0
oh_line_TAP_OH_903174 |  | AN | node_8100901_200851086 | node_1361725_767_15297574_092 | 0.033 | unb_TAPWIRE_OH | 8100901 | no | no |  |  | no |  |  | 0 | 0 | 0 | 0
oh_line_TAP_OH_903175 |  | AN | node_8100901_200851098 | node_1360289_53_15297224_683 | 0.033 | unb_TAPWIRE_OH | 8100901 | no | no |  |  | no |  |  | 0 | 0 | 0 | 0
oh_line_TAP_OH_903176 |  | AN | node_8100901_200851105 | node_1360648_065_15297388_49 | 0.033 | unb_TAPWIRE_OH | 8100901 | no | no |  |  | no |  |  | 0 | 0 | 0 | 0
oh_line_TAP_OH_903177 |  | AN | node_8100901_200851115 | node_1361386_244_15297887_621 | 0.033 | unb_TAPWIRE_OH | 8100901 | no | no |  |  | no |  |  | 0 | 0 | 0 | 0
oh_line_TAP_OH_903178 |  | AN | node_8100901_200851117 | node_1361719_011_15297912_696 | 0.033 | unb_TAPWIRE_OH | 8100901 | no | no |  |  | no |  |  | 0 | 0 | 0 | 0
oh_line_TAP_OH_903179 |  | AN | node_8100901_200851122 | node_1362293_531_15297896_753 | 0.033 | unb_TAPWIRE_OH | 8100901 | no | no |  |  | no |  |  | 0 | 0 | 0 | 0
oh_line_TAP_OH_903180 |  | AN | node_8100901_200851126 | node_1362534_517_15297816_025 | 0.033 | unb_TAPWIRE_OH | 8100901 | no | no |  |  | no |  |  | 0 | 0 | 0 | 0
oh_line_TAP_OH_903181 |  | AN | node_8100901_200851129 | node_1362861_652_15297791_265 | 0.033 | unb_TAPWIRE_OH | 8100901 | no | no |  |  | no |  |  | 0 | 0 | 0 | 0
oh_line_TAP_OH_903182 |  | AN | node_8100901_200851135 | node_1359940_268_15297343_214 | 0.033 | unb_TAPWIRE_OH | 8100901 | no | no |  |  | no |  |  | 0 | 0 | 0 | 0
oh_line_TAP_OH_903186 |  | AN | node_8100901_200851154 | node_1359938_928_15296879_999 | 0.033 | unb_TAPWIRE_OH | 8100901 | no | no |  |  | no |  |  | 0 | 0 | 0 | 0
oh_line_TAP_OH_903188 |  | ABCN | node_8100901_200851167 | node_1360117_896_15296953_932 | 0.033 | unb_TAPWIRE_OH | 8100901 | no | no |  |  | no |  |  | 0 | 0 | 0 | 0
oh_line_TAP_OH_903190 |  | ABCN | node_8100901_200851180 | node_1361085_691_15297120_259 | 0.033 | unb_TAPWIRE_OH | 8100901 | no | no |  |  | no |  |  | 0 | 0 | 0 | 0
oh_line_TAP_OH_903192 |  | ABCN | node_8100901_200851186 | node_1361695_941_15297119_938 | 0.033 | unb_TAPWIRE_OH | 8100901 | no | no |  |  | no |  |  | 0 | 0 | 0 | 0
oh_line_TAP_OH_903212 |  | AN | node_8100901_200851247 | node_1359460_93_15298123_02 | 0.033 | unb_TAPWIRE_OH | 8100901 | no | no |  |  | no |  |  | 0 | 0 | 0 | 0
oh_line_TAP_OH_903257 |  | ABCN | node_8100901_200851415 | node_1358814_828_15295631_977 | 0.033 | unb_TAPWIRE_OH | 8100901 | no | no |  |  | no |  |  | 0 | 0 | 0 | 0
oh_line_TAP_OH_903685 |  | AN | node_8100901_200853070 | node_1360452_354_15298695_847 | 0.033 | unb_TAPWIRE_OH | 8100901 | no | no |  |  | no |  |  | 0 | 0 | 0 | 0
oh_line_TAP_OH_903686 |  | AN | node_8100901_200853076 | node_1360063_41_15298603_294 | 0.033 | unb_TAPWIRE_OH | 8100901 | no | no |  |  | no |  |  | 0 | 0 | 0 | 0
oh_line_TAP_OH_903687 |  | AN | node_8100901_200853088 | node_1361733_515_15297926_96 | 0.033 | unb_TAPWIRE_OH | 8100901 | no | no |  |  | no |  |  | 0 | 0 | 0 | 0
oh_line_TAP_OH_903691 |  | AN | node_8100901_200853114 | node_1362321_502_15297560_931 | 0.033 | unb_TAPWIRE_OH | 8100901 | no | no |  |  | no |  |  | 0 | 0 | 0 | 0
oh_line_TAP_OH_903692 |  | ABCN | node_8100901_200853117 | node_1361318_114_15296820_116 | 0.033 | unb_TAPWIRE_OH | 8100901 | no | no |  |  | no |  |  | 0 | 0 | 0 | 0
oh_line_TAP_OH_903695 |  | ABCN | node_8100901_200853127 | node_1361418_981_15296948_213 | 0.033 | unb_TAPWIRE_OH | 8100901 | no | no |  |  | no |  |  | 0 | 0 | 0 | 0
oh_line_TAP_OH_903699 |  | ABCN | node_8100901_200853151 | node_1362533_74_15296407_965 | 0.033 | unb_TAPWIRE_OH | 8100901 | no | no |  |  | no |  |  | 0 | 0 | 0 | 0
oh_line_TAP_OH_903705 |  | AN | node_8100901_200853176 | node_1362627_694_15296712_386 | 0.033 | unb_TAPWIRE_OH | 8100901 | no | no |  |  | no |  |  | 0 | 0 | 0 | 0
oh_line_TAP_OH_920349 |  | AN | node_8100901_200947702 | node_1361132_379_15297040_299 | 0.033 | unb_TAPWIRE_OH | 8100901 | no | no |  |  | no |  |  | 0 | 0 | 0 | 0
oh_line_TAP_OH_920350 |  | ABCN | node_8100901_200947703 | node_1360365_554_15296930_88 | 0.033 | unb_TAPWIRE_OH | 8100901 | no | no |  |  | no |  |  | 0 | 0 | 0 | 0
oh_line_TAP_OH_934203 |  | ABCN | node_8100901_201041408 | node_1358421_472_15296594_973 | 0.033 | unb_TAPWIRE_OH | 8100901 | no | no |  |  | no |  |  | 0 | 0 | 0 | 0
oh_line_TAP_OH_2136991 |  | ABCN | node_8100901_201017078 | node_1362850_552_15297191_982 | 0.033 | unb_TAPWIRE_OH | 8100901 | no | no |  |  | no |  |  | 0 | 0 | 0 | 0
oh_line_TAP_OH_2136992 |  | ABCN | node_8100901_201017078 | node_1362840_652_15297168_815 | 0.033 | unb_TAPWIRE_OH | 8100901 | no | no |  |  | no |  |  | 0 | 0 | 0 | 0
oh_line_TAP_OH_2136993 |  | ABCN | node_8100901_201017078 | node_1362864_561_15297210_961 | 0.033 | unb_TAPWIRE_OH | 8100901 | no | no |  |  | no |  |  | 0 | 0 | 0 | 0
oh_line_TAP_OH_2137011 |  | ABCN | node_8100901_200851185 | node_1361596_367_15297043_563 | 0.033 | unb_TAPWIRE_OH | 8100901 | no | no |  |  | no |  |  | 0 | 0 | 0 | 0
oh_line_TAP_OH_2137012 |  | ABCN | node_8100901_200851185 | node_1361615_861_15297048_631 | 0.033 | unb_TAPWIRE_OH | 8100901 | no | no |  |  | no |  |  | 0 | 0 | 0 | 0
oh_line_TAP_OH_2137013 |  | ABCN | node_8100901_200851185 | node_1361576_597_15297045_434 | 0.033 | unb_TAPWIRE_OH | 8100901 | no | no |  |  | no |  |  | 0 | 0 | 0 | 0
oh_line_TAP_OH_2137026 |  | ABCN | node_8100901_200853156 | node_1362196_775_15296557_051 | 0.033 | unb_TAPWIRE_OH | 8100901 | no | no |  |  | no |  |  | 0 | 0 | 0 | 0
oh_line_TAP_OH_2137027 |  | ABCN | node_8100901_200853156 | node_1362176_98_15296555_277 | 0.033 | unb_TAPWIRE_OH | 8100901 | no | no |  |  | no |  |  | 0 | 0 | 0 | 0
oh_line_TAP_OH_2137028 |  | ABCN | node_8100901_200853156 | node_1362216_2_15296551_887 | 0.033 | unb_TAPWIRE_OH | 8100901 | no | no |  |  | no |  |  | 0 | 0 | 0 | 0
oh_line_TAP_OH_2137056 |  | ABCN | node_8100901_200851413 | node_1358642_351_15295777_31 | 0.033 | unb_TAPWIRE_OH | 8100901 | no | no |  |  | no |  |  | 0 | 0 | 0 | 0
oh_line_TAP_OH_2143386 |  | ABCN | node_8100901_200853171 | node_1361739_248_15296665_866 | 0.033 | unb_TAPWIRE_OH | 8100901 | no | no |  |  | no |  |  | 0 | 0 | 0 | 0
oh_line_TAP_OH_2143387 |  | ABCN | node_8100901_200853171 | node_1361758_891_15296669_703 | 0.033 | unb_TAPWIRE_OH | 8100901 | no | no |  |  | no |  |  | 0 | 0 | 0 | 0
oh_line_TAP_OH_2143388 |  | ABCN | node_8100901_200853171 | node_1361719_572_15296668_979 | 0.033 | unb_TAPWIRE_OH | 8100901 | no | no |  |  | no |  |  | 0 | 0 | 0 | 0
oh_line_TAP_OH_2143389 |  | ABCN | node_8100901_201019082 | node_1361545_286_15296658_979 | 0.033 | unb_TAPWIRE_OH | 8100901 | no | no |  |  | no |  |  | 0 | 0 | 0 | 0
oh_line_TAP_OH_2143390 |  | ABCN | node_8100901_201019082 | node_1361564_628_15296665_037 | 0.033 | unb_TAPWIRE_OH | 8100901 | no | no |  |  | no |  |  | 0 | 0 | 0 | 0
oh_line_TAP_OH_2143391 |  | ABCN | node_8100901_201019082 | node_1361525_473_15296659_838 | 0.033 | unb_TAPWIRE_OH | 8100901 | no | no |  |  | no |  |  | 0 | 0 | 0 | 0
oh_line_TAP_OH_2143398 |  | ABCN | node_8100901_200851192 | node_1362138_001_15297257_415 | 0.033 | unb_TAPWIRE_OH | 8100901 | no | no |  |  | no |  |  | 0 | 0 | 0 | 0
oh_line_TAP_OH_2143399 |  | ABCN | node_8100901_200851192 | node_1362118_231_15297255_173 | 0.033 | unb_TAPWIRE_OH | 8100901 | no | no |  |  | no |  |  | 0 | 0 | 0 | 0
oh_line_TAP_OH_2143429 |  | ABCN | node_8100901_200851174 | node_1360640_296_15296829_091 | 0.033 | unb_TAPWIRE_OH | 8100901 | no | no |  |  | no |  |  | 0 | 0 | 0 | 0
oh_line_TAP_OH_2143430 |  | ABCN | node_8100901_200851174 | node_1360643_469_15296802_838 | 0.033 | unb_TAPWIRE_OH | 8100901 | no | no |  |  | no |  |  | 0 | 0 | 0 | 0
oh_line_TAP_OH_2143431 |  | ABCN | node_8100901_200851174 | node_1360642_296_15296855_602 | 0.033 | unb_TAPWIRE_OH | 8100901 | no | no |  |  | no |  |  | 0 | 0 | 0 | 0
oh_line_TAP_OH_2143494 |  | ABCN | node_8100901_200974773 | node_1358934_885_15296089_918 | 0.033 | unb_TAPWIRE_OH | 8100901 | no | no |  |  | no |  |  | 0 | 0 | 0 | 0
oh_line_TAP_OH_2143495 |  | ABCN | node_8100901_200974773 | node_1358950_66_15296106_206 | 0.033 | unb_TAPWIRE_OH | 8100901 | no | no |  |  | no |  |  | 0 | 0 | 0 | 0
oh_line_TAP_OH_2143496 |  | ABCN | node_8100901_200974773 | node_1358916_538_15296079_636 | 0.033 | unb_TAPWIRE_OH | 8100901 | no | no |  |  | no |  |  | 0 | 0 | 0 | 0
oh_line_TAP_OH_2143542 |  | ABCN | node_8100901_200850597 | node_1359996_79_15296604_426 | 0.033 | unb_TAPWIRE_OH | 8100901 | no | no |  |  | no |  |  | 0 | 0 | 0 | 0
oh_line_TAP_OH_2143543 |  | ABCN | node_8100901_200850597 | node_1359991_212_15296629_924 | 0.033 | unb_TAPWIRE_OH | 8100901 | no | no |  |  | no |  |  | 0 | 0 | 0 | 0
oh_line_TAP_OH_2143544 |  | ABCN | node_8100901_200850597 | node_1359997_252_15296577_811 | 0.033 | unb_TAPWIRE_OH | 8100901 | no | no |  |  | no |  |  | 0 | 0 | 0 | 0
oh_line_TAP_OH_2143545 |  | ABCN | node_8100901_200853106 | node_1362243_202_15296953_335 | 0.033 | unb_TAPWIRE_OH | 8100901 | no | no |  |  | no |  |  | 0 | 0 | 0 | 0
oh_line_TAP_OH_2143546 |  | ABCN | node_8100901_200853106 | node_1362246_623_15296927_139 | 0.033 | unb_TAPWIRE_OH | 8100901 | no | no |  |  | no |  |  | 0 | 0 | 0 | 0
oh_line_TAP_OH_2143547 |  | ABCN | node_8100901_200853106 | node_1362244_953_15296979_874 | 0.033 | unb_TAPWIRE_OH | 8100901 | no | no |  |  | no |  |  | 0 | 0 | 0 | 0
oh_line_TAP_OH_2143582 |  | ABCN | node_8100901_200853118 | node_1361090_509_15296849_446 | 0.033 | unb_TAPWIRE_OH | 8100901 | no | no |  |  | no |  |  | 0 | 0 | 0 | 0
oh_line_TAP_OH_2143583 |  | ABCN | node_8100901_200853118 | node_1361072_043_15296839_561 | 0.033 | unb_TAPWIRE_OH | 8100901 | no | no |  |  | no |  |  | 0 | 0 | 0 | 0
oh_line_TAP_OH_2143584 |  | ABCN | node_8100901_200853118 | node_1361110_215_15296852_594 | 0.033 | unb_TAPWIRE_OH | 8100901 | no | no |  |  | no |  |  | 0 | 0 | 0 | 0
oh_line_TAP_OH_2143605 |  | ABCN | node_8100901_200850606 | node_1359382_929_15296570_568 | 0.033 | unb_TAPWIRE_OH | 8100901 | no | no |  |  | no |  |  | 0 | 0 | 0 | 0
oh_line_TAP_OH_2143606 |  | ABCN | node_8100901_200850606 | node_1359380_738_15296544_082 | 0.033 | unb_TAPWIRE_OH | 8100901 | no | no |  |  | no |  |  | 0 | 0 | 0 | 0
oh_line_TAP_OH_2143607 |  | ABCN | node_8100901_200850606 | node_1359390_148_15296595_439 | 0.033 | unb_TAPWIRE_OH | 8100901 | no | no |  |  | no |  |  | 0 | 0 | 0 | 0
oh_line_TAP_OH_2143614 |  | ABCN | node_8100901_200853168 | node_1362031_694_15296672_042 | 0.033 | unb_TAPWIRE_OH | 8100901 | no | no |  |  | no |  |  | 0 | 0 | 0 | 0
oh_line_TAP_OH_2143615 |  | ABCN | node_8100901_200853168 | node_1362051_37_15296675_543 | 0.033 | unb_TAPWIRE_OH | 8100901 | no | no |  |  | no |  |  | 0 | 0 | 0 | 0
oh_line_TAP_OH_2143624 |  | ABCN | node_8100901_200850595 | node_1358583_864_15296604_702 | 0.033 | unb_TAPWIRE_OH | 8100901 | no | no |  |  | no |  |  | 0 | 0 | 0 | 0
oh_line_TAP_OH_2143625 |  | ABCN | node_8100901_200850595 | node_1358564_364_15296599_673 | 0.033 | unb_TAPWIRE_OH | 8100901 | no | no |  |  | no |  |  | 0 | 0 | 0 | 0
oh_line_TAP_OH_2143626 |  | ABCN | node_8100901_200850595 | node_1358603_632_15296602_792 | 0.033 | unb_TAPWIRE_OH | 8100901 | no | no |  |  | no |  |  | 0 | 0 | 0 | 0
oh_line_TAP_OH_2143663 |  | ABCN | node_8100901_200853150 | node_1362768_038_15296532_294 | 0.033 | unb_TAPWIRE_OH | 8100901 | no | no |  |  | no |  |  | 0 | 0 | 0 | 0
oh_line_TAP_OH_2143664 |  | ABCN | node_8100901_200853150 | node_1362748_259_15296530_196 | 0.033 | unb_TAPWIRE_OH | 8100901 | no | no |  |  | no |  |  | 0 | 0 | 0 | 0
oh_line_TAP_OH_2143665 |  | ABCN | node_8100901_200853150 | node_1362787_51_15296527_451 | 0.033 | unb_TAPWIRE_OH | 8100901 | no | no |  |  | no |  |  | 0 | 0 | 0 | 0
oh_line_TAP_OH_2143696 |  | ABCN | node_8100901_200853149 | node_1362984_682_15296423_99 | 0.033 | unb_TAPWIRE_OH | 8100901 | no | no |  |  | no |  |  | 0 | 0 | 0 | 0
oh_line_TAP_OH_2143697 |  | ABCN | node_8100901_200853149 | node_1362982_662_15296450_46 | 0.033 | unb_TAPWIRE_OH | 8100901 | no | no |  |  | no |  |  | 0 | 0 | 0 | 0
oh_line_TAP_OH_2143698 |  | ABCN | node_8100901_200853149 | node_1362981_528_15296397_672 | 0.033 | unb_TAPWIRE_OH | 8100901 | no | no |  |  | no |  |  | 0 | 0 | 0 | 0
oh_line_TAP_OH_2143705 |  | ABCN | node_8100901_201017077 | node_1362842_163_15297212_466 | 0.033 | unb_TAPWIRE_OH | 8100901 | no | no |  |  | no |  |  | 0 | 0 | 0 | 0
oh_line_TAP_OH_2143706 |  | ABCN | node_8100901_201017077 | node_1362824_452_15297224_269 | 0.033 | unb_TAPWIRE_OH | 8100901 | no | no |  |  | no |  |  | 0 | 0 | 0 | 0
oh_line_TAP_OH_2146528 |  | ABCN | node_8100901_200851199 | node_1362722_171_15297172_078 | 0.033 | unb_TAPWIRE_OH | 8100901 | no | no |  |  | no |  |  | 0 | 0 | 0 | 0
oh_line_TAP_OH_2146529 |  | ABCN | node_8100901_200851199 | node_1362730_964_15297168_662 | 0.033 | unb_TAPWIRE_OH | 8100901 | no | no |  |  | no |  |  | 0 | 0 | 0 | 0
oh_line_TAP_OH_2146530 |  | ABCN | node_8100901_200851199 | node_1362712_601_15297172_053 | 0.033 | unb_TAPWIRE_OH | 8100901 | no | no |  |  | no |  |  | 0 | 0 | 0 | 0
oh_line_TAP_OH_3210388 |  | ABCN | node_8100901_200851413 | node_1358616_961_15295786_288 | 0.033 | unb_TAPWIRE_OH | 8100901 | no | no |  |  | no |  |  | 0 | 0 | 0 | 0
oh_line_TAP_OH_4812764 |  | ABCN | node_8100901_200853120 | node_1360898_674_15296748_519 | 0.033 | unb_TAPWIRE_OH | 8100901 | no | no |  |  | no |  |  | 0 | 0 | 0 | 0
oh_line_TAP_OH_4812765 |  | ABCN | node_8100901_200853120 | node_1360896_48_15296727_219 | 0.033 | unb_TAPWIRE_OH | 8100901 | no | no |  |  | no |  |  | 0 | 0 | 0 | 0
oh_line_TAP_OH_4812766 |  | ABCN | node_8100901_200853120 | node_1360899_284_15296702_738 | 0.033 | unb_TAPWIRE_OH | 8100901 | no | no |  |  | no |  |  | 0 | 0 | 0 | 0

## overhead_line_conductor
data_type | static
owner_type | feeder
owner | 8100901
object | overhead_line_conductor
name | groupid | geometric_mean_radius | resistance | diameter | rating_summer_continuous | rating_summer_emergency | rating_winter_continuous | rating_winter_emergency | dcircuit | selected | comments
oh_cond_1/0_AAAC |  | 0.012 | 0.876 | 0.398 | 235 | 235 | 310 | 310 |  | no
oh_cond_1/0_ACSR |  | 0.012 | 0.888 | 0.398 | 265 | 265 | 330 | 330 |  | no
oh_cond_2_ACSR |  | 0.01 | 1.41 | 0.325 | 195 | 195 | 245 | 245 |  | no
oh_cond_4/0_CU |  | 0.017 | 0.278 | 0.522 | 395 | 290 | 570 | 570 |  | no
oh_cond_4_CU |  | 0.007 | 1.388 | 0.232 | 140 | 140 | 200 | 200 |  | no
oh_cond_336_5_MCM_AL |  | 0.021 | 0.279 | 0.666 | 490 | 490 | 644 | 644 |  | no
oh_cond_477_MCM_AL |  | 0.025 | 0.198 | 0.792 | 605 | 605 | 810 | 810 |  | no
oh_cond_WP-4/0-CU |  | 0.015 | 0.273 | 0.81 | 340 | 340 | 390 | 390 |  | no

## switch
data_type | static
owner_type | feeder
owner | 8100901
object | switch
name | groupid | phases | fr | to | phase_A_state | phase_B_state | phase_C_state | operating_mode | status | dcircuit | selected | monitored | monitored_fields | class_monitored_fields | played | played_fields | comments
switch_220416709 |  | ABCD | node_intto1_8100901_201049121 | node_8100901_201049121 | CLOSED | CLOSED | CLOSED | INDIVIDUAL |  | 8100901 | no | no |  |  | no

## underground_line
data_type | static
owner_type | feeder
owner | 8100901
object | underground_line
name | groupid | phases | fr | to | length | configuration | dcircuit | selected | monitored | monitored_fields | class_monitored_fields | played | played_fields | comments
und_line_8100901_200851158 |  | AN | node_8100901_200851176 | node_intto1_8100901_200851158 | 455.405 | und_1P_2ALURD | 8100901 | no | no |  |  | no
und_line_8100901_200854882 |  | ABCN | node_SOURCE_8100901 | node_8100901_200854882 | 92.779 | und_3P_750ALURD | 8100901 | no | no |  |  | no
und_line_8100901_200970599 |  | ABCN | node_8100901_200968756 | node_intto1_8100901_200970599 | 36.161 | und_3P_DELTACUST | 8100901 | no | no |  |  | no
und_line_8100901_201057125 |  | ABCN | node_8100901_201054507 | node_intto1_8100901_201057125 | 229.491 | und_3P_DELTACUST | 8100901 | no | no |  |  | no
und_line_TAP_UG_59430 |  | AN | node_8100901_200851158 | node_1360175_982_15296516_212 | 0.033 | und_TAPWIRE_UG | 8100901 | no | no |  |  | no
und_line_TAP_UG_359375 |  | ABCN | node_8100901_201057125 | node_1358778_738_15296065_227 | 0.033 | und_TAPWIRE_UG | 8100901 | no | no |  |  | no

## underground_line_conductor
data_type | static
owner_type | feeder
owner | 8100901
object | underground_line_conductor
name | groupid | outer_diameter | conductor_gmr | conductor_diameter | conductor_resistance | neutral_gmr | neutral_diameter | neutral_resistance | neutral_strands | insulation_relative_permitivitty | shield_gmr | shield_resistance | rating_summer_continuous | rating_summer_emergency | rating_winter_continuous | rating_winter_emergency | dcircuit | selected | comments
und_cond_1P_2ALURD | [12 empty] | 125 | 125 | 140 | 140 |  | no
und_cond_3P_750ALURD | [12 empty] | 475 | 475 | 525 | 525 |  | no
und_cond_3P_DELTACUST | [12 empty] | 685 | 685 | 685 | 685 |  | no
und_cond_TAPWIRE_UG | [12 empty] | 99999999 | 99999999 | 99999999 | 99999999 |  | no