## capacitor
data_type | static
owner_type | feeder
owner | 8101101
object | capacitor
name | groupid | parent | phases | nominal_voltage | pt_phase | phases_connected | switchA | switchB | switchC | control | voltage_set_high | voltage_set_low | VAr_set_high | VAr_set_low | current_set_high | current_set_low | capacitor_A | capacitor_B | capacitor_C | cap_nominal_voltage | time_delay | dwell_time | lockout_time | remote_sense | remote_sense_B | control_level | dcircuit | selected | monitored | monitored_fields | class_monitored_fields | played | played_fields | comments
cap_220431979 |  | node_1355747_458_15300675_665 | AN | 0 |  | AN | CLOSED |  |  | MANUAL | [6 empty] | 100000 |  |  | 4800 | [6 empty] | 8101101 | no | no |  |  | no

## feeder
data_type | static
owner_type | feeder
owner | 8101101
object | feeder
name | transmission_bus | ARC | ADR | slack_bus | nom_voltages | num_nodes | num_ohlines | num_uglines | num_transformers | num_generators | num_pvs | num_storages | num_loads | miles | mw | mvar | losses_mw | losses_mvar | comments | use_feeder_load_shape | load_shape_scale | use_feeder_pv_shape | pv_shape_scale | description | restore_time | griddisconnect_scenario_probability | gridconnect_scenario_probability | use_energy_not_served | VOLL | discount_rate | yearly_load_growth_percent | planning_horizon | enable_traditional_project_deferral | lifetime_of_investment_years | start_year | base_year | year_the_investment_is_committed | revenue_requirement_scaling_factor | discount_rate | inflation_rate_for_investment | traditional_project_invested_capital | periodicity_of_investment_in_years | priority | maximum_total_investment_cost | DER_portfolio_NPV | DER_portfolio_BC_ratio | total_system_energy_avoided_cost_NPV | total_system_capacity_avoided_cost_NPV | total_system_ancillary_services_avoided_cost_NPV | total_system_CO2_avoided_cost_NPV | total_system_loss_of_load_avoided_cost_NPV | total_system_distribution_capacity_avoided_cost_NPV | total_system_investment_and_operational_cost_NPV | feeder_solar_pv_operating_cost_USdollarperkWh | feeder_energy_storage_operating_cost_USdollarperkWh | feeder_distributed_generator_operating_cost_USdollarperkWh | feeder_distributed_generator_CO2_cost_USdollarperkWh | feeder_demand_response_operating_cost_USdollarperkWh | feeder_solar_pv_investment_cost_USdollarperkW | feeder_energy_storage_investment_cost_USdollarperkW | feeder_distributed_generator_investment_cost_USdollarperkW | feeder_demand_response_investment_cost_USdollarperkW
8101101 |  | ts_slack | none | node_SOURCE_8101101 | 2771.281,7199.557 | 517 | 487 | 8 | 1 | 0 | 0 | 0 | 141 | 8.531 | 4.226 | 1.8 | 0 | 0 |  | 0 | 0 | 1 | 0 |  | 0 | 0 | 0 | 0 | 0 | 0 | 0 | 0 | 0 | 0 | 0 | 0 | 0 | 0 | 0 | 0 | 0 | 0 | 0 | 999999999 | 0 | 0 | 0 | 0 | 0 | 0 | 0 | 0 | 0 | 0 | 0 | 0 | 0 | 0 | 0 | 0 | 0 | 0

## fuse
data_type | static
owner_type | feeder
owner | 8101101
object | fuse
name | groupid | phases | fr | to | phase_A_status | phase_B_status | phase_C_status | repair_dist_type | current_limit | mean_replacement_time | status | dcircuit | selected | monitored | monitored_fields | class_monitored_fields | played | played_fields | comments
fuse_220388878 |  | ABCD | node_intto1_8101101_200855838 | node_8101101_200855838 | GOOD | GOOD | GOOD |  | 150 |  |  | 8101101 | no | no |  |  | no
fuse_220388919 |  | ABCD | node_intto1_220388919 | node_220388919 | GOOD | GOOD | GOOD |  | 100 |  |  | 8101101 | no | no |  |  | no
fuse_220389028 |  | AD | node_intto1_8101101_200854987 | node_8101101_200854987 | GOOD | GOOD | GOOD |  | 100 |  |  | 8101101 | no | no |  |  | no
fuse_220389036 |  | ABCN | node_intto1_8101101_200854981 | node_8101101_200854981 | GOOD | GOOD | GOOD |  | 50 |  |  | 8101101 | no | no |  |  | no
fuse_220389091 |  | ABCD | node_intto1_8101101_200856239 | node_8101101_200856239 | GOOD | GOOD | GOOD |  | 150 |  |  | 8101101 | no | no |  |  | no
fuse_220389098 |  | AD | node_intto1_220389098 | node_220389098 | GOOD | GOOD | GOOD |  | 30 |  |  | 8101101 | no | no |  |  | no
fuse_220389099 |  | ABCD | node_intto1_8101101_200856369 | node_8101101_200856369 | GOOD | GOOD | GOOD |  | 100 |  |  | 8101101 | no | no |  |  | no
fuse_220389118 |  | AD | node_intto1_8101101_200851479 | node_8101101_200851479 | GOOD | GOOD | GOOD |  | 100 |  |  | 8101101 | no | no |  |  | no
fuse_220389192 |  | ABCD | node_intto1_8101101_200856137 | node_8101101_200856137 | GOOD | GOOD | GOOD |  | 100 |  |  | 8101101 | no | no |  |  | no
fuse_220389211 |  | AD | node_intto1_8101101_200917601 | node_8101101_200917601 | GOOD | GOOD | GOOD |  | 100 |  |  | 8101101 | no | no |  |  | no
fuse_220389222 |  | ABCD | node_intto1_8101101_200856017 | node_8101101_200856017 | GOOD | GOOD | GOOD |  | 100 |  |  | 8101101 | no | no |  |  | no
fuse_220579490 |  | AN | node_intto1_8101101_201011217 | node_8101101_201011217 | GOOD | GOOD | GOOD |  | 100 |  |  | 8101101 | no | no |  |  | no
fuse_311908308 |  | AD | node_intto1_311908308 | node_311908308 | GOOD | GOOD | GOOD |  | 30 |  |  | 8101101 | no | no |  |  | no
fuse_311985950 |  | ABCD | node_intto1_8101101_200968498 | node_8101101_200968498 | GOOD | GOOD | GOOD |  | 300 |  |  | 8101101 | no | no |  |  | no

## line_configuration
data_type | static
owner_type | feeder
owner | 8101101
object | line_configuration
name | groupid | conductor_A | conductor_B | conductor_C | conductor_N | spacing | z11 | z12 | z13 | z21 | z22 | z23 | z31 | z32 | z33 | c11 | c12 | c13 | c21 | c22 | c23 | c31 | c32 | c33 | dcircuit | selected | comments
bal_1P_1/0AA |  | oh_cond_1/0_AAAC | oh_cond_1/0_AAAC | oh_cond_1/0_AAAC |  |  | 0.972+1.499j | 0.095+0.781j | 0.095+0.781j | 0.095+0.781j | 0.972+1.499j | 0.095+0.781j | 0.095+0.781j | 0.095+0.781j | 0.972+1.499j | 12.796 | -3.172 | -3.172 | -3.172 | 12.796 | -3.172 | -3.172 | -3.172 | 12.796 |  | no
bal_1P_1/0AC |  | oh_cond_1/0_ACSR | oh_cond_1/0_ACSR | oh_cond_1/0_ACSR |  |  | 0.983+1.218j | 0.095+0.781j | 0.095+0.781j | 0.095+0.781j | 0.983+1.218j | 0.095+0.781j | 0.095+0.781j | 0.095+0.781j | 0.983+1.218j | 12.796 | -3.172 | -3.172 | -3.172 | 12.796 | -3.172 | -3.172 | -3.172 | 12.796 |  | no
bal_1P_2AC |  | oh_cond_2_ACSR | oh_cond_2_ACSR | oh_cond_2_ACSR |  |  | 1.505+1.527j | 0.095+0.781j | 0.095+0.781j | 0.095+0.781j | 1.505+1.527j | 0.095+0.781j | 0.095+0.781j | 0.095+0.781j | 1.505+1.527j | 12.393 | -3.017 | -3.017 | -3.017 | 12.393 | -3.017 | -3.017 | -3.017 | 12.393 |  | no
bal_1P_4/0AC |  | oh_cond_4/0_ACSR | oh_cond_4/0_ACSR | oh_cond_4/0_ACSR |  |  | 0.54+1.457j | 0.095+0.781j | 0.095+0.781j | 0.095+0.781j | 0.54+1.457j | 0.095+0.781j | 0.095+0.781j | 0.095+0.781j | 0.54+1.457j | 13.554 | -3.469 | -3.469 | -3.469 | 13.554 | -3.469 | -3.469 | -3.469 | 13.554 |  | no
bal_1P_4CU |  | oh_cond_4_CU | oh_cond_4_CU | oh_cond_4_CU |  |  | 1.483+1.565j | 0.095+0.781j | 0.095+0.781j | 0.095+0.781j | 1.483+1.565j | 0.095+0.781j | 0.095+0.781j | 0.095+0.781j | 1.483+1.565j | 11.78 | -2.785 | -2.785 | -2.785 | 11.78 | -2.785 | -2.785 | -2.785 | 11.78 |  | no
bal_1P_6CU |  | oh_cond_6_CU | oh_cond_6_CU | oh_cond_6_CU |  |  | 2.275+1.583j | 0.095+0.781j | 0.095+0.781j | 0.095+0.781j | 2.275+1.583j | 0.095+0.781j | 0.095+0.781j | 0.095+0.781j | 2.275+1.583j | 11.393 | -2.641 | -2.641 | -2.641 | 11.393 | -2.641 | -2.641 | -2.641 | 11.393 |  | no
bal_1P_477AL |  | oh_cond_477_MCM_AL | oh_cond_477_MCM_AL | oh_cond_477_MCM_AL |  |  | 0.293+1.41j | 0.095+0.781j | 0.095+0.781j | 0.095+0.781j | 0.293+1.41j | 0.095+0.781j | 0.095+0.781j | 0.095+0.781j | 0.293+1.41j | 14.4 | -3.806 | -3.806 | -3.806 | 14.4 | -3.806 | -3.806 | -3.806 | 14.4 |  | no
bal_3P_1/0AA |  | oh_cond_1/0_AAAC | oh_cond_1/0_AAAC | oh_cond_1/0_AAAC |  |  | 0.972+1.499j | 0.095+0.781j | 0.095+0.781j | 0.095+0.781j | 0.972+1.499j | 0.095+0.781j | 0.095+0.781j | 0.095+0.781j | 0.972+1.499j | 12.796 | -3.172 | -3.172 | -3.172 | 12.796 | -3.172 | -3.172 | -3.172 | 12.796 |  | no
bal_3P_1/0AC |  | oh_cond_1/0_ACSR | oh_cond_1/0_ACSR | oh_cond_1/0_ACSR |  |  | 0.983+1.497j | 0.095+0.781j | 0.095+0.781j | 0.095+0.781j | 0.983+1.497j | 0.095+0.781j | 0.095+0.781j | 0.095+0.781j | 0.983+1.497j | 12.796 | -3.172 | -3.172 | -3.172 | 12.796 | -3.172 | -3.172 | -3.172 | 12.796 |  | no
bal_3P_2/0CU |  | oh_cond_2/0_CU | oh_cond_2/0_CU | oh_cond_2/0_CU |  |  | 0.535+1.487j | 0.095+0.781j | 0.095+0.781j | 0.095+0.781j | 0.535+1.487j | 0.095+0.781j | 0.095+0.781j | 0.095+0.781j | 0.535+1.487j | 12.878 | -3.204 | -3.204 | -3.204 | 12.878 | -3.204 | -3.204 | -3.204 | 12.878 |  | no
bal_3P_4/0AA |  | oh_cond_4/0_AAAC | oh_cond_4/0_AAAC | oh_cond_4/0_AAAC |  |  | 0.534+1.457j | 0.095+0.781j | 0.095+0.781j | 0.095+0.781j | 0.534+1.457j | 0.095+0.781j | 0.095+0.781j | 0.095+0.781j | 0.534+1.457j | 13.554 | -3.469 | -3.469 | -3.469 | 13.554 | -3.469 | -3.469 | -3.469 | 13.554 |  | no
bal_3P_4/0AL |  | oh_cond_4/0_AL | oh_cond_4/0_AL | oh_cond_4/0_AL |  |  | 0.537+1.466j | 0.095+0.781j | 0.095+0.781j | 0.095+0.781j | 0.537+1.466j | 0.095+0.781j | 0.095+0.781j | 0.095+0.781j | 0.537+1.466j | 13.381 | -3.4 | -3.4 | -3.4 | 13.381 | -3.4 | -3.4 | -3.4 | 13.381 |  | no
bal_3P_4/0CU |  | oh_cond_4/0_CU | oh_cond_4/0_CU | oh_cond_4/0_CU |  |  | 0.374+1.459j | 0.095+0.781j | 0.095+0.781j | 0.095+0.781j | 0.374+1.459j | 0.095+0.781j | 0.095+0.781j | 0.095+0.781j | 0.374+1.459j | 13.381 | -3.4 | -3.4 | -3.4 | 13.381 | -3.4 | -3.4 | -3.4 | 13.381 |  | no
bal_3P_4CU |  | oh_cond_4_CU | oh_cond_4_CU | oh_cond_4_CU |  |  | 1.483+1.565j | 0.095+0.781j | 0.095+0.781j | 0.095+0.781j | 1.483+1.565j | 0.095+0.781j | 0.095+0.781j | 0.095+0.781j | 1.483+1.565j | 11.78 | -2.785 | -2.785 | -2.785 | 11.78 | -2.785 | -2.785 | -2.785 | 11.78 |  | no
bal_3P_477AL |  | oh_cond_477_MCM_AL | oh_cond_477_MCM_AL | oh_cond_477_MCM_AL |  |  | 0.293+1.41j | 0.095+0.775j | 0.095+0.775j | 0.095+0.775j | 0.293+1.41j | 0.095+0.775j | 0.095+0.775j | 0.095+0.775j | 0.293+1.41j | 14.305 | -3.735 | -3.735 | -3.735 | 14.305 | -3.735 | -3.735 | -3.735 | 14.305 |  | no
unb_TAPWIRE_OH |  | oh_cond_WP-4/0-CU | oh_cond_WP-4/0-CU | oh_cond_WP-4/0-CU | oh_cond_WP-4/0-CU |  | 0.365+1.097j | 0.093+0.433j | 0.094+0.34j | 0.093+0.433j | 0.368+1.078j | 0.095+0.401j | 0.094+0.34j | 0.095+0.401j | 0.368+1.077j | 14.911 | -4.341 | -1.953 | -4.341 | 15.781 | -3.724 | -1.953 | -3.724 | 14.818 |  | no
und_1P_1/0ALURD_1/0AL(N) |  | und_cond_1P_1/0ALURD_1/0AL(N) | und_cond_1P_1/0ALURD_1/0AL(N) | und_cond_1P_1/0ALURD_1/0AL(N) |  |  | 1.674+0.526j | 0.0+0.0j | 0.0+0.0j | 0.0+0.0j | 1.674+0.526j | 0.0+0.0j | 0.0+0.0j | 0.0+0.0j | 1.674+0.526j | 530.19 | 0 | 0 | 0 | 530.19 | 0 | 0 | 0 | 530.19 |  | no
und_1P_2ALURD_2AL(N) |  | und_cond_1P_2ALURD_2AL(N) | und_cond_1P_2ALURD_2AL(N) | und_cond_1P_2ALURD_2AL(N) |  |  | 2.379+0.823j | 0.0+0.0j | 0.0+0.0j | 0.0+0.0j | 2.379+0.823j | 0.0+0.0j | 0.0+0.0j | 0.0+0.0j | 2.379+0.823j | 401.497 | 0 | 0 | 0 | 401.497 | 0 | 0 | 0 | 401.497 |  | no
und_1P_DELTACUST |  | und_cond_1P_DELTACUST | und_cond_1P_DELTACUST | und_cond_1P_DELTACUST |  |  | 0.179+0.233j | 0.061-0.024j | 0.061-0.024j | 0.061-0.024j | 0.179+0.233j | 0.061-0.024j | 0.061-0.024j | 0.061-0.024j | 0.179+0.233j | 324.124 | 0 | 0 | 0 | 324.124 | 0 | 0 | 0 | 324.124 |  | no
und_3P_DELTACUST |  | und_cond_3P_DELTACUST | und_cond_3P_DELTACUST | und_cond_3P_DELTACUST |  |  | 0.179+0.233j | 0.061-0.024j | 0.061-0.024j | 0.061-0.024j | 0.179+0.233j | 0.061-0.024j | 0.061-0.024j | 0.061-0.024j | 0.179+0.233j | 324.124 | 0 | 0 | 0 | 324.124 | 0 | 0 | 0 | 324.124 |  | no
und_TAPWIRE_UG |  | und_cond_TAPWIRE_UG | und_cond_TAPWIRE_UG | und_cond_TAPWIRE_UG |  |  | 0.001+0.001j | 0.0+0.0j | 0.0+0.0j | 0.0+0.0j | 0.001+0.001j | 0.0+0.0j | 0.0+0.0j | 0.0+0.0j | 0.001+0.001j | 0 | 0 | 0 | 0 | 0 | 0 | 0 | 0 | 0 |  | no

## load
data_type | static
owner_type | feeder
owner | 8101101
object | load
name | groupid | parent | bustype | phases | nominal_voltage | load_class | constant_power_A | constant_power_B | constant_power_C | constant_current_A | constant_current_B | constant_current_C | constant_impedance_A | constant_impedance_B | constant_impedance_C | base_power_A | base_power_B | base_power_C | power_pf_A | power_pf_B | power_pf_C | current_pf_A | current_pf_B | current_pf_C | impedance_pf_A | impedance_pf_B | impedance_pf_C | power_fraction_A | power_fraction_B | power_fraction_C | current_fraction_A | current_fraction_B | current_fraction_C | impedance_fraction_A | impedance_fraction_B | impedance_fraction_C | dcircuit | selected | monitored | monitored_fields | class_monitored_fields | played | played_fields | base_kw_A | base_kw_B | base_kw_C | kw_A | kw_B | kw_C | comments | critical_load | dem_resp_lb | dem_resp_ub | dem_resp_shortage_cost | dem_resp_surplus_cost | num_customers
load_220344354 |  | node_1353888_423_15299304_94 |  | AN | 0 | Residential | 13543.2+5769.379j | 0 | 0 | 0 | 0 | 0 | [24 empty] | 8101101 | no | no |  |  | no |  | 0 | 0 | 0 | 0 | 0 | 0 |  | 1 | 1 | 1 | 0 | 0 | 0
load_220344355 |  | node_1353686_568_15299259_654 |  | AN | 0 | Residential | 4255.2+1812.708j | 0 | 0 | 0 | 0 | 0 | [24 empty] | 8101101 | no | no |  |  | no |  | 0 | 0 | 0 | 0 | 0 | 0 |  | 1 | 1 | 1 | 0 | 0 | 0
load_220345191 |  | node_1354622_354_15300209_525 |  | AN | 0 | Residential | 18288+7790.655j | 0 | 0 | 0 | 0 | 0 | [24 empty] | 8101101 | no | no |  |  | no |  | 0 | 0 | 0 | 0 | 0 | 0 |  | 1 | 1 | 1 | 0 | 0 | 0
load_220345192 |  | node_1354603_119_15300654_828 |  | AN | 0 | Residential | 46152+19660.67j | 0 | 0 | 0 | 0 | 0 | [24 empty] | 8101101 | no | no |  |  | no |  | 0 | 0 | 0 | 0 | 0 | 0 |  | 1 | 1 | 1 | 0 | 0 | 0
load_220345248 |  | node_1356065_706_15299228_605 |  | AN | 0 | Residential | 45849.6+19531.848j | 0 | 0 | 0 | 0 | 0 | [24 empty] | 8101101 | no | no |  |  | no |  | 0 | 0 | 0 | 0 | 0 | 0 |  | 1 | 1 | 1 | 0 | 0 | 0
load_220345335 |  | node_1355469_968_15300152_249 |  | AN | 0 | Residential | 26596.8+11330.189j | 0 | 0 | 0 | 0 | 0 | [24 empty] | 8101101 | no | no |  |  | no |  | 0 | 0 | 0 | 0 | 0 | 0 |  | 1 | 1 | 1 | 0 | 0 | 0
load_220345336 |  | node_1355433_587_15300494_04 |  | AN | 0 | Residential | 2858.4+1217.673j | 0 | 0 | 0 | 0 | 0 | [24 empty] | 8101101 | no | no |  |  | no |  | 0 | 0 | 0 | 0 | 0 | 0 |  | 1 | 1 | 1 | 0 | 0 | 0
load_220345346 |  | node_1355713_764_15300370_203 |  | AN | 0 | Residential | 61272+26101.763j | 0 | 0 | 0 | 0 | 0 | [24 empty] | 8101101 | no | no |  |  | no |  | 0 | 0 | 0 | 0 | 0 | 0 |  | 1 | 1 | 1 | 0 | 0 | 0
load_220345347 |  | node_1355764_581_15300882_481 |  | AN | 0 | Residential | 1915.2+815.872j | 0 | 0 | 0 | 0 | 0 | [24 empty] | 8101101 | no | no |  |  | no |  | 0 | 0 | 0 | 0 | 0 | 0 |  | 1 | 1 | 1 | 0 | 0 | 0
load_220345348 |  | node_1355746_188_15301278_561 |  | AN | 0 | Residential | 123991.2+52820.03j | 0 | 0 | 0 | 0 | 0 | [24 empty] | 8101101 | no | no |  |  | no |  | 0 | 0 | 0 | 0 | 0 | 0 |  | 1 | 1 | 1 | 0 | 0 | 0
load_220345349 |  | node_1355729_449_15301744_478 |  | AN | 0 | Residential | 11152.8+4751.073j | 0 | 0 | 0 | 0 | 0 | [24 empty] | 8101101 | no | no |  |  | no |  | 0 | 0 | 0 | 0 | 0 | 0 |  | 1 | 1 | 1 | 0 | 0 | 0
load_220345350 |  | node_1355728_203_15302090_083 |  | AN | 0 | Residential | 5522.4+2352.533j | 0 | 0 | 0 | 0 | 0 | [24 empty] | 8101101 | no | no |  |  | no |  | 0 | 0 | 0 | 0 | 0 | 0 |  | 1 | 1 | 1 | 0 | 0 | 0
load_220345355 |  | node_1356353_52_15299240_852 |  | AN | 0 | Residential | 49960.8+21283.212j | 0 | 0 | 0 | 0 | 0 | [24 empty] | 8101101 | no | no |  |  | no |  | 0 | 0 | 0 | 0 | 0 | 0 |  | 1 | 1 | 1 | 0 | 0 | 0
load_220345356 |  | node_1356346_214_15299589_917 |  | AN | 0 | Residential | 33120+14109.061j | 0 | 0 | 0 | 0 | 0 | [24 empty] | 8101101 | no | no |  |  | no |  | 0 | 0 | 0 | 0 | 0 | 0 |  | 1 | 1 | 1 | 0 | 0 | 0
load_220345357 |  | node_1356334_135_15299873_452 |  | AN | 0 | Residential | 77104.8+32846.507j | 0 | 0 | 0 | 0 | 0 | [24 empty] | 8101101 | no | no |  |  | no |  | 0 | 0 | 0 | 0 | 0 | 0 |  | 1 | 1 | 1 | 0 | 0 | 0
load_220345358 |  | node_1356275_374_15300605_903 |  | AN | 0 | Residential | 29678.4+12642.945j | 0 | 0 | 0 | 0 | 0 | [24 empty] | 8101101 | no | no |  |  | no |  | 0 | 0 | 0 | 0 | 0 | 0 |  | 1 | 1 | 1 | 0 | 0 | 0
load_220345403 |  | node_1354864_671_15299695_327 |  | AN | 0 | Residential | 25862.4+11017.336j | 0 | 0 | 0 | 0 | 0 | [24 empty] | 8101101 | no | no |  |  | no |  | 0 | 0 | 0 | 0 | 0 | 0 |  | 1 | 1 | 1 | 0 | 0 | 0
load_220345404 |  | node_1354702_435_15299687_907 |  | AN | 0 | Residential | 16740+7131.21j | 0 | 0 | 0 | 0 | 0 | [24 empty] | 8101101 | no | no |  |  | no |  | 0 | 0 | 0 | 0 | 0 | 0 |  | 1 | 1 | 1 | 0 | 0 | 0
load_220345405 |  | node_1354155_95_15299580_662 |  | AN | 0 | Residential | 29296.8+12480.385j | 0 | 0 | 0 | 0 | 0 | [24 empty] | 8101101 | no | no |  |  | no |  | 0 | 0 | 0 | 0 | 0 | 0 |  | 1 | 1 | 1 | 0 | 0 | 0
load_220346189 |  | node_1354899_08_15299990_439 |  | AN | 0 | Residential | 71258.4+30355.951j | 0 | 0 | 0 | 0 | 0 | [24 empty] | 8101101 | no | no |  |  | no |  | 0 | 0 | 0 | 0 | 0 | 0 |  | 1 | 1 | 1 | 0 | 0 | 0
load_220346190 |  | node_1354875_362_15300774_994 |  | AN | 0 | Residential | 67824+28892.903j | 0 | 0 | 0 | 0 | 0 | [24 empty] | 8101101 | no | no |  |  | no |  | 0 | 0 | 0 | 0 | 0 | 0 |  | 1 | 1 | 1 | 0 | 0 | 0
load_220346201 |  | node_1355013_113_15300678_973 |  | AN | 0 | Residential | 58406.4+24881.022j | 0 | 0 | 0 | 0 | 0 | [24 empty] | 8101101 | no | no |  |  | no |  | 0 | 0 | 0 | 0 | 0 | 0 |  | 1 | 1 | 1 | 0 | 0 | 0
load_220346202 |  | node_1355542_33_15300633_991 |  | AN | 0 | Residential | 2750.4+1171.665j | 0 | 0 | 0 | 0 | 0 | [24 empty] | 8101101 | no | no |  |  | no |  | 0 | 0 | 0 | 0 | 0 | 0 |  | 1 | 1 | 1 | 0 | 0 | 0
load_220346380 |  | node_1354276_92_15298729_853 |  | AN | 0 | Residential | 2815.2+1199.27j | 0 | 0 | 0 | 0 | 0 | [24 empty] | 8101101 | no | no |  |  | no |  | 0 | 0 | 0 | 0 | 0 | 0 |  | 1 | 1 | 1 | 0 | 0 | 0
load_220346381 |  | node_1354774_907_15296782_815 |  | AN | 0 | NonResidential | 0 | 0 | 0 | 0 | 0 | 0 | [24 empty] | 8101101 | no | no |  |  | no |  | 0 | 0 | 0 | 0 | 0 | 0 |  | 1 | 1 | 1 | 0 | 0 | 0
load_220346382 |  | node_1354794_788_15296780_475 |  | AN | 0 | NonResidential | 0 | 0 | 0 | 0 | 0 | 0 | [24 empty] | 8101101 | no | no |  |  | no |  | 0 | 0 | 0 | 0 | 0 | 0 |  | 1 | 1 | 1 | 0 | 0 | 0
load_220346383 |  | node_1354713_318_15298776_161 |  | AN | 0 | NonResidential | 2000+851.996j | 0 | 0 | 0 | 0 | 0 | [24 empty] | 8101101 | no | no |  |  | no |  | 0 | 0 | 0 | 0 | 0 | 0 |  | 1 | 1 | 1 | 0 | 0 | 0
load_220346384 |  | node_1354732_755_15298781_617 |  | AN | 0 | Residential | 38185.2+16266.827j | 0 | 0 | 0 | 0 | 0 | [24 empty] | 8101101 | no | no |  |  | no |  | 0 | 0 | 0 | 0 | 0 | 0 |  | 1 | 1 | 1 | 0 | 0 | 0
load_220346396 |  | node_1354021_048_15297140_819 |  | AN | 0 | Residential | 59097.6+25175.472j | 0 | 0 | 0 | 0 | 0 | [24 empty] | 8101101 | no | no |  |  | no |  | 0 | 0 | 0 | 0 | 0 | 0 |  | 1 | 1 | 1 | 0 | 0 | 0
load_220346398 |  | node_1354095_018_15298063_684 |  | AN | 0 | NonResidential | 3000+1277.995j | 0 | 0 | 0 | 0 | 0 | [24 empty] | 8101101 | no | no |  |  | no |  | 0 | 0 | 0 | 0 | 0 | 0 |  | 1 | 1 | 1 | 0 | 0 | 0
load_220346399 |  | node_1354097_074_15298037_221 |  | AN | 0 | NonResidential | 3000+1277.995j | 0 | 0 | 0 | 0 | 0 | [24 empty] | 8101101 | no | no |  |  | no |  | 0 | 0 | 0 | 0 | 0 | 0 |  | 1 | 1 | 1 | 0 | 0 | 0
load_220346400 |  | node_1354045_658_15298339_894 |  | AN | 0 | NonResidential | 11332.8+4827.753j | 0 | 0 | 0 | 0 | 0 | [24 empty] | 8101101 | no | no |  |  | no |  | 0 | 0 | 0 | 0 | 0 | 0 |  | 1 | 1 | 1 | 0 | 0 | 0
load_220346402 |  | node_1353973_74_15298763_343 |  | AN | 0 | NonResidential | 25333.333+10791.955j | 0 | 0 | 0 | 0 | 0 | [24 empty] | 8101101 | no | no |  |  | no |  | 0 | 0 | 0 | 0 | 0 | 0 |  | 1 | 1 | 1 | 0 | 0 | 0
load_220346403 |  | node_1353962_167_15298741_606 |  | BN | 0 | NonResidential | 0 | 25333.333+10791.955j | 0 | 0 | 0 | 0 | [24 empty] | 8101101 | no | no |  |  | no |  | 0 | 0 | 0 | 0 | 0 | 0 |  | 1 | 1 | 1 | 0 | 0 | 0
load_220346404 |  | node_1353989_085_15298780_358 |  | CN | 0 | Residential | 0 | 0 | 2212.8+942.649j | 0 | 0 | 0 | [24 empty] | 8101101 | no | no |  |  | no |  | 0 | 0 | 0 | 0 | 0 | 0 |  | 1 | 1 | 1 | 0 | 0 | 0
load_220346413 |  | node_1353701_762_15297852_305 |  | AN | 0 | Residential | 59968.8+25546.602j | 0 | 0 | 0 | 0 | 0 | [24 empty] | 8101101 | no | no |  |  | no |  | 0 | 0 | 0 | 0 | 0 | 0 |  | 1 | 1 | 1 | 0 | 0 | 0
load_220346414 |  | node_1353429_928_15297407_05 |  | AN | 0 | Residential | 54381.6+23166.465j | 0 | 0 | 0 | 0 | 0 | [24 empty] | 8101101 | no | no |  |  | no |  | 0 | 0 | 0 | 0 | 0 | 0 |  | 1 | 1 | 1 | 0 | 0 | 0
load_220346415 |  | node_1353326_938_15297047_29 |  | AN | 0 | Residential | 21254.4+9054.336j | 0 | 0 | 0 | 0 | 0 | [24 empty] | 8101101 | no | no |  |  | no |  | 0 | 0 | 0 | 0 | 0 | 0 |  | 1 | 1 | 1 | 0 | 0 | 0
load_220346419 |  | node_1352837_392_15298640_517 |  | AN | 0 | NonResidential | 31000+13205.945j | 0 | 0 | 0 | 0 | 0 | [24 empty] | 8101101 | no | no |  |  | no |  | 0 | 0 | 0 | 0 | 0 | 0 |  | 1 | 1 | 1 | 0 | 0 | 0
load_220346420 |  | node_1353019_455_15296768_066 |  | AN | 0 | Residential | 5976+2545.765j | 0 | 0 | 0 | 0 | 0 | [24 empty] | 8101101 | no | no |  |  | no |  | 0 | 0 | 0 | 0 | 0 | 0 |  | 1 | 1 | 1 | 0 | 0 | 0
load_220346421 |  | node_1352981_449_15296604_737 |  | AN | 0 | Residential | 9727.2+4143.77j | 0 | 0 | 0 | 0 | 0 | [24 empty] | 8101101 | no | no |  |  | no |  | 0 | 0 | 0 | 0 | 0 | 0 |  | 1 | 1 | 1 | 0 | 0 | 0
load_220346422 |  | node_1353331_624_15296661_085 |  | AN | 0 | Residential | 30405.6+12952.731j | 0 | 0 | 0 | 0 | 0 | [24 empty] | 8101101 | no | no |  |  | no |  | 0 | 0 | 0 | 0 | 0 | 0 |  | 1 | 1 | 1 | 0 | 0 | 0
load_220346423 |  | node_1353457_942_15296347_495 |  | AN | 0 | Residential | 4996.8+2128.628j | 0 | 0 | 0 | 0 | 0 | [24 empty] | 8101101 | no | no |  |  | no |  | 0 | 0 | 0 | 0 | 0 | 0 |  | 1 | 1 | 1 | 0 | 0 | 0
load_220346424 |  | node_1353500_934_15296171_42 |  | AN | 0 | Residential | 18619.2+7931.746j | 0 | 0 | 0 | 0 | 0 | [24 empty] | 8101101 | no | no |  |  | no |  | 0 | 0 | 0 | 0 | 0 | 0 |  | 1 | 1 | 1 | 0 | 0 | 0
load_220346425 |  | node_1353611_629_15295936_098 |  | AN | 0 | Residential | 54928.8+23399.571j | 0 | 0 | 0 | 0 | 0 | [24 empty] | 8101101 | no | no |  |  | no |  | 0 | 0 | 0 | 0 | 0 | 0 |  | 1 | 1 | 1 | 0 | 0 | 0
load_220346426 |  | node_1353580_797_15295742_03 |  | AN | 0 | Residential | 9316.8+3968.94j | 0 | 0 | 0 | 0 | 0 | [24 empty] | 8101101 | no | no |  |  | no |  | 0 | 0 | 0 | 0 | 0 | 0 |  | 1 | 1 | 1 | 0 | 0 | 0
load_220346427 |  | node_1353681_964_15295584_99 |  | AN | 0 | Residential | 6019.2+2564.168j | 0 | 0 | 0 | 0 | 0 | [24 empty] | 8101101 | no | no |  |  | no |  | 0 | 0 | 0 | 0 | 0 | 0 |  | 1 | 1 | 1 | 0 | 0 | 0
load_220346428 |  | node_1352845_629_15298446_009 |  | AN | 0 | Residential | 25610.4+10909.985j | 0 | 0 | 0 | 0 | 0 | [24 empty] | 8101101 | no | no |  |  | no |  | 0 | 0 | 0 | 0 | 0 | 0 |  | 1 | 1 | 1 | 0 | 0 | 0
load_220346429 |  | node_1352779_381_15298264_137 |  | AN | 0 | Residential | 19713.6+8397.958j | 0 | 0 | 0 | 0 | 0 | [24 empty] | 8101101 | no | no |  |  | no |  | 0 | 0 | 0 | 0 | 0 | 0 |  | 1 | 1 | 1 | 0 | 0 | 0
load_220346430 |  | node_1352872_049_15297910_85 |  | AN | 0 | Residential | 46195.2+19679.073j | 0 | 0 | 0 | 0 | 0 | [24 empty] | 8101101 | no | no |  |  | no |  | 0 | 0 | 0 | 0 | 0 | 0 |  | 1 | 1 | 1 | 0 | 0 | 0
load_220346431 |  | node_1352966_402_15297361_651 |  | AN | 0 | Residential | 25099.2+10692.214j | 0 | 0 | 0 | 0 | 0 | [24 empty] | 8101101 | no | no |  |  | no |  | 0 | 0 | 0 | 0 | 0 | 0 |  | 1 | 1 | 1 | 0 | 0 | 0
load_220346432 |  | node_1353103_402_15297219_074 |  | AN | 0 | Residential | 15523.2+6612.856j | 0 | 0 | 0 | 0 | 0 | [24 empty] | 8101101 | no | no |  |  | no |  | 0 | 0 | 0 | 0 | 0 | 0 |  | 1 | 1 | 1 | 0 | 0 | 0
load_220346433 |  | node_1353257_175_15297575_845 |  | AN | 0 | Residential | 26467.2+11274.98j | 0 | 0 | 0 | 0 | 0 | [24 empty] | 8101101 | no | no |  |  | no |  | 0 | 0 | 0 | 0 | 0 | 0 |  | 1 | 1 | 1 | 0 | 0 | 0
load_220346434 |  | node_1353460_999_15297884_428 |  | AN | 0 | Residential | 5680.8+2420.011j | 0 | 0 | 0 | 0 | 0 | [24 empty] | 8101101 | no | no |  |  | no |  | 0 | 0 | 0 | 0 | 0 | 0 |  | 1 | 1 | 1 | 0 | 0 | 0
load_220346435 |  | node_1353196_865_15298039_335 |  | AN | 0 | Residential | 50364+21454.974j | 0 | 0 | 0 | 0 | 0 | [24 empty] | 8101101 | no | no |  |  | no |  | 0 | 0 | 0 | 0 | 0 | 0 |  | 1 | 1 | 1 | 0 | 0 | 0
load_220346436 |  | node_1353188_768_15298362_294 |  | AN | 0 | Residential | 43711.2+18620.893j | 0 | 0 | 0 | 0 | 0 | [24 empty] | 8101101 | no | no |  |  | no |  | 0 | 0 | 0 | 0 | 0 | 0 |  | 1 | 1 | 1 | 0 | 0 | 0
load_220346468 |  | node_1353172_235_15296437_563 |  | AN | 0 | Residential | 16005.6+6818.357j | 0 | 0 | 0 | 0 | 0 | [24 empty] | 8101101 | no | no |  |  | no |  | 0 | 0 | 0 | 0 | 0 | 0 |  | 1 | 1 | 1 | 0 | 0 | 0
load_220346469 |  | node_1353033_546_15296332_996 |  | AN | 0 | Residential | 17020.8+7250.83j | 0 | 0 | 0 | 0 | 0 | [24 empty] | 8101101 | no | no |  |  | no |  | 0 | 0 | 0 | 0 | 0 | 0 |  | 1 | 1 | 1 | 0 | 0 | 0
load_220346470 |  | node_1352957_832_15296201_303 |  | AN | 0 | Residential | 17092.8+7281.502j | 0 | 0 | 0 | 0 | 0 | [24 empty] | 8101101 | no | no |  |  | no |  | 0 | 0 | 0 | 0 | 0 | 0 |  | 1 | 1 | 1 | 0 | 0 | 0
load_220346471 |  | node_1352991_063_15296011_78 |  | AN | 0 | Residential | 9403.2+4005.746j | 0 | 0 | 0 | 0 | 0 | [24 empty] | 8101101 | no | no |  |  | no |  | 0 | 0 | 0 | 0 | 0 | 0 |  | 1 | 1 | 1 | 0 | 0 | 0
load_220346472 |  | node_1352674_314_15296027_239 |  | AN | 0 | Residential | 16646.4+7091.337j | 0 | 0 | 0 | 0 | 0 | [24 empty] | 8101101 | no | no |  |  | no |  | 0 | 0 | 0 | 0 | 0 | 0 |  | 1 | 1 | 1 | 0 | 0 | 0
load_220346473 |  | node_1352966_734_15295819_994 |  | AN | 0 | Residential | 12261.6+5223.42j | 0 | 0 | 0 | 0 | 0 | [24 empty] | 8101101 | no | no |  |  | no |  | 0 | 0 | 0 | 0 | 0 | 0 |  | 1 | 1 | 1 | 0 | 0 | 0
load_220346474 |  | node_1352889_195_15295706_99 |  | AN | 0 | Residential | 24429.6+10406.966j | 0 | 0 | 0 | 0 | 0 | [24 empty] | 8101101 | no | no |  |  | no |  | 0 | 0 | 0 | 0 | 0 | 0 |  | 1 | 1 | 1 | 0 | 0 | 0
load_220346475 |  | node_1352732_639_15295667_481 |  | AN | 0 | Residential | 13644+5812.32j | 0 | 0 | 0 | 0 | 0 | [24 empty] | 8101101 | no | no |  |  | no |  | 0 | 0 | 0 | 0 | 0 | 0 |  | 1 | 1 | 1 | 0 | 0 | 0
load_220346476 |  | node_1352554_104_15295740_928 |  | AN | 0 | Residential | 22615.2+9634.035j | 0 | 0 | 0 | 0 | 0 | [24 empty] | 8101101 | no | no |  |  | no |  | 0 | 0 | 0 | 0 | 0 | 0 |  | 1 | 1 | 1 | 0 | 0 | 0
load_220346477 |  | node_1352589_902_15297717_288 |  | AN | 0 | Residential | 46152+19660.67j | 0 | 0 | 0 | 0 | 0 | [24 empty] | 8101101 | no | no |  |  | no |  | 0 | 0 | 0 | 0 | 0 | 0 |  | 1 | 1 | 1 | 0 | 0 | 0
load_220346480 |  | node_1354079_756_15295853_991 |  | AN | 0 | NonResidential | 0 | 0 | 0 | 0 | 0 | 0 | [24 empty] | 8101101 | no | no |  |  | no |  | 0 | 0 | 0 | 0 | 0 | 0 |  | 1 | 1 | 1 | 0 | 0 | 0
load_220346573 |  | node_1356149_085_15298095_356 |  | AN | 0 | Residential | 15244.8+6494.258j | 0 | 0 | 0 | 0 | 0 | [24 empty] | 8101101 | no | no |  |  | no |  | 0 | 0 | 0 | 0 | 0 | 0 |  | 1 | 1 | 1 | 0 | 0 | 0
load_220346574 |  | node_1356145_594_15298121_533 |  | BN | 0 | Residential | 0 | 15244.8+6494.258j | 0 | 0 | 0 | 0 | [24 empty] | 8101101 | no | no |  |  | no |  | 0 | 0 | 0 | 0 | 0 | 0 |  | 1 | 1 | 1 | 0 | 0 | 0
load_220346575 |  | node_1356147_405_15298068_808 |  | CN | 0 | Residential | 0 | 0 | 15244.8+6494.258j | 0 | 0 | 0 | [24 empty] | 8101101 | no | no |  |  | no |  | 0 | 0 | 0 | 0 | 0 | 0 |  | 1 | 1 | 1 | 0 | 0 | 0
load_220346576 |  | node_1356151_038_15298132_236 |  | AN | 0 | NonResidential | 1558.8+664.046j | 0 | 0 | 0 | 0 | 0 | [24 empty] | 8101101 | no | no |  |  | no |  | 0 | 0 | 0 | 0 | 0 | 0 |  | 1 | 1 | 1 | 0 | 0 | 0
load_220346577 |  | node_1356149_216_15298158_732 |  | AN | 0 | Residential | 44694+19039.564j | 0 | 0 | 0 | 0 | 0 | [24 empty] | 8101101 | no | no |  |  | no |  | 0 | 0 | 0 | 0 | 0 | 0 |  | 1 | 1 | 1 | 0 | 0 | 0
load_220346578 |  | node_1356053_07_15298763_614 |  | AN | 0 | Residential | 83181.6+35435.213j | 0 | 0 | 0 | 0 | 0 | [24 empty] | 8101101 | no | no |  |  | no |  | 0 | 0 | 0 | 0 | 0 | 0 |  | 1 | 1 | 1 | 0 | 0 | 0
load_220346580 |  | node_1356111_618_15297044_506 |  | AN | 0 | Residential | 70012.8+29825.328j | 0 | 0 | 0 | 0 | 0 | [24 empty] | 8101101 | no | no |  |  | no |  | 0 | 0 | 0 | 0 | 0 | 0 |  | 1 | 1 | 1 | 0 | 0 | 0
load_220346581 |  | node_1356021_765_15297469_258 |  | AN | 0 | Residential | 44229.6+18841.731j | 0 | 0 | 0 | 0 | 0 | [24 empty] | 8101101 | no | no |  |  | no |  | 0 | 0 | 0 | 0 | 0 | 0 |  | 1 | 1 | 1 | 0 | 0 | 0
load_220346582 |  | node_1356022_435_15297522_057 |  | BN | 0 | Residential | 0 | 44229.6+18841.731j | 0 | 0 | 0 | 0 | [24 empty] | 8101101 | no | no |  |  | no |  | 0 | 0 | 0 | 0 | 0 | 0 |  | 1 | 1 | 1 | 0 | 0 | 0
load_220346583 |  | node_1356019_512_15297495_691 |  | CN | 0 | Residential | 0 | 0 | 44229.6+18841.731j | 0 | 0 | 0 | [24 empty] | 8101101 | no | no |  |  | no |  | 0 | 0 | 0 | 0 | 0 | 0 |  | 1 | 1 | 1 | 0 | 0 | 0
load_220346584 |  | node_1356055_505_15297748_958 |  | AN | 0 | NonResidential | 741.6+315.92j | 0 | 0 | 0 | 0 | 0 | [24 empty] | 8101101 | no | no |  |  | no |  | 0 | 0 | 0 | 0 | 0 | 0 |  | 1 | 1 | 1 | 0 | 0 | 0
load_220346596 |  | node_1355222_603_15297909_411 |  | AN | 0 | NonResidential | 4284+1824.976j | 0 | 0 | 0 | 0 | 0 | [24 empty] | 8101101 | no | no |  |  | no |  | 0 | 0 | 0 | 0 | 0 | 0 |  | 1 | 1 | 1 | 0 | 0 | 0
load_220346692 |  | node_1355509_115_15297001_203 |  | AN | 0 | Residential | 22212+9462.272j | 0 | 0 | 0 | 0 | 0 | [24 empty] | 8101101 | no | no |  |  | no |  | 0 | 0 | 0 | 0 | 0 | 0 |  | 1 | 1 | 1 | 0 | 0 | 0
load_220346693 |  | node_1355512_554_15296975_012 |  | AN | 0 | NonResidential | 1500+638.997j | 0 | 0 | 0 | 0 | 0 | [24 empty] | 8101101 | no | no |  |  | no |  | 0 | 0 | 0 | 0 | 0 | 0 |  | 1 | 1 | 1 | 0 | 0 | 0
load_220346694 |  | node_1355543_935_15297126_626 |  | AN | 0 | NonResidential | 1857.6+791.334j | 0 | 0 | 0 | 0 | 0 | [24 empty] | 8101101 | no | no |  |  | no |  | 0 | 0 | 0 | 0 | 0 | 0 |  | 1 | 1 | 1 | 0 | 0 | 0
load_220346695 |  | node_1355525_419_15297625_851 |  | AN | 0 | Residential | 110844+47219.346j | 0 | 0 | 0 | 0 | 0 | [24 empty] | 8101101 | no | no |  |  | no |  | 0 | 0 | 0 | 0 | 0 | 0 |  | 1 | 1 | 1 | 0 | 0 | 0
load_220346699 |  | node_1355499_043_15299713_301 |  | AN | 0 | Residential | 73929.6+31493.878j | 0 | 0 | 0 | 0 | 0 | [24 empty] | 8101101 | no | no |  |  | no |  | 0 | 0 | 0 | 0 | 0 | 0 |  | 1 | 1 | 1 | 0 | 0 | 0
load_220346700 |  | node_1355856_439_15297119_133 |  | AN | 0 | Residential | 66326.4+28254.928j | 0 | 0 | 0 | 0 | 0 | [24 empty] | 8101101 | no | no |  |  | no |  | 0 | 0 | 0 | 0 | 0 | 0 |  | 1 | 1 | 1 | 0 | 0 | 0
load_220346701 |  | node_1355878_331_15297564_932 |  | AN | 0 | NonResidential | 6000+2555.989j | 0 | 0 | 0 | 0 | 0 | [24 empty] | 8101101 | no | no |  |  | no |  | 0 | 0 | 0 | 0 | 0 | 0 |  | 1 | 1 | 1 | 0 | 0 | 0
load_220346702 |  | node_1355873_577_15297682_979 |  | AN | 0 | NonResidential | 2181.6+929.358j | 0 | 0 | 0 | 0 | 0 | [24 empty] | 8101101 | no | no |  |  | no |  | 0 | 0 | 0 | 0 | 0 | 0 |  | 1 | 1 | 1 | 0 | 0 | 0
load_220346703 |  | node_1355872_164_15297761_67 |  | AN | 0 | Residential | 49176+20948.888j | 0 | 0 | 0 | 0 | 0 | [24 empty] | 8101101 | no | no |  |  | no |  | 0 | 0 | 0 | 0 | 0 | 0 |  | 1 | 1 | 1 | 0 | 0 | 0
load_220346704 |  | node_1355854_079_15298160_22 |  | AN | 0 | NonResidential | 1720.8+733.058j | 0 | 0 | 0 | 0 | 0 | [24 empty] | 8101101 | no | no |  |  | no |  | 0 | 0 | 0 | 0 | 0 | 0 |  | 1 | 1 | 1 | 0 | 0 | 0
load_220346706 |  | node_1355753_332_15299211_384 |  | AN | 0 | NonResidential | 424.8+180.964j | 0 | 0 | 0 | 0 | 0 | [24 empty] | 8101101 | no | no |  |  | no |  | 0 | 0 | 0 | 0 | 0 | 0 |  | 1 | 1 | 1 | 0 | 0 | 0
load_220346707 |  | node_1355729_566_15299816_042 |  | AN | 0 | Residential | 21895.2+9327.316j | 0 | 0 | 0 | 0 | 0 | [24 empty] | 8101101 | no | no |  |  | no |  | 0 | 0 | 0 | 0 | 0 | 0 |  | 1 | 1 | 1 | 0 | 0 | 0
load_220346733 |  | node_1356364_132_15297090_731 |  | AN | 0 | Residential | 144856.8+61708.738j | 0 | 0 | 0 | 0 | 0 | [24 empty] | 8101101 | no | no |  |  | no |  | 0 | 0 | 0 | 0 | 0 | 0 |  | 1 | 1 | 1 | 0 | 0 | 0
load_220346734 |  | node_1356413_901_15297554_919 |  | AN | 0 | Residential | 73728+31407.996j | 0 | 0 | 0 | 0 | 0 | [24 empty] | 8101101 | no | no |  |  | no |  | 0 | 0 | 0 | 0 | 0 | 0 |  | 1 | 1 | 1 | 0 | 0 | 0
load_220346735 |  | node_1356401_805_15297873_549 |  | AN | 0 | NonResidential | 4622.4+1969.134j | 0 | 0 | 0 | 0 | 0 | [24 empty] | 8101101 | no | no |  |  | no |  | 0 | 0 | 0 | 0 | 0 | 0 |  | 1 | 1 | 1 | 0 | 0 | 0
load_220346736 |  | node_1356384_76_15298426_085 |  | AN | 0 | Residential | 150235.2+63999.927j | 0 | 0 | 0 | 0 | 0 | [24 empty] | 8101101 | no | no |  |  | no |  | 0 | 0 | 0 | 0 | 0 | 0 |  | 1 | 1 | 1 | 0 | 0 | 0
load_220346737 |  | node_1356367_477_15298820_034 |  | AN | 0 | Residential | 26762.4+11400.735j | 0 | 0 | 0 | 0 | 0 | [24 empty] | 8101101 | no | no |  |  | no |  | 0 | 0 | 0 | 0 | 0 | 0 |  | 1 | 1 | 1 | 0 | 0 | 0
load_220346816 |  | node_1356231_805_15297232_383 |  | AN | 0 | Residential | 12355.2+5263.293j | 0 | 0 | 0 | 0 | 0 | [24 empty] | 8101101 | no | no |  |  | no |  | 0 | 0 | 0 | 0 | 0 | 0 |  | 1 | 1 | 1 | 0 | 0 | 0
load_220346817 |  | node_1356251_278_15297237_6 |  | AN | 0 | Residential | 12355.2+5263.293j | 0 | 0 | 0 | 0 | 0 | [24 empty] | 8101101 | no | no |  |  | no |  | 0 | 0 | 0 | 0 | 0 | 0 |  | 1 | 1 | 1 | 0 | 0 | 0
load_220346818 |  | node_1355682_221_15297444_179 |  | AN | 0 | Residential | 19605.6+8351.951j | 0 | 0 | 0 | 0 | 0 | [24 empty] | 8101101 | no | no |  |  | no |  | 0 | 0 | 0 | 0 | 0 | 0 |  | 1 | 1 | 1 | 0 | 0 | 0
load_220346819 |  | node_1355701_47_15297437_976 |  | AN | 0 | Residential | 19605.6+8351.951j | 0 | 0 | 0 | 0 | 0 | [24 empty] | 8101101 | no | no |  |  | no |  | 0 | 0 | 0 | 0 | 0 | 0 |  | 1 | 1 | 1 | 0 | 0 | 0
load_220346821 |  | node_1354366_169_15297225_237 |  | AN | 0 | NonResidential | 43.2+18.403j | 0 | 0 | 0 | 0 | 0 | [24 empty] | 8101101 | no | no |  |  | no |  | 0 | 0 | 0 | 0 | 0 | 0 |  | 1 | 1 | 1 | 0 | 0 | 0
load_220346826 |  | node_1354611_557_15297887_678 |  | AN | 0 | NonResidential | 1771.2+754.528j | 0 | 0 | 0 | 0 | 0 | [24 empty] | 8101101 | no | no |  |  | no |  | 0 | 0 | 0 | 0 | 0 | 0 |  | 1 | 1 | 1 | 0 | 0 | 0
load_220346827 |  | node_1354374_772_15299367_876 |  | AN | 0 | Residential | 64576.8+27509.602j | 0 | 0 | 0 | 0 | 0 | [24 empty] | 8101101 | no | no |  |  | no |  | 0 | 0 | 0 | 0 | 0 | 0 |  | 1 | 1 | 1 | 0 | 0 | 0
load_220346828 |  | node_1354703_865_15299322_561 |  | AN | 0 | Residential | 24048+10244.405j | 0 | 0 | 0 | 0 | 0 | [24 empty] | 8101101 | no | no |  |  | no |  | 0 | 0 | 0 | 0 | 0 | 0 |  | 1 | 1 | 1 | 0 | 0 | 0
load_220346829 |  | node_1355157_319_15299702_946 |  | AN | 0 | Residential | 30369.6+12937.395j | 0 | 0 | 0 | 0 | 0 | [24 empty] | 8101101 | no | no |  |  | no |  | 0 | 0 | 0 | 0 | 0 | 0 |  | 1 | 1 | 1 | 0 | 0 | 0
load_220346834 |  | node_1355159_82_15299170_852 |  | AN | 0 | NonResidential | 9417.6+4011.881j | 0 | 0 | 0 | 0 | 0 | [24 empty] | 8101101 | no | no |  |  | no |  | 0 | 0 | 0 | 0 | 0 | 0 |  | 1 | 1 | 1 | 0 | 0 | 0
load_220346835 |  | node_1354531_229_15299018_823 |  | AN | 0 | Residential | 30376.8+12940.463j | 0 | 0 | 0 | 0 | 0 | [24 empty] | 8101101 | no | no |  |  | no |  | 0 | 0 | 0 | 0 | 0 | 0 |  | 1 | 1 | 1 | 0 | 0 | 0
load_220346839 |  | node_1354931_208_15297527_194 |  | AN | 0 | Residential | 22550.4+9606.43j | 0 | 0 | 0 | 0 | 0 | [24 empty] | 8101101 | no | no |  |  | no |  | 0 | 0 | 0 | 0 | 0 | 0 |  | 1 | 1 | 1 | 0 | 0 | 0
load_220346843 |  | node_1354927_072_15297905_892 |  | AN | 0 | NonResidential | 216+92.016j | 0 | 0 | 0 | 0 | 0 | [24 empty] | 8101101 | no | no |  |  | no |  | 0 | 0 | 0 | 0 | 0 | 0 |  | 1 | 1 | 1 | 0 | 0 | 0
load_220346849 |  | node_1354378_559_15298829_757 |  | AN | 0 | Residential | 120564+51360.049j | 0 | 0 | 0 | 0 | 0 | [24 empty] | 8101101 | no | no |  |  | no |  | 0 | 0 | 0 | 0 | 0 | 0 |  | 1 | 1 | 1 | 0 | 0 | 0
load_220346850 |  | node_1354344_436_15299199_324 |  | AN | 0 | Residential | 23824.8+10149.322j | 0 | 0 | 0 | 0 | 0 | [24 empty] | 8101101 | no | no |  |  | no |  | 0 | 0 | 0 | 0 | 0 | 0 |  | 1 | 1 | 1 | 0 | 0 | 0
load_220346851 |  | node_1354866_157_15299171_095 |  | AN | 0 | NonResidential | 11000+4685.98j | 0 | 0 | 0 | 0 | 0 | [24 empty] | 8101101 | no | no |  |  | no |  | 0 | 0 | 0 | 0 | 0 | 0 |  | 1 | 1 | 1 | 0 | 0 | 0
load_220346852 |  | node_1354852_845_15299498_2 |  | AN | 0 | Residential | 9410.4+4008.814j | 0 | 0 | 0 | 0 | 0 | [24 empty] | 8101101 | no | no |  |  | no |  | 0 | 0 | 0 | 0 | 0 | 0 |  | 1 | 1 | 1 | 0 | 0 | 0
load_220346853 |  | node_1355715_56_15298835_274 |  | AN | 0 | NonResidential | 16000+6815.971j | 0 | 0 | 0 | 0 | 0 | [24 empty] | 8101101 | no | no |  |  | no |  | 0 | 0 | 0 | 0 | 0 | 0 |  | 1 | 1 | 1 | 0 | 0 | 0
load_220346854 |  | node_1355695_832_15298832_416 |  | AN | 0 | Residential | 33814.8+14405.044j | 0 | 0 | 0 | 0 | 0 | [24 empty] | 8101101 | no | no |  |  | no |  | 0 | 0 | 0 | 0 | 0 | 0 |  | 1 | 1 | 1 | 0 | 0 | 0
load_220346855 |  | node_1355366_465_15298610_831 |  | AN | 0 | NonResidential | 144+61.344j | 0 | 0 | 0 | 0 | 0 | [24 empty] | 8101101 | no | no |  |  | no |  | 0 | 0 | 0 | 0 | 0 | 0 |  | 1 | 1 | 1 | 0 | 0 | 0
load_220346856 |  | node_1355385_947_15298615_975 |  | AN | 0 | Residential | 8017.2+3415.313j | 0 | 0 | 0 | 0 | 0 | [24 empty] | 8101101 | no | no |  |  | no |  | 0 | 0 | 0 | 0 | 0 | 0 |  | 1 | 1 | 1 | 0 | 0 | 0
load_220346857 |  | node_1355197_882_15298670_465 |  | AN | 0 | Residential | 42681.6+18182.285j | 0 | 0 | 0 | 0 | 0 | [24 empty] | 8101101 | no | no |  |  | no |  | 0 | 0 | 0 | 0 | 0 | 0 |  | 1 | 1 | 1 | 0 | 0 | 0
load_220346858 |  | node_1355043_053_15298666_732 |  | AN | 0 | Residential | 3844.8+1637.878j | 0 | 0 | 0 | 0 | 0 | [24 empty] | 8101101 | no | no |  |  | no |  | 0 | 0 | 0 | 0 | 0 | 0 |  | 1 | 1 | 1 | 0 | 0 | 0
load_220491745 |  | node_1354523_163_15297231_935 |  | AN | 0 | Residential | 107964+45992.471j | 0 | 0 | 0 | 0 | 0 | [24 empty] | 8101101 | no | no |  |  | no |  | 0 | 0 | 0 | 0 | 0 | 0 |  | 1 | 1 | 1 | 0 | 0 | 0
load_220499341 |  | node_1354319_875_15297882_602 |  | AN | 0 | NonResidential | 10000+4259.982j | 0 | 0 | 0 | 0 | 0 | [24 empty] | 8101101 | no | no |  |  | no |  | 0 | 0 | 0 | 0 | 0 | 0 |  | 1 | 1 | 1 | 0 | 0 | 0
load_220499344 |  | node_1355568_857_15298164_896 |  | AN | 0 | NonResidential | 9000+3833.984j | 0 | 0 | 0 | 0 | 0 | [24 empty] | 8101101 | no | no |  |  | no |  | 0 | 0 | 0 | 0 | 0 | 0 |  | 1 | 1 | 1 | 0 | 0 | 0
load_220528119 |  | node_1353504_136_15298333_242 |  | ABCN | 0 | NonResidential | 81666.667+34789.854j | 81666.667+34789.854j | 81666.667+34789.854j | 0 | 0 | 0 | [24 empty] | 8101101 | no | no |  |  | no |  | 0 | 0 | 0 | 0 | 0 | 0 |  | 1 | 1 | 1 | 0 | 0 | 0
load_220534954 |  | node_1354071_475_15297591_024 |  | AN | 0 | Residential | 48600+20703.513j | 0 | 0 | 0 | 0 | 0 | [24 empty] | 8101101 | no | no |  |  | no |  | 0 | 0 | 0 | 0 | 0 | 0 |  | 1 | 1 | 1 | 0 | 0 | 0
load_220545735 |  | node_1354357_408_15299742_665 |  | AN | 0 | Residential | 15156+6456.429j | 0 | 0 | 0 | 0 | 0 | [24 empty] | 8101101 | no | no |  |  | no |  | 0 | 0 | 0 | 0 | 0 | 0 |  | 1 | 1 | 1 | 0 | 0 | 0
load_220555446 |  | node_1355850_099_15298365_431 |  | AN | 0 | NonResidential | 1051.2+447.809j | 0 | 0 | 0 | 0 | 0 | [24 empty] | 8101101 | no | no |  |  | no |  | 0 | 0 | 0 | 0 | 0 | 0 |  | 1 | 1 | 1 | 0 | 0 | 0
load_220555940 |  | node_1352615_055_15297258_054 |  | AN | 0 | Residential | 46015.2+19602.393j | 0 | 0 | 0 | 0 | 0 | [24 empty] | 8101101 | no | no |  |  | no |  | 0 | 0 | 0 | 0 | 0 | 0 |  | 1 | 1 | 1 | 0 | 0 | 0
load_220566576 |  | node_1355557_334_15298516_285 |  | AN | 0 | Residential | 43934.4+18715.976j | 0 | 0 | 0 | 0 | 0 | [24 empty] | 8101101 | no | no |  |  | no |  | 0 | 0 | 0 | 0 | 0 | 0 |  | 1 | 1 | 1 | 0 | 0 | 0
load_220579482 |  | node_1355185_661_15297372_952 |  | AN | 0 | NonResidential | 0 | 0 | 0 | 0 | 0 | 0 | [24 empty] | 8101101 | no | no |  |  | no |  | 0 | 0 | 0 | 0 | 0 | 0 |  | 1 | 1 | 1 | 0 | 0 | 0
load_220596373 |  | node_1354157_303_15294936_254 |  | AN | 0 | NonResidential | 5000+2129.991j | 0 | 0 | 0 | 0 | 0 | [24 empty] | 8101101 | no | no |  |  | no |  | 0 | 0 | 0 | 0 | 0 | 0 |  | 1 | 1 | 1 | 0 | 0 | 0
load_220596374 |  | node_1354173_798_15294951_2 |  | BN | 0 | NonResidential | 0 | 5000+2129.991j | 0 | 0 | 0 | 0 | [24 empty] | 8101101 | no | no |  |  | no |  | 0 | 0 | 0 | 0 | 0 | 0 |  | 1 | 1 | 1 | 0 | 0 | 0
load_220596375 |  | node_1354138_521_15294927_522 |  | CN | 0 | NonResidential | 0 | 0 | 5000+2129.991j | 0 | 0 | 0 | [24 empty] | 8101101 | no | no |  |  | no |  | 0 | 0 | 0 | 0 | 0 | 0 |  | 1 | 1 | 1 | 0 | 0 | 0
load_220602943 |  | node_1353871_717_15298715_504 |  | AN | 0 | NonResidential | 0 | 0 | 0 | 0 | 0 | 0 | [24 empty] | 8101101 | no | no |  |  | no |  | 0 | 0 | 0 | 0 | 0 | 0 |  | 1 | 1 | 1 | 0 | 0 | 0
load_220603038 |  | node_1354946_052_15298712_571 |  | AN | 0 | Residential | 40420.8+17219.189j | 0 | 0 | 0 | 0 | 0 | [24 empty] | 8101101 | no | no |  |  | no |  | 0 | 0 | 0 | 0 | 0 | 0 |  | 1 | 1 | 1 | 0 | 0 | 0
load_220638985 |  | node_1353846_465_15295342_044 |  | AN | 0 | Residential | 25711.2+10952.925j | 0 | 0 | 0 | 0 | 0 | [24 empty] | 8101101 | no | no |  |  | no |  | 0 | 0 | 0 | 0 | 0 | 0 |  | 1 | 1 | 1 | 0 | 0 | 0
load_220650811 |  | node_1355180_13_15300175_775 |  | AN | 0 | Residential | 58665.6+24991.441j | 0 | 0 | 0 | 0 | 0 | [24 empty] | 8101101 | no | no |  |  | no |  | 0 | 0 | 0 | 0 | 0 | 0 |  | 1 | 1 | 1 | 0 | 0 | 0
load_310060911 |  | node_1354475_487_15298367_923 |  | AN | 0 | NonResidential | 0 | 0 | 0 | 0 | 0 | 0 | [24 empty] | 8101101 | no | no |  |  | no |  | 0 | 0 | 0 | 0 | 0 | 0 |  | 1 | 1 | 1 | 0 | 0 | 0
load_311979734 |  | node_1355082_528_15297892_052 |  | AN | 0 | Residential | 13274.4+5654.871j | 0 | 0 | 0 | 0 | 0 | [24 empty] | 8101101 | no | no |  |  | no |  | 0 | 0 | 0 | 0 | 0 | 0 |  | 1 | 1 | 1 | 0 | 0 | 0
load_311979735 |  | node_1355093_51_15297892_784 |  | BN | 0 | Residential | 0 | 13274.4+5654.871j | 0 | 0 | 0 | 0 | [24 empty] | 8101101 | no | no |  |  | no |  | 0 | 0 | 0 | 0 | 0 | 0 |  | 1 | 1 | 1 | 0 | 0 | 0
load_311979736 |  | node_1355103_82_15297891_357 |  | CN | 0 | Residential | 0 | 0 | 13274.4+5654.871j | 0 | 0 | 0 | [24 empty] | 8101101 | no | no |  |  | no |  | 0 | 0 | 0 | 0 | 0 | 0 |  | 1 | 1 | 1 | 0 | 0 | 0
load_312120412 |  | node_1355510_069_15299219_243 |  | AN | 0 | Residential | 105537.6+44958.829j | 0 | 0 | 0 | 0 | 0 | [24 empty] | 8101101 | no | no |  |  | no |  | 0 | 0 | 0 | 0 | 0 | 0 |  | 1 | 1 | 1 | 0 | 0 | 0

## node
data_type | static
owner_type | feeder
owner | 8101101
object | node
name | groupid | parent | bustype | phases | nominal_voltage | dcircuit | selected | monitored | monitored_fields | class_monitored_fields | played | played_fields | subsystem | x | y | comments | dist_to_slack
node_1352554_104_15295740_928 |  |  | PQ | AN | 2771.281 | 8101101 | no | no |  |  | no |  |  | 1352554.104 | 15295740.928 |  | -1
node_1352589_902_15297717_288 |  |  | PQ | AN | 2771.281 | 8101101 | no | no |  |  | no |  |  | 1352589.902 | 15297717.288 |  | -1
node_1352615_055_15297258_054 |  |  | PQ | AN | 2771.281 | 8101101 | no | no |  |  | no |  |  | 1352615.055 | 15297258.054 |  | -1
node_1352674_314_15296027_239 |  |  | PQ | AN | 2771.281 | 8101101 | no | no |  |  | no |  |  | 1352674.314 | 15296027.239 |  | -1
node_1352732_639_15295667_481 |  |  | PQ | AN | 2771.281 | 8101101 | no | no |  |  | no |  |  | 1352732.639 | 15295667.481 |  | -1
node_1352779_381_15298264_137 |  |  | PQ | AN | 2771.281 | 8101101 | no | no |  |  | no |  |  | 1352779.381 | 15298264.137 |  | -1
node_1352837_392_15298640_517 |  |  | PQ | AN | 2771.281 | 8101101 | no | no |  |  | no |  |  | 1352837.392 | 15298640.517 |  | -1
node_1352845_629_15298446_009 |  |  | PQ | AN | 2771.281 | 8101101 | no | no |  |  | no |  |  | 1352845.629 | 15298446.009 |  | -1
node_1352872_049_15297910_85 |  |  | PQ | AN | 2771.281 | 8101101 | no | no |  |  | no |  |  | 1352872.049 | 15297910.85 |  | -1
node_1352889_195_15295706_99 |  |  | PQ | AN | 2771.281 | 8101101 | no | no |  |  | no |  |  | 1352889.195 | 15295706.99 |  | -1
node_1352957_832_15296201_303 |  |  | PQ | AN | 2771.281 | 8101101 | no | no |  |  | no |  |  | 1352957.832 | 15296201.303 |  | -1
node_1352966_402_15297361_651 |  |  | PQ | AN | 2771.281 | 8101101 | no | no |  |  | no |  |  | 1352966.402 | 15297361.651 |  | -1
node_1352966_734_15295819_994 |  |  | PQ | AN | 2771.281 | 8101101 | no | no |  |  | no |  |  | 1352966.734 | 15295819.994 |  | -1
node_1352981_449_15296604_737 |  |  | PQ | AN | 2771.281 | 8101101 | no | no |  |  | no |  |  | 1352981.449 | 15296604.737 |  | -1
node_1352991_063_15296011_78 |  |  | PQ | AN | 2771.281 | 8101101 | no | no |  |  | no |  |  | 1352991.063 | 15296011.78 |  | -1
node_1353019_455_15296768_066 |  |  | PQ | AN | 2771.281 | 8101101 | no | no |  |  | no |  |  | 1353019.455 | 15296768.066 |  | -1
node_1353033_546_15296332_996 |  |  | PQ | AN | 2771.281 | 8101101 | no | no |  |  | no |  |  | 1353033.546 | 15296332.996 |  | -1
node_1353103_402_15297219_074 |  |  | PQ | AN | 2771.281 | 8101101 | no | no |  |  | no |  |  | 1353103.402 | 15297219.074 |  | -1
node_1353172_235_15296437_563 |  |  | PQ | AN | 2771.281 | 8101101 | no | no |  |  | no |  |  | 1353172.235 | 15296437.563 |  | -1
node_1353188_768_15298362_294 |  |  | PQ | AN | 2771.281 | 8101101 | no | no |  |  | no |  |  | 1353188.768 | 15298362.294 |  | -1
node_1353196_865_15298039_335 |  |  | PQ | AN | 2771.281 | 8101101 | no | no |  |  | no |  |  | 1353196.865 | 15298039.335 |  | -1
node_1353257_175_15297575_845 |  |  | PQ | AN | 2771.281 | 8101101 | no | no |  |  | no |  |  | 1353257.175 | 15297575.845 |  | -1
node_1353326_938_15297047_29 |  |  | PQ | AN | 2771.281 | 8101101 | no | no |  |  | no |  |  | 1353326.938 | 15297047.29 |  | -1
node_1353331_624_15296661_085 |  |  | PQ | AN | 2771.281 | 8101101 | no | no |  |  | no |  |  | 1353331.624 | 15296661.085 |  | -1
node_1353429_928_15297407_05 |  |  | PQ | AN | 2771.281 | 8101101 | no | no |  |  | no |  |  | 1353429.928 | 15297407.05 |  | -1
node_1353457_942_15296347_495 |  |  | PQ | AN | 2771.281 | 8101101 | no | no |  |  | no |  |  | 1353457.942 | 15296347.495 |  | -1
node_1353460_999_15297884_428 |  |  | PQ | AN | 2771.281 | 8101101 | no | no |  |  | no |  |  | 1353460.999 | 15297884.428 |  | -1
node_1353500_934_15296171_42 |  |  | PQ | AN | 2771.281 | 8101101 | no | no |  |  | no |  |  | 1353500.934 | 15296171.42 |  | -1
node_1353504_136_15298333_242 |  |  | PQ | ABCN | 2771.281 | 8101101 | no | no |  |  | no |  |  | 1353504.136 | 15298333.242 |  | -1
node_1353580_797_15295742_03 |  |  | PQ | AN | 2771.281 | 8101101 | no | no |  |  | no |  |  | 1353580.797 | 15295742.03 |  | -1
node_1353611_629_15295936_098 |  |  | PQ | AN | 2771.281 | 8101101 | no | no |  |  | no |  |  | 1353611.629 | 15295936.098 |  | -1
node_1353681_964_15295584_99 |  |  | PQ | AN | 2771.281 | 8101101 | no | no |  |  | no |  |  | 1353681.964 | 15295584.99 |  | -1
node_1353686_568_15299259_654 |  |  | PQ | AN | 7199.557 | 8101101 | no | no |  |  | no |  |  | 1353686.568 | 15299259.654 |  | -1
node_1353701_762_15297852_305 |  |  | PQ | AN | 2771.281 | 8101101 | no | no |  |  | no |  |  | 1353701.762 | 15297852.305 |  | -1
node_1353846_465_15295342_044 |  |  | PQ | AN | 2771.281 | 8101101 | no | no |  |  | no |  |  | 1353846.465 | 15295342.044 |  | -1
node_1353871_717_15298715_504 |  |  | PQ | ABCN | 2771.281 | 8101101 | no | no |  |  | no |  |  | 1353871.717 | 15298715.504 |  | -1
node_1353888_423_15299304_94 |  |  | PQ | AN | 7199.557 | 8101101 | no | no |  |  | no |  |  | 1353888.423 | 15299304.94 |  | -1
node_1353962_167_15298741_606 |  |  | PQ | ABCN | 2771.281 | 8101101 | no | no |  |  | no |  |  | 1353962.167 | 15298741.606 |  | -1
node_1353973_74_15298763_343 |  |  | PQ | ABCN | 2771.281 | 8101101 | no | no |  |  | no |  |  | 1353973.74 | 15298763.343 |  | -1
node_1353989_085_15298780_358 |  |  | PQ | ABCN | 2771.281 | 8101101 | no | no |  |  | no |  |  | 1353989.085 | 15298780.358 |  | -1
node_1354021_048_15297140_819 |  |  | PQ | AN | 2771.281 | 8101101 | no | no |  |  | no |  |  | 1354021.048 | 15297140.819 |  | -1
node_1354045_658_15298339_894 |  |  | PQ | ABCN | 2771.281 | 8101101 | no | no |  |  | no |  |  | 1354045.658 | 15298339.894 |  | -1
node_1354071_475_15297591_024 |  |  | PQ | ABCN | 2771.281 | 8101101 | no | no |  |  | no |  |  | 1354071.475 | 15297591.024 |  | -1
node_1354079_756_15295853_991 |  |  | PQ | AN | 2771.281 | 8101101 | no | no |  |  | no |  |  | 1354079.756 | 15295853.991 |  | -1
node_1354095_018_15298063_684 |  |  | PQ | ABCN | 2771.281 | 8101101 | no | no |  |  | no |  |  | 1354095.018 | 15298063.684 |  | -1
node_1354097_074_15298037_221 |  |  | PQ | ABCN | 2771.281 | 8101101 | no | no |  |  | no |  |  | 1354097.074 | 15298037.221 |  | -1
node_1354138_521_15294927_522 |  |  | PQ | ABCN | 2771.281 | 8101101 | no | no |  |  | no |  |  | 1354138.521 | 15294927.522 |  | -1
node_1354155_95_15299580_662 |  |  | PQ | AN | 2771.281 | 8101101 | no | no |  |  | no |  |  | 1354155.95 | 15299580.662 |  | -1
node_1354157_303_15294936_254 |  |  | PQ | ABCN | 2771.281 | 8101101 | no | no |  |  | no |  |  | 1354157.303 | 15294936.254 |  | -1
node_1354173_798_15294951_2 |  |  | PQ | ABCN | 2771.281 | 8101101 | no | no |  |  | no |  |  | 1354173.798 | 15294951.2 |  | -1
node_1354276_92_15298729_853 |  |  | PQ | ABCN | 2771.281 | 8101101 | no | no |  |  | no |  |  | 1354276.92 | 15298729.853 |  | -1
node_1354319_875_15297882_602 |  |  | PQ | ABCN | 2771.281 | 8101101 | no | no |  |  | no |  |  | 1354319.875 | 15297882.602 |  | -1
node_1354344_436_15299199_324 |  |  | PQ | AN | 2771.281 | 8101101 | no | no |  |  | no |  |  | 1354344.436 | 15299199.324 |  | -1
node_1354357_408_15299742_665 |  |  | PQ | AN | 2771.281 | 8101101 | no | no |  |  | no |  |  | 1354357.408 | 15299742.665 |  | -1
node_1354366_169_15297225_237 |  |  | PQ | ABCN | 2771.281 | 8101101 | no | no |  |  | no |  |  | 1354366.169 | 15297225.237 |  | -1
node_1354374_772_15299367_876 |  |  | PQ | AN | 2771.281 | 8101101 | no | no |  |  | no |  |  | 1354374.772 | 15299367.876 |  | -1
node_1354378_559_15298829_757 |  |  | PQ | AN | 2771.281 | 8101101 | no | no |  |  | no |  |  | 1354378.559 | 15298829.757 |  | -1
node_1354475_487_15298367_923 |  |  | PQ | ABCN | 2771.281 | 8101101 | no | no |  |  | no |  |  | 1354475.487 | 15298367.923 |  | -1
node_1354523_163_15297231_935 |  |  | PQ | ABCN | 2771.281 | 8101101 | no | no |  |  | no |  |  | 1354523.163 | 15297231.935 |  | -1
node_1354531_229_15299018_823 |  |  | PQ | AN | 2771.281 | 8101101 | no | no |  |  | no |  |  | 1354531.229 | 15299018.823 |  | -1
node_1354603_119_15300654_828 |  |  | PQ | AN | 2771.281 | 8101101 | no | no |  |  | no |  |  | 1354603.119 | 15300654.828 |  | -1
node_1354611_557_15297887_678 |  |  | PQ | ABCN | 2771.281 | 8101101 | no | no |  |  | no |  |  | 1354611.557 | 15297887.678 |  | -1
node_1354622_354_15300209_525 |  |  | PQ | AN | 2771.281 | 8101101 | no | no |  |  | no |  |  | 1354622.354 | 15300209.525 |  | -1
node_1354702_435_15299687_907 |  |  | PQ | AN | 2771.281 | 8101101 | no | no |  |  | no |  |  | 1354702.435 | 15299687.907 |  | -1
node_1354703_865_15299322_561 |  |  | PQ | AN | 2771.281 | 8101101 | no | no |  |  | no |  |  | 1354703.865 | 15299322.561 |  | -1
node_1354713_318_15298776_161 |  |  | PQ | ABCN | 2771.281 | 8101101 | no | no |  |  | no |  |  | 1354713.318 | 15298776.161 |  | -1
node_1354732_755_15298781_617 |  |  | PQ | ABCN | 2771.281 | 8101101 | no | no |  |  | no |  |  | 1354732.755 | 15298781.617 |  | -1
node_1354774_907_15296782_815 |  |  | PQ | ABCN | 2771.281 | 8101101 | no | no |  |  | no |  |  | 1354774.907 | 15296782.815 |  | -1
node_1354794_788_15296780_475 |  |  | PQ | ABCN | 2771.281 | 8101101 | no | no |  |  | no |  |  | 1354794.788 | 15296780.475 |  | -1
node_1354852_845_15299498_2 |  |  | PQ | AN | 2771.281 | 8101101 | no | no |  |  | no |  |  | 1354852.845 | 15299498.2 |  | -1
node_1354864_671_15299695_327 |  |  | PQ | AN | 2771.281 | 8101101 | no | no |  |  | no |  |  | 1354864.671 | 15299695.327 |  | -1
node_1354866_157_15299171_095 |  |  | PQ | AN | 2771.281 | 8101101 | no | no |  |  | no |  |  | 1354866.157 | 15299171.095 |  | -1
node_1354875_362_15300774_994 |  |  | PQ | AN | 2771.281 | 8101101 | no | no |  |  | no |  |  | 1354875.362 | 15300774.994 |  | -1
node_1354899_08_15299990_439 |  |  | PQ | AN | 2771.281 | 8101101 | no | no |  |  | no |  |  | 1354899.08 | 15299990.439 |  | -1
node_1354927_072_15297905_892 |  |  | PQ | ABCN | 2771.281 | 8101101 | no | no |  |  | no |  |  | 1354927.072 | 15297905.892 |  | -1
node_1354931_208_15297527_194 |  |  | PQ | AN | 2771.281 | 8101101 | no | no |  |  | no |  |  | 1354931.208 | 15297527.194 |  | -1
node_1354946_052_15298712_571 |  |  | PQ | ABCN | 2771.281 | 8101101 | no | no |  |  | no |  |  | 1354946.052 | 15298712.571 |  | -1
node_1355013_113_15300678_973 |  |  | PQ | ABCN | 2771.281 | 8101101 | no | no |  |  | no |  |  | 1355013.113 | 15300678.973 |  | -1
node_1355043_053_15298666_732 |  |  | PQ | ABCN | 2771.281 | 8101101 | no | no |  |  | no |  |  | 1355043.053 | 15298666.732 |  | -1
node_1355082_528_15297892_052 |  |  | PQ | ABCN | 2771.281 | 8101101 | no | no |  |  | no |  |  | 1355082.528 | 15297892.052 |  | -1
node_1355093_51_15297892_784 |  |  | PQ | ABCN | 2771.281 | 8101101 | no | no |  |  | no |  |  | 1355093.51 | 15297892.784 |  | -1
node_1355103_82_15297891_357 |  |  | PQ | ABCN | 2771.281 | 8101101 | no | no |  |  | no |  |  | 1355103.82 | 15297891.357 |  | -1
node_1355157_319_15299702_946 |  |  | PQ | ABCN | 2771.281 | 8101101 | no | no |  |  | no |  |  | 1355157.319 | 15299702.946 |  | -1
node_1355159_82_15299170_852 |  |  | PQ | ABCN | 2771.281 | 8101101 | no | no |  |  | no |  |  | 1355159.82 | 15299170.852 |  | -1
node_1355180_13_15300175_775 |  |  | PQ | ABCN | 2771.281 | 8101101 | no | no |  |  | no |  |  | 1355180.13 | 15300175.775 |  | -1
node_1355185_661_15297372_952 |  |  | PQ | AN | 2771.281 | 8101101 | no | no |  |  | no |  |  | 1355185.661 | 15297372.952 |  | -1
node_1355197_882_15298670_465 |  |  | PQ | ABCN | 2771.281 | 8101101 | no | no |  |  | no |  |  | 1355197.882 | 15298670.465 |  | -1
node_1355222_603_15297909_411 |  |  | PQ | ABCN | 2771.281 | 8101101 | no | no |  |  | no |  |  | 1355222.603 | 15297909.411 |  | -1
node_1355366_465_15298610_831 |  |  | PQ | ABCN | 2771.281 | 8101101 | no | no |  |  | no |  |  | 1355366.465 | 15298610.831 |  | -1
node_1355385_947_15298615_975 |  |  | PQ | ABCN | 2771.281 | 8101101 | no | no |  |  | no |  |  | 1355385.947 | 15298615.975 |  | -1
node_1355433_587_15300494_04 |  |  | PQ | AN | 2771.281 | 8101101 | no | no |  |  | no |  |  | 1355433.587 | 15300494.04 |  | -1
node_1355469_968_15300152_249 |  |  | PQ | AN | 2771.281 | 8101101 | no | no |  |  | no |  |  | 1355469.968 | 15300152.249 |  | -1
node_1355499_043_15299713_301 |  |  | PQ | ABCN | 2771.281 | 8101101 | no | no |  |  | no |  |  | 1355499.043 | 15299713.301 |  | -1
node_1355509_115_15297001_203 |  |  | PQ | ABCN | 2771.281 | 8101101 | no | no |  |  | no |  |  | 1355509.115 | 15297001.203 |  | -1
node_1355510_069_15299219_243 |  |  | PQ | ABCN | 2771.281 | 8101101 | no | no |  |  | no |  |  | 1355510.069 | 15299219.243 |  | -1
node_1355512_554_15296975_012 |  |  | PQ | ABCN | 2771.281 | 8101101 | no | no |  |  | no |  |  | 1355512.554 | 15296975.012 |  | -1
node_1355525_419_15297625_851 |  |  | PQ | ABCN | 2771.281 | 8101101 | no | no |  |  | no |  |  | 1355525.419 | 15297625.851 |  | -1
node_1355542_33_15300633_991 |  |  | PQ | ABCN | 2771.281 | 8101101 | no | no |  |  | no |  |  | 1355542.33 | 15300633.991 |  | -1
node_1355543_935_15297126_626 |  |  | PQ | ABCN | 2771.281 | 8101101 | no | no |  |  | no |  |  | 1355543.935 | 15297126.626 |  | -1
node_1355557_334_15298516_285 |  |  | PQ | ABCN | 2771.281 | 8101101 | no | no |  |  | no |  |  | 1355557.334 | 15298516.285 |  | -1
node_1355568_857_15298164_896 |  |  | PQ | ABCN | 2771.281 | 8101101 | no | no |  |  | no |  |  | 1355568.857 | 15298164.896 |  | -1
node_1355682_221_15297444_179 |  |  | PQ | ABCN | 2771.281 | 8101101 | no | no |  |  | no |  |  | 1355682.221 | 15297444.179 |  | -1
node_1355695_832_15298832_416 |  |  | PQ | ABCN | 2771.281 | 8101101 | no | no |  |  | no |  |  | 1355695.832 | 15298832.416 |  | -1
node_1355701_47_15297437_976 |  |  | PQ | ABCN | 2771.281 | 8101101 | no | no |  |  | no |  |  | 1355701.47 | 15297437.976 |  | -1
node_1355713_764_15300370_203 |  |  | PQ | AN | 2771.281 | 8101101 | no | no |  |  | no |  |  | 1355713.764 | 15300370.203 |  | -1
node_1355715_56_15298835_274 |  |  | PQ | ABCN | 2771.281 | 8101101 | no | no |  |  | no |  |  | 1355715.56 | 15298835.274 |  | -1
node_1355728_203_15302090_083 |  |  | PQ | AN | 2771.281 | 8101101 | no | no |  |  | no |  |  | 1355728.203 | 15302090.083 |  | -1
node_1355729_449_15301744_478 |  |  | PQ | AN | 2771.281 | 8101101 | no | no |  |  | no |  |  | 1355729.449 | 15301744.478 |  | -1
node_1355729_566_15299816_042 |  |  | PQ | AN | 2771.281 | 8101101 | no | no |  |  | no |  |  | 1355729.566 | 15299816.042 |  | -1
node_1355746_188_15301278_561 |  |  | PQ | AN | 2771.281 | 8101101 | no | no |  |  | no |  |  | 1355746.188 | 15301278.561 |  | -1
node_1355747_458_15300675_665 |  |  | PQ | ABCD | 2771.281 | 8101101 | no | no |  |  | no |  |  | 1355747.458 | 15300675.665 |  | -1
node_1355753_332_15299211_384 |  |  | PQ | AN | 2771.281 | 8101101 | no | no |  |  | no |  |  | 1355753.332 | 15299211.384 |  | -1
node_1355764_581_15300882_481 |  |  | PQ | AN | 2771.281 | 8101101 | no | no |  |  | no |  |  | 1355764.581 | 15300882.481 |  | -1
node_1355850_099_15298365_431 |  |  | PQ | AN | 2771.281 | 8101101 | no | no |  |  | no |  |  | 1355850.099 | 15298365.431 |  | -1
node_1355854_079_15298160_22 |  |  | PQ | AN | 2771.281 | 8101101 | no | no |  |  | no |  |  | 1355854.079 | 15298160.22 |  | -1
node_1355856_439_15297119_133 |  |  | PQ | ABCN | 2771.281 | 8101101 | no | no |  |  | no |  |  | 1355856.439 | 15297119.133 |  | -1
node_1355872_164_15297761_67 |  |  | PQ | AN | 2771.281 | 8101101 | no | no |  |  | no |  |  | 1355872.164 | 15297761.67 |  | -1
node_1355873_577_15297682_979 |  |  | PQ | AN | 2771.281 | 8101101 | no | no |  |  | no |  |  | 1355873.577 | 15297682.979 |  | -1
node_1355878_331_15297564_932 |  |  | PQ | AN | 2771.281 | 8101101 | no | no |  |  | no |  |  | 1355878.331 | 15297564.932 |  | -1
node_1356019_512_15297495_691 |  |  | PQ | ABCN | 2771.281 | 8101101 | no | no |  |  | no |  |  | 1356019.512 | 15297495.691 |  | -1
node_1356021_765_15297469_258 |  |  | PQ | ABCN | 2771.281 | 8101101 | no | no |  |  | no |  |  | 1356021.765 | 15297469.258 |  | -1
node_1356022_435_15297522_057 |  |  | PQ | ABCN | 2771.281 | 8101101 | no | no |  |  | no |  |  | 1356022.435 | 15297522.057 |  | -1
node_1356053_07_15298763_614 |  |  | PQ | AN | 2771.281 | 8101101 | no | no |  |  | no |  |  | 1356053.07 | 15298763.614 |  | -1
node_1356055_505_15297748_958 |  |  | PQ | ABCN | 2771.281 | 8101101 | no | no |  |  | no |  |  | 1356055.505 | 15297748.958 |  | -1
node_1356065_706_15299228_605 |  |  | PQ | AN | 2771.281 | 8101101 | no | no |  |  | no |  |  | 1356065.706 | 15299228.605 |  | -1
node_1356111_618_15297044_506 |  |  | PQ | ABCN | 2771.281 | 8101101 | no | no |  |  | no |  |  | 1356111.618 | 15297044.506 |  | -1
node_1356145_594_15298121_533 |  |  | PQ | ABCN | 2771.281 | 8101101 | no | no |  |  | no |  |  | 1356145.594 | 15298121.533 |  | -1
node_1356147_405_15298068_808 |  |  | PQ | ABCN | 2771.281 | 8101101 | no | no |  |  | no |  |  | 1356147.405 | 15298068.808 |  | -1
node_1356149_085_15298095_356 |  |  | PQ | ABCN | 2771.281 | 8101101 | no | no |  |  | no |  |  | 1356149.085 | 15298095.356 |  | -1
node_1356149_216_15298158_732 |  |  | PQ | ABCN | 2771.281 | 8101101 | no | no |  |  | no |  |  | 1356149.216 | 15298158.732 |  | -1
node_1356151_038_15298132_236 |  |  | PQ | ABCN | 2771.281 | 8101101 | no | no |  |  | no |  |  | 1356151.038 | 15298132.236 |  | -1
node_1356231_805_15297232_383 |  |  | PQ | ABCN | 2771.281 | 8101101 | no | no |  |  | no |  |  | 1356231.805 | 15297232.383 |  | -1
node_1356251_278_15297237_6 |  |  | PQ | ABCN | 2771.281 | 8101101 | no | no |  |  | no |  |  | 1356251.278 | 15297237.6 |  | -1
node_1356275_374_15300605_903 |  |  | PQ | AN | 2771.281 | 8101101 | no | no |  |  | no |  |  | 1356275.374 | 15300605.903 |  | -1
node_1356334_135_15299873_452 |  |  | PQ | AN | 2771.281 | 8101101 | no | no |  |  | no |  |  | 1356334.135 | 15299873.452 |  | -1
node_1356346_214_15299589_917 |  |  | PQ | AN | 2771.281 | 8101101 | no | no |  |  | no |  |  | 1356346.214 | 15299589.917 |  | -1
node_1356353_52_15299240_852 |  |  | PQ | AN | 2771.281 | 8101101 | no | no |  |  | no |  |  | 1356353.52 | 15299240.852 |  | -1
node_1356364_132_15297090_731 |  |  | PQ | AN | 2771.281 | 8101101 | no | no |  |  | no |  |  | 1356364.132 | 15297090.731 |  | -1
node_1356367_477_15298820_034 |  |  | PQ | AN | 2771.281 | 8101101 | no | no |  |  | no |  |  | 1356367.477 | 15298820.034 |  | -1
node_1356384_76_15298426_085 |  |  | PQ | AN | 2771.281 | 8101101 | no | no |  |  | no |  |  | 1356384.76 | 15298426.085 |  | -1
node_1356401_805_15297873_549 |  |  | PQ | ABCN | 2771.281 | 8101101 | no | no |  |  | no |  |  | 1356401.805 | 15297873.549 |  | -1
node_1356413_901_15297554_919 |  |  | PQ | ABCN | 2771.281 | 8101101 | no | no |  |  | no |  |  | 1356413.901 | 15297554.919 |  | -1
node_1356453_677_15297342_614 |  |  | PQ | ABCD | 2771.281 | 8101101 | no | no |  |  | no |  |  | 1356453.677 | 15297342.614 |  | -1
node_8101101_200847658 |  |  | PQ | AN | 7199.557 | 8101101 | no | no |  |  | no |  |  | 1353882.621 | 15299346.327 |  | -1
node_8101101_200847661 |  |  | PQ | AN | 7199.557 | 8101101 | no | no |  |  | no |  |  | 1353688.751 | 15299293.596 |  | -1
node_8101101_200849069 |  |  | PQ | ABCD | 2771.281 | 8101101 | no | no |  |  | no |  |  | 1353484.391 | 15298658.369 |  | -1
node_8101101_200849070 |  |  | PQ | ABCD | 2771.281 | 8101101 | no | no |  |  | no |  |  | 1353687.31 | 15298676.063 |  | -1
node_8101101_200849071 |  |  | PQ | ABCD | 2771.281 | 8101101 | no | no |  |  | no |  |  | 1353452.466 | 15298644.491 |  | -1
node_8101101_200849072 |  |  | PQ | ABCD | 2771.281 | 8101101 | no | no |  |  | no |  |  | 1353430.535 | 15298402.364 |  | -1
node_8101101_200849881 |  |  | PQ | AD | 2771.281 | 8101101 | no | no |  |  | no |  |  | 1354840.655 | 15299996.601 |  | -1
node_8101101_200849882 |  |  | PQ | AD | 2771.281 | 8101101 | no | no |  |  | no |  |  | 1354732.277 | 15299992.02 |  | -1
node_8101101_200849883 |  |  | PQ | AD | 2771.281 | 8101101 | no | no |  |  | no |  |  | 1354609.71 | 15299989.243 |  | -1
node_8101101_200851046 |  |  | PQ | AD | 2771.281 | 8101101 | no | no |  |  | no |  |  | 1354590.814 | 15300071.174 |  | -1
node_8101101_200851047 |  |  | PQ | AN | 2771.281 | 8101101 | no | no |  |  | no |  |  | 1354594.902 | 15300220.771 |  | -1
node_8101101_200851048 |  |  | PQ | AD | 2771.281 | 8101101 | no | no |  |  | no |  |  | 1354584.221 | 15300383.881 |  | -1
node_8101101_200851049 |  |  | PQ | AD | 2771.281 | 8101101 | no | no |  |  | no |  |  | 1354577.498 | 15300529.329 |  | -1
node_8101101_200851050 |  |  | PQ | AN | 2771.281 | 8101101 | no | no |  |  | no |  |  | 1354569.819 | 15300656.385 |  | -1
node_8101101_200851233 |  |  | PQ | AN | 2771.281 | 8101101 | no | no |  |  | no |  |  | 1356031.761 | 15299226.583 |  | -1
node_8101101_200851452 |  |  | PQ | AN | 2771.281 | 8101101 | no | no |  |  | no |  |  | 1355463.554 | 15300181.944 |  | -1
node_8101101_200851453 |  |  | PQ | AD | 2771.281 | 8101101 | no | no |  |  | no |  |  | 1355462.549 | 15300342.711 |  | -1
node_8101101_200851454 |  |  | PQ | AN | 2771.281 | 8101101 | no | no |  |  | no |  |  | 1355455.32 | 15300499.099 |  | -1
node_8101101_200851455 |  |  | PQ | AD | 2771.281 | 8101101 | no | no |  |  | no |  |  | 1355450.868 | 15300669.18 |  | -1
node_8101101_200851475 |  |  | PQ | AD | 2771.281 | 8101101 | no | no |  |  | no |  |  | 1356004.963 | 15299211.924 |  | -1
node_8101101_200851476 |  |  | PQ | AN | 2771.281 | 8101101 | no | no |  |  | no |  |  | 1355742.807 | 15300370.856 |  | -1
node_8101101_200851477 |  |  | PQ | AD | 2771.281 | 8101101 | no | no |  |  | no |  |  | 1355739.684 | 15300536.424 |  | -1
node_8101101_200851478 |  |  | PQ | AD | 2771.281 | 8101101 | no | no |  |  | no |  |  | 1355734.7 | 15300681.638 |  | -1
node_8101101_200851479 |  |  | PQ | AN | 2771.281 | 8101101 | no | no |  |  | no |  |  | 1355729.741 | 15300877.936 |  | -1
node_8101101_200851480 |  |  | PQ | AD | 2771.281 | 8101101 | no | no |  |  | no |  |  | 1355722.875 | 15301076.366 |  | -1
node_8101101_200851481 |  |  | PQ | AN | 2771.281 | 8101101 | no | no |  |  | no |  |  | 1355712.788 | 15301278.38 |  | -1
node_8101101_200851483 |  |  | PQ | AN | 2771.281 | 8101101 | no | no |  |  | no |  |  | 1355693.077 | 15301742.957 |  | -1
node_8101101_200851485 |  |  | PQ | AN | 2771.281 | 8101101 | no | no |  |  | no |  |  | 1355728.087 | 15302056.92 |  | -1
node_8101101_200851504 |  |  | PQ | AN | 2771.281 | 8101101 | no | no |  |  | no |  |  | 1356322.631 | 15299240.355 |  | -1
node_8101101_200851506 |  |  | PQ | AD | 2771.281 | 8101101 | no | no |  |  | no |  |  | 1356322.59 | 15299348.802 |  | -1
node_8101101_200851507 |  |  | PQ | AD | 2771.281 | 8101101 | no | no |  |  | no |  |  | 1356316.376 | 15299468.066 |  | -1
node_8101101_200851508 |  |  | PQ | AN | 2771.281 | 8101101 | no | no |  |  | no |  |  | 1356312.793 | 15299587.666 |  | -1
node_8101101_200851509 |  |  | PQ | AD | 2771.281 | 8101101 | no | no |  |  | no |  |  | 1356307.987 | 15299717.422 |  | -1
node_8101101_200851510 |  |  | PQ | AN | 2771.281 | 8101101 | no | no |  |  | no |  |  | 1356302.619 | 15299871.86 |  | -1
node_8101101_200851511 |  |  | PQ | AD | 2771.281 | 8101101 | no | no |  |  | no |  |  | 1356295.49 | 15300034.948 |  | -1
node_8101101_200851512 |  |  | PQ | AD | 2771.281 | 8101101 | no | no |  |  | no |  |  | 1356289.206 | 15300220.759 |  | -1
node_8101101_200851516 |  |  | PQ | AD | 2771.281 | 8101101 | no | no |  |  | no |  |  | 1356285.89 | 15300391.488 |  | -1
node_8101101_200851517 |  |  | PQ | AN | 2771.281 | 8101101 | no | no |  |  | no |  |  | 1356280.109 | 15300568.865 |  | -1
node_8101101_200851648 |  |  | PQ | AN | 2771.281 | 8101101 | no | no |  |  | no |  |  | 1354863.148 | 15299662.407 |  | -1
node_8101101_200851649 |  |  | PQ | AN | 2771.281 | 8101101 | no | no |  |  | no |  |  | 1354702.149 | 15299654.189 |  | -1
node_8101101_200851650 |  |  | PQ | AD | 2771.281 | 8101101 | no | no |  |  | no |  |  | 1354539.009 | 15299649.972 |  | -1
node_8101101_200851651 |  |  | PQ | AD | 2771.281 | 8101101 | no | no |  |  | no |  |  | 1354301.606 | 15299643.043 |  | -1
node_8101101_200851652 |  |  | PQ | AN | 2771.281 | 8101101 | no | no |  |  | no |  |  | 1354145.623 | 15299635.853 |  | -1
node_8101101_200851765 |  |  | PQ | ABCN | 2771.281 | 8101101 | no | no |  |  | no |  |  | 1355148.892 | 15300172.344 |  | -1
node_8101101_200851767 |  |  | PQ | ABCD | 2771.281 | 8101101 | no | no |  |  | no |  |  | 1355145.718 | 15300282.31 |  | -1
node_8101101_200851768 |  |  | PQ | ABCD | 2771.281 | 8101101 | no | no |  |  | no |  |  | 1355143.487 | 15300353.255 |  | -1
node_8101101_200851769 |  |  | PQ | ABCD | 2771.281 | 8101101 | no | no |  |  | no |  |  | 1355139.822 | 15300479.928 |  | -1
node_8101101_200851770 |  |  | PQ | ABCD | 2771.281 | 8101101 | no | no |  |  | no |  |  | 1355130.049 | 15300657.868 |  | -1
node_8101101_200851771 |  |  | PQ | ABCD | 2771.281 | 8101101 | no | no |  |  | no |  |  | 1355127.951 | 15300751.855 |  | -1
node_8101101_200854137 |  |  | PQ | AN | 7199.557 | 8101101 | no | no |  |  | no |  |  | 1354172.853 | 15299304.344 |  | -1
node_8101101_200854169 |  |  | PQ | AN | 2771.281 | 8101101 | no | no |  |  | no |  |  | 1354325.551 | 15299740.274 |  | -1
node_8101101_200854170 |  |  | PQ | AD | 2771.281 | 8101101 | no | no |  |  | no |  |  | 1354319.46 | 15299840.217 |  | -1
node_8101101_200854171 |  |  | PQ | AD | 2771.281 | 8101101 | no | no |  |  | no |  |  | 1354878.106 | 15299672.569 |  | -1
node_8101101_200854172 |  |  | PQ | AD | 2771.281 | 8101101 | no | no |  |  | no |  |  | 1354866.102 | 15299828.198 |  | -1
node_8101101_200854173 |  |  | PQ | AN | 2771.281 | 8101101 | no | no |  |  | no |  |  | 1354861.402 | 15299989.26 |  | -1
node_8101101_200854177 |  |  | PQ | ABCD | 2771.281 | 8101101 | no | no |  |  | no |  |  | 1354845.298 | 15300641.319 |  | -1
node_8101101_200854178 |  |  | PQ | AN | 2771.281 | 8101101 | no | no |  |  | no |  |  | 1354841.268 | 15300771.845 |  | -1
node_8101101_200854209 |  |  | PQ | ABCN | 2771.281 | 8101101 | no | no |  |  | no |  |  | 1355009.156 | 15300639.368 |  | -1
node_8101101_200854211 |  |  | PQ | ABCD | 2771.281 | 8101101 | no | no |  |  | no |  |  | 1355119.221 | 15300642.767 |  | -1
node_8101101_200854212 |  |  | PQ | ABCD | 2771.281 | 8101101 | no | no |  |  | no |  |  | 1355287.348 | 15300649.069 |  | -1
node_8101101_200854213 |  |  | PQ | ABCD | 2771.281 | 8101101 | no | no |  |  | no |  |  | 1355394.42 | 15300654.505 |  | -1
node_8101101_200854214 |  |  | PQ | ABCN | 2771.281 | 8101101 | no | no |  |  | no |  |  | 1355538.638 | 15300661.482 |  | -1
node_8101101_200854215 |  |  | PQ | ABCD | 2771.281 | 8101101 | no | no |  |  | no |  |  | 1355750.563 | 15300678.889 |  | -1
node_8101101_200854221 |  |  | PQ | AD | 2771.281 | 8101101 | no | no |  |  | no |  |  | 1355747.485 | 15300201.718 |  | -1
node_8101101_200854886 |  |  | PQ | ABCD | 2771.281 | 8101101 | no | no |  |  | no |  |  | 1354405.885 | 15298708.686 |  | -1
node_8101101_200854887 |  |  | PQ | ABCN | 2771.281 | 8101101 | no | no |  |  | no |  |  | 1354278.654 | 15298698.298 |  | -1
node_8101101_200854888 |  |  | PQ | ABCN | 2771.281 | 8101101 | no | no |  |  | no |  |  | 1353876.087 | 15298683.944 |  | -1
node_8101101_200854892 |  |  | PQ | ABCD | 2771.281 | 8101101 | no | no |  |  | no |  |  | 1354440.285 | 15298477.958 |  | -1
node_8101101_200854893 |  |  | PQ | ABCD | 2771.281 | 8101101 | no | no |  |  | no |  |  | 1354440.567 | 15298580.948 |  | -1
node_8101101_200854894 |  |  | PQ | ABCD | 2771.281 | 8101101 | no | no |  |  | no |  |  | 1354444.744 | 15298668.032 |  | -1
node_8101101_200854905 |  |  | PQ | ABCD | 2771.281 | 8101101 | no | no |  |  | no |  |  | 1353543.404 | 15298158.812 |  | -1
node_8101101_200854908 |  |  | PQ | ABCD | 2771.281 | 8101101 | no | no |  |  | no |  |  | 1354462.048 | 15297897.203 |  | -1
node_8101101_200854909 |  |  | PQ | ABCD | 2771.281 | 8101101 | no | no |  |  | no |  |  | 1354456.647 | 15298010.425 |  | -1
node_8101101_200854911 |  |  | PQ | ABCD | 2771.281 | 8101101 | no | no |  |  | no |  |  | 1354449.296 | 15298209.047 |  | -1
node_8101101_200854912 |  |  | PQ | ABCN | 2771.281 | 8101101 | no | no |  |  | no |  |  | 1354446.905 | 15298361.937 |  | -1
node_8101101_200854915 |  |  | PQ | ABCN | 2771.281 | 8101101 | no | no |  |  | no |  |  | 1354797.846 | 15296873.58 |  | -1
node_8101101_200854916 |  |  | PQ | ABCD | 2771.281 | 8101101 | no | no |  |  | no |  |  | 1354790.802 | 15297073.707 |  | -1
node_8101101_200854917 |  |  | PQ | ABCD | 2771.281 | 8101101 | no | no |  |  | no |  |  | 1354783.755 | 15297268.821 |  | -1
node_8101101_200854928 |  |  | PQ | ABCN | 2771.281 | 8101101 | no | no |  |  | no |  |  | 1354738.994 | 15298683.709 |  | -1
node_8101101_200854950 |  |  | PQ | ABCD | 2771.281 | 8101101 | no | no |  |  | no |  |  | 1354038.655 | 15298678.705 |  | -1
node_8101101_200854956 |  |  | PQ | AN | 2771.281 | 8101101 | no | no |  |  | no |  |  | 1354058.45 | 15297141.786 |  | -1
node_8101101_200854957 |  |  | PQ | ABCD | 2771.281 | 8101101 | no | no |  |  | no |  |  | 1354050.988 | 15297393.884 |  | -1
node_8101101_200854959 |  |  | PQ | ABCD | 2771.281 | 8101101 | no | no |  |  | no |  |  | 1354033.734 | 15297737.352 |  | -1
node_8101101_200854960 |  |  | PQ | ABCD | 2771.281 | 8101101 | no | no |  |  | no |  |  | 1354030.251 | 15297887.878 |  | -1
node_8101101_200854961 |  |  | PQ | ABCN | 2771.281 | 8101101 | no | no |  |  | no |  |  | 1354023.726 | 15298038.491 |  | -1
node_8101101_200854962 |  |  | PQ | ABCD | 2771.281 | 8101101 | no | no |  |  | no |  |  | 1354018.01 | 15298189.896 |  | -1
node_8101101_200854963 |  |  | PQ | ABCN | 2771.281 | 8101101 | no | no |  |  | no |  |  | 1354012.418 | 15298339.327 |  | -1
node_8101101_200854964 |  |  | PQ | ABCD | 2771.281 | 8101101 | no | no |  |  | no |  |  | 1354007.801 | 15298444.011 |  | -1
node_8101101_200854973 |  |  | PQ | ABCN | 2771.281 | 8101101 | no | no |  |  | no |  |  | 1354028.333 | 15298687.005 |  | -1
node_8101101_200854981 |  |  | PQ | ABCN | 2771.281 | 8101101 | no | no |  |  | no |  |  | 1353522.566 | 15298300.513 |  | -1
node_8101101_200854982 |  |  | PQ | ABCD | 2771.281 | 8101101 | no | no |  |  | no |  |  | 1353715.699 | 15297989.468 |  | -1
node_8101101_200854985 |  |  | PQ | AN | 2771.281 | 8101101 | no | no |  |  | no |  |  | 1353723.649 | 15297833.498 |  | -1
node_8101101_200854986 |  |  | PQ | AD | 2771.281 | 8101101 | no | no |  |  | no |  |  | 1353624.446 | 15297666.591 |  | -1
node_8101101_200854987 |  |  | PQ | AD | 2771.281 | 8101101 | no | no |  |  | no |  |  | 1353539.709 | 15297526.903 |  | -1
node_8101101_200854988 |  |  | PQ | AN | 2771.281 | 8101101 | no | no |  |  | no |  |  | 1353458.539 | 15297395.001 |  | -1
node_8101101_200854989 |  |  | PQ | AD | 2771.281 | 8101101 | no | no |  |  | no |  |  | 1353372.85 | 15297253.638 |  | -1
node_8101101_200854990 |  |  | PQ | AN | 2771.281 | 8101101 | no | no |  |  | no |  |  | 1353300.591 | 15297075.465 |  | -1
node_8101101_200854997 |  |  | PQ | AN | 2771.281 | 8101101 | no | no |  |  | no |  |  | 1352802.749 | 15298635.089 |  | -1
node_8101101_200854999 |  |  | PQ | AD | 2771.281 | 8101101 | no | no |  |  | no |  |  | 1353171.772 | 15296991.752 |  | -1
node_8101101_200855000 |  |  | PQ | AD | 2771.281 | 8101101 | no | no |  |  | no |  |  | 1353302.929 | 15296826.226 |  | -1
node_8101101_200855001 |  |  | PQ | AN | 2771.281 | 8101101 | no | no |  |  | no |  |  | 1353056.564 | 15296748.574 |  | -1
node_8101101_200855002 |  |  | PQ | AN | 2771.281 | 8101101 | no | no |  |  | no |  |  | 1353001.573 | 15296628.395 |  | -1
node_8101101_200855003 |  |  | PQ | AN | 2771.281 | 8101101 | no | no |  |  | no |  |  | 1353365.6 | 15296673.398 |  | -1
node_8101101_200855004 |  |  | PQ | AD | 2771.281 | 8101101 | no | no |  |  | no |  |  | 1353430.046 | 15296512.297 |  | -1
node_8101101_200855005 |  |  | PQ | AN | 2771.281 | 8101101 | no | no |  |  | no |  |  | 1353492.602 | 15296365.93 |  | -1
node_8101101_200855006 |  |  | PQ | AN | 2771.281 | 8101101 | no | no |  |  | no |  |  | 1353528.549 | 15296183.672 |  | -1
node_8101101_200855007 |  |  | PQ | AN | 2771.281 | 8101101 | no | no |  |  | no |  |  | 1353584.198 | 15295931.907 |  | -1
node_8101101_200855009 |  |  | PQ | AN | 2771.281 | 8101101 | no | no |  |  | no |  |  | 1353611.169 | 15295737.138 |  | -1
node_8101101_200855010 |  |  | PQ | AN | 2771.281 | 8101101 | no | no |  |  | no |  |  | 1353650.663 | 15295586.806 |  | -1
node_8101101_200855012 |  |  | PQ | AN | 2771.281 | 8101101 | no | no |  |  | no |  |  | 1352813.146 | 15298446.264 |  | -1
node_8101101_200855013 |  |  | PQ | AN | 2771.281 | 8101101 | no | no |  |  | no |  |  | 1352821.439 | 15298263.324 |  | -1
node_8101101_200855015 |  |  | PQ | AD | 2771.281 | 8101101 | no | no |  |  | no |  |  | 1352823.867 | 15298087.087 |  | -1
node_8101101_200855016 |  |  | PQ | AN | 2771.281 | 8101101 | no | no |  |  | no |  |  | 1352834.489 | 15297906.996 |  | -1
node_8101101_200855017 |  |  | PQ | AD | 2771.281 | 8101101 | no | no |  |  | no |  |  | 1352842.12 | 15297726.848 |  | -1
node_8101101_200855018 |  |  | PQ | AD | 2771.281 | 8101101 | no | no |  |  | no |  |  | 1352896.342 | 15297597.598 |  | -1
node_8101101_200855019 |  |  | PQ | AN | 2771.281 | 8101101 | no | no |  |  | no |  |  | 1352993.557 | 15297390.152 |  | -1
node_8101101_200855020 |  |  | PQ | AN | 2771.281 | 8101101 | no | no |  |  | no |  |  | 1353080.968 | 15297202.927 |  | -1
node_8101101_200855021 |  |  | PQ | AD | 2771.281 | 8101101 | no | no |  |  | no |  |  | 1353172.342 | 15297427.383 |  | -1
node_8101101_200855022 |  |  | PQ | AN | 2771.281 | 8101101 | no | no |  |  | no |  |  | 1353223.32 | 15297559.938 |  | -1
node_8101101_200855023 |  |  | PQ | AD | 2771.281 | 8101101 | no | no |  |  | no |  |  | 1353179.248 | 15297719.472 |  | -1
node_8101101_200855024 |  |  | PQ | AD | 2771.281 | 8101101 | no | no |  |  | no |  |  | 1353176.208 | 15297878.169 |  | -1
node_8101101_200855025 |  |  | PQ | AD | 2771.281 | 8101101 | no | no |  |  | no |  |  | 1353229.295 | 15297898.34 |  | -1
node_8101101_200855026 |  |  | PQ | AN | 2771.281 | 8101101 | no | no |  |  | no |  |  | 1353431.569 | 15297884.011 |  | -1
node_8101101_200855027 |  |  | PQ | AN | 2771.281 | 8101101 | no | no |  |  | no |  |  | 1353170.734 | 15298039.345 |  | -1
node_8101101_200855028 |  |  | PQ | AD | 2771.281 | 8101101 | no | no |  |  | no |  |  | 1353164.025 | 15298194.799 |  | -1
node_8101101_200855029 |  |  | PQ | AN | 2771.281 | 8101101 | no | no |  |  | no |  |  | 1353161.393 | 15298355.98 |  | -1
node_8101101_200855118 |  |  | PQ | AN | 2771.281 | 8101101 | no | no |  |  | no |  |  | 1353195.052 | 15296405.074 |  | -1
node_8101101_200855119 |  |  | PQ | AN | 2771.281 | 8101101 | no | no |  |  | no |  |  | 1353063.124 | 15296316.265 |  | -1
node_8101101_200855120 |  |  | PQ | AN | 2771.281 | 8101101 | no | no |  |  | no |  |  | 1352978.464 | 15296191.574 |  | -1
node_8101101_200855121 |  |  | PQ | AN | 2771.281 | 8101101 | no | no |  |  | no |  |  | 1352961.181 | 15296020.569 |  | -1
node_8101101_200855122 |  |  | PQ | AD | 2771.281 | 8101101 | no | no |  |  | no |  |  | 1352810.572 | 15295996.279 |  | -1
node_8101101_200855123 |  |  | PQ | AN | 2771.281 | 8101101 | no | no |  |  | no |  |  | 1352705.095 | 15296020.546 |  | -1
node_8101101_200855124 |  |  | PQ | AN | 2771.281 | 8101101 | no | no |  |  | no |  |  | 1352941.249 | 15295840.45 |  | -1
node_8101101_200855125 |  |  | PQ | AN | 2771.281 | 8101101 | no | no |  |  | no |  |  | 1352872.597 | 15295735.493 |  | -1
node_8101101_200855126 |  |  | PQ | AN | 2771.281 | 8101101 | no | no |  |  | no |  |  | 1352729.293 | 15295697.946 |  | -1
node_8101101_200855127 |  |  | PQ | AN | 2771.281 | 8101101 | no | no |  |  | no |  |  | 1352586.68 | 15295733.763 |  | -1
node_8101101_200855128 |  |  | PQ | AD | 2771.281 | 8101101 | no | no |  |  | no |  |  | 1352842.55 | 15297569.407 |  | -1
node_8101101_200855129 |  |  | PQ | AD | 2771.281 | 8101101 | no | no |  |  | no |  |  | 1352729.985 | 15297372.916 |  | -1
node_8101101_200855130 |  |  | PQ | AD | 2771.281 | 8101101 | no | no |  |  | no |  |  | 1352709.028 | 15297458.817 |  | -1
node_8101101_200855131 |  |  | PQ | AD | 2771.281 | 8101101 | no | no |  |  | no |  |  | 1352613.527 | 15297526.732 |  | -1
node_8101101_200855132 |  |  | PQ | AN | 2771.281 | 8101101 | no | no |  |  | no |  |  | 1352560.471 | 15297695.667 |  | -1
node_8101101_200855134 |  |  | PQ | AN | 2771.281 | 8101101 | no | no |  |  | no |  |  | 1352645.188 | 15297237.749 |  | -1
node_8101101_200855135 |  |  | PQ | AD | 2771.281 | 8101101 | no | no |  |  | no |  |  | 1352566.449 | 15297097.79 |  | -1
node_8101101_200855136 |  |  | PQ | AD | 2771.281 | 8101101 | no | no |  |  | no |  |  | 1353749.873 | 15295188.58 |  | -1
node_8101101_200855137 |  |  | PQ | AN | 2771.281 | 8101101 | no | no |  |  | no |  |  | 1353817.779 | 15295350.472 |  | -1
node_8101101_200855138 |  |  | PQ | AD | 2771.281 | 8101101 | no | no |  |  | no |  |  | 1353889.441 | 15295517.441 |  | -1
node_8101101_200855139 |  |  | PQ | AD | 2771.281 | 8101101 | no | no |  |  | no |  |  | 1353956.378 | 15295687.313 |  | -1
node_8101101_200855140 |  |  | PQ | AN | 2771.281 | 8101101 | no | no |  |  | no |  |  | 1354064.733 | 15295829.836 |  | -1
node_8101101_200855274 |  |  | PQ | ABCD | 2771.281 | 8101101 | no | no |  |  | no |  |  | 1354498.861 | 15295021.949 |  | -1
node_8101101_200855432 |  |  | PQ | ABCD | 2771.281 | 8101101 | no | no |  |  | no |  |  | 1356077.901 | 15297965.823 |  | -1
node_8101101_200855433 |  |  | PQ | ABCN | 2771.281 | 8101101 | no | no |  |  | no |  |  | 1356071.811 | 15298085.982 |  | -1
node_8101101_200855434 |  |  | PQ | ABCN | 2771.281 | 8101101 | no | no |  |  | no |  |  | 1356071.873 | 15298136.154 |  | -1
node_8101101_200855439 |  |  | PQ | AN | 2771.281 | 8101101 | no | no |  |  | no |  |  | 1356046.811 | 15298803.797 |  | -1
node_8101101_200855440 |  |  | PQ | AD | 2771.281 | 8101101 | no | no |  |  | no |  |  | 1356042.265 | 15298862.082 |  | -1
node_8101101_200855441 |  |  | PQ | AD | 2771.281 | 8101101 | no | no |  |  | no |  |  | 1356041.177 | 15298979.933 |  | -1
node_8101101_200855442 |  |  | PQ | AD | 2771.281 | 8101101 | no | no |  |  | no |  |  | 1356040.11 | 15299051.372 |  | -1
node_8101101_200855445 |  |  | PQ | ABCN | 2771.281 | 8101101 | no | no |  |  | no |  |  | 1356110.62 | 15297079.658 |  | -1
node_8101101_200855446 |  |  | PQ | ABCD | 2771.281 | 8101101 | no | no |  |  | no |  |  | 1356104.697 | 15297235.446 |  | -1
node_8101101_200855447 |  |  | PQ | ABCD | 2771.281 | 8101101 | no | no |  |  | no |  |  | 1356100.236 | 15297372.071 |  | -1
node_8101101_200855448 |  |  | PQ | ABCD | 2771.281 | 8101101 | no | no |  |  | no |  |  | 1356093.457 | 15297451.326 |  | -1
node_8101101_200855449 |  |  | PQ | ABCN | 2771.281 | 8101101 | no | no |  |  | no |  |  | 1356087.439 | 15297487.046 |  | -1
node_8101101_200855450 |  |  | PQ | ABCD | 2771.281 | 8101101 | no | no |  |  | no |  |  | 1356093.325 | 15297608.738 |  | -1
node_8101101_200855451 |  |  | PQ | ABCN | 2771.281 | 8101101 | no | no |  |  | no |  |  | 1356083.822 | 15297747.445 |  | -1
node_8101101_200855452 |  |  | PQ | ABCD | 2771.281 | 8101101 | no | no |  |  | no |  |  | 1356083.428 | 15297851.362 |  | -1
node_8101101_200855501 |  |  | PQ | ABCD | 2771.281 | 8101101 | no | no |  |  | no |  |  | 1356334.316 | 15297981.443 |  | -1
node_8101101_200855502 |  |  | PQ | ABCD | 2771.281 | 8101101 | no | no |  |  | no |  |  | 1353840.227 | 15297889.859 |  | -1
node_8101101_200855503 |  |  | PQ | ABCD | 2771.281 | 8101101 | no | no |  |  | no |  |  | 1355949.36 | 15297972.091 |  | -1
node_8101101_200855504 |  |  | PQ | ABCD | 2771.281 | 8101101 | no | no |  |  | no |  |  | 1356052.317 | 15297966.856 |  | -1
node_8101101_200855507 |  |  | PQ | ABCD | 2771.281 | 8101101 | no | no |  |  | no |  |  | 1355467.662 | 15297959.462 |  | -1
node_8101101_200855508 |  |  | PQ | ABCD | 2771.281 | 8101101 | no | no |  |  | no |  |  | 1355332.287 | 15297948.37 |  | -1
node_8101101_200855509 |  |  | PQ | ABCN | 2771.281 | 8101101 | no | no |  |  | no |  |  | 1355221.144 | 15297942.319 |  | -1
node_8101101_200855510 |  |  | PQ | ABCN | 2771.281 | 8101101 | no | no |  |  | no |  |  | 1355092.523 | 15297935.203 |  | -1
node_8101101_200855511 |  |  | PQ | ABCD | 2771.281 | 8101101 | no | no |  |  | no |  |  | 1354474.846 | 15297913.452 |  | -1
node_8101101_200855512 |  |  | PQ | ABCD | 2771.281 | 8101101 | no | no |  |  | no |  |  | 1354155.386 | 15297902.075 |  | -1
node_8101101_200855513 |  |  | PQ | ABCD | 2771.281 | 8101101 | no | no |  |  | no |  |  | 1354017.738 | 15297895.146 |  | -1
node_8101101_200855829 |  |  | PQ | ABCN | 2771.281 | 8101101 | no | no |  |  | no |  |  | 1355582.144 | 15297005.898 |  | -1
node_8101101_200855830 |  |  | PQ | ABCN | 2771.281 | 8101101 | no | no |  |  | no |  |  | 1355578.025 | 15297129.808 |  | -1
node_8101101_200855831 |  |  | PQ | ABCD | 2771.281 | 8101101 | no | no |  |  | no |  |  | 1355569.737 | 15297242.309 |  | -1
node_8101101_200855832 |  |  | PQ | ABCD | 2771.281 | 8101101 | no | no |  |  | no |  |  | 1355564.033 | 15297289.441 |  | -1
node_8101101_200855834 |  |  | PQ | ABCD | 2771.281 | 8101101 | no | no |  |  | no |  |  | 1355560.85 | 15297395.464 |  | -1
node_8101101_200855835 |  |  | PQ | ABCD | 2771.281 | 8101101 | no | no |  |  | no |  |  | 1355567.026 | 15297481.744 |  | -1
node_8101101_200855836 |  |  | PQ | ABCD | 2771.281 | 8101101 | no | no |  |  | no |  |  | 1355563.327 | 15297545.969 |  | -1
node_8101101_200855837 |  |  | PQ | ABCN | 2771.281 | 8101101 | no | no |  |  | no |  |  | 1355559.442 | 15297635.34 |  | -1
node_8101101_200855838 |  |  | PQ | ABCD | 2771.281 | 8101101 | no | no |  |  | no |  |  | 1355555.516 | 15297760.278 |  | -1
node_8101101_200855839 |  |  | PQ | ABCD | 2771.281 | 8101101 | no | no |  |  | no |  |  | 1355550.52 | 15297863.207 |  | -1
node_8101101_200855840 |  |  | PQ | ABCD | 2771.281 | 8101101 | no | no |  |  | no |  |  | 1355546.506 | 15297941.513 |  | -1
node_8101101_200855841 |  |  | PQ | ABCD | 2771.281 | 8101101 | no | no |  |  | no |  |  | 1355545.015 | 15298017.101 |  | -1
node_8101101_200855842 |  |  | PQ | ABCD | 2771.281 | 8101101 | no | no |  |  | no |  |  | 1355542.383 | 15298088.652 |  | -1
node_8101101_200855844 |  |  | PQ | ABCD | 2771.281 | 8101101 | no | no |  |  | no |  |  | 1355534.903 | 15298303.198 |  | -1
node_8101101_200855845 |  |  | PQ | ABCD | 2771.281 | 8101101 | no | no |  |  | no |  |  | 1355529.529 | 15298405.291 |  | -1
node_8101101_200855846 |  |  | PQ | ABCN | 2771.281 | 8101101 | no | no |  |  | no |  |  | 1355524.903 | 15298521.589 |  | -1
node_8101101_200855847 |  |  | PQ | ABCD | 2771.281 | 8101101 | no | no |  |  | no |  |  | 1355522.832 | 15298606.435 |  | -1
node_8101101_200855848 |  |  | PQ | ABCD | 2771.281 | 8101101 | no | no |  |  | no |  |  | 1355528.216 | 15298757.193 |  | -1
node_8101101_200855849 |  |  | PQ | ABCD | 2771.281 | 8101101 | no | no |  |  | no |  |  | 1355511.732 | 15298874.026 |  | -1
node_8101101_200855850 |  |  | PQ | ABCD | 2771.281 | 8101101 | no | no |  |  | no |  |  | 1355507.745 | 15298995.707 |  | -1
node_8101101_200855851 |  |  | PQ | ABCD | 2771.281 | 8101101 | no | no |  |  | no |  |  | 1355503.422 | 15299106.743 |  | -1
node_8101101_200855852 |  |  | PQ | ABCN | 2771.281 | 8101101 | no | no |  |  | no |  |  | 1355496.763 | 15299200.117 |  | -1
node_8101101_200855854 |  |  | PQ | ABCD | 2771.281 | 8101101 | no | no |  |  | no |  |  | 1355496.672 | 15299330.227 |  | -1
node_8101101_200855855 |  |  | PQ | ABCD | 2771.281 | 8101101 | no | no |  |  | no |  |  | 1355491.948 | 15299450.836 |  | -1
node_8101101_200855856 |  |  | PQ | ABCD | 2771.281 | 8101101 | no | no |  |  | no |  |  | 1355488.737 | 15299548.603 |  | -1
node_8101101_200855857 |  |  | PQ | ABCN | 2771.281 | 8101101 | no | no |  |  | no |  |  | 1355482.316 | 15299692.954 |  | -1
node_8101101_200855863 |  |  | PQ | ABCN | 2771.281 | 8101101 | no | no |  |  | no |  |  | 1355859.347 | 15297154.633 |  | -1
node_8101101_200855865 |  |  | PQ | ABCD | 2771.281 | 8101101 | no | no |  |  | no |  |  | 1355853.951 | 15297270.068 |  | -1
node_8101101_200855866 |  |  | PQ | AD | 2771.281 | 8101101 | no | no |  |  | no |  |  | 1355852.718 | 15297363.927 |  | -1
node_8101101_200855867 |  |  | PQ | AD | 2771.281 | 8101101 | no | no |  |  | no |  |  | 1355849.802 | 15297442.519 |  | -1
node_8101101_200855868 |  |  | PQ | AN | 2771.281 | 8101101 | no | no |  |  | no |  |  | 1355843.68 | 15297564.201 |  | -1
node_8101101_200855869 |  |  | PQ | AN | 2771.281 | 8101101 | no | no |  |  | no |  |  | 1355839.417 | 15297678.666 |  | -1
node_8101101_200855870 |  |  | PQ | AN | 2771.281 | 8101101 | no | no |  |  | no |  |  | 1355832.942 | 15297759.178 |  | -1
node_8101101_200855871 |  |  | PQ | AD | 2771.281 | 8101101 | no | no |  |  | no |  |  | 1355830.344 | 15297878.581 |  | -1
node_8101101_200855876 |  |  | PQ | AD | 2771.281 | 8101101 | no | no |  |  | no |  |  | 1355829.185 | 15297961.529 |  | -1
node_8101101_200855877 |  |  | PQ | AD | 2771.281 | 8101101 | no | no |  |  | no |  |  | 1355826.409 | 15298071.345 |  | -1
node_8101101_200855878 |  |  | PQ | AN | 2771.281 | 8101101 | no | no |  |  | no |  |  | 1355823.071 | 15298166.772 |  | -1
node_8101101_200855879 |  |  | PQ | AD | 2771.281 | 8101101 | no | no |  |  | no |  |  | 1355818.322 | 15298291.506 |  | -1
node_8101101_200855880 |  |  | PQ | AN | 2771.281 | 8101101 | no | no |  |  | no |  |  | 1355816.795 | 15298372.93 |  | -1
node_8101101_200855883 |  |  | PQ | ABCD | 2771.281 | 8101101 | no | no |  |  | no |  |  | 1355803.326 | 15298729.335 |  | -1
node_8101101_200855884 |  |  | PQ | ABCD | 2771.281 | 8101101 | no | no |  |  | no |  |  | 1355798.382 | 15298868.522 |  | -1
node_8101101_200855887 |  |  | PQ | AD | 2771.281 | 8101101 | no | no |  |  | no |  |  | 1355794.366 | 15298968.084 |  | -1
node_8101101_200855888 |  |  | PQ | AD | 2771.281 | 8101101 | no | no |  |  | no |  |  | 1355788.666 | 15299089.567 |  | -1
node_8101101_200855889 |  |  | PQ | AN | 2771.281 | 8101101 | no | no |  |  | no |  |  | 1355782.941 | 15299212.958 |  | -1
node_8101101_200855890 |  |  | PQ | AD | 2771.281 | 8101101 | no | no |  |  | no |  |  | 1355814.008 | 15299203.641 |  | -1
node_8101101_200855891 |  |  | PQ | AD | 2771.281 | 8101101 | no | no |  |  | no |  |  | 1355908.181 | 15299208.704 |  | -1
node_8101101_200855897 |  |  | PQ | AN | 2771.281 | 8101101 | no | no |  |  | no |  |  | 1355762.071 | 15299819.232 |  | -1
node_8101101_200855898 |  |  | PQ | AD | 2771.281 | 8101101 | no | no |  |  | no |  |  | 1355759.969 | 15299975.552 |  | -1
node_8101101_200856013 |  |  | PQ | AN | 2771.281 | 8101101 | no | no |  |  | no |  |  | 1356397.589 | 15297092.269 |  | -1
node_8101101_200856014 |  |  | PQ | AD | 2771.281 | 8101101 | no | no |  |  | no |  |  | 1356390.781 | 15297183.755 |  | -1
node_8101101_200856015 |  |  | PQ | AD | 2771.281 | 8101101 | no | no |  |  | no |  |  | 1356387.082 | 15297285.778 |  | -1
node_8101101_200856016 |  |  | PQ | ABCD | 2771.281 | 8101101 | no | no |  |  | no |  |  | 1356382.857 | 15297401.441 |  | -1
node_8101101_200856017 |  |  | PQ | ABCD | 2771.281 | 8101101 | no | no |  |  | no |  |  | 1356384.15 | 15297475.33 |  | -1
node_8101101_200856018 |  |  | PQ | ABCN | 2771.281 | 8101101 | no | no |  |  | no |  |  | 1356377.898 | 15297552.62 |  | -1
node_8101101_200856019 |  |  | PQ | ABCD | 2771.281 | 8101101 | no | no |  |  | no |  |  | 1356378.767 | 15297666.443 |  | -1
node_8101101_200856020 |  |  | PQ | ABCD | 2771.281 | 8101101 | no | no |  |  | no |  |  | 1356370.903 | 15297778.049 |  | -1
node_8101101_200856021 |  |  | PQ | ABCN | 2771.281 | 8101101 | no | no |  |  | no |  |  | 1356365.17 | 15297876.71 |  | -1
node_8101101_200856022 |  |  | PQ | ABCD | 2771.281 | 8101101 | no | no |  |  | no |  |  | 1356364.639 | 15297975.083 |  | -1
node_8101101_200856023 |  |  | PQ | AD | 2771.281 | 8101101 | no | no |  |  | no |  |  | 1356358.067 | 15298099.927 |  | -1
node_8101101_200856024 |  |  | PQ | AD | 2771.281 | 8101101 | no | no |  |  | no |  |  | 1356353.742 | 15298259.631 |  | -1
node_8101101_200856025 |  |  | PQ | AN | 2771.281 | 8101101 | no | no |  |  | no |  |  | 1356349.786 | 15298426.69 |  | -1
node_8101101_200856026 |  |  | PQ | AD | 2771.281 | 8101101 | no | no |  |  | no |  |  | 1356341.703 | 15298582.622 |  | -1
node_8101101_200856028 |  |  | PQ | AD | 2771.281 | 8101101 | no | no |  |  | no |  |  | 1356336.966 | 15298730.788 |  | -1
node_8101101_200856029 |  |  | PQ | AN | 2771.281 | 8101101 | no | no |  |  | no |  |  | 1356334.283 | 15298812.976 |  | -1
node_8101101_200856030 |  |  | PQ | AD | 2771.281 | 8101101 | no | no |  |  | no |  |  | 1356333.374 | 15298859.637 |  | -1
node_8101101_200856031 |  |  | PQ | AD | 2771.281 | 8101101 | no | no |  |  | no |  |  | 1356328.421 | 15298976.859 |  | -1
node_8101101_200856032 |  |  | PQ | AD | 2771.281 | 8101101 | no | no |  |  | no |  |  | 1356329.237 | 15299106.655 |  | -1
node_8101101_200856114 |  |  | PQ | ABCD | 2771.281 | 8101101 | no | no |  |  | no |  |  | 1354052.14 | 15297250.034 |  | -1
node_8101101_200856116 |  |  | PQ | ABCD | 2771.281 | 8101101 | no | no |  |  | no |  |  | 1353950.342 | 15297251.811 |  | -1
node_8101101_200856117 |  |  | PQ | ABCD | 2771.281 | 8101101 | no | no |  |  | no |  |  | 1353863.527 | 15297215.698 |  | -1
node_8101101_200856133 |  |  | PQ | ABCD | 2771.281 | 8101101 | no | no |  |  | no |  |  | 1356382.131 | 15297339.219 |  | -1
node_8101101_200856134 |  |  | PQ | ABCN | 2771.281 | 8101101 | no | no |  |  | no |  |  | 1356230.336 | 15297331.739 |  | -1
node_8101101_200856136 |  |  | PQ | ABCD | 2771.281 | 8101101 | no | no |  |  | no |  |  | 1356092.872 | 15297322.827 |  | -1
node_8101101_200856137 |  |  | PQ | ABCD | 2771.281 | 8101101 | no | no |  |  | no |  |  | 1355938.908 | 15297320.961 |  | -1
node_8101101_200856139 |  |  | PQ | ABCD | 2771.281 | 8101101 | no | no |  |  | no |  |  | 1355808.255 | 15297317.85 |  | -1
node_8101101_200856140 |  |  | PQ | ABCN | 2771.281 | 8101101 | no | no |  |  | no |  |  | 1355670.996 | 15297319.345 |  | -1
node_8101101_200856142 |  |  | PQ | ABCD | 2771.281 | 8101101 | no | no |  |  | no |  |  | 1355532.715 | 15297315.181 |  | -1
node_8101101_200856145 |  |  | PQ | ABCD | 2771.281 | 8101101 | no | no |  |  | no |  |  | 1354770.856 | 15297272.691 |  | -1
node_8101101_200856146 |  |  | PQ | ABCD | 2771.281 | 8101101 | no | no |  |  | no |  |  | 1354629.345 | 15297274.297 |  | -1
node_8101101_200856147 |  |  | PQ | ABCN | 2771.281 | 8101101 | no | no |  |  | no |  |  | 1354522.791 | 15297268.149 |  | -1
node_8101101_200856148 |  |  | PQ | ABCN | 2771.281 | 8101101 | no | no |  |  | no |  |  | 1354370.576 | 15297261.477 |  | -1
node_8101101_200856149 |  |  | PQ | ABCD | 2771.281 | 8101101 | no | no |  |  | no |  |  | 1354269.201 | 15297260.664 |  | -1
node_8101101_200856190 |  |  | PQ | AD | 2771.281 | 8101101 | no | no |  |  | no |  |  | 1354631.788 | 15297306.622 |  | -1
node_8101101_200856191 |  |  | PQ | AD | 2771.281 | 8101101 | no | no |  |  | no |  |  | 1354633.918 | 15297416.39 |  | -1
node_8101101_200856192 |  |  | PQ | AD | 2771.281 | 8101101 | no | no |  |  | no |  |  | 1354623.465 | 15297515.976 |  | -1
node_8101101_200856193 |  |  | PQ | AD | 2771.281 | 8101101 | no | no |  |  | no |  |  | 1354620.778 | 15297617.16 |  | -1
node_8101101_200856194 |  |  | PQ | AD | 2771.281 | 8101101 | no | no |  |  | no |  |  | 1354620.148 | 15297715.791 |  | -1
node_8101101_200856195 |  |  | PQ | AD | 2771.281 | 8101101 | no | no |  |  | no |  |  | 1354616.952 | 15297814.758 |  | -1
node_8101101_200856196 |  |  | PQ | ABCN | 2771.281 | 8101101 | no | no |  |  | no |  |  | 1354612.433 | 15297927.035 |  | -1
node_8101101_200856205 |  |  | PQ | AN | 2771.281 | 8101101 | no | no |  |  | no |  |  | 1354391.659 | 15299343.208 |  | -1
node_8101101_200856206 |  |  | PQ | AD | 2771.281 | 8101101 | no | no |  |  | no |  |  | 1354552.124 | 15299348.196 |  | -1
node_8101101_200856207 |  |  | PQ | AN | 2771.281 | 8101101 | no | no |  |  | no |  |  | 1354705.847 | 15299355.166 |  | -1
node_8101101_200856209 |  |  | PQ | ABCD | 2771.281 | 8101101 | no | no |  |  | no |  |  | 1355605.783 | 15299698.533 |  | -1
node_8101101_200856210 |  |  | PQ | ABCD | 2771.281 | 8101101 | no | no |  |  | no |  |  | 1355495.984 | 15299687.632 |  | -1
node_8101101_200856211 |  |  | PQ | ABCD | 2771.281 | 8101101 | no | no |  |  | no |  |  | 1355324.488 | 15299677.797 |  | -1
node_8101101_200856212 |  |  | PQ | ABCN | 2771.281 | 8101101 | no | no |  |  | no |  |  | 1355153.211 | 15299670.385 |  | -1
node_8101101_200856231 |  |  | PQ | ABCD | 2771.281 | 8101101 | no | no |  |  | no |  |  | 1355152.435 | 15300042.481 |  | -1
node_8101101_200856234 |  |  | PQ | ABCN | 2771.281 | 8101101 | no | no |  |  | no |  |  | 1355182.445 | 15299197.499 |  | -1
node_8101101_200856236 |  |  | PQ | ABCD | 2771.281 | 8101101 | no | no |  |  | no |  |  | 1355176.742 | 15299352.116 |  | -1
node_8101101_200856237 |  |  | PQ | ABCD | 2771.281 | 8101101 | no | no |  |  | no |  |  | 1355171.047 | 15299512.973 |  | -1
node_8101101_200856238 |  |  | PQ | ABCD | 2771.281 | 8101101 | no | no |  |  | no |  |  | 1355164.023 | 15299684.945 |  | -1
node_8101101_200856239 |  |  | PQ | ABCD | 2771.281 | 8101101 | no | no |  |  | no |  |  | 1355161.235 | 15299798.544 |  | -1
node_8101101_200856240 |  |  | PQ | ABCD | 2771.281 | 8101101 | no | no |  |  | no |  |  | 1355156.152 | 15299918.208 |  | -1
node_8101101_200856241 |  |  | PQ | AD | 2771.281 | 8101101 | no | no |  |  | no |  |  | 1354402.242 | 15299049.546 |  | -1
node_8101101_200856242 |  |  | PQ | AN | 2771.281 | 8101101 | no | no |  |  | no |  |  | 1354533.924 | 15299057.031 |  | -1
node_8101101_200856258 |  |  | PQ | AN | 2771.281 | 8101101 | no | no |  |  | no |  |  | 1354959.701 | 15297521.183 |  | -1
node_8101101_200856259 |  |  | PQ | AD | 2771.281 | 8101101 | no | no |  |  | no |  |  | 1354951.433 | 15297615.508 |  | -1
node_8101101_200856261 |  |  | PQ | AD | 2771.281 | 8101101 | no | no |  |  | no |  |  | 1354956.542 | 15297726.379 |  | -1
node_8101101_200856264 |  |  | PQ | AD | 2771.281 | 8101101 | no | no |  |  | no |  |  | 1354952.355 | 15297825.397 |  | -1
node_8101101_200856265 |  |  | PQ | ABCD | 2771.281 | 8101101 | no | no |  |  | no |  |  | 1354948.048 | 15297869.643 |  | -1
node_8101101_200856266 |  |  | PQ | ABCN | 2771.281 | 8101101 | no | no |  |  | no |  |  | 1354951.134 | 15297940.588 |  | -1
node_8101101_200856275 |  |  | PQ | ABCN | 2771.281 | 8101101 | no | no |  |  | no |  |  | 1354926.368 | 15298688.393 |  | -1
node_8101101_200856310 |  |  | PQ | ABCD | 2771.281 | 8101101 | no | no |  |  | no |  |  | 1354319.126 | 15297259.283 |  | -1
node_8101101_200856329 |  |  | PQ | ABCD | 2771.281 | 8101101 | no | no |  |  | no |  |  | 1353857.603 | 15297075.995 |  | -1
node_8101101_200856330 |  |  | PQ | ABCD | 2771.281 | 8101101 | no | no |  |  | no |  |  | 1353861.469 | 15296871.449 |  | -1
node_8101101_200856331 |  |  | PQ | ABCD | 2771.281 | 8101101 | no | no |  |  | no |  |  | 1353862.519 | 15296674.275 |  | -1
node_8101101_200856332 |  |  | PQ | ABCD | 2771.281 | 8101101 | no | no |  |  | no |  |  | 1353872.003 | 15296476.328 |  | -1
node_8101101_200856333 |  |  | PQ | ABCD | 2771.281 | 8101101 | no | no |  |  | no |  |  | 1353881.287 | 15296268.412 |  | -1
node_8101101_200856334 |  |  | PQ | ABCD | 2771.281 | 8101101 | no | no |  |  | no |  |  | 1353883.558 | 15296078.936 |  | -1
node_8101101_200856335 |  |  | PQ | ABCD | 2771.281 | 8101101 | no | no |  |  | no |  |  | 1353885.023 | 15295900.691 |  | -1
node_8101101_200856336 |  |  | PQ | ABCD | 2771.281 | 8101101 | no | no |  |  | no |  |  | 1353807.641 | 15295684.604 |  | -1
node_8101101_200856337 |  |  | PQ | ABCD | 2771.281 | 8101101 | no | no |  |  | no |  |  | 1353711.718 | 15295457.163 |  | -1
node_8101101_200856338 |  |  | PQ | ABCD | 2771.281 | 8101101 | no | no |  |  | no |  |  | 1353618.624 | 15295267.502 |  | -1
node_8101101_200856339 |  |  | PQ | ABCD | 2771.281 | 8101101 | no | no |  |  | no |  |  | 1353639.14 | 15295261.57 |  | -1
node_8101101_200856340 |  |  | PQ | ABCD | 2771.281 | 8101101 | no | no |  |  | no |  |  | 1353669.187 | 15295196.653 |  | -1
node_8101101_200856341 |  |  | PQ | AD | 2771.281 | 8101101 | no | no |  |  | no |  |  | 1354328.664 | 15299310.726 |  | -1
node_8101101_200856344 |  |  | PQ | AN | 2771.281 | 8101101 | no | no |  |  | no |  |  | 1354390.163 | 15298871.924 |  | -1
node_8101101_200856345 |  |  | PQ | AD | 2771.281 | 8101101 | no | no |  |  | no |  |  | 1354385.277 | 15299053.034 |  | -1
node_8101101_200856346 |  |  | PQ | AN | 2771.281 | 8101101 | no | no |  |  | no |  |  | 1354373.365 | 15299202.496 |  | -1
node_8101101_200856347 |  |  | PQ | AD | 2771.281 | 8101101 | no | no |  |  | no |  |  | 1354367.076 | 15299355.02 |  | -1
node_8101101_200856348 |  |  | PQ | AD | 2771.281 | 8101101 | no | no |  |  | no |  |  | 1354365.629 | 15299497.939 |  | -1
node_8101101_200856352 |  |  | PQ | AN | 2771.281 | 8101101 | no | no |  |  | no |  |  | 1354901.255 | 15299174.753 |  | -1
node_8101101_200856354 |  |  | PQ | AD | 2771.281 | 8101101 | no | no |  |  | no |  |  | 1354888.68 | 15299374.569 |  | -1
node_8101101_200856355 |  |  | PQ | AN | 2771.281 | 8101101 | no | no |  |  | no |  |  | 1354882.602 | 15299498.834 |  | -1
node_8101101_200856368 |  |  | PQ | ABCN | 2771.281 | 8101101 | no | no |  |  | no |  |  | 1355713.029 | 15298734.286 |  | -1
node_8101101_200856369 |  |  | PQ | ABCD | 2771.281 | 8101101 | no | no |  |  | no |  |  | 1355620.343 | 15298727.258 |  | -1
node_8101101_200856370 |  |  | PQ | ABCD | 2771.281 | 8101101 | no | no |  |  | no |  |  | 1355537.614 | 15298722.842 |  | -1
node_8101101_200856371 |  |  | PQ | ABCD | 2771.281 | 8101101 | no | no |  |  | no |  |  | 1355461.551 | 15298720.558 |  | -1
node_8101101_200856372 |  |  | PQ | ABCN | 2771.281 | 8101101 | no | no |  |  | no |  |  | 1355357.39 | 15298711.158 |  | -1
node_8101101_200856373 |  |  | PQ | ABCN | 2771.281 | 8101101 | no | no |  |  | no |  |  | 1355194.881 | 15298703.78 |  | -1
node_8101101_200856374 |  |  | PQ | ABCN | 2771.281 | 8101101 | no | no |  |  | no |  |  | 1355061.042 | 15298694.02 |  | -1
node_8101101_200917583 |  |  | PQ | ABCD | 2771.281 | 8101101 | no | no |  |  | no |  |  | 1354453.304 | 15297918.964 |  | -1
node_8101101_200917601 |  |  | PQ | AD | 2771.281 | 8101101 | no | no |  |  | no |  |  | 1354888.825 | 15299658.408 |  | -1
node_8101101_200917602 |  |  | PQ | AD | 2771.281 | 8101101 | no | no |  |  | no |  |  | 1354328.965 | 15299639.195 |  | -1
node_8101101_200917619 |  |  | PQ | ABCD | 2771.281 | 8101101 | no | no |  |  | no |  |  | 1355593.321 | 15297372.868 |  | -1
node_8101101_200917622 |  |  | PQ | ABCD | 2771.281 | 8101101 | no | no |  |  | no |  |  | 1355872.93 | 15297315.661 |  | -1
node_8101101_200917624 |  |  | PQ | ABCD | 2771.281 | 8101101 | no | no |  |  | no |  |  | 1354672.699 | 15295150.447 |  | -1
node_8101101_200917626 |  |  | PQ | ABCD | 2771.281 | 8101101 | no | no |  |  | no |  |  | 1353630.256 | 15295182.562 |  | -1
node_8101101_200917632 |  |  | PQ | ABCD | 2771.281 | 8101101 | no | no |  |  | no |  |  | 1355519.826 | 15298707.625 |  | -1
node_8101101_200917634 |  |  | PQ | ABCD | 2771.281 | 8101101 | no | no |  |  | no |  |  | 1355169.651 | 15299667.499 |  | -1
node_8101101_200917635 |  |  | PQ | ABCD | 2771.281 | 8101101 | no | no |  |  | no |  |  | 1355513.914 | 15299690.613 |  | -1
node_8101101_200917647 |  |  | PQ | ABCD | 2771.281 | 8101101 | no | no |  |  | no |  |  | 1355144.881 | 15300650.994 |  | -1
node_8101101_200917649 |  |  | PQ | ABCD | 2771.281 | 8101101 | no | no |  |  | no |  |  | 1355469.807 | 15300661.377 |  | -1
node_8101101_200917651 |  |  | PQ | ABCD | 2771.281 | 8101101 | no | no |  |  | no |  |  | 1355737.709 | 15300665.544 |  | -1
node_8101101_200951911 |  |  | PQ | AD | 2771.281 | 8101101 | no | no |  |  | no |  |  | 1354609.965 | 15297870.81 |  | -1
node_8101101_200954337 |  |  | PQ | ABCD | 2771.281 | 8101101 | no | no |  |  | no |  |  | 1353644.281 | 15295094.43 |  | -1
node_8101101_200955938 |  |  | PQ | AD | 2771.281 | 8101101 | no | no |  |  | no |  |  | 1355037.99 | 15299666.349 |  | -1
node_8101101_200961661 |  |  | PQ | ABCD | 2771.281 | 8101101 | no | no |  |  | no |  |  | 1355111.7 | 15300902.585 |  | -1
node_8101101_200968498 |  |  | PQ | ABCN | 2771.281 | 8101101 | no | no |  |  | no |  |  | 1355539.715 | 15298168.733 |  | -1
node_8101101_200969987 |  |  | PQ | ABCN | 2771.281 | 8101101 | no | no |  |  | no |  |  | 1354293.44 | 15297907.446 |  | -1
node_8101101_200971548 |  |  | PQ | ABCN | 2771.281 | 8101101 | no | no |  |  | no |  |  | 1353613.172 | 15298140.481 |  | -1
node_8101101_200974112 |  |  | PQ | ABCN | 2771.281 | 8101101 | no | no |  |  | no |  |  | 1354038.707 | 15297590.804 |  | -1
node_8101101_200976165 |  |  | PQ | AD | 2771.281 | 8101101 | no | no |  |  | no |  |  | 1355705.131 | 15301480.192 |  | -1
node_8101101_201007891 |  |  | PQ | AN | 2771.281 | 8101101 | no | no |  |  | no |  |  | 1354819.263 | 15297278.745 |  | -1
node_8101101_201011217 |  |  | PQ | AN | 2771.281 | 8101101 | no | no |  |  | no |  |  | 1355153.541 | 15297323.169 |  | -1
node_8101101_201014375 |  |  | PQ | ABCD | 2771.281 | 8101101 | no | no |  |  | no |  |  | 1353634.42 | 15295128.414 |  | -1
node_8101101_201014545 |  |  | PQ | ABCN | 2771.281 | 8101101 | no | no |  |  | no |  |  | 1354123.741 | 15295027.427 |  | -1
node_8101101_201014753 |  |  | PQ | ABCD | 2771.281 | 8101101 | no | no |  |  | no |  |  | 1353715.175 | 15295057.948 |  | -1
node_8101101_201014754 |  |  | PQ | ABCD | 2771.281 | 8101101 | no | no |  |  | no |  |  | 1353865.149 | 15295049.237 |  | -1
node_8101101_201014756 |  |  | PQ | ABCD | 2771.281 | 8101101 | no | no |  |  | no |  |  | 1354280.422 | 15295023.886 |  | -1
node_8101101_201060124 |  |  | PQ | ABCD | 2771.281 | 8101101 | no | no |  |  | no |  |  | 1353578.617 | 15298137.051 |  | -1
node_8101101_201066555 |  |  | PQ | ABCD | 2771.281 | 8101101 | no | no |  |  | no |  |  | 1354452.899 | 15298109.588 |  | -1
node_220388919 |  |  | PQ | ABCD | 2771.281 | 8101101 | no | no |  |  | no |  |  | 1356098.762 | 15297389.3 |  | -1
node_220389098 |  |  | PQ | AD | 2771.281 | 8101101 | no | no |  |  | no |  |  | 1354360.899 | 15299353.597 |  | -1
node_220465363 |  |  | PQ | AN | 7199.557 | 8101101 | no | no |  |  | no |  |  | 1354186.636 | 15299307.954 |  | -1
node_311908308 |  |  | PQ | AD | 2771.281 | 8101101 | no | no |  |  | no |  |  | 1354199.319 | 15299311.276 |  | -1
node_SOURCE_8101101 |  |  | SWING | ABCN | 2771.281 | 8101101 | no | no |  |  | no |  |  | 1353594.623 | 15295130.718 |  | -1
node_intto1_1356453_677_15297342_614 |  |  | PQ | ABCD | 2771.281 | 8101101 | no | no |  |  | no |  |  | 1356453.677 | 15297342.614 |  | -1
node_intto1_8101101_200851479 |  |  | PQ | AD | 2771.281 | 8101101 | no | no |  |  | no |  |  | 1355729.741 | 15300877.936 |  | -1
node_intto1_8101101_200854981 |  |  | PQ | ABCN | 2771.281 | 8101101 | no | no |  |  | no |  |  | 1353522.566 | 15298300.513 |  | -1
node_intto1_8101101_200854987 |  |  | PQ | AD | 2771.281 | 8101101 | no | no |  |  | no |  |  | 1353539.709 | 15297526.903 |  | -1
node_intto1_8101101_200855838 |  |  | PQ | ABCD | 2771.281 | 8101101 | no | no |  |  | no |  |  | 1355555.516 | 15297760.278 |  | -1
node_intto1_8101101_200855842 |  |  | PQ | ABCD | 2771.281 | 8101101 | no | no |  |  | no |  |  | 1355542.383 | 15298088.652 |  | -1
node_intto1_8101101_200856017 |  |  | PQ | ABCD | 2771.281 | 8101101 | no | no |  |  | no |  |  | 1356384.15 | 15297475.33 |  | -1
node_intto1_8101101_200856137 |  |  | PQ | ABCD | 2771.281 | 8101101 | no | no |  |  | no |  |  | 1355938.908 | 15297320.961 |  | -1
node_intto1_8101101_200856191 |  |  | PQ | AD | 2771.281 | 8101101 | no | no |  |  | no |  |  | 1354633.918 | 15297416.39 |  | -1
node_intto1_8101101_200856239 |  |  | PQ | ABCD | 2771.281 | 8101101 | no | no |  |  | no |  |  | 1355161.235 | 15299798.544 |  | -1
node_intto1_8101101_200856369 |  |  | PQ | ABCD | 2771.281 | 8101101 | no | no |  |  | no |  |  | 1355620.343 | 15298727.258 |  | -1
node_intto1_8101101_200917601 |  |  | PQ | AD | 2771.281 | 8101101 | no | no |  |  | no |  |  | 1354888.825 | 15299658.408 |  | -1
node_intto1_8101101_200954337 |  |  | PQ | ABCD | 2771.281 | 8101101 | no | no |  |  | no |  |  | 1353644.281 | 15295094.43 |  | -1
node_intto1_8101101_200968498 |  |  | PQ | ABCD | 2771.281 | 8101101 | no | no |  |  | no |  |  | 1355539.715 | 15298168.733 |  | -1
node_intto1_8101101_200969987 |  |  | PQ | ABCD | 2771.281 | 8101101 | no | no |  |  | no |  |  | 1354293.44 | 15297907.446 |  | -1
node_intto1_8101101_200971548 |  |  | PQ | ABCD | 2771.281 | 8101101 | no | no |  |  | no |  |  | 1353613.172 | 15298140.481 |  | -1
node_intto1_8101101_201011217 |  |  | PQ | AN | 2771.281 | 8101101 | no | no |  |  | no |  |  | 1355153.541 | 15297323.169 |  | -1
node_intto1_8101101_201060124 |  |  | PQ | ABCD | 2771.281 | 8101101 | no | no |  |  | no |  |  | 1353578.617 | 15298137.051 |  | -1
node_intto1_220388919 |  |  | PQ | ABCD | 2771.281 | 8101101 | no | no |  |  | no |  |  | 1356098.762 | 15297389.3 |  | -1
node_intto1_220389098 |  |  | PQ | AD | 2771.281 | 8101101 | no | no |  |  | no |  |  | 1354360.899 | 15299353.597 |  | -1
node_intto1_220465363 |  |  | PQ | AD | 2771.281 | 8101101 | no | no |  |  | no |  |  | 1354186.636 | 15299307.954 |  | -1
node_intto1_311908308 |  |  | PQ | AD | 2771.281 | 8101101 | no | no |  |  | no |  |  | 1354199.319 | 15299311.276 |  | -1

## overhead_line
data_type | static
owner_type | feeder
owner | 8101101
object | overhead_line
name | groupid | phases | fr | to | length | configuration | dcircuit | selected | monitored | monitored_fields | class_monitored_fields | played | played_fields | comments | R | X | B | lim_kw
oh_line_8101101_200849069 |  | ABCD | node_8101101_200849070 | node_8101101_200849069 | 203.689 | bal_3P_1/0AC | 8101101 | no | no |  |  | no |  |  | 0 | 0 | 0 | 0
oh_line_8101101_200849070 |  | ABCD | node_8101101_200854888 | node_8101101_200849070 | 188.942 | bal_3P_1/0AC | 8101101 | no | no |  |  | no |  |  | 0 | 0 | 0 | 0
oh_line_8101101_200849071 |  | ABCD | node_8101101_200849069 | node_8101101_200849071 | 34.811 | bal_3P_1/0AC | 8101101 | no | no |  |  | no |  |  | 0 | 0 | 0 | 0
oh_line_8101101_200849072 |  | ABCD | node_8101101_200849071 | node_8101101_200849072 | 243.118 | bal_3P_1/0AC | 8101101 | no | no |  |  | no |  |  | 0 | 0 | 0 | 0
oh_line_8101101_200849881 |  | AD | node_8101101_200854173 | node_8101101_200849881 | 22.007 | bal_1P_1/0AA | 8101101 | no | no |  |  | no |  |  | 0 | 0 | 0 | 0
oh_line_8101101_200849882 |  | AD | node_8101101_200849881 | node_8101101_200849882 | 108.475 | bal_1P_1/0AA | 8101101 | no | no |  |  | no |  |  | 0 | 0 | 0 | 0
oh_line_8101101_200849883 |  | AD | node_8101101_200849882 | node_8101101_200849883 | 122.599 | bal_1P_1/0AA | 8101101 | no | no |  |  | no |  |  | 0 | 0 | 0 | 0
oh_line_8101101_200851046 |  | AD | node_8101101_200849883 | node_8101101_200851046 | 84.081 | bal_1P_1/0AA | 8101101 | no | no |  |  | no |  |  | 0 | 0 | 0 | 0
oh_line_8101101_200851047 |  | AD | node_8101101_200851046 | node_8101101_200851047 | 149.653 | bal_1P_1/0AA | 8101101 | no | no |  |  | no |  |  | 0 | 0 | 0 | 0
oh_line_8101101_200851048 |  | AD | node_8101101_200851047 | node_8101101_200851048 | 163.46 | bal_1P_1/0AA | 8101101 | no | no |  |  | no |  |  | 0 | 0 | 0 | 0
oh_line_8101101_200851049 |  | AD | node_8101101_200851048 | node_8101101_200851049 | 145.602 | bal_1P_1/0AA | 8101101 | no | no |  |  | no |  |  | 0 | 0 | 0 | 0
oh_line_8101101_200851050 |  | AD | node_8101101_200851049 | node_8101101_200851050 | 127.289 | bal_1P_1/0AA | 8101101 | no | no |  |  | no |  |  | 0 | 0 | 0 | 0
oh_line_8101101_200851233 |  | AD | node_8101101_200851475 | node_8101101_200851233 | 30.546 | bal_1P_1/0AC | 8101101 | no | no |  |  | no |  |  | 0 | 0 | 0 | 0
oh_line_8101101_200851452 |  | AD | node_8101101_200851453 | node_8101101_200851452 | 160.77 | bal_1P_1/0AC | 8101101 | no | no |  |  | no |  |  | 0 | 0 | 0 | 0
oh_line_8101101_200851453 |  | AD | node_8101101_200851454 | node_8101101_200851453 | 156.555 | bal_1P_1/0AC | 8101101 | no | no |  |  | no |  |  | 0 | 0 | 0 | 0
oh_line_8101101_200851454 |  | AD | node_8101101_200917649 | node_8101101_200851454 | 162.924 | bal_1P_1/0AC | 8101101 | no | no |  |  | no |  |  | 0 | 0 | 0 | 0
oh_line_8101101_200851455 |  | AD | node_8101101_200917649 | node_8101101_200851455 | 20.483 | bal_1P_1/0AC | 8101101 | no | no |  |  | no |  |  | 0 | 0 | 0 | 0
oh_line_8101101_200851475 |  | AD | node_8101101_200855891 | node_8101101_200851475 | 96.836 | bal_1P_1/0AC | 8101101 | no | no |  |  | no |  |  | 0 | 0 | 0 | 0
oh_line_8101101_200851476 |  | AD | node_8101101_200851477 | node_8101101_200851476 | 165.597 | bal_1P_2AC | 8101101 | no | no |  |  | no |  |  | 0 | 0 | 0 | 0
oh_line_8101101_200851477 |  | AD | node_8101101_200917651 | node_8101101_200851477 | 129.136 | bal_1P_1/0AC | 8101101 | no | no |  |  | no |  |  | 0 | 0 | 0 | 0
oh_line_8101101_200851478 |  | AD | node_8101101_200917651 | node_8101101_200851478 | 16.373 | bal_1P_1/0AC | 8101101 | no | no |  |  | no |  |  | 0 | 0 | 0 | 0
oh_line_8101101_200851479 |  | AD | node_8101101_200851478 | node_intto1_8101101_200851479 | 196.36 | bal_1P_1/0AC | 8101101 | no | no |  |  | no |  |  | 0 | 0 | 0 | 0
oh_line_8101101_200851480 |  | AD | node_8101101_200851479 | node_8101101_200851480 | 198.549 | bal_1P_1/0AC | 8101101 | no | no |  |  | no |  |  | 0 | 0 | 0 | 0
oh_line_8101101_200851481 |  | AD | node_8101101_200851480 | node_8101101_200851481 | 202.266 | bal_1P_1/0AC | 8101101 | no | no |  |  | no |  |  | 0 | 0 | 0 | 0
oh_line_8101101_200851483 |  | AD | node_8101101_200976165 | node_8101101_200851483 | 263.041 | bal_1P_1/0AC | 8101101 | no | no |  |  | no |  |  | 0 | 0 | 0 | 0
oh_line_8101101_200851485 |  | AD | node_8101101_200851483 | node_8101101_200851485 | 315.908 | bal_1P_1/0AC | 8101101 | no | no |  |  | no |  |  | 0 | 0 | 0 | 0
oh_line_8101101_200851504 |  | AD | node_8101101_200856032 | node_8101101_200851504 | 133.864 | bal_1P_1/0AC | 8101101 | no | no |  |  | no |  |  | 0 | 0 | 0 | 0
oh_line_8101101_200851506 |  | AD | node_8101101_200851504 | node_8101101_200851506 | 108.446 | bal_1P_1/0AC | 8101101 | no | no |  |  | no |  |  | 0 | 0 | 0 | 0
oh_line_8101101_200851507 |  | AD | node_8101101_200851506 | node_8101101_200851507 | 119.426 | bal_1P_1/0AC | 8101101 | no | no |  |  | no |  |  | 0 | 0 | 0 | 0
oh_line_8101101_200851508 |  | AD | node_8101101_200851507 | node_8101101_200851508 | 119.654 | bal_1P_1/0AC | 8101101 | no | no |  |  | no |  |  | 0 | 0 | 0 | 0
oh_line_8101101_200851509 |  | AD | node_8101101_200851508 | node_8101101_200851509 | 129.844 | bal_1P_1/0AC | 8101101 | no | no |  |  | no |  |  | 0 | 0 | 0 | 0
oh_line_8101101_200851510 |  | AD | node_8101101_200851509 | node_8101101_200851510 | 154.532 | bal_1P_1/0AC | 8101101 | no | no |  |  | no |  |  | 0 | 0 | 0 | 0
oh_line_8101101_200851511 |  | AD | node_8101101_200851510 | node_8101101_200851511 | 163.244 | bal_1P_1/0AA | 8101101 | no | no |  |  | no |  |  | 0 | 0 | 0 | 0
oh_line_8101101_200851512 |  | AD | node_8101101_200851511 | node_8101101_200851512 | 185.917 | bal_1P_1/0AA | 8101101 | no | no |  |  | no |  |  | 0 | 0 | 0 | 0
oh_line_8101101_200851516 |  | AD | node_8101101_200851512 | node_8101101_200851516 | 170.761 | bal_1P_1/0AA | 8101101 | no | no |  |  | no |  |  | 0 | 0 | 0 | 0
oh_line_8101101_200851517 |  | AD | node_8101101_200851516 | node_8101101_200851517 | 177.472 | bal_1P_1/0AA | 8101101 | no | no |  |  | no |  |  | 0 | 0 | 0 | 0
oh_line_8101101_200851648 |  | AD | node_8101101_200917601 | node_8101101_200851648 | 25.987 | bal_1P_1/0AC | 8101101 | no | no |  |  | no |  |  | 0 | 0 | 0 | 0
oh_line_8101101_200851649 |  | AD | node_8101101_200851648 | node_8101101_200851649 | 161.208 | bal_1P_1/0AC | 8101101 | no | no |  |  | no |  |  | 0 | 0 | 0 | 0
oh_line_8101101_200851650 |  | AD | node_8101101_200851649 | node_8101101_200851650 | 163.195 | bal_1P_1/0AC | 8101101 | no | no |  |  | no |  |  | 0 | 0 | 0 | 0
oh_line_8101101_200851651 |  | AD | node_8101101_200917602 | node_8101101_200851651 | 27.628 | bal_1P_1/0AC | 8101101 | no | no |  |  | no |  |  | 0 | 0 | 0 | 0
oh_line_8101101_200851652 |  | AD | node_8101101_200851651 | node_8101101_200851652 | 156.149 | bal_1P_1/0AC | 8101101 | no | no |  |  | no |  |  | 0 | 0 | 0 | 0
oh_line_8101101_200851765 |  | ABCD | node_8101101_200856231 | node_8101101_200851765 | 129.911 | bal_3P_4/0AL | 8101101 | no | no |  |  | no |  |  | 0 | 0 | 0 | 0
oh_line_8101101_200851767 |  | ABCD | node_8101101_200851765 | node_8101101_200851767 | 110.012 | bal_3P_4/0AL | 8101101 | no | no |  |  | no |  |  | 0 | 0 | 0 | 0
oh_line_8101101_200851768 |  | ABCD | node_8101101_200851767 | node_8101101_200851768 | 70.98 | bal_3P_4/0AL | 8101101 | no | no |  |  | no |  |  | 0 | 0 | 0 | 0
oh_line_8101101_200851769 |  | ABCD | node_8101101_200851768 | node_8101101_200851769 | 126.726 | bal_3P_4/0AL | 8101101 | no | no |  |  | no |  |  | 0 | 0 | 0 | 0
oh_line_8101101_200851770 |  | ABCD | node_8101101_200917647 | node_8101101_200851770 | 16.347 | bal_3P_4/0AL | 8101101 | no | no |  |  | no |  |  | 0 | 0 | 0 | 0
oh_line_8101101_200851771 |  | ABCD | node_8101101_200851770 | node_8101101_200851771 | 94.01 | bal_3P_4/0AL | 8101101 | no | no |  |  | no |  |  | 0 | 0 | 0 | 0
oh_line_8101101_200854137-1 |  | AD | node_8101101_200856347 | node_intto1_220389098 | 6.339 | bal_1P_1/0AA | 8101101 | no | no |  |  | no |  |  | 0 | 0 | 0 | 0
oh_line_8101101_200854137-2 |  | AD | node_220389098 | node_intto1_311908308 | 167.03 | bal_1P_1/0AA | 8101101 | no | no |  |  | no |  |  | 0 | 0 | 0 | 0
oh_line_8101101_200854137-3 |  | AD | node_311908308 | node_intto1_220465363 | 13.111 | bal_1P_1/0AA | 8101101 | no | no |  |  | no |  |  | 0 | 0 | 0 | 0
oh_line_8101101_200854137-4 |  | AD | node_220465363 | node_8101101_200854137 | 14.248 | bal_1P_1/0AA | 8101101 | no | no |  |  | no |  |  | 0 | 0 | 0 | 0
oh_line_8101101_200854169 |  | AD | node_8101101_200917602 | node_8101101_200854169 | 101.137 | bal_1P_1/0AA | 8101101 | no | no |  |  | no |  |  | 0 | 0 | 0 | 0
oh_line_8101101_200854170 |  | AD | node_8101101_200854169 | node_8101101_200854170 | 100.129 | bal_1P_1/0AA | 8101101 | no | no |  |  | no |  |  | 0 | 0 | 0 | 0
oh_line_8101101_200854171 |  | AD | node_8101101_200917601 | node_8101101_200854171 | 17.76 | bal_1P_4CU | 8101101 | no | no |  |  | no |  |  | 0 | 0 | 0 | 0
oh_line_8101101_200854172 |  | AD | node_8101101_200854171 | node_8101101_200854172 | 156.091 | bal_1P_1/0AC | 8101101 | no | no |  |  | no |  |  | 0 | 0 | 0 | 0
oh_line_8101101_200854173 |  | AD | node_8101101_200854172 | node_8101101_200854173 | 161.13 | bal_1P_1/0AC | 8101101 | no | no |  |  | no |  |  | 0 | 0 | 0 | 0
oh_line_8101101_200854177 |  | ABCD | node_8101101_200854209 | node_8101101_200854177 | 163.869 | bal_3P_4/0AL | 8101101 | no | no |  |  | no |  |  | 0 | 0 | 0 | 0
oh_line_8101101_200854178 |  | AD | node_8101101_200854177 | node_8101101_200854178 | 130.588 | bal_1P_1/0AC | 8101101 | no | no |  |  | no |  |  | 0 | 0 | 0 | 0
oh_line_8101101_200854209 |  | ABCD | node_8101101_200854211 | node_8101101_200854209 | 110.118 | bal_3P_4/0AL | 8101101 | no | no |  |  | no |  |  | 0 | 0 | 0 | 0
oh_line_8101101_200854211 |  | ABCD | node_8101101_200917647 | node_8101101_200854211 | 26.946 | bal_3P_4/0AL | 8101101 | no | no |  |  | no |  |  | 0 | 0 | 0 | 0
oh_line_8101101_200854212 |  | ABCD | node_8101101_200917647 | node_8101101_200854212 | 142.48 | bal_3P_4/0AL | 8101101 | no | no |  |  | no |  |  | 0 | 0 | 0 | 0
oh_line_8101101_200854213 |  | ABCD | node_8101101_200854212 | node_8101101_200854213 | 107.21 | bal_3P_4/0AL | 8101101 | no | no |  |  | no |  |  | 0 | 0 | 0 | 0
oh_line_8101101_200854214 |  | ABCD | node_8101101_200917649 | node_8101101_200854214 | 68.831 | bal_3P_4/0AL | 8101101 | no | no |  |  | no |  |  | 0 | 0 | 0 | 0
oh_line_8101101_200854215-1 |  | ABCD | node_1355747_458_15300675_665 | node_8101101_200854215 | 4.476 | bal_3P_4/0AL | 8101101 | no | no |  |  | no |  |  | 0 | 0 | 0 | 0
oh_line_8101101_200854215-2 |  | ABCD | node_8101101_200917651 | node_1355747_458_15300675_665 | 14.052 | bal_3P_4/0AL | 8101101 | no | no |  |  | no |  |  | 0 | 0 | 0 | 0
oh_line_8101101_200854221 |  | AD | node_8101101_200851476 | node_8101101_200854221 | 169.203 | bal_1P_2AC | 8101101 | no | no |  |  | no |  |  | 0 | 0 | 0 | 0
oh_line_8101101_200854886 |  | ABCD | node_8101101_200854894 | node_8101101_200854886 | 56.24 | bal_3P_1/0AC | 8101101 | no | no |  |  | no |  |  | 0 | 0 | 0 | 0
oh_line_8101101_200854887 |  | ABCD | node_8101101_200854886 | node_8101101_200854887 | 127.654 | bal_3P_1/0AC | 8101101 | no | no |  |  | no |  |  | 0 | 0 | 0 | 0
oh_line_8101101_200854888 |  | ABCD | node_8101101_200854887 | node_8101101_200854888 | 402.822 | bal_3P_1/0AC | 8101101 | no | no |  |  | no |  |  | 0 | 0 | 0 | 0
oh_line_8101101_200854892 |  | ABCD | node_8101101_200854912 | node_8101101_200854892 | 116.209 | bal_3P_1/0AC | 8101101 | no | no |  |  | no |  |  | 0 | 0 | 0 | 0
oh_line_8101101_200854893 |  | ABCD | node_8101101_200854892 | node_8101101_200854893 | 102.991 | bal_3P_1/0AC | 8101101 | no | no |  |  | no |  |  | 0 | 0 | 0 | 0
oh_line_8101101_200854894 |  | ABCD | node_8101101_200854893 | node_8101101_200854894 | 87.183 | bal_3P_1/0AC | 8101101 | no | no |  |  | no |  |  | 0 | 0 | 0 | 0
oh_line_8101101_200854905 |  | ABCD | node_8101101_200849072 | node_8101101_200854905 | 268.435 | bal_3P_1/0AC | 8101101 | no | no |  |  | no |  |  | 0 | 0 | 0 | 0
oh_line_8101101_200854908 |  | ABCD | node_8101101_200917583 | node_8101101_200854908 | 23.452 | bal_3P_1/0AC | 8101101 | no | no |  |  | no |  |  | 0 | 0 | 0 | 0
oh_line_8101101_200854909 |  | ABCD | node_8101101_200917583 | node_8101101_200854909 | 91.522 | bal_3P_1/0AC | 8101101 | no | no |  |  | no |  |  | 0 | 0 | 0 | 0
oh_line_8101101_200854911 |  | ABCD | node_8101101_201066555 | node_8101101_200854911 | 99.524 | bal_3P_1/0AC | 8101101 | no | no |  |  | no |  |  | 0 | 0 | 0 | 0
oh_line_8101101_200854912 |  | ABCD | node_8101101_200854911 | node_8101101_200854912 | 152.909 | bal_3P_1/0AC | 8101101 | no | no |  |  | no |  |  | 0 | 0 | 0 | 0
oh_line_8101101_200854915 |  | ABCD | node_8101101_200854916 | node_8101101_200854915 | 200.252 | bal_3P_1/0AC | 8101101 | no | no |  |  | no |  |  | 0 | 0 | 0 | 0
oh_line_8101101_200854916 |  | ABCD | node_8101101_200854917 | node_8101101_200854916 | 195.241 | bal_3P_1/0AC | 8101101 | no | no |  |  | no |  |  | 0 | 0 | 0 | 0
oh_line_8101101_200854917 |  | ABCD | node_8101101_200856145 | node_8101101_200854917 | 13.467 | bal_3P_1/0AC | 8101101 | no | no |  |  | no |  |  | 0 | 0 | 0 | 0
oh_line_8101101_200854928 |  | ABCD | node_8101101_200856275 | node_8101101_200854928 | 187.433 | bal_3P_4CU | 8101101 | no | no |  |  | no |  |  | 0 | 0 | 0 | 0
oh_line_8101101_200854950 |  | ABCD | node_8101101_200854964 | node_8101101_200854950 | 236.713 | bal_3P_477AL | 8101101 | no | no |  |  | no |  |  | 0 | 0 | 0 | 0
oh_line_8101101_200854956 |  | AD | node_8101101_200856114 | node_8101101_200854956 | 108.432 | bal_1P_1/0AA | 8101101 | no | no |  |  | no |  |  | 0 | 0 | 0 | 0
oh_line_8101101_200854957 |  | ABCD | node_8101101_200856114 | node_8101101_200854957 | 143.855 | bal_3P_477AL | 8101101 | no | no |  |  | no |  |  | 0 | 0 | 0 | 0
oh_line_8101101_200854959 |  | ABCD | node_8101101_200974112 | node_8101101_200854959 | 146.632 | bal_3P_477AL | 8101101 | no | no |  |  | no |  |  | 0 | 0 | 0 | 0
oh_line_8101101_200854960 |  | ABCD | node_8101101_200854959 | node_8101101_200854960 | 150.566 | bal_3P_477AL | 8101101 | no | no |  |  | no |  |  | 0 | 0 | 0 | 0
oh_line_8101101_200854961 |  | ABCD | node_8101101_200855513 | node_8101101_200854961 | 143.47 | bal_3P_477AL | 8101101 | no | no |  |  | no |  |  | 0 | 0 | 0 | 0
oh_line_8101101_200854962 |  | ABCD | node_8101101_200854961 | node_8101101_200854962 | 151.513 | bal_3P_477AL | 8101101 | no | no |  |  | no |  |  | 0 | 0 | 0 | 0
oh_line_8101101_200854963 |  | ABCD | node_8101101_200854962 | node_8101101_200854963 | 149.536 | bal_3P_477AL | 8101101 | no | no |  |  | no |  |  | 0 | 0 | 0 | 0
oh_line_8101101_200854964 |  | ABCD | node_8101101_200854963 | node_8101101_200854964 | 104.785 | bal_3P_477AL | 8101101 | no | no |  |  | no |  |  | 0 | 0 | 0 | 0
oh_line_8101101_200854973 |  | ABCD | node_8101101_200854950 | node_8101101_200854973 | 13.245 | bal_3P_1/0AC | 8101101 | no | no |  |  | no |  |  | 0 | 0 | 0 | 0
oh_line_8101101_200854982 |  | ABCD | node_8101101_200855502 | node_8101101_200854982 | 159.465 | bal_3P_1/0AC | 8101101 | no | no |  |  | no |  |  | 0 | 0 | 0 | 0
oh_line_8101101_200854985 |  | AD | node_8101101_200855502 | node_8101101_200854985 | 129.488 | bal_1P_1/0AC | 8101101 | no | no |  |  | no |  |  | 0 | 0 | 0 | 0
oh_line_8101101_200854986 |  | AD | node_8101101_200854985 | node_8101101_200854986 | 194.163 | bal_1P_1/0AC | 8101101 | no | no |  |  | no |  |  | 0 | 0 | 0 | 0
oh_line_8101101_200854987 |  | AD | node_8101101_200854986 | node_intto1_8101101_200854987 | 163.38 | bal_1P_1/0AC | 8101101 | no | no |  |  | no |  |  | 0 | 0 | 0 | 0
oh_line_8101101_200854988 |  | AD | node_8101101_200854987 | node_8101101_200854988 | 154.876 | bal_1P_1/0AC | 8101101 | no | no |  |  | no |  |  | 0 | 0 | 0 | 0
oh_line_8101101_200854989 |  | AD | node_8101101_200854988 | node_8101101_200854989 | 165.306 | bal_1P_1/0AC | 8101101 | no | no |  |  | no |  |  | 0 | 0 | 0 | 0
oh_line_8101101_200854990 |  | AD | node_8101101_200854989 | node_8101101_200854990 | 192.268 | bal_1P_1/0AC | 8101101 | no | no |  |  | no |  |  | 0 | 0 | 0 | 0
oh_line_8101101_200854997 |  | AD | node_8101101_200855012 | node_8101101_200854997 | 189.112 | bal_1P_477AL | 8101101 | no | no |  |  | no |  |  | 0 | 0 | 0 | 0
oh_line_8101101_200854999 |  | AD | node_8101101_200854990 | node_8101101_200854999 | 153.63 | bal_1P_1/0AC | 8101101 | no | no |  |  | no |  |  | 0 | 0 | 0 | 0
oh_line_8101101_200855000 |  | AD | node_8101101_200854999 | node_8101101_200855000 | 211.189 | bal_1P_1/0AC | 8101101 | no | no |  |  | no |  |  | 0 | 0 | 0 | 0
oh_line_8101101_200855001 |  | AD | node_8101101_200855000 | node_8101101_200855001 | 258.313 | bal_1P_1/0AA | 8101101 | no | no |  |  | no |  |  | 0 | 0 | 0 | 0
oh_line_8101101_200855002 |  | AD | node_8101101_200855001 | node_8101101_200855002 | 132.162 | bal_1P_1/0AA | 8101101 | no | no |  |  | no |  |  | 0 | 0 | 0 | 0
oh_line_8101101_200855003 |  | AD | node_8101101_200855000 | node_8101101_200855003 | 165.179 | bal_1P_1/0AA | 8101101 | no | no |  |  | no |  |  | 0 | 0 | 0 | 0
oh_line_8101101_200855004 |  | AD | node_8101101_200855003 | node_8101101_200855004 | 173.513 | bal_1P_1/0AC | 8101101 | no | no |  |  | no |  |  | 0 | 0 | 0 | 0
oh_line_8101101_200855005 |  | AD | node_8101101_200855004 | node_8101101_200855005 | 159.175 | bal_1P_1/0AA | 8101101 | no | no |  |  | no |  |  | 0 | 0 | 0 | 0
oh_line_8101101_200855006 |  | AD | node_8101101_200855005 | node_8101101_200855006 | 185.769 | bal_1P_1/0AA | 8101101 | no | no |  |  | no |  |  | 0 | 0 | 0 | 0
oh_line_8101101_200855007 |  | AD | node_8101101_200855006 | node_8101101_200855007 | 257.842 | bal_1P_1/0AA | 8101101 | no | no |  |  | no |  |  | 0 | 0 | 0 | 0
oh_line_8101101_200855009 |  | AD | node_8101101_200855007 | node_8101101_200855009 | 196.628 | bal_1P_1/0AA | 8101101 | no | no |  |  | no |  |  | 0 | 0 | 0 | 0
oh_line_8101101_200855010 |  | AD | node_8101101_200855009 | node_8101101_200855010 | 155.433 | bal_1P_1/0AA | 8101101 | no | no |  |  | no |  |  | 0 | 0 | 0 | 0
oh_line_8101101_200855012 |  | AD | node_8101101_200855013 | node_8101101_200855012 | 183.127 | bal_1P_477AL | 8101101 | no | no |  |  | no |  |  | 0 | 0 | 0 | 0
oh_line_8101101_200855013 |  | AD | node_8101101_200855015 | node_8101101_200855013 | 176.253 | bal_1P_477AL | 8101101 | no | no |  |  | no |  |  | 0 | 0 | 0 | 0
oh_line_8101101_200855015 |  | AD | node_8101101_200855016 | node_8101101_200855015 | 180.405 | bal_1P_477AL | 8101101 | no | no |  |  | no |  |  | 0 | 0 | 0 | 0
oh_line_8101101_200855016 |  | AD | node_8101101_200855017 | node_8101101_200855016 | 180.309 | bal_1P_477AL | 8101101 | no | no |  |  | no |  |  | 0 | 0 | 0 | 0
oh_line_8101101_200855017 |  | AD | node_8101101_200855018 | node_8101101_200855017 | 140.163 | bal_1P_477AL | 8101101 | no | no |  |  | no |  |  | 0 | 0 | 0 | 0
oh_line_8101101_200855018 |  | AD | node_8101101_200855019 | node_8101101_200855018 | 229.095 | bal_1P_477AL | 8101101 | no | no |  |  | no |  |  | 0 | 0 | 0 | 0
oh_line_8101101_200855019 |  | AD | node_8101101_200855020 | node_8101101_200855019 | 206.625 | bal_1P_477AL | 8101101 | no | no |  |  | no |  |  | 0 | 0 | 0 | 0
oh_line_8101101_200855020 |  | AD | node_8101101_200854999 | node_8101101_200855020 | 229.87 | bal_1P_477AL | 8101101 | no | no |  |  | no |  |  | 0 | 0 | 0 | 0
oh_line_8101101_200855021 |  | AD | node_8101101_200855019 | node_8101101_200855021 | 182.621 | bal_1P_1/0AC | 8101101 | no | no |  |  | no |  |  | 0 | 0 | 0 | 0
oh_line_8101101_200855022 |  | AD | node_8101101_200855021 | node_8101101_200855022 | 142.02 | bal_1P_1/0AC | 8101101 | no | no |  |  | no |  |  | 0 | 0 | 0 | 0
oh_line_8101101_200855023 |  | AD | node_8101101_200855022 | node_8101101_200855023 | 165.509 | bal_1P_1/0AC | 8101101 | no | no |  |  | no |  |  | 0 | 0 | 0 | 0
oh_line_8101101_200855024 |  | AD | node_8101101_200855023 | node_8101101_200855024 | 158.726 | bal_1P_1/0AC | 8101101 | no | no |  |  | no |  |  | 0 | 0 | 0 | 0
oh_line_8101101_200855025 |  | AD | node_8101101_200855024 | node_8101101_200855025 | 56.79 | bal_1P_1/0AA | 8101101 | no | no |  |  | no |  |  | 0 | 0 | 0 | 0
oh_line_8101101_200855026 |  | AD | node_8101101_200855025 | node_8101101_200855026 | 202.78 | bal_1P_1/0AA | 8101101 | no | no |  |  | no |  |  | 0 | 0 | 0 | 0
oh_line_8101101_200855027 |  | AD | node_8101101_200855024 | node_8101101_200855027 | 161.269 | bal_1P_1/0AC | 8101101 | no | no |  |  | no |  |  | 0 | 0 | 0 | 0
oh_line_8101101_200855028 |  | AD | node_8101101_200855027 | node_8101101_200855028 | 155.599 | bal_1P_1/0AC | 8101101 | no | no |  |  | no |  |  | 0 | 0 | 0 | 0
oh_line_8101101_200855029 |  | AD | node_8101101_200855028 | node_8101101_200855029 | 161.202 | bal_1P_1/0AC | 8101101 | no | no |  |  | no |  |  | 0 | 0 | 0 | 0
oh_line_8101101_200855118 |  | AD | node_8101101_200855004 | node_8101101_200855118 | 258.301 | bal_1P_1/0AA | 8101101 | no | no |  |  | no |  |  | 0 | 0 | 0 | 0
oh_line_8101101_200855119 |  | AD | node_8101101_200855118 | node_8101101_200855119 | 159.035 | bal_1P_1/0AA | 8101101 | no | no |  |  | no |  |  | 0 | 0 | 0 | 0
oh_line_8101101_200855120 |  | AD | node_8101101_200855119 | node_8101101_200855120 | 150.715 | bal_1P_1/0AA | 8101101 | no | no |  |  | no |  |  | 0 | 0 | 0 | 0
oh_line_8101101_200855121 |  | AD | node_8101101_200855120 | node_8101101_200855121 | 171.875 | bal_1P_1/0AA | 8101101 | no | no |  |  | no |  |  | 0 | 0 | 0 | 0
oh_line_8101101_200855122 |  | AD | node_8101101_200855121 | node_8101101_200855122 | 152.555 | bal_1P_1/0AA | 8101101 | no | no |  |  | no |  |  | 0 | 0 | 0 | 0
oh_line_8101101_200855123 |  | AD | node_8101101_200855122 | node_8101101_200855123 | 108.233 | bal_1P_1/0AA | 8101101 | no | no |  |  | no |  |  | 0 | 0 | 0 | 0
oh_line_8101101_200855124 |  | AD | node_8101101_200855121 | node_8101101_200855124 | 181.219 | bal_1P_1/0AA | 8101101 | no | no |  |  | no |  |  | 0 | 0 | 0 | 0
oh_line_8101101_200855125 |  | AD | node_8101101_200855124 | node_8101101_200855125 | 125.416 | bal_1P_1/0AA | 8101101 | no | no |  |  | no |  |  | 0 | 0 | 0 | 0
oh_line_8101101_200855126 |  | AD | node_8101101_200855125 | node_8101101_200855126 | 148.141 | bal_1P_1/0AA | 8101101 | no | no |  |  | no |  |  | 0 | 0 | 0 | 0
oh_line_8101101_200855127 |  | AD | node_8101101_200855126 | node_8101101_200855127 | 147.042 | bal_1P_1/0AA | 8101101 | no | no |  |  | no |  |  | 0 | 0 | 0 | 0
oh_line_8101101_200855128 |  | AD | node_8101101_200855018 | node_8101101_200855128 | 60.731 | bal_1P_1/0AA | 8101101 | no | no |  |  | no |  |  | 0 | 0 | 0 | 0
oh_line_8101101_200855129 |  | AD | node_8101101_200855128 | node_8101101_200855129 | 226.45 | bal_1P_1/0AA | 8101101 | no | no |  |  | no |  |  | 0 | 0 | 0 | 0
oh_line_8101101_200855130 |  | AD | node_8101101_200855129 | node_8101101_200855130 | 88.42 | bal_1P_1/0AA | 8101101 | no | no |  |  | no |  |  | 0 | 0 | 0 | 0
oh_line_8101101_200855131 |  | AD | node_8101101_200855130 | node_8101101_200855131 | 117.187 | bal_1P_1/0AA | 8101101 | no | no |  |  | no |  |  | 0 | 0 | 0 | 0
oh_line_8101101_200855132 |  | AD | node_8101101_200855131 | node_8101101_200855132 | 177.071 | bal_1P_1/0AA | 8101101 | no | no |  |  | no |  |  | 0 | 0 | 0 | 0
oh_line_8101101_200855134 |  | AD | node_8101101_200855129 | node_8101101_200855134 | 159.564 | bal_1P_1/0AA | 8101101 | no | no |  |  | no |  |  | 0 | 0 | 0 | 0
oh_line_8101101_200855135 |  | AD | node_8101101_200855134 | node_8101101_200855135 | 160.588 | bal_1P_1/0AA | 8101101 | no | no |  |  | no |  |  | 0 | 0 | 0 | 0
oh_line_8101101_200855136 |  | AD | node_8101101_200856339 | node_8101101_200855136 | 132.626 | bal_1P_1/0AA | 8101101 | no | no |  |  | no |  |  | 0 | 0 | 0 | 0
oh_line_8101101_200855137 |  | AD | node_8101101_200855136 | node_8101101_200855137 | 175.557 | bal_1P_1/0AA | 8101101 | no | no |  |  | no |  |  | 0 | 0 | 0 | 0
oh_line_8101101_200855138 |  | AD | node_8101101_200855137 | node_8101101_200855138 | 181.698 | bal_1P_1/0AA | 8101101 | no | no |  |  | no |  |  | 0 | 0 | 0 | 0
oh_line_8101101_200855139 |  | AD | node_8101101_200855138 | node_8101101_200855139 | 182.584 | bal_1P_1/0AA | 8101101 | no | no |  |  | no |  |  | 0 | 0 | 0 | 0
oh_line_8101101_200855140 |  | AD | node_8101101_200855139 | node_8101101_200855140 | 179.035 | bal_1P_1/0AA | 8101101 | no | no |  |  | no |  |  | 0 | 0 | 0 | 0
oh_line_8101101_200855274 |  | ABCD | node_8101101_201014756 | node_8101101_200855274 | 218.447 | bal_3P_2/0CU | 8101101 | no | no |  |  | no |  |  | 0 | 0 | 0 | 0
oh_line_8101101_200855432 |  | ABCD | node_8101101_200856022 | node_8101101_200855432 | 286.888 | bal_3P_1/0AA | 8101101 | no | no |  |  | no |  |  | 0 | 0 | 0 | 0
oh_line_8101101_200855433 |  | ABCD | node_8101101_200855432 | node_8101101_200855433 | 120.312 | bal_3P_1/0AC | 8101101 | no | no |  |  | no |  |  | 0 | 0 | 0 | 0
oh_line_8101101_200855434 |  | ABCD | node_8101101_200855433 | node_8101101_200855434 | 50.173 | bal_3P_1/0AC | 8101101 | no | no |  |  | no |  |  | 0 | 0 | 0 | 0
oh_line_8101101_200855439 |  | AD | node_8101101_200855440 | node_8101101_200855439 | 58.463 | bal_1P_1/0AC | 8101101 | no | no |  |  | no |  |  | 0 | 0 | 0 | 0
oh_line_8101101_200855440 |  | AD | node_8101101_200855441 | node_8101101_200855440 | 117.856 | bal_1P_1/0AC | 8101101 | no | no |  |  | no |  |  | 0 | 0 | 0 | 0
oh_line_8101101_200855441 |  | AD | node_8101101_200855442 | node_8101101_200855441 | 71.447 | bal_1P_1/0AC | 8101101 | no | no |  |  | no |  |  | 0 | 0 | 0 | 0
oh_line_8101101_200855442 |  | AD | node_8101101_200851233 | node_8101101_200855442 | 175.41 | bal_1P_1/0AC | 8101101 | no | no |  |  | no |  |  | 0 | 0 | 0 | 0
oh_line_8101101_200855445 |  | ABCD | node_8101101_200855446 | node_8101101_200855445 | 155.901 | bal_3P_1/0AC | 8101101 | no | no |  |  | no |  |  | 0 | 0 | 0 | 0
oh_line_8101101_200855446 |  | ABCD | node_8101101_200856136 | node_8101101_200855446 | 88.178 | bal_3P_1/0AC | 8101101 | no | no |  |  | no |  |  | 0 | 0 | 0 | 0
oh_line_8101101_200855447 |  | ABCD | node_8101101_200856136 | node_8101101_200855447 | 49.791 | bal_3P_2/0CU | 8101101 | no | no |  |  | no |  |  | 0 | 0 | 0 | 0
oh_line_8101101_200855448-1 |  | ABCD | node_8101101_200855447 | node_220388919 | 17.292 | bal_3P_1/0AC | 8101101 | no | no |  |  | no |  |  | 0 | 0 | 0 | 0
oh_line_8101101_200855448-2 |  | ABCD | node_8101101_200855448 | node_intto1_220388919 | 62.252 | bal_3P_1/0AC | 8101101 | no | no |  |  | no |  |  | 0 | 0 | 0 | 0
oh_line_8101101_200855448-3 |  | ABCD | node_8101101_200855449 | node_8101101_200855448 | 36.223 | bal_3P_1/0AC | 8101101 | no | no |  |  | no |  |  | 0 | 0 | 0 | 0
oh_line_8101101_200855449 |  | ABCD | node_8101101_200855450 | node_8101101_200855449 | 121.835 | bal_3P_1/0AC | 8101101 | no | no |  |  | no |  |  | 0 | 0 | 0 | 0
oh_line_8101101_200855450 |  | ABCD | node_8101101_200855451 | node_8101101_200855450 | 139.032 | bal_3P_1/0AC | 8101101 | no | no |  |  | no |  |  | 0 | 0 | 0 | 0
oh_line_8101101_200855451 |  | ABCD | node_8101101_200855452 | node_8101101_200855451 | 103.917 | bal_3P_1/0AC | 8101101 | no | no |  |  | no |  |  | 0 | 0 | 0 | 0
oh_line_8101101_200855452 |  | ABCD | node_8101101_200855432 | node_8101101_200855452 | 114.595 | bal_3P_1/0AC | 8101101 | no | no |  |  | no |  |  | 0 | 0 | 0 | 0
oh_line_8101101_200855501 |  | ABCD | node_8101101_200856022 | node_8101101_200855501 | 30.982 | bal_3P_1/0AC | 8101101 | no | no |  |  | no |  |  | 0 | 0 | 0 | 0
oh_line_8101101_200855502 |  | ABCD | node_8101101_200855513 | node_8101101_200855502 | 177.59 | bal_3P_1/0AC | 8101101 | no | no |  |  | no |  |  | 0 | 0 | 0 | 0
oh_line_8101101_200855503 |  | ABCD | node_8101101_200855504 | node_8101101_200855503 | 103.09 | bal_3P_1/0AA | 8101101 | no | no |  |  | no |  |  | 0 | 0 | 0 | 0
oh_line_8101101_200855504 |  | ABCD | node_8101101_200855432 | node_8101101_200855504 | 25.605 | bal_3P_1/0AA | 8101101 | no | no |  |  | no |  |  | 0 | 0 | 0 | 0
oh_line_8101101_200855507 |  | ABCD | node_8101101_200855508 | node_8101101_200855507 | 135.828 | bal_3P_477AL | 8101101 | no | no |  |  | no |  |  | 0 | 0 | 0 | 0
oh_line_8101101_200855508 |  | ABCD | node_8101101_200855509 | node_8101101_200855508 | 111.308 | bal_3P_477AL | 8101101 | no | no |  |  | no |  |  | 0 | 0 | 0 | 0
oh_line_8101101_200855509 |  | ABCD | node_8101101_200855510 | node_8101101_200855509 | 128.818 | bal_3P_477AL | 8101101 | no | no |  |  | no |  |  | 0 | 0 | 0 | 0
oh_line_8101101_200855510 |  | ABCD | node_8101101_200856266 | node_8101101_200855510 | 141.491 | bal_3P_477AL | 8101101 | no | no |  |  | no |  |  | 0 | 0 | 0 | 0
oh_line_8101101_200855511 |  | ABCD | node_8101101_200917583 | node_8101101_200855511 | 22.236 | bal_3P_477AL | 8101101 | no | no |  |  | no |  |  | 0 | 0 | 0 | 0
oh_line_8101101_200855512 |  | ABCD | node_8101101_200855513 | node_8101101_200855512 | 137.822 | bal_3P_477AL | 8101101 | no | no |  |  | no |  |  | 0 | 0 | 0 | 0
oh_line_8101101_200855513 |  | ABCD | node_8101101_200854960 | node_8101101_200855513 | 14.47 | bal_3P_477AL | 8101101 | no | no |  |  | no |  |  | 0 | 0 | 0 | 0
oh_line_8101101_200855829 |  | ABCD | node_8101101_200855830 | node_8101101_200855829 | 123.979 | bal_3P_1/0AC | 8101101 | no | no |  |  | no |  |  | 0 | 0 | 0 | 0
oh_line_8101101_200855830 |  | ABCD | node_8101101_200855831 | node_8101101_200855830 | 112.806 | bal_3P_1/0AC | 8101101 | no | no |  |  | no |  |  | 0 | 0 | 0 | 0
oh_line_8101101_200855831 |  | ABCD | node_8101101_200855832 | node_8101101_200855831 | 47.476 | bal_3P_1/0AC | 8101101 | no | no |  |  | no |  |  | 0 | 0 | 0 | 0
oh_line_8101101_200855832 |  | ABCD | node_8101101_200917619 | node_8101101_200855832 | 88.419 | bal_3P_477AL | 8101101 | no | no |  |  | no |  |  | 0 | 0 | 0 | 0
oh_line_8101101_200855834 |  | ABCD | node_8101101_200855835 | node_8101101_200855834 | 86.501 | bal_3P_477AL | 8101101 | no | no |  |  | no |  |  | 0 | 0 | 0 | 0
oh_line_8101101_200855835 |  | ABCD | node_8101101_200855836 | node_8101101_200855835 | 64.332 | bal_3P_477AL | 8101101 | no | no |  |  | no |  |  | 0 | 0 | 0 | 0
oh_line_8101101_200855836 |  | ABCD | node_8101101_200855837 | node_8101101_200855836 | 89.455 | bal_3P_477AL | 8101101 | no | no |  |  | no |  |  | 0 | 0 | 0 | 0
oh_line_8101101_200855837 |  | ABCD | node_8101101_200855838 | node_8101101_200855837 | 125 | bal_3P_477AL | 8101101 | no | no |  |  | no |  |  | 0 | 0 | 0 | 0
oh_line_8101101_200855838 |  | ABCD | node_8101101_200855839 | node_intto1_8101101_200855838 | 103.051 | bal_3P_477AL | 8101101 | no | no |  |  | no |  |  | 0 | 0 | 0 | 0
oh_line_8101101_200855839 |  | ABCD | node_8101101_200855840 | node_8101101_200855839 | 78.408 | bal_3P_477AL | 8101101 | no | no |  |  | no |  |  | 0 | 0 | 0 | 0
oh_line_8101101_200855840 |  | ABCD | node_8101101_200855507 | node_8101101_200855840 | 80.861 | bal_3P_477AL | 8101101 | no | no |  |  | no |  |  | 0 | 0 | 0 | 0
oh_line_8101101_200855841 |  | ABCD | node_8101101_200855840 | node_8101101_200855841 | 75.603 | bal_3P_477AL | 8101101 | no | no |  |  | no |  |  | 0 | 0 | 0 | 0
oh_line_8101101_200855842 |  | ABCD | node_8101101_200855841 | node_intto1_8101101_200855842 | 71.599 | bal_3P_477AL | 8101101 | no | no |  |  | no |  |  | 0 | 0 | 0 | 0
oh_line_8101101_200855844 |  | ABCD | node_8101101_200968498 | node_8101101_200855844 | 134.551 | bal_3P_477AL | 8101101 | no | no |  |  | no |  |  | 0 | 0 | 0 | 0
oh_line_8101101_200855845 |  | ABCD | node_8101101_200855844 | node_8101101_200855845 | 102.235 | bal_3P_477AL | 8101101 | no | no |  |  | no |  |  | 0 | 0 | 0 | 0
oh_line_8101101_200855846 |  | ABCD | node_8101101_200855845 | node_8101101_200855846 | 116.39 | bal_3P_477AL | 8101101 | no | no |  |  | no |  |  | 0 | 0 | 0 | 0
oh_line_8101101_200855847 |  | ABCD | node_8101101_200855846 | node_8101101_200855847 | 84.871 | bal_3P_477AL | 8101101 | no | no |  |  | no |  |  | 0 | 0 | 0 | 0
oh_line_8101101_200855848 |  | ABCD | node_8101101_200917632 | node_8101101_200855848 | 50.273 | bal_3P_477AL | 8101101 | no | no |  |  | no |  |  | 0 | 0 | 0 | 0
oh_line_8101101_200855849 |  | ABCD | node_8101101_200855848 | node_8101101_200855849 | 117.99 | bal_3P_477AL | 8101101 | no | no |  |  | no |  |  | 0 | 0 | 0 | 0
oh_line_8101101_200855850 |  | ABCD | node_8101101_200855849 | node_8101101_200855850 | 121.746 | bal_3P_477AL | 8101101 | no | no |  |  | no |  |  | 0 | 0 | 0 | 0
oh_line_8101101_200855851 |  | ABCD | node_8101101_200855850 | node_8101101_200855851 | 111.119 | bal_3P_477AL | 8101101 | no | no |  |  | no |  |  | 0 | 0 | 0 | 0
oh_line_8101101_200855852 |  | ABCD | node_8101101_200855851 | node_8101101_200855852 | 93.612 | bal_3P_477AL | 8101101 | no | no |  |  | no |  |  | 0 | 0 | 0 | 0
oh_line_8101101_200855854 |  | ABCD | node_8101101_200855852 | node_8101101_200855854 | 130.11 | bal_3P_477AL | 8101101 | no | no |  |  | no |  |  | 0 | 0 | 0 | 0
oh_line_8101101_200855855 |  | ABCD | node_8101101_200855854 | node_8101101_200855855 | 120.701 | bal_3P_477AL | 8101101 | no | no |  |  | no |  |  | 0 | 0 | 0 | 0
oh_line_8101101_200855856 |  | ABCD | node_8101101_200855855 | node_8101101_200855856 | 97.819 | bal_3P_477AL | 8101101 | no | no |  |  | no |  |  | 0 | 0 | 0 | 0
oh_line_8101101_200855857 |  | ABCD | node_8101101_200917635 | node_8101101_200855857 | 31.684 | bal_3P_477AL | 8101101 | no | no |  |  | no |  |  | 0 | 0 | 0 | 0
oh_line_8101101_200855863 |  | ABCD | node_8101101_200855865 | node_8101101_200855863 | 115.561 | bal_3P_1/0AC | 8101101 | no | no |  |  | no |  |  | 0 | 0 | 0 | 0
oh_line_8101101_200855865 |  | ABCD | node_8101101_200917622 | node_8101101_200855865 | 49.386 | bal_3P_1/0AC | 8101101 | no | no |  |  | no |  |  | 0 | 0 | 0 | 0
oh_line_8101101_200855866 |  | AD | node_8101101_200917622 | node_8101101_200855866 | 52.327 | bal_1P_1/0AC | 8101101 | no | no |  |  | no |  |  | 0 | 0 | 0 | 0
oh_line_8101101_200855867 |  | AD | node_8101101_200855866 | node_8101101_200855867 | 78.647 | bal_1P_1/0AC | 8101101 | no | no |  |  | no |  |  | 0 | 0 | 0 | 0
oh_line_8101101_200855868 |  | AD | node_8101101_200855867 | node_8101101_200855868 | 121.836 | bal_1P_1/0AC | 8101101 | no | no |  |  | no |  |  | 0 | 0 | 0 | 0
oh_line_8101101_200855869 |  | AD | node_8101101_200855868 | node_8101101_200855869 | 114.544 | bal_1P_1/0AC | 8101101 | no | no |  |  | no |  |  | 0 | 0 | 0 | 0
oh_line_8101101_200855870 |  | AD | node_8101101_200855869 | node_8101101_200855870 | 80.772 | bal_1P_1/0AC | 8101101 | no | no |  |  | no |  |  | 0 | 0 | 0 | 0
oh_line_8101101_200855871 |  | AD | node_8101101_200855870 | node_8101101_200855871 | 119.431 | bal_1P_1/0AC | 8101101 | no | no |  |  | no |  |  | 0 | 0 | 0 | 0
oh_line_8101101_200855876 |  | AD | node_8101101_200855871 | node_8101101_200855876 | 82.956 | bal_1P_1/0AC | 8101101 | no | no |  |  | no |  |  | 0 | 0 | 0 | 0
oh_line_8101101_200855877 |  | AD | node_8101101_200855876 | node_8101101_200855877 | 109.852 | bal_1P_1/0AC | 8101101 | no | no |  |  | no |  |  | 0 | 0 | 0 | 0
oh_line_8101101_200855878 |  | AD | node_8101101_200855877 | node_8101101_200855878 | 95.485 | bal_1P_1/0AC | 8101101 | no | no |  |  | no |  |  | 0 | 0 | 0 | 0
oh_line_8101101_200855879 |  | AD | node_8101101_200855878 | node_8101101_200855879 | 124.825 | bal_1P_1/0AC | 8101101 | no | no |  |  | no |  |  | 0 | 0 | 0 | 0
oh_line_8101101_200855880 |  | AD | node_8101101_200855879 | node_8101101_200855880 | 81.438 | bal_1P_1/0AC | 8101101 | no | no |  |  | no |  |  | 0 | 0 | 0 | 0
oh_line_8101101_200855883 |  | ABCD | node_8101101_200856368 | node_8101101_200855883 | 90.433 | bal_3P_1/0AC | 8101101 | no | no |  |  | no |  |  | 0 | 0 | 0 | 0
oh_line_8101101_200855884 |  | ABCD | node_8101101_200855883 | node_8101101_200855884 | 139.275 | bal_3P_1/0AC | 8101101 | no | no |  |  | no |  |  | 0 | 0 | 0 | 0
oh_line_8101101_200855887 |  | AD | node_8101101_200855884 | node_8101101_200855887 | 99.642 | bal_1P_1/0AC | 8101101 | no | no |  |  | no |  |  | 0 | 0 | 0 | 0
oh_line_8101101_200855888 |  | AD | node_8101101_200855887 | node_8101101_200855888 | 121.617 | bal_1P_1/0AC | 8101101 | no | no |  |  | no |  |  | 0 | 0 | 0 | 0
oh_line_8101101_200855889 |  | AD | node_8101101_200855888 | node_8101101_200855889 | 123.523 | bal_1P_1/0AC | 8101101 | no | no |  |  | no |  |  | 0 | 0 | 0 | 0
oh_line_8101101_200855890 |  | AD | node_8101101_200855889 | node_8101101_200855890 | 32.434 | bal_1P_1/0AC | 8101101 | no | no |  |  | no |  |  | 0 | 0 | 0 | 0
oh_line_8101101_200855891 |  | AD | node_8101101_200855890 | node_8101101_200855891 | 94.308 | bal_1P_1/0AC | 8101101 | no | no |  |  | no |  |  | 0 | 0 | 0 | 0
oh_line_8101101_200855897 |  | AD | node_8101101_200855898 | node_8101101_200855897 | 156.334 | bal_1P_1/0AC | 8101101 | no | no |  |  | no |  |  | 0 | 0 | 0 | 0
oh_line_8101101_200855898 |  | AD | node_8101101_200854221 | node_8101101_200855898 | 226.511 | bal_1P_1/0AC | 8101101 | no | no |  |  | no |  |  | 0 | 0 | 0 | 0
oh_line_8101101_200856013 |  | AD | node_8101101_200856014 | node_8101101_200856013 | 91.738 | bal_1P_1/0AC | 8101101 | no | no |  |  | no |  |  | 0 | 0 | 0 | 0
oh_line_8101101_200856014 |  | AD | node_8101101_200856015 | node_8101101_200856014 | 102.09 | bal_1P_1/0AC | 8101101 | no | no |  |  | no |  |  | 0 | 0 | 0 | 0
oh_line_8101101_200856015 |  | AD | node_8101101_200856133 | node_8101101_200856015 | 53.67 | bal_1P_1/0AC | 8101101 | no | no |  |  | no |  |  | 0 | 0 | 0 | 0
oh_line_8101101_200856016 |  | ABCD | node_8101101_200856133 | node_8101101_200856016 | 62.226 | bal_3P_1/0AC | 8101101 | no | no |  |  | no |  |  | 0 | 0 | 0 | 0
oh_line_8101101_200856017 |  | ABCD | node_8101101_200856016 | node_intto1_8101101_200856017 | 73.9 | bal_3P_1/0AC | 8101101 | no | no |  |  | no |  |  | 0 | 0 | 0 | 0
oh_line_8101101_200856018 |  | ABCD | node_8101101_200856017 | node_8101101_200856018 | 77.543 | bal_3P_1/0AC | 8101101 | no | no |  |  | no |  |  | 0 | 0 | 0 | 0
oh_line_8101101_200856019 |  | ABCD | node_8101101_200856018 | node_8101101_200856019 | 113.826 | bal_3P_1/0AC | 8101101 | no | no |  |  | no |  |  | 0 | 0 | 0 | 0
oh_line_8101101_200856020 |  | ABCD | node_8101101_200856019 | node_8101101_200856020 | 111.883 | bal_3P_1/0AC | 8101101 | no | no |  |  | no |  |  | 0 | 0 | 0 | 0
oh_line_8101101_200856021 |  | ABCD | node_8101101_200856020 | node_8101101_200856021 | 98.827 | bal_3P_1/0AC | 8101101 | no | no |  |  | no |  |  | 0 | 0 | 0 | 0
oh_line_8101101_200856022 |  | ABCD | node_8101101_200856021 | node_8101101_200856022 | 98.375 | bal_3P_1/0AC | 8101101 | no | no |  |  | no |  |  | 0 | 0 | 0 | 0
oh_line_8101101_200856023 |  | AD | node_8101101_200856022 | node_8101101_200856023 | 125.016 | bal_1P_1/0AC | 8101101 | no | no |  |  | no |  |  | 0 | 0 | 0 | 0
oh_line_8101101_200856024 |  | AD | node_8101101_200856023 | node_8101101_200856024 | 159.763 | bal_1P_1/0AC | 8101101 | no | no |  |  | no |  |  | 0 | 0 | 0 | 0
oh_line_8101101_200856025 |  | AD | node_8101101_200856024 | node_8101101_200856025 | 167.106 | bal_1P_1/0AC | 8101101 | no | no |  |  | no |  |  | 0 | 0 | 0 | 0
oh_line_8101101_200856026 |  | AD | node_8101101_200856025 | node_8101101_200856026 | 156.141 | bal_1P_1/0AC | 8101101 | no | no |  |  | no |  |  | 0 | 0 | 0 | 0
oh_line_8101101_200856028 |  | AD | node_8101101_200856026 | node_8101101_200856028 | 148.242 | bal_1P_1/0AC | 8101101 | no | no |  |  | no |  |  | 0 | 0 | 0 | 0
oh_line_8101101_200856029 |  | AD | node_8101101_200856028 | node_8101101_200856029 | 82.231 | bal_1P_1/0AC | 8101101 | no | no |  |  | no |  |  | 0 | 0 | 0 | 0
oh_line_8101101_200856030 |  | AD | node_8101101_200856029 | node_8101101_200856030 | 46.671 | bal_1P_1/0AC | 8101101 | no | no |  |  | no |  |  | 0 | 0 | 0 | 0
oh_line_8101101_200856031 |  | AD | node_8101101_200856030 | node_8101101_200856031 | 117.326 | bal_1P_1/0AC | 8101101 | no | no |  |  | no |  |  | 0 | 0 | 0 | 0
oh_line_8101101_200856032 |  | AD | node_8101101_200856031 | node_8101101_200856032 | 129.799 | bal_1P_1/0AC | 8101101 | no | no |  |  | no |  |  | 0 | 0 | 0 | 0
oh_line_8101101_200856114 |  | ABCD | node_8101101_200856116 | node_8101101_200856114 | 101.813 | bal_3P_477AL | 8101101 | no | no |  |  | no |  |  | 0 | 0 | 0 | 0
oh_line_8101101_200856116 |  | ABCD | node_8101101_200856117 | node_8101101_200856116 | 94.026 | bal_3P_477AL | 8101101 | no | no |  |  | no |  |  | 0 | 0 | 0 | 0
oh_line_8101101_200856117 |  | ABCD | node_8101101_200856329 | node_8101101_200856117 | 139.829 | bal_3P_477AL | 8101101 | no | no |  |  | no |  |  | 0 | 0 | 0 | 0
oh_line_8101101_200856133-1 |  | ABCD | node_8101101_200856133 | node_intto1_1356453_677_15297342_614 | 89.79 | bal_3P_2/0CU | 8101101 | no | no |  |  | no |  |  | 0 | 0 | 0 | 0
oh_line_8101101_200856133-2 |  | ABCD | node_8101101_200856134 | node_8101101_200856133 | 151.979 | bal_3P_2/0CU | 8101101 | no | no |  |  | no |  |  | 0 | 0 | 0 | 0
oh_line_8101101_200856134 |  | ABCD | node_8101101_200856136 | node_8101101_200856134 | 137.752 | bal_3P_2/0CU | 8101101 | no | no |  |  | no |  |  | 0 | 0 | 0 | 0
oh_line_8101101_200856136 |  | ABCD | node_8101101_200856137 | node_8101101_200856136 | 153.976 | bal_3P_2/0CU | 8101101 | no | no |  |  | no |  |  | 0 | 0 | 0 | 0
oh_line_8101101_200856137 |  | ABCD | node_8101101_200917622 | node_intto1_8101101_200856137 | 66.19 | bal_3P_2/0CU | 8101101 | no | no |  |  | no |  |  | 0 | 0 | 0 | 0
oh_line_8101101_200856139 |  | ABCD | node_8101101_200856140 | node_8101101_200856139 | 137.267 | bal_3P_2/0CU | 8101101 | no | no |  |  | no |  |  | 0 | 0 | 0 | 0
oh_line_8101101_200856140 |  | ABCD | node_8101101_200917619 | node_8101101_200856140 | 94.33 | bal_3P_477AL | 8101101 | no | no |  |  | no |  |  | 0 | 0 | 0 | 0
oh_line_8101101_200856142 |  | ABCD | node_8101101_200917619 | node_8101101_200856142 | 83.674 | bal_3P_477AL | 8101101 | no | no |  |  | no |  |  | 0 | 0 | 0 | 0
oh_line_8101101_200856145 |  | ABCD | node_8101101_200856146 | node_8101101_200856145 | 141.52 | bal_3P_2/0CU | 8101101 | no | no |  |  | no |  |  | 0 | 0 | 0 | 0
oh_line_8101101_200856146 |  | ABCD | node_8101101_200856147 | node_8101101_200856146 | 106.732 | bal_3P_2/0CU | 8101101 | no | no |  |  | no |  |  | 0 | 0 | 0 | 0
oh_line_8101101_200856147 |  | ABCD | node_8101101_200856148 | node_8101101_200856147 | 152.361 | bal_3P_2/0CU | 8101101 | no | no |  |  | no |  |  | 0 | 0 | 0 | 0
oh_line_8101101_200856148 |  | ABCD | node_8101101_200856310 | node_8101101_200856148 | 51.497 | bal_3P_477AL | 8101101 | no | no |  |  | no |  |  | 0 | 0 | 0 | 0
oh_line_8101101_200856149 |  | ABCD | node_8101101_200856114 | node_8101101_200856149 | 217.321 | bal_3P_477AL | 8101101 | no | no |  |  | no |  |  | 0 | 0 | 0 | 0
oh_line_8101101_200856190 |  | AD | node_8101101_200856146 | node_8101101_200856190 | 32.418 | bal_1P_6CU | 8101101 | no | no |  |  | no |  |  | 0 | 0 | 0 | 0
oh_line_8101101_200856191 |  | AD | node_8101101_200856190 | node_intto1_8101101_200856191 | 109.788 | bal_1P_6CU | 8101101 | no | no |  |  | no |  |  | 0 | 0 | 0 | 0
oh_line_8101101_200856192 |  | AD | node_8101101_200856191 | node_8101101_200856192 | 100.133 | bal_1P_6CU | 8101101 | no | no |  |  | no |  |  | 0 | 0 | 0 | 0
oh_line_8101101_200856193 |  | AD | node_8101101_200856192 | node_8101101_200856193 | 101.219 | bal_1P_6CU | 8101101 | no | no |  |  | no |  |  | 0 | 0 | 0 | 0
oh_line_8101101_200856194 |  | AD | node_8101101_200856193 | node_8101101_200856194 | 98.634 | bal_1P_6CU | 8101101 | no | no |  |  | no |  |  | 0 | 0 | 0 | 0
oh_line_8101101_200856195 |  | AD | node_8101101_200856194 | node_8101101_200856195 | 99.018 | bal_1P_6CU | 8101101 | no | no |  |  | no |  |  | 0 | 0 | 0 | 0
oh_line_8101101_200856196 |  | ABCD | node_8101101_200855511 | node_8101101_200856196 | 138.257 | bal_3P_477AL | 8101101 | no | no |  |  | no |  |  | 0 | 0 | 0 | 0
oh_line_8101101_200856205 |  | AD | node_8101101_200856341 | node_8101101_200856205 | 70.923 | bal_1P_1/0AC | 8101101 | no | no |  |  | no |  |  | 0 | 0 | 0 | 0
oh_line_8101101_200856206 |  | AD | node_8101101_200856205 | node_8101101_200856206 | 160.542 | bal_1P_1/0AC | 8101101 | no | no |  |  | no |  |  | 0 | 0 | 0 | 0
oh_line_8101101_200856207 |  | AD | node_8101101_200856206 | node_8101101_200856207 | 153.881 | bal_1P_1/0AC | 8101101 | no | no |  |  | no |  |  | 0 | 0 | 0 | 0
oh_line_8101101_200856209 |  | ABCD | node_8101101_200917635 | node_8101101_200856209 | 92.21 | bal_3P_1/0AC | 8101101 | no | no |  |  | no |  |  | 0 | 0 | 0 | 0
oh_line_8101101_200856210 |  | ABCD | node_8101101_200917635 | node_8101101_200856210 | 18.176 | bal_3P_1/0AC | 8101101 | no | no |  |  | no |  |  | 0 | 0 | 0 | 0
oh_line_8101101_200856211 |  | ABCD | node_8101101_200856210 | node_8101101_200856211 | 171.777 | bal_3P_1/0AC | 8101101 | no | no |  |  | no |  |  | 0 | 0 | 0 | 0
oh_line_8101101_200856212 |  | ABCD | node_8101101_200917634 | node_8101101_200856212 | 16.691 | bal_3P_1/0AC | 8101101 | no | no |  |  | no |  |  | 0 | 0 | 0 | 0
oh_line_8101101_200856231 |  | ABCD | node_8101101_200856240 | node_8101101_200856231 | 124.328 | bal_3P_4/0AL | 8101101 | no | no |  |  | no |  |  | 0 | 0 | 0 | 0
oh_line_8101101_200856234 |  | ABCD | node_8101101_200856236 | node_8101101_200856234 | 154.722 | bal_3P_1/0AC | 8101101 | no | no |  |  | no |  |  | 0 | 0 | 0 | 0
oh_line_8101101_200856236 |  | ABCD | node_8101101_200856237 | node_8101101_200856236 | 160.958 | bal_3P_1/0AC | 8101101 | no | no |  |  | no |  |  | 0 | 0 | 0 | 0
oh_line_8101101_200856237 |  | ABCD | node_8101101_200917634 | node_8101101_200856237 | 154.533 | bal_3P_1/0AC | 8101101 | no | no |  |  | no |  |  | 0 | 0 | 0 | 0
oh_line_8101101_200856238 |  | ABCD | node_8101101_200917634 | node_8101101_200856238 | 18.331 | bal_3P_1/0AC | 8101101 | no | no |  |  | no |  |  | 0 | 0 | 0 | 0
oh_line_8101101_200856239 |  | ABCD | node_8101101_200856238 | node_intto1_8101101_200856239 | 113.632 | bal_3P_4/0AL | 8101101 | no | no |  |  | no |  |  | 0 | 0 | 0 | 0
oh_line_8101101_200856240 |  | ABCD | node_8101101_200856239 | node_8101101_200856240 | 119.773 | bal_3P_4/0AL | 8101101 | no | no |  |  | no |  |  | 0 | 0 | 0 | 0
oh_line_8101101_200856241 |  | AD | node_8101101_200856345 | node_8101101_200856241 | 17.319 | bal_1P_1/0AC | 8101101 | no | no |  |  | no |  |  | 0 | 0 | 0 | 0
oh_line_8101101_200856242 |  | AD | node_8101101_200856241 | node_8101101_200856242 | 131.894 | bal_1P_1/0AC | 8101101 | no | no |  |  | no |  |  | 0 | 0 | 0 | 0
oh_line_8101101_200856258 |  | AD | node_8101101_200856259 | node_8101101_200856258 | 94.686 | bal_1P_6CU | 8101101 | no | no |  |  | no |  |  | 0 | 0 | 0 | 0
oh_line_8101101_200856259 |  | AD | node_8101101_200856261 | node_8101101_200856259 | 110.988 | bal_1P_6CU | 8101101 | no | no |  |  | no |  |  | 0 | 0 | 0 | 0
oh_line_8101101_200856261 |  | AD | node_8101101_200856264 | node_8101101_200856261 | 99.107 | bal_1P_6CU | 8101101 | no | no |  |  | no |  |  | 0 | 0 | 0 | 0
oh_line_8101101_200856264 |  | AD | node_8101101_200856265 | node_8101101_200856264 | 44.455 | bal_1P_6CU | 8101101 | no | no |  |  | no |  |  | 0 | 0 | 0 | 0
oh_line_8101101_200856265 |  | ABCD | node_8101101_200856266 | node_8101101_200856265 | 71.012 | bal_3P_1/0AC | 8101101 | no | no |  |  | no |  |  | 0 | 0 | 0 | 0
oh_line_8101101_200856266 |  | ABCD | node_8101101_200856196 | node_8101101_200856266 | 339.265 | bal_3P_477AL | 8101101 | no | no |  |  | no |  |  | 0 | 0 | 0 | 0
oh_line_8101101_200856275 |  | ABCD | node_8101101_200856374 | node_8101101_200856275 | 134.791 | bal_3P_4CU | 8101101 | no | no |  |  | no |  |  | 0 | 0 | 0 | 0
oh_line_8101101_200856310 |  | ABCD | node_8101101_200856149 | node_8101101_200856310 | 49.944 | bal_3P_477AL | 8101101 | no | no |  |  | no |  |  | 0 | 0 | 0 | 0
oh_line_8101101_200856329 |  | ABCD | node_8101101_200856330 | node_8101101_200856329 | 204.583 | bal_3P_477AL | 8101101 | no | no |  |  | no |  |  | 0 | 0 | 0 | 0
oh_line_8101101_200856330 |  | ABCD | node_8101101_200856331 | node_8101101_200856330 | 197.177 | bal_3P_477AL | 8101101 | no | no |  |  | no |  |  | 0 | 0 | 0 | 0
oh_line_8101101_200856331 |  | ABCD | node_8101101_200856332 | node_8101101_200856331 | 198.173 | bal_3P_477AL | 8101101 | no | no |  |  | no |  |  | 0 | 0 | 0 | 0
oh_line_8101101_200856332 |  | ABCD | node_8101101_200856333 | node_8101101_200856332 | 208.123 | bal_3P_477AL | 8101101 | no | no |  |  | no |  |  | 0 | 0 | 0 | 0
oh_line_8101101_200856333 |  | ABCD | node_8101101_200856334 | node_8101101_200856333 | 189.49 | bal_3P_477AL | 8101101 | no | no |  |  | no |  |  | 0 | 0 | 0 | 0
oh_line_8101101_200856334 |  | ABCD | node_8101101_200856335 | node_8101101_200856334 | 178.251 | bal_3P_477AL | 8101101 | no | no |  |  | no |  |  | 0 | 0 | 0 | 0
oh_line_8101101_200856335 |  | ABCD | node_8101101_200856336 | node_8101101_200856335 | 229.524 | bal_3P_477AL | 8101101 | no | no |  |  | no |  |  | 0 | 0 | 0 | 0
oh_line_8101101_200856336 |  | ABCD | node_8101101_200856337 | node_8101101_200856336 | 246.842 | bal_3P_477AL | 8101101 | no | no |  |  | no |  |  | 0 | 0 | 0 | 0
oh_line_8101101_200856337 |  | ABCD | node_8101101_200856338 | node_8101101_200856337 | 211.276 | bal_3P_477AL | 8101101 | no | no |  |  | no |  |  | 0 | 0 | 0 | 0
oh_line_8101101_200856338 |  | ABCD | node_8101101_200856339 | node_8101101_200856338 | 21.356 | bal_3P_477AL | 8101101 | no | no |  |  | no |  |  | 0 | 0 | 0 | 0
oh_line_8101101_200856339 |  | ABCD | node_8101101_200856340 | node_8101101_200856339 | 71.534 | bal_3P_477AL | 8101101 | no | no |  |  | no |  |  | 0 | 0 | 0 | 0
oh_line_8101101_200856340 |  | ABCD | node_8101101_201014375 | node_8101101_200856340 | 76.585 | bal_3P_477AL | 8101101 | no | no |  |  | no |  |  | 0 | 0 | 0 | 0
oh_line_8101101_200856341 |  | AD | node_8101101_200856347 | node_8101101_200856341 | 58.629 | bal_1P_1/0AC | 8101101 | no | no |  |  | no |  |  | 0 | 0 | 0 | 0
oh_line_8101101_200856344 |  | AD | node_8101101_200856345 | node_8101101_200856344 | 181.176 | bal_1P_1/0AC | 8101101 | no | no |  |  | no |  |  | 0 | 0 | 0 | 0
oh_line_8101101_200856345 |  | AD | node_8101101_200856346 | node_8101101_200856345 | 149.936 | bal_1P_1/0AC | 8101101 | no | no |  |  | no |  |  | 0 | 0 | 0 | 0
oh_line_8101101_200856346 |  | AD | node_8101101_200856347 | node_8101101_200856346 | 152.655 | bal_1P_1/0AC | 8101101 | no | no |  |  | no |  |  | 0 | 0 | 0 | 0
oh_line_8101101_200856347 |  | AD | node_8101101_200856348 | node_8101101_200856347 | 142.927 | bal_1P_1/0AC | 8101101 | no | no |  |  | no |  |  | 0 | 0 | 0 | 0
oh_line_8101101_200856348 |  | AD | node_8101101_200917602 | node_8101101_200856348 | 145.936 | bal_1P_1/0AA | 8101101 | no | no |  |  | no |  |  | 0 | 0 | 0 | 0
oh_line_8101101_200856352 |  | AD | node_8101101_200856354 | node_8101101_200856352 | 200.212 | bal_1P_4CU | 8101101 | no | no |  |  | no |  |  | 0 | 0 | 0 | 0
oh_line_8101101_200856354 |  | AD | node_8101101_200856355 | node_8101101_200856354 | 124.414 | bal_1P_4CU | 8101101 | no | no |  |  | no |  |  | 0 | 0 | 0 | 0
oh_line_8101101_200856355 |  | AD | node_8101101_200917601 | node_8101101_200856355 | 159.695 | bal_1P_4CU | 8101101 | no | no |  |  | no |  |  | 0 | 0 | 0 | 0
oh_line_8101101_200856368 |  | ABCD | node_8101101_200856369 | node_8101101_200856368 | 92.951 | bal_3P_1/0AC | 8101101 | no | no |  |  | no |  |  | 0 | 0 | 0 | 0
oh_line_8101101_200856369 |  | ABCD | node_8101101_200856370 | node_intto1_8101101_200856369 | 82.847 | bal_3P_1/0AC | 8101101 | no | no |  |  | no |  |  | 0 | 0 | 0 | 0
oh_line_8101101_200856370 |  | ABCD | node_8101101_200917632 | node_8101101_200856370 | 23.409 | bal_3P_1/0AC | 8101101 | no | no |  |  | no |  |  | 0 | 0 | 0 | 0
oh_line_8101101_200856371 |  | ABCD | node_8101101_200917632 | node_8101101_200856371 | 59.693 | bal_3P_1/0AC | 8101101 | no | no |  |  | no |  |  | 0 | 0 | 0 | 0
oh_line_8101101_200856372 |  | ABCD | node_8101101_200856371 | node_8101101_200856372 | 104.584 | bal_3P_1/0AC | 8101101 | no | no |  |  | no |  |  | 0 | 0 | 0 | 0
oh_line_8101101_200856373 |  | ABCD | node_8101101_200856372 | node_8101101_200856373 | 162.677 | bal_3P_4CU | 8101101 | no | no |  |  | no |  |  | 0 | 0 | 0 | 0
oh_line_8101101_200856374 |  | ABCD | node_8101101_200856373 | node_8101101_200856374 | 134.194 | bal_3P_4CU | 8101101 | no | no |  |  | no |  |  | 0 | 0 | 0 | 0
oh_line_8101101_200917583 |  | ABCD | node_8101101_200969987 | node_8101101_200917583 | 160.278 | bal_3P_477AL | 8101101 | no | no |  |  | no |  |  | 0 | 0 | 0 | 0
oh_line_8101101_200917601 |  | AD | node_8101101_200955938 | node_intto1_8101101_200917601 | 149.377 | bal_1P_1/0AC | 8101101 | no | no |  |  | no |  |  | 0 | 0 | 0 | 0
oh_line_8101101_200917602 |  | AD | node_8101101_200851650 | node_8101101_200917602 | 210.319 | bal_1P_1/0AC | 8101101 | no | no |  |  | no |  |  | 0 | 0 | 0 | 0
oh_line_8101101_200917619 |  | ABCD | node_8101101_200855834 | node_8101101_200917619 | 39.559 | bal_3P_477AL | 8101101 | no | no |  |  | no |  |  | 0 | 0 | 0 | 0
oh_line_8101101_200917622 |  | ABCD | node_8101101_200856139 | node_8101101_200917622 | 64.713 | bal_3P_2/0CU | 8101101 | no | no |  |  | no |  |  | 0 | 0 | 0 | 0
oh_line_8101101_200917624 |  | ABCD | node_8101101_200855274 | node_8101101_200917624 | 216.174 | bal_3P_477AL | 8101101 | no | no |  |  | no |  |  | 0 | 0 | 0 | 0
oh_line_8101101_200917626 |  | ABCD | node_SOURCE_8101101 | node_8101101_200917626 | 62.909 | bal_3P_477AL | 8101101 | no | no |  |  | no |  |  | 0 | 0 | 0 | 0
oh_line_8101101_200917632 |  | ABCD | node_8101101_200855847 | node_8101101_200917632 | 101.235 | bal_3P_477AL | 8101101 | no | no |  |  | no |  |  | 0 | 0 | 0 | 0
oh_line_8101101_200917634 |  | ABCD | node_8101101_200856211 | node_8101101_200917634 | 155.18 | bal_3P_1/0AC | 8101101 | no | no |  |  | no |  |  | 0 | 0 | 0 | 0
oh_line_8101101_200917635 |  | ABCD | node_8101101_200855856 | node_8101101_200917635 | 144.224 | bal_3P_477AL | 8101101 | no | no |  |  | no |  |  | 0 | 0 | 0 | 0
oh_line_8101101_200917647 |  | ABCD | node_8101101_200851769 | node_8101101_200917647 | 171.141 | bal_3P_4/0AL | 8101101 | no | no |  |  | no |  |  | 0 | 0 | 0 | 0
oh_line_8101101_200917649 |  | ABCD | node_8101101_200854213 | node_8101101_200917649 | 75.699 | bal_3P_4/0AL | 8101101 | no | no |  |  | no |  |  | 0 | 0 | 0 | 0
oh_line_8101101_200917651 |  | ABCD | node_8101101_200854214 | node_8101101_200917651 | 199.113 | bal_3P_4/0AL | 8101101 | no | no |  |  | no |  |  | 0 | 0 | 0 | 0
oh_line_8101101_200951911 |  | AD | node_8101101_200856195 | node_8101101_200951911 | 56.486 | bal_1P_6CU | 8101101 | no | no |  |  | no |  |  | 0 | 0 | 0 | 0
oh_line_8101101_200954337 |  | ABCD | node_8101101_201014375 | node_intto1_8101101_200954337 | 35.386 | bal_3P_4/0CU | 8101101 | no | no |  |  | no |  |  | 0 | 0 | 0 | 0
oh_line_8101101_200955938 |  | AD | node_8101101_200856212 | node_8101101_200955938 | 115.291 | bal_1P_4/0AC | 8101101 | no | no |  |  | no |  |  | 0 | 0 | 0 | 0
oh_line_8101101_200961661 |  | ABCD | node_8101101_200851771 | node_8101101_200961661 | 151.604 | bal_3P_4/0AL | 8101101 | no | no |  |  | no |  |  | 0 | 0 | 0 | 0
oh_line_8101101_200968498 |  | ABCD | node_8101101_200855842 | node_intto1_8101101_200968498 | 80.125 | bal_3P_477AL | 8101101 | no | no |  |  | no |  |  | 0 | 0 | 0 | 0
oh_line_8101101_200969987 |  | ABCD | node_8101101_200855512 | node_intto1_8101101_200969987 | 138.161 | bal_3P_477AL | 8101101 | no | no |  |  | no |  |  | 0 | 0 | 0 | 0
oh_line_8101101_200971548 |  | ABCD | node_8101101_200854982 | node_intto1_8101101_200971548 | 182.528 | bal_3P_1/0AC | 8101101 | no | no |  |  | no |  |  | 0 | 0 | 0 | 0
oh_line_8101101_200974112 |  | ABCD | node_8101101_200854957 | node_8101101_200974112 | 197.302 | bal_3P_477AL | 8101101 | no | no |  |  | no |  |  | 0 | 0 | 0 | 0
oh_line_8101101_200976165 |  | AD | node_8101101_200851481 | node_8101101_200976165 | 201.957 | bal_1P_1/0AC | 8101101 | no | no |  |  | no |  |  | 0 | 0 | 0 | 0
oh_line_8101101_201007891 |  | AD | node_8101101_200856145 | node_8101101_201007891 | 48.785 | bal_1P_1/0AA | 8101101 | no | no |  |  | no |  |  | 0 | 0 | 0 | 0
oh_line_8101101_201014375 |  | ABCD | node_8101101_200917626 | node_8101101_201014375 | 54.308 | bal_3P_477AL | 8101101 | no | no |  |  | no |  |  | 0 | 0 | 0 | 0
oh_line_8101101_201014545 |  | ABCD | node_8101101_201014754 | node_8101101_201014545 | 259.51 | bal_3P_4/0AA | 8101101 | no | no |  |  | no |  |  | 0 | 0 | 0 | 0
oh_line_8101101_201014753 |  | ABCD | node_8101101_201014375 | node_8101101_201014753 | 107.177 | bal_3P_4/0AA | 8101101 | no | no |  |  | no |  |  | 0 | 0 | 0 | 0
oh_line_8101101_201014754 |  | ABCD | node_8101101_201014753 | node_8101101_201014754 | 150.227 | bal_3P_2/0CU | 8101101 | no | no |  |  | no |  |  | 0 | 0 | 0 | 0
oh_line_8101101_201014756 |  | ABCD | node_8101101_201014545 | node_8101101_201014756 | 156.721 | bal_3P_4/0AA | 8101101 | no | no |  |  | no |  |  | 0 | 0 | 0 | 0
oh_line_8101101_201060124 |  | ABCD | node_8101101_200854905 | node_intto1_8101101_201060124 | 41.434 | bal_3P_1/0AC | 8101101 | no | no |  |  | no |  |  | 0 | 0 | 0 | 0
oh_line_8101101_201066555 |  | ABCD | node_8101101_200854909 | node_8101101_201066555 | 99.234 | bal_3P_1/0AC | 8101101 | no | no |  |  | no |  |  | 0 | 0 | 0 | 0
oh_line_TAP_OH_903168 |  | AN | node_8101101_200851047 | node_1354622_354_15300209_525 | 0.033 | unb_TAPWIRE_OH | 8101101 | no | no |  |  | no |  |  | 0 | 0 | 0 | 0
oh_line_TAP_OH_903169 |  | AN | node_8101101_200851050 | node_1354603_119_15300654_828 | 0.033 | unb_TAPWIRE_OH | 8101101 | no | no |  |  | no |  |  | 0 | 0 | 0 | 0
oh_line_TAP_OH_903207 |  | AN | node_8101101_200851233 | node_1356065_706_15299228_605 | 0.033 | unb_TAPWIRE_OH | 8101101 | no | no |  |  | no |  |  | 0 | 0 | 0 | 0
oh_line_TAP_OH_903263 |  | AN | node_8101101_200851452 | node_1355469_968_15300152_249 | 0.033 | unb_TAPWIRE_OH | 8101101 | no | no |  |  | no |  |  | 0 | 0 | 0 | 0
oh_line_TAP_OH_903264 |  | AN | node_8101101_200851454 | node_1355433_587_15300494_04 | 0.033 | unb_TAPWIRE_OH | 8101101 | no | no |  |  | no |  |  | 0 | 0 | 0 | 0
oh_line_TAP_OH_903274 |  | AN | node_8101101_200851476 | node_1355713_764_15300370_203 | 0.033 | unb_TAPWIRE_OH | 8101101 | no | no |  |  | no |  |  | 0 | 0 | 0 | 0
oh_line_TAP_OH_903275 |  | AN | node_8101101_200851479 | node_1355764_581_15300882_481 | 0.033 | unb_TAPWIRE_OH | 8101101 | no | no |  |  | no |  |  | 0 | 0 | 0 | 0
oh_line_TAP_OH_903276 |  | AN | node_8101101_200851481 | node_1355746_188_15301278_561 | 0.033 | unb_TAPWIRE_OH | 8101101 | no | no |  |  | no |  |  | 0 | 0 | 0 | 0
oh_line_TAP_OH_903277 |  | AN | node_8101101_200851483 | node_1355729_449_15301744_478 | 0.033 | unb_TAPWIRE_OH | 8101101 | no | no |  |  | no |  |  | 0 | 0 | 0 | 0
oh_line_TAP_OH_903278 |  | AN | node_8101101_200851485 | node_1355728_203_15302090_083 | 0.033 | unb_TAPWIRE_OH | 8101101 | no | no |  |  | no |  |  | 0 | 0 | 0 | 0
oh_line_TAP_OH_903283 |  | AN | node_8101101_200851504 | node_1356353_52_15299240_852 | 0.033 | unb_TAPWIRE_OH | 8101101 | no | no |  |  | no |  |  | 0 | 0 | 0 | 0
oh_line_TAP_OH_903284 |  | AN | node_8101101_200851508 | node_1356346_214_15299589_917 | 0.033 | unb_TAPWIRE_OH | 8101101 | no | no |  |  | no |  |  | 0 | 0 | 0 | 0
oh_line_TAP_OH_903285 |  | AN | node_8101101_200851510 | node_1356334_135_15299873_452 | 0.033 | unb_TAPWIRE_OH | 8101101 | no | no |  |  | no |  |  | 0 | 0 | 0 | 0
oh_line_TAP_OH_903286 |  | AN | node_8101101_200851517 | node_1356275_374_15300605_903 | 0.033 | unb_TAPWIRE_OH | 8101101 | no | no |  |  | no |  |  | 0 | 0 | 0 | 0
oh_line_TAP_OH_903315 |  | AN | node_8101101_200851648 | node_1354864_671_15299695_327 | 0.033 | unb_TAPWIRE_OH | 8101101 | no | no |  |  | no |  |  | 0 | 0 | 0 | 0
oh_line_TAP_OH_903316 |  | AN | node_8101101_200851649 | node_1354702_435_15299687_907 | 0.033 | unb_TAPWIRE_OH | 8101101 | no | no |  |  | no |  |  | 0 | 0 | 0 | 0
oh_line_TAP_OH_903317 |  | AN | node_8101101_200851652 | node_1354155_95_15299580_662 | 0.033 | unb_TAPWIRE_OH | 8101101 | no | no |  |  | no |  |  | 0 | 0 | 0 | 0
oh_line_TAP_OH_903332 |  | ABCN | node_8101101_200851765 | node_1355180_13_15300175_775 | 0.033 | unb_TAPWIRE_OH | 8101101 | no | no |  |  | no |  |  | 0 | 0 | 0 | 0
oh_line_TAP_OH_903923 |  | AN | node_8101101_200854169 | node_1354357_408_15299742_665 | 0.033 | unb_TAPWIRE_OH | 8101101 | no | no |  |  | no |  |  | 0 | 0 | 0 | 0
oh_line_TAP_OH_903924 |  | AN | node_8101101_200854173 | node_1354899_08_15299990_439 | 0.033 | unb_TAPWIRE_OH | 8101101 | no | no |  |  | no |  |  | 0 | 0 | 0 | 0
oh_line_TAP_OH_903925 |  | AN | node_8101101_200854178 | node_1354875_362_15300774_994 | 0.033 | unb_TAPWIRE_OH | 8101101 | no | no |  |  | no |  |  | 0 | 0 | 0 | 0
oh_line_TAP_OH_903936 |  | ABCN | node_8101101_200854209 | node_1355013_113_15300678_973 | 0.033 | unb_TAPWIRE_OH | 8101101 | no | no |  |  | no |  |  | 0 | 0 | 0 | 0
oh_line_TAP_OH_903937 |  | ABCN | node_8101101_200854214 | node_1355542_33_15300633_991 | 0.033 | unb_TAPWIRE_OH | 8101101 | no | no |  |  | no |  |  | 0 | 0 | 0 | 0
oh_line_TAP_OH_904072 |  | ABCN | node_8101101_200854887 | node_1354276_92_15298729_853 | 0.033 | unb_TAPWIRE_OH | 8101101 | no | no |  |  | no |  |  | 0 | 0 | 0 | 0
oh_line_TAP_OH_904073 |  | ABCN | node_8101101_200854888 | node_1353871_717_15298715_504 | 0.033 | unb_TAPWIRE_OH | 8101101 | no | no |  |  | no |  |  | 0 | 0 | 0 | 0
oh_line_TAP_OH_904084 |  | AN | node_8101101_200854956 | node_1354021_048_15297140_819 | 0.033 | unb_TAPWIRE_OH | 8101101 | no | no |  |  | no |  |  | 0 | 0 | 0 | 0
oh_line_TAP_OH_904086 |  | ABCN | node_8101101_200854963 | node_1354045_658_15298339_894 | 0.033 | unb_TAPWIRE_OH | 8101101 | no | no |  |  | no |  |  | 0 | 0 | 0 | 0
oh_line_TAP_OH_904091 |  | AN | node_8101101_200854985 | node_1353701_762_15297852_305 | 0.033 | unb_TAPWIRE_OH | 8101101 | no | no |  |  | no |  |  | 0 | 0 | 0 | 0
oh_line_TAP_OH_904092 |  | AN | node_8101101_200854988 | node_1353429_928_15297407_05 | 0.033 | unb_TAPWIRE_OH | 8101101 | no | no |  |  | no |  |  | 0 | 0 | 0 | 0
oh_line_TAP_OH_904093 |  | AN | node_8101101_200854990 | node_1353326_938_15297047_29 | 0.033 | unb_TAPWIRE_OH | 8101101 | no | no |  |  | no |  |  | 0 | 0 | 0 | 0
oh_line_TAP_OH_904094 |  | AN | node_8101101_200854997 | node_1352837_392_15298640_517 | 0.033 | unb_TAPWIRE_OH | 8101101 | no | no |  |  | no |  |  | 0 | 0 | 0 | 0
oh_line_TAP_OH_904095 |  | AN | node_8101101_200855001 | node_1353019_455_15296768_066 | 0.033 | unb_TAPWIRE_OH | 8101101 | no | no |  |  | no |  |  | 0 | 0 | 0 | 0
oh_line_TAP_OH_904096 |  | AN | node_8101101_200855002 | node_1352981_449_15296604_737 | 0.033 | unb_TAPWIRE_OH | 8101101 | no | no |  |  | no |  |  | 0 | 0 | 0 | 0
oh_line_TAP_OH_904097 |  | AN | node_8101101_200855003 | node_1353331_624_15296661_085 | 0.033 | unb_TAPWIRE_OH | 8101101 | no | no |  |  | no |  |  | 0 | 0 | 0 | 0
oh_line_TAP_OH_904098 |  | AN | node_8101101_200855005 | node_1353457_942_15296347_495 | 0.033 | unb_TAPWIRE_OH | 8101101 | no | no |  |  | no |  |  | 0 | 0 | 0 | 0
oh_line_TAP_OH_904099 |  | AN | node_8101101_200855006 | node_1353500_934_15296171_42 | 0.033 | unb_TAPWIRE_OH | 8101101 | no | no |  |  | no |  |  | 0 | 0 | 0 | 0
oh_line_TAP_OH_904100 |  | AN | node_8101101_200855007 | node_1353611_629_15295936_098 | 0.033 | unb_TAPWIRE_OH | 8101101 | no | no |  |  | no |  |  | 0 | 0 | 0 | 0
oh_line_TAP_OH_904101 |  | AN | node_8101101_200855009 | node_1353580_797_15295742_03 | 0.033 | unb_TAPWIRE_OH | 8101101 | no | no |  |  | no |  |  | 0 | 0 | 0 | 0
oh_line_TAP_OH_904102 |  | AN | node_8101101_200855010 | node_1353681_964_15295584_99 | 0.033 | unb_TAPWIRE_OH | 8101101 | no | no |  |  | no |  |  | 0 | 0 | 0 | 0
oh_line_TAP_OH_904103 |  | AN | node_8101101_200855012 | node_1352845_629_15298446_009 | 0.033 | unb_TAPWIRE_OH | 8101101 | no | no |  |  | no |  |  | 0 | 0 | 0 | 0
oh_line_TAP_OH_904104 |  | AN | node_8101101_200855013 | node_1352779_381_15298264_137 | 0.033 | unb_TAPWIRE_OH | 8101101 | no | no |  |  | no |  |  | 0 | 0 | 0 | 0
oh_line_TAP_OH_904105 |  | AN | node_8101101_200855016 | node_1352872_049_15297910_85 | 0.033 | unb_TAPWIRE_OH | 8101101 | no | no |  |  | no |  |  | 0 | 0 | 0 | 0
oh_line_TAP_OH_904106 |  | AN | node_8101101_200855019 | node_1352966_402_15297361_651 | 0.033 | unb_TAPWIRE_OH | 8101101 | no | no |  |  | no |  |  | 0 | 0 | 0 | 0
oh_line_TAP_OH_904107 |  | AN | node_8101101_200855020 | node_1353103_402_15297219_074 | 0.033 | unb_TAPWIRE_OH | 8101101 | no | no |  |  | no |  |  | 0 | 0 | 0 | 0
oh_line_TAP_OH_904108 |  | AN | node_8101101_200855022 | node_1353257_175_15297575_845 | 0.033 | unb_TAPWIRE_OH | 8101101 | no | no |  |  | no |  |  | 0 | 0 | 0 | 0
oh_line_TAP_OH_904109 |  | AN | node_8101101_200855026 | node_1353460_999_15297884_428 | 0.033 | unb_TAPWIRE_OH | 8101101 | no | no |  |  | no |  |  | 0 | 0 | 0 | 0
oh_line_TAP_OH_904110 |  | AN | node_8101101_200855027 | node_1353196_865_15298039_335 | 0.033 | unb_TAPWIRE_OH | 8101101 | no | no |  |  | no |  |  | 0 | 0 | 0 | 0
oh_line_TAP_OH_904111 |  | AN | node_8101101_200855029 | node_1353188_768_15298362_294 | 0.033 | unb_TAPWIRE_OH | 8101101 | no | no |  |  | no |  |  | 0 | 0 | 0 | 0
oh_line_TAP_OH_904126 |  | AN | node_8101101_200855118 | node_1353172_235_15296437_563 | 0.033 | unb_TAPWIRE_OH | 8101101 | no | no |  |  | no |  |  | 0 | 0 | 0 | 0
oh_line_TAP_OH_904127 |  | AN | node_8101101_200855119 | node_1353033_546_15296332_996 | 0.033 | unb_TAPWIRE_OH | 8101101 | no | no |  |  | no |  |  | 0 | 0 | 0 | 0
oh_line_TAP_OH_904128 |  | AN | node_8101101_200855120 | node_1352957_832_15296201_303 | 0.033 | unb_TAPWIRE_OH | 8101101 | no | no |  |  | no |  |  | 0 | 0 | 0 | 0
oh_line_TAP_OH_904129 |  | AN | node_8101101_200855121 | node_1352991_063_15296011_78 | 0.033 | unb_TAPWIRE_OH | 8101101 | no | no |  |  | no |  |  | 0 | 0 | 0 | 0
oh_line_TAP_OH_904130 |  | AN | node_8101101_200855123 | node_1352674_314_15296027_239 | 0.033 | unb_TAPWIRE_OH | 8101101 | no | no |  |  | no |  |  | 0 | 0 | 0 | 0
oh_line_TAP_OH_904131 |  | AN | node_8101101_200855124 | node_1352966_734_15295819_994 | 0.033 | unb_TAPWIRE_OH | 8101101 | no | no |  |  | no |  |  | 0 | 0 | 0 | 0
oh_line_TAP_OH_904132 |  | AN | node_8101101_200855125 | node_1352889_195_15295706_99 | 0.033 | unb_TAPWIRE_OH | 8101101 | no | no |  |  | no |  |  | 0 | 0 | 0 | 0
oh_line_TAP_OH_904133 |  | AN | node_8101101_200855126 | node_1352732_639_15295667_481 | 0.033 | unb_TAPWIRE_OH | 8101101 | no | no |  |  | no |  |  | 0 | 0 | 0 | 0
oh_line_TAP_OH_904134 |  | AN | node_8101101_200855127 | node_1352554_104_15295740_928 | 0.033 | unb_TAPWIRE_OH | 8101101 | no | no |  |  | no |  |  | 0 | 0 | 0 | 0
oh_line_TAP_OH_904135 |  | AN | node_8101101_200855132 | node_1352589_902_15297717_288 | 0.033 | unb_TAPWIRE_OH | 8101101 | no | no |  |  | no |  |  | 0 | 0 | 0 | 0
oh_line_TAP_OH_904136 |  | AN | node_8101101_200855134 | node_1352615_055_15297258_054 | 0.033 | unb_TAPWIRE_OH | 8101101 | no | no |  |  | no |  |  | 0 | 0 | 0 | 0
oh_line_TAP_OH_904137 |  | AN | node_8101101_200855137 | node_1353846_465_15295342_044 | 0.033 | unb_TAPWIRE_OH | 8101101 | no | no |  |  | no |  |  | 0 | 0 | 0 | 0
oh_line_TAP_OH_904138 |  | AN | node_8101101_200855140 | node_1354079_756_15295853_991 | 0.033 | unb_TAPWIRE_OH | 8101101 | no | no |  |  | no |  |  | 0 | 0 | 0 | 0
oh_line_TAP_OH_904200 |  | AN | node_8101101_200855439 | node_1356053_07_15298763_614 | 0.033 | unb_TAPWIRE_OH | 8101101 | no | no |  |  | no |  |  | 0 | 0 | 0 | 0
oh_line_TAP_OH_904202 |  | ABCN | node_8101101_200855445 | node_1356111_618_15297044_506 | 0.033 | unb_TAPWIRE_OH | 8101101 | no | no |  |  | no |  |  | 0 | 0 | 0 | 0
oh_line_TAP_OH_904204 |  | ABCN | node_8101101_200855451 | node_1356055_505_15297748_958 | 0.033 | unb_TAPWIRE_OH | 8101101 | no | no |  |  | no |  |  | 0 | 0 | 0 | 0
oh_line_TAP_OH_904213 |  | ABCN | node_8101101_200855509 | node_1355222_603_15297909_411 | 0.033 | unb_TAPWIRE_OH | 8101101 | no | no |  |  | no |  |  | 0 | 0 | 0 | 0
oh_line_TAP_OH_904273 |  | ABCN | node_8101101_200855830 | node_1355543_935_15297126_626 | 0.033 | unb_TAPWIRE_OH | 8101101 | no | no |  |  | no |  |  | 0 | 0 | 0 | 0
oh_line_TAP_OH_904274 |  | ABCN | node_8101101_200855837 | node_1355525_419_15297625_851 | 0.033 | unb_TAPWIRE_OH | 8101101 | no | no |  |  | no |  |  | 0 | 0 | 0 | 0
oh_line_TAP_OH_904275 |  | ABCN | node_8101101_200855846 | node_1355557_334_15298516_285 | 0.033 | unb_TAPWIRE_OH | 8101101 | no | no |  |  | no |  |  | 0 | 0 | 0 | 0
oh_line_TAP_OH_904277 |  | ABCN | node_8101101_200855857 | node_1355499_043_15299713_301 | 0.033 | unb_TAPWIRE_OH | 8101101 | no | no |  |  | no |  |  | 0 | 0 | 0 | 0
oh_line_TAP_OH_904278 |  | ABCN | node_8101101_200855863 | node_1355856_439_15297119_133 | 0.033 | unb_TAPWIRE_OH | 8101101 | no | no |  |  | no |  |  | 0 | 0 | 0 | 0
oh_line_TAP_OH_904279 |  | AN | node_8101101_200855868 | node_1355878_331_15297564_932 | 0.033 | unb_TAPWIRE_OH | 8101101 | no | no |  |  | no |  |  | 0 | 0 | 0 | 0
oh_line_TAP_OH_904280 |  | AN | node_8101101_200855869 | node_1355873_577_15297682_979 | 0.033 | unb_TAPWIRE_OH | 8101101 | no | no |  |  | no |  |  | 0 | 0 | 0 | 0
oh_line_TAP_OH_904281 |  | AN | node_8101101_200855870 | node_1355872_164_15297761_67 | 0.033 | unb_TAPWIRE_OH | 8101101 | no | no |  |  | no |  |  | 0 | 0 | 0 | 0
oh_line_TAP_OH_904282 |  | AN | node_8101101_200855878 | node_1355854_079_15298160_22 | 0.033 | unb_TAPWIRE_OH | 8101101 | no | no |  |  | no |  |  | 0 | 0 | 0 | 0
oh_line_TAP_OH_904283 |  | AN | node_8101101_200855880 | node_1355850_099_15298365_431 | 0.033 | unb_TAPWIRE_OH | 8101101 | no | no |  |  | no |  |  | 0 | 0 | 0 | 0
oh_line_TAP_OH_904284 |  | AN | node_8101101_200855889 | node_1355753_332_15299211_384 | 0.033 | unb_TAPWIRE_OH | 8101101 | no | no |  |  | no |  |  | 0 | 0 | 0 | 0
oh_line_TAP_OH_904285 |  | AN | node_8101101_200855897 | node_1355729_566_15299816_042 | 0.033 | unb_TAPWIRE_OH | 8101101 | no | no |  |  | no |  |  | 0 | 0 | 0 | 0
oh_line_TAP_OH_904304 |  | AN | node_8101101_200856013 | node_1356364_132_15297090_731 | 0.033 | unb_TAPWIRE_OH | 8101101 | no | no |  |  | no |  |  | 0 | 0 | 0 | 0
oh_line_TAP_OH_904305 |  | ABCN | node_8101101_200856018 | node_1356413_901_15297554_919 | 0.033 | unb_TAPWIRE_OH | 8101101 | no | no |  |  | no |  |  | 0 | 0 | 0 | 0
oh_line_TAP_OH_904306 |  | ABCN | node_8101101_200856021 | node_1356401_805_15297873_549 | 0.033 | unb_TAPWIRE_OH | 8101101 | no | no |  |  | no |  |  | 0 | 0 | 0 | 0
oh_line_TAP_OH_904307 |  | AN | node_8101101_200856025 | node_1356384_76_15298426_085 | 0.033 | unb_TAPWIRE_OH | 8101101 | no | no |  |  | no |  |  | 0 | 0 | 0 | 0
oh_line_TAP_OH_904308 |  | AN | node_8101101_200856029 | node_1356367_477_15298820_034 | 0.033 | unb_TAPWIRE_OH | 8101101 | no | no |  |  | no |  |  | 0 | 0 | 0 | 0
oh_line_TAP_OH_904346 |  | ABCN | node_8101101_200856147 | node_1354523_163_15297231_935 | 0.033 | unb_TAPWIRE_OH | 8101101 | no | no |  |  | no |  |  | 0 | 0 | 0 | 0
oh_line_TAP_OH_904347 |  | ABCN | node_8101101_200856148 | node_1354366_169_15297225_237 | 0.033 | unb_TAPWIRE_OH | 8101101 | no | no |  |  | no |  |  | 0 | 0 | 0 | 0
oh_line_TAP_OH_904352 |  | ABCN | node_8101101_200856196 | node_1354611_557_15297887_678 | 0.033 | unb_TAPWIRE_OH | 8101101 | no | no |  |  | no |  |  | 0 | 0 | 0 | 0
oh_line_TAP_OH_904353 |  | AN | node_8101101_200856205 | node_1354374_772_15299367_876 | 0.033 | unb_TAPWIRE_OH | 8101101 | no | no |  |  | no |  |  | 0 | 0 | 0 | 0
oh_line_TAP_OH_904354 |  | AN | node_8101101_200856207 | node_1354703_865_15299322_561 | 0.033 | unb_TAPWIRE_OH | 8101101 | no | no |  |  | no |  |  | 0 | 0 | 0 | 0
oh_line_TAP_OH_904355 |  | ABCN | node_8101101_200856212 | node_1355157_319_15299702_946 | 0.033 | unb_TAPWIRE_OH | 8101101 | no | no |  |  | no |  |  | 0 | 0 | 0 | 0
oh_line_TAP_OH_904359 |  | ABCN | node_8101101_200856234 | node_1355159_82_15299170_852 | 0.033 | unb_TAPWIRE_OH | 8101101 | no | no |  |  | no |  |  | 0 | 0 | 0 | 0
oh_line_TAP_OH_904360 |  | AN | node_8101101_200856242 | node_1354531_229_15299018_823 | 0.033 | unb_TAPWIRE_OH | 8101101 | no | no |  |  | no |  |  | 0 | 0 | 0 | 0
oh_line_TAP_OH_904364 |  | AN | node_8101101_200856258 | node_1354931_208_15297527_194 | 0.033 | unb_TAPWIRE_OH | 8101101 | no | no |  |  | no |  |  | 0 | 0 | 0 | 0
oh_line_TAP_OH_904366 |  | ABCN | node_8101101_200856266 | node_1354927_072_15297905_892 | 0.033 | unb_TAPWIRE_OH | 8101101 | no | no |  |  | no |  |  | 0 | 0 | 0 | 0
oh_line_TAP_OH_904367 |  | ABCN | node_8101101_200856275 | node_1354946_052_15298712_571 | 0.033 | unb_TAPWIRE_OH | 8101101 | no | no |  |  | no |  |  | 0 | 0 | 0 | 0
oh_line_TAP_OH_904372 |  | AN | node_8101101_200856344 | node_1354378_559_15298829_757 | 0.033 | unb_TAPWIRE_OH | 8101101 | no | no |  |  | no |  |  | 0 | 0 | 0 | 0
oh_line_TAP_OH_904373 |  | AN | node_8101101_200856346 | node_1354344_436_15299199_324 | 0.033 | unb_TAPWIRE_OH | 8101101 | no | no |  |  | no |  |  | 0 | 0 | 0 | 0
oh_line_TAP_OH_904374 |  | AN | node_8101101_200856352 | node_1354866_157_15299171_095 | 0.033 | unb_TAPWIRE_OH | 8101101 | no | no |  |  | no |  |  | 0 | 0 | 0 | 0
oh_line_TAP_OH_904375 |  | AN | node_8101101_200856355 | node_1354852_845_15299498_2 | 0.033 | unb_TAPWIRE_OH | 8101101 | no | no |  |  | no |  |  | 0 | 0 | 0 | 0
oh_line_TAP_OH_904378 |  | ABCN | node_8101101_200856373 | node_1355197_882_15298670_465 | 0.033 | unb_TAPWIRE_OH | 8101101 | no | no |  |  | no |  |  | 0 | 0 | 0 | 0
oh_line_TAP_OH_904379 |  | ABCN | node_8101101_200856374 | node_1355043_053_15298666_732 | 0.033 | unb_TAPWIRE_OH | 8101101 | no | no |  |  | no |  |  | 0 | 0 | 0 | 0
oh_line_TAP_OH_923859 |  | ABCN | node_8101101_200968498 | node_1355568_857_15298164_896 | 0.033 | unb_TAPWIRE_OH | 8101101 | no | no |  |  | no |  |  | 0 | 0 | 0 | 0
oh_line_TAP_OH_924146 |  | ABCN | node_8101101_200969987 | node_1354319_875_15297882_602 | 0.033 | unb_TAPWIRE_OH | 8101101 | no | no |  |  | no |  |  | 0 | 0 | 0 | 0
oh_line_TAP_OH_924758 |  | ABCN | node_8101101_200974112 | node_1354071_475_15297591_024 | 0.033 | unb_TAPWIRE_OH | 8101101 | no | no |  |  | no |  |  | 0 | 0 | 0 | 0
oh_line_TAP_OH_1374003 |  | ABCN | node_8101101_200854912 | node_1354475_487_15298367_923 | 0.033 | unb_TAPWIRE_OH | 8101101 | no | no |  |  | no |  |  | 0 | 0 | 0 | 0
oh_line_TAP_OH_2136940 |  | ABCN | node_8101101_200856368 | node_1355715_56_15298835_274 | 0.033 | unb_TAPWIRE_OH | 8101101 | no | no |  |  | no |  |  | 0 | 0 | 0 | 0
oh_line_TAP_OH_2136941 |  | ABCN | node_8101101_200856368 | node_1355695_832_15298832_416 | 0.033 | unb_TAPWIRE_OH | 8101101 | no | no |  |  | no |  |  | 0 | 0 | 0 | 0
oh_line_TAP_OH_2136956 |  | ABCN | node_8101101_200854973 | node_1353973_74_15298763_343 | 0.033 | unb_TAPWIRE_OH | 8101101 | no | no |  |  | no |  |  | 0 | 0 | 0 | 0
oh_line_TAP_OH_2136957 |  | ABCN | node_8101101_200854973 | node_1353962_167_15298741_606 | 0.033 | unb_TAPWIRE_OH | 8101101 | no | no |  |  | no |  |  | 0 | 0 | 0 | 0
oh_line_TAP_OH_2136958 |  | ABCN | node_8101101_200854973 | node_1353989_085_15298780_358 | 0.033 | unb_TAPWIRE_OH | 8101101 | no | no |  |  | no |  |  | 0 | 0 | 0 | 0
oh_line_TAP_OH_2136976 |  | ABCN | node_8101101_200854915 | node_1354774_907_15296782_815 | 0.033 | unb_TAPWIRE_OH | 8101101 | no | no |  |  | no |  |  | 0 | 0 | 0 | 0
oh_line_TAP_OH_2136977 |  | ABCN | node_8101101_200854915 | node_1354794_788_15296780_475 | 0.033 | unb_TAPWIRE_OH | 8101101 | no | no |  |  | no |  |  | 0 | 0 | 0 | 0
oh_line_TAP_OH_2137009 |  | ABCN | node_8101101_200854928 | node_1354732_755_15298781_617 | 0.033 | unb_TAPWIRE_OH | 8101101 | no | no |  |  | no |  |  | 0 | 0 | 0 | 0
oh_line_TAP_OH_2137010 |  | ABCN | node_8101101_200854928 | node_1354713_318_15298776_161 | 0.033 | unb_TAPWIRE_OH | 8101101 | no | no |  |  | no |  |  | 0 | 0 | 0 | 0
oh_line_TAP_OH_2143340 |  | ABCN | node_8101101_201014545 | node_1354157_303_15294936_254 | 0.033 | unb_TAPWIRE_OH | 8101101 | no | no |  |  | no |  |  | 0 | 0 | 0 | 0
oh_line_TAP_OH_2143341 |  | ABCN | node_8101101_201014545 | node_1354173_798_15294951_2 | 0.033 | unb_TAPWIRE_OH | 8101101 | no | no |  |  | no |  |  | 0 | 0 | 0 | 0
oh_line_TAP_OH_2143342 |  | ABCN | node_8101101_201014545 | node_1354138_521_15294927_522 | 0.033 | unb_TAPWIRE_OH | 8101101 | no | no |  |  | no |  |  | 0 | 0 | 0 | 0
oh_line_TAP_OH_2143444 |  | ABCN | node_8101101_200856372 | node_1355366_465_15298610_831 | 0.033 | unb_TAPWIRE_OH | 8101101 | no | no |  |  | no |  |  | 0 | 0 | 0 | 0
oh_line_TAP_OH_2143445 |  | ABCN | node_8101101_200856372 | node_1355385_947_15298615_975 | 0.033 | unb_TAPWIRE_OH | 8101101 | no | no |  |  | no |  |  | 0 | 0 | 0 | 0
oh_line_TAP_OH_2143558 |  | ABCN | node_8101101_200855829 | node_1355509_115_15297001_203 | 0.033 | unb_TAPWIRE_OH | 8101101 | no | no |  |  | no |  |  | 0 | 0 | 0 | 0
oh_line_TAP_OH_2143559 |  | ABCN | node_8101101_200855829 | node_1355512_554_15296975_012 | 0.033 | unb_TAPWIRE_OH | 8101101 | no | no |  |  | no |  |  | 0 | 0 | 0 | 0
oh_line_TAP_OH_2143560 |  | ABCN | node_8101101_200855434 | node_1356151_038_15298132_236 | 0.033 | unb_TAPWIRE_OH | 8101101 | no | no |  |  | no |  |  | 0 | 0 | 0 | 0
oh_line_TAP_OH_2143561 |  | ABCN | node_8101101_200855434 | node_1356149_216_15298158_732 | 0.033 | unb_TAPWIRE_OH | 8101101 | no | no |  |  | no |  |  | 0 | 0 | 0 | 0
oh_line_TAP_OH_2143575 |  | ABCN | node_8101101_200854961 | node_1354097_074_15298037_221 | 0.033 | unb_TAPWIRE_OH | 8101101 | no | no |  |  | no |  |  | 0 | 0 | 0 | 0
oh_line_TAP_OH_2143576 |  | ABCN | node_8101101_200854961 | node_1354095_018_15298063_684 | 0.033 | unb_TAPWIRE_OH | 8101101 | no | no |  |  | no |  |  | 0 | 0 | 0 | 0
oh_line_TAP_OH_2143653 |  | ABCN | node_8101101_200856140 | node_1355701_47_15297437_976 | 0.033 | unb_TAPWIRE_OH | 8101101 | no | no |  |  | no |  |  | 0 | 0 | 0 | 0
oh_line_TAP_OH_2143654 |  | ABCN | node_8101101_200856140 | node_1355682_221_15297444_179 | 0.033 | unb_TAPWIRE_OH | 8101101 | no | no |  |  | no |  |  | 0 | 0 | 0 | 0
oh_line_TAP_OH_2143668 |  | ABCN | node_8101101_200856134 | node_1356231_805_15297232_383 | 0.033 | unb_TAPWIRE_OH | 8101101 | no | no |  |  | no |  |  | 0 | 0 | 0 | 0
oh_line_TAP_OH_2143669 |  | ABCN | node_8101101_200856134 | node_1356251_278_15297237_6 | 0.033 | unb_TAPWIRE_OH | 8101101 | no | no |  |  | no |  |  | 0 | 0 | 0 | 0
oh_line_TAP_OH_2143702 |  | ABCN | node_8101101_200855449 | node_1356019_512_15297495_691 | 0.033 | unb_TAPWIRE_OH | 8101101 | no | no |  |  | no |  |  | 0 | 0 | 0 | 0
oh_line_TAP_OH_2143703 |  | ABCN | node_8101101_200855449 | node_1356021_765_15297469_258 | 0.033 | unb_TAPWIRE_OH | 8101101 | no | no |  |  | no |  |  | 0 | 0 | 0 | 0
oh_line_TAP_OH_2143704 |  | ABCN | node_8101101_200855449 | node_1356022_435_15297522_057 | 0.033 | unb_TAPWIRE_OH | 8101101 | no | no |  |  | no |  |  | 0 | 0 | 0 | 0
oh_line_TAP_OH_2143713 |  | ABCN | node_8101101_200855433 | node_1356149_085_15298095_356 | 0.033 | unb_TAPWIRE_OH | 8101101 | no | no |  |  | no |  |  | 0 | 0 | 0 | 0
oh_line_TAP_OH_2143714 |  | ABCN | node_8101101_200855433 | node_1356145_594_15298121_533 | 0.033 | unb_TAPWIRE_OH | 8101101 | no | no |  |  | no |  |  | 0 | 0 | 0 | 0
oh_line_TAP_OH_2143715 |  | ABCN | node_8101101_200855433 | node_1356147_405_15298068_808 | 0.033 | unb_TAPWIRE_OH | 8101101 | no | no |  |  | no |  |  | 0 | 0 | 0 | 0
oh_line_TAP_OH_3493749 |  | ABCN | node_8101101_200855510 | node_1355082_528_15297892_052 | 0.033 | unb_TAPWIRE_OH | 8101101 | no | no |  |  | no |  |  | 0 | 0 | 0 | 0
oh_line_TAP_OH_3493750 |  | ABCN | node_8101101_200855510 | node_1355093_51_15297892_784 | 0.033 | unb_TAPWIRE_OH | 8101101 | no | no |  |  | no |  |  | 0 | 0 | 0 | 0
oh_line_TAP_OH_3493751 |  | ABCN | node_8101101_200855510 | node_1355103_82_15297891_357 | 0.033 | unb_TAPWIRE_OH | 8101101 | no | no |  |  | no |  |  | 0 | 0 | 0 | 0
oh_line_TAP_OH_5273195 |  | ABCN | node_8101101_200855852 | node_1355510_069_15299219_243 | 0.033 | unb_TAPWIRE_OH | 8101101 | no | no |  |  | no |  |  | 0 | 0 | 0 | 0

## overhead_line_conductor
data_type | static
owner_type | feeder
owner | 8101101
object | overhead_line_conductor
name | groupid | geometric_mean_radius | resistance | diameter | rating_summer_continuous | rating_summer_emergency | rating_winter_continuous | rating_winter_emergency | dcircuit | selected | comments
oh_cond_1/0_AAAC |  | 0.012 | 0.876 | 0.398 | 235 | 235 | 310 | 310 |  | no
oh_cond_1/0_ACSR |  | 0.012 | 0.888 | 0.398 | 265 | 265 | 330 | 330 |  | no
oh_cond_2/0_CU |  | 0.013 | 0.44 | 0.414 | 295 | 295 | 425 | 425 |  | no
oh_cond_2_ACSR |  | 0.01 | 1.41 | 0.325 | 195 | 195 | 245 | 245 |  | no
oh_cond_4/0_AAAC |  | 0.017 | 0.439 | 0.563 | 365 | 365 | 480 | 480 |  | no
oh_cond_4/0_ACSR |  | 0.017 | 0.445 | 0.563 | 410 | 410 | 515 | 515 |  | no
oh_cond_4/0_AL |  | 0.016 | 0.442 | 0.522 | 365 | 365 | 480 | 480 |  | no
oh_cond_4/0_CU |  | 0.017 | 0.278 | 0.522 | 395 | 290 | 570 | 570 |  | no
oh_cond_4_CU |  | 0.007 | 1.388 | 0.232 | 140 | 140 | 200 | 200 |  | no
oh_cond_6_CU |  | 0.006 | 2.18 | 0.184 | 110 | 110 | 150 | 150 |  | no
oh_cond_477_MCM_AL |  | 0.025 | 0.198 | 0.792 | 605 | 605 | 810 | 810 |  | no
oh_cond_WP-4/0-CU |  | 0.015 | 0.273 | 0.81 | 340 | 340 | 390 | 390 |  | no

## switch
data_type | static
owner_type | feeder
owner | 8101101
object | switch
name | groupid | phases | fr | to | phase_A_state | phase_B_state | phase_C_state | operating_mode | status | dcircuit | selected | monitored | monitored_fields | class_monitored_fields | played | played_fields | comments
switch_181T183_NO-220416692 |  | ABCD | node_intto1_8101101_200954337 | node_8101101_200954337 | CLOSED | CLOSED | CLOSED | INDIVIDUAL |  | 8101101 | no | no |  |  | no
switch_629T181_NO-220416680 |  | ABCD | node_intto1_1356453_677_15297342_614 | node_1356453_677_15297342_614 | CLOSED | CLOSED | CLOSED | INDIVIDUAL |  | 8101101 | no | no |  |  | no
switch_220416574 |  | ABCD | node_intto1_8101101_200969987 | node_8101101_200969987 | CLOSED | CLOSED | CLOSED | INDIVIDUAL |  | 8101101 | no | no |  |  | no
switch_220416627 |  | ABCD | node_intto1_8101101_200971548 | node_8101101_200971548 | CLOSED | CLOSED | CLOSED | INDIVIDUAL |  | 8101101 | no | no |  |  | no
switch_220416628 |  | ABCD | node_intto1_8101101_201060124 | node_8101101_201060124 | CLOSED | CLOSED | CLOSED | INDIVIDUAL |  | 8101101 | no | no |  |  | no
switch_220416676 |  | AD | node_intto1_8101101_200856191 | node_8101101_200856191 | CLOSED | CLOSED | CLOSED | INDIVIDUAL |  | 8101101 | no | no |  |  | no
switch_TIE_SW-220416568 |  | ABCD | node_intto1_8101101_200855842 | node_8101101_200855842 | CLOSED | CLOSED | CLOSED | INDIVIDUAL |  | 8101101 | no | no |  |  | no

## transformer
data_type | static
owner_type | feeder
owner | 8101101
object | transformer
name | groupid | phases | fr | to | configuration | climate | aging_constant | use_thermal_model | aging_granularity | dcircuit | selected | monitored | monitored_fields | class_monitored_fields | played | played_fields | comments
transformer_220465363 |  | AD | node_intto1_220465363 | node_220465363 | config_transformer_220465363 |  | 0 |  | 0 | 8101101 | no | no |  |  | no

## transformer_configuration
data_type | static
owner_type | feeder
owner | 8101101
object | transformer_configuration
name | groupid | connect_type | install_type | coolant_type | cooling_type | primary_voltage | secondary_voltage | power_rating | powerA_rating | powerB_rating | powerC_rating | impedance | shunt_impedance | core_coil_weight | tank_fittings_weight | oil_volume | rated_winding_time_constant | rated_winding_hot_spot_rise | rated_top_oil_rise | no_load_loss | full_load_loss | reactance_resistance_ratio | installed_insulation_life | dcircuit | selected | comments
config_transformer_220465363 |  | DELTA_GWYE |  |  |  | 4800 | 12470 | 100 | 0 | 0 | 0 | 0.004+0.04j | 0 | 0 | 0 | 0 | 0 | 0 | 0 | 0 | 0 | 10 | 0 |  | no

## underground_line
data_type | static
owner_type | feeder
owner | 8101101
object | underground_line
name | groupid | phases | fr | to | length | configuration | dcircuit | selected | monitored | monitored_fields | class_monitored_fields | played | played_fields | comments
und_line_8101101_200847658 |  | AN | node_8101101_200854137 | node_8101101_200847658 | 293.252 | und_1P_1/0ALURD_1/0AL(N) | 8101101 | no | no |  |  | no
und_line_8101101_200847661 |  | AN | node_8101101_200847658 | node_8101101_200847661 | 200.914 | und_1P_2ALURD_2AL(N) | 8101101 | no | no |  |  | no
und_line_8101101_200854981 |  | ABCN | node_8101101_200971548 | node_intto1_8101101_200854981 | 183.901 | und_3P_DELTACUST | 8101101 | no | no |  |  | no
und_line_8101101_201011217 |  | AN | node_8101101_201007891 | node_intto1_8101101_201011217 | 339.289 | und_1P_DELTACUST | 8101101 | no | no |  |  | no
und_line_TAP_UG_59316 |  | AN | node_8101101_200847658 | node_1353888_423_15299304_94 | 0.033 | und_TAPWIRE_UG | 8101101 | no | no |  |  | no
und_line_TAP_UG_59317 |  | AN | node_8101101_200847661 | node_1353686_568_15299259_654 | 0.033 | und_TAPWIRE_UG | 8101101 | no | no |  |  | no
und_line_TAP_UG_59443 |  | ABCN | node_8101101_200854981 | node_1353504_136_15298333_242 | 0.033 | und_TAPWIRE_UG | 8101101 | no | no |  |  | no
und_line_TAP_UG_64155 |  | AN | node_8101101_201011217 | node_1355185_661_15297372_952 | 0.033 | und_TAPWIRE_UG | 8101101 | no | no |  |  | no

## underground_line_conductor
data_type | static
owner_type | feeder
owner | 8101101
object | underground_line_conductor
name | groupid | outer_diameter | conductor_gmr | conductor_diameter | conductor_resistance | neutral_gmr | neutral_diameter | neutral_resistance | neutral_strands | insulation_relative_permitivitty | shield_gmr | shield_resistance | rating_summer_continuous | rating_summer_emergency | rating_winter_continuous | rating_winter_emergency | dcircuit | selected | comments
und_cond_1P_1/0ALURD_1/0AL(N) | [12 empty] | 160 | 160 | 180 | 180 |  | no
und_cond_1P_2ALURD_2AL(N) | [12 empty] | 125 | 125 | 140 | 140 |  | no
und_cond_1P_DELTACUST | [12 empty] | 685 | 685 | 685 | 685 |  | no
und_cond_3P_DELTACUST | [12 empty] | 685 | 685 | 685 | 685 |  | no
und_cond_TAPWIRE_UG | [12 empty] | 99999999 | 99999999 | 99999999 | 99999999 |  | no