## capacitor
data_type | static
owner_type | feeder
owner | 8101001
object | capacitor
name | groupid | parent | phases | nominal_voltage | pt_phase | phases_connected | switchA | switchB | switchC | control | voltage_set_high | voltage_set_low | VAr_set_high | VAr_set_low | current_set_high | current_set_low | capacitor_A | capacitor_B | capacitor_C | cap_nominal_voltage | time_delay | dwell_time | lockout_time | remote_sense | remote_sense_B | control_level | dcircuit | selected | monitored | monitored_fields | class_monitored_fields | played | played_fields | comments
cap_220369280 |  | node_1355905_92_15294411_99 | ABCN | 0 |  | ABCN | CLOSED | CLOSED | CLOSED | MANUAL | [6 empty] | 200000 | 200000 | 200000 | 4800 | [6 empty] | 8101001 | no | no |  |  | no

## feeder
data_type | static
owner_type | feeder
owner | 8101001
object | feeder
name | transmission_bus | ARC | ADR | slack_bus | nom_voltages | num_nodes | num_ohlines | num_uglines | num_transformers | num_generators | num_pvs | num_storages | num_loads | miles | mw | mvar | losses_mw | losses_mvar | comments | use_feeder_load_shape | load_shape_scale | use_feeder_pv_shape | pv_shape_scale | description | restore_time | griddisconnect_scenario_probability | gridconnect_scenario_probability | use_energy_not_served | VOLL | discount_rate | yearly_load_growth_percent | planning_horizon | enable_traditional_project_deferral | lifetime_of_investment_years | start_year | base_year | year_the_investment_is_committed | revenue_requirement_scaling_factor | discount_rate | inflation_rate_for_investment | traditional_project_invested_capital | periodicity_of_investment_in_years | priority | maximum_total_investment_cost | DER_portfolio_NPV | DER_portfolio_BC_ratio | total_system_energy_avoided_cost_NPV | total_system_capacity_avoided_cost_NPV | total_system_ancillary_services_avoided_cost_NPV | total_system_CO2_avoided_cost_NPV | total_system_loss_of_load_avoided_cost_NPV | total_system_distribution_capacity_avoided_cost_NPV | total_system_investment_and_operational_cost_NPV | feeder_solar_pv_operating_cost_USdollarperkWh | feeder_energy_storage_operating_cost_USdollarperkWh | feeder_distributed_generator_operating_cost_USdollarperkWh | feeder_distributed_generator_CO2_cost_USdollarperkWh | feeder_demand_response_operating_cost_USdollarperkWh | feeder_solar_pv_investment_cost_USdollarperkW | feeder_energy_storage_investment_cost_USdollarperkW | feeder_distributed_generator_investment_cost_USdollarperkW | feeder_demand_response_investment_cost_USdollarperkW
8101001 |  | ts_slack | none | node_SOURCE_8101001 | 2771.281 | 255 | 238 | 6 | 0 | 0 | 0 | 0 | 109 | 2.469 | 2.684 | 1.143 | 0 | 0 |  | 0 | 0 | 1 | 0 |  | 0 | 0 | 0 | 0 | 0 | 0 | 0 | 0 | 0 | 0 | 0 | 0 | 0 | 0 | 0 | 0 | 0 | 0 | 0 | 999999999 | 0 | 0 | 0 | 0 | 0 | 0 | 0 | 0 | 0 | 0 | 0 | 0 | 0 | 0 | 0 | 0 | 0 | 0

## fuse
data_type | static
owner_type | feeder
owner | 8101001
object | fuse
name | groupid | phases | fr | to | phase_A_status | phase_B_status | phase_C_status | repair_dist_type | current_limit | mean_replacement_time | status | dcircuit | selected | monitored | monitored_fields | class_monitored_fields | played | played_fields | comments
fuse_220388855 |  | ABCN | node_intto1_8101001_200917627 | node_8101001_200917627 | GOOD | GOOD | GOOD |  | 200 |  |  | 8101001 | no | no |  |  | no
fuse_220388859 |  | AD | node_intto1_8101001_200954255 | node_8101001_200954255 | GOOD | GOOD | GOOD |  | 140 |  |  | 8101001 | no | no |  |  | no
fuse_220388862 |  | ABCD | node_intto1_8101001_200855634 | node_8101001_200855634 | GOOD | GOOD | GOOD |  | 15 |  |  | 8101001 | no | no |  |  | no
fuse_220388907 |  | ABCN | node_intto1_8101001_201049552 | node_8101001_201049552 | GOOD | GOOD | GOOD |  | 200 |  |  | 8101001 | no | no |  |  | no
fuse_220389019 |  | ABCN | node_intto1_8101001_200854724 | node_8101001_200854724 | GOOD | GOOD | GOOD |  | 100 |  |  | 8101001 | no | no |  |  | no
fuse_220389226 |  | ABCN | node_intto1_8101001_200856086 | node_8101001_200856086 | GOOD | GOOD | GOOD |  | 50 |  |  | 8101001 | no | no |  |  | no
fuse_220555224 |  | AD | node_intto1_8101001_200855485 | node_8101001_200855485 | GOOD | GOOD | GOOD |  | 140 |  |  | 8101001 | no | no |  |  | no
fuse_220576762 |  | ABCD | node_intto1_8101001_201009489 | node_8101001_201009489 | GOOD | GOOD | GOOD |  | 100 |  |  | 8101001 | no | no |  |  | no
fuse_311914359 |  | ABCD | node_intto1_8101001_200855575 | node_8101001_200855575 | GOOD | GOOD | GOOD |  | 100 |  |  | 8101001 | no | no |  |  | no

## line_configuration
data_type | static
owner_type | feeder
owner | 8101001
object | line_configuration
name | groupid | conductor_A | conductor_B | conductor_C | conductor_N | spacing | z11 | z12 | z13 | z21 | z22 | z23 | z31 | z32 | z33 | c11 | c12 | c13 | c21 | c22 | c23 | c31 | c32 | c33 | dcircuit | selected | comments
bal_1P_1/0AA |  | oh_cond_1/0_AAAC | oh_cond_1/0_AAAC | oh_cond_1/0_AAAC |  |  | 0.972+1.499j | 0.095+0.781j | 0.095+0.781j | 0.095+0.781j | 0.972+1.499j | 0.095+0.781j | 0.095+0.781j | 0.095+0.781j | 0.972+1.499j | 12.796 | -3.172 | -3.172 | -3.172 | 12.796 | -3.172 | -3.172 | -3.172 | 12.796 |  | no
bal_1P_1/0AC |  | oh_cond_1/0_ACSR | oh_cond_1/0_ACSR | oh_cond_1/0_ACSR |  |  | 0.983+1.218j | 0.095+0.781j | 0.095+0.781j | 0.095+0.781j | 0.983+1.218j | 0.095+0.781j | 0.095+0.781j | 0.095+0.781j | 0.983+1.218j | 12.796 | -3.172 | -3.172 | -3.172 | 12.796 | -3.172 | -3.172 | -3.172 | 12.796 |  | no
bal_1P_2AC |  | oh_cond_2_ACSR | oh_cond_2_ACSR | oh_cond_2_ACSR |  |  | 1.505+1.527j | 0.095+0.781j | 0.095+0.781j | 0.095+0.781j | 1.505+1.527j | 0.095+0.781j | 0.095+0.781j | 0.095+0.781j | 1.505+1.527j | 12.393 | -3.017 | -3.017 | -3.017 | 12.393 | -3.017 | -3.017 | -3.017 | 12.393 |  | no
bal_1P_2CU |  | oh_cond_2_CU | oh_cond_2_CU | oh_cond_2_CU |  |  | 0.968+1.536j | 0.095+0.781j | 0.095+0.781j | 0.095+0.781j | 0.968+1.536j | 0.095+0.781j | 0.095+0.781j | 0.095+0.781j | 0.968+1.536j | 12.191 | -2.94 | -2.94 | -2.94 | 12.191 | -2.94 | -2.94 | -2.94 | 12.191 |  | no
bal_3P_1/0AA |  | oh_cond_1/0_AAAC | oh_cond_1/0_AAAC | oh_cond_1/0_AAAC |  |  | 0.972+1.499j | 0.095+0.781j | 0.095+0.781j | 0.095+0.781j | 0.972+1.499j | 0.095+0.781j | 0.095+0.781j | 0.095+0.781j | 0.972+1.499j | 12.796 | -3.172 | -3.172 | -3.172 | 12.796 | -3.172 | -3.172 | -3.172 | 12.796 |  | no
bal_3P_1/0AC |  | oh_cond_1/0_ACSR | oh_cond_1/0_ACSR | oh_cond_1/0_ACSR |  |  | 0.983+1.497j | 0.095+0.781j | 0.095+0.781j | 0.095+0.781j | 0.983+1.497j | 0.095+0.781j | 0.095+0.781j | 0.095+0.781j | 0.983+1.497j | 12.796 | -3.172 | -3.172 | -3.172 | 12.796 | -3.172 | -3.172 | -3.172 | 12.796 |  | no
bal_3P_2/0CU |  | oh_cond_2/0_CU | oh_cond_2/0_CU | oh_cond_2/0_CU |  |  | 0.535+1.487j | 0.095+0.781j | 0.095+0.781j | 0.095+0.781j | 0.535+1.487j | 0.095+0.781j | 0.095+0.781j | 0.095+0.781j | 0.535+1.487j | 12.878 | -3.204 | -3.204 | -3.204 | 12.878 | -3.204 | -3.204 | -3.204 | 12.878 |  | no
bal_3P_2AC |  | oh_cond_2_ACSR | oh_cond_2_ACSR | oh_cond_2_ACSR |  |  | 1.505+1.527j | 0.095+0.781j | 0.095+0.781j | 0.095+0.781j | 1.505+1.527j | 0.095+0.781j | 0.095+0.781j | 0.095+0.781j | 1.505+1.527j | 12.393 | -3.017 | -3.017 | -3.017 | 12.393 | -3.017 | -3.017 | -3.017 | 12.393 |  | no
bal_3P_2CU |  | oh_cond_2_CU | oh_cond_2_CU | oh_cond_2_CU |  |  | 0.968+1.536j | 0.095+0.781j | 0.095+0.781j | 0.095+0.781j | 0.968+1.536j | 0.095+0.781j | 0.095+0.781j | 0.095+0.781j | 0.968+1.536j | 12.191 | -2.94 | -2.94 | -2.94 | 12.191 | -2.94 | -2.94 | -2.94 | 12.191 |  | no
bal_3P_4/0CU |  | oh_cond_4/0_CU | oh_cond_4/0_CU | oh_cond_4/0_CU |  |  | 0.374+1.459j | 0.095+0.781j | 0.095+0.781j | 0.095+0.781j | 0.374+1.459j | 0.095+0.781j | 0.095+0.781j | 0.095+0.781j | 0.374+1.459j | 13.381 | -3.4 | -3.4 | -3.4 | 13.381 | -3.4 | -3.4 | -3.4 | 13.381 |  | no
bal_3P_4CU |  | oh_cond_4_CU | oh_cond_4_CU | oh_cond_4_CU |  |  | 1.483+1.565j | 0.095+0.781j | 0.095+0.781j | 0.095+0.781j | 1.483+1.565j | 0.095+0.781j | 0.095+0.781j | 0.095+0.781j | 1.483+1.565j | 11.78 | -2.785 | -2.785 | -2.785 | 11.78 | -2.785 | -2.785 | -2.785 | 11.78 |  | no
bal_3P_477AL |  | oh_cond_477_MCM_AL | oh_cond_477_MCM_AL | oh_cond_477_MCM_AL |  |  | 0.293+1.41j | 0.095+0.775j | 0.095+0.775j | 0.095+0.775j | 0.293+1.41j | 0.095+0.775j | 0.095+0.775j | 0.095+0.775j | 0.293+1.41j | 14.305 | -3.735 | -3.735 | -3.735 | 14.305 | -3.735 | -3.735 | -3.735 | 14.305 |  | no
bal_3P_DELTACUST |  | oh_cond_2/0_CU | oh_cond_2/0_CU | oh_cond_2/0_CU | oh_cond_3_#7_CWD_30% |  | 0.66+1.378j | 0.22+0.666j | 0.22+0.666j | 0.22+0.666j | 0.66+1.378j | 0.22+0.666j | 0.22+0.666j | 0.22+0.666j | 0.66+1.378j | 13.24 | -2.712 | -2.712 | -2.712 | 13.24 | -2.712 | -2.712 | -2.712 | 13.24 |  | no
unb_TAPWIRE_OH |  | oh_cond_WP-4/0-CU | oh_cond_WP-4/0-CU | oh_cond_WP-4/0-CU | oh_cond_WP-4/0-CU |  | 0.365+1.097j | 0.093+0.433j | 0.094+0.34j | 0.093+0.433j | 0.368+1.078j | 0.095+0.401j | 0.094+0.34j | 0.095+0.401j | 0.368+1.077j | 14.911 | -4.341 | -1.953 | -4.341 | 15.781 | -3.724 | -1.953 | -3.724 | 14.818 |  | no
und_3P_2ALURD |  | und_cond_3P_2ALURD | und_cond_3P_2ALURD | und_cond_3P_2ALURD |  |  | 2.125+0.49j | 0.384+0.067j | 0.384+0.067j | 0.384+0.067j | 2.125+0.49j | 0.384+0.067j | 0.384+0.067j | 0.384+0.067j | 2.125+0.49j | 401.498 | 0 | 0 | 0 | 401.498 | 0 | 0 | 0 | 401.498 |  | no
und_TAPWIRE_UG |  | und_cond_TAPWIRE_UG | und_cond_TAPWIRE_UG | und_cond_TAPWIRE_UG |  |  | 0.001+0.001j | 0.0+0.0j | 0.0+0.0j | 0.0+0.0j | 0.001+0.001j | 0.0+0.0j | 0.0+0.0j | 0.0+0.0j | 0.001+0.001j | 0 | 0 | 0 | 0 | 0 | 0 | 0 | 0 | 0 |  | no

## load
data_type | static
owner_type | feeder
owner | 8101001
object | load
name | groupid | parent | bustype | phases | nominal_voltage | load_class | constant_power_A | constant_power_B | constant_power_C | constant_current_A | constant_current_B | constant_current_C | constant_impedance_A | constant_impedance_B | constant_impedance_C | base_power_A | base_power_B | base_power_C | power_pf_A | power_pf_B | power_pf_C | current_pf_A | current_pf_B | current_pf_C | impedance_pf_A | impedance_pf_B | impedance_pf_C | power_fraction_A | power_fraction_B | power_fraction_C | current_fraction_A | current_fraction_B | current_fraction_C | impedance_fraction_A | impedance_fraction_B | impedance_fraction_C | dcircuit | selected | monitored | monitored_fields | class_monitored_fields | played | played_fields | base_kw_A | base_kw_B | base_kw_C | kw_A | kw_B | kw_C | comments | critical_load | dem_resp_lb | dem_resp_ub | dem_resp_shortage_cost | dem_resp_surplus_cost | num_customers
load_220346376 |  | node_1355355_087_15295116_928 |  | ABCN | 0 | NonResidential | 0 | 0 | 0 | 0 | 0 | 0 | [24 empty] | 8101001 | no | no |  |  | no |  | 0 | 0 | 0 | 0 | 0 | 0 |  | 1 | 1 | 1 | 0 | 0 | 0
load_220346377 |  | node_1355410_327_15295430_622 |  | ABCN | 0 | NonResidential | 212333.333+90453.621j | 212333.333+90453.621j | 212333.333+90453.621j | 0 | 0 | 0 | [24 empty] | 8101001 | no | no |  |  | no |  | 0 | 0 | 0 | 0 | 0 | 0 |  | 1 | 1 | 1 | 0 | 0 | 0
load_220346451 |  | node_1355473_096_15294858_404 |  | AN | 0 | Residential | 37504.8+15976.978j | 0 | 0 | 0 | 0 | 0 | [24 empty] | 8101001 | no | no |  |  | no |  | 0 | 0 | 0 | 0 | 0 | 0 |  | 1 | 1 | 1 | 0 | 0 | 0
load_220346499 |  | node_1355969_872_15293425_958 |  | AN | 0 | NonResidential | 9333.333+3975.983j | 0 | 0 | 0 | 0 | 0 | [24 empty] | 8101001 | no | no |  |  | no |  | 0 | 0 | 0 | 0 | 0 | 0 |  | 1 | 1 | 1 | 0 | 0 | 0
load_220346500 |  | node_1355930_559_15293426_895 |  | BN | 0 | NonResidential | 0 | 9333.333+3975.983j | 0 | 0 | 0 | 0 | [24 empty] | 8101001 | no | no |  |  | no |  | 0 | 0 | 0 | 0 | 0 | 0 |  | 1 | 1 | 1 | 0 | 0 | 0
load_220346501 |  | node_1355950_151_15293422_951 |  | CN | 0 | NonResidential | 0 | 0 | 9333.333+3975.983j | 0 | 0 | 0 | [24 empty] | 8101001 | no | no |  |  | no |  | 0 | 0 | 0 | 0 | 0 | 0 |  | 1 | 1 | 1 | 0 | 0 | 0
load_220346504 |  | node_1355650_231_15293593_869 |  | AN | 0 | Residential | 34308+14615.147j | 0 | 0 | 0 | 0 | 0 | [24 empty] | 8101001 | no | no |  |  | no |  | 0 | 0 | 0 | 0 | 0 | 0 |  | 1 | 1 | 1 | 0 | 0 | 0
load_220346510 |  | node_1354782_101_15293831_033 |  | AN | 0 | NonResidential | 5000+2129.991j | 0 | 0 | 0 | 0 | 0 | [24 empty] | 8101001 | no | no |  |  | no |  | 0 | 0 | 0 | 0 | 0 | 0 |  | 1 | 1 | 1 | 0 | 0 | 0
load_220346571 |  | node_1354444_043_15293805_829 |  | AN | 0 | Residential | 99266.4+42287.309j | 0 | 0 | 0 | 0 | 0 | [24 empty] | 8101001 | no | no |  |  | no |  | 0 | 0 | 0 | 0 | 0 | 0 |  | 1 | 1 | 1 | 0 | 0 | 0
load_220346592 |  | node_1355402_561_15294759_048 |  | AN | 0 | NonResidential | 21000+8945.963j | 0 | 0 | 0 | 0 | 0 | [24 empty] | 8101001 | no | no |  |  | no |  | 0 | 0 | 0 | 0 | 0 | 0 |  | 1 | 1 | 1 | 0 | 0 | 0
load_220346593 |  | node_1355414_954_15293420_536 |  | AN | 0 | NonResidential | 3319.2+1413.973j | 0 | 0 | 0 | 0 | 0 | [24 empty] | 8101001 | no | no |  |  | no |  | 0 | 0 | 0 | 0 | 0 | 0 |  | 1 | 1 | 1 | 0 | 0 | 0
load_220346594 |  | node_1355437_905_15293070_928 |  | AN | 0 | NonResidential | 8000+3407.986j | 0 | 0 | 0 | 0 | 0 | [24 empty] | 8101001 | no | no |  |  | no |  | 0 | 0 | 0 | 0 | 0 | 0 |  | 1 | 1 | 1 | 0 | 0 | 0
load_220346595 |  | node_1355427_488_15294468_344 |  | AN | 0 | NonResidential | 6134.4+2613.243j | 0 | 0 | 0 | 0 | 0 | [24 empty] | 8101001 | no | no |  |  | no |  | 0 | 0 | 0 | 0 | 0 | 0 |  | 1 | 1 | 1 | 0 | 0 | 0
load_220346601 |  | node_1355107_134_15294770_008 |  | AN | 0 | Residential | 24130.8+10279.678j | 0 | 0 | 0 | 0 | 0 | [24 empty] | 8101001 | no | no |  |  | no |  | 0 | 0 | 0 | 0 | 0 | 0 |  | 1 | 1 | 1 | 0 | 0 | 0
load_220346602 |  | node_1355113_252_15294756_376 |  | AN | 0 | NonResidential | 2444.4+1041.31j | 0 | 0 | 0 | 0 | 0 | [24 empty] | 8101001 | no | no |  |  | no |  | 0 | 0 | 0 | 0 | 0 | 0 |  | 1 | 1 | 1 | 0 | 0 | 0
load_220346603 |  | node_1355166_616_15293803_137 |  | AN | 0 | Residential | 80402.4+34251.279j | 0 | 0 | 0 | 0 | 0 | [24 empty] | 8101001 | no | no |  |  | no |  | 0 | 0 | 0 | 0 | 0 | 0 |  | 1 | 1 | 1 | 0 | 0 | 0
load_220346605 |  | node_1355215_528_15292938_18 |  | AN | 0 | NonResidential | 5000+2129.991j | 0 | 0 | 0 | 0 | 0 | [24 empty] | 8101001 | no | no |  |  | no |  | 0 | 0 | 0 | 0 | 0 | 0 |  | 1 | 1 | 1 | 0 | 0 | 0
load_220346606 |  | node_1355129_068_15292551_093 |  | AN | 0 | Residential | 12816+5459.593j | 0 | 0 | 0 | 0 | 0 | [24 empty] | 8101001 | no | no |  |  | no |  | 0 | 0 | 0 | 0 | 0 | 0 |  | 1 | 1 | 1 | 0 | 0 | 0
load_220346607 |  | node_1355170_006_15294602_653 |  | AN | 0 | NonResidential | 9666.667+4117.983j | 0 | 0 | 0 | 0 | 0 | [24 empty] | 8101001 | no | no |  |  | no |  | 0 | 0 | 0 | 0 | 0 | 0 |  | 1 | 1 | 1 | 0 | 0 | 0
load_220346608 |  | node_1355167_01_15294628_945 |  | BN | 0 | NonResidential | 0 | 9666.667+4117.983j | 0 | 0 | 0 | 0 | [24 empty] | 8101001 | no | no |  |  | no |  | 0 | 0 | 0 | 0 | 0 | 0 |  | 1 | 1 | 1 | 0 | 0 | 0
load_220346609 |  | node_1355167_825_15294576_165 |  | CN | 0 | NonResidential | 0 | 0 | 9666.667+4117.983j | 0 | 0 | 0 | [24 empty] | 8101001 | no | no |  |  | no |  | 0 | 0 | 0 | 0 | 0 | 0 |  | 1 | 1 | 1 | 0 | 0 | 0
load_220346610 |  | node_1355141_067_15294306_925 |  | AN | 0 | Residential | 22204.8+9459.205j | 0 | 0 | 0 | 0 | 0 | [24 empty] | 8101001 | no | no |  |  | no |  | 0 | 0 | 0 | 0 | 0 | 0 |  | 1 | 1 | 1 | 0 | 0 | 0
load_220346614 |  | node_1355718_905_15293885_337 |  | AN | 0 | Residential | 26179.2+11152.292j | 0 | 0 | 0 | 0 | 0 | [24 empty] | 8101001 | no | no |  |  | no |  | 0 | 0 | 0 | 0 | 0 | 0 |  | 1 | 1 | 1 | 0 | 0 | 0
load_220346615 |  | node_1355693_091_15293447_09 |  | AN | 0 | NonResidential | 69.6+29.649j | 0 | 0 | 0 | 0 | 0 | [24 empty] | 8101001 | no | no |  |  | no |  | 0 | 0 | 0 | 0 | 0 | 0 |  | 1 | 1 | 1 | 0 | 0 | 0
load_220346616 |  | node_1355695_724_15293420_725 |  | BN | 0 | NonResidential | 0 | 69.6+29.649j | 0 | 0 | 0 | 0 | [24 empty] | 8101001 | no | no |  |  | no |  | 0 | 0 | 0 | 0 | 0 | 0 |  | 1 | 1 | 1 | 0 | 0 | 0
load_220346617 |  | node_1355695_635_15293473_523 |  | CN | 0 | NonResidential | 0 | 0 | 69.6+29.649j | 0 | 0 | 0 | [24 empty] | 8101001 | no | no |  |  | no |  | 0 | 0 | 0 | 0 | 0 | 0 |  | 1 | 1 | 1 | 0 | 0 | 0
load_220346618 |  | node_1355754_395_15293203_438 |  | AN | 0 | Residential | 116712+49719.104j | 0 | 0 | 0 | 0 | 0 | [24 empty] | 8101001 | no | no |  |  | no |  | 0 | 0 | 0 | 0 | 0 | 0 |  | 1 | 1 | 1 | 0 | 0 | 0
load_220346621 |  | node_1355761_056_15294330_011 |  | AN | 0 | NonResidential | 23000+9797.959j | 0 | 0 | 0 | 0 | 0 | [24 empty] | 8101001 | no | no |  |  | no |  | 0 | 0 | 0 | 0 | 0 | 0 |  | 1 | 1 | 1 | 0 | 0 | 0
load_220346637 |  | node_1354872_267_15292349_749 |  | AN | 0 | NonResidential | 0 | 0 | 0 | 0 | 0 | 0 | [24 empty] | 8101001 | no | no |  |  | no |  | 0 | 0 | 0 | 0 | 0 | 0 |  | 1 | 1 | 1 | 0 | 0 | 0
load_220346650 |  | node_1355510_383_15294067_645 |  | AN | 0 | NonResidential | 24333.333+10365.956j | 0 | 0 | 0 | 0 | 0 | [24 empty] | 8101001 | no | no |  |  | no |  | 0 | 0 | 0 | 0 | 0 | 0 |  | 1 | 1 | 1 | 0 | 0 | 0
load_220346651 |  | node_1355529_652_15294074_135 |  | BN | 0 | NonResidential | 0 | 24333.333+10365.956j | 0 | 0 | 0 | 0 | [24 empty] | 8101001 | no | no |  |  | no |  | 0 | 0 | 0 | 0 | 0 | 0 |  | 1 | 1 | 1 | 0 | 0 | 0
load_220346652 |  | node_1355490_557_15294068_061 |  | CN | 0 | Residential | 0 | 0 | 13363.2+5692.699j | 0 | 0 | 0 | [24 empty] | 8101001 | no | no |  |  | no |  | 0 | 0 | 0 | 0 | 0 | 0 |  | 1 | 1 | 1 | 0 | 0 | 0
load_220346661 |  | node_1354650_909_15294686_052 |  | AN | 0 | NonResidential | 432+184.031j | 0 | 0 | 0 | 0 | 0 | [24 empty] | 8101001 | no | no |  |  | no |  | 0 | 0 | 0 | 0 | 0 | 0 |  | 1 | 1 | 1 | 0 | 0 | 0
load_220346662 |  | node_1354408_137_15294627_149 |  | AN | 0 | NonResidential | 0 | 0 | 0 | 0 | 0 | 0 | [24 empty] | 8101001 | no | no |  |  | no |  | 0 | 0 | 0 | 0 | 0 | 0 |  | 1 | 1 | 1 | 0 | 0 | 0
load_220346664 |  | node_1354392_567_15294610_503 |  | AN | 0 | NonResidential | 0 | 0 | 0 | 0 | 0 | 0 | [24 empty] | 8101001 | no | no |  |  | no |  | 0 | 0 | 0 | 0 | 0 | 0 |  | 1 | 1 | 1 | 0 | 0 | 0
load_220346665 |  | node_1354283_593_15294553_374 |  | AN | 0 | NonResidential | 14000+5963.975j | 0 | 0 | 0 | 0 | 0 | [24 empty] | 8101001 | no | no |  |  | no |  | 0 | 0 | 0 | 0 | 0 | 0 |  | 1 | 1 | 1 | 0 | 0 | 0
load_220346666 |  | node_1354269_54_15294534_446 |  | BN | 0 | NonResidential | 0 | 14000+5963.975j | 0 | 0 | 0 | 0 | [24 empty] | 8101001 | no | no |  |  | no |  | 0 | 0 | 0 | 0 | 0 | 0 |  | 1 | 1 | 1 | 0 | 0 | 0
load_220346667 |  | node_1354300_789_15294566_809 |  | CN | 0 | NonResidential | 0 | 0 | 14000+5963.975j | 0 | 0 | 0 | [24 empty] | 8101001 | no | no |  |  | no |  | 0 | 0 | 0 | 0 | 0 | 0 |  | 1 | 1 | 1 | 0 | 0 | 0
load_220346668 |  | node_1354205_807_15294515_819 |  | AN | 0 | NonResidential | 46000+19595.918j | 0 | 0 | 0 | 0 | 0 | [24 empty] | 8101001 | no | no |  |  | no |  | 0 | 0 | 0 | 0 | 0 | 0 |  | 1 | 1 | 1 | 0 | 0 | 0
load_220346669 |  | node_1354190_953_15294498_029 |  | AN | 0 | NonResidential | 46000+19595.918j | 0 | 0 | 0 | 0 | 0 | [24 empty] | 8101001 | no | no |  |  | no |  | 0 | 0 | 0 | 0 | 0 | 0 |  | 1 | 1 | 1 | 0 | 0 | 0
load_220346670 |  | node_1354097_17_15294383_128 |  | AN | 0 | NonResidential | 3666.667+1561.994j | 0 | 0 | 0 | 0 | 0 | [24 empty] | 8101001 | no | no |  |  | no |  | 0 | 0 | 0 | 0 | 0 | 0 |  | 1 | 1 | 1 | 0 | 0 | 0
load_220346671 |  | node_1354110_837_15294333_756 |  | BN | 0 | NonResidential | 0 | 3666.667+1561.994j | 0 | 0 | 0 | 0 | [24 empty] | 8101001 | no | no |  |  | no |  | 0 | 0 | 0 | 0 | 0 | 0 |  | 1 | 1 | 1 | 0 | 0 | 0
load_220346672 |  | node_1354101_576_15294357_21 |  | CN | 0 | NonResidential | 0 | 0 | 3666.667+1561.994j | 0 | 0 | 0 | [24 empty] | 8101001 | no | no |  |  | no |  | 0 | 0 | 0 | 0 | 0 | 0 |  | 1 | 1 | 1 | 0 | 0 | 0
load_220346777 |  | node_1355959_466_15294836_179 |  | AN | 0 | NonResidential | 27000+11501.952j | 0 | 0 | 0 | 0 | 0 | [24 empty] | 8101001 | no | no |  |  | no |  | 0 | 0 | 0 | 0 | 0 | 0 |  | 1 | 1 | 1 | 0 | 0 | 0
load_220346778 |  | node_1355957_058_15294862_585 |  | AN | 0 | NonResidential | 27000+11501.952j | 0 | 0 | 0 | 0 | 0 | [24 empty] | 8101001 | no | no |  |  | no |  | 0 | 0 | 0 | 0 | 0 | 0 |  | 1 | 1 | 1 | 0 | 0 | 0
load_220346779 |  | node_1355909_029_15294762_921 |  | AN | 0 | NonResidential | 21000+8945.963j | 0 | 0 | 0 | 0 | 0 | [24 empty] | 8101001 | no | no |  |  | no |  | 0 | 0 | 0 | 0 | 0 | 0 |  | 1 | 1 | 1 | 0 | 0 | 0
load_220346780 |  | node_1355906_849_15294779_064 |  | BN | 0 | Residential | 0 | 9374.4+3993.478j | 0 | 0 | 0 | 0 | [24 empty] | 8101001 | no | no |  |  | no |  | 0 | 0 | 0 | 0 | 0 | 0 |  | 1 | 1 | 1 | 0 | 0 | 0
load_220346781 |  | node_1355909_235_15294743_703 |  | CN | 0 | NonResidential | 0 | 0 | 21000+8945.963j | 0 | 0 | 0 | [24 empty] | 8101001 | no | no |  |  | no |  | 0 | 0 | 0 | 0 | 0 | 0 |  | 1 | 1 | 1 | 0 | 0 | 0
load_220346782 |  | node_1355967_989_15294682_244 |  | AN | 0 | NonResidential | 11000+4685.98j | 0 | 0 | 0 | 0 | 0 | [24 empty] | 8101001 | no | no |  |  | no |  | 0 | 0 | 0 | 0 | 0 | 0 |  | 1 | 1 | 1 | 0 | 0 | 0
load_220346783 |  | node_1355965_572_15294708_649 |  | BN | 0 | NonResidential | 0 | 11000+4685.98j | 0 | 0 | 0 | 0 | [24 empty] | 8101001 | no | no |  |  | no |  | 0 | 0 | 0 | 0 | 0 | 0 |  | 1 | 1 | 1 | 0 | 0 | 0
load_220346784 |  | node_1355965_229_15294655_848 |  | CN | 0 | NonResidential | 0 | 0 | 11000+4685.98j | 0 | 0 | 0 | [24 empty] | 8101001 | no | no |  |  | no |  | 0 | 0 | 0 | 0 | 0 | 0 |  | 1 | 1 | 1 | 0 | 0 | 0
load_220346785 |  | node_1355797_73_15294579_163 |  | AN | 0 | NonResidential | 46666.667+19879.917j | 0 | 0 | 0 | 0 | 0 | [24 empty] | 8101001 | no | no |  |  | no |  | 0 | 0 | 0 | 0 | 0 | 0 |  | 1 | 1 | 1 | 0 | 0 | 0
load_220346786 |  | node_1355799_97_15294552_728 |  | BN | 0 | NonResidential | 0 | 46666.667+19879.917j | 0 | 0 | 0 | 0 | [24 empty] | 8101001 | no | no |  |  | no |  | 0 | 0 | 0 | 0 | 0 | 0 |  | 1 | 1 | 1 | 0 | 0 | 0
load_220346787 |  | node_1355800_665_15294605_526 |  | CN | 0 | NonResidential | 0 | 0 | 46666.667+19879.917j | 0 | 0 | 0 | [24 empty] | 8101001 | no | no |  |  | no |  | 0 | 0 | 0 | 0 | 0 | 0 |  | 1 | 1 | 1 | 0 | 0 | 0
load_220346788 |  | node_1355814_503_15294453_506 |  | AN | 0 | NonResidential | 26333.333+11217.953j | 0 | 0 | 0 | 0 | 0 | [24 empty] | 8101001 | no | no |  |  | no |  | 0 | 0 | 0 | 0 | 0 | 0 |  | 1 | 1 | 1 | 0 | 0 | 0
load_220346789 |  | node_1355820_808_15294428_323 |  | BN | 0 | NonResidential | 0 | 26333.333+11217.953j | 0 | 0 | 0 | 0 | [24 empty] | 8101001 | no | no |  |  | no |  | 0 | 0 | 0 | 0 | 0 | 0 |  | 1 | 1 | 1 | 0 | 0 | 0
load_220346790 |  | node_1355813_279_15294480_07 |  | CN | 0 | NonResidential | 0 | 0 | 26333.333+11217.953j | 0 | 0 | 0 | [24 empty] | 8101001 | no | no |  |  | no |  | 0 | 0 | 0 | 0 | 0 | 0 |  | 1 | 1 | 1 | 0 | 0 | 0
load_220346791 |  | node_1355995_125_15294321_78 |  | AN | 0 | Residential | 1836+782.133j | 0 | 0 | 0 | 0 | 0 | [24 empty] | 8101001 | no | no |  |  | no |  | 0 | 0 | 0 | 0 | 0 | 0 |  | 1 | 1 | 1 | 0 | 0 | 0
load_220346792 |  | node_1355994_294_15294348_376 |  | BN | 0 | Residential | 0 | 1836+782.133j | 0 | 0 | 0 | 0 | [24 empty] | 8101001 | no | no |  |  | no |  | 0 | 0 | 0 | 0 | 0 | 0 |  | 1 | 1 | 1 | 0 | 0 | 0
load_220346793 |  | node_1355990_8_15294295_751 |  | CN | 0 | NonResidential | 0 | 0 | 19000+8093.966j | 0 | 0 | 0 | [24 empty] | 8101001 | no | no |  |  | no |  | 0 | 0 | 0 | 0 | 0 | 0 |  | 1 | 1 | 1 | 0 | 0 | 0
load_220346794 |  | node_1356002_288_15294108_596 |  | AN | 0 | NonResidential | 33333.333+14199.94j | 0 | 0 | 0 | 0 | 0 | [24 empty] | 8101001 | no | no |  |  | no |  | 0 | 0 | 0 | 0 | 0 | 0 |  | 1 | 1 | 1 | 0 | 0 | 0
load_220346795 |  | node_1356001_641_15294055_797 |  | BN | 0 | NonResidential | 0 | 33333.333+14199.94j | 0 | 0 | 0 | 0 | [24 empty] | 8101001 | no | no |  |  | no |  | 0 | 0 | 0 | 0 | 0 | 0 |  | 1 | 1 | 1 | 0 | 0 | 0
load_220346796 |  | node_1356004_553_15294082_165 |  | CN | 0 | NonResidential | 0 | 0 | 33333.333+14199.94j | 0 | 0 | 0 | [24 empty] | 8101001 | no | no |  |  | no |  | 0 | 0 | 0 | 0 | 0 | 0 |  | 1 | 1 | 1 | 0 | 0 | 0
load_220346797 |  | node_1356003_388_15293991_063 |  | AN | 0 | NonResidential | 6333.333+2697.989j | 0 | 0 | 0 | 0 | 0 | [24 empty] | 8101001 | no | no |  |  | no |  | 0 | 0 | 0 | 0 | 0 | 0 |  | 1 | 1 | 1 | 0 | 0 | 0
load_220346798 |  | node_1356000_418_15294017_36 |  | BN | 0 | NonResidential | 0 | 6333.333+2697.989j | 0 | 0 | 0 | 0 | [24 empty] | 8101001 | no | no |  |  | no |  | 0 | 0 | 0 | 0 | 0 | 0 |  | 1 | 1 | 1 | 0 | 0 | 0
load_220346799 |  | node_1356001_182_15293964_579 |  | CN | 0 | NonResidential | 0 | 0 | 6333.333+2697.989j | 0 | 0 | 0 | [24 empty] | 8101001 | no | no |  |  | no |  | 0 | 0 | 0 | 0 | 0 | 0 |  | 1 | 1 | 1 | 0 | 0 | 0
load_220346800 |  | node_1355963_777_15293889_099 |  | AN | 0 | NonResidential | 2080.8+886.417j | 0 | 0 | 0 | 0 | 0 | [24 empty] | 8101001 | no | no |  |  | no |  | 0 | 0 | 0 | 0 | 0 | 0 |  | 1 | 1 | 1 | 0 | 0 | 0
load_220346801 |  | node_1356008_651_15293814_11 |  | AN | 0 | NonResidential | 15333.333+6531.973j | 0 | 0 | 0 | 0 | 0 | [24 empty] | 8101001 | no | no |  |  | no |  | 0 | 0 | 0 | 0 | 0 | 0 |  | 1 | 1 | 1 | 0 | 0 | 0
load_220346802 |  | node_1356008_443_15293866_907 |  | BN | 0 | NonResidential | 0 | 15333.333+6531.973j | 0 | 0 | 0 | 0 | [24 empty] | 8101001 | no | no |  |  | no |  | 0 | 0 | 0 | 0 | 0 | 0 |  | 1 | 1 | 1 | 0 | 0 | 0
load_220346803 |  | node_1356011_136_15293840_552 |  | CN | 0 | NonResidential | 0 | 0 | 15333.333+6531.973j | 0 | 0 | 0 | [24 empty] | 8101001 | no | no |  |  | no |  | 0 | 0 | 0 | 0 | 0 | 0 |  | 1 | 1 | 1 | 0 | 0 | 0
load_220346804 |  | node_1355990_734_15293362_355 |  | AN | 0 | NonResidential | 1339.2+570.497j | 0 | 0 | 0 | 0 | 0 | [24 empty] | 8101001 | no | no |  |  | no |  | 0 | 0 | 0 | 0 | 0 | 0 |  | 1 | 1 | 1 | 0 | 0 | 0
load_220346805 |  | node_1356016_515_15293322_738 |  | BN | 0 | NonResidential | 0 | 1339.2+570.497j | 0 | 0 | 0 | 0 | [24 empty] | 8101001 | no | no |  |  | no |  | 0 | 0 | 0 | 0 | 0 | 0 |  | 1 | 1 | 1 | 0 | 0 | 0
load_220346806 |  | node_1356005_579_15293344_844 |  | CN | 0 | NonResidential | 0 | 0 | 1339.2+570.497j | 0 | 0 | 0 | [24 empty] | 8101001 | no | no |  |  | no |  | 0 | 0 | 0 | 0 | 0 | 0 |  | 1 | 1 | 1 | 0 | 0 | 0
load_220346807 |  | node_1355885_99_15293119_328 |  | AN | 0 | NonResidential | 0 | 0 | 0 | 0 | 0 | 0 | [24 empty] | 8101001 | no | no |  |  | no |  | 0 | 0 | 0 | 0 | 0 | 0 |  | 1 | 1 | 1 | 0 | 0 | 0
load_220346808 |  | node_1355889_746_15293093_22 |  | BN | 0 | NonResidential | 0 | 0 | 0 | 0 | 0 | 0 | [24 empty] | 8101001 | no | no |  |  | no |  | 0 | 0 | 0 | 0 | 0 | 0 |  | 1 | 1 | 1 | 0 | 0 | 0
load_220346809 |  | node_1355887_402_15293145_902 |  | CN | 0 | NonResidential | 0 | 0 | 0 | 0 | 0 | 0 | [24 empty] | 8101001 | no | no |  |  | no |  | 0 | 0 | 0 | 0 | 0 | 0 |  | 1 | 1 | 1 | 0 | 0 | 0
load_220346810 |  | node_1355885_776_15293022_949 |  | AN | 0 | Residential | 6799.2+2896.447j | 0 | 0 | 0 | 0 | 0 | [24 empty] | 8101001 | no | no |  |  | no |  | 0 | 0 | 0 | 0 | 0 | 0 |  | 1 | 1 | 1 | 0 | 0 | 0
load_220346811 |  | node_1355888_209_15292996_547 |  | BN | 0 | Residential | 0 | 6799.2+2896.447j | 0 | 0 | 0 | 0 | [24 empty] | 8101001 | no | no |  |  | no |  | 0 | 0 | 0 | 0 | 0 | 0 |  | 1 | 1 | 1 | 0 | 0 | 0
load_220346812 |  | node_1355888_52_15293049_347 |  | CN | 0 | Residential | 0 | 0 | 6799.2+2896.447j | 0 | 0 | 0 | [24 empty] | 8101001 | no | no |  |  | no |  | 0 | 0 | 0 | 0 | 0 | 0 |  | 1 | 1 | 1 | 0 | 0 | 0
load_220432099 |  | node_1356113_194_15293692_516 |  | AN | 0 | NonResidential | 0 | 0 | 0 | 0 | 0 | 0 | [24 empty] | 8101001 | no | no |  |  | no |  | 0 | 0 | 0 | 0 | 0 | 0 |  | 1 | 1 | 1 | 0 | 0 | 0
load_220432099-L1-1 |  | node_1356113_194_15293692_516 |  | AN | 0 | NonResidential | 0 | 0 | 0 | 0 | 0 | 0 | [24 empty] | 8101001 | no | no |  |  | no |  | 0 | 0 | 0 | 0 | 0 | 0 |  | 1 | 1 | 1 | 0 | 0 | 0
load_220432100 |  | node_1356110_297_15293718_829 |  | BN | 0 | NonResidential | 0 | 0 | 0 | 0 | 0 | 0 | [24 empty] | 8101001 | no | no |  |  | no |  | 0 | 0 | 0 | 0 | 0 | 0 |  | 1 | 1 | 1 | 0 | 0 | 0
load_220432100-L1-1 |  | node_1356110_297_15293718_829 |  | BN | 0 | NonResidential | 0 | 0 | 0 | 0 | 0 | 0 | [24 empty] | 8101001 | no | no |  |  | no |  | 0 | 0 | 0 | 0 | 0 | 0 |  | 1 | 1 | 1 | 0 | 0 | 0
load_220432102 |  | node_1356110_914_15293666_043 |  | CN | 0 | NonResidential | 0 | 0 | 0 | 0 | 0 | 0 | [24 empty] | 8101001 | no | no |  |  | no |  | 0 | 0 | 0 | 0 | 0 | 0 |  | 1 | 1 | 1 | 0 | 0 | 0
load_220432102-L1-1 |  | node_1356110_914_15293666_043 |  | CN | 0 | NonResidential | 0 | 0 | 0 | 0 | 0 | 0 | [24 empty] | 8101001 | no | no |  |  | no |  | 0 | 0 | 0 | 0 | 0 | 0 |  | 1 | 1 | 1 | 0 | 0 | 0
load_220441561 |  | node_1354819_305_15294337_551 |  | AN | 0 | Residential | 87364.8+37217.249j | 0 | 0 | 0 | 0 | 0 | [24 empty] | 8101001 | no | no |  |  | no |  | 0 | 0 | 0 | 0 | 0 | 0 |  | 1 | 1 | 1 | 0 | 0 | 0
load_220499342 |  | node_1354985_189_15294112_773 |  | AN | 0 | Residential | 95572.8+40713.842j | 0 | 0 | 0 | 0 | 0 | [24 empty] | 8101001 | no | no |  |  | no |  | 0 | 0 | 0 | 0 | 0 | 0 |  | 1 | 1 | 1 | 0 | 0 | 0
load_220499343 |  | node_1355398_48_15294194_882 |  | AN | 0 | NonResidential | 15328.8+6530.041j | 0 | 0 | 0 | 0 | 0 | [24 empty] | 8101001 | no | no |  |  | no |  | 0 | 0 | 0 | 0 | 0 | 0 |  | 1 | 1 | 1 | 0 | 0 | 0
load_220522403 |  | node_1354890_324_15292277_947 |  | AN | 0 | NonResidential | 0 | 0 | 0 | 0 | 0 | 0 | [24 empty] | 8101001 | no | no |  |  | no |  | 0 | 0 | 0 | 0 | 0 | 0 |  | 1 | 1 | 1 | 0 | 0 | 0
load_220576724 |  | node_1354695_461_15294714_504 |  | AN | 0 | NonResidential | 14000+5963.975j | 0 | 0 | 0 | 0 | 0 | [24 empty] | 8101001 | no | no |  |  | no |  | 0 | 0 | 0 | 0 | 0 | 0 |  | 1 | 1 | 1 | 0 | 0 | 0
load_220576730 |  | node_1354720_668_15294699_371 |  | CN | 0 | Residential | 0 | 0 | 17664+7524.832j | 0 | 0 | 0 | [24 empty] | 8101001 | no | no |  |  | no |  | 0 | 0 | 0 | 0 | 0 | 0 |  | 1 | 1 | 1 | 0 | 0 | 0
load_220597604 |  | node_1354439_165_15293902_903 |  | AN | 0 | NonResidential | 0 | 0 | 0 | 0 | 0 | 0 | [24 empty] | 8101001 | no | no |  |  | no |  | 0 | 0 | 0 | 0 | 0 | 0 |  | 1 | 1 | 1 | 0 | 0 | 0
load_220616451 |  | node_1354266_886_15294136_411 |  | AN | 0 | Residential | 205250.4+87436.304j | 0 | 0 | 0 | 0 | 0 | [24 empty] | 8101001 | no | no |  |  | no |  | 0 | 0 | 0 | 0 | 0 | 0 |  | 1 | 1 | 1 | 0 | 0 | 0
load_220655047 |  | node_1354708_262_15294709_7 |  | BN | 0 | Residential | 0 | 17664+7524.832j | 0 | 0 | 0 | 0 | [24 empty] | 8101001 | no | no |  |  | no |  | 0 | 0 | 0 | 0 | 0 | 0 |  | 1 | 1 | 1 | 0 | 0 | 0
load_310038484 |  | node_1355309_753_15294659_989 |  | BN | 0 | NonResidential | 0 | 0 | 0 | 0 | 0 | 0 | [24 empty] | 8101001 | no | no |  |  | no |  | 0 | 0 | 0 | 0 | 0 | 0 |  | 1 | 1 | 1 | 0 | 0 | 0
load_310049922 |  | node_1354838_826_15292338_595 |  | AN | 0 | NonResidential | 6666.667+2839.988j | 0 | 0 | 0 | 0 | 0 | [24 empty] | 8101001 | no | no |  |  | no |  | 0 | 0 | 0 | 0 | 0 | 0 |  | 1 | 1 | 1 | 0 | 0 | 0
load_310049923 |  | node_1354832_135_15292323_849 |  | BN | 0 | NonResidential | 0 | 6666.667+2839.988j | 0 | 0 | 0 | 0 | [24 empty] | 8101001 | no | no |  |  | no |  | 0 | 0 | 0 | 0 | 0 | 0 |  | 1 | 1 | 1 | 0 | 0 | 0
load_310049924 |  | node_1354831_608_15292307_118 |  | CN | 0 | NonResidential | 0 | 0 | 6666.667+2839.988j | 0 | 0 | 0 | [24 empty] | 8101001 | no | no |  |  | no |  | 0 | 0 | 0 | 0 | 0 | 0 |  | 1 | 1 | 1 | 0 | 0 | 0
load_310053068 |  | node_1355732_023_15293978_918 |  | BN | 0 | NonResidential | 0 | 0 | 0 | 0 | 0 | 0 | [24 empty] | 8101001 | no | no |  |  | no |  | 0 | 0 | 0 | 0 | 0 | 0 |  | 1 | 1 | 1 | 0 | 0 | 0
load_310059696 |  | node_1355311_015_15294686_575 |  | AN | 0 | NonResidential | 0 | 0 | 0 | 0 | 0 | 0 | [24 empty] | 8101001 | no | no |  |  | no |  | 0 | 0 | 0 | 0 | 0 | 0 |  | 1 | 1 | 1 | 0 | 0 | 0
load_310060013 |  | node_1355197_932_15293242_061 |  | AN | 0 | Residential | 113853.6+48501.431j | 0 | 0 | 0 | 0 | 0 | [24 empty] | 8101001 | no | no |  |  | no |  | 0 | 0 | 0 | 0 | 0 | 0 |  | 1 | 1 | 1 | 0 | 0 | 0
load_311897922 |  | node_1355689_228_15294524_082 |  | AN | 0 | NonResidential | 79000+33653.859j | 0 | 0 | 0 | 0 | 0 | [24 empty] | 8101001 | no | no |  |  | no |  | 0 | 0 | 0 | 0 | 0 | 0 |  | 1 | 1 | 1 | 0 | 0 | 0
load_311903868 |  | node_1355735_243_15293967_782 |  | CN | 0 | NonResidential | 0 | 0 | 0 | 0 | 0 | 0 | [24 empty] | 8101001 | no | no |  |  | no |  | 0 | 0 | 0 | 0 | 0 | 0 |  | 1 | 1 | 1 | 0 | 0 | 0
load_311903878 |  | node_1355730_635_15293992_112 |  | AN | 0 | NonResidential | 0 | 0 | 0 | 0 | 0 | 0 | [24 empty] | 8101001 | no | no |  |  | no |  | 0 | 0 | 0 | 0 | 0 | 0 |  | 1 | 1 | 1 | 0 | 0 | 0
load_311904184 |  | node_1355723_486_15294656_203 |  | AN | 0 | NonResidential | 0 | 0 | 0 | 0 | 0 | 0 | [24 empty] | 8101001 | no | no |  |  | no |  | 0 | 0 | 0 | 0 | 0 | 0 |  | 1 | 1 | 1 | 0 | 0 | 0
load_311987228 |  | node_1354225_691_15293795_725 |  | AN | 0 | NonResidential | 17402.4+7413.391j | 0 | 0 | 0 | 0 | 0 | [24 empty] | 8101001 | no | no |  |  | no |  | 0 | 0 | 0 | 0 | 0 | 0 |  | 1 | 1 | 1 | 0 | 0 | 0
load_312132251 |  | node_1354578_077_15294944_382 |  | AN | 0 | NonResidential | 0 | 0 | 0 | 0 | 0 | 0 | [24 empty] | 8101001 | no | no |  |  | no |  | 0 | 0 | 0 | 0 | 0 | 0 |  | 1 | 1 | 1 | 0 | 0 | 0
load_312132252 |  | node_1354594_567_15294941_405 |  | BN | 0 | NonResidential | 0 | 0 | 0 | 0 | 0 | 0 | [24 empty] | 8101001 | no | no |  |  | no |  | 0 | 0 | 0 | 0 | 0 | 0 |  | 1 | 1 | 1 | 0 | 0 | 0
load_312132253 |  | node_1354611_006_15294934_267 |  | CN | 0 | NonResidential | 0 | 0 | 0 | 0 | 0 | 0 | [24 empty] | 8101001 | no | no |  |  | no |  | 0 | 0 | 0 | 0 | 0 | 0 |  | 1 | 1 | 1 | 0 | 0 | 0

## node
data_type | static
owner_type | feeder
owner | 8101001
object | node
name | groupid | parent | bustype | phases | nominal_voltage | dcircuit | selected | monitored | monitored_fields | class_monitored_fields | played | played_fields | subsystem | x | y | comments | dist_to_slack
node_1354097_17_15294383_128 |  |  | PQ | ABCN | 2771.281 | 8101001 | no | no |  |  | no |  |  | 1354097.17 | 15294383.128 |  | -1
node_1354101_576_15294357_21 |  |  | PQ | ABCN | 2771.281 | 8101001 | no | no |  |  | no |  |  | 1354101.576 | 15294357.21 |  | -1
node_1354110_837_15294333_756 |  |  | PQ | ABCN | 2771.281 | 8101001 | no | no |  |  | no |  |  | 1354110.837 | 15294333.756 |  | -1
node_1354190_953_15294498_029 |  |  | PQ | ABCN | 2771.281 | 8101001 | no | no |  |  | no |  |  | 1354190.953 | 15294498.029 |  | -1
node_1354205_807_15294515_819 |  |  | PQ | ABCN | 2771.281 | 8101001 | no | no |  |  | no |  |  | 1354205.807 | 15294515.819 |  | -1
node_1354225_691_15293795_725 |  |  | PQ | AN | 2771.281 | 8101001 | no | no |  |  | no |  |  | 1354225.691 | 15293795.725 |  | -1
node_1354266_886_15294136_411 |  |  | PQ | AN | 2771.281 | 8101001 | no | no |  |  | no |  |  | 1354266.886 | 15294136.411 |  | -1
node_1354269_54_15294534_446 |  |  | PQ | ABCN | 2771.281 | 8101001 | no | no |  |  | no |  |  | 1354269.54 | 15294534.446 |  | -1
node_1354283_593_15294553_374 |  |  | PQ | ABCN | 2771.281 | 8101001 | no | no |  |  | no |  |  | 1354283.593 | 15294553.374 |  | -1
node_1354300_789_15294566_809 |  |  | PQ | ABCN | 2771.281 | 8101001 | no | no |  |  | no |  |  | 1354300.789 | 15294566.809 |  | -1
node_1354392_567_15294610_503 |  |  | PQ | ABCN | 2771.281 | 8101001 | no | no |  |  | no |  |  | 1354392.567 | 15294610.503 |  | -1
node_1354408_137_15294627_149 |  |  | PQ | ABCN | 2771.281 | 8101001 | no | no |  |  | no |  |  | 1354408.137 | 15294627.149 |  | -1
node_1354439_165_15293902_903 |  |  | PQ | AN | 2771.281 | 8101001 | no | no |  |  | no |  |  | 1354439.165 | 15293902.903 |  | -1
node_1354444_043_15293805_829 |  |  | PQ | AN | 2771.281 | 8101001 | no | no |  |  | no |  |  | 1354444.043 | 15293805.829 |  | -1
node_1354578_077_15294944_382 |  |  | PQ | ABCN | 2771.281 | 8101001 | no | no |  |  | no |  |  | 1354578.077 | 15294944.382 |  | -1
node_1354594_567_15294941_405 |  |  | PQ | ABCN | 2771.281 | 8101001 | no | no |  |  | no |  |  | 1354594.567 | 15294941.405 |  | -1
node_1354611_006_15294934_267 |  |  | PQ | ABCN | 2771.281 | 8101001 | no | no |  |  | no |  |  | 1354611.006 | 15294934.267 |  | -1
node_1354650_909_15294686_052 |  |  | PQ | ABCN | 2771.281 | 8101001 | no | no |  |  | no |  |  | 1354650.909 | 15294686.052 |  | -1
node_1354695_461_15294714_504 |  |  | PQ | ABCN | 2771.281 | 8101001 | no | no |  |  | no |  |  | 1354695.461 | 15294714.504 |  | -1
node_1354708_262_15294709_7 |  |  | PQ | ABCN | 2771.281 | 8101001 | no | no |  |  | no |  |  | 1354708.262 | 15294709.7 |  | -1
node_1354720_668_15294699_371 |  |  | PQ | ABCN | 2771.281 | 8101001 | no | no |  |  | no |  |  | 1354720.668 | 15294699.371 |  | -1
node_1354782_101_15293831_033 |  |  | PQ | AN | 2771.281 | 8101001 | no | no |  |  | no |  |  | 1354782.101 | 15293831.033 |  | -1
node_1354819_305_15294337_551 |  |  | PQ | AN | 2771.281 | 8101001 | no | no |  |  | no |  |  | 1354819.305 | 15294337.551 |  | -1
node_1354831_608_15292307_118 |  |  | PQ | ABCN | 2771.281 | 8101001 | no | no |  |  | no |  |  | 1354831.608 | 15292307.118 |  | -1
node_1354832_135_15292323_849 |  |  | PQ | ABCN | 2771.281 | 8101001 | no | no |  |  | no |  |  | 1354832.135 | 15292323.849 |  | -1
node_1354838_826_15292338_595 |  |  | PQ | ABCN | 2771.281 | 8101001 | no | no |  |  | no |  |  | 1354838.826 | 15292338.595 |  | -1
node_1354872_267_15292349_749 |  |  | PQ | ABCN | 2771.281 | 8101001 | no | no |  |  | no |  |  | 1354872.267 | 15292349.749 |  | -1
node_1354890_324_15292277_947 |  |  | PQ | ABCN | 2771.281 | 8101001 | no | no |  |  | no |  |  | 1354890.324 | 15292277.947 |  | -1
node_1354985_189_15294112_773 |  |  | PQ | AN | 2771.281 | 8101001 | no | no |  |  | no |  |  | 1354985.189 | 15294112.773 |  | -1
node_1355107_134_15294770_008 |  |  | PQ | ABCN | 2771.281 | 8101001 | no | no |  |  | no |  |  | 1355107.134 | 15294770.008 |  | -1
node_1355113_252_15294756_376 |  |  | PQ | ABCN | 2771.281 | 8101001 | no | no |  |  | no |  |  | 1355113.252 | 15294756.376 |  | -1
node_1355129_068_15292551_093 |  |  | PQ | AN | 2771.281 | 8101001 | no | no |  |  | no |  |  | 1355129.068 | 15292551.093 |  | -1
node_1355141_067_15294306_925 |  |  | PQ | ABCN | 2771.281 | 8101001 | no | no |  |  | no |  |  | 1355141.067 | 15294306.925 |  | -1
node_1355166_616_15293803_137 |  |  | PQ | ABCN | 2771.281 | 8101001 | no | no |  |  | no |  |  | 1355166.616 | 15293803.137 |  | -1
node_1355167_01_15294628_945 |  |  | PQ | ABCN | 2771.281 | 8101001 | no | no |  |  | no |  |  | 1355167.01 | 15294628.945 |  | -1
node_1355167_825_15294576_165 |  |  | PQ | ABCN | 2771.281 | 8101001 | no | no |  |  | no |  |  | 1355167.825 | 15294576.165 |  | -1
node_1355170_006_15294602_653 |  |  | PQ | ABCN | 2771.281 | 8101001 | no | no |  |  | no |  |  | 1355170.006 | 15294602.653 |  | -1
node_1355197_932_15293242_061 |  |  | PQ | ABCN | 2771.281 | 8101001 | no | no |  |  | no |  |  | 1355197.932 | 15293242.061 |  | -1
node_1355215_528_15292938_18 |  |  | PQ | ABCN | 2771.281 | 8101001 | no | no |  |  | no |  |  | 1355215.528 | 15292938.18 |  | -1
node_1355309_753_15294659_989 |  |  | PQ | ABCN | 2771.281 | 8101001 | no | no |  |  | no |  |  | 1355309.753 | 15294659.989 |  | -1
node_1355311_015_15294686_575 |  |  | PQ | ABCN | 2771.281 | 8101001 | no | no |  |  | no |  |  | 1355311.015 | 15294686.575 |  | -1
node_1355355_087_15295116_928 |  |  | PQ | ABCN | 2771.281 | 8101001 | no | no |  |  | no |  |  | 1355355.087 | 15295116.928 |  | -1
node_1355398_48_15294194_882 |  |  | PQ | ABCN | 2771.281 | 8101001 | no | no |  |  | no |  |  | 1355398.48 | 15294194.882 |  | -1
node_1355402_561_15294759_048 |  |  | PQ | ABCN | 2771.281 | 8101001 | no | no |  |  | no |  |  | 1355402.561 | 15294759.048 |  | -1
node_1355410_327_15295430_622 |  |  | PQ | ABCN | 2771.281 | 8101001 | no | no |  |  | no |  |  | 1355410.327 | 15295430.622 |  | -1
node_1355414_954_15293420_536 |  |  | PQ | AN | 2771.281 | 8101001 | no | no |  |  | no |  |  | 1355414.954 | 15293420.536 |  | -1
node_1355427_488_15294468_344 |  |  | PQ | ABCN | 2771.281 | 8101001 | no | no |  |  | no |  |  | 1355427.488 | 15294468.344 |  | -1
node_1355437_905_15293070_928 |  |  | PQ | AN | 2771.281 | 8101001 | no | no |  |  | no |  |  | 1355437.905 | 15293070.928 |  | -1
node_1355473_096_15294858_404 |  |  | PQ | AN | 2771.281 | 8101001 | no | no |  |  | no |  |  | 1355473.096 | 15294858.404 |  | -1
node_1355490_557_15294068_061 |  |  | PQ | ABCN | 2771.281 | 8101001 | no | no |  |  | no |  |  | 1355490.557 | 15294068.061 |  | -1
node_1355510_383_15294067_645 |  |  | PQ | ABCN | 2771.281 | 8101001 | no | no |  |  | no |  |  | 1355510.383 | 15294067.645 |  | -1
node_1355529_652_15294074_135 |  |  | PQ | ABCN | 2771.281 | 8101001 | no | no |  |  | no |  |  | 1355529.652 | 15294074.135 |  | -1
node_1355650_231_15293593_869 |  |  | PQ | ABCN | 2771.281 | 8101001 | no | no |  |  | no |  |  | 1355650.231 | 15293593.869 |  | -1
node_1355689_228_15294524_082 |  |  | PQ | ABCN | 2771.281 | 8101001 | no | no |  |  | no |  |  | 1355689.228 | 15294524.082 |  | -1
node_1355693_091_15293447_09 |  |  | PQ | ABCN | 2771.281 | 8101001 | no | no |  |  | no |  |  | 1355693.091 | 15293447.09 |  | -1
node_1355695_635_15293473_523 |  |  | PQ | ABCN | 2771.281 | 8101001 | no | no |  |  | no |  |  | 1355695.635 | 15293473.523 |  | -1
node_1355695_724_15293420_725 |  |  | PQ | ABCN | 2771.281 | 8101001 | no | no |  |  | no |  |  | 1355695.724 | 15293420.725 |  | -1
node_1355718_905_15293885_337 |  |  | PQ | AN | 2771.281 | 8101001 | no | no |  |  | no |  |  | 1355718.905 | 15293885.337 |  | -1
node_1355723_486_15294656_203 |  |  | PQ | ABCN | 2771.281 | 8101001 | no | no |  |  | no |  |  | 1355723.486 | 15294656.203 |  | -1
node_1355730_635_15293992_112 |  |  | PQ | ABCN | 2771.281 | 8101001 | no | no |  |  | no |  |  | 1355730.635 | 15293992.112 |  | -1
node_1355732_023_15293978_918 |  |  | PQ | ABCN | 2771.281 | 8101001 | no | no |  |  | no |  |  | 1355732.023 | 15293978.918 |  | -1
node_1355735_243_15293967_782 |  |  | PQ | ABCN | 2771.281 | 8101001 | no | no |  |  | no |  |  | 1355735.243 | 15293967.782 |  | -1
node_1355754_395_15293203_438 |  |  | PQ | AN | 2771.281 | 8101001 | no | no |  |  | no |  |  | 1355754.395 | 15293203.438 |  | -1
node_1355761_056_15294330_011 |  |  | PQ | ABCN | 2771.281 | 8101001 | no | no |  |  | no |  |  | 1355761.056 | 15294330.011 |  | -1
node_1355797_73_15294579_163 |  |  | PQ | ABCN | 2771.281 | 8101001 | no | no |  |  | no |  |  | 1355797.73 | 15294579.163 |  | -1
node_1355799_97_15294552_728 |  |  | PQ | ABCN | 2771.281 | 8101001 | no | no |  |  | no |  |  | 1355799.97 | 15294552.728 |  | -1
node_1355800_665_15294605_526 |  |  | PQ | ABCN | 2771.281 | 8101001 | no | no |  |  | no |  |  | 1355800.665 | 15294605.526 |  | -1
node_1355813_279_15294480_07 |  |  | PQ | ABCN | 2771.281 | 8101001 | no | no |  |  | no |  |  | 1355813.279 | 15294480.07 |  | -1
node_1355814_503_15294453_506 |  |  | PQ | ABCN | 2771.281 | 8101001 | no | no |  |  | no |  |  | 1355814.503 | 15294453.506 |  | -1
node_1355820_808_15294428_323 |  |  | PQ | ABCN | 2771.281 | 8101001 | no | no |  |  | no |  |  | 1355820.808 | 15294428.323 |  | -1
node_1355885_99_15293119_328 |  |  | PQ | ABCN | 2771.281 | 8101001 | no | no |  |  | no |  |  | 1355885.99 | 15293119.328 |  | -1
node_1355885_776_15293022_949 |  |  | PQ | ABCN | 2771.281 | 8101001 | no | no |  |  | no |  |  | 1355885.776 | 15293022.949 |  | -1
node_1355887_402_15293145_902 |  |  | PQ | ABCN | 2771.281 | 8101001 | no | no |  |  | no |  |  | 1355887.402 | 15293145.902 |  | -1
node_1355888_52_15293049_347 |  |  | PQ | ABCN | 2771.281 | 8101001 | no | no |  |  | no |  |  | 1355888.52 | 15293049.347 |  | -1
node_1355888_209_15292996_547 |  |  | PQ | ABCN | 2771.281 | 8101001 | no | no |  |  | no |  |  | 1355888.209 | 15292996.547 |  | -1
node_1355889_746_15293093_22 |  |  | PQ | ABCN | 2771.281 | 8101001 | no | no |  |  | no |  |  | 1355889.746 | 15293093.22 |  | -1
node_1355905_92_15294411_99 |  |  | PQ | ABCD | 2771.281 | 8101001 | no | no |  |  | no |  |  | 1355905.92 | 15294411.99 |  | -1
node_1355906_849_15294779_064 |  |  | PQ | ABCN | 2771.281 | 8101001 | no | no |  |  | no |  |  | 1355906.849 | 15294779.064 |  | -1
node_1355909_029_15294762_921 |  |  | PQ | ABCN | 2771.281 | 8101001 | no | no |  |  | no |  |  | 1355909.029 | 15294762.921 |  | -1
node_1355909_235_15294743_703 |  |  | PQ | ABCN | 2771.281 | 8101001 | no | no |  |  | no |  |  | 1355909.235 | 15294743.703 |  | -1
node_1355930_559_15293426_895 |  |  | PQ | ABCN | 2771.281 | 8101001 | no | no |  |  | no |  |  | 1355930.559 | 15293426.895 |  | -1
node_1355950_151_15293422_951 |  |  | PQ | ABCN | 2771.281 | 8101001 | no | no |  |  | no |  |  | 1355950.151 | 15293422.951 |  | -1
node_1355957_058_15294862_585 |  |  | PQ | ABCN | 2771.281 | 8101001 | no | no |  |  | no |  |  | 1355957.058 | 15294862.585 |  | -1
node_1355959_466_15294836_179 |  |  | PQ | ABCN | 2771.281 | 8101001 | no | no |  |  | no |  |  | 1355959.466 | 15294836.179 |  | -1
node_1355963_777_15293889_099 |  |  | PQ | ABCN | 2771.281 | 8101001 | no | no |  |  | no |  |  | 1355963.777 | 15293889.099 |  | -1
node_1355965_229_15294655_848 |  |  | PQ | ABCN | 2771.281 | 8101001 | no | no |  |  | no |  |  | 1355965.229 | 15294655.848 |  | -1
node_1355965_572_15294708_649 |  |  | PQ | ABCN | 2771.281 | 8101001 | no | no |  |  | no |  |  | 1355965.572 | 15294708.649 |  | -1
node_1355967_989_15294682_244 |  |  | PQ | ABCN | 2771.281 | 8101001 | no | no |  |  | no |  |  | 1355967.989 | 15294682.244 |  | -1
node_1355969_872_15293425_958 |  |  | PQ | ABCN | 2771.281 | 8101001 | no | no |  |  | no |  |  | 1355969.872 | 15293425.958 |  | -1
node_1355990_8_15294295_751 |  |  | PQ | ABCN | 2771.281 | 8101001 | no | no |  |  | no |  |  | 1355990.8 | 15294295.751 |  | -1
node_1355990_734_15293362_355 |  |  | PQ | ABCN | 2771.281 | 8101001 | no | no |  |  | no |  |  | 1355990.734 | 15293362.355 |  | -1
node_1355994_294_15294348_376 |  |  | PQ | ABCN | 2771.281 | 8101001 | no | no |  |  | no |  |  | 1355994.294 | 15294348.376 |  | -1
node_1355995_125_15294321_78 |  |  | PQ | ABCN | 2771.281 | 8101001 | no | no |  |  | no |  |  | 1355995.125 | 15294321.78 |  | -1
node_1356000_418_15294017_36 |  |  | PQ | ABCN | 2771.281 | 8101001 | no | no |  |  | no |  |  | 1356000.418 | 15294017.36 |  | -1
node_1356001_182_15293964_579 |  |  | PQ | ABCN | 2771.281 | 8101001 | no | no |  |  | no |  |  | 1356001.182 | 15293964.579 |  | -1
node_1356001_641_15294055_797 |  |  | PQ | ABCN | 2771.281 | 8101001 | no | no |  |  | no |  |  | 1356001.641 | 15294055.797 |  | -1
node_1356002_288_15294108_596 |  |  | PQ | ABCN | 2771.281 | 8101001 | no | no |  |  | no |  |  | 1356002.288 | 15294108.596 |  | -1
node_1356003_388_15293991_063 |  |  | PQ | ABCN | 2771.281 | 8101001 | no | no |  |  | no |  |  | 1356003.388 | 15293991.063 |  | -1
node_1356004_553_15294082_165 |  |  | PQ | ABCN | 2771.281 | 8101001 | no | no |  |  | no |  |  | 1356004.553 | 15294082.165 |  | -1
node_1356005_579_15293344_844 |  |  | PQ | ABCN | 2771.281 | 8101001 | no | no |  |  | no |  |  | 1356005.579 | 15293344.844 |  | -1
node_1356008_443_15293866_907 |  |  | PQ | ABCN | 2771.281 | 8101001 | no | no |  |  | no |  |  | 1356008.443 | 15293866.907 |  | -1
node_1356008_651_15293814_11 |  |  | PQ | ABCN | 2771.281 | 8101001 | no | no |  |  | no |  |  | 1356008.651 | 15293814.11 |  | -1
node_1356011_136_15293840_552 |  |  | PQ | ABCN | 2771.281 | 8101001 | no | no |  |  | no |  |  | 1356011.136 | 15293840.552 |  | -1
node_1356016_515_15293322_738 |  |  | PQ | ABCN | 2771.281 | 8101001 | no | no |  |  | no |  |  | 1356016.515 | 15293322.738 |  | -1
node_1356110_297_15293718_829 |  |  | PQ | ABCN | 2771.281 | 8101001 | no | no |  |  | no |  |  | 1356110.297 | 15293718.829 |  | -1
node_1356110_914_15293666_043 |  |  | PQ | ABCN | 2771.281 | 8101001 | no | no |  |  | no |  |  | 1356110.914 | 15293666.043 |  | -1
node_1356113_194_15293692_516 |  |  | PQ | ABCN | 2771.281 | 8101001 | no | no |  |  | no |  |  | 1356113.194 | 15293692.516 |  | -1
node_8101001_200854723 |  |  | PQ | ABCN | 2771.281 | 8101001 | no | no |  |  | no |  |  | 1355340.396 | 15295134.866 |  | -1
node_8101001_200854724 |  |  | PQ | ABCN | 2771.281 | 8101001 | no | no |  |  | no |  |  | 1355393.831 | 15295404.795 |  | -1
node_8101001_200855078 |  |  | PQ | ABCD | 2771.281 | 8101001 | no | no |  |  | no |  |  | 1355102.404 | 15294808.375 |  | -1
node_8101001_200855080 |  |  | PQ | AD | 2771.281 | 8101001 | no | no |  |  | no |  |  | 1355359.667 | 15294868.291 |  | -1
node_8101001_200855081 |  |  | PQ | AN | 2771.281 | 8101001 | no | no |  |  | no |  |  | 1355464.005 | 15294889.929 |  | -1
node_8101001_200855208 |  |  | PQ | ABCD | 2771.281 | 8101001 | no | no |  |  | no |  |  | 1355957.599 | 15293588.433 |  | -1
node_8101001_200855209 |  |  | PQ | ABCN | 2771.281 | 8101001 | no | no |  |  | no |  |  | 1355950.884 | 15293517.7 |  | -1
node_8101001_200855210 |  |  | PQ | ABCD | 2771.281 | 8101001 | no | no |  |  | no |  |  | 1355928.476 | 15293571.416 |  | -1
node_8101001_200855223 |  |  | PQ | ABCD | 2771.281 | 8101001 | no | no |  |  | no |  |  | 1355860.792 | 15293569.705 |  | -1
node_8101001_200855225 |  |  | PQ | ABCD | 2771.281 | 8101001 | no | no |  |  | no |  |  | 1355764.642 | 15293560.739 |  | -1
node_8101001_200855226 |  |  | PQ | ABCN | 2771.281 | 8101001 | no | no |  |  | no |  |  | 1355650.781 | 15293554.917 |  | -1
node_8101001_200855228 |  |  | PQ | ABCD | 2771.281 | 8101001 | no | no |  |  | no |  |  | 1355550.511 | 15293552.299 |  | -1
node_8101001_200855229 |  |  | PQ | ABCD | 2771.281 | 8101001 | no | no |  |  | no |  |  | 1355328.962 | 15293547.936 |  | -1
node_8101001_200855230 |  |  | PQ | ABCD | 2771.281 | 8101001 | no | no |  |  | no |  |  | 1355214.092 | 15293541.096 |  | -1
node_8101001_200855252 |  |  | PQ | AN | 2771.281 | 8101001 | no | no |  |  | no |  |  | 1354794.164 | 15294328.358 |  | -1
node_8101001_200855253 |  |  | PQ | AD | 2771.281 | 8101001 | no | no |  |  | no |  |  | 1354797.309 | 15294223.648 |  | -1
node_8101001_200855254 |  |  | PQ | AD | 2771.281 | 8101001 | no | no |  |  | no |  |  | 1354802.274 | 15294131.737 |  | -1
node_8101001_200855255 |  |  | PQ | AD | 2771.281 | 8101001 | no | no |  |  | no |  |  | 1354806.642 | 15294029.208 |  | -1
node_8101001_200855256 |  |  | PQ | AD | 2771.281 | 8101001 | no | no |  |  | no |  |  | 1354815.163 | 15293921.954 |  | -1
node_8101001_200855257 |  |  | PQ | AN | 2771.281 | 8101001 | no | no |  |  | no |  |  | 1354816.472 | 15293828.714 |  | -1
node_8101001_200855261 |  |  | PQ | AD | 2771.281 | 8101001 | no | no |  |  | no |  |  | 1354181.772 | 15294092.626 |  | -1
node_8101001_200855263 |  |  | PQ | AD | 2771.281 | 8101001 | no | no |  |  | no |  |  | 1354189.633 | 15293998.83 |  | -1
node_8101001_200855264 |  |  | PQ | AD | 2771.281 | 8101001 | no | no |  |  | no |  |  | 1354192.789 | 15293892.366 |  | -1
node_8101001_200855265 |  |  | PQ | AN | 2771.281 | 8101001 | no | no |  |  | no |  |  | 1354200.672 | 15293795.6 |  | -1
node_8101001_200855418 |  |  | PQ | AD | 2771.281 | 8101001 | no | no |  |  | no |  |  | 1354462.476 | 15294009.211 |  | -1
node_8101001_200855419 |  |  | PQ | AN | 2771.281 | 8101001 | no | no |  |  | no |  |  | 1354466.271 | 15293909.213 |  | -1
node_8101001_200855420 |  |  | PQ | AN | 2771.281 | 8101001 | no | no |  |  | no |  |  | 1354467.949 | 15293820.622 |  | -1
node_8101001_200855479 |  |  | PQ | ABCN | 2771.281 | 8101001 | no | no |  |  | no |  |  | 1355380.396 | 15294821.271 |  | -1
node_8101001_200855481 |  |  | PQ | ABCN | 2771.281 | 8101001 | no | no |  |  | no |  |  | 1355381.575 | 15294758.894 |  | -1
node_8101001_200855483 |  |  | PQ | ABCD | 2771.281 | 8101001 | no | no |  |  | no |  |  | 1355443.301 | 15293555.574 |  | -1
node_8101001_200855485 |  |  | PQ | AN | 2771.281 | 8101001 | no | no |  |  | no |  |  | 1355454.999 | 15293429.405 |  | -1
node_8101001_200855486 |  |  | PQ | AD | 2771.281 | 8101001 | no | no |  |  | no |  |  | 1355459.615 | 15293312.669 |  | -1
node_8101001_200855487 |  |  | PQ | AD | 2771.281 | 8101001 | no | no |  |  | no |  |  | 1355466.808 | 15293202.868 |  | -1
node_8101001_200855488 |  |  | PQ | AN | 2771.281 | 8101001 | no | no |  |  | no |  |  | 1355472.79 | 15293077.857 |  | -1
node_8101001_200855494 |  |  | PQ | ABCN | 2771.281 | 8101001 | no | no |  |  | no |  |  | 1355396.053 | 15294468.729 |  | -1
node_8101001_200855495 |  |  | PQ | ABCD | 2771.281 | 8101001 | no | no |  |  | no |  |  | 1355400.083 | 15294359.933 |  | -1
node_8101001_200855496 |  |  | PQ | ABCD | 2771.281 | 8101001 | no | no |  |  | no |  |  | 1355405.373 | 15294271.152 |  | -1
node_8101001_200855497 |  |  | PQ | ABCD | 2771.281 | 8101001 | no | no |  |  | no |  |  | 1355411.957 | 15294155.252 |  | -1
node_8101001_200855527 |  |  | PQ | ABCN | 2771.281 | 8101001 | no | no |  |  | no |  |  | 1355089.091 | 15294739.552 |  | -1
node_8101001_200855529 |  |  | PQ | ABCD | 2771.281 | 8101001 | no | no |  |  | no |  |  | 1355129.983 | 15293891.734 |  | -1
node_8101001_200855530 |  |  | PQ | ABCN | 2771.281 | 8101001 | no | no |  |  | no |  |  | 1355135.178 | 15293802.179 |  | -1
node_8101001_200855532 |  |  | PQ | ABCD | 2771.281 | 8101001 | no | no |  |  | no |  |  | 1355142.559 | 15293694.408 |  | -1
node_8101001_200855533 |  |  | PQ | ABCD | 2771.281 | 8101001 | no | no |  |  | no |  |  | 1355145.099 | 15293609.821 |  | -1
node_8101001_200855534 |  |  | PQ | ABCD | 2771.281 | 8101001 | no | no |  |  | no |  |  | 1355150.144 | 15293549.765 |  | -1
node_8101001_200855536 |  |  | PQ | ABCD | 2771.281 | 8101001 | no | no |  |  | no |  |  | 1355156.225 | 15293451.216 |  | -1
node_8101001_200855537 |  |  | PQ | ABCD | 2771.281 | 8101001 | no | no |  |  | no |  |  | 1355163.187 | 15293342.296 |  | -1
node_8101001_200855538 |  |  | PQ | ABCN | 2771.281 | 8101001 | no | no |  |  | no |  |  | 1355168.2 | 15293244.471 |  | -1
node_8101001_200855540 |  |  | PQ | ABCD | 2771.281 | 8101001 | no | no |  |  | no |  |  | 1355175.767 | 15293150.866 |  | -1
node_8101001_200855542 |  |  | PQ | ABCD | 2771.281 | 8101001 | no | no |  |  | no |  |  | 1355181.963 | 15293042.077 |  | -1
node_8101001_200855543 |  |  | PQ | ABCD | 2771.281 | 8101001 | no | no |  |  | no |  |  | 1355089.563 | 15294685.96 |  | -1
node_8101001_200855545 |  |  | PQ | ABCN | 2771.281 | 8101001 | no | no |  |  | no |  |  | 1355180.445 | 15292937.628 |  | -1
node_8101001_200855546 |  |  | PQ | ABCD | 2771.281 | 8101001 | no | no |  |  | no |  |  | 1355187.461 | 15292844.002 |  | -1
node_8101001_200855548 |  |  | PQ | ABCD | 2771.281 | 8101001 | no | no |  |  | no |  |  | 1355186.073 | 15292745.498 |  | -1
node_8101001_200855549 |  |  | PQ | ABCD | 2771.281 | 8101001 | no | no |  |  | no |  |  | 1355189.075 | 15292639.832 |  | -1
node_8101001_200855550 |  |  | PQ | AN | 2771.281 | 8101001 | no | no |  |  | no |  |  | 1355148.4 | 15292585.426 |  | -1
node_8101001_200855552 |  |  | PQ | ABCD | 2771.281 | 8101001 | no | no |  |  | no |  |  | 1355202.315 | 15292510.344 |  | -1
node_8101001_200855553 |  |  | PQ | ABCD | 2771.281 | 8101001 | no | no |  |  | no |  |  | 1355204.557 | 15292431.035 |  | -1
node_8101001_200855555 |  |  | PQ | ABCN | 2771.281 | 8101001 | no | no |  |  | no |  |  | 1355094.161 | 15294589.444 |  | -1
node_8101001_200855557 |  |  | PQ | ABCD | 2771.281 | 8101001 | no | no |  |  | no |  |  | 1355100.066 | 15294488.544 |  | -1
node_8101001_200855558 |  |  | PQ | ABCD | 2771.281 | 8101001 | no | no |  |  | no |  |  | 1355106.144 | 15294391.157 |  | -1
node_8101001_200855560 |  |  | PQ | ABCN | 2771.281 | 8101001 | no | no |  |  | no |  |  | 1355108.432 | 15294303.663 |  | -1
node_8101001_200855561 |  |  | PQ | ABCD | 2771.281 | 8101001 | no | no |  |  | no |  |  | 1355117.424 | 15294191.905 |  | -1
node_8101001_200855562 |  |  | PQ | ABCD | 2771.281 | 8101001 | no | no |  |  | no |  |  | 1355121.464 | 15294068.123 |  | -1
node_8101001_200855564 |  |  | PQ | ABCD | 2771.281 | 8101001 | no | no |  |  | no |  |  | 1355125.961 | 15293962.564 |  | -1
node_8101001_200855566 |  |  | PQ | ABCD | 2771.281 | 8101001 | no | no |  |  | no |  |  | 1355741.32 | 15294098.554 |  | -1
node_8101001_200855567 |  |  | PQ | ABCN | 2771.281 | 8101001 | no | no |  |  | no |  |  | 1355750.372 | 15293979.173 |  | -1
node_8101001_200855569 |  |  | PQ | AN | 2771.281 | 8101001 | no | no |  |  | no |  |  | 1355737.616 | 15293868.999 |  | -1
node_8101001_200855574 |  |  | PQ | ABCN | 2771.281 | 8101001 | no | no |  |  | no |  |  | 1355782.533 | 15293443.993 |  | -1
node_8101001_200855575 |  |  | PQ | ABCD | 2771.281 | 8101001 | no | no |  |  | no |  |  | 1355785.687 | 15293362.575 |  | -1
node_8101001_200855576 |  |  | PQ | ABCD | 2771.281 | 8101001 | no | no |  |  | no |  |  | 1355781.032 | 15293285.558 |  | -1
node_8101001_200855578 |  |  | PQ | AN | 2771.281 | 8101001 | no | no |  |  | no |  |  | 1355780.65 | 15293199.108 |  | -1
node_8101001_200855585 |  |  | PQ | ABCN | 2771.281 | 8101001 | no | no |  |  | no |  |  | 1355712.972 | 15294620.064 |  | -1
node_8101001_200855586 |  |  | PQ | ABCN | 2771.281 | 8101001 | no | no |  |  | no |  |  | 1355715.773 | 15294522.68 |  | -1
node_8101001_200855587 |  |  | PQ | ABCD | 2771.281 | 8101001 | no | no |  |  | no |  |  | 1355723.223 | 15294428.753 |  | -1
node_8101001_200855588 |  |  | PQ | ABCN | 2771.281 | 8101001 | no | no |  |  | no |  |  | 1355726.497 | 15294328.319 |  | -1
node_8101001_200855589 |  |  | PQ | ABCD | 2771.281 | 8101001 | no | no |  |  | no |  |  | 1355743.541 | 15294228.892 |  | -1
node_8101001_200855590 |  |  | PQ | ABCD | 2771.281 | 8101001 | no | no |  |  | no |  |  | 1355737.313 | 15294172.026 |  | -1
node_8101001_200855633 |  |  | PQ | ABCN | 2771.281 | 8101001 | no | no |  |  | no |  |  | 1354908.445 | 15292286.455 |  | -1
node_8101001_200855634 |  |  | PQ | ABCN | 2771.281 | 8101001 | no | no |  |  | no |  |  | 1354873.767 | 15292302.001 |  | -1
node_8101001_200855635 |  |  | PQ | ABCN | 2771.281 | 8101001 | no | no |  |  | no |  |  | 1354903.51 | 15292330.569 |  | -1
node_8101001_200855671 |  |  | PQ | ABCD | 2771.281 | 8101001 | no | no |  |  | no |  |  | 1355668.062 | 15294178.966 |  | -1
node_8101001_200855673 |  |  | PQ | AD | 2771.281 | 8101001 | no | no |  |  | no |  |  | 1354716.137 | 15294136.173 |  | -1
node_8101001_200855675 |  |  | PQ | AD | 2771.281 | 8101001 | no | no |  |  | no |  |  | 1354616.631 | 15294124.323 |  | -1
node_8101001_200855677 |  |  | PQ | AD | 2771.281 | 8101001 | no | no |  |  | no |  |  | 1354491.56 | 15294116.854 |  | -1
node_8101001_200855678 |  |  | PQ | AD | 2771.281 | 8101001 | no | no |  |  | no |  |  | 1354458.303 | 15294114.745 |  | -1
node_8101001_200855679 |  |  | PQ | AD | 2771.281 | 8101001 | no | no |  |  | no |  |  | 1354358.57 | 15294111.129 |  | -1
node_8101001_200855682 |  |  | PQ | ABCD | 2771.281 | 8101001 | no | no |  |  | no |  |  | 1355562.313 | 15294173.625 |  | -1
node_8101001_200855683 |  |  | PQ | ABCN | 2771.281 | 8101001 | no | no |  |  | no |  |  | 1355506.381 | 15294172.358 |  | -1
node_8101001_200855686 |  |  | PQ | ABCD | 2771.281 | 8101001 | no | no |  |  | no |  |  | 1355295.59 | 15294161.16 |  | -1
node_8101001_200855687 |  |  | PQ | ABCD | 2771.281 | 8101001 | no | no |  |  | no |  |  | 1355182.243 | 15294150.267 |  | -1
node_8101001_200855689 |  |  | PQ | ABCD | 2771.281 | 8101001 | no | no |  |  | no |  |  | 1355061.505 | 15294145.678 |  | -1
node_8101001_200855692 |  |  | PQ | AD | 2771.281 | 8101001 | no | no |  |  | no |  |  | 1354896.704 | 15294134.021 |  | -1
node_8101001_200855732 |  |  | PQ | ABCN | 2771.281 | 8101001 | no | no |  |  | no |  |  | 1354946.982 | 15294787.297 |  | -1
node_8101001_200855733 |  |  | PQ | ABCD | 2771.281 | 8101001 | no | no |  |  | no |  |  | 1354867.382 | 15294745.627 |  | -1
node_8101001_200855738 |  |  | PQ | ABCD | 2771.281 | 8101001 | no | no |  |  | no |  |  | 1354486.611 | 15294562.672 |  | -1
node_8101001_200855739 |  |  | PQ | ABCN | 2771.281 | 8101001 | no | no |  |  | no |  |  | 1354450.012 | 15294536.572 |  | -1
node_8101001_200855740 |  |  | PQ | ABCN | 2771.281 | 8101001 | no | no |  |  | no |  |  | 1354326.428 | 15294477.985 |  | -1
node_8101001_200855741 |  |  | PQ | ABCN | 2771.281 | 8101001 | no | no |  |  | no |  |  | 1354242.422 | 15294435.523 |  | -1
node_8101001_200855742 |  |  | PQ | ABCN | 2771.281 | 8101001 | no | no |  |  | no |  |  | 1354166.037 | 15294396.22 |  | -1
node_8101001_200856086 |  |  | PQ | ABCN | 2771.281 | 8101001 | no | no |  |  | no |  |  | 1356037.233 | 15293690.169 |  | -1
node_8101001_200856089 |  |  | PQ | ABCN | 2771.281 | 8101001 | no | no |  |  | no |  |  | 1355881.873 | 15294830.616 |  | -1
node_8101001_200856090 |  |  | PQ | ABCN | 2771.281 | 8101001 | no | no |  |  | no |  |  | 1355861.559 | 15294765.813 |  | -1
node_8101001_200856091 |  |  | PQ | ABCN | 2771.281 | 8101001 | no | no |  |  | no |  |  | 1355891.072 | 15294682.156 |  | -1
node_8101001_200856092 |  |  | PQ | ABCN | 2771.281 | 8101001 | no | no |  |  | no |  |  | 1355896.514 | 15294582.017 |  | -1
node_8101001_200856093 |  |  | PQ | ABCN | 2771.281 | 8101001 | no | no |  |  | no |  |  | 1355904.287 | 15294475.323 |  | -1
node_8101001_200856094 |  |  | PQ | ABCD | 2771.281 | 8101001 | no | no |  |  | no |  |  | 1355904.534 | 15294424.043 |  | -1
node_8101001_200856095 |  |  | PQ | ABCN | 2771.281 | 8101001 | no | no |  |  | no |  |  | 1355912.216 | 15294338.804 |  | -1
node_8101001_200856096 |  |  | PQ | ABCD | 2771.281 | 8101001 | no | no |  |  | no |  |  | 1355907.139 | 15294244.968 |  | -1
node_8101001_200856097 |  |  | PQ | ABCD | 2771.281 | 8101001 | no | no |  |  | no |  |  | 1355917.988 | 15294180.441 |  | -1
node_8101001_200856101 |  |  | PQ | ABCN | 2771.281 | 8101001 | no | no |  |  | no |  |  | 1355926.07 | 15294084.189 |  | -1
node_8101001_200856102 |  |  | PQ | ABCN | 2771.281 | 8101001 | no | no |  |  | no |  |  | 1355929.22 | 15293987.09 |  | -1
node_8101001_200856103 |  |  | PQ | ABCN | 2771.281 | 8101001 | no | no |  |  | no |  |  | 1355921.67 | 15293884.221 |  | -1
node_8101001_200856104 |  |  | PQ | ABCN | 2771.281 | 8101001 | no | no |  |  | no |  |  | 1355936.048 | 15293837.72 |  | -1
node_8101001_200856105 |  |  | PQ | ABCD | 2771.281 | 8101001 | no | no |  |  | no |  |  | 1355940.081 | 15293768.92 |  | -1
node_8101001_200856106 |  |  | PQ | ABCN | 2771.281 | 8101001 | no | no |  |  | no |  |  | 1355941.41 | 15293685.243 |  | -1
node_8101001_200856107 |  |  | PQ | ABCD | 2771.281 | 8101001 | no | no |  |  | no |  |  | 1355939.449 | 15293666.958 |  | -1
node_8101001_200856108 |  |  | PQ | ABCN | 2771.281 | 8101001 | no | no |  |  | no |  |  | 1355952.956 | 15293264.534 |  | -1
node_8101001_200856110 |  |  | PQ | ABCN | 2771.281 | 8101001 | no | no |  |  | no |  |  | 1355963.918 | 15293118.837 |  | -1
node_8101001_200856111 |  |  | PQ | ABCN | 2771.281 | 8101001 | no | no |  |  | no |  |  | 1355966.401 | 15293047.007 |  | -1
node_8101001_200917627 |  |  | PQ | ABCN | 2771.281 | 8101001 | no | no |  |  | no |  |  | 1354917.479 | 15294858.819 |  | -1
node_8101001_200950987 |  |  | PQ | AN | 2771.281 | 8101001 | no | no |  |  | no |  |  | 1354271.837 | 15294104.295 |  | -1
node_8101001_200954255 |  |  | PQ | AN | 2771.281 | 8101001 | no | no |  |  | no |  |  | 1354986.871 | 15294141.242 |  | -1
node_8101001_200968499 |  |  | PQ | ABCN | 2771.281 | 8101001 | no | no |  |  | no |  |  | 1355402.378 | 15294163.943 |  | -1
node_8101001_201009489 |  |  | PQ | ABCN | 2771.281 | 8101001 | no | no |  |  | no |  |  | 1354663.866 | 15294682.016 |  | -1
node_8101001_201010093 |  |  | PQ | ABCN | 2771.281 | 8101001 | no | no |  |  | no |  |  | 1354690.585 | 15294660.292 |  | -1
node_8101001_201013026 |  |  | PQ | ABCD | 2771.281 | 8101001 | no | no |  |  | no |  |  | 1354774.04 | 15294702.774 |  | -1
node_8101001_201016808 |  |  | PQ | AD | 2771.281 | 8101001 | no | no |  |  | no |  |  | 1355235.769 | 15294832.064 |  | -1
node_8101001_201020317 |  |  | PQ | ABCN | 2771.281 | 8101001 | no | no |  |  | no |  |  | 1355385.548 | 15294667.587 |  | -1
node_8101001_201020318 |  |  | PQ | ABCD | 2771.281 | 8101001 | no | no |  |  | no |  |  | 1355384.276 | 15294563.465 |  | -1
node_8101001_201044322 |  |  | PQ | AD | 2771.281 | 8101001 | no | no |  |  | no |  |  | 1354541.638 | 15294117.912 |  | -1
node_8101001_201049552 |  |  | PQ | ABCN | 2771.281 | 8101001 | no | no |  |  | no |  |  | 1355335.189 | 15295146.004 |  | -1
node_8101001_201054982 |  |  | PQ | ABCD | 2771.281 | 8101001 | no | no |  |  | no |  |  | 1354576.936 | 15294601.145 |  | -1
node_8101001_310053393 |  |  | PQ | ABCD | 2771.281 | 8101001 | no | no |  |  | no |  |  | 1355226.96 | 15292384.912 |  | -1
node_8101001_310053394 |  |  | PQ | ABCD | 2771.281 | 8101001 | no | no |  |  | no |  |  | 1354937.857 | 15292224.309 |  | -1
node_8101001_310053429 |  |  | PQ | ABCD | 2771.281 | 8101001 | no | no |  |  | no |  |  | 1355077.662 | 15292319.996 |  | -1
node_8101001_312132249 |  |  | PQ | ABCN | 2771.281 | 8101001 | no | no |  |  | no |  |  | 1354580.273 | 15294871.187 |  | -1
node_8101001_312132250 |  |  | PQ | ABCD | 2771.281 | 8101001 | no | no |  |  | no |  |  | 1354678.647 | 15294676.39 |  | -1
node_SOURCE_8101001 |  |  | SWING | ABCN | 2771.281 | 8101001 | no | no |  |  | no |  |  | 1354907.917 | 15292387.382 |  | -1
node_intto1_8101001_200854724 |  |  | PQ | ABCN | 2771.281 | 8101001 | no | no |  |  | no |  |  | 1355393.831 | 15295404.795 |  | -1
node_intto1_8101001_200855485 |  |  | PQ | AD | 2771.281 | 8101001 | no | no |  |  | no |  |  | 1355454.999 | 15293429.405 |  | -1
node_intto1_8101001_200855495 |  |  | PQ | ABCD | 2771.281 | 8101001 | no | no |  |  | no |  |  | 1355400.083 | 15294359.933 |  | -1
node_intto1_8101001_200855575 |  |  | PQ | ABCD | 2771.281 | 8101001 | no | no |  |  | no |  |  | 1355785.687 | 15293362.575 |  | -1
node_intto1_8101001_200855634 |  |  | PQ | ABCD | 2771.281 | 8101001 | no | no |  |  | no |  |  | 1354873.767 | 15292302.001 |  | -1
node_intto1_8101001_200856086 |  |  | PQ | ABCN | 2771.281 | 8101001 | no | no |  |  | no |  |  | 1356037.233 | 15293690.169 |  | -1
node_intto1_8101001_200917627 |  |  | PQ | ABCN | 2771.281 | 8101001 | no | no |  |  | no |  |  | 1354917.479 | 15294858.819 |  | -1
node_intto1_8101001_200954255 |  |  | PQ | AD | 2771.281 | 8101001 | no | no |  |  | no |  |  | 1354986.871 | 15294141.242 |  | -1
node_intto1_8101001_201009489 |  |  | PQ | ABCD | 2771.281 | 8101001 | no | no |  |  | no |  |  | 1354663.866 | 15294682.016 |  | -1
node_intto1_8101001_201049552 |  |  | PQ | ABCN | 2771.281 | 8101001 | no | no |  |  | no |  |  | 1355335.189 | 15295146.004 |  | -1

## overhead_line
data_type | static
owner_type | feeder
owner | 8101001
object | overhead_line
name | groupid | phases | fr | to | length | configuration | dcircuit | selected | monitored | monitored_fields | class_monitored_fields | played | played_fields | comments | R | X | B | lim_kw
oh_line_8101001_200855078 |  | ABCD | node_8101001_200855527 | node_8101001_200855078 | 70.099 | bal_3P_1/0AC | 8101001 | no | no |  |  | no |  |  | 0 | 0 | 0 | 0
oh_line_8101001_200855080 |  | AD | node_8101001_201016808 | node_8101001_200855080 | 129.086 | bal_1P_2AC | 8101001 | no | no |  |  | no |  |  | 0 | 0 | 0 | 0
oh_line_8101001_200855081 |  | AD | node_8101001_200855080 | node_8101001_200855081 | 106.558 | bal_1P_2AC | 8101001 | no | no |  |  | no |  |  | 0 | 0 | 0 | 0
oh_line_8101001_200855208 |  | ABCD | node_8101001_200855210 | node_8101001_200855208 | 33.73 | bal_3P_2/0CU | 8101001 | no | no |  |  | no |  |  | 0 | 0 | 0 | 0
oh_line_8101001_200855209 |  | ABCD | node_8101001_200855208 | node_8101001_200855209 | 71.052 | bal_3P_4/0CU | 8101001 | no | no |  |  | no |  |  | 0 | 0 | 0 | 0
oh_line_8101001_200855210 |  | ABCD | node_8101001_200855223 | node_8101001_200855210 | 67.706 | bal_3P_2/0CU | 8101001 | no | no |  |  | no |  |  | 0 | 0 | 0 | 0
oh_line_8101001_200855223 |  | ABCD | node_8101001_200855225 | node_8101001_200855223 | 96.567 | bal_3P_2/0CU | 8101001 | no | no |  |  | no |  |  | 0 | 0 | 0 | 0
oh_line_8101001_200855225 |  | ABCD | node_8101001_200855226 | node_8101001_200855225 | 114.011 | bal_3P_2/0CU | 8101001 | no | no |  |  | no |  |  | 0 | 0 | 0 | 0
oh_line_8101001_200855226 |  | ABCD | node_8101001_200855228 | node_8101001_200855226 | 100.304 | bal_3P_2/0CU | 8101001 | no | no |  |  | no |  |  | 0 | 0 | 0 | 0
oh_line_8101001_200855228 |  | ABCD | node_8101001_200855483 | node_8101001_200855228 | 107.26 | bal_3P_2/0CU | 8101001 | no | no |  |  | no |  |  | 0 | 0 | 0 | 0
oh_line_8101001_200855229 |  | ABCD | node_8101001_200855230 | node_8101001_200855229 | 115.074 | bal_3P_2/0CU | 8101001 | no | no |  |  | no |  |  | 0 | 0 | 0 | 0
oh_line_8101001_200855230 |  | ABCD | node_8101001_200855534 | node_8101001_200855230 | 64.533 | bal_3P_2/0CU | 8101001 | no | no |  |  | no |  |  | 0 | 0 | 0 | 0
oh_line_8101001_200855252 |  | AD | node_8101001_200855253 | node_8101001_200855252 | 104.757 | bal_1P_1/0AC | 8101001 | no | no |  |  | no |  |  | 0 | 0 | 0 | 0
oh_line_8101001_200855253 |  | AD | node_8101001_200855254 | node_8101001_200855253 | 92.045 | bal_1P_1/0AC | 8101001 | no | no |  |  | no |  |  | 0 | 0 | 0 | 0
oh_line_8101001_200855254 |  | AD | node_8101001_200855692 | node_8101001_200855254 | 94.458 | bal_1P_2CU | 8101001 | no | no |  |  | no |  |  | 0 | 0 | 0 | 0
oh_line_8101001_200855255 |  | AD | node_8101001_200855254 | node_8101001_200855255 | 102.622 | bal_1P_1/0AA | 8101001 | no | no |  |  | no |  |  | 0 | 0 | 0 | 0
oh_line_8101001_200855256 |  | AD | node_8101001_200855255 | node_8101001_200855256 | 107.592 | bal_1P_1/0AA | 8101001 | no | no |  |  | no |  |  | 0 | 0 | 0 | 0
oh_line_8101001_200855257 |  | AD | node_8101001_200855256 | node_8101001_200855257 | 93.25 | bal_1P_1/0AA | 8101001 | no | no |  |  | no |  |  | 0 | 0 | 0 | 0
oh_line_8101001_200855261 |  | AD | node_8101001_200950987 | node_8101001_200855261 | 90.818 | bal_1P_1/0AC | 8101001 | no | no |  |  | no |  |  | 0 | 0 | 0 | 0
oh_line_8101001_200855263 |  | AD | node_8101001_200855261 | node_8101001_200855263 | 94.125 | bal_1P_1/0AC | 8101001 | no | no |  |  | no |  |  | 0 | 0 | 0 | 0
oh_line_8101001_200855264 |  | AD | node_8101001_200855263 | node_8101001_200855264 | 106.511 | bal_1P_1/0AC | 8101001 | no | no |  |  | no |  |  | 0 | 0 | 0 | 0
oh_line_8101001_200855265 |  | AD | node_8101001_200855264 | node_8101001_200855265 | 97.086 | bal_1P_1/0AC | 8101001 | no | no |  |  | no |  |  | 0 | 0 | 0 | 0
oh_line_8101001_200855418 |  | AD | node_8101001_200855678 | node_8101001_200855418 | 105.616 | bal_1P_1/0AC | 8101001 | no | no |  |  | no |  |  | 0 | 0 | 0 | 0
oh_line_8101001_200855419 |  | AD | node_8101001_200855418 | node_8101001_200855419 | 100.071 | bal_1P_1/0AC | 8101001 | no | no |  |  | no |  |  | 0 | 0 | 0 | 0
oh_line_8101001_200855420 |  | AD | node_8101001_200855419 | node_8101001_200855420 | 88.606 | bal_1P_1/0AC | 8101001 | no | no |  |  | no |  |  | 0 | 0 | 0 | 0
oh_line_8101001_200855479 |  | ABCD | node_8101001_200855481 | node_8101001_200855479 | 62.388 | bal_3P_1/0AC | 8101001 | no | no |  |  | no |  |  | 0 | 0 | 0 | 0
oh_line_8101001_200855481 |  | ABCD | node_8101001_201020317 | node_8101001_200855481 | 91.394 | bal_3P_1/0AC | 8101001 | no | no |  |  | no |  |  | 0 | 0 | 0 | 0
oh_line_8101001_200855483 |  | ABCD | node_8101001_200855229 | node_8101001_200855483 | 114.594 | bal_3P_2/0CU | 8101001 | no | no |  |  | no |  |  | 0 | 0 | 0 | 0
oh_line_8101001_200855485 |  | AD | node_8101001_200855483 | node_intto1_8101001_200855485 | 126.71 | bal_1P_1/0AA | 8101001 | no | no |  |  | no |  |  | 0 | 0 | 0 | 0
oh_line_8101001_200855486 |  | AD | node_8101001_200855485 | node_8101001_200855486 | 116.827 | bal_1P_1/0AA | 8101001 | no | no |  |  | no |  |  | 0 | 0 | 0 | 0
oh_line_8101001_200855487 |  | AD | node_8101001_200855486 | node_8101001_200855487 | 110.037 | bal_1P_1/0AA | 8101001 | no | no |  |  | no |  |  | 0 | 0 | 0 | 0
oh_line_8101001_200855488 |  | AD | node_8101001_200855487 | node_8101001_200855488 | 125.154 | bal_1P_1/0AA | 8101001 | no | no |  |  | no |  |  | 0 | 0 | 0 | 0
oh_line_8101001_200855494 |  | ABCD | node_8101001_200855495 | node_8101001_200855494 | 108.871 | bal_3P_1/0AC | 8101001 | no | no |  |  | no |  |  | 0 | 0 | 0 | 0
oh_line_8101001_200855495 |  | ABCD | node_8101001_200855496 | node_intto1_8101001_200855495 | 88.939 | bal_3P_1/0AC | 8101001 | no | no |  |  | no |  |  | 0 | 0 | 0 | 0
oh_line_8101001_200855496 |  | ABCD | node_8101001_200855497 | node_8101001_200855496 | 116.087 | bal_3P_1/0AC | 8101001 | no | no |  |  | no |  |  | 0 | 0 | 0 | 0
oh_line_8101001_200855497 |  | ABCD | node_8101001_200968499 | node_8101001_200855497 | 12.934 | bal_3P_1/0AC | 8101001 | no | no |  |  | no |  |  | 0 | 0 | 0 | 0
oh_line_8101001_200855527 |  | ABCD | node_8101001_200855543 | node_8101001_200855527 | 53.594 | bal_3P_2/0CU | 8101001 | no | no |  |  | no |  |  | 0 | 0 | 0 | 0
oh_line_8101001_200855529 |  | ABCD | node_8101001_200855530 | node_8101001_200855529 | 89.705 | bal_3P_477AL | 8101001 | no | no |  |  | no |  |  | 0 | 0 | 0 | 0
oh_line_8101001_200855530 |  | ABCD | node_8101001_200855532 | node_8101001_200855530 | 108.024 | bal_3P_477AL | 8101001 | no | no |  |  | no |  |  | 0 | 0 | 0 | 0
oh_line_8101001_200855532 |  | ABCD | node_8101001_200855533 | node_8101001_200855532 | 84.625 | bal_3P_477AL | 8101001 | no | no |  |  | no |  |  | 0 | 0 | 0 | 0
oh_line_8101001_200855533 |  | ABCD | node_8101001_200855534 | node_8101001_200855533 | 60.267 | bal_3P_477AL | 8101001 | no | no |  |  | no |  |  | 0 | 0 | 0 | 0
oh_line_8101001_200855534 |  | ABCD | node_8101001_200855536 | node_8101001_200855534 | 98.736 | bal_3P_477AL | 8101001 | no | no |  |  | no |  |  | 0 | 0 | 0 | 0
oh_line_8101001_200855536 |  | ABCD | node_8101001_200855537 | node_8101001_200855536 | 109.142 | bal_3P_477AL | 8101001 | no | no |  |  | no |  |  | 0 | 0 | 0 | 0
oh_line_8101001_200855537 |  | ABCD | node_8101001_200855538 | node_8101001_200855537 | 97.954 | bal_3P_477AL | 8101001 | no | no |  |  | no |  |  | 0 | 0 | 0 | 0
oh_line_8101001_200855538 |  | ABCD | node_8101001_200855540 | node_8101001_200855538 | 93.91 | bal_3P_477AL | 8101001 | no | no |  |  | no |  |  | 0 | 0 | 0 | 0
oh_line_8101001_200855540 |  | ABCD | node_8101001_200855542 | node_8101001_200855540 | 108.965 | bal_3P_477AL | 8101001 | no | no |  |  | no |  |  | 0 | 0 | 0 | 0
oh_line_8101001_200855542 |  | ABCD | node_8101001_200855545 | node_8101001_200855542 | 104.46 | bal_3P_477AL | 8101001 | no | no |  |  | no |  |  | 0 | 0 | 0 | 0
oh_line_8101001_200855543 |  | ABCD | node_8101001_200855555 | node_8101001_200855543 | 96.626 | bal_3P_2/0CU | 8101001 | no | no |  |  | no |  |  | 0 | 0 | 0 | 0
oh_line_8101001_200855545 |  | ABCD | node_8101001_200855546 | node_8101001_200855545 | 93.889 | bal_3P_477AL | 8101001 | no | no |  |  | no |  |  | 0 | 0 | 0 | 0
oh_line_8101001_200855546 |  | ABCD | node_8101001_200855548 | node_8101001_200855546 | 98.514 | bal_3P_477AL | 8101001 | no | no |  |  | no |  |  | 0 | 0 | 0 | 0
oh_line_8101001_200855548 |  | ABCD | node_8101001_200855549 | node_8101001_200855548 | 105.709 | bal_3P_477AL | 8101001 | no | no |  |  | no |  |  | 0 | 0 | 0 | 0
oh_line_8101001_200855549 |  | ABCD | node_8101001_200855552 | node_8101001_200855549 | 130.163 | bal_3P_477AL | 8101001 | no | no |  |  | no |  |  | 0 | 0 | 0 | 0
oh_line_8101001_200855550 |  | AD | node_8101001_200855549 | node_8101001_200855550 | 67.929 | bal_1P_1/0AA | 8101001 | no | no |  |  | no |  |  | 0 | 0 | 0 | 0
oh_line_8101001_200855552 |  | ABCD | node_8101001_200855553 | node_8101001_200855552 | 79.34 | bal_3P_477AL | 8101001 | no | no |  |  | no |  |  | 0 | 0 | 0 | 0
oh_line_8101001_200855553 |  | ABCD | node_8101001_310053393 | node_8101001_200855553 | 51.277 | bal_3P_477AL | 8101001 | no | no |  |  | no |  |  | 0 | 0 | 0 | 0
oh_line_8101001_200855555 |  | ABCD | node_8101001_200855557 | node_8101001_200855555 | 101.073 | bal_3P_2/0CU | 8101001 | no | no |  |  | no |  |  | 0 | 0 | 0 | 0
oh_line_8101001_200855557 |  | ABCD | node_8101001_200855558 | node_8101001_200855557 | 97.576 | bal_3P_2/0CU | 8101001 | no | no |  |  | no |  |  | 0 | 0 | 0 | 0
oh_line_8101001_200855558 |  | ABCD | node_8101001_200855560 | node_8101001_200855558 | 87.524 | bal_3P_2/0CU | 8101001 | no | no |  |  | no |  |  | 0 | 0 | 0 | 0
oh_line_8101001_200855560 |  | ABCD | node_8101001_200855561 | node_8101001_200855560 | 112.12 | bal_3P_2/0CU | 8101001 | no | no |  |  | no |  |  | 0 | 0 | 0 | 0
oh_line_8101001_200855561 |  | ABCD | node_8101001_200855562 | node_8101001_200855561 | 123.899 | bal_3P_477AL | 8101001 | no | no |  |  | no |  |  | 0 | 0 | 0 | 0
oh_line_8101001_200855562 |  | ABCD | node_8101001_200855564 | node_8101001_200855562 | 105.655 | bal_3P_477AL | 8101001 | no | no |  |  | no |  |  | 0 | 0 | 0 | 0
oh_line_8101001_200855564 |  | ABCD | node_8101001_200855529 | node_8101001_200855564 | 70.944 | bal_3P_477AL | 8101001 | no | no |  |  | no |  |  | 0 | 0 | 0 | 0
oh_line_8101001_200855566 |  | ABCD | node_8101001_200855590 | node_8101001_200855566 | 73.581 | bal_3P_1/0AC | 8101001 | no | no |  |  | no |  |  | 0 | 0 | 0 | 0
oh_line_8101001_200855567 |  | ABCD | node_8101001_200855566 | node_8101001_200855567 | 119.724 | bal_3P_1/0AC | 8101001 | no | no |  |  | no |  |  | 0 | 0 | 0 | 0
oh_line_8101001_200855569 |  | AD | node_8101001_200855567 | node_8101001_200855569 | 110.91 | bal_1P_1/0AC | 8101001 | no | no |  |  | no |  |  | 0 | 0 | 0 | 0
oh_line_8101001_200855574 |  | ABCD | node_8101001_200855225 | node_8101001_200855574 | 118.109 | bal_3P_4CU | 8101001 | no | no |  |  | no |  |  | 0 | 0 | 0 | 0
oh_line_8101001_200855575 |  | ABCD | node_8101001_200855574 | node_intto1_8101001_200855575 | 81.481 | bal_3P_4CU | 8101001 | no | no |  |  | no |  |  | 0 | 0 | 0 | 0
oh_line_8101001_200855576 |  | ABCD | node_8101001_200855575 | node_8101001_200855576 | 77.158 | bal_3P_4CU | 8101001 | no | no |  |  | no |  |  | 0 | 0 | 0 | 0
oh_line_8101001_200855578 |  | AD | node_8101001_200855576 | node_8101001_200855578 | 86.451 | bal_1P_1/0AC | 8101001 | no | no |  |  | no |  |  | 0 | 0 | 0 | 0
oh_line_8101001_200855585 |  | ABCD | node_8101001_200855586 | node_8101001_200855585 | 97.425 | bal_3P_1/0AC | 8101001 | no | no |  |  | no |  |  | 0 | 0 | 0 | 0
oh_line_8101001_200855586 |  | ABCD | node_8101001_200855587 | node_8101001_200855586 | 94.221 | bal_3P_1/0AC | 8101001 | no | no |  |  | no |  |  | 0 | 0 | 0 | 0
oh_line_8101001_200855587 |  | ABCD | node_8101001_200855588 | node_8101001_200855587 | 100.487 | bal_3P_1/0AC | 8101001 | no | no |  |  | no |  |  | 0 | 0 | 0 | 0
oh_line_8101001_200855588 |  | ABCD | node_8101001_200855589 | node_8101001_200855588 | 100.877 | bal_3P_1/0AC | 8101001 | no | no |  |  | no |  |  | 0 | 0 | 0 | 0
oh_line_8101001_200855589 |  | ABCD | node_8101001_200855590 | node_8101001_200855589 | 57.206 | bal_3P_1/0AC | 8101001 | no | no |  |  | no |  |  | 0 | 0 | 0 | 0
oh_line_8101001_200855590 |  | ABCD | node_8101001_200855671 | node_8101001_200855590 | 69.598 | bal_3P_1/0AC | 8101001 | no | no |  |  | no |  |  | 0 | 0 | 0 | 0
oh_line_8101001_200855633 |  | ABCD | node_8101001_200855635 | node_8101001_200855633 | 44.389 | bal_3P_477AL | 8101001 | no | no |  |  | no |  |  | 0 | 0 | 0 | 0
oh_line_8101001_200855634 |  | ABCD | node_8101001_200855633 | node_intto1_8101001_200855634 | 38.004 | bal_3P_1/0AC | 8101001 | no | no |  |  | no |  |  | 0 | 0 | 0 | 0
oh_line_8101001_200855635 |  | ABCD | node_SOURCE_8101001 | node_8101001_200855635 | 56.984 | bal_3P_477AL | 8101001 | no | no |  |  | no |  |  | 0 | 0 | 0 | 0
oh_line_8101001_200855671 |  | ABCD | node_8101001_200855682 | node_8101001_200855671 | 105.883 | bal_3P_1/0AC | 8101001 | no | no |  |  | no |  |  | 0 | 0 | 0 | 0
oh_line_8101001_200855673 |  | AD | node_8101001_200855254 | node_8101001_200855673 | 86.251 | bal_1P_2CU | 8101001 | no | no |  |  | no |  |  | 0 | 0 | 0 | 0
oh_line_8101001_200855675 |  | AD | node_8101001_200855673 | node_8101001_200855675 | 100.209 | bal_1P_2CU | 8101001 | no | no |  |  | no |  |  | 0 | 0 | 0 | 0
oh_line_8101001_200855677 |  | AD | node_8101001_201044322 | node_8101001_200855677 | 50.089 | bal_1P_2CU | 8101001 | no | no |  |  | no |  |  | 0 | 0 | 0 | 0
oh_line_8101001_200855678 |  | AD | node_8101001_200855677 | node_8101001_200855678 | 33.324 | bal_1P_2CU | 8101001 | no | no |  |  | no |  |  | 0 | 0 | 0 | 0
oh_line_8101001_200855679 |  | AD | node_8101001_200855678 | node_8101001_200855679 | 99.799 | bal_1P_2CU | 8101001 | no | no |  |  | no |  |  | 0 | 0 | 0 | 0
oh_line_8101001_200855682 |  | ABCD | node_8101001_200855683 | node_8101001_200855682 | 55.946 | bal_3P_1/0AC | 8101001 | no | no |  |  | no |  |  | 0 | 0 | 0 | 0
oh_line_8101001_200855683 |  | ABCD | node_8101001_200968499 | node_8101001_200855683 | 104.343 | bal_3P_1/0AC | 8101001 | no | no |  |  | no |  |  | 0 | 0 | 0 | 0
oh_line_8101001_200855686 |  | ABCD | node_8101001_200855687 | node_8101001_200855686 | 113.869 | bal_3P_2CU | 8101001 | no | no |  |  | no |  |  | 0 | 0 | 0 | 0
oh_line_8101001_200855687 |  | ABCD | node_8101001_200855689 | node_8101001_200855687 | 120.826 | bal_3P_2CU | 8101001 | no | no |  |  | no |  |  | 0 | 0 | 0 | 0
oh_line_8101001_200855689 |  | ABCD | node_8101001_200855561 | node_8101001_200855689 | 72.553 | bal_3P_2CU | 8101001 | no | no |  |  | no |  |  | 0 | 0 | 0 | 0
oh_line_8101001_200855692 |  | AD | node_8101001_200954255 | node_8101001_200855692 | 90.456 | bal_1P_2CU | 8101001 | no | no |  |  | no |  |  | 0 | 0 | 0 | 0
oh_line_8101001_200855732 |  | ABCD | node_8101001_200855078 | node_8101001_200855732 | 156.845 | bal_3P_2AC | 8101001 | no | no |  |  | no |  |  | 0 | 0 | 0 | 0
oh_line_8101001_200855733 |  | ABCD | node_8101001_200855732 | node_8101001_200855733 | 89.848 | bal_3P_2/0CU | 8101001 | no | no |  |  | no |  |  | 0 | 0 | 0 | 0
oh_line_8101001_200855738 |  | ABCD | node_8101001_201054982 | node_8101001_200855738 | 98.176 | bal_3P_4CU | 8101001 | no | no |  |  | no |  |  | 0 | 0 | 0 | 0
oh_line_8101001_200855739 |  | ABCD | node_8101001_200855738 | node_8101001_200855739 | 44.953 | bal_3P_4CU | 8101001 | no | no |  |  | no |  |  | 0 | 0 | 0 | 0
oh_line_8101001_200855740 |  | ABCD | node_8101001_200855739 | node_8101001_200855740 | 136.767 | bal_3P_1/0AC | 8101001 | no | no |  |  | no |  |  | 0 | 0 | 0 | 0
oh_line_8101001_200855741 |  | ABCD | node_8101001_200855740 | node_8101001_200855741 | 94.128 | bal_3P_1/0AC | 8101001 | no | no |  |  | no |  |  | 0 | 0 | 0 | 0
oh_line_8101001_200855742 |  | ABCD | node_8101001_200855741 | node_8101001_200855742 | 85.904 | bal_3P_1/0AC | 8101001 | no | no |  |  | no |  |  | 0 | 0 | 0 | 0
oh_line_8101001_200856086 |  | ABCN | node_8101001_200856106 | node_intto1_8101001_200856086 | 95.951 | bal_3P_DELTACUST | 8101001 | no | no |  |  | no |  |  | 0 | 0 | 0 | 0
oh_line_8101001_200856089 |  | ABCD | node_8101001_200856090 | node_8101001_200856089 | 67.912 | bal_3P_4CU | 8101001 | no | no |  |  | no |  |  | 0 | 0 | 0 | 0
oh_line_8101001_200856090 |  | ABCD | node_8101001_200856091 | node_8101001_200856090 | 88.711 | bal_3P_4CU | 8101001 | no | no |  |  | no |  |  | 0 | 0 | 0 | 0
oh_line_8101001_200856091 |  | ABCD | node_8101001_200856092 | node_8101001_200856091 | 100.286 | bal_3P_4CU | 8101001 | no | no |  |  | no |  |  | 0 | 0 | 0 | 0
oh_line_8101001_200856092 |  | ABCD | node_8101001_200856093 | node_8101001_200856092 | 106.977 | bal_3P_4CU | 8101001 | no | no |  |  | no |  |  | 0 | 0 | 0 | 0
oh_line_8101001_200856093 |  | ABCD | node_8101001_200856094 | node_8101001_200856093 | 51.28 | bal_3P_2/0CU | 8101001 | no | no |  |  | no |  |  | 0 | 0 | 0 | 0
oh_line_8101001_200856094-1 |  | ABCD | node_8101001_200856095 | node_1355905_92_15294411_99 | 73.456 | bal_3P_2/0CU | 8101001 | no | no |  |  | no |  |  | 0 | 0 | 0 | 0
oh_line_8101001_200856094-2 |  | ABCD | node_1355905_92_15294411_99 | node_8101001_200856094 | 12.132 | bal_3P_2/0CU | 8101001 | no | no |  |  | no |  |  | 0 | 0 | 0 | 0
oh_line_8101001_200856095 |  | ABCD | node_8101001_200856096 | node_8101001_200856095 | 93.974 | bal_3P_2/0CU | 8101001 | no | no |  |  | no |  |  | 0 | 0 | 0 | 0
oh_line_8101001_200856096 |  | ABCD | node_8101001_200856097 | node_8101001_200856096 | 65.433 | bal_3P_2/0CU | 8101001 | no | no |  |  | no |  |  | 0 | 0 | 0 | 0
oh_line_8101001_200856097 |  | ABCD | node_8101001_200856101 | node_8101001_200856097 | 96.591 | bal_3P_2/0CU | 8101001 | no | no |  |  | no |  |  | 0 | 0 | 0 | 0
oh_line_8101001_200856101 |  | ABCD | node_8101001_200856102 | node_8101001_200856101 | 97.15 | bal_3P_2/0CU | 8101001 | no | no |  |  | no |  |  | 0 | 0 | 0 | 0
oh_line_8101001_200856102 |  | ABCD | node_8101001_200856103 | node_8101001_200856102 | 103.146 | bal_3P_2/0CU | 8101001 | no | no |  |  | no |  |  | 0 | 0 | 0 | 0
oh_line_8101001_200856103 |  | ABCD | node_8101001_200856104 | node_8101001_200856103 | 48.673 | bal_3P_2/0CU | 8101001 | no | no |  |  | no |  |  | 0 | 0 | 0 | 0
oh_line_8101001_200856104 |  | ABCD | node_8101001_200856105 | node_8101001_200856104 | 68.918 | bal_3P_2/0CU | 8101001 | no | no |  |  | no |  |  | 0 | 0 | 0 | 0
oh_line_8101001_200856105 |  | ABCD | node_8101001_200856106 | node_8101001_200856105 | 83.688 | bal_3P_2/0CU | 8101001 | no | no |  |  | no |  |  | 0 | 0 | 0 | 0
oh_line_8101001_200856106 |  | ABCD | node_8101001_200856107 | node_8101001_200856106 | 18.39 | bal_3P_2/0CU | 8101001 | no | no |  |  | no |  |  | 0 | 0 | 0 | 0
oh_line_8101001_200856107 |  | ABCD | node_8101001_200855208 | node_8101001_200856107 | 80.595 | bal_3P_2/0CU | 8101001 | no | no |  |  | no |  |  | 0 | 0 | 0 | 0
oh_line_8101001_200856108 |  | ABCD | node_8101001_200855576 | node_8101001_200856108 | 173.205 | bal_3P_1/0AC | 8101001 | no | no |  |  | no |  |  | 0 | 0 | 0 | 0
oh_line_8101001_200856110 |  | ABCD | node_8101001_200856108 | node_8101001_200856110 | 146.109 | bal_3P_1/0AC | 8101001 | no | no |  |  | no |  |  | 0 | 0 | 0 | 0
oh_line_8101001_200856111 |  | ABCD | node_8101001_200856110 | node_8101001_200856111 | 71.874 | bal_3P_1/0AC | 8101001 | no | no |  |  | no |  |  | 0 | 0 | 0 | 0
oh_line_8101001_200950987 |  | AD | node_8101001_200855679 | node_8101001_200950987 | 87.001 | bal_1P_2CU | 8101001 | no | no |  |  | no |  |  | 0 | 0 | 0 | 0
oh_line_8101001_200954255 |  | AD | node_8101001_200855689 | node_intto1_8101001_200954255 | 74.767 | bal_1P_2CU | 8101001 | no | no |  |  | no |  |  | 0 | 0 | 0 | 0
oh_line_8101001_200968499 |  | ABCD | node_8101001_200855686 | node_8101001_200968499 | 106.824 | bal_3P_1/0AC | 8101001 | no | no |  |  | no |  |  | 0 | 0 | 0 | 0
oh_line_8101001_201009489 |  | ABCD | node_8101001_201010093 | node_intto1_8101001_201009489 | 34.437 | bal_3P_2/0CU | 8101001 | no | no |  |  | no |  |  | 0 | 0 | 0 | 0
oh_line_8101001_201010093 |  | ABCD | node_8101001_201013026 | node_8101001_201010093 | 93.645 | bal_3P_2/0CU | 8101001 | no | no |  |  | no |  |  | 0 | 0 | 0 | 0
oh_line_8101001_201013026 |  | ABCD | node_8101001_200855733 | node_8101001_201013026 | 102.709 | bal_3P_2/0CU | 8101001 | no | no |  |  | no |  |  | 0 | 0 | 0 | 0
oh_line_8101001_201016808 |  | AD | node_8101001_200855078 | node_8101001_201016808 | 135.452 | bal_1P_2AC | 8101001 | no | no |  |  | no |  |  | 0 | 0 | 0 | 0
oh_line_8101001_201020317 |  | ABCD | node_8101001_201020318 | node_8101001_201020317 | 104.129 | bal_3P_1/0AC | 8101001 | no | no |  |  | no |  |  | 0 | 0 | 0 | 0
oh_line_8101001_201020318 |  | ABCD | node_8101001_200855494 | node_8101001_201020318 | 95.465 | bal_3P_1/0AC | 8101001 | no | no |  |  | no |  |  | 0 | 0 | 0 | 0
oh_line_8101001_201044322 |  | AD | node_8101001_200855675 | node_8101001_201044322 | 75.266 | bal_1P_2CU | 8101001 | no | no |  |  | no |  |  | 0 | 0 | 0 | 0
oh_line_8101001_201054982 |  | ABCD | node_8101001_201010093 | node_8101001_201054982 | 128.119 | bal_3P_4CU | 8101001 | no | no |  |  | no |  |  | 0 | 0 | 0 | 0
oh_line_8101001_310053393 |  | ABCD | node_8101001_310053429 | node_8101001_310053393 | 162.8 | bal_3P_477AL | 8101001 | no | no |  |  | no |  |  | 0 | 0 | 0 | 0
oh_line_8101001_310053394 |  | ABCD | node_8101001_200855633 | node_8101001_310053394 | 68.754 | bal_3P_477AL | 8101001 | no | no |  |  | no |  |  | 0 | 0 | 0 | 0
oh_line_8101001_310053429 |  | ABCD | node_8101001_310053394 | node_8101001_310053429 | 169.415 | bal_3P_477AL | 8101001 | no | no |  |  | no |  |  | 0 | 0 | 0 | 0
oh_line_8101001_312132249 |  | ABCD | node_8101001_312132250 | node_8101001_312132249 | 218.227 | bal_3P_1/0AA | 8101001 | no | no |  |  | no |  |  | 0 | 0 | 0 | 0
oh_line_8101001_312132250 |  | ABCD | node_8101001_201010093 | node_8101001_312132250 | 20.042 | bal_3P_1/0AA | 8101001 | no | no |  |  | no |  |  | 0 | 0 | 0 | 0
oh_line_TAP_OH_904119 |  | AN | node_8101001_200855081 | node_1355473_096_15294858_404 | 0.033 | unb_TAPWIRE_OH | 8101001 | no | no |  |  | no |  |  | 0 | 0 | 0 | 0
oh_line_TAP_OH_904154 |  | ABCN | node_8101001_200855226 | node_1355650_231_15293593_869 | 0.033 | unb_TAPWIRE_OH | 8101001 | no | no |  |  | no |  |  | 0 | 0 | 0 | 0
oh_line_TAP_OH_904157 |  | AN | node_8101001_200855252 | node_1354819_305_15294337_551 | 0.033 | unb_TAPWIRE_OH | 8101001 | no | no |  |  | no |  |  | 0 | 0 | 0 | 0
oh_line_TAP_OH_904158 |  | AN | node_8101001_200855257 | node_1354782_101_15293831_033 | 0.033 | unb_TAPWIRE_OH | 8101001 | no | no |  |  | no |  |  | 0 | 0 | 0 | 0
oh_line_TAP_OH_904195 |  | AN | node_8101001_200855419 | node_1354439_165_15293902_903 | 0.033 | unb_TAPWIRE_OH | 8101001 | no | no |  |  | no |  |  | 0 | 0 | 0 | 0
oh_line_TAP_OH_904196 |  | AN | node_8101001_200855420 | node_1354444_043_15293805_829 | 0.033 | unb_TAPWIRE_OH | 8101001 | no | no |  |  | no |  |  | 0 | 0 | 0 | 0
oh_line_TAP_OH_904209 |  | ABCN | node_8101001_200855481 | node_1355402_561_15294759_048 | 0.033 | unb_TAPWIRE_OH | 8101001 | no | no |  |  | no |  |  | 0 | 0 | 0 | 0
oh_line_TAP_OH_904210 |  | AN | node_8101001_200855485 | node_1355414_954_15293420_536 | 0.033 | unb_TAPWIRE_OH | 8101001 | no | no |  |  | no |  |  | 0 | 0 | 0 | 0
oh_line_TAP_OH_904211 |  | AN | node_8101001_200855488 | node_1355437_905_15293070_928 | 0.033 | unb_TAPWIRE_OH | 8101001 | no | no |  |  | no |  |  | 0 | 0 | 0 | 0
oh_line_TAP_OH_904212 |  | ABCN | node_8101001_200855494 | node_1355427_488_15294468_344 | 0.033 | unb_TAPWIRE_OH | 8101001 | no | no |  |  | no |  |  | 0 | 0 | 0 | 0
oh_line_TAP_OH_904218 |  | ABCN | node_8101001_200855530 | node_1355166_616_15293803_137 | 0.033 | unb_TAPWIRE_OH | 8101001 | no | no |  |  | no |  |  | 0 | 0 | 0 | 0
oh_line_TAP_OH_904219 |  | ABCN | node_8101001_200855538 | node_1355197_932_15293242_061 | 0.033 | unb_TAPWIRE_OH | 8101001 | no | no |  |  | no |  |  | 0 | 0 | 0 | 0
oh_line_TAP_OH_904220 |  | ABCN | node_8101001_200855545 | node_1355215_528_15292938_18 | 0.033 | unb_TAPWIRE_OH | 8101001 | no | no |  |  | no |  |  | 0 | 0 | 0 | 0
oh_line_TAP_OH_904221 |  | AN | node_8101001_200855550 | node_1355129_068_15292551_093 | 0.033 | unb_TAPWIRE_OH | 8101001 | no | no |  |  | no |  |  | 0 | 0 | 0 | 0
oh_line_TAP_OH_904223 |  | ABCN | node_8101001_200855560 | node_1355141_067_15294306_925 | 0.033 | unb_TAPWIRE_OH | 8101001 | no | no |  |  | no |  |  | 0 | 0 | 0 | 0
oh_line_TAP_OH_904224 |  | AN | node_8101001_200855569 | node_1355718_905_15293885_337 | 0.033 | unb_TAPWIRE_OH | 8101001 | no | no |  |  | no |  |  | 0 | 0 | 0 | 0
oh_line_TAP_OH_904226 |  | AN | node_8101001_200855578 | node_1355754_395_15293203_438 | 0.033 | unb_TAPWIRE_OH | 8101001 | no | no |  |  | no |  |  | 0 | 0 | 0 | 0
oh_line_TAP_OH_904228 |  | ABCN | node_8101001_200855588 | node_1355761_056_15294330_011 | 0.033 | unb_TAPWIRE_OH | 8101001 | no | no |  |  | no |  |  | 0 | 0 | 0 | 0
oh_line_TAP_OH_904236 |  | ABCN | node_8101001_200855633 | node_1354890_324_15292277_947 | 0.033 | unb_TAPWIRE_OH | 8101001 | no | no |  |  | no |  |  | 0 | 0 | 0 | 0
oh_line_TAP_OH_904238 |  | ABCN | node_8101001_200855635 | node_1354872_267_15292349_749 | 0.033 | unb_TAPWIRE_OH | 8101001 | no | no |  |  | no |  |  | 0 | 0 | 0 | 0
oh_line_TAP_OH_904336 |  | ABCN | node_8101001_200856103 | node_1355963_777_15293889_099 | 0.033 | unb_TAPWIRE_OH | 8101001 | no | no |  |  | no |  |  | 0 | 0 | 0 | 0
oh_line_TAP_OH_920870 |  | AN | node_8101001_200950987 | node_1354266_886_15294136_411 | 0.033 | unb_TAPWIRE_OH | 8101001 | no | no |  |  | no |  |  | 0 | 0 | 0 | 0
oh_line_TAP_OH_921404 |  | AN | node_8101001_200954255 | node_1354985_189_15294112_773 | 0.033 | unb_TAPWIRE_OH | 8101001 | no | no |  |  | no |  |  | 0 | 0 | 0 | 0
oh_line_TAP_OH_923860 |  | ABCN | node_8101001_200968499 | node_1355398_48_15294194_882 | 0.033 | unb_TAPWIRE_OH | 8101001 | no | no |  |  | no |  |  | 0 | 0 | 0 | 0
oh_line_TAP_OH_928458 |  | ABCN | node_8101001_201009489 | node_1354650_909_15294686_052 | 0.033 | unb_TAPWIRE_OH | 8101001 | no | no |  |  | no |  |  | 0 | 0 | 0 | 0
oh_line_TAP_OH_2136920 |  | ABCN | node_8101001_200856090 | node_1355909_029_15294762_921 | 0.033 | unb_TAPWIRE_OH | 8101001 | no | no |  |  | no |  |  | 0 | 0 | 0 | 0
oh_line_TAP_OH_2136921 |  | ABCN | node_8101001_200856090 | node_1355906_849_15294779_064 | 0.033 | unb_TAPWIRE_OH | 8101001 | no | no |  |  | no |  |  | 0 | 0 | 0 | 0
oh_line_TAP_OH_2136922 |  | ABCN | node_8101001_200856090 | node_1355909_235_15294743_703 | 0.033 | unb_TAPWIRE_OH | 8101001 | no | no |  |  | no |  |  | 0 | 0 | 0 | 0
oh_line_TAP_OH_2136937 |  | ABCN | node_8101001_200856111 | node_1355885_776_15293022_949 | 0.033 | unb_TAPWIRE_OH | 8101001 | no | no |  |  | no |  |  | 0 | 0 | 0 | 0
oh_line_TAP_OH_2136938 |  | ABCN | node_8101001_200856111 | node_1355888_209_15292996_547 | 0.033 | unb_TAPWIRE_OH | 8101001 | no | no |  |  | no |  |  | 0 | 0 | 0 | 0
oh_line_TAP_OH_2136939 |  | ABCN | node_8101001_200856111 | node_1355888_52_15293049_347 | 0.033 | unb_TAPWIRE_OH | 8101001 | no | no |  |  | no |  |  | 0 | 0 | 0 | 0
oh_line_TAP_OH_2136945 |  | ABCN | node_8101001_200855527 | node_1355107_134_15294770_008 | 0.033 | unb_TAPWIRE_OH | 8101001 | no | no |  |  | no |  |  | 0 | 0 | 0 | 0
oh_line_TAP_OH_2136946 |  | ABCN | node_8101001_200855527 | node_1355113_252_15294756_376 | 0.033 | unb_TAPWIRE_OH | 8101001 | no | no |  |  | no |  |  | 0 | 0 | 0 | 0
oh_line_TAP_OH_2136966 |  | ABCN | node_8101001_201010093 | node_1354708_262_15294709_7 | 0.033 | unb_TAPWIRE_OH | 8101001 | no | no |  |  | no |  |  | 0 | 0 | 0 | 0
oh_line_TAP_OH_2136967 |  | ABCN | node_8101001_201010093 | node_1354695_461_15294714_504 | 0.033 | unb_TAPWIRE_OH | 8101001 | no | no |  |  | no |  |  | 0 | 0 | 0 | 0
oh_line_TAP_OH_2136968 |  | ABCN | node_8101001_201010093 | node_1354720_668_15294699_371 | 0.033 | unb_TAPWIRE_OH | 8101001 | no | no |  |  | no |  |  | 0 | 0 | 0 | 0
oh_line_TAP_OH_2136988 |  | ABCN | node_8101001_200855555 | node_1355170_006_15294602_653 | 0.033 | unb_TAPWIRE_OH | 8101001 | no | no |  |  | no |  |  | 0 | 0 | 0 | 0
oh_line_TAP_OH_2136989 |  | ABCN | node_8101001_200855555 | node_1355167_01_15294628_945 | 0.033 | unb_TAPWIRE_OH | 8101001 | no | no |  |  | no |  |  | 0 | 0 | 0 | 0
oh_line_TAP_OH_2136990 |  | ABCN | node_8101001_200855555 | node_1355167_825_15294576_165 | 0.033 | unb_TAPWIRE_OH | 8101001 | no | no |  |  | no |  |  | 0 | 0 | 0 | 0
oh_line_TAP_OH_2137006 |  | ABCN | node_8101001_200856095 | node_1355995_125_15294321_78 | 0.033 | unb_TAPWIRE_OH | 8101001 | no | no |  |  | no |  |  | 0 | 0 | 0 | 0
oh_line_TAP_OH_2137007 |  | ABCN | node_8101001_200856095 | node_1355994_294_15294348_376 | 0.033 | unb_TAPWIRE_OH | 8101001 | no | no |  |  | no |  |  | 0 | 0 | 0 | 0
oh_line_TAP_OH_2137008 |  | ABCN | node_8101001_200856095 | node_1355990_8_15294295_751 | 0.033 | unb_TAPWIRE_OH | 8101001 | no | no |  |  | no |  |  | 0 | 0 | 0 | 0
oh_line_TAP_OH_2137040 |  | ABCN | node_8101001_200856101 | node_1356004_553_15294082_165 | 0.033 | unb_TAPWIRE_OH | 8101001 | no | no |  |  | no |  |  | 0 | 0 | 0 | 0
oh_line_TAP_OH_2137041 |  | ABCN | node_8101001_200856101 | node_1356002_288_15294108_596 | 0.033 | unb_TAPWIRE_OH | 8101001 | no | no |  |  | no |  |  | 0 | 0 | 0 | 0
oh_line_TAP_OH_2137042 |  | ABCN | node_8101001_200856101 | node_1356001_641_15294055_797 | 0.033 | unb_TAPWIRE_OH | 8101001 | no | no |  |  | no |  |  | 0 | 0 | 0 | 0
oh_line_TAP_OH_2137043 |  | ABCN | node_8101001_200855209 | node_1355950_151_15293422_951 | 0.033 | unb_TAPWIRE_OH | 8101001 | no | no |  |  | no |  |  | 0 | 0 | 0 | 0
oh_line_TAP_OH_2137044 |  | ABCN | node_8101001_200855209 | node_1355969_872_15293425_958 | 0.033 | unb_TAPWIRE_OH | 8101001 | no | no |  |  | no |  |  | 0 | 0 | 0 | 0
oh_line_TAP_OH_2137045 |  | ABCN | node_8101001_200855209 | node_1355930_559_15293426_895 | 0.033 | unb_TAPWIRE_OH | 8101001 | no | no |  |  | no |  |  | 0 | 0 | 0 | 0
oh_line_TAP_OH_2143332 |  | ABCN | node_8101001_200856092 | node_1355797_73_15294579_163 | 0.033 | unb_TAPWIRE_OH | 8101001 | no | no |  |  | no |  |  | 0 | 0 | 0 | 0
oh_line_TAP_OH_2143333 |  | ABCN | node_8101001_200856092 | node_1355799_97_15294552_728 | 0.033 | unb_TAPWIRE_OH | 8101001 | no | no |  |  | no |  |  | 0 | 0 | 0 | 0
oh_line_TAP_OH_2143334 |  | ABCN | node_8101001_200856092 | node_1355800_665_15294605_526 | 0.033 | unb_TAPWIRE_OH | 8101001 | no | no |  |  | no |  |  | 0 | 0 | 0 | 0
oh_line_TAP_OH_2143372 |  | ABCN | node_8101001_200855740 | node_1354283_593_15294553_374 | 0.033 | unb_TAPWIRE_OH | 8101001 | no | no |  |  | no |  |  | 0 | 0 | 0 | 0
oh_line_TAP_OH_2143373 |  | ABCN | node_8101001_200855740 | node_1354269_54_15294534_446 | 0.033 | unb_TAPWIRE_OH | 8101001 | no | no |  |  | no |  |  | 0 | 0 | 0 | 0
oh_line_TAP_OH_2143374 |  | ABCN | node_8101001_200855740 | node_1354300_789_15294566_809 | 0.033 | unb_TAPWIRE_OH | 8101001 | no | no |  |  | no |  |  | 0 | 0 | 0 | 0
oh_line_TAP_OH_2143406 |  | ABCN | node_8101001_200855742 | node_1354101_576_15294357_21 | 0.033 | unb_TAPWIRE_OH | 8101001 | no | no |  |  | no |  |  | 0 | 0 | 0 | 0
oh_line_TAP_OH_2143407 |  | ABCN | node_8101001_200855742 | node_1354110_837_15294333_756 | 0.033 | unb_TAPWIRE_OH | 8101001 | no | no |  |  | no |  |  | 0 | 0 | 0 | 0
oh_line_TAP_OH_2143408 |  | ABCN | node_8101001_200855742 | node_1354097_17_15294383_128 | 0.033 | unb_TAPWIRE_OH | 8101001 | no | no |  |  | no |  |  | 0 | 0 | 0 | 0
oh_line_TAP_OH_2143412 |  | ABCN | node_8101001_200856086 | node_1356113_194_15293692_516 | 0.033 | unb_TAPWIRE_OH | 8101001 | no | no |  |  | no |  |  | 0 | 0 | 0 | 0
oh_line_TAP_OH_2143413 |  | ABCN | node_8101001_200856086 | node_1356110_297_15293718_829 | 0.033 | unb_TAPWIRE_OH | 8101001 | no | no |  |  | no |  |  | 0 | 0 | 0 | 0
oh_line_TAP_OH_2143414 |  | ABCN | node_8101001_200856086 | node_1356110_914_15293666_043 | 0.033 | unb_TAPWIRE_OH | 8101001 | no | no |  |  | no |  |  | 0 | 0 | 0 | 0
oh_line_TAP_OH_2143427 |  | ABCN | node_8101001_201020317 | node_1355311_015_15294686_575 | 0.033 | unb_TAPWIRE_OH | 8101001 | no | no |  |  | no |  |  | 0 | 0 | 0 | 0
oh_line_TAP_OH_2143428 |  | ABCN | node_8101001_201020317 | node_1355309_753_15294659_989 | 0.033 | unb_TAPWIRE_OH | 8101001 | no | no |  |  | no |  |  | 0 | 0 | 0 | 0
oh_line_TAP_OH_2143434 |  | ABCN | node_8101001_200856089 | node_1355959_466_15294836_179 | 0.033 | unb_TAPWIRE_OH | 8101001 | no | no |  |  | no |  |  | 0 | 0 | 0 | 0
oh_line_TAP_OH_2143435 |  | ABCN | node_8101001_200856089 | node_1355957_058_15294862_585 | 0.033 | unb_TAPWIRE_OH | 8101001 | no | no |  |  | no |  |  | 0 | 0 | 0 | 0
oh_line_TAP_OH_2143453 |  | ABCN | node_8101001_200856102 | node_1356003_388_15293991_063 | 0.033 | unb_TAPWIRE_OH | 8101001 | no | no |  |  | no |  |  | 0 | 0 | 0 | 0
oh_line_TAP_OH_2143454 |  | ABCN | node_8101001_200856102 | node_1356000_418_15294017_36 | 0.033 | unb_TAPWIRE_OH | 8101001 | no | no |  |  | no |  |  | 0 | 0 | 0 | 0
oh_line_TAP_OH_2143455 |  | ABCN | node_8101001_200856102 | node_1356001_182_15293964_579 | 0.033 | unb_TAPWIRE_OH | 8101001 | no | no |  |  | no |  |  | 0 | 0 | 0 | 0
oh_line_TAP_OH_2143483 |  | ABCN | node_8101001_200855574 | node_1355693_091_15293447_09 | 0.033 | unb_TAPWIRE_OH | 8101001 | no | no |  |  | no |  |  | 0 | 0 | 0 | 0
oh_line_TAP_OH_2143484 |  | ABCN | node_8101001_200855574 | node_1355695_724_15293420_725 | 0.033 | unb_TAPWIRE_OH | 8101001 | no | no |  |  | no |  |  | 0 | 0 | 0 | 0
oh_line_TAP_OH_2143485 |  | ABCN | node_8101001_200855574 | node_1355695_635_15293473_523 | 0.033 | unb_TAPWIRE_OH | 8101001 | no | no |  |  | no |  |  | 0 | 0 | 0 | 0
oh_line_TAP_OH_2143517 |  | ABCN | node_8101001_200855634 | node_1354832_135_15292323_849 | 0.033 | unb_TAPWIRE_OH | 8101001 | no | no |  |  | no |  |  | 0 | 0 | 0 | 0
oh_line_TAP_OH_2143518 |  | ABCN | node_8101001_200855634 | node_1354831_608_15292307_118 | 0.033 | unb_TAPWIRE_OH | 8101001 | no | no |  |  | no |  |  | 0 | 0 | 0 | 0
oh_line_TAP_OH_2143519 |  | ABCN | node_8101001_200855634 | node_1354838_826_15292338_595 | 0.033 | unb_TAPWIRE_OH | 8101001 | no | no |  |  | no |  |  | 0 | 0 | 0 | 0
oh_line_TAP_OH_2143570 |  | ABCN | node_8101001_200855741 | node_1354205_807_15294515_819 | 0.033 | unb_TAPWIRE_OH | 8101001 | no | no |  |  | no |  |  | 0 | 0 | 0 | 0
oh_line_TAP_OH_2143571 |  | ABCN | node_8101001_200855741 | node_1354190_953_15294498_029 | 0.033 | unb_TAPWIRE_OH | 8101001 | no | no |  |  | no |  |  | 0 | 0 | 0 | 0
oh_line_TAP_OH_2143577 |  | ABCN | node_8101001_200856104 | node_1356011_136_15293840_552 | 0.033 | unb_TAPWIRE_OH | 8101001 | no | no |  |  | no |  |  | 0 | 0 | 0 | 0
oh_line_TAP_OH_2143578 |  | ABCN | node_8101001_200856104 | node_1356008_443_15293866_907 | 0.033 | unb_TAPWIRE_OH | 8101001 | no | no |  |  | no |  |  | 0 | 0 | 0 | 0
oh_line_TAP_OH_2143579 |  | ABCN | node_8101001_200856104 | node_1356008_651_15293814_11 | 0.033 | unb_TAPWIRE_OH | 8101001 | no | no |  |  | no |  |  | 0 | 0 | 0 | 0
oh_line_TAP_OH_2143642 |  | ABCN | node_8101001_200855739 | node_1354408_137_15294627_149 | 0.033 | unb_TAPWIRE_OH | 8101001 | no | no |  |  | no |  |  | 0 | 0 | 0 | 0
oh_line_TAP_OH_2143643 |  | ABCN | node_8101001_200855739 | node_1354392_567_15294610_503 | 0.033 | unb_TAPWIRE_OH | 8101001 | no | no |  |  | no |  |  | 0 | 0 | 0 | 0
oh_line_TAP_OH_2143679 |  | ABCN | node_8101001_200856091 | node_1355967_989_15294682_244 | 0.033 | unb_TAPWIRE_OH | 8101001 | no | no |  |  | no |  |  | 0 | 0 | 0 | 0
oh_line_TAP_OH_2143680 |  | ABCN | node_8101001_200856091 | node_1355965_572_15294708_649 | 0.033 | unb_TAPWIRE_OH | 8101001 | no | no |  |  | no |  |  | 0 | 0 | 0 | 0
oh_line_TAP_OH_2143681 |  | ABCN | node_8101001_200856091 | node_1355965_229_15294655_848 | 0.033 | unb_TAPWIRE_OH | 8101001 | no | no |  |  | no |  |  | 0 | 0 | 0 | 0
oh_line_TAP_OH_2143710 |  | ABCN | node_8101001_200855683 | node_1355510_383_15294067_645 | 0.033 | unb_TAPWIRE_OH | 8101001 | no | no |  |  | no |  |  | 0 | 0 | 0 | 0
oh_line_TAP_OH_2143711 |  | ABCN | node_8101001_200855683 | node_1355529_652_15294074_135 | 0.033 | unb_TAPWIRE_OH | 8101001 | no | no |  |  | no |  |  | 0 | 0 | 0 | 0
oh_line_TAP_OH_2143712 |  | ABCN | node_8101001_200855683 | node_1355490_557_15294068_061 | 0.033 | unb_TAPWIRE_OH | 8101001 | no | no |  |  | no |  |  | 0 | 0 | 0 | 0
oh_line_TAP_OH_2146539 |  | ABCN | node_8101001_200856108 | node_1356005_579_15293344_844 | 0.033 | unb_TAPWIRE_OH | 8101001 | no | no |  |  | no |  |  | 0 | 0 | 0 | 0
oh_line_TAP_OH_2146540 |  | ABCN | node_8101001_200856108 | node_1355990_734_15293362_355 | 0.033 | unb_TAPWIRE_OH | 8101001 | no | no |  |  | no |  |  | 0 | 0 | 0 | 0
oh_line_TAP_OH_2146541 |  | ABCN | node_8101001_200856108 | node_1356016_515_15293322_738 | 0.033 | unb_TAPWIRE_OH | 8101001 | no | no |  |  | no |  |  | 0 | 0 | 0 | 0
oh_line_TAP_OH_2146542 |  | ABCN | node_8101001_200856110 | node_1355885_99_15293119_328 | 0.033 | unb_TAPWIRE_OH | 8101001 | no | no |  |  | no |  |  | 0 | 0 | 0 | 0
oh_line_TAP_OH_2146543 |  | ABCN | node_8101001_200856110 | node_1355889_746_15293093_22 | 0.033 | unb_TAPWIRE_OH | 8101001 | no | no |  |  | no |  |  | 0 | 0 | 0 | 0
oh_line_TAP_OH_2146544 |  | ABCN | node_8101001_200856110 | node_1355887_402_15293145_902 | 0.033 | unb_TAPWIRE_OH | 8101001 | no | no |  |  | no |  |  | 0 | 0 | 0 | 0
oh_line_TAP_OH_2146565 |  | ABCN | node_8101001_200856093 | node_1355814_503_15294453_506 | 0.033 | unb_TAPWIRE_OH | 8101001 | no | no |  |  | no |  |  | 0 | 0 | 0 | 0
oh_line_TAP_OH_2146566 |  | ABCN | node_8101001_200856093 | node_1355820_808_15294428_323 | 0.033 | unb_TAPWIRE_OH | 8101001 | no | no |  |  | no |  |  | 0 | 0 | 0 | 0
oh_line_TAP_OH_2146567 |  | ABCN | node_8101001_200856093 | node_1355813_279_15294480_07 | 0.033 | unb_TAPWIRE_OH | 8101001 | no | no |  |  | no |  |  | 0 | 0 | 0 | 0
oh_line_TAP_OH_2502549 |  | ABCN | node_8101001_200855567 | node_1355730_635_15293992_112 | 0.033 | unb_TAPWIRE_OH | 8101001 | no | no |  |  | no |  |  | 0 | 0 | 0 | 0
oh_line_TAP_OH_2502550 |  | ABCN | node_8101001_200855567 | node_1355732_023_15293978_918 | 0.033 | unb_TAPWIRE_OH | 8101001 | no | no |  |  | no |  |  | 0 | 0 | 0 | 0
oh_line_TAP_OH_2502551 |  | ABCN | node_8101001_200855567 | node_1355735_243_15293967_782 | 0.033 | unb_TAPWIRE_OH | 8101001 | no | no |  |  | no |  |  | 0 | 0 | 0 | 0
oh_line_TAP_OH_2908800 |  | ABCN | node_8101001_200855585 | node_1355723_486_15294656_203 | 0.033 | unb_TAPWIRE_OH | 8101001 | no | no |  |  | no |  |  | 0 | 0 | 0 | 0
oh_line_TAP_OH_3056956 |  | ABCN | node_8101001_200855586 | node_1355689_228_15294524_082 | 0.033 | unb_TAPWIRE_OH | 8101001 | no | no |  |  | no |  |  | 0 | 0 | 0 | 0
oh_line_TAP_OH_3583767 |  | AN | node_8101001_200855265 | node_1354225_691_15293795_725 | 0.033 | unb_TAPWIRE_OH | 8101001 | no | no |  |  | no |  |  | 0 | 0 | 0 | 0
oh_line_TAP_OH_5447229 |  | ABCN | node_8101001_312132249 | node_1354578_077_15294944_382 | 0.033 | unb_TAPWIRE_OH | 8101001 | no | no |  |  | no |  |  | 0 | 0 | 0 | 0
oh_line_TAP_OH_5447230 |  | ABCN | node_8101001_312132249 | node_1354594_567_15294941_405 | 0.033 | unb_TAPWIRE_OH | 8101001 | no | no |  |  | no |  |  | 0 | 0 | 0 | 0
oh_line_TAP_OH_5447231 |  | ABCN | node_8101001_312132249 | node_1354611_006_15294934_267 | 0.033 | unb_TAPWIRE_OH | 8101001 | no | no |  |  | no |  |  | 0 | 0 | 0 | 0

## overhead_line_conductor
data_type | static
owner_type | feeder
owner | 8101001
object | overhead_line_conductor
name | groupid | geometric_mean_radius | resistance | diameter | rating_summer_continuous | rating_summer_emergency | rating_winter_continuous | rating_winter_emergency | dcircuit | selected | comments
oh_cond_1/0_AAAC |  | 0.012 | 0.876 | 0.398 | 235 | 235 | 310 | 310 |  | no
oh_cond_1/0_ACSR |  | 0.012 | 0.888 | 0.398 | 265 | 265 | 330 | 330 |  | no
oh_cond_2/0_CU |  | 0.013 | 0.44 | 0.414 | 295 | 295 | 425 | 425 |  | no
oh_cond_2_ACSR |  | 0.01 | 1.41 | 0.325 | 195 | 195 | 245 | 245 |  | no
oh_cond_2_CU |  | 0.009 | 0.873 | 0.292 | 190 | 190 | 270 | 270 |  | no
oh_cond_3_#7_CWD_30% |  | 0.005 | 3.07 | 0.311 | 125 | 125 | 195 | 195 |  | no
oh_cond_4/0_CU |  | 0.017 | 0.278 | 0.522 | 395 | 290 | 570 | 570 |  | no
oh_cond_4_CU |  | 0.007 | 1.388 | 0.232 | 140 | 140 | 200 | 200 |  | no
oh_cond_477_MCM_AL |  | 0.025 | 0.198 | 0.792 | 605 | 605 | 810 | 810 |  | no
oh_cond_WP-4/0-CU |  | 0.015 | 0.273 | 0.81 | 340 | 340 | 390 | 390 |  | no

## switch
data_type | static
owner_type | feeder
owner | 8101001
object | switch
name | groupid | phases | fr | to | phase_A_state | phase_B_state | phase_C_state | operating_mode | status | dcircuit | selected | monitored | monitored_fields | class_monitored_fields | played | played_fields | comments
switch_220416545 |  | ABCD | node_intto1_8101001_200855495 | node_8101001_200855495 | CLOSED | CLOSED | CLOSED | INDIVIDUAL |  | 8101001 | no | no |  |  | no

## underground_line
data_type | static
owner_type | feeder
owner | 8101001
object | underground_line
name | groupid | phases | fr | to | length | configuration | dcircuit | selected | monitored | monitored_fields | class_monitored_fields | played | played_fields | comments
und_line_8101001_200854723 |  | ABCN | node_8101001_201049552 | node_8101001_200854723 | 12.295 | und_3P_2ALURD | 8101001 | no | no |  |  | no
und_line_8101001_200854724 |  | ABCN | node_8101001_201049552 | node_intto1_8101001_200854724 | 265.354 | und_3P_2ALURD | 8101001 | no | no |  |  | no
und_line_8101001_200917627 |  | ABCN | node_8101001_200855732 | node_intto1_8101001_200917627 | 77.369 | und_3P_2ALURD | 8101001 | no | no |  |  | no
und_line_8101001_201049552-1 |  | ABCN | node_8101001_200855479 | node_intto1_8101001_201049552 | 327.865 | und_3P_2ALURD | 8101001 | no | no |  |  | no
und_line_TAP_UG_59441 |  | ABCN | node_8101001_200854723 | node_1355355_087_15295116_928 | 0.033 | und_TAPWIRE_UG | 8101001 | no | no |  |  | no
und_line_TAP_UG_59442 |  | ABCN | node_8101001_200854724 | node_1355410_327_15295430_622 | 0.033 | und_TAPWIRE_UG | 8101001 | no | no |  |  | no

## underground_line_conductor
data_type | static
owner_type | feeder
owner | 8101001
object | underground_line_conductor
name | groupid | outer_diameter | conductor_gmr | conductor_diameter | conductor_resistance | neutral_gmr | neutral_diameter | neutral_resistance | neutral_strands | insulation_relative_permitivitty | shield_gmr | shield_resistance | rating_summer_continuous | rating_summer_emergency | rating_winter_continuous | rating_winter_emergency | dcircuit | selected | comments
und_cond_3P_2ALURD | [12 empty] | 125 | 125 | 140 | 140 |  | no
und_cond_TAPWIRE_UG | [12 empty] | 99999999 | 99999999 | 99999999 | 99999999 |  | no