## capacitor
data_type | static
owner_type | feeder
owner | 8102401
object | capacitor
name | groupid | parent | phases | nominal_voltage | pt_phase | phases_connected | switchA | switchB | switchC | control | voltage_set_high | voltage_set_low | VAr_set_high | VAr_set_low | current_set_high | current_set_low | capacitor_A | capacitor_B | capacitor_C | cap_nominal_voltage | time_delay | dwell_time | lockout_time | remote_sense | remote_sense_B | control_level | dcircuit | selected | monitored | monitored_fields | class_monitored_fields | played | played_fields | comments
cap_220369562 |  | node_1332960_061_15326938_605 | AN | 0 |  | AN | CLOSED |  |  | MANUAL | [6 empty] | 100000 |  |  | 4800 | [6 empty] | 8102401 | no | no |  |  | no
cap_220369594 |  | node_1317006_575_15316141_834 | AN | 0 |  | AN | CLOSED |  |  | MANUAL | [6 empty] | 100000 |  |  | 4800 | [6 empty] | 8102401 | no | no |  |  | no
cap_220369605 |  | node_1312091_018_15323591_514 | ABCN | 0 |  | ABCN | CLOSED | CLOSED | CLOSED | MANUAL | [6 empty] | 100000 | 100000 | 100000 | 4800 | [6 empty] | 8102401 | no | no |  |  | no
cap_220369637 |  | node_1336406_726_15324387_449 | AN | 0 |  | AN | CLOSED |  |  | MANUAL | [6 empty] | 50000 |  |  | 4800 | [6 empty] | 8102401 | no | no |  |  | no
cap_312087140 |  | node_1333793_236_15326789_794 | AN | 0 |  | AN | CLOSED |  |  | MANUAL | [6 empty] | 100000 |  |  | 4800 | [6 empty] | 8102401 | no | no |  |  | no

## feeder
data_type | static
owner_type | feeder
owner | 8102401
object | feeder
name | transmission_bus | ARC | ADR | slack_bus | nom_voltages | num_nodes | num_ohlines | num_uglines | num_transformers | num_generators | num_pvs | num_storages | num_loads | miles | mw | mvar | losses_mw | losses_mvar | comments | use_feeder_load_shape | load_shape_scale | use_feeder_pv_shape | pv_shape_scale | description | restore_time | griddisconnect_scenario_probability | gridconnect_scenario_probability | use_energy_not_served | VOLL | discount_rate | yearly_load_growth_percent | planning_horizon | enable_traditional_project_deferral | lifetime_of_investment_years | start_year | base_year | year_the_investment_is_committed | revenue_requirement_scaling_factor | discount_rate | inflation_rate_for_investment | traditional_project_invested_capital | periodicity_of_investment_in_years | priority | maximum_total_investment_cost | DER_portfolio_NPV | DER_portfolio_BC_ratio | total_system_energy_avoided_cost_NPV | total_system_capacity_avoided_cost_NPV | total_system_ancillary_services_avoided_cost_NPV | total_system_CO2_avoided_cost_NPV | total_system_loss_of_load_avoided_cost_NPV | total_system_distribution_capacity_avoided_cost_NPV | total_system_investment_and_operational_cost_NPV | feeder_solar_pv_operating_cost_USdollarperkWh | feeder_energy_storage_operating_cost_USdollarperkWh | feeder_distributed_generator_operating_cost_USdollarperkWh | feeder_distributed_generator_CO2_cost_USdollarperkWh | feeder_demand_response_operating_cost_USdollarperkWh | feeder_solar_pv_investment_cost_USdollarperkW | feeder_energy_storage_investment_cost_USdollarperkW | feeder_distributed_generator_investment_cost_USdollarperkW | feeder_demand_response_investment_cost_USdollarperkW
8102401 |  | ts_slack | none | node_SOURCE_8102401 | 2771.281,7199.557 | 1315 | 1220 | 29 | 2 | 0 | 0 | 0 | 411 | 40.157 | 5.135 | 2.187 | 0 | 0 |  | 0 | 0 | 1 | 0 |  | 0 | 0 | 0 | 0 | 0 | 0 | 0 | 0 | 0 | 0 | 0 | 0 | 0 | 0 | 0 | 0 | 0 | 0 | 0 | 999999999 | 0 | 0 | 0 | 0 | 0 | 0 | 0 | 0 | 0 | 0 | 0 | 0 | 0 | 0 | 0 | 0 | 0 | 0

## fuse
data_type | static
owner_type | feeder
owner | 8102401
object | fuse
name | groupid | phases | fr | to | phase_A_status | phase_B_status | phase_C_status | repair_dist_type | current_limit | mean_replacement_time | status | dcircuit | selected | monitored | monitored_fields | class_monitored_fields | played | played_fields | comments
fuse_220386960 |  | AD | node_intto1_8102401_200895700 | node_8102401_200895700 | GOOD | GOOD | GOOD |  | 30 |  |  | 8102401 | no | no |  |  | no
fuse_220386961 |  | AD | node_intto1_8102401_200898570 | node_8102401_200898570 | GOOD | GOOD | GOOD |  | 40 |  |  | 8102401 | no | no |  |  | no
fuse_220386962 |  | AD | node_intto1_8102401_200897395 | node_8102401_200897395 | GOOD | GOOD | GOOD |  | 40 |  |  | 8102401 | no | no |  |  | no
fuse_220386963 |  | AD | node_intto1_8102401_201068690 | node_8102401_201068690 | GOOD | GOOD | GOOD |  | 40 |  |  | 8102401 | no | no |  |  | no
fuse_220386964 |  | AD | node_intto1_8102401_200897049 | node_8102401_200897049 | GOOD | GOOD | GOOD |  | 40 |  |  | 8102401 | no | no |  |  | no
fuse_220386965 |  | AN | node_intto1_8102401_200895645 | node_8102401_200895645 | GOOD | GOOD | GOOD |  | 40 |  |  | 8102401 | no | no |  |  | no
fuse_220386966 |  | AN | node_intto1_8102401_200895646 | node_8102401_200895646 | GOOD | GOOD | GOOD |  | 25 |  |  | 8102401 | no | no |  |  | no
fuse_220386993 |  | AD | node_intto1_8102401_200895664 | node_8102401_200895664 | GOOD | GOOD | GOOD |  | 75 |  |  | 8102401 | no | no |  |  | no
fuse_220387022 |  | AD | node_intto1_8102401_200899148 | node_8102401_200899148 | GOOD | GOOD | GOOD |  | 60 |  |  | 8102401 | no | no |  |  | no
fuse_220387026 |  | ABCD | node_intto1_8102401_200897419 | node_8102401_200897419 | GOOD | GOOD | GOOD |  | 85 |  |  | 8102401 | no | no |  |  | no
fuse_220387027 |  | ABCD | node_intto1_8102401_200897359 | node_8102401_200897359 | GOOD | GOOD | GOOD |  | 140 |  |  | 8102401 | no | no |  |  | no
fuse_220387030 |  | AD | node_intto1_8102401_200897268 | node_8102401_200897268 | GOOD | GOOD | GOOD |  | 60 |  |  | 8102401 | no | no |  |  | no
fuse_220387064 |  | AD | node_intto1_8102401_200897235 | node_8102401_200897235 | GOOD | GOOD | GOOD |  | 140 |  |  | 8102401 | no | no |  |  | no
fuse_220387079 |  | AD | node_intto1_8102401_200896792 | node_8102401_200896792 | GOOD | GOOD | GOOD |  | 40 |  |  | 8102401 | no | no |  |  | no
fuse_220387083 |  | ABCD | node_intto1_8102401_200890659 | node_8102401_200890659 | GOOD | GOOD | GOOD |  | 140 |  |  | 8102401 | no | no |  |  | no
fuse_220387085 |  | AD | node_intto1_8102401_200896690 | node_8102401_200896690 | GOOD | GOOD | GOOD |  | 65 |  |  | 8102401 | no | no |  |  | no
fuse_220387086 |  | AD | node_intto1_8102401_200896685 | node_8102401_200896685 | GOOD | GOOD | GOOD |  | 80 |  |  | 8102401 | no | no |  |  | no
fuse_220387087 |  | AD | node_intto1_8102401_200896676 | node_8102401_200896676 | GOOD | GOOD | GOOD |  | 150 |  |  | 8102401 | no | no |  |  | no
fuse_220387088 |  | AD | node_intto1_220387088 | node_220387088 | GOOD | GOOD | GOOD |  | 60 |  |  | 8102401 | no | no |  |  | no
fuse_220387089 |  | AD | node_intto1_8102401_200897438 | node_8102401_200897438 | GOOD | GOOD | GOOD |  | 85 |  |  | 8102401 | no | no |  |  | no
fuse_220387671 |  | AD | node_intto1_8102401_200891893 | node_8102401_200891893 | GOOD | GOOD | GOOD |  | 40 |  |  | 8102401 | no | no |  |  | no
fuse_220387692 |  | AD | node_intto1_8102401_200891333 | node_8102401_200891333 | GOOD | GOOD | GOOD |  | 65 |  |  | 8102401 | no | no |  |  | no
fuse_220387693 |  | AD | node_intto1_8102401_200891253 | node_8102401_200891253 | GOOD | GOOD | GOOD |  | 65 |  |  | 8102401 | no | no |  |  | no
fuse_220387694 |  | AD | node_intto1_8102401_200891224 | node_8102401_200891224 | GOOD | GOOD | GOOD |  | 100 |  |  | 8102401 | no | no |  |  | no
fuse_220387695 |  | AD | node_intto1_8102401_200891200 | node_8102401_200891200 | GOOD | GOOD | GOOD |  | 40 |  |  | 8102401 | no | no |  |  | no
fuse_220387698 |  | AD | node_intto1_8102401_200891796 | node_8102401_200891796 | GOOD | GOOD | GOOD |  | 40 |  |  | 8102401 | no | no |  |  | no
fuse_220387700 |  | AD | node_intto1_8102401_200891760 | node_8102401_200891760 | GOOD | GOOD | GOOD |  | 25 |  |  | 8102401 | no | no |  |  | no
fuse_220387712 |  | AD | node_intto1_220387712 | node_220387712 | GOOD | GOOD | GOOD |  | 40 |  |  | 8102401 | no | no |  |  | no
fuse_220387717 |  | AD | node_intto1_8102401_200891372 | node_8102401_200891372 | GOOD | GOOD | GOOD |  | 40 |  |  | 8102401 | no | no |  |  | no
fuse_220387719 |  | AD | node_intto1_8102401_200891301 | node_8102401_200891301 | GOOD | GOOD | GOOD |  | 60 |  |  | 8102401 | no | no |  |  | no
fuse_220387725 |  | AD | node_intto1_8102401_200891338 | node_8102401_200891338 | GOOD | GOOD | GOOD |  | 40 |  |  | 8102401 | no | no |  |  | no
fuse_220387802 |  | AD | node_intto1_8102401_200888910 | node_8102401_200888910 | GOOD | GOOD | GOOD |  | 40 |  |  | 8102401 | no | no |  |  | no
fuse_220387873 |  | AD | node_intto1_8102401_200890480 | node_8102401_200890480 | GOOD | GOOD | GOOD |  | 40 |  |  | 8102401 | no | no |  |  | no
fuse_220387889 |  | AD | node_intto1_8102401_200890477 | node_8102401_200890477 | GOOD | GOOD | GOOD |  | 65 |  |  | 8102401 | no | no |  |  | no
fuse_220387898 |  | ABCD | node_intto1_8102401_200890742 | node_8102401_200890742 | GOOD | GOOD | GOOD |  | 50 |  |  | 8102401 | no | no |  |  | no
fuse_220387900 |  | AD | node_intto1_8102401_200911600 | node_8102401_200911600 | GOOD | GOOD | GOOD |  | 15 |  |  | 8102401 | no | no |  |  | no
fuse_220387901 |  | AD | node_intto1_8102401_200890653 | node_8102401_200890653 | GOOD | GOOD | GOOD |  | 80 |  |  | 8102401 | no | no |  |  | no
fuse_220450865 |  | AN | node_intto1_8102401_200974916 | node_8102401_200974916 | GOOD | GOOD | GOOD |  | 30 |  |  | 8102401 | no | no |  |  | no
fuse_220511368 |  | AD | node_intto1_8102401_200888914 | node_8102401_200888914 | GOOD | GOOD | GOOD |  | 40 |  |  | 8102401 | no | no |  |  | no
fuse_220511369 |  | AD | node_intto1_8102401_200890014 | node_8102401_200890014 | GOOD | GOOD | GOOD |  | 40 |  |  | 8102401 | no | no |  |  | no
fuse_220511370 |  | AD | node_intto1_8102401_200890009 | node_8102401_200890009 | GOOD | GOOD | GOOD |  | 20 |  |  | 8102401 | no | no |  |  | no
fuse_220511371 |  | AD | node_intto1_8102401_200889711 | node_8102401_200889711 | GOOD | GOOD | GOOD |  | 50 |  |  | 8102401 | no | no |  |  | no
fuse_220537275 |  | AN | node_intto1_8102401_200972911 | node_8102401_200972911 | GOOD | GOOD | GOOD |  | 40 |  |  | 8102401 | no | no |  |  | no
fuse_220538322 |  | AN | node_intto1_8102401_200953159 | node_8102401_200953159 | GOOD | GOOD | GOOD |  | 20 |  |  | 8102401 | no | no |  |  | no
fuse_220540458 |  | AN | node_intto1_8102401_200959720 | node_8102401_200959720 | GOOD | GOOD | GOOD |  | 25 |  |  | 8102401 | no | no |  |  | no
fuse_220565904 |  | AD | node_intto1_8102401_200888859 | node_8102401_200888859 | GOOD | GOOD | GOOD |  | 50 |  |  | 8102401 | no | no |  |  | no
fuse_220603777 |  | AD | node_intto1_8102401_311880904 | node_8102401_311880904 | GOOD | GOOD | GOOD |  | 300 |  |  | 8102401 | no | no |  |  | no
fuse_310045992 |  | AD | node_intto1_8102401_200891714 | node_8102401_200891714 | GOOD | GOOD | GOOD |  | 40 |  |  | 8102401 | no | no |  |  | no
fuse_311893794 |  | AD | node_intto1_311893794 | node_311893794 | GOOD | GOOD | GOOD |  | 300 |  |  | 8102401 | no | no |  |  | no
fuse_311893804 |  | AD | node_intto1_8102401_200898755 | node_8102401_200898755 | GOOD | GOOD | GOOD |  | 50 |  |  | 8102401 | no | no |  |  | no
fuse_311893805 |  | AD | node_intto1_8102401_200897252 | node_8102401_200897252 | GOOD | GOOD | GOOD |  | 50 |  |  | 8102401 | no | no |  |  | no
fuse_311928281 |  | AD | node_intto1_8102401_311928271 | node_8102401_311928271 | GOOD | GOOD | GOOD |  | 20 |  |  | 8102401 | no | no |  |  | no
fuse_312020372 |  | AD | node_intto1_8102401_200888872 | node_8102401_200888872 | GOOD | GOOD | GOOD |  | 300 |  |  | 8102401 | no | no |  |  | no
fuse_312113559 |  | AD | node_intto1_8102401_312113558 | node_8102401_312113558 | GOOD | GOOD | GOOD |  | 100 |  |  | 8102401 | no | no |  |  | no
fuse_312130354 |  | AD | node_intto1_8102401_200888870 | node_8102401_200888870 | GOOD | GOOD | GOOD |  | 50 |  |  | 8102401 | no | no |  |  | no
fuse_312137947 |  | AD | node_intto1_8102401_200889710 | node_8102401_200889710 | GOOD | GOOD | GOOD |  | 50 |  |  | 8102401 | no | no |  |  | no
fuse_312147451 |  | AN | node_intto1_8102401_312147453 | node_8102401_312147453 | GOOD | GOOD | GOOD |  | 25 |  |  | 8102401 | no | no |  |  | no

## line_configuration
data_type | static
owner_type | feeder
owner | 8102401
object | line_configuration
name | groupid | conductor_A | conductor_B | conductor_C | conductor_N | spacing | z11 | z12 | z13 | z21 | z22 | z23 | z31 | z32 | z33 | c11 | c12 | c13 | c21 | c22 | c23 | c31 | c32 | c33 | dcircuit | selected | comments
bal_1P_1/0AA |  | oh_cond_1/0_AAAC | oh_cond_1/0_AAAC | oh_cond_1/0_AAAC |  |  | 0.972+1.499j | 0.095+0.781j | 0.095+0.781j | 0.095+0.781j | 0.972+1.499j | 0.095+0.781j | 0.095+0.781j | 0.095+0.781j | 0.972+1.499j | 12.796 | -3.172 | -3.172 | -3.172 | 12.796 | -3.172 | -3.172 | -3.172 | 12.796 |  | no
bal_1P_1/0AA_1/0AA(N) |  | oh_cond_1/0_AAAC | oh_cond_1/0_AAAC | oh_cond_1/0_AAAC | oh_cond_1/0_AAAC |  | 1.078+1.186j | 0.201+0.467j | 0.201+0.467j | 0.201+0.467j | 1.078+1.186j | 0.201+0.467j | 0.201+0.467j | 0.201+0.467j | 1.078+1.186j | 13.243 | -2.726 | -2.726 | -2.726 | 13.243 | -2.726 | -2.726 | -2.726 | 13.243 |  | no
bal_1P_1/0AC |  | oh_cond_1/0_ACSR | oh_cond_1/0_ACSR | oh_cond_1/0_ACSR |  |  | 0.983+1.218j | 0.095+0.781j | 0.095+0.781j | 0.095+0.781j | 0.983+1.218j | 0.095+0.781j | 0.095+0.781j | 0.095+0.781j | 0.983+1.218j | 12.796 | -3.172 | -3.172 | -3.172 | 12.796 | -3.172 | -3.172 | -3.172 | 12.796 |  | no
bal_1P_1/0AC_1/0AC(N) |  | oh_cond_1/0_ACSR | oh_cond_1/0_ACSR | oh_cond_1/0_ACSR | oh_cond_1/0_ACSR |  | 1.091+1.185j | 0.203+0.469j | 0.203+0.469j | 0.203+0.469j | 1.091+1.185j | 0.203+0.469j | 0.203+0.469j | 0.203+0.469j | 1.091+1.185j | 13.243 | -2.726 | -2.726 | -2.726 | 13.243 | -2.726 | -2.726 | -2.726 | 13.243 |  | no
bal_1P_1AC |  | oh_cond_1_ACSR | oh_cond_1_ACSR | oh_cond_1_ACSR |  |  | 1.215+1.523j | 0.095+0.781j | 0.095+0.781j | 0.095+0.781j | 1.215+1.523j | 0.095+0.781j | 0.095+0.781j | 0.095+0.781j | 1.215+1.523j | 12.411 | -3.024 | -3.024 | -3.024 | 12.411 | -3.024 | -3.024 | -3.024 | 12.411 |  | no
bal_1P_2/0CU |  | oh_cond_2/0_CU | oh_cond_2/0_CU | oh_cond_2/0_CU |  |  | 0.535+1.487j | 0.095+0.781j | 0.095+0.781j | 0.095+0.781j | 0.535+1.487j | 0.095+0.781j | 0.095+0.781j | 0.095+0.781j | 0.535+1.487j | 12.878 | -3.204 | -3.204 | -3.204 | 12.878 | -3.204 | -3.204 | -3.204 | 12.878 |  | no
bal_1P_2AC |  | oh_cond_2_ACSR | oh_cond_2_ACSR | oh_cond_2_ACSR |  |  | 1.505+1.527j | 0.095+0.781j | 0.095+0.781j | 0.095+0.781j | 1.505+1.527j | 0.095+0.781j | 0.095+0.781j | 0.095+0.781j | 1.505+1.527j | 12.393 | -3.017 | -3.017 | -3.017 | 12.393 | -3.017 | -3.017 | -3.017 | 12.393 |  | no
bal_1P_4/0AA |  | oh_cond_4/0_AAAC | oh_cond_4/0_AAAC | oh_cond_4/0_AAAC |  |  | 0.534+1.457j | 0.095+0.781j | 0.095+0.781j | 0.095+0.781j | 0.534+1.457j | 0.095+0.781j | 0.095+0.781j | 0.095+0.781j | 0.534+1.457j | 13.554 | -3.469 | -3.469 | -3.469 | 13.554 | -3.469 | -3.469 | -3.469 | 13.554 |  | no
bal_1P_4/0AC |  | oh_cond_4/0_ACSR | oh_cond_4/0_ACSR | oh_cond_4/0_ACSR |  |  | 0.54+1.457j | 0.095+0.781j | 0.095+0.781j | 0.095+0.781j | 0.54+1.457j | 0.095+0.781j | 0.095+0.781j | 0.095+0.781j | 0.54+1.457j | 13.554 | -3.469 | -3.469 | -3.469 | 13.554 | -3.469 | -3.469 | -3.469 | 13.554 |  | no
bal_1P_4/0AL |  | oh_cond_4/0_AL | oh_cond_4/0_AL | oh_cond_4/0_AL |  |  | 0.537+1.466j | 0.095+0.781j | 0.095+0.781j | 0.095+0.781j | 0.537+1.466j | 0.095+0.781j | 0.095+0.781j | 0.095+0.781j | 0.537+1.466j | 13.381 | -3.4 | -3.4 | -3.4 | 13.381 | -3.4 | -3.4 | -3.4 | 13.381 |  | no
bal_1P_4AC |  | oh_cond_4_ACSR | oh_cond_4_ACSR | oh_cond_4_ACSR |  |  | 2.335+1.555j | 0.095+0.781j | 0.095+0.781j | 0.095+0.781j | 2.335+1.555j | 0.095+0.781j | 0.095+0.781j | 0.095+0.781j | 2.335+1.555j | 11.91 | -2.834 | -2.834 | -2.834 | 11.91 | -2.834 | -2.834 | -2.834 | 11.91 |  | no
bal_1P_4ACW |  | oh_cond_4A_CWD | oh_cond_4A_CWD | oh_cond_4A_CWD |  |  | 1.49+1.583j | 0.095+0.781j | 0.095+0.781j | 0.095+0.781j | 1.49+1.583j | 0.095+0.781j | 0.095+0.781j | 0.095+0.781j | 1.49+1.583j | 12.178 | -2.935 | -2.935 | -2.935 | 12.178 | -2.935 | -2.935 | -2.935 | 12.178 |  | no
bal_1P_4CU |  | oh_cond_4_CU | oh_cond_4_CU | oh_cond_4_CU |  |  | 1.483+1.565j | 0.095+0.781j | 0.095+0.781j | 0.095+0.781j | 1.483+1.565j | 0.095+0.781j | 0.095+0.781j | 0.095+0.781j | 1.483+1.565j | 11.78 | -2.785 | -2.785 | -2.785 | 11.78 | -2.785 | -2.785 | -2.785 | 11.78 |  | no
bal_1P_6CU |  | oh_cond_6_CU | oh_cond_6_CU | oh_cond_6_CU |  |  | 2.275+1.583j | 0.095+0.781j | 0.095+0.781j | 0.095+0.781j | 2.275+1.583j | 0.095+0.781j | 0.095+0.781j | 0.095+0.781j | 2.275+1.583j | 11.393 | -2.641 | -2.641 | -2.641 | 11.393 | -2.641 | -2.641 | -2.641 | 11.393 |  | no
bal_1P_477AL |  | oh_cond_477_MCM_AL | oh_cond_477_MCM_AL | oh_cond_477_MCM_AL |  |  | 0.293+1.41j | 0.095+0.781j | 0.095+0.781j | 0.095+0.781j | 0.293+1.41j | 0.095+0.781j | 0.095+0.781j | 0.095+0.781j | 0.293+1.41j | 14.4 | -3.806 | -3.806 | -3.806 | 14.4 | -3.806 | -3.806 | -3.806 | 14.4 |  | no
bal_1P_DELTACUST |  | oh_cond_2/0_CU | oh_cond_2/0_CU | oh_cond_2/0_CU | oh_cond_3_#7_CWD_30% |  | 0.66+1.378j | 0.22+0.666j | 0.22+0.666j | 0.22+0.666j | 0.66+1.378j | 0.22+0.666j | 0.22+0.666j | 0.22+0.666j | 0.66+1.378j | 13.24 | -2.712 | -2.712 | -2.712 | 13.24 | -2.712 | -2.712 | -2.712 | 13.24 |  | no
bal_3P_1/0AC |  | oh_cond_1/0_ACSR | oh_cond_1/0_ACSR | oh_cond_1/0_ACSR |  |  | 0.983+1.497j | 0.095+0.781j | 0.095+0.781j | 0.095+0.781j | 0.983+1.497j | 0.095+0.781j | 0.095+0.781j | 0.095+0.781j | 0.983+1.497j | 12.796 | -3.172 | -3.172 | -3.172 | 12.796 | -3.172 | -3.172 | -3.172 | 12.796 |  | no
bal_3P_2AC |  | oh_cond_2_ACSR | oh_cond_2_ACSR | oh_cond_2_ACSR |  |  | 1.505+1.527j | 0.095+0.781j | 0.095+0.781j | 0.095+0.781j | 1.505+1.527j | 0.095+0.781j | 0.095+0.781j | 0.095+0.781j | 1.505+1.527j | 12.393 | -3.017 | -3.017 | -3.017 | 12.393 | -3.017 | -3.017 | -3.017 | 12.393 |  | no
bal_3P_4/0AL |  | oh_cond_4/0_AL | oh_cond_4/0_AL | oh_cond_4/0_AL |  |  | 0.537+1.466j | 0.095+0.781j | 0.095+0.781j | 0.095+0.781j | 0.537+1.466j | 0.095+0.781j | 0.095+0.781j | 0.095+0.781j | 0.537+1.466j | 13.381 | -3.4 | -3.4 | -3.4 | 13.381 | -3.4 | -3.4 | -3.4 | 13.381 |  | no
bal_3P_477AL |  | oh_cond_477_MCM_AL | oh_cond_477_MCM_AL | oh_cond_477_MCM_AL |  |  | 0.293+1.41j | 0.095+0.775j | 0.095+0.775j | 0.095+0.775j | 0.293+1.41j | 0.095+0.775j | 0.095+0.775j | 0.095+0.775j | 0.293+1.41j | 14.305 | -3.735 | -3.735 | -3.735 | 14.305 | -3.735 | -3.735 | -3.735 | 14.305 |  | no
unb_TAPWIRE_OH |  | oh_cond_WP-4/0-CU | oh_cond_WP-4/0-CU | oh_cond_WP-4/0-CU | oh_cond_WP-4/0-CU |  | 0.365+1.097j | 0.093+0.433j | 0.094+0.34j | 0.093+0.433j | 0.368+1.078j | 0.095+0.401j | 0.094+0.34j | 0.095+0.401j | 0.368+1.077j | 14.911 | -4.341 | -1.953 | -4.341 | 15.781 | -3.724 | -1.953 | -3.724 | 14.818 |  | no
und_1P_1/0ALURD_1/0AL(N) |  | und_cond_1P_1/0ALURD_1/0AL(N) | und_cond_1P_1/0ALURD_1/0AL(N) | und_cond_1P_1/0ALURD_1/0AL(N) |  |  | 1.674+0.526j | 0.0+0.0j | 0.0+0.0j | 0.0+0.0j | 1.674+0.526j | 0.0+0.0j | 0.0+0.0j | 0.0+0.0j | 1.674+0.526j | 530.19 | 0 | 0 | 0 | 530.19 | 0 | 0 | 0 | 530.19 |  | no
und_1P_2ALURD |  | und_cond_1P_2ALURD | und_cond_1P_2ALURD | und_cond_1P_2ALURD |  |  | 2.379+0.823j | 0.0+0.0j | 0.0+0.0j | 0.0+0.0j | 2.379+0.823j | 0.0+0.0j | 0.0+0.0j | 0.0+0.0j | 2.379+0.823j | 401.497 | 0 | 0 | 0 | 401.497 | 0 | 0 | 0 | 401.497 |  | no
und_1P_2ALURD_2AL(N) |  | und_cond_1P_2ALURD_2AL(N) | und_cond_1P_2ALURD_2AL(N) | und_cond_1P_2ALURD_2AL(N) |  |  | 2.379+0.823j | 0.0+0.0j | 0.0+0.0j | 0.0+0.0j | 2.379+0.823j | 0.0+0.0j | 0.0+0.0j | 0.0+0.0j | 2.379+0.823j | 401.497 | 0 | 0 | 0 | 401.497 | 0 | 0 | 0 | 401.497 |  | no
und_1P_DELTACUST |  | und_cond_1P_DELTACUST | und_cond_1P_DELTACUST | und_cond_1P_DELTACUST |  |  | 0.179+0.233j | 0.061-0.024j | 0.061-0.024j | 0.061-0.024j | 0.179+0.233j | 0.061-0.024j | 0.061-0.024j | 0.061-0.024j | 0.179+0.233j | 324.124 | 0 | 0 | 0 | 324.124 | 0 | 0 | 0 | 324.124 |  | no
und_TAPWIRE_UG |  | und_cond_TAPWIRE_UG | und_cond_TAPWIRE_UG | und_cond_TAPWIRE_UG |  |  | 0.001+0.001j | 0.0+0.0j | 0.0+0.0j | 0.0+0.0j | 0.001+0.001j | 0.0+0.0j | 0.0+0.0j | 0.0+0.0j | 0.001+0.001j | 0 | 0 | 0 | 0 | 0 | 0 | 0 | 0 | 0 |  | no

## load
data_type | static
owner_type | feeder
owner | 8102401
object | load
name | groupid | parent | bustype | phases | nominal_voltage | load_class | constant_power_A | constant_power_B | constant_power_C | constant_current_A | constant_current_B | constant_current_C | constant_impedance_A | constant_impedance_B | constant_impedance_C | base_power_A | base_power_B | base_power_C | power_pf_A | power_pf_B | power_pf_C | current_pf_A | current_pf_B | current_pf_C | impedance_pf_A | impedance_pf_B | impedance_pf_C | power_fraction_A | power_fraction_B | power_fraction_C | current_fraction_A | current_fraction_B | current_fraction_C | impedance_fraction_A | impedance_fraction_B | impedance_fraction_C | dcircuit | selected | monitored | monitored_fields | class_monitored_fields | played | played_fields | base_kw_A | base_kw_B | base_kw_C | kw_A | kw_B | kw_C | comments | critical_load | dem_resp_lb | dem_resp_ub | dem_resp_shortage_cost | dem_resp_surplus_cost | num_customers
load_220201791 |  | node_1300445_01_15319401_84 |  | AN | 0 | Residential | 10684.8+4551.706j | 0 | 0 | 0 | 0 | 0 | [24 empty] | 8102401 | no | no |  |  | no |  | 0 | 0 | 0 | 0 | 0 | 0 |  | 1 | 1 | 1 | 0 | 0 | 0
load_220357809 |  | node_1300554_446_15319740_259 |  | AN | 0 | Residential | 13809.6+5882.865j | 0 | 0 | 0 | 0 | 0 | [24 empty] | 8102401 | no | no |  |  | no |  | 0 | 0 | 0 | 0 | 0 | 0 |  | 1 | 1 | 1 | 0 | 0 | 0
load_220357811 |  | node_1300208_542_15319004_845 |  | AN | 0 | Residential | 6753.6+2877.022j | 0 | 0 | 0 | 0 | 0 | [24 empty] | 8102401 | no | no |  |  | no |  | 0 | 0 | 0 | 0 | 0 | 0 |  | 1 | 1 | 1 | 0 | 0 | 0
load_220357812 |  | node_1299326_474_15318257_387 |  | AN | 0 | Residential | 5594.4+2383.204j | 0 | 0 | 0 | 0 | 0 | [24 empty] | 8102401 | no | no |  |  | no |  | 0 | 0 | 0 | 0 | 0 | 0 |  | 1 | 1 | 1 | 0 | 0 | 0
load_220357813 |  | node_1298291_325_15321547_504 |  | AN | 0 | Residential | 14428.8+6146.643j | 0 | 0 | 0 | 0 | 0 | [24 empty] | 8102401 | no | no |  |  | no |  | 0 | 0 | 0 | 0 | 0 | 0 |  | 1 | 1 | 1 | 0 | 0 | 0
load_220357814 |  | node_1298339_645_15321361_788 |  | AN | 0 | Residential | 17121.6+7293.771j | 0 | 0 | 0 | 0 | 0 | [24 empty] | 8102401 | no | no |  |  | no |  | 0 | 0 | 0 | 0 | 0 | 0 |  | 1 | 1 | 1 | 0 | 0 | 0
load_220357815 |  | node_1298217_513_15320665_792 |  | AN | 0 | Residential | 10828.8+4613.049j | 0 | 0 | 0 | 0 | 0 | [24 empty] | 8102401 | no | no |  |  | no |  | 0 | 0 | 0 | 0 | 0 | 0 |  | 1 | 1 | 1 | 0 | 0 | 0
load_220357816 |  | node_1298044_867_15321136_076 |  | AN | 0 | Residential | 993.6+423.272j | 0 | 0 | 0 | 0 | 0 | [24 empty] | 8102401 | no | no |  |  | no |  | 0 | 0 | 0 | 0 | 0 | 0 |  | 1 | 1 | 1 | 0 | 0 | 0
load_220357817 |  | node_1297676_481_15322252_406 |  | AN | 0 | Residential | 6559.2+2794.207j | 0 | 0 | 0 | 0 | 0 | [24 empty] | 8102401 | no | no |  |  | no |  | 0 | 0 | 0 | 0 | 0 | 0 |  | 1 | 1 | 1 | 0 | 0 | 0
load_220357818 |  | node_1296459_997_15323029_863 |  | AN | 0 | Residential | 7444.8+3171.472j | 0 | 0 | 0 | 0 | 0 | [24 empty] | 8102401 | no | no |  |  | no |  | 0 | 0 | 0 | 0 | 0 | 0 |  | 1 | 1 | 1 | 0 | 0 | 0
load_220357819 |  | node_1296082_182_15323065_733 |  | AN | 0 | Residential | 43574.4+18562.617j | 0 | 0 | 0 | 0 | 0 | [24 empty] | 8102401 | no | no |  |  | no |  | 0 | 0 | 0 | 0 | 0 | 0 |  | 1 | 1 | 1 | 0 | 0 | 0
load_220357820 |  | node_1301214_866_15321061_549 |  | AN | 0 | Residential | 19576.8+8339.682j | 0 | 0 | 0 | 0 | 0 | [24 empty] | 8102401 | no | no |  |  | no |  | 0 | 0 | 0 | 0 | 0 | 0 |  | 1 | 1 | 1 | 0 | 0 | 0
load_220357821 |  | node_1294741_754_15324128_26 |  | AN | 0 | Residential | 20836.8+8876.44j | 0 | 0 | 0 | 0 | 0 | [24 empty] | 8102401 | no | no |  |  | no |  | 0 | 0 | 0 | 0 | 0 | 0 |  | 1 | 1 | 1 | 0 | 0 | 0
load_220357822 |  | node_1294396_656_15325089_756 |  | AN | 0 | Residential | 3686.4+1570.4j | 0 | 0 | 0 | 0 | 0 | [24 empty] | 8102401 | no | no |  |  | no |  | 0 | 0 | 0 | 0 | 0 | 0 |  | 1 | 1 | 1 | 0 | 0 | 0
load_220357823 |  | node_1294612_113_15325268_863 |  | AN | 0 | Residential | 9136.8+3892.261j | 0 | 0 | 0 | 0 | 0 | [24 empty] | 8102401 | no | no |  |  | no |  | 0 | 0 | 0 | 0 | 0 | 0 |  | 1 | 1 | 1 | 0 | 0 | 0
load_220357824 |  | node_1294636_644_15325746_135 |  | AN | 0 | Residential | 2318.4+987.634j | 0 | 0 | 0 | 0 | 0 | [24 empty] | 8102401 | no | no |  |  | no |  | 0 | 0 | 0 | 0 | 0 | 0 |  | 1 | 1 | 1 | 0 | 0 | 0
load_220357825 |  | node_1294142_038_15324483_995 |  | AN | 0 | Residential | 15242.4+6493.235j | 0 | 0 | 0 | 0 | 0 | [24 empty] | 8102401 | no | no |  |  | no |  | 0 | 0 | 0 | 0 | 0 | 0 |  | 1 | 1 | 1 | 0 | 0 | 0
load_220357826 |  | node_1301300_291_15321689_19 |  | AN | 0 | Residential | 58039.2+24724.596j | 0 | 0 | 0 | 0 | 0 | [24 empty] | 8102401 | no | no |  |  | no |  | 0 | 0 | 0 | 0 | 0 | 0 |  | 1 | 1 | 1 | 0 | 0 | 0
load_220357827 |  | node_1301390_706_15321831_151 |  | AN | 0 | Residential | 23054.4+9821.133j | 0 | 0 | 0 | 0 | 0 | [24 empty] | 8102401 | no | no |  |  | no |  | 0 | 0 | 0 | 0 | 0 | 0 |  | 1 | 1 | 1 | 0 | 0 | 0
load_220357828 |  | node_1300880_849_15321741_316 |  | AN | 0 | Residential | 4456.8+1898.589j | 0 | 0 | 0 | 0 | 0 | [24 empty] | 8102401 | no | no |  |  | no |  | 0 | 0 | 0 | 0 | 0 | 0 |  | 1 | 1 | 1 | 0 | 0 | 0
load_220357829 |  | node_1299936_714_15322005_69 |  | AN | 0 | Other | 0 | 0 | 0 | 0 | 0 | 0 | [24 empty] | 8102401 | no | no |  |  | no |  | 0 | 0 | 0 | 0 | 0 | 0 |  | 1 | 1 | 1 | 0 | 0 | 0
load_220357830 |  | node_1299326_757_15322110_048 |  | AN | 0 | Residential | 21592.8+9198.494j | 0 | 0 | 0 | 0 | 0 | [24 empty] | 8102401 | no | no |  |  | no |  | 0 | 0 | 0 | 0 | 0 | 0 |  | 1 | 1 | 1 | 0 | 0 | 0
load_220357831 |  | node_1298914_856_15322297_44 |  | AN | 0 | Residential | 0 | 0 | 0 | 0 | 0 | 0 | [24 empty] | 8102401 | no | no |  |  | no |  | 0 | 0 | 0 | 0 | 0 | 0 |  | 1 | 1 | 1 | 0 | 0 | 0
load_220357832 |  | node_1298504_866_15321897_071 |  | AN | 0 | Residential | 10188+4340.07j | 0 | 0 | 0 | 0 | 0 | [24 empty] | 8102401 | no | no |  |  | no |  | 0 | 0 | 0 | 0 | 0 | 0 |  | 1 | 1 | 1 | 0 | 0 | 0
load_220358128 |  | node_1300927_362_15320429_387 |  | AN | 0 | Residential | 4687.2+1996.739j | 0 | 0 | 0 | 0 | 0 | [24 empty] | 8102401 | no | no |  |  | no |  | 0 | 0 | 0 | 0 | 0 | 0 |  | 1 | 1 | 1 | 0 | 0 | 0
load_220358129 |  | node_1300240_388_15320622_348 |  | AN | 0 | Residential | 9216+3926j | 0 | 0 | 0 | 0 | 0 | [24 empty] | 8102401 | no | no |  |  | no |  | 0 | 0 | 0 | 0 | 0 | 0 |  | 1 | 1 | 1 | 0 | 0 | 0
load_220358130 |  | node_1299728_865_15320721_006 |  | AN | 0 | Residential | 1591.2+677.848j | 0 | 0 | 0 | 0 | 0 | [24 empty] | 8102401 | no | no |  |  | no |  | 0 | 0 | 0 | 0 | 0 | 0 |  | 1 | 1 | 1 | 0 | 0 | 0
load_220358239 |  | node_1299526_6_15322228_186 |  | AN | 0 | Other | 0 | 0 | 0 | 0 | 0 | 0 | [24 empty] | 8102401 | no | no |  |  | no |  | 0 | 0 | 0 | 0 | 0 | 0 |  | 1 | 1 | 1 | 0 | 0 | 0
load_220358240 |  | node_1299436_554_15322453_348 |  | AN | 0 | Residential | 14025.6+5974.881j | 0 | 0 | 0 | 0 | 0 | [24 empty] | 8102401 | no | no |  |  | no |  | 0 | 0 | 0 | 0 | 0 | 0 |  | 1 | 1 | 1 | 0 | 0 | 0
load_220358241 |  | node_1299305_673_15322688_446 |  | AN | 0 | Residential | 0 | 0 | 0 | 0 | 0 | 0 | [24 empty] | 8102401 | no | no |  |  | no |  | 0 | 0 | 0 | 0 | 0 | 0 |  | 1 | 1 | 1 | 0 | 0 | 0
load_220358242 |  | node_1299274_169_15322928_295 |  | AN | 0 | Residential | 26265.6+11189.099j | 0 | 0 | 0 | 0 | 0 | [24 empty] | 8102401 | no | no |  |  | no |  | 0 | 0 | 0 | 0 | 0 | 0 |  | 1 | 1 | 1 | 0 | 0 | 0
load_220358243 |  | node_1299203_722_15323249_203 |  | AN | 0 | Residential | 2246.4+956.962j | 0 | 0 | 0 | 0 | 0 | [24 empty] | 8102401 | no | no |  |  | no |  | 0 | 0 | 0 | 0 | 0 | 0 |  | 1 | 1 | 1 | 0 | 0 | 0
load_220358262 |  | node_1316171_742_15328590_141 |  | AN | 0 | Residential | 48772.8+20777.126j | 0 | 0 | 0 | 0 | 0 | [24 empty] | 8102401 | no | no |  |  | no |  | 0 | 0 | 0 | 0 | 0 | 0 |  | 1 | 1 | 1 | 0 | 0 | 0
load_220358263 |  | node_1316243_692_15328977_713 |  | AN | 0 | Residential | 34279.2+14602.878j | 0 | 0 | 0 | 0 | 0 | [24 empty] | 8102401 | no | no |  |  | no |  | 0 | 0 | 0 | 0 | 0 | 0 |  | 1 | 1 | 1 | 0 | 0 | 0
load_220358264 |  | node_1316250_217_15329284_366 |  | AN | 0 | Residential | 32400+13802.342j | 0 | 0 | 0 | 0 | 0 | [24 empty] | 8102401 | no | no |  |  | no |  | 0 | 0 | 0 | 0 | 0 | 0 |  | 1 | 1 | 1 | 0 | 0 | 0
load_220358409 |  | node_1314057_745_15327743_529 |  | AN | 0 | Residential | 3434.4+1463.048j | 0 | 0 | 0 | 0 | 0 | [24 empty] | 8102401 | no | no |  |  | no |  | 0 | 0 | 0 | 0 | 0 | 0 |  | 1 | 1 | 1 | 0 | 0 | 0
load_220358410 |  | node_1314891_654_15327993_237 |  | AN | 0 | Residential | 43927.2+18712.909j | 0 | 0 | 0 | 0 | 0 | [24 empty] | 8102401 | no | no |  |  | no |  | 0 | 0 | 0 | 0 | 0 | 0 |  | 1 | 1 | 1 | 0 | 0 | 0
load_220358411 |  | node_1313550_146_15329672_125 |  | AN | 0 | Residential | 6645.6+2831.014j | 0 | 0 | 0 | 0 | 0 | [24 empty] | 8102401 | no | no |  |  | no |  | 0 | 0 | 0 | 0 | 0 | 0 |  | 1 | 1 | 1 | 0 | 0 | 0
load_220358412 |  | node_1313790_888_15329951_918 |  | AN | 0 | Residential | 11340+4830.82j | 0 | 0 | 0 | 0 | 0 | [24 empty] | 8102401 | no | no |  |  | no |  | 0 | 0 | 0 | 0 | 0 | 0 |  | 1 | 1 | 1 | 0 | 0 | 0
load_220358414 |  | node_1314247_216_15330903_05 |  | AN | 0 | Residential | 17049.6+7263.099j | 0 | 0 | 0 | 0 | 0 | [24 empty] | 8102401 | no | no |  |  | no |  | 0 | 0 | 0 | 0 | 0 | 0 |  | 1 | 1 | 1 | 0 | 0 | 0
load_220358415 |  | node_1314389_351_15328081_549 |  | AN | 0 | Other | 0 | 0 | 0 | 0 | 0 | 0 | [24 empty] | 8102401 | no | no |  |  | no |  | 0 | 0 | 0 | 0 | 0 | 0 |  | 1 | 1 | 1 | 0 | 0 | 0
load_220358416 |  | node_1314098_237_15328304_95 |  | AN | 0 | Other | 0 | 0 | 0 | 0 | 0 | 0 | [24 empty] | 8102401 | no | no |  |  | no |  | 0 | 0 | 0 | 0 | 0 | 0 |  | 1 | 1 | 1 | 0 | 0 | 0
load_220358476 |  | node_1312847_451_15324504_009 |  | AN | 0 | Residential | 55663.2+23712.424j | 0 | 0 | 0 | 0 | 0 | [24 empty] | 8102401 | no | no |  |  | no |  | 0 | 0 | 0 | 0 | 0 | 0 |  | 1 | 1 | 1 | 0 | 0 | 0
load_220358477 |  | node_1312820_665_15324308_682 |  | AN | 0 | Residential | 37346.4+15909.5j | 0 | 0 | 0 | 0 | 0 | [24 empty] | 8102401 | no | no |  |  | no |  | 0 | 0 | 0 | 0 | 0 | 0 |  | 1 | 1 | 1 | 0 | 0 | 0
load_220358478 |  | node_1313308_418_15324081_525 |  | AN | 0 | Residential | 2109.6+898.686j | 0 | 0 | 0 | 0 | 0 | [24 empty] | 8102401 | no | no |  |  | no |  | 0 | 0 | 0 | 0 | 0 | 0 |  | 1 | 1 | 1 | 0 | 0 | 0
load_220358479 |  | node_1312455_454_15323952_456 |  | AN | 0 | Residential | 3895.2+1659.348j | 0 | 0 | 0 | 0 | 0 | [24 empty] | 8102401 | no | no |  |  | no |  | 0 | 0 | 0 | 0 | 0 | 0 |  | 1 | 1 | 1 | 0 | 0 | 0
load_220358480 |  | node_1317782_591_15333948_553 |  | AN | 0 | Residential | 6688.8+2849.417j | 0 | 0 | 0 | 0 | 0 | [24 empty] | 8102401 | no | no |  |  | no |  | 0 | 0 | 0 | 0 | 0 | 0 |  | 1 | 1 | 1 | 0 | 0 | 0
load_220358481 |  | node_1317612_297_15333521_625 |  | AN | 0 | NonResidential | 6000+2555.989j | 0 | 0 | 0 | 0 | 0 | [24 empty] | 8102401 | no | no |  |  | no |  | 0 | 0 | 0 | 0 | 0 | 0 |  | 1 | 1 | 1 | 0 | 0 | 0
load_220358482 |  | node_1317251_998_15333554_757 |  | AN | 0 | Residential | 6904.8+2941.432j | 0 | 0 | 0 | 0 | 0 | [24 empty] | 8102401 | no | no |  |  | no |  | 0 | 0 | 0 | 0 | 0 | 0 |  | 1 | 1 | 1 | 0 | 0 | 0
load_220358483 |  | node_1317566_034_15333276_691 |  | AN | 0 | NonResidential | 3333.333+1419.994j | 0 | 0 | 0 | 0 | 0 | [24 empty] | 8102401 | no | no |  |  | no |  | 0 | 0 | 0 | 0 | 0 | 0 |  | 1 | 1 | 1 | 0 | 0 | 0
load_220358484 |  | node_1317569_483_15333302_951 |  | BN | 0 | NonResidential | 0 | 3333.333+1419.994j | 0 | 0 | 0 | 0 | [24 empty] | 8102401 | no | no |  |  | no |  | 0 | 0 | 0 | 0 | 0 | 0 |  | 1 | 1 | 1 | 0 | 0 | 0
load_220358485 |  | node_1317557_657_15333252_47 |  | CN | 0 | NonResidential | 0 | 0 | 3333.333+1419.994j | 0 | 0 | 0 | [24 empty] | 8102401 | no | no |  |  | no |  | 0 | 0 | 0 | 0 | 0 | 0 |  | 1 | 1 | 1 | 0 | 0 | 0
load_220358486 |  | node_1317480_826_15333088_57 |  | AN | 0 | NonResidential | 20500+8732.963j | 0 | 0 | 0 | 0 | 0 | [24 empty] | 8102401 | no | no |  |  | no |  | 0 | 0 | 0 | 0 | 0 | 0 |  | 1 | 1 | 1 | 0 | 0 | 0
load_220358487 |  | node_1317477_379_15333062_31 |  | AN | 0 | NonResidential | 20500+8732.963j | 0 | 0 | 0 | 0 | 0 | [24 empty] | 8102401 | no | no |  |  | no |  | 0 | 0 | 0 | 0 | 0 | 0 |  | 1 | 1 | 1 | 0 | 0 | 0
load_220358488 |  | node_1317288_017_15332724_466 |  | AN | 0 | Residential | 21787.2+9281.308j | 0 | 0 | 0 | 0 | 0 | [24 empty] | 8102401 | no | no |  |  | no |  | 0 | 0 | 0 | 0 | 0 | 0 |  | 1 | 1 | 1 | 0 | 0 | 0
load_220358489 |  | node_1317217_128_15332576_486 |  | AN | 0 | Residential | 9583.2+4082.426j | 0 | 0 | 0 | 0 | 0 | [24 empty] | 8102401 | no | no |  |  | no |  | 0 | 0 | 0 | 0 | 0 | 0 |  | 1 | 1 | 1 | 0 | 0 | 0
load_220358490 |  | node_1317102_713_15332325_936 |  | AN | 0 | Residential | 11419.2+4864.559j | 0 | 0 | 0 | 0 | 0 | [24 empty] | 8102401 | no | no |  |  | no |  | 0 | 0 | 0 | 0 | 0 | 0 |  | 1 | 1 | 1 | 0 | 0 | 0
load_220358491 |  | node_1316845_525_15331757_631 |  | AN | 0 | Residential | 6271.2+2671.52j | 0 | 0 | 0 | 0 | 0 | [24 empty] | 8102401 | no | no |  |  | no |  | 0 | 0 | 0 | 0 | 0 | 0 |  | 1 | 1 | 1 | 0 | 0 | 0
load_220358492 |  | node_1316568_514_15331065_943 |  | AN | 0 | Residential | 10641.6+4533.303j | 0 | 0 | 0 | 0 | 0 | [24 empty] | 8102401 | no | no |  |  | no |  | 0 | 0 | 0 | 0 | 0 | 0 |  | 1 | 1 | 1 | 0 | 0 | 0
load_220358493 |  | node_1316300_301_15330524_099 |  | AN | 0 | Residential | 27597.6+11756.528j | 0 | 0 | 0 | 0 | 0 | [24 empty] | 8102401 | no | no |  |  | no |  | 0 | 0 | 0 | 0 | 0 | 0 |  | 1 | 1 | 1 | 0 | 0 | 0
load_220358494 |  | node_1316181_053_15330001_662 |  | AN | 0 | Residential | 88207.2+37576.11j | 0 | 0 | 0 | 0 | 0 | [24 empty] | 8102401 | no | no |  |  | no |  | 0 | 0 | 0 | 0 | 0 | 0 |  | 1 | 1 | 1 | 0 | 0 | 0
load_220358495 |  | node_1315998_111_15329550_523 |  | AN | 0 | Residential | 20757.6+8842.701j | 0 | 0 | 0 | 0 | 0 | [24 empty] | 8102401 | no | no |  |  | no |  | 0 | 0 | 0 | 0 | 0 | 0 |  | 1 | 1 | 1 | 0 | 0 | 0
load_220358496 |  | node_1315845_117_15329179_878 |  | AN | 0 | Residential | 6595.2+2809.543j | 0 | 0 | 0 | 0 | 0 | [24 empty] | 8102401 | no | no |  |  | no |  | 0 | 0 | 0 | 0 | 0 | 0 |  | 1 | 1 | 1 | 0 | 0 | 0
load_220358497 |  | node_1315759_477_15328971_293 |  | AN | 0 | Residential | 27424.8+11682.916j | 0 | 0 | 0 | 0 | 0 | [24 empty] | 8102401 | no | no |  |  | no |  | 0 | 0 | 0 | 0 | 0 | 0 |  | 1 | 1 | 1 | 0 | 0 | 0
load_220358498 |  | node_1315673_841_15328755_66 |  | AN | 0 | Residential | 27216+11593.967j | 0 | 0 | 0 | 0 | 0 | [24 empty] | 8102401 | no | no |  |  | no |  | 0 | 0 | 0 | 0 | 0 | 0 |  | 1 | 1 | 1 | 0 | 0 | 0
load_220358500 |  | node_1315186_639_15328085_118 |  | AN | 0 | Residential | 8582.4+3656.087j | 0 | 0 | 0 | 0 | 0 | [24 empty] | 8102401 | no | no |  |  | no |  | 0 | 0 | 0 | 0 | 0 | 0 |  | 1 | 1 | 1 | 0 | 0 | 0
load_220358501 |  | node_1315006_166_15327467_012 |  | AN | 0 | Residential | 20772+8848.835j | 0 | 0 | 0 | 0 | 0 | [24 empty] | 8102401 | no | no |  |  | no |  | 0 | 0 | 0 | 0 | 0 | 0 |  | 1 | 1 | 1 | 0 | 0 | 0
load_220358502 |  | node_1314848_622_15327236_418 |  | AN | 0 | NonResidential | 1000+425.998j | 0 | 0 | 0 | 0 | 0 | [24 empty] | 8102401 | no | no |  |  | no |  | 0 | 0 | 0 | 0 | 0 | 0 |  | 1 | 1 | 1 | 0 | 0 | 0
load_220358503 |  | node_1314567_798_15326823_422 |  | AN | 0 | Residential | 19879.2+8468.504j | 0 | 0 | 0 | 0 | 0 | [24 empty] | 8102401 | no | no |  |  | no |  | 0 | 0 | 0 | 0 | 0 | 0 |  | 1 | 1 | 1 | 0 | 0 | 0
load_220358504 |  | node_1314228_877_15326433_78 |  | AN | 0 | Residential | 1108.8+472.347j | 0 | 0 | 0 | 0 | 0 | [24 empty] | 8102401 | no | no |  |  | no |  | 0 | 0 | 0 | 0 | 0 | 0 |  | 1 | 1 | 1 | 0 | 0 | 0
load_220358505 |  | node_1314138_314_15326185_451 |  | AN | 0 | Residential | 20865.6+8888.708j | 0 | 0 | 0 | 0 | 0 | [24 empty] | 8102401 | no | no |  |  | no |  | 0 | 0 | 0 | 0 | 0 | 0 |  | 1 | 1 | 1 | 0 | 0 | 0
load_220358507 |  | node_1313857_343_15325771_68 |  | AN | 0 | Residential | 36201.6+15421.817j | 0 | 0 | 0 | 0 | 0 | [24 empty] | 8102401 | no | no |  |  | no |  | 0 | 0 | 0 | 0 | 0 | 0 |  | 1 | 1 | 1 | 0 | 0 | 0
load_220358508 |  | node_1313721_596_15325572_354 |  | AN | 0 | Residential | 11570.4+4928.97j | 0 | 0 | 0 | 0 | 0 | [24 empty] | 8102401 | no | no |  |  | no |  | 0 | 0 | 0 | 0 | 0 | 0 |  | 1 | 1 | 1 | 0 | 0 | 0
load_220358509 |  | node_1313556_486_15325360_281 |  | AN | 0 | Residential | 29145.6+12415.974j | 0 | 0 | 0 | 0 | 0 | [24 empty] | 8102401 | no | no |  |  | no |  | 0 | 0 | 0 | 0 | 0 | 0 |  | 1 | 1 | 1 | 0 | 0 | 0
load_220358510 |  | node_1313070_165_15325533_097 |  | AN | 0 | NonResidential | 3000+1277.995j | 0 | 0 | 0 | 0 | 0 | [24 empty] | 8102401 | no | no |  |  | no |  | 0 | 0 | 0 | 0 | 0 | 0 |  | 1 | 1 | 1 | 0 | 0 | 0
load_220358511 |  | node_1313062_764_15325508_314 |  | AN | 0 | NonResidential | 3000+1277.995j | 0 | 0 | 0 | 0 | 0 | [24 empty] | 8102401 | no | no |  |  | no |  | 0 | 0 | 0 | 0 | 0 | 0 |  | 1 | 1 | 1 | 0 | 0 | 0
load_220358512 |  | node_1313260_055_15325100_336 |  | AN | 0 | Residential | 3261.6+1389.436j | 0 | 0 | 0 | 0 | 0 | [24 empty] | 8102401 | no | no |  |  | no |  | 0 | 0 | 0 | 0 | 0 | 0 |  | 1 | 1 | 1 | 0 | 0 | 0
load_220358686 |  | node_1316728_09_15333225_756 |  | AN | 0 | NonResidential | 1000+425.998j | 0 | 0 | 0 | 0 | 0 | [24 empty] | 8102401 | no | no |  |  | no |  | 0 | 0 | 0 | 0 | 0 | 0 |  | 1 | 1 | 1 | 0 | 0 | 0
load_220358687 |  | node_1316296_279_15332741_18 |  | AN | 0 | Residential | 12614.4+5373.712j | 0 | 0 | 0 | 0 | 0 | [24 empty] | 8102401 | no | no |  |  | no |  | 0 | 0 | 0 | 0 | 0 | 0 |  | 1 | 1 | 1 | 0 | 0 | 0
load_220358688 |  | node_1315865_614_15332667_782 |  | AN | 0 | Residential | 7992+3404.578j | 0 | 0 | 0 | 0 | 0 | [24 empty] | 8102401 | no | no |  |  | no |  | 0 | 0 | 0 | 0 | 0 | 0 |  | 1 | 1 | 1 | 0 | 0 | 0
load_220358689 |  | node_1315441_583_15332679_474 |  | AN | 0 | Residential | 24854.4+10587.93j | 0 | 0 | 0 | 0 | 0 | [24 empty] | 8102401 | no | no |  |  | no |  | 0 | 0 | 0 | 0 | 0 | 0 |  | 1 | 1 | 1 | 0 | 0 | 0
load_220358690 |  | node_1320619_154_15333769_409 |  | AN | 0 | Residential | 4557.6+1941.529j | 0 | 0 | 0 | 0 | 0 | [24 empty] | 8102401 | no | no |  |  | no |  | 0 | 0 | 0 | 0 | 0 | 0 |  | 1 | 1 | 1 | 0 | 0 | 0
load_220358691 |  | node_1321304_942_15333284_331 |  | AN | 0 | Residential | 5594.4+2383.204j | 0 | 0 | 0 | 0 | 0 | [24 empty] | 8102401 | no | no |  |  | no |  | 0 | 0 | 0 | 0 | 0 | 0 |  | 1 | 1 | 1 | 0 | 0 | 0
load_220358695 |  | node_1323506_933_15332787_508 |  | AN | 0 | Residential | 5616+2392.406j | 0 | 0 | 0 | 0 | 0 | [24 empty] | 8102401 | no | no |  |  | no |  | 0 | 0 | 0 | 0 | 0 | 0 |  | 1 | 1 | 1 | 0 | 0 | 0
load_220358696 |  | node_1323352_942_15332615_048 |  | AN | 0 | Residential | 3672+1564.265j | 0 | 0 | 0 | 0 | 0 | [24 empty] | 8102401 | no | no |  |  | no |  | 0 | 0 | 0 | 0 | 0 | 0 |  | 1 | 1 | 1 | 0 | 0 | 0
load_220358697 |  | node_1323024_706_15332632_917 |  | AN | 0 | Residential | 4370.4+1861.783j | 0 | 0 | 0 | 0 | 0 | [24 empty] | 8102401 | no | no |  |  | no |  | 0 | 0 | 0 | 0 | 0 | 0 |  | 1 | 1 | 1 | 0 | 0 | 0
load_220358699 |  | node_1323791_059_15332905_253 |  | AN | 0 | Residential | 3772.8+1607.206j | 0 | 0 | 0 | 0 | 0 | [24 empty] | 8102401 | no | no |  |  | no |  | 0 | 0 | 0 | 0 | 0 | 0 |  | 1 | 1 | 1 | 0 | 0 | 0
load_220358700 |  | node_1323790_551_15333112_432 |  | AN | 0 | Residential | 4435.2+1889.387j | 0 | 0 | 0 | 0 | 0 | [24 empty] | 8102401 | no | no |  |  | no |  | 0 | 0 | 0 | 0 | 0 | 0 |  | 1 | 1 | 1 | 0 | 0 | 0
load_220358701 |  | node_1323731_957_15333165_092 |  | AN | 0 | Residential | 2664+1134.859j | 0 | 0 | 0 | 0 | 0 | [24 empty] | 8102401 | no | no |  |  | no |  | 0 | 0 | 0 | 0 | 0 | 0 |  | 1 | 1 | 1 | 0 | 0 | 0
load_220358702 |  | node_1324097_01_15333006_311 |  | AN | 0 | Residential | 5644.8+2404.675j | 0 | 0 | 0 | 0 | 0 | [24 empty] | 8102401 | no | no |  |  | no |  | 0 | 0 | 0 | 0 | 0 | 0 |  | 1 | 1 | 1 | 0 | 0 | 0
load_220358703 |  | node_1324499_643_15333230_688 |  | AN | 0 | Residential | 31356+13357.6j | 0 | 0 | 0 | 0 | 0 | [24 empty] | 8102401 | no | no |  |  | no |  | 0 | 0 | 0 | 0 | 0 | 0 |  | 1 | 1 | 1 | 0 | 0 | 0
load_220358705 |  | node_1324893_338_15332499_036 |  | AN | 0 | Residential | 4651.2+1981.403j | 0 | 0 | 0 | 0 | 0 | [24 empty] | 8102401 | no | no |  |  | no |  | 0 | 0 | 0 | 0 | 0 | 0 |  | 1 | 1 | 1 | 0 | 0 | 0
load_220358706 |  | node_1325343_628_15332938_001 |  | AN | 0 | Residential | 15120+6441.093j | 0 | 0 | 0 | 0 | 0 | [24 empty] | 8102401 | no | no |  |  | no |  | 0 | 0 | 0 | 0 | 0 | 0 |  | 1 | 1 | 1 | 0 | 0 | 0
load_220358707 |  | node_1325591_197_15333200_762 |  | AN | 0 | Residential | 9446.4+4024.15j | 0 | 0 | 0 | 0 | 0 | [24 empty] | 8102401 | no | no |  |  | no |  | 0 | 0 | 0 | 0 | 0 | 0 |  | 1 | 1 | 1 | 0 | 0 | 0
load_220358708 |  | node_1326416_28_15331968_703 |  | AN | 0 | Residential | 13924.8+5931.94j | 0 | 0 | 0 | 0 | 0 | [24 empty] | 8102401 | no | no |  |  | no |  | 0 | 0 | 0 | 0 | 0 | 0 |  | 1 | 1 | 1 | 0 | 0 | 0
load_220358709 |  | node_1326612_116_15331852_631 |  | AN | 0 | Residential | 8503.2+3622.348j | 0 | 0 | 0 | 0 | 0 | [24 empty] | 8102401 | no | no |  |  | no |  | 0 | 0 | 0 | 0 | 0 | 0 |  | 1 | 1 | 1 | 0 | 0 | 0
load_220358710 |  | node_1326545_059_15332508_905 |  | AN | 0 | Residential | 10029.6+4272.592j | 0 | 0 | 0 | 0 | 0 | [24 empty] | 8102401 | no | no |  |  | no |  | 0 | 0 | 0 | 0 | 0 | 0 |  | 1 | 1 | 1 | 0 | 0 | 0
load_220358711 |  | node_1326816_713_15331803_204 |  | AN | 0 | Residential | 12196.8+5195.815j | 0 | 0 | 0 | 0 | 0 | [24 empty] | 8102401 | no | no |  |  | no |  | 0 | 0 | 0 | 0 | 0 | 0 |  | 1 | 1 | 1 | 0 | 0 | 0
load_220358712 |  | node_1327265_744_15331726_529 |  | AN | 0 | Residential | 16653.6+7094.404j | 0 | 0 | 0 | 0 | 0 | [24 empty] | 8102401 | no | no |  |  | no |  | 0 | 0 | 0 | 0 | 0 | 0 |  | 1 | 1 | 1 | 0 | 0 | 0
load_220358713 |  | node_1326014_631_15331537_641 |  | AN | 0 | Residential | 17791.2+7579.019j | 0 | 0 | 0 | 0 | 0 | [24 empty] | 8102401 | no | no |  |  | no |  | 0 | 0 | 0 | 0 | 0 | 0 |  | 1 | 1 | 1 | 0 | 0 | 0
load_220358714 |  | node_1328336_213_15330951_863 |  | AN | 0 | Residential | 1605.6+683.983j | 0 | 0 | 0 | 0 | 0 | [24 empty] | 8102401 | no | no |  |  | no |  | 0 | 0 | 0 | 0 | 0 | 0 |  | 1 | 1 | 1 | 0 | 0 | 0
load_220358715 |  | node_1328562_708_15330817_039 |  | AN | 0 | Other | 0 | 0 | 0 | 0 | 0 | 0 | [24 empty] | 8102401 | no | no |  |  | no |  | 0 | 0 | 0 | 0 | 0 | 0 |  | 1 | 1 | 1 | 0 | 0 | 0
load_220358716 |  | node_1328736_688_15330596_202 |  | AN | 0 | Residential | 5522.4+2352.533j | 0 | 0 | 0 | 0 | 0 | [24 empty] | 8102401 | no | no |  |  | no |  | 0 | 0 | 0 | 0 | 0 | 0 |  | 1 | 1 | 1 | 0 | 0 | 0
load_220358717 |  | node_1329355_509_15329752_602 |  | AN | 0 | Residential | 23270.4+9913.149j | 0 | 0 | 0 | 0 | 0 | [24 empty] | 8102401 | no | no |  |  | no |  | 0 | 0 | 0 | 0 | 0 | 0 |  | 1 | 1 | 1 | 0 | 0 | 0
load_220358718 |  | node_1329823_952_15329465_196 |  | AN | 0 | Residential | 11592+4938.171j | 0 | 0 | 0 | 0 | 0 | [24 empty] | 8102401 | no | no |  |  | no |  | 0 | 0 | 0 | 0 | 0 | 0 |  | 1 | 1 | 1 | 0 | 0 | 0
load_220358719 |  | node_1330578_56_15328828_31 |  | AN | 0 | Residential | 2102.4+895.619j | 0 | 0 | 0 | 0 | 0 | [24 empty] | 8102401 | no | no |  |  | no |  | 0 | 0 | 0 | 0 | 0 | 0 |  | 1 | 1 | 1 | 0 | 0 | 0
load_220358720 |  | node_1330796_035_15328659_214 |  | AN | 0 | Residential | 3038.4+1294.353j | 0 | 0 | 0 | 0 | 0 | [24 empty] | 8102401 | no | no |  |  | no |  | 0 | 0 | 0 | 0 | 0 | 0 |  | 1 | 1 | 1 | 0 | 0 | 0
load_220358721 |  | node_1331020_881_15328488_832 |  | AN | 0 | Residential | 15688.8+6683.401j | 0 | 0 | 0 | 0 | 0 | [24 empty] | 8102401 | no | no |  |  | no |  | 0 | 0 | 0 | 0 | 0 | 0 |  | 1 | 1 | 1 | 0 | 0 | 0
load_220358722 |  | node_1331289_29_15328354_262 |  | AN | 0 | Residential | 1785.6+760.662j | 0 | 0 | 0 | 0 | 0 | [24 empty] | 8102401 | no | no |  |  | no |  | 0 | 0 | 0 | 0 | 0 | 0 |  | 1 | 1 | 1 | 0 | 0 | 0
load_220358724 |  | node_1319204_023_15333413_618 |  | AN | 0 | Residential | 3564+1518.258j | 0 | 0 | 0 | 0 | 0 | [24 empty] | 8102401 | no | no |  |  | no |  | 0 | 0 | 0 | 0 | 0 | 0 |  | 1 | 1 | 1 | 0 | 0 | 0
load_220358725 |  | node_1325583_638_15332672_554 |  | AN | 0 | NonResidential | 1065.6+453.944j | 0 | 0 | 0 | 0 | 0 | [24 empty] | 8102401 | no | no |  |  | no |  | 0 | 0 | 0 | 0 | 0 | 0 |  | 1 | 1 | 1 | 0 | 0 | 0
load_220358726 |  | node_1327727_482_15334250_775 |  | AN | 0 | Residential | 36388.8+15501.564j | 0 | 0 | 0 | 0 | 0 | [24 empty] | 8102401 | no | no |  |  | no |  | 0 | 0 | 0 | 0 | 0 | 0 |  | 1 | 1 | 1 | 0 | 0 | 0
load_220358727 |  | node_1327942_439_15334243_095 |  | AN | 0 | Residential | 5421.6+2309.592j | 0 | 0 | 0 | 0 | 0 | [24 empty] | 8102401 | no | no |  |  | no |  | 0 | 0 | 0 | 0 | 0 | 0 |  | 1 | 1 | 1 | 0 | 0 | 0
load_220358728 |  | node_1328113_499_15334085_83 |  | AN | 0 | Residential | 21477.6+9149.419j | 0 | 0 | 0 | 0 | 0 | [24 empty] | 8102401 | no | no |  |  | no |  | 0 | 0 | 0 | 0 | 0 | 0 |  | 1 | 1 | 1 | 0 | 0 | 0
load_220358729 |  | node_1328346_721_15334353_607 |  | AN | 0 | Residential | 13672.8+5824.588j | 0 | 0 | 0 | 0 | 0 | [24 empty] | 8102401 | no | no |  |  | no |  | 0 | 0 | 0 | 0 | 0 | 0 |  | 1 | 1 | 1 | 0 | 0 | 0
load_220358730 |  | node_1328529_143_15334471_432 |  | AN | 0 | Residential | 23990.4+10219.868j | 0 | 0 | 0 | 0 | 0 | [24 empty] | 8102401 | no | no |  |  | no |  | 0 | 0 | 0 | 0 | 0 | 0 |  | 1 | 1 | 1 | 0 | 0 | 0
load_220358731 |  | node_1328753_763_15334461_304 |  | AN | 0 | Residential | 13701.6+5836.857j | 0 | 0 | 0 | 0 | 0 | [24 empty] | 8102401 | no | no |  |  | no |  | 0 | 0 | 0 | 0 | 0 | 0 |  | 1 | 1 | 1 | 0 | 0 | 0
load_220358732 |  | node_1328987_317_15334585_979 |  | AN | 0 | Residential | 38592+16440.123j | 0 | 0 | 0 | 0 | 0 | [24 empty] | 8102401 | no | no |  |  | no |  | 0 | 0 | 0 | 0 | 0 | 0 |  | 1 | 1 | 1 | 0 | 0 | 0
load_220358733 |  | node_1325697_661_15332922_669 |  | AN | 0 | Residential | 10353.6+4410.615j | 0 | 0 | 0 | 0 | 0 | [24 empty] | 8102401 | no | no |  |  | no |  | 0 | 0 | 0 | 0 | 0 | 0 |  | 1 | 1 | 1 | 0 | 0 | 0
load_220358734 |  | node_1325841_352_15333328_713 |  | AN | 0 | Residential | 14853.6+6327.607j | 0 | 0 | 0 | 0 | 0 | [24 empty] | 8102401 | no | no |  |  | no |  | 0 | 0 | 0 | 0 | 0 | 0 |  | 1 | 1 | 1 | 0 | 0 | 0
load_220358735 |  | node_1326005_863_15333073_923 |  | AN | 0 | Residential | 21614.4+9207.696j | 0 | 0 | 0 | 0 | 0 | [24 empty] | 8102401 | no | no |  |  | no |  | 0 | 0 | 0 | 0 | 0 | 0 |  | 1 | 1 | 1 | 0 | 0 | 0
load_220358736 |  | node_1326024_387_15333341_263 |  | AN | 0 | Residential | 26539.2+11305.652j | 0 | 0 | 0 | 0 | 0 | [24 empty] | 8102401 | no | no |  |  | no |  | 0 | 0 | 0 | 0 | 0 | 0 |  | 1 | 1 | 1 | 0 | 0 | 0
load_220358737 |  | node_1326271_975_15333534_833 |  | AN | 0 | Residential | 14090.4+6002.485j | 0 | 0 | 0 | 0 | 0 | [24 empty] | 8102401 | no | no |  |  | no |  | 0 | 0 | 0 | 0 | 0 | 0 |  | 1 | 1 | 1 | 0 | 0 | 0
load_220358738 |  | node_1326510_898_15333964_132 |  | AN | 0 | Residential | 12535.2+5339.973j | 0 | 0 | 0 | 0 | 0 | [24 empty] | 8102401 | no | no |  |  | no |  | 0 | 0 | 0 | 0 | 0 | 0 |  | 1 | 1 | 1 | 0 | 0 | 0
load_220358739 |  | node_1326461_631_15334199_306 |  | AN | 0 | Residential | 1807.2+769.864j | 0 | 0 | 0 | 0 | 0 | [24 empty] | 8102401 | no | no |  |  | no |  | 0 | 0 | 0 | 0 | 0 | 0 |  | 1 | 1 | 1 | 0 | 0 | 0
load_220358740 |  | node_1326704_012_15333833_133 |  | AN | 0 | Residential | 4140+1763.633j | 0 | 0 | 0 | 0 | 0 | [24 empty] | 8102401 | no | no |  |  | no |  | 0 | 0 | 0 | 0 | 0 | 0 |  | 1 | 1 | 1 | 0 | 0 | 0
load_220358741 |  | node_1326861_504_15334011_889 |  | AN | 0 | Residential | 19044+8112.71j | 0 | 0 | 0 | 0 | 0 | [24 empty] | 8102401 | no | no |  |  | no |  | 0 | 0 | 0 | 0 | 0 | 0 |  | 1 | 1 | 1 | 0 | 0 | 0
load_220358742 |  | node_1327046_277_15334061_689 |  | AN | 0 | Residential | 10699.2+4557.84j | 0 | 0 | 0 | 0 | 0 | [24 empty] | 8102401 | no | no |  |  | no |  | 0 | 0 | 0 | 0 | 0 | 0 |  | 1 | 1 | 1 | 0 | 0 | 0
load_220358743 |  | node_1325358_321_15332072_881 |  | AN | 0 | Residential | 7135.2+3039.582j | 0 | 0 | 0 | 0 | 0 | [24 empty] | 8102401 | no | no |  |  | no |  | 0 | 0 | 0 | 0 | 0 | 0 |  | 1 | 1 | 1 | 0 | 0 | 0
load_220358744 |  | node_1325255_779_15331517_81 |  | AN | 0 | Residential | 22132.8+9428.533j | 0 | 0 | 0 | 0 | 0 | [24 empty] | 8102401 | no | no |  |  | no |  | 0 | 0 | 0 | 0 | 0 | 0 |  | 1 | 1 | 1 | 0 | 0 | 0
load_220358745 |  | node_1325932_734_15327437_875 |  | AN | 0 | Residential | 12369.6+5269.428j | 0 | 0 | 0 | 0 | 0 | [24 empty] | 8102401 | no | no |  |  | no |  | 0 | 0 | 0 | 0 | 0 | 0 |  | 1 | 1 | 1 | 0 | 0 | 0
load_220358746 |  | node_1325241_108_15327291_268 |  | AN | 0 | Residential | 17215.2+7333.644j | 0 | 0 | 0 | 0 | 0 | [24 empty] | 8102401 | no | no |  |  | no |  | 0 | 0 | 0 | 0 | 0 | 0 |  | 1 | 1 | 1 | 0 | 0 | 0
load_220358747 |  | node_1325431_179_15327162_332 |  | AN | 0 | Residential | 3744+1594.937j | 0 | 0 | 0 | 0 | 0 | [24 empty] | 8102401 | no | no |  |  | no |  | 0 | 0 | 0 | 0 | 0 | 0 |  | 1 | 1 | 1 | 0 | 0 | 0
load_220358749 |  | node_1324920_545_15327135_124 |  | AN | 0 | Residential | 6285.6+2677.654j | 0 | 0 | 0 | 0 | 0 | [24 empty] | 8102401 | no | no |  |  | no |  | 0 | 0 | 0 | 0 | 0 | 0 |  | 1 | 1 | 1 | 0 | 0 | 0
load_220358750 |  | node_1324575_556_15326947_65 |  | AN | 0 | Residential | 9446.4+4024.15j | 0 | 0 | 0 | 0 | 0 | [24 empty] | 8102401 | no | no |  |  | no |  | 0 | 0 | 0 | 0 | 0 | 0 |  | 1 | 1 | 1 | 0 | 0 | 0
load_220358751 |  | node_1323991_07_15326391_05 |  | AN | 0 | Residential | 12052.8+5134.471j | 0 | 0 | 0 | 0 | 0 | [24 empty] | 8102401 | no | no |  |  | no |  | 0 | 0 | 0 | 0 | 0 | 0 |  | 1 | 1 | 1 | 0 | 0 | 0
load_220358752 |  | node_1323412_689_15325790_879 |  | AN | 0 | Residential | 0 | 0 | 0 | 0 | 0 | 0 | [24 empty] | 8102401 | no | no |  |  | no |  | 0 | 0 | 0 | 0 | 0 | 0 |  | 1 | 1 | 1 | 0 | 0 | 0
load_220358753 |  | node_1325268_781_15331235_854 |  | AN | 0 | Residential | 21578.4+9192.36j | 0 | 0 | 0 | 0 | 0 | [24 empty] | 8102401 | no | no |  |  | no |  | 0 | 0 | 0 | 0 | 0 | 0 |  | 1 | 1 | 1 | 0 | 0 | 0
load_220358754 |  | node_1323025_015_15325130_528 |  | AN | 0 | Residential | 2088+889.484j | 0 | 0 | 0 | 0 | 0 | [24 empty] | 8102401 | no | no |  |  | no |  | 0 | 0 | 0 | 0 | 0 | 0 |  | 1 | 1 | 1 | 0 | 0 | 0
load_220358755 |  | node_1325351_05_15330727_909 |  | AN | 0 | Residential | 14191.2+6045.426j | 0 | 0 | 0 | 0 | 0 | [24 empty] | 8102401 | no | no |  |  | no |  | 0 | 0 | 0 | 0 | 0 | 0 |  | 1 | 1 | 1 | 0 | 0 | 0
load_220358756 |  | node_1325402_384_15330294_719 |  | AN | 0 | Residential | 62928+26807.216j | 0 | 0 | 0 | 0 | 0 | [24 empty] | 8102401 | no | no |  |  | no |  | 0 | 0 | 0 | 0 | 0 | 0 |  | 1 | 1 | 1 | 0 | 0 | 0
load_220358757 |  | node_1325582_602_15329669_582 |  | AN | 0 | Residential | 2800.8+1193.136j | 0 | 0 | 0 | 0 | 0 | [24 empty] | 8102401 | no | no |  |  | no |  | 0 | 0 | 0 | 0 | 0 | 0 |  | 1 | 1 | 1 | 0 | 0 | 0
load_220358758 |  | node_1325821_108_15329196_587 |  | AN | 0 | Residential | 8928+3803.312j | 0 | 0 | 0 | 0 | 0 | [24 empty] | 8102401 | no | no |  |  | no |  | 0 | 0 | 0 | 0 | 0 | 0 |  | 1 | 1 | 1 | 0 | 0 | 0
load_220358759 |  | node_1326048_604_15328890_454 |  | AN | 0 | Residential | 2001.6+852.678j | 0 | 0 | 0 | 0 | 0 | [24 empty] | 8102401 | no | no |  |  | no |  | 0 | 0 | 0 | 0 | 0 | 0 |  | 1 | 1 | 1 | 0 | 0 | 0
load_220358762 |  | node_1326204_828_15327946_849 |  | AN | 0 | Residential | 51854.4+22089.882j | 0 | 0 | 0 | 0 | 0 | [24 empty] | 8102401 | no | no |  |  | no |  | 0 | 0 | 0 | 0 | 0 | 0 |  | 1 | 1 | 1 | 0 | 0 | 0
load_220358763 |  | node_1326827_943_15327741_685 |  | AN | 0 | Other | 0 | 0 | 0 | 0 | 0 | 0 | [24 empty] | 8102401 | no | no |  |  | no |  | 0 | 0 | 0 | 0 | 0 | 0 |  | 1 | 1 | 1 | 0 | 0 | 0
load_220358764 |  | node_1327004_491_15327894_051 |  | AN | 0 | Other | 0 | 0 | 0 | 0 | 0 | 0 | [24 empty] | 8102401 | no | no |  |  | no |  | 0 | 0 | 0 | 0 | 0 | 0 |  | 1 | 1 | 1 | 0 | 0 | 0
load_220358765 |  | node_1326329_243_15327585_865 |  | AN | 0 | Residential | 22204.8+9459.205j | 0 | 0 | 0 | 0 | 0 | [24 empty] | 8102401 | no | no |  |  | no |  | 0 | 0 | 0 | 0 | 0 | 0 |  | 1 | 1 | 1 | 0 | 0 | 0
load_220358766 |  | node_1329206_134_15330937_453 |  | AN | 0 | NonResidential | 6134.4+2613.243j | 0 | 0 | 0 | 0 | 0 | [24 empty] | 8102401 | no | no |  |  | no |  | 0 | 0 | 0 | 0 | 0 | 0 |  | 1 | 1 | 1 | 0 | 0 | 0
load_220358767 |  | node_1330108_398_15330571_227 |  | AN | 0 | Other | 0 | 0 | 0 | 0 | 0 | 0 | [24 empty] | 8102401 | no | no |  |  | no |  | 0 | 0 | 0 | 0 | 0 | 0 |  | 1 | 1 | 1 | 0 | 0 | 0
load_220358768 |  | node_1329640_992_15331592_017 |  | AN | 0 | Other | 0 | 0 | 0 | 0 | 0 | 0 | [24 empty] | 8102401 | no | no |  |  | no |  | 0 | 0 | 0 | 0 | 0 | 0 |  | 1 | 1 | 1 | 0 | 0 | 0
load_220358769 |  | node_1330374_905_15332847_939 |  | AN | 0 | Residential | 2973.6+1266.748j | 0 | 0 | 0 | 0 | 0 | [24 empty] | 8102401 | no | no |  |  | no |  | 0 | 0 | 0 | 0 | 0 | 0 |  | 1 | 1 | 1 | 0 | 0 | 0
load_220358770 |  | node_1330962_562_15333382_343 |  | AN | 0 | Residential | 15940.8+6790.752j | 0 | 0 | 0 | 0 | 0 | [24 empty] | 8102401 | no | no |  |  | no |  | 0 | 0 | 0 | 0 | 0 | 0 |  | 1 | 1 | 1 | 0 | 0 | 0
load_220358771 |  | node_1331152_468_15334291_53 |  | AN | 0 | Residential | 8474.4+3610.079j | 0 | 0 | 0 | 0 | 0 | [24 empty] | 8102401 | no | no |  |  | no |  | 0 | 0 | 0 | 0 | 0 | 0 |  | 1 | 1 | 1 | 0 | 0 | 0
load_220358772 |  | node_1315523_881_15324073_568 |  | AN | 0 | Residential | 6120+2607.109j | 0 | 0 | 0 | 0 | 0 | [24 empty] | 8102401 | no | no |  |  | no |  | 0 | 0 | 0 | 0 | 0 | 0 |  | 1 | 1 | 1 | 0 | 0 | 0
load_220358891 |  | node_1319745_299_15324538_863 |  | AN | 0 | Residential | 38880+16562.811j | 0 | 0 | 0 | 0 | 0 | [24 empty] | 8102401 | no | no |  |  | no |  | 0 | 0 | 0 | 0 | 0 | 0 |  | 1 | 1 | 1 | 0 | 0 | 0
load_220358892 |  | node_1319820_44_15324717_018 |  | AN | 0 | Residential | 11131.2+4741.871j | 0 | 0 | 0 | 0 | 0 | [24 empty] | 8102401 | no | no |  |  | no |  | 0 | 0 | 0 | 0 | 0 | 0 |  | 1 | 1 | 1 | 0 | 0 | 0
load_220358893 |  | node_1320114_184_15324614_417 |  | AN | 0 | Residential | 784.8+334.323j | 0 | 0 | 0 | 0 | 0 | [24 empty] | 8102401 | no | no |  |  | no |  | 0 | 0 | 0 | 0 | 0 | 0 |  | 1 | 1 | 1 | 0 | 0 | 0
load_220358894 |  | node_1319887_319_15324917_485 |  | AN | 0 | Residential | 20102.4+8563.587j | 0 | 0 | 0 | 0 | 0 | [24 empty] | 8102401 | no | no |  |  | no |  | 0 | 0 | 0 | 0 | 0 | 0 |  | 1 | 1 | 1 | 0 | 0 | 0
load_220358895 |  | node_1320016_809_15325076_234 |  | AN | 0 | Residential | 7876.8+3355.503j | 0 | 0 | 0 | 0 | 0 | [24 empty] | 8102401 | no | no |  |  | no |  | 0 | 0 | 0 | 0 | 0 | 0 |  | 1 | 1 | 1 | 0 | 0 | 0
load_220358897 |  | node_1320225_674_15325438_171 |  | AN | 0 | Residential | 2685.6+1144.061j | 0 | 0 | 0 | 0 | 0 | [24 empty] | 8102401 | no | no |  |  | no |  | 0 | 0 | 0 | 0 | 0 | 0 |  | 1 | 1 | 1 | 0 | 0 | 0
load_220358898 |  | node_1320311_985_15325886_163 |  | AN | 0 | NonResidential | 0 | 0 | 0 | 0 | 0 | 0 | [24 empty] | 8102401 | no | no |  |  | no |  | 0 | 0 | 0 | 0 | 0 | 0 |  | 1 | 1 | 1 | 0 | 0 | 0
load_220358899 |  | node_1320232_607_15326181_307 |  | AN | 0 | Residential | 22831.2+9726.05j | 0 | 0 | 0 | 0 | 0 | [24 empty] | 8102401 | no | no |  |  | no |  | 0 | 0 | 0 | 0 | 0 | 0 |  | 1 | 1 | 1 | 0 | 0 | 0
load_220358900 |  | node_1320255_223_15326502_006 |  | AN | 0 | Residential | 3765.6+1604.139j | 0 | 0 | 0 | 0 | 0 | [24 empty] | 8102401 | no | no |  |  | no |  | 0 | 0 | 0 | 0 | 0 | 0 |  | 1 | 1 | 1 | 0 | 0 | 0
load_220358901 |  | node_1320242_022_15326786_836 |  | AN | 0 | NonResidential | 8971.2+3821.715j | 0 | 0 | 0 | 0 | 0 | [24 empty] | 8102401 | no | no |  |  | no |  | 0 | 0 | 0 | 0 | 0 | 0 |  | 1 | 1 | 1 | 0 | 0 | 0
load_220358902 |  | node_1320421_15_15327309_916 |  | AN | 0 | Residential | 15825.6+6741.677j | 0 | 0 | 0 | 0 | 0 | [24 empty] | 8102401 | no | no |  |  | no |  | 0 | 0 | 0 | 0 | 0 | 0 |  | 1 | 1 | 1 | 0 | 0 | 0
load_220358903 |  | node_1320564_998_15327867_609 |  | AN | 0 | Other | 0 | 0 | 0 | 0 | 0 | 0 | [24 empty] | 8102401 | no | no |  |  | no |  | 0 | 0 | 0 | 0 | 0 | 0 |  | 1 | 1 | 1 | 0 | 0 | 0
load_220358904 |  | node_1320472_663_15328122_361 |  | AN | 0 | Residential | 7.2+3.067j | 0 | 0 | 0 | 0 | 0 | [24 empty] | 8102401 | no | no |  |  | no |  | 0 | 0 | 0 | 0 | 0 | 0 |  | 1 | 1 | 1 | 0 | 0 | 0
load_220358905 |  | node_1320099_697_15328352_378 |  | AN | 0 | Residential | 3780+1610.273j | 0 | 0 | 0 | 0 | 0 | [24 empty] | 8102401 | no | no |  |  | no |  | 0 | 0 | 0 | 0 | 0 | 0 |  | 1 | 1 | 1 | 0 | 0 | 0
load_220358906 |  | node_1319184_774_15328628_066 |  | AN | 0 | Residential | 6861.6+2923.029j | 0 | 0 | 0 | 0 | 0 | [24 empty] | 8102401 | no | no |  |  | no |  | 0 | 0 | 0 | 0 | 0 | 0 |  | 1 | 1 | 1 | 0 | 0 | 0
load_220358907 |  | node_1318860_111_15328528_827 |  | AN | 0 | Residential | 8553.6+3643.818j | 0 | 0 | 0 | 0 | 0 | [24 empty] | 8102401 | no | no |  |  | no |  | 0 | 0 | 0 | 0 | 0 | 0 |  | 1 | 1 | 1 | 0 | 0 | 0
load_220358908 |  | node_1319393_133_15324257_975 |  | AN | 0 | Residential | 13975.2+5953.41j | 0 | 0 | 0 | 0 | 0 | [24 empty] | 8102401 | no | no |  |  | no |  | 0 | 0 | 0 | 0 | 0 | 0 |  | 1 | 1 | 1 | 0 | 0 | 0
load_220358923 |  | node_1313078_439_15328098_443 |  | AN | 0 | Residential | 1497.6+637.975j | 0 | 0 | 0 | 0 | 0 | [24 empty] | 8102401 | no | no |  |  | no |  | 0 | 0 | 0 | 0 | 0 | 0 |  | 1 | 1 | 1 | 0 | 0 | 0
load_220358924 |  | node_1312870_075_15328265_078 |  | AN | 0 | Residential | 4298.4+1831.111j | 0 | 0 | 0 | 0 | 0 | [24 empty] | 8102401 | no | no |  |  | no |  | 0 | 0 | 0 | 0 | 0 | 0 |  | 1 | 1 | 1 | 0 | 0 | 0
load_220358925 |  | node_1312354_629_15327106_269 |  | AN | 0 | Residential | 17762.4+7566.751j | 0 | 0 | 0 | 0 | 0 | [24 empty] | 8102401 | no | no |  |  | no |  | 0 | 0 | 0 | 0 | 0 | 0 |  | 1 | 1 | 1 | 0 | 0 | 0
load_220358926 |  | node_1312208_409_15326892_861 |  | AN | 0 | Residential | 8172+3481.257j | 0 | 0 | 0 | 0 | 0 | [24 empty] | 8102401 | no | no |  |  | no |  | 0 | 0 | 0 | 0 | 0 | 0 |  | 1 | 1 | 1 | 0 | 0 | 0
load_220358929 |  | node_1315998_46_15328549_757 |  | AN | 0 | Residential | 16365.6+6971.716j | 0 | 0 | 0 | 0 | 0 | [24 empty] | 8102401 | no | no |  |  | no |  | 0 | 0 | 0 | 0 | 0 | 0 |  | 1 | 1 | 1 | 0 | 0 | 0
load_220358941 |  | node_1323665_461_15326510_27 |  | AN | 0 | Residential | 5493.6+2340.264j | 0 | 0 | 0 | 0 | 0 | [24 empty] | 8102401 | no | no |  |  | no |  | 0 | 0 | 0 | 0 | 0 | 0 |  | 1 | 1 | 1 | 0 | 0 | 0
load_220358942 |  | node_1322420_319_15326458_412 |  | AN | 0 | Residential | 6386.4+2720.595j | 0 | 0 | 0 | 0 | 0 | [24 empty] | 8102401 | no | no |  |  | no |  | 0 | 0 | 0 | 0 | 0 | 0 |  | 1 | 1 | 1 | 0 | 0 | 0
load_220358961 |  | node_1325550_105_15333791_624 |  | AN | 0 | Residential | 7740+3297.226j | 0 | 0 | 0 | 0 | 0 | [24 empty] | 8102401 | no | no |  |  | no |  | 0 | 0 | 0 | 0 | 0 | 0 |  | 1 | 1 | 1 | 0 | 0 | 0
load_220358962 |  | node_1325292_685_15333869_015 |  | AN | 0 | Residential | 7135.2+3039.582j | 0 | 0 | 0 | 0 | 0 | [24 empty] | 8102401 | no | no |  |  | no |  | 0 | 0 | 0 | 0 | 0 | 0 |  | 1 | 1 | 1 | 0 | 0 | 0
load_220358963 |  | node_1324824_478_15333858_867 |  | AN | 0 | Residential | 12290.4+5235.688j | 0 | 0 | 0 | 0 | 0 | [24 empty] | 8102401 | no | no |  |  | no |  | 0 | 0 | 0 | 0 | 0 | 0 |  | 1 | 1 | 1 | 0 | 0 | 0
load_220358964 |  | node_1325533_651_15334354_045 |  | AN | 0 | Residential | 3074.4+1309.689j | 0 | 0 | 0 | 0 | 0 | [24 empty] | 8102401 | no | no |  |  | no |  | 0 | 0 | 0 | 0 | 0 | 0 |  | 1 | 1 | 1 | 0 | 0 | 0
load_220358965 |  | node_1325444_049_15334623_919 |  | AN | 0 | Residential | 2376+1012.172j | 0 | 0 | 0 | 0 | 0 | [24 empty] | 8102401 | no | no |  |  | no |  | 0 | 0 | 0 | 0 | 0 | 0 |  | 1 | 1 | 1 | 0 | 0 | 0
load_220358966 |  | node_1325935_781_15334593_12 |  | AN | 0 | Residential | 7135.2+3039.582j | 0 | 0 | 0 | 0 | 0 | [24 empty] | 8102401 | no | no |  |  | no |  | 0 | 0 | 0 | 0 | 0 | 0 |  | 1 | 1 | 1 | 0 | 0 | 0
load_220358968 |  | node_1324945_01_15335322_752 |  | AN | 0 | Residential | 7336.8+3125.464j | 0 | 0 | 0 | 0 | 0 | [24 empty] | 8102401 | no | no |  |  | no |  | 0 | 0 | 0 | 0 | 0 | 0 |  | 1 | 1 | 1 | 0 | 0 | 0
load_220358989 |  | node_1325613_361_15335314_606 |  | AN | 0 | Residential | 17769.6+7569.818j | 0 | 0 | 0 | 0 | 0 | [24 empty] | 8102401 | no | no |  |  | no |  | 0 | 0 | 0 | 0 | 0 | 0 |  | 1 | 1 | 1 | 0 | 0 | 0
load_220358990 |  | node_1325855_307_15335547_634 |  | AN | 0 | Residential | 11498.4+4898.298j | 0 | 0 | 0 | 0 | 0 | [24 empty] | 8102401 | no | no |  |  | no |  | 0 | 0 | 0 | 0 | 0 | 0 |  | 1 | 1 | 1 | 0 | 0 | 0
load_220358991 |  | node_1335416_72_15324863_496 |  | AN | 0 | Residential | 3556.8+1515.19j | 0 | 0 | 0 | 0 | 0 | [24 empty] | 8102401 | no | no |  |  | no |  | 0 | 0 | 0 | 0 | 0 | 0 |  | 1 | 1 | 1 | 0 | 0 | 0
load_220358992 |  | node_1335245_514_15325015_723 |  | AN | 0 | Residential | 20865.6+8888.708j | 0 | 0 | 0 | 0 | 0 | [24 empty] | 8102401 | no | no |  |  | no |  | 0 | 0 | 0 | 0 | 0 | 0 |  | 1 | 1 | 1 | 0 | 0 | 0
load_220358993 |  | node_1334953_397_15325272_381 |  | AN | 0 | Residential | 16279.2+6934.91j | 0 | 0 | 0 | 0 | 0 | [24 empty] | 8102401 | no | no |  |  | no |  | 0 | 0 | 0 | 0 | 0 | 0 |  | 1 | 1 | 1 | 0 | 0 | 0
load_220358994 |  | node_1334677_149_15325510_403 |  | AN | 0 | Residential | 16185.6+6895.037j | 0 | 0 | 0 | 0 | 0 | [24 empty] | 8102401 | no | no |  |  | no |  | 0 | 0 | 0 | 0 | 0 | 0 |  | 1 | 1 | 1 | 0 | 0 | 0
load_220358995 |  | node_1334480_869_15325651_763 |  | AN | 0 | Residential | 27792+11839.342j | 0 | 0 | 0 | 0 | 0 | [24 empty] | 8102401 | no | no |  |  | no |  | 0 | 0 | 0 | 0 | 0 | 0 |  | 1 | 1 | 1 | 0 | 0 | 0
load_220358996 |  | node_1334267_805_15325895_603 |  | AN | 0 | Residential | 1908+812.805j | 0 | 0 | 0 | 0 | 0 | [24 empty] | 8102401 | no | no |  |  | no |  | 0 | 0 | 0 | 0 | 0 | 0 |  | 1 | 1 | 1 | 0 | 0 | 0
load_220358997 |  | node_1334365_024_15326079_158 |  | AN | 0 | Residential | 37461.6+15958.575j | 0 | 0 | 0 | 0 | 0 | [24 empty] | 8102401 | no | no |  |  | no |  | 0 | 0 | 0 | 0 | 0 | 0 |  | 1 | 1 | 1 | 0 | 0 | 0
load_220358998 |  | node_1333696_236_15326657_816 |  | AN | 0 | NonResidential | 90000+38339.839j | 0 | 0 | 0 | 0 | 0 | [24 empty] | 8102401 | no | no |  |  | no |  | 0 | 0 | 0 | 0 | 0 | 0 |  | 1 | 1 | 1 | 0 | 0 | 0
load_220358999 |  | node_1332733_066_15327033_265 |  | AN | 0 | Residential | 16898.4+7198.688j | 0 | 0 | 0 | 0 | 0 | [24 empty] | 8102401 | no | no |  |  | no |  | 0 | 0 | 0 | 0 | 0 | 0 |  | 1 | 1 | 1 | 0 | 0 | 0
load_220359000 |  | node_1332281_604_15327365_4 |  | AN | 0 | Residential | 4060.8+1729.894j | 0 | 0 | 0 | 0 | 0 | [24 empty] | 8102401 | no | no |  |  | no |  | 0 | 0 | 0 | 0 | 0 | 0 |  | 1 | 1 | 1 | 0 | 0 | 0
load_220359001 |  | node_1332022_755_15327800_246 |  | AN | 0 | Residential | 60516+25779.708j | 0 | 0 | 0 | 0 | 0 | [24 empty] | 8102401 | no | no |  |  | no |  | 0 | 0 | 0 | 0 | 0 | 0 |  | 1 | 1 | 1 | 0 | 0 | 0
load_220359002 |  | node_1329941_1_15331309_267 |  | AN | 0 | Residential | 93.6+39.873j | 0 | 0 | 0 | 0 | 0 | [24 empty] | 8102401 | no | no |  |  | no |  | 0 | 0 | 0 | 0 | 0 | 0 |  | 1 | 1 | 1 | 0 | 0 | 0
load_220359003 |  | node_1330520_868_15331296_567 |  | AN | 0 | Residential | 6645.6+2831.014j | 0 | 0 | 0 | 0 | 0 | [24 empty] | 8102401 | no | no |  |  | no |  | 0 | 0 | 0 | 0 | 0 | 0 |  | 1 | 1 | 1 | 0 | 0 | 0
load_220359035 |  | node_1318068_811_15334850_699 |  | AN | 0 | Residential | 28310.4+12060.18j | 0 | 0 | 0 | 0 | 0 | [24 empty] | 8102401 | no | no |  |  | no |  | 0 | 0 | 0 | 0 | 0 | 0 |  | 1 | 1 | 1 | 0 | 0 | 0
load_220359036 |  | node_1317897_107_15334612_442 |  | AN | 0 | NonResidential | 518.4+220.837j | 0 | 0 | 0 | 0 | 0 | [24 empty] | 8102401 | no | no |  |  | no |  | 0 | 0 | 0 | 0 | 0 | 0 |  | 1 | 1 | 1 | 0 | 0 | 0
load_220359864 |  | node_1308315_256_15320531_044 |  | AN | 0 | Residential | 26402.4+11247.375j | 0 | 0 | 0 | 0 | 0 | [24 empty] | 8102401 | no | no |  |  | no |  | 0 | 0 | 0 | 0 | 0 | 0 |  | 1 | 1 | 1 | 0 | 0 | 0
load_220360140 |  | node_1309532_214_15320830_771 |  | AN | 0 | Residential | 13852.8+5901.268j | 0 | 0 | 0 | 0 | 0 | [24 empty] | 8102401 | no | no |  |  | no |  | 0 | 0 | 0 | 0 | 0 | 0 |  | 1 | 1 | 1 | 0 | 0 | 0
load_220360141 |  | node_1309887_194_15320856_046 |  | AN | 0 | Residential | 27518.4+11722.789j | 0 | 0 | 0 | 0 | 0 | [24 empty] | 8102401 | no | no |  |  | no |  | 0 | 0 | 0 | 0 | 0 | 0 |  | 1 | 1 | 1 | 0 | 0 | 0
load_220360142 |  | node_1310463_506_15320948_799 |  | AN | 0 | Residential | 15854.4+6753.946j | 0 | 0 | 0 | 0 | 0 | [24 empty] | 8102401 | no | no |  |  | no |  | 0 | 0 | 0 | 0 | 0 | 0 |  | 1 | 1 | 1 | 0 | 0 | 0
load_220360260 |  | node_1321271_573_15321745_297 |  | AN | 0 | Residential | 12124.8+5165.143j | 0 | 0 | 0 | 0 | 0 | [24 empty] | 8102401 | no | no |  |  | no |  | 0 | 0 | 0 | 0 | 0 | 0 |  | 1 | 1 | 1 | 0 | 0 | 0
load_220360261 |  | node_1319159_981_15319104_792 |  | AN | 0 | Residential | 13039.2+5554.676j | 0 | 0 | 0 | 0 | 0 | [24 empty] | 8102401 | no | no |  |  | no |  | 0 | 0 | 0 | 0 | 0 | 0 |  | 1 | 1 | 1 | 0 | 0 | 0
load_220360263 |  | node_1318600_636_15318173_569 |  | AN | 0 | Residential | 9144+3895.328j | 0 | 0 | 0 | 0 | 0 | [24 empty] | 8102401 | no | no |  |  | no |  | 0 | 0 | 0 | 0 | 0 | 0 |  | 1 | 1 | 1 | 0 | 0 | 0
load_220360264 |  | node_1318201_587_15317592_045 |  | AN | 0 | Residential | 7581.6+3229.748j | 0 | 0 | 0 | 0 | 0 | [24 empty] | 8102401 | no | no |  |  | no |  | 0 | 0 | 0 | 0 | 0 | 0 |  | 1 | 1 | 1 | 0 | 0 | 0
load_220360265 |  | node_1317964_209_15317682_277 |  | AN | 0 | Residential | 5104.8+2174.636j | 0 | 0 | 0 | 0 | 0 | [24 empty] | 8102401 | no | no |  |  | no |  | 0 | 0 | 0 | 0 | 0 | 0 |  | 1 | 1 | 1 | 0 | 0 | 0
load_220360266 |  | node_1317873_037_15317230_99 |  | AN | 0 | Residential | 3254.4+1386.369j | 0 | 0 | 0 | 0 | 0 | [24 empty] | 8102401 | no | no |  |  | no |  | 0 | 0 | 0 | 0 | 0 | 0 |  | 1 | 1 | 1 | 0 | 0 | 0
load_220360267 |  | node_1320748_197_15321514_042 |  | AN | 0 | Residential | 10008+4263.39j | 0 | 0 | 0 | 0 | 0 | [24 empty] | 8102401 | no | no |  |  | no |  | 0 | 0 | 0 | 0 | 0 | 0 |  | 1 | 1 | 1 | 0 | 0 | 0
load_220360268 |  | node_1317464_135_15316803_75 |  | AN | 0 | NonResidential | 0 | 0 | 0 | 0 | 0 | 0 | [24 empty] | 8102401 | no | no |  |  | no |  | 0 | 0 | 0 | 0 | 0 | 0 |  | 1 | 1 | 1 | 0 | 0 | 0
load_220360270 |  | node_1317414_806_15316293_53 |  | AN | 0 | Residential | 10540.8+4490.362j | 0 | 0 | 0 | 0 | 0 | [24 empty] | 8102401 | no | no |  |  | no |  | 0 | 0 | 0 | 0 | 0 | 0 |  | 1 | 1 | 1 | 0 | 0 | 0
load_220360271 |  | node_1317021_706_15316289_734 |  | AN | 0 | Residential | 19202.4+8180.188j | 0 | 0 | 0 | 0 | 0 | [24 empty] | 8102401 | no | no |  |  | no |  | 0 | 0 | 0 | 0 | 0 | 0 |  | 1 | 1 | 1 | 0 | 0 | 0
load_220360272 |  | node_1316895_537_15315824_357 |  | AN | 0 | Residential | 47548.8+20255.704j | 0 | 0 | 0 | 0 | 0 | [24 empty] | 8102401 | no | no |  |  | no |  | 0 | 0 | 0 | 0 | 0 | 0 |  | 1 | 1 | 1 | 0 | 0 | 0
load_220360274 |  | node_1316405_725_15314671_812 |  | AN | 0 | Residential | 12808.8+5456.526j | 0 | 0 | 0 | 0 | 0 | [24 empty] | 8102401 | no | no |  |  | no |  | 0 | 0 | 0 | 0 | 0 | 0 |  | 1 | 1 | 1 | 0 | 0 | 0
load_220360275 |  | node_1320335_792_15321223_373 |  | AN | 0 | Residential | 36+15.336j | 0 | 0 | 0 | 0 | 0 | [24 empty] | 8102401 | no | no |  |  | no |  | 0 | 0 | 0 | 0 | 0 | 0 |  | 1 | 1 | 1 | 0 | 0 | 0
load_220360276 |  | node_1320257_187_15321136_263 |  | AN | 0 | Residential | 105933.6+45127.525j | 0 | 0 | 0 | 0 | 0 | [24 empty] | 8102401 | no | no |  |  | no |  | 0 | 0 | 0 | 0 | 0 | 0 |  | 1 | 1 | 1 | 0 | 0 | 0
load_220360277 |  | node_1316191_66_15314166_91 |  | AN | 0 | Residential | 9684+4125.367j | 0 | 0 | 0 | 0 | 0 | [24 empty] | 8102401 | no | no |  |  | no |  | 0 | 0 | 0 | 0 | 0 | 0 |  | 1 | 1 | 1 | 0 | 0 | 0
load_220360278 |  | node_1315971_735_15313911_194 |  | AN | 0 | Residential | 4773.6+2033.545j | 0 | 0 | 0 | 0 | 0 | [24 empty] | 8102401 | no | no |  |  | no |  | 0 | 0 | 0 | 0 | 0 | 0 |  | 1 | 1 | 1 | 0 | 0 | 0
load_220360279 |  | node_1320204_942_15320699_753 |  | AN | 0 | Residential | 15040.8+6407.354j | 0 | 0 | 0 | 0 | 0 | [24 empty] | 8102401 | no | no |  |  | no |  | 0 | 0 | 0 | 0 | 0 | 0 |  | 1 | 1 | 1 | 0 | 0 | 0
load_220360280 |  | node_1320079_026_15320495_768 |  | AN | 0 | Residential | 6393.6+2723.662j | 0 | 0 | 0 | 0 | 0 | [24 empty] | 8102401 | no | no |  |  | no |  | 0 | 0 | 0 | 0 | 0 | 0 |  | 1 | 1 | 1 | 0 | 0 | 0
load_220360281 |  | node_1319806_909_15320363_925 |  | AN | 0 | Residential | 6818.4+2904.626j | 0 | 0 | 0 | 0 | 0 | [24 empty] | 8102401 | no | no |  |  | no |  | 0 | 0 | 0 | 0 | 0 | 0 |  | 1 | 1 | 1 | 0 | 0 | 0
load_220360282 |  | node_1319695_642_15319923_903 |  | AN | 0 | Residential | 13723.2+5846.059j | 0 | 0 | 0 | 0 | 0 | [24 empty] | 8102401 | no | no |  |  | no |  | 0 | 0 | 0 | 0 | 0 | 0 |  | 1 | 1 | 1 | 0 | 0 | 0
load_220360284 |  | node_1319468_171_15319707_549 |  | AN | 0 | Residential | 4845.6+2064.217j | 0 | 0 | 0 | 0 | 0 | [24 empty] | 8102401 | no | no |  |  | no |  | 0 | 0 | 0 | 0 | 0 | 0 |  | 1 | 1 | 1 | 0 | 0 | 0
load_220360285 |  | node_1319344_038_15319399_238 |  | AN | 0 | Residential | 64404+27435.989j | 0 | 0 | 0 | 0 | 0 | [24 empty] | 8102401 | no | no |  |  | no |  | 0 | 0 | 0 | 0 | 0 | 0 |  | 1 | 1 | 1 | 0 | 0 | 0
load_220360286 |  | node_1318418_601_15319616_165 |  | AN | 0 | Residential | 29584.8+12603.072j | 0 | 0 | 0 | 0 | 0 | [24 empty] | 8102401 | no | no |  |  | no |  | 0 | 0 | 0 | 0 | 0 | 0 |  | 1 | 1 | 1 | 0 | 0 | 0
load_220360550 |  | node_1314473_967_15318004_301 |  | AN | 0 | Residential | 1850.4+788.267j | 0 | 0 | 0 | 0 | 0 | [24 empty] | 8102401 | no | no |  |  | no |  | 0 | 0 | 0 | 0 | 0 | 0 |  | 1 | 1 | 1 | 0 | 0 | 0
load_220360552 |  | node_1314830_989_15318138_259 |  | AN | 0 | Residential | 14378.4+6125.173j | 0 | 0 | 0 | 0 | 0 | [24 empty] | 8102401 | no | no |  |  | no |  | 0 | 0 | 0 | 0 | 0 | 0 |  | 1 | 1 | 1 | 0 | 0 | 0
load_220360553 |  | node_1314644_38_15317394_376 |  | AN | 0 | Residential | 34336.8+14627.416j | 0 | 0 | 0 | 0 | 0 | [24 empty] | 8102401 | no | no |  |  | no |  | 0 | 0 | 0 | 0 | 0 | 0 |  | 1 | 1 | 1 | 0 | 0 | 0
load_220360554 |  | node_1313716_196_15318274_688 |  | AN | 0 | Residential | 13003.2+5539.34j | 0 | 0 | 0 | 0 | 0 | [24 empty] | 8102401 | no | no |  |  | no |  | 0 | 0 | 0 | 0 | 0 | 0 |  | 1 | 1 | 1 | 0 | 0 | 0
load_220360555 |  | node_1313411_779_15318331_849 |  | AN | 0 | Residential | 14155.2+6030.09j | 0 | 0 | 0 | 0 | 0 | [24 empty] | 8102401 | no | no |  |  | no |  | 0 | 0 | 0 | 0 | 0 | 0 |  | 1 | 1 | 1 | 0 | 0 | 0
load_220360558 |  | node_1314289_112_15318048_52 |  | AN | 0 | Residential | 37728+16072.061j | 0 | 0 | 0 | 0 | 0 | [24 empty] | 8102401 | no | no |  |  | no |  | 0 | 0 | 0 | 0 | 0 | 0 |  | 1 | 1 | 1 | 0 | 0 | 0
load_220360674 |  | node_1311356_05_15322802_701 |  | AN | 0 | Residential | 2815.2+1199.27j | 0 | 0 | 0 | 0 | 0 | [24 empty] | 8102401 | no | no |  |  | no |  | 0 | 0 | 0 | 0 | 0 | 0 |  | 1 | 1 | 1 | 0 | 0 | 0
load_220360675 |  | node_1310909_231_15322386_414 |  | AN | 0 | Residential | 19792.8+8431.697j | 0 | 0 | 0 | 0 | 0 | [24 empty] | 8102401 | no | no |  |  | no |  | 0 | 0 | 0 | 0 | 0 | 0 |  | 1 | 1 | 1 | 0 | 0 | 0
load_220360676 |  | node_1310256_304_15322050_491 |  | AN | 0 | Residential | 12096+5152.874j | 0 | 0 | 0 | 0 | 0 | [24 empty] | 8102401 | no | no |  |  | no |  | 0 | 0 | 0 | 0 | 0 | 0 |  | 1 | 1 | 1 | 0 | 0 | 0
load_220360677 |  | node_1310032_299_15321930_149 |  | AN | 0 | Residential | 24415.2+10400.832j | 0 | 0 | 0 | 0 | 0 | [24 empty] | 8102401 | no | no |  |  | no |  | 0 | 0 | 0 | 0 | 0 | 0 |  | 1 | 1 | 1 | 0 | 0 | 0
load_220360678 |  | node_1309818_835_15321828_587 |  | AN | 0 | Residential | 2354.4+1002.97j | 0 | 0 | 0 | 0 | 0 | [24 empty] | 8102401 | no | no |  |  | no |  | 0 | 0 | 0 | 0 | 0 | 0 |  | 1 | 1 | 1 | 0 | 0 | 0
load_220360679 |  | node_1309773_957_15322052_94 |  | AN | 0 | Residential | 1483.2+631.841j | 0 | 0 | 0 | 0 | 0 | [24 empty] | 8102401 | no | no |  |  | no |  | 0 | 0 | 0 | 0 | 0 | 0 |  | 1 | 1 | 1 | 0 | 0 | 0
load_220360680 |  | node_1309670_19_15321518_418 |  | AN | 0 | NonResidential | 2671.2+1137.926j | 0 | 0 | 0 | 0 | 0 | [24 empty] | 8102401 | no | no |  |  | no |  | 0 | 0 | 0 | 0 | 0 | 0 |  | 1 | 1 | 1 | 0 | 0 | 0
load_220360681 |  | node_1309524_24_15321432_332 |  | AN | 0 | Residential | 2217.6+944.694j | 0 | 0 | 0 | 0 | 0 | [24 empty] | 8102401 | no | no |  |  | no |  | 0 | 0 | 0 | 0 | 0 | 0 |  | 1 | 1 | 1 | 0 | 0 | 0
load_220360682 |  | node_1309249_033_15321537_877 |  | AN | 0 | Residential | 48693.6+20743.387j | 0 | 0 | 0 | 0 | 0 | [24 empty] | 8102401 | no | no |  |  | no |  | 0 | 0 | 0 | 0 | 0 | 0 |  | 1 | 1 | 1 | 0 | 0 | 0
load_220360683 |  | node_1308979_454_15321134_593 |  | AN | 0 | Residential | 10929.6+4655.99j | 0 | 0 | 0 | 0 | 0 | [24 empty] | 8102401 | no | no |  |  | no |  | 0 | 0 | 0 | 0 | 0 | 0 |  | 1 | 1 | 1 | 0 | 0 | 0
load_220360684 |  | node_1308800_269_15321030_068 |  | AN | 0 | Residential | 9799.2+4174.442j | 0 | 0 | 0 | 0 | 0 | [24 empty] | 8102401 | no | no |  |  | no |  | 0 | 0 | 0 | 0 | 0 | 0 |  | 1 | 1 | 1 | 0 | 0 | 0
load_220360686 |  | node_1307993_849_15320672_065 |  | AN | 0 | Residential | 32184+13710.327j | 0 | 0 | 0 | 0 | 0 | [24 empty] | 8102401 | no | no |  |  | no |  | 0 | 0 | 0 | 0 | 0 | 0 |  | 1 | 1 | 1 | 0 | 0 | 0
load_220360687 |  | node_1307255_62_15320459_889 |  | AN | 0 | Residential | 2167.2+923.223j | 0 | 0 | 0 | 0 | 0 | [24 empty] | 8102401 | no | no |  |  | no |  | 0 | 0 | 0 | 0 | 0 | 0 |  | 1 | 1 | 1 | 0 | 0 | 0
load_220360688 |  | node_1306742_275_15320196_492 |  | AN | 0 | Residential | 2030.4+864.947j | 0 | 0 | 0 | 0 | 0 | [24 empty] | 8102401 | no | no |  |  | no |  | 0 | 0 | 0 | 0 | 0 | 0 |  | 1 | 1 | 1 | 0 | 0 | 0
load_220360691 |  | node_1305281_833_15319475_45 |  | AN | 0 | Residential | 12549.6+5346.107j | 0 | 0 | 0 | 0 | 0 | [24 empty] | 8102401 | no | no |  |  | no |  | 0 | 0 | 0 | 0 | 0 | 0 |  | 1 | 1 | 1 | 0 | 0 | 0
load_220360692 |  | node_1304958_846_15319338_005 |  | AN | 0 | Residential | 11556+4922.835j | 0 | 0 | 0 | 0 | 0 | [24 empty] | 8102401 | no | no |  |  | no |  | 0 | 0 | 0 | 0 | 0 | 0 |  | 1 | 1 | 1 | 0 | 0 | 0
load_220360693 |  | node_1304659_625_15319132_771 |  | AN | 0 | Residential | 5097.6+2171.569j | 0 | 0 | 0 | 0 | 0 | [24 empty] | 8102401 | no | no |  |  | no |  | 0 | 0 | 0 | 0 | 0 | 0 |  | 1 | 1 | 1 | 0 | 0 | 0
load_220360734 |  | node_1315562_098_15314935_836 |  | AN | 0 | Residential | 0 | 0 | 0 | 0 | 0 | 0 | [24 empty] | 8102401 | no | no |  |  | no |  | 0 | 0 | 0 | 0 | 0 | 0 |  | 1 | 1 | 1 | 0 | 0 | 0
load_220360735 |  | node_1315167_715_15314505_512 |  | AN | 0 | Residential | 20268+8634.132j | 0 | 0 | 0 | 0 | 0 | [24 empty] | 8102401 | no | no |  |  | no |  | 0 | 0 | 0 | 0 | 0 | 0 |  | 1 | 1 | 1 | 0 | 0 | 0
load_220360736 |  | node_1314995_145_15314342_135 |  | AN | 0 | Residential | 23882.4+10173.86j | 0 | 0 | 0 | 0 | 0 | [24 empty] | 8102401 | no | no |  |  | no |  | 0 | 0 | 0 | 0 | 0 | 0 |  | 1 | 1 | 1 | 0 | 0 | 0
load_220360737 |  | node_1314849_414_15314076_422 |  | AN | 0 | Residential | 7358.4+3134.665j | 0 | 0 | 0 | 0 | 0 | [24 empty] | 8102401 | no | no |  |  | no |  | 0 | 0 | 0 | 0 | 0 | 0 |  | 1 | 1 | 1 | 0 | 0 | 0
load_220360821 |  | node_1317317_659_15317045_766 |  | AN | 0 | Residential | 11736+4999.515j | 0 | 0 | 0 | 0 | 0 | [24 empty] | 8102401 | no | no |  |  | no |  | 0 | 0 | 0 | 0 | 0 | 0 |  | 1 | 1 | 1 | 0 | 0 | 0
load_220360822 |  | node_1316844_77_15317040_859 |  | AN | 0 | Residential | 3859.2+1644.012j | 0 | 0 | 0 | 0 | 0 | [24 empty] | 8102401 | no | no |  |  | no |  | 0 | 0 | 0 | 0 | 0 | 0 |  | 1 | 1 | 1 | 0 | 0 | 0
load_220360823 |  | node_1316418_129_15317028_777 |  | AN | 0 | Residential | 16560+7054.53j | 0 | 0 | 0 | 0 | 0 | [24 empty] | 8102401 | no | no |  |  | no |  | 0 | 0 | 0 | 0 | 0 | 0 |  | 1 | 1 | 1 | 0 | 0 | 0
load_220360824 |  | node_1316129_465_15317037_97 |  | AN | 0 | Residential | 8330.4+3548.736j | 0 | 0 | 0 | 0 | 0 | [24 empty] | 8102401 | no | no |  |  | no |  | 0 | 0 | 0 | 0 | 0 | 0 |  | 1 | 1 | 1 | 0 | 0 | 0
load_220360825 |  | node_1315950_679_15317022_963 |  | AN | 0 | Residential | 39218.4+16706.968j | 0 | 0 | 0 | 0 | 0 | [24 empty] | 8102401 | no | no |  |  | no |  | 0 | 0 | 0 | 0 | 0 | 0 |  | 1 | 1 | 1 | 0 | 0 | 0
load_220360826 |  | node_1315621_02_15317010_968 |  | AN | 0 | Residential | 6811.2+2901.559j | 0 | 0 | 0 | 0 | 0 | [24 empty] | 8102401 | no | no |  |  | no |  | 0 | 0 | 0 | 0 | 0 | 0 |  | 1 | 1 | 1 | 0 | 0 | 0
load_220360885 |  | node_1318416_324_15317080_894 |  | AN | 0 | Residential | 3304.8+1407.839j | 0 | 0 | 0 | 0 | 0 | [24 empty] | 8102401 | no | no |  |  | no |  | 0 | 0 | 0 | 0 | 0 | 0 |  | 1 | 1 | 1 | 0 | 0 | 0
load_220360886 |  | node_1318790_231_15317076_207 |  | AN | 0 | Residential | 1231.2+524.489j | 0 | 0 | 0 | 0 | 0 | [24 empty] | 8102401 | no | no |  |  | no |  | 0 | 0 | 0 | 0 | 0 | 0 |  | 1 | 1 | 1 | 0 | 0 | 0
load_220360904 |  | node_1312582_763_15323674_799 |  | AN | 0 | Residential | 2001.6+852.678j | 0 | 0 | 0 | 0 | 0 | [24 empty] | 8102401 | no | no |  |  | no |  | 0 | 0 | 0 | 0 | 0 | 0 |  | 1 | 1 | 1 | 0 | 0 | 0
load_220360905 |  | node_1312754_326_15323710_476 |  | AN | 0 | Residential | 3045.6+1297.42j | 0 | 0 | 0 | 0 | 0 | [24 empty] | 8102401 | no | no |  |  | no |  | 0 | 0 | 0 | 0 | 0 | 0 |  | 1 | 1 | 1 | 0 | 0 | 0
load_220360906 |  | node_1315778_062_15322604_888 |  | AN | 0 | Residential | 1641.6+699.319j | 0 | 0 | 0 | 0 | 0 | [24 empty] | 8102401 | no | no |  |  | no |  | 0 | 0 | 0 | 0 | 0 | 0 |  | 1 | 1 | 1 | 0 | 0 | 0
load_220360907 |  | node_1316073_916_15322568_539 |  | AN | 0 | Other | 0 | 0 | 0 | 0 | 0 | 0 | [24 empty] | 8102401 | no | no |  |  | no |  | 0 | 0 | 0 | 0 | 0 | 0 |  | 1 | 1 | 1 | 0 | 0 | 0
load_220360908 |  | node_1316665_082_15322646_233 |  | AN | 0 | Residential | 4629.6+1972.201j | 0 | 0 | 0 | 0 | 0 | [24 empty] | 8102401 | no | no |  |  | no |  | 0 | 0 | 0 | 0 | 0 | 0 |  | 1 | 1 | 1 | 0 | 0 | 0
load_220360909 |  | node_1317261_648_15322653_487 |  | AN | 0 | Residential | 6163.2+2625.512j | 0 | 0 | 0 | 0 | 0 | [24 empty] | 8102401 | no | no |  |  | no |  | 0 | 0 | 0 | 0 | 0 | 0 |  | 1 | 1 | 1 | 0 | 0 | 0
load_220360910 |  | node_1317701_357_15322676_233 |  | AN | 0 | Residential | 15660+6671.132j | 0 | 0 | 0 | 0 | 0 | [24 empty] | 8102401 | no | no |  |  | no |  | 0 | 0 | 0 | 0 | 0 | 0 |  | 1 | 1 | 1 | 0 | 0 | 0
load_220360911 |  | node_1318722_271_15322978_891 |  | AN | 0 | Residential | 2664+1134.859j | 0 | 0 | 0 | 0 | 0 | [24 empty] | 8102401 | no | no |  |  | no |  | 0 | 0 | 0 | 0 | 0 | 0 |  | 1 | 1 | 1 | 0 | 0 | 0
load_220360912 |  | node_1318940_88_15322546_901 |  | AN | 0 | Residential | 2836.8+1208.472j | 0 | 0 | 0 | 0 | 0 | [24 empty] | 8102401 | no | no |  |  | no |  | 0 | 0 | 0 | 0 | 0 | 0 |  | 1 | 1 | 1 | 0 | 0 | 0
load_220360913 |  | node_1319425_611_15322994_156 |  | AN | 0 | Residential | 3693.6+1573.467j | 0 | 0 | 0 | 0 | 0 | [24 empty] | 8102401 | no | no |  |  | no |  | 0 | 0 | 0 | 0 | 0 | 0 |  | 1 | 1 | 1 | 0 | 0 | 0
load_220360914 |  | node_1320018_993_15322584_588 |  | AN | 0 | Residential | 3391.2+1444.645j | 0 | 0 | 0 | 0 | 0 | [24 empty] | 8102401 | no | no |  |  | no |  | 0 | 0 | 0 | 0 | 0 | 0 |  | 1 | 1 | 1 | 0 | 0 | 0
load_220360915 |  | node_1320359_654_15322489_597 |  | AN | 0 | Residential | 2880+1226.875j | 0 | 0 | 0 | 0 | 0 | [24 empty] | 8102401 | no | no |  |  | no |  | 0 | 0 | 0 | 0 | 0 | 0 |  | 1 | 1 | 1 | 0 | 0 | 0
load_220360916 |  | node_1320228_402_15322206_977 |  | AN | 0 | Residential | 20613.6+8781.357j | 0 | 0 | 0 | 0 | 0 | [24 empty] | 8102401 | no | no |  |  | no |  | 0 | 0 | 0 | 0 | 0 | 0 |  | 1 | 1 | 1 | 0 | 0 | 0
load_220360917 |  | node_1320633_954_15322287_872 |  | AN | 0 | Residential | 2196+935.492j | 0 | 0 | 0 | 0 | 0 | [24 empty] | 8102401 | no | no |  |  | no |  | 0 | 0 | 0 | 0 | 0 | 0 |  | 1 | 1 | 1 | 0 | 0 | 0
load_220360918 |  | node_1321600_727_15322130_946 |  | AN | 0 | Residential | 6588+2806.476j | 0 | 0 | 0 | 0 | 0 | [24 empty] | 8102401 | no | no |  |  | no |  | 0 | 0 | 0 | 0 | 0 | 0 |  | 1 | 1 | 1 | 0 | 0 | 0
load_220360919 |  | node_1321806_656_15322133_733 |  | AN | 0 | Residential | 14112+6011.687j | 0 | 0 | 0 | 0 | 0 | [24 empty] | 8102401 | no | no |  |  | no |  | 0 | 0 | 0 | 0 | 0 | 0 |  | 1 | 1 | 1 | 0 | 0 | 0
load_220360920 |  | node_1322194_377_15322205_081 |  | AN | 0 | Residential | 1677.6+714.655j | 0 | 0 | 0 | 0 | 0 | [24 empty] | 8102401 | no | no |  |  | no |  | 0 | 0 | 0 | 0 | 0 | 0 |  | 1 | 1 | 1 | 0 | 0 | 0
load_220360921 |  | node_1313523_016_15323701_348 |  | AN | 0 | Residential | 40644+17314.271j | 0 | 0 | 0 | 0 | 0 | [24 empty] | 8102401 | no | no |  |  | no |  | 0 | 0 | 0 | 0 | 0 | 0 |  | 1 | 1 | 1 | 0 | 0 | 0
load_220360922 |  | node_1322681_235_15322208_342 |  | AN | 0 | Residential | 3780+1610.273j | 0 | 0 | 0 | 0 | 0 | [24 empty] | 8102401 | no | no |  |  | no |  | 0 | 0 | 0 | 0 | 0 | 0 |  | 1 | 1 | 1 | 0 | 0 | 0
load_220360923 |  | node_1322989_308_15322205_837 |  | AN | 0 | Residential | 2080.8+886.417j | 0 | 0 | 0 | 0 | 0 | [24 empty] | 8102401 | no | no |  |  | no |  | 0 | 0 | 0 | 0 | 0 | 0 |  | 1 | 1 | 1 | 0 | 0 | 0
load_220360924 |  | node_1323348_266_15321968_105 |  | AN | 0 | Residential | 11548.8+4919.768j | 0 | 0 | 0 | 0 | 0 | [24 empty] | 8102401 | no | no |  |  | no |  | 0 | 0 | 0 | 0 | 0 | 0 |  | 1 | 1 | 1 | 0 | 0 | 0
load_220360925 |  | node_1323601_824_15321719_068 |  | AN | 0 | Residential | 8899.2+3791.043j | 0 | 0 | 0 | 0 | 0 | [24 empty] | 8102401 | no | no |  |  | no |  | 0 | 0 | 0 | 0 | 0 | 0 |  | 1 | 1 | 1 | 0 | 0 | 0
load_220360926 |  | node_1323923_496_15321644_183 |  | AN | 0 | Residential | 13514.4+5757.11j | 0 | 0 | 0 | 0 | 0 | [24 empty] | 8102401 | no | no |  |  | no |  | 0 | 0 | 0 | 0 | 0 | 0 |  | 1 | 1 | 1 | 0 | 0 | 0
load_220360927 |  | node_1324184_171_15321531_581 |  | AN | 0 | Residential | 12938.4+5511.735j | 0 | 0 | 0 | 0 | 0 | [24 empty] | 8102401 | no | no |  |  | no |  | 0 | 0 | 0 | 0 | 0 | 0 |  | 1 | 1 | 1 | 0 | 0 | 0
load_220360928 |  | node_1324502_851_15321386_719 |  | AN | 0 | Residential | 16819.2+7164.949j | 0 | 0 | 0 | 0 | 0 | [24 empty] | 8102401 | no | no |  |  | no |  | 0 | 0 | 0 | 0 | 0 | 0 |  | 1 | 1 | 1 | 0 | 0 | 0
load_220360929 |  | node_1324883_481_15321364_679 |  | AN | 0 | Residential | 11030.4+4698.931j | 0 | 0 | 0 | 0 | 0 | [24 empty] | 8102401 | no | no |  |  | no |  | 0 | 0 | 0 | 0 | 0 | 0 |  | 1 | 1 | 1 | 0 | 0 | 0
load_220360930 |  | node_1325299_681_15321015_219 |  | AN | 0 | Residential | 57240+24384.138j | 0 | 0 | 0 | 0 | 0 | [24 empty] | 8102401 | no | no |  |  | no |  | 0 | 0 | 0 | 0 | 0 | 0 |  | 1 | 1 | 1 | 0 | 0 | 0
load_220360931 |  | node_1315009_925_15323152_394 |  | AN | 0 | Residential | 15969.6+6803.021j | 0 | 0 | 0 | 0 | 0 | [24 empty] | 8102401 | no | no |  |  | no |  | 0 | 0 | 0 | 0 | 0 | 0 |  | 1 | 1 | 1 | 0 | 0 | 0
load_220360941 |  | node_1302749_459_15320947_074 |  | AN | 0 | Residential | 4176+1778.969j | 0 | 0 | 0 | 0 | 0 | [24 empty] | 8102401 | no | no |  |  | no |  | 0 | 0 | 0 | 0 | 0 | 0 |  | 1 | 1 | 1 | 0 | 0 | 0
load_220360942 |  | node_1303302_549_15321312_507 |  | AN | 0 | Residential | 2541.6+1082.717j | 0 | 0 | 0 | 0 | 0 | [24 empty] | 8102401 | no | no |  |  | no |  | 0 | 0 | 0 | 0 | 0 | 0 |  | 1 | 1 | 1 | 0 | 0 | 0
load_220360943 |  | node_1311656_638_15323411_157 |  | AN | 0 | Residential | 6537.6+2785.006j | 0 | 0 | 0 | 0 | 0 | [24 empty] | 8102401 | no | no |  |  | no |  | 0 | 0 | 0 | 0 | 0 | 0 |  | 1 | 1 | 1 | 0 | 0 | 0
load_220360944 |  | node_1304403_344_15321101_633 |  | AN | 0 | Residential | 20376+8680.14j | 0 | 0 | 0 | 0 | 0 | [24 empty] | 8102401 | no | no |  |  | no |  | 0 | 0 | 0 | 0 | 0 | 0 |  | 1 | 1 | 1 | 0 | 0 | 0
load_220360945 |  | node_1303500_741_15321101_244 |  | AN | 0 | Residential | 4514.4+1923.126j | 0 | 0 | 0 | 0 | 0 | [24 empty] | 8102401 | no | no |  |  | no |  | 0 | 0 | 0 | 0 | 0 | 0 |  | 1 | 1 | 1 | 0 | 0 | 0
load_220360946 |  | node_1306566_088_15321937_997 |  | AN | 0 | Residential | 11275.2+4803.215j | 0 | 0 | 0 | 0 | 0 | [24 empty] | 8102401 | no | no |  |  | no |  | 0 | 0 | 0 | 0 | 0 | 0 |  | 1 | 1 | 1 | 0 | 0 | 0
load_220360947 |  | node_1306177_665_15321591_595 |  | AN | 0 | Residential | 19497.6+8305.943j | 0 | 0 | 0 | 0 | 0 | [24 empty] | 8102401 | no | no |  |  | no |  | 0 | 0 | 0 | 0 | 0 | 0 |  | 1 | 1 | 1 | 0 | 0 | 0
load_220360948 |  | node_1317089_33_15314954_235 |  | AN | 0 | Residential | 7495.2+3192.942j | 0 | 0 | 0 | 0 | 0 | [24 empty] | 8102401 | no | no |  |  | no |  | 0 | 0 | 0 | 0 | 0 | 0 |  | 1 | 1 | 1 | 0 | 0 | 0
load_220360949 |  | node_1319067_629_15314787_395 |  | AN | 0 | Residential | 9748.8+4152.971j | 0 | 0 | 0 | 0 | 0 | [24 empty] | 8102401 | no | no |  |  | no |  | 0 | 0 | 0 | 0 | 0 | 0 |  | 1 | 1 | 1 | 0 | 0 | 0
load_220360950 |  | node_1319148_746_15314947_754 |  | AN | 0 | Residential | 11844+5045.523j | 0 | 0 | 0 | 0 | 0 | [24 empty] | 8102401 | no | no |  |  | no |  | 0 | 0 | 0 | 0 | 0 | 0 |  | 1 | 1 | 1 | 0 | 0 | 0
load_220360951 |  | node_1317661_408_15314396_494 |  | AN | 0 | Residential | 18000+7667.968j | 0 | 0 | 0 | 0 | 0 | [24 empty] | 8102401 | no | no |  |  | no |  | 0 | 0 | 0 | 0 | 0 | 0 |  | 1 | 1 | 1 | 0 | 0 | 0
load_220360952 |  | node_1318232_646_15314378_033 |  | AN | 0 | Residential | 12744+5428.921j | 0 | 0 | 0 | 0 | 0 | [24 empty] | 8102401 | no | no |  |  | no |  | 0 | 0 | 0 | 0 | 0 | 0 |  | 1 | 1 | 1 | 0 | 0 | 0
load_220360953 |  | node_1318244_902_15314258_649 |  | AN | 0 | Residential | 13744.8+5855.26j | 0 | 0 | 0 | 0 | 0 | [24 empty] | 8102401 | no | no |  |  | no |  | 0 | 0 | 0 | 0 | 0 | 0 |  | 1 | 1 | 1 | 0 | 0 | 0
load_220360954 |  | node_1318979_728_15314633_853 |  | AN | 0 | Residential | 37216.8+15854.29j | 0 | 0 | 0 | 0 | 0 | [24 empty] | 8102401 | no | no |  |  | no |  | 0 | 0 | 0 | 0 | 0 | 0 |  | 1 | 1 | 1 | 0 | 0 | 0
load_220360955 |  | node_1309111_054_15323668_771 |  | AN | 0 | Residential | 4730.4+2015.142j | 0 | 0 | 0 | 0 | 0 | [24 empty] | 8102401 | no | no |  |  | no |  | 0 | 0 | 0 | 0 | 0 | 0 |  | 1 | 1 | 1 | 0 | 0 | 0
load_220360957 |  | node_1310730_522_15322932_967 |  | AN | 0 | NonResidential | 532.8+226.972j | 0 | 0 | 0 | 0 | 0 | [24 empty] | 8102401 | no | no |  |  | no |  | 0 | 0 | 0 | 0 | 0 | 0 |  | 1 | 1 | 1 | 0 | 0 | 0
load_220360960 |  | node_1309840_203_15323419_767 |  | AN | 0 | Other | 0 | 0 | 0 | 0 | 0 | 0 | [24 empty] | 8102401 | no | no |  |  | no |  | 0 | 0 | 0 | 0 | 0 | 0 |  | 1 | 1 | 1 | 0 | 0 | 0
load_220360961 |  | node_1307238_016_15322664_054 |  | AN | 0 | Residential | 37504.8+15976.978j | 0 | 0 | 0 | 0 | 0 | [24 empty] | 8102401 | no | no |  |  | no |  | 0 | 0 | 0 | 0 | 0 | 0 |  | 1 | 1 | 1 | 0 | 0 | 0
load_220360962 |  | node_1307535_214_15323245_711 |  | AN | 0 | Residential | 2239.2+953.895j | 0 | 0 | 0 | 0 | 0 | [24 empty] | 8102401 | no | no |  |  | no |  | 0 | 0 | 0 | 0 | 0 | 0 |  | 1 | 1 | 1 | 0 | 0 | 0
load_220360963 |  | node_1307785_52_15323339_133 |  | AN | 0 | Residential | 792+337.391j | 0 | 0 | 0 | 0 | 0 | [24 empty] | 8102401 | no | no |  |  | no |  | 0 | 0 | 0 | 0 | 0 | 0 |  | 1 | 1 | 1 | 0 | 0 | 0
load_220360964 |  | node_1305449_279_15321587_385 |  | AN | 0 | Residential | 3520.8+1499.855j | 0 | 0 | 0 | 0 | 0 | [24 empty] | 8102401 | no | no |  |  | no |  | 0 | 0 | 0 | 0 | 0 | 0 |  | 1 | 1 | 1 | 0 | 0 | 0
load_220360965 |  | node_1304841_112_15321246_013 |  | AN | 0 | Residential | 2390.4+1018.306j | 0 | 0 | 0 | 0 | 0 | [24 empty] | 8102401 | no | no |  |  | no |  | 0 | 0 | 0 | 0 | 0 | 0 |  | 1 | 1 | 1 | 0 | 0 | 0
load_220360966 |  | node_1309424_216_15321119_999 |  | AN | 0 | Residential | 29426.4+12535.594j | 0 | 0 | 0 | 0 | 0 | [24 empty] | 8102401 | no | no |  |  | no |  | 0 | 0 | 0 | 0 | 0 | 0 |  | 1 | 1 | 1 | 0 | 0 | 0
load_220360967 |  | node_1310751_196_15319272_808 |  | AN | 0 | Residential | 4996.8+2128.628j | 0 | 0 | 0 | 0 | 0 | [24 empty] | 8102401 | no | no |  |  | no |  | 0 | 0 | 0 | 0 | 0 | 0 |  | 1 | 1 | 1 | 0 | 0 | 0
load_220360968 |  | node_1309638_898_15320594_976 |  | AN | 0 | Residential | 10288.8+4383.01j | 0 | 0 | 0 | 0 | 0 | [24 empty] | 8102401 | no | no |  |  | no |  | 0 | 0 | 0 | 0 | 0 | 0 |  | 1 | 1 | 1 | 0 | 0 | 0
load_220360969 |  | node_1309668_655_15320357_595 |  | AN | 0 | Residential | 3924+1671.617j | 0 | 0 | 0 | 0 | 0 | [24 empty] | 8102401 | no | no |  |  | no |  | 0 | 0 | 0 | 0 | 0 | 0 |  | 1 | 1 | 1 | 0 | 0 | 0
load_220360970 |  | node_1309969_695_15320172_663 |  | AN | 0 | Residential | 17136+7299.905j | 0 | 0 | 0 | 0 | 0 | [24 empty] | 8102401 | no | no |  |  | no |  | 0 | 0 | 0 | 0 | 0 | 0 |  | 1 | 1 | 1 | 0 | 0 | 0
load_220360971 |  | node_1309601_696_15320020_176 |  | AN | 0 | Residential | 7898.4+3364.704j | 0 | 0 | 0 | 0 | 0 | [24 empty] | 8102401 | no | no |  |  | no |  | 0 | 0 | 0 | 0 | 0 | 0 |  | 1 | 1 | 1 | 0 | 0 | 0
load_220360972 |  | node_1310254_07_15319440_774 |  | AN | 0 | Residential | 2088+889.484j | 0 | 0 | 0 | 0 | 0 | [24 empty] | 8102401 | no | no |  |  | no |  | 0 | 0 | 0 | 0 | 0 | 0 |  | 1 | 1 | 1 | 0 | 0 | 0
load_220360973 |  | node_1310614_92_15319825_997 |  | AN | 0 | Residential | 12031.2+5125.27j | 0 | 0 | 0 | 0 | 0 | [24 empty] | 8102401 | no | no |  |  | no |  | 0 | 0 | 0 | 0 | 0 | 0 |  | 1 | 1 | 1 | 0 | 0 | 0
load_220360974 |  | node_1310890_475_15319796_738 |  | AN | 0 | Residential | 12960+5520.937j | 0 | 0 | 0 | 0 | 0 | [24 empty] | 8102401 | no | no |  |  | no |  | 0 | 0 | 0 | 0 | 0 | 0 |  | 1 | 1 | 1 | 0 | 0 | 0
load_220361192 |  | node_1317567_095_15316700_573 |  | AN | 0 | Residential | 23817.6+10146.255j | 0 | 0 | 0 | 0 | 0 | [24 empty] | 8102401 | no | no |  |  | no |  | 0 | 0 | 0 | 0 | 0 | 0 |  | 1 | 1 | 1 | 0 | 0 | 0
load_220361193 |  | node_1318145_05_15316207_3 |  | AN | 0 | Residential | 10195.2+4343.137j | 0 | 0 | 0 | 0 | 0 | [24 empty] | 8102401 | no | no |  |  | no |  | 0 | 0 | 0 | 0 | 0 | 0 |  | 1 | 1 | 1 | 0 | 0 | 0
load_220361194 |  | node_1318411_638_15316103_501 |  | AN | 0 | Residential | 22975.2+9787.394j | 0 | 0 | 0 | 0 | 0 | [24 empty] | 8102401 | no | no |  |  | no |  | 0 | 0 | 0 | 0 | 0 | 0 |  | 1 | 1 | 1 | 0 | 0 | 0
load_220361195 |  | node_1318516_898_15316430_091 |  | AN | 0 | Residential | 14450.4+6155.845j | 0 | 0 | 0 | 0 | 0 | [24 empty] | 8102401 | no | no |  |  | no |  | 0 | 0 | 0 | 0 | 0 | 0 |  | 1 | 1 | 1 | 0 | 0 | 0
load_220361280 |  | node_1326141_885_15328223_573 |  | AN | 0 | Residential | 8942.4+3809.446j | 0 | 0 | 0 | 0 | 0 | [24 empty] | 8102401 | no | no |  |  | no |  | 0 | 0 | 0 | 0 | 0 | 0 |  | 1 | 1 | 1 | 0 | 0 | 0
load_220361398 |  | node_1316652_527_15314588_657 |  | AN | 0 | Residential | 8179.2+3484.325j | 0 | 0 | 0 | 0 | 0 | [24 empty] | 8102401 | no | no |  |  | no |  | 0 | 0 | 0 | 0 | 0 | 0 |  | 1 | 1 | 1 | 0 | 0 | 0
load_220361399 |  | node_1316967_977_15314116_8 |  | AN | 0 | Residential | 6494.4+2766.603j | 0 | 0 | 0 | 0 | 0 | [24 empty] | 8102401 | no | no |  |  | no |  | 0 | 0 | 0 | 0 | 0 | 0 |  | 1 | 1 | 1 | 0 | 0 | 0
load_220361452 |  | node_1304850_314_15318636_658 |  | AN | 0 | NonResidential | 8000+3407.986j | 0 | 0 | 0 | 0 | 0 | [24 empty] | 8102401 | no | no |  |  | no |  | 0 | 0 | 0 | 0 | 0 | 0 |  | 1 | 1 | 1 | 0 | 0 | 0
load_220361468 |  | node_1307418_516_15320775_147 |  | AN | 0 | Residential | 30852+13142.897j | 0 | 0 | 0 | 0 | 0 | [24 empty] | 8102401 | no | no |  |  | no |  | 0 | 0 | 0 | 0 | 0 | 0 |  | 1 | 1 | 1 | 0 | 0 | 0
load_220361469 |  | node_1307291_971_15320616_836 |  | AN | 0 | Residential | 14385.6+6128.24j | 0 | 0 | 0 | 0 | 0 | [24 empty] | 8102401 | no | no |  |  | no |  | 0 | 0 | 0 | 0 | 0 | 0 |  | 1 | 1 | 1 | 0 | 0 | 0
load_220361470 |  | node_1306866_028_15320393_448 |  | AN | 0 | Residential | 41306.4+17596.453j | 0 | 0 | 0 | 0 | 0 | [24 empty] | 8102401 | no | no |  |  | no |  | 0 | 0 | 0 | 0 | 0 | 0 |  | 1 | 1 | 1 | 0 | 0 | 0
load_220361471 |  | node_1306732_977_15320699_381 |  | AN | 0 | Residential | 18489.6+7876.537j | 0 | 0 | 0 | 0 | 0 | [24 empty] | 8102401 | no | no |  |  | no |  | 0 | 0 | 0 | 0 | 0 | 0 |  | 1 | 1 | 1 | 0 | 0 | 0
load_220361472 |  | node_1307052_269_15320788_641 |  | AN | 0 | NonResidential | 4000+1703.993j | 0 | 0 | 0 | 0 | 0 | [24 empty] | 8102401 | no | no |  |  | no |  | 0 | 0 | 0 | 0 | 0 | 0 |  | 1 | 1 | 1 | 0 | 0 | 0
load_220361473 |  | node_1306844_363_15320908_411 |  | AN | 0 | Residential | 12160.8+5180.479j | 0 | 0 | 0 | 0 | 0 | [24 empty] | 8102401 | no | no |  |  | no |  | 0 | 0 | 0 | 0 | 0 | 0 |  | 1 | 1 | 1 | 0 | 0 | 0
load_220361474 |  | node_1307086_683_15320925_606 |  | AN | 0 | NonResidential | 0 | 0 | 0 | 0 | 0 | 0 | [24 empty] | 8102401 | no | no |  |  | no |  | 0 | 0 | 0 | 0 | 0 | 0 |  | 1 | 1 | 1 | 0 | 0 | 0
load_220361475 |  | node_1319004_572_15323549_841 |  | AN | 0 | Residential | 3412.8+1453.847j | 0 | 0 | 0 | 0 | 0 | [24 empty] | 8102401 | no | no |  |  | no |  | 0 | 0 | 0 | 0 | 0 | 0 |  | 1 | 1 | 1 | 0 | 0 | 0
load_220361476 |  | node_1319130_839_15323739_425 |  | AN | 0 | Residential | 6379.2+2717.528j | 0 | 0 | 0 | 0 | 0 | [24 empty] | 8102401 | no | no |  |  | no |  | 0 | 0 | 0 | 0 | 0 | 0 |  | 1 | 1 | 1 | 0 | 0 | 0
load_220361477 |  | node_1319283_466_15323970_309 |  | AN | 0 | Residential | 3045.6+1297.42j | 0 | 0 | 0 | 0 | 0 | [24 empty] | 8102401 | no | no |  |  | no |  | 0 | 0 | 0 | 0 | 0 | 0 |  | 1 | 1 | 1 | 0 | 0 | 0
load_220361646 |  | node_1321390_187_15322249_198 |  | AN | 0 | Residential | 1634.4+696.251j | 0 | 0 | 0 | 0 | 0 | [24 empty] | 8102401 | no | no |  |  | no |  | 0 | 0 | 0 | 0 | 0 | 0 |  | 1 | 1 | 1 | 0 | 0 | 0
load_220361647 |  | node_1321864_223_15322966_509 |  | AN | 0 | Residential | 1864.8+794.401j | 0 | 0 | 0 | 0 | 0 | [24 empty] | 8102401 | no | no |  |  | no |  | 0 | 0 | 0 | 0 | 0 | 0 |  | 1 | 1 | 1 | 0 | 0 | 0
load_220361648 |  | node_1321928_655_15323328_654 |  | AN | 0 | Residential | 4284+1824.976j | 0 | 0 | 0 | 0 | 0 | [24 empty] | 8102401 | no | no |  |  | no |  | 0 | 0 | 0 | 0 | 0 | 0 |  | 1 | 1 | 1 | 0 | 0 | 0
load_220361742 |  | node_1337923_835_15322975_467 |  | AN | 0 | Residential | 11239.2+4787.879j | 0 | 0 | 0 | 0 | 0 | [24 empty] | 8102401 | no | no |  |  | no |  | 0 | 0 | 0 | 0 | 0 | 0 |  | 1 | 1 | 1 | 0 | 0 | 0
load_220361743 |  | node_1337797_603_15323161_237 |  | AN | 0 | Residential | 1908+812.805j | 0 | 0 | 0 | 0 | 0 | [24 empty] | 8102401 | no | no |  |  | no |  | 0 | 0 | 0 | 0 | 0 | 0 |  | 1 | 1 | 1 | 0 | 0 | 0
load_220361745 |  | node_1337206_345_15323561_678 |  | AN | 0 | Residential | 5299.2+2257.45j | 0 | 0 | 0 | 0 | 0 | [24 empty] | 8102401 | no | no |  |  | no |  | 0 | 0 | 0 | 0 | 0 | 0 |  | 1 | 1 | 1 | 0 | 0 | 0
load_220361746 |  | node_1336841_382_15323910_053 |  | AN | 0 | Residential | 31492.8+13415.877j | 0 | 0 | 0 | 0 | 0 | [24 empty] | 8102401 | no | no |  |  | no |  | 0 | 0 | 0 | 0 | 0 | 0 |  | 1 | 1 | 1 | 0 | 0 | 0
load_220361747 |  | node_1336847_376_15324199_89 |  | AN | 0 | Residential | 7106.4+3027.314j | 0 | 0 | 0 | 0 | 0 | [24 empty] | 8102401 | no | no |  |  | no |  | 0 | 0 | 0 | 0 | 0 | 0 |  | 1 | 1 | 1 | 0 | 0 | 0
load_220361748 |  | node_1337172_27_15324412_069 |  | AN | 0 | NonResidential | 3333.6+1420.108j | 0 | 0 | 0 | 0 | 0 | [24 empty] | 8102401 | no | no |  |  | no |  | 0 | 0 | 0 | 0 | 0 | 0 |  | 1 | 1 | 1 | 0 | 0 | 0
load_220361749 |  | node_1336016_527_15324431_552 |  | AN | 0 | Residential | 8042.4+3426.048j | 0 | 0 | 0 | 0 | 0 | [24 empty] | 8102401 | no | no |  |  | no |  | 0 | 0 | 0 | 0 | 0 | 0 |  | 1 | 1 | 1 | 0 | 0 | 0
load_220361750 |  | node_1335788_461_15324574_66 |  | AN | 0 | Residential | 43394.4+18485.937j | 0 | 0 | 0 | 0 | 0 | [24 empty] | 8102401 | no | no |  |  | no |  | 0 | 0 | 0 | 0 | 0 | 0 |  | 1 | 1 | 1 | 0 | 0 | 0
load_220441121 |  | node_1319528_974_15320050_204 |  | AN | 0 | Residential | 5882.4+2505.892j | 0 | 0 | 0 | 0 | 0 | [24 empty] | 8102401 | no | no |  |  | no |  | 0 | 0 | 0 | 0 | 0 | 0 |  | 1 | 1 | 1 | 0 | 0 | 0
load_220490744 |  | node_1325013_276_15334861_983 |  | AN | 0 | Residential | 13766.4+5864.462j | 0 | 0 | 0 | 0 | 0 | [24 empty] | 8102401 | no | no |  |  | no |  | 0 | 0 | 0 | 0 | 0 | 0 |  | 1 | 1 | 1 | 0 | 0 | 0
load_220499460 |  | node_1321038_072_15333699_629 |  | AN | 0 | NonResidential | 5270.4+2245.181j | 0 | 0 | 0 | 0 | 0 | [24 empty] | 8102401 | no | no |  |  | no |  | 0 | 0 | 0 | 0 | 0 | 0 |  | 1 | 1 | 1 | 0 | 0 | 0
load_220499461 |  | node_1321212_318_15333761_522 |  | AN | 0 | NonResidential | 5000+2129.991j | 0 | 0 | 0 | 0 | 0 | [24 empty] | 8102401 | no | no |  |  | no |  | 0 | 0 | 0 | 0 | 0 | 0 |  | 1 | 1 | 1 | 0 | 0 | 0
load_220506397 |  | node_1322675_125_15332526_941 |  | AN | 0 | Residential | 20671.2+8805.894j | 0 | 0 | 0 | 0 | 0 | [24 empty] | 8102401 | no | no |  |  | no |  | 0 | 0 | 0 | 0 | 0 | 0 |  | 1 | 1 | 1 | 0 | 0 | 0
load_220506405 |  | node_1314004_468_15325998_015 |  | AN | 0 | Residential | 20779.2+8851.902j | 0 | 0 | 0 | 0 | 0 | [24 empty] | 8102401 | no | no |  |  | no |  | 0 | 0 | 0 | 0 | 0 | 0 |  | 1 | 1 | 1 | 0 | 0 | 0
load_220508186 |  | node_1316893_34_15315533_113 |  | AN | 0 | Residential | 19958.4+8502.243j | 0 | 0 | 0 | 0 | 0 | [24 empty] | 8102401 | no | no |  |  | no |  | 0 | 0 | 0 | 0 | 0 | 0 |  | 1 | 1 | 1 | 0 | 0 | 0
load_220510854 |  | node_1331155_571_15328170_851 |  | AN | 0 | Residential | 1504.8+641.042j | 0 | 0 | 0 | 0 | 0 | [24 empty] | 8102401 | no | no |  |  | no |  | 0 | 0 | 0 | 0 | 0 | 0 |  | 1 | 1 | 1 | 0 | 0 | 0
load_220520182 |  | node_1326068_098_15328535_663 |  | AN | 0 | Residential | 11563.2+4925.903j | 0 | 0 | 0 | 0 | 0 | [24 empty] | 8102401 | no | no |  |  | no |  | 0 | 0 | 0 | 0 | 0 | 0 |  | 1 | 1 | 1 | 0 | 0 | 0
load_220521469 |  | node_1331131_959_15327881_345 |  | AN | 0 | Residential | 14738.4+6278.532j | 0 | 0 | 0 | 0 | 0 | [24 empty] | 8102401 | no | no |  |  | no |  | 0 | 0 | 0 | 0 | 0 | 0 |  | 1 | 1 | 1 | 0 | 0 | 0
load_220525219 |  | node_1309848_881_15321607_653 |  | AN | 0 | Residential | 3909.6+1665.483j | 0 | 0 | 0 | 0 | 0 | [24 empty] | 8102401 | no | no |  |  | no |  | 0 | 0 | 0 | 0 | 0 | 0 |  | 1 | 1 | 1 | 0 | 0 | 0
load_220528257 |  | node_1319120_139_15319530_023 |  | AN | 0 | Residential | 7660.8+3263.487j | 0 | 0 | 0 | 0 | 0 | [24 empty] | 8102401 | no | no |  |  | no |  | 0 | 0 | 0 | 0 | 0 | 0 |  | 1 | 1 | 1 | 0 | 0 | 0
load_220530763 |  | node_1315046_979_15326211_41 |  | AN | 0 | Residential | 3024+1288.219j | 0 | 0 | 0 | 0 | 0 | [24 empty] | 8102401 | no | no |  |  | no |  | 0 | 0 | 0 | 0 | 0 | 0 |  | 1 | 1 | 1 | 0 | 0 | 0
load_220531527 |  | node_1319723_122_15318651_039 |  | AN | 0 | Residential | 8136+3465.921j | 0 | 0 | 0 | 0 | 0 | [24 empty] | 8102401 | no | no |  |  | no |  | 0 | 0 | 0 | 0 | 0 | 0 |  | 1 | 1 | 1 | 0 | 0 | 0
load_220531789 |  | node_1318180_824_15320275_39 |  | AN | 0 | Residential | 3492+1487.586j | 0 | 0 | 0 | 0 | 0 | [24 empty] | 8102401 | no | no |  |  | no |  | 0 | 0 | 0 | 0 | 0 | 0 |  | 1 | 1 | 1 | 0 | 0 | 0
load_220532153 |  | node_1300408_776_15322269_941 |  | AN | 0 | Residential | 3700.8+1576.534j | 0 | 0 | 0 | 0 | 0 | [24 empty] | 8102401 | no | no |  |  | no |  | 0 | 0 | 0 | 0 | 0 | 0 |  | 1 | 1 | 1 | 0 | 0 | 0
load_220532165 |  | node_1321050_012_15336006_592 |  | AN | 0 | NonResidential | 17000+7241.97j | 0 | 0 | 0 | 0 | 0 | [24 empty] | 8102401 | no | no |  |  | no |  | 0 | 0 | 0 | 0 | 0 | 0 |  | 1 | 1 | 1 | 0 | 0 | 0
load_220533251 |  | node_1300115_633_15323419_286 |  | AN | 0 | Residential | 14493.6+6174.248j | 0 | 0 | 0 | 0 | 0 | [24 empty] | 8102401 | no | no |  |  | no |  | 0 | 0 | 0 | 0 | 0 | 0 |  | 1 | 1 | 1 | 0 | 0 | 0
load_220535546 |  | node_1317955_728_15316422_741 |  | AN | 0 | Residential | 568.8+242.308j | 0 | 0 | 0 | 0 | 0 | [24 empty] | 8102401 | no | no |  |  | no |  | 0 | 0 | 0 | 0 | 0 | 0 |  | 1 | 1 | 1 | 0 | 0 | 0
load_220535588 |  | node_1323556_389_15333949_96 |  | AN | 0 | Residential | 12996+5536.273j | 0 | 0 | 0 | 0 | 0 | [24 empty] | 8102401 | no | no |  |  | no |  | 0 | 0 | 0 | 0 | 0 | 0 |  | 1 | 1 | 1 | 0 | 0 | 0
load_220535589 |  | node_1317203_436_15316536_895 |  | AN | 0 | Residential | 6566.4+2797.275j | 0 | 0 | 0 | 0 | 0 | [24 empty] | 8102401 | no | no |  |  | no |  | 0 | 0 | 0 | 0 | 0 | 0 |  | 1 | 1 | 1 | 0 | 0 | 0
load_220535628 |  | node_1313938_434_15330188_238 |  | AN | 0 | Residential | 16646.4+7091.337j | 0 | 0 | 0 | 0 | 0 | [24 empty] | 8102401 | no | no |  |  | no |  | 0 | 0 | 0 | 0 | 0 | 0 |  | 1 | 1 | 1 | 0 | 0 | 0
load_220541381 |  | node_1298383_001_15324268_791 |  | AN | 0 | Residential | 2908.8+1239.144j | 0 | 0 | 0 | 0 | 0 | [24 empty] | 8102401 | no | no |  |  | no |  | 0 | 0 | 0 | 0 | 0 | 0 |  | 1 | 1 | 1 | 0 | 0 | 0
load_220541473 |  | node_1298944_244_15323671_081 |  | AN | 0 | Residential | 12088.8+5149.807j | 0 | 0 | 0 | 0 | 0 | [24 empty] | 8102401 | no | no |  |  | no |  | 0 | 0 | 0 | 0 | 0 | 0 |  | 1 | 1 | 1 | 0 | 0 | 0
load_220543724 |  | node_1321858_622_15333473_282 |  | AN | 0 | Residential | 13485.6+5744.842j | 0 | 0 | 0 | 0 | 0 | [24 empty] | 8102401 | no | no |  |  | no |  | 0 | 0 | 0 | 0 | 0 | 0 |  | 1 | 1 | 1 | 0 | 0 | 0
load_220545104 |  | node_1317528_061_15322638_106 |  | AN | 0 | Other | 0 | 0 | 0 | 0 | 0 | 0 | [24 empty] | 8102401 | no | no |  |  | no |  | 0 | 0 | 0 | 0 | 0 | 0 |  | 1 | 1 | 1 | 0 | 0 | 0
load_220551220 |  | node_1306864_692_15319448_038 |  | AN | 0 | Residential | 518.4+220.837j | 0 | 0 | 0 | 0 | 0 | [24 empty] | 8102401 | no | no |  |  | no |  | 0 | 0 | 0 | 0 | 0 | 0 |  | 1 | 1 | 1 | 0 | 0 | 0
load_220556806 |  | node_1305734_329_15319670_076 |  | AN | 0 | NonResidential | 4000+1703.993j | 0 | 0 | 0 | 0 | 0 | [24 empty] | 8102401 | no | no |  |  | no |  | 0 | 0 | 0 | 0 | 0 | 0 |  | 1 | 1 | 1 | 0 | 0 | 0
load_220567207 |  | node_1312977_136_15318111_386 |  | AN | 0 | Residential | 19620+8358.085j | 0 | 0 | 0 | 0 | 0 | [24 empty] | 8102401 | no | no |  |  | no |  | 0 | 0 | 0 | 0 | 0 | 0 |  | 1 | 1 | 1 | 0 | 0 | 0
load_220574177 |  | node_1324264_174_15332795_159 |  | AN | 0 | NonResidential | 4000+1703.993j | 0 | 0 | 0 | 0 | 0 | [24 empty] | 8102401 | no | no |  |  | no |  | 0 | 0 | 0 | 0 | 0 | 0 |  | 1 | 1 | 1 | 0 | 0 | 0
load_220584971 |  | node_1320073_155_15325407_676 |  | AN | 0 | Residential | 10490.4+4468.892j | 0 | 0 | 0 | 0 | 0 | [24 empty] | 8102401 | no | no |  |  | no |  | 0 | 0 | 0 | 0 | 0 | 0 |  | 1 | 1 | 1 | 0 | 0 | 0
load_220602814 |  | node_1324364_884_15327173_503 |  | AN | 0 | Other | 0 | 0 | 0 | 0 | 0 | 0 | [24 empty] | 8102401 | no | no |  |  | no |  | 0 | 0 | 0 | 0 | 0 | 0 |  | 1 | 1 | 1 | 0 | 0 | 0
load_220603775 |  | node_1313033_294_15318674_149 |  | AN | 0 | Residential | 14040+5981.015j | 0 | 0 | 0 | 0 | 0 | [24 empty] | 8102401 | no | no |  |  | no |  | 0 | 0 | 0 | 0 | 0 | 0 |  | 1 | 1 | 1 | 0 | 0 | 0
load_220603776 |  | node_1313092_422_15318388_356 |  | AN | 0 | Residential | 29606.4+12612.274j | 0 | 0 | 0 | 0 | 0 | [24 empty] | 8102401 | no | no |  |  | no |  | 0 | 0 | 0 | 0 | 0 | 0 |  | 1 | 1 | 1 | 0 | 0 | 0
load_220603812 |  | node_1316566_111_15328598 |  | AN | 0 | Other | 0 | 0 | 0 | 0 | 0 | 0 | [24 empty] | 8102401 | no | no |  |  | no |  | 0 | 0 | 0 | 0 | 0 | 0 |  | 1 | 1 | 1 | 0 | 0 | 0
load_220619565 |  | node_1330323_534_15332633_43 |  | AN | 0 | Residential | 13737.6+5852.193j | 0 | 0 | 0 | 0 | 0 | [24 empty] | 8102401 | no | no |  |  | no |  | 0 | 0 | 0 | 0 | 0 | 0 |  | 1 | 1 | 1 | 0 | 0 | 0
load_220625473 |  | node_1306197_69_15319887_861 |  | AN | 0 | Residential | 16423.2+6996.254j | 0 | 0 | 0 | 0 | 0 | [24 empty] | 8102401 | no | no |  |  | no |  | 0 | 0 | 0 | 0 | 0 | 0 |  | 1 | 1 | 1 | 0 | 0 | 0
load_220627182 |  | node_1324793_87_15332859_26 |  | AN | 0 | NonResidential | 3852+1640.945j | 0 | 0 | 0 | 0 | 0 | [24 empty] | 8102401 | no | no |  |  | no |  | 0 | 0 | 0 | 0 | 0 | 0 |  | 1 | 1 | 1 | 0 | 0 | 0
load_220628067 |  | node_1309703_054_15321698_901 |  | AN | 0 | Residential | 9813.6+4180.576j | 0 | 0 | 0 | 0 | 0 | [24 empty] | 8102401 | no | no |  |  | no |  | 0 | 0 | 0 | 0 | 0 | 0 |  | 1 | 1 | 1 | 0 | 0 | 0
load_220633343 |  | node_1337505_065_15323424_899 |  | AN | 0 | Residential | 16113.6+6864.365j | 0 | 0 | 0 | 0 | 0 | [24 empty] | 8102401 | no | no |  |  | no |  | 0 | 0 | 0 | 0 | 0 | 0 |  | 1 | 1 | 1 | 0 | 0 | 0
load_220638993 |  | node_1317894_976_15318660_022 |  | AN | 0 | Residential | 8308.8+3539.534j | 0 | 0 | 0 | 0 | 0 | [24 empty] | 8102401 | no | no |  |  | no |  | 0 | 0 | 0 | 0 | 0 | 0 |  | 1 | 1 | 1 | 0 | 0 | 0
load_220645870 |  | node_1310186_994_15323534_416 |  | AN | 0 | NonResidential | 8884.8+3784.909j | 0 | 0 | 0 | 0 | 0 | [24 empty] | 8102401 | no | no |  |  | no |  | 0 | 0 | 0 | 0 | 0 | 0 |  | 1 | 1 | 1 | 0 | 0 | 0
load_220653657 |  | node_1316964_662_15322767_9 |  | AN | 0 | Residential | 4737.6+2018.209j | 0 | 0 | 0 | 0 | 0 | [24 empty] | 8102401 | no | no |  |  | no |  | 0 | 0 | 0 | 0 | 0 | 0 |  | 1 | 1 | 1 | 0 | 0 | 0
load_220657699 |  | node_1318722_302_15318496_561 |  | AN | 0 | NonResidential | 13615.2+5800.051j | 0 | 0 | 0 | 0 | 0 | [24 empty] | 8102401 | no | no |  |  | no |  | 0 | 0 | 0 | 0 | 0 | 0 |  | 1 | 1 | 1 | 0 | 0 | 0
load_310040240 |  | node_1316842_521_15331267_938 |  | AN | 0 | NonResidential | 0 | 0 | 0 | 0 | 0 | 0 | [24 empty] | 8102401 | no | no |  |  | no |  | 0 | 0 | 0 | 0 | 0 | 0 |  | 1 | 1 | 1 | 0 | 0 | 0
load_310044390 |  | node_1314681_445_15317855_078 |  | AN | 0 | Residential | 12571.2+5355.309j | 0 | 0 | 0 | 0 | 0 | [24 empty] | 8102401 | no | no |  |  | no |  | 0 | 0 | 0 | 0 | 0 | 0 |  | 1 | 1 | 1 | 0 | 0 | 0
load_310045612 |  | node_1308715_56_15323595_736 |  | AN | 0 | Residential | 13291.2+5662.027j | 0 | 0 | 0 | 0 | 0 | [24 empty] | 8102401 | no | no |  |  | no |  | 0 | 0 | 0 | 0 | 0 | 0 |  | 1 | 1 | 1 | 0 | 0 | 0
load_310061366 |  | node_1330959_388_15331388_788 |  | AN | 0 | Residential | 3945.6+1680.819j | 0 | 0 | 0 | 0 | 0 | [24 empty] | 8102401 | no | no |  |  | no |  | 0 | 0 | 0 | 0 | 0 | 0 |  | 1 | 1 | 1 | 0 | 0 | 0
load_311903580 |  | node_1315571_097_15328501_517 |  | AN | 0 | Residential | 8913.6+3797.178j | 0 | 0 | 0 | 0 | 0 | [24 empty] | 8102401 | no | no |  |  | no |  | 0 | 0 | 0 | 0 | 0 | 0 |  | 1 | 1 | 1 | 0 | 0 | 0
load_311913782 |  | node_1305055_536_15318689_438 |  | AN | 0 | Other | 0 | 0 | 0 | 0 | 0 | 0 | [24 empty] | 8102401 | no | no |  |  | no |  | 0 | 0 | 0 | 0 | 0 | 0 |  | 1 | 1 | 1 | 0 | 0 | 0
load_311917077 |  | node_1331071_582_15335176_359 |  | AN | 0 | Other | 0 | 0 | 0 | 0 | 0 | 0 | [24 empty] | 8102401 | no | no |  |  | no |  | 0 | 0 | 0 | 0 | 0 | 0 |  | 1 | 1 | 1 | 0 | 0 | 0
load_311928280 |  | node_1334508_457_15328069_907 |  | AN | 0 | Other | 0 | 0 | 0 | 0 | 0 | 0 | [24 empty] | 8102401 | no | no |  |  | no |  | 0 | 0 | 0 | 0 | 0 | 0 |  | 1 | 1 | 1 | 0 | 0 | 0
load_312029799 |  | node_1299936_2_15318891_209 |  | AN | 0 | NonResidential | 6004.8+2558.034j | 0 | 0 | 0 | 0 | 0 | [24 empty] | 8102401 | no | no |  |  | no |  | 0 | 0 | 0 | 0 | 0 | 0 |  | 1 | 1 | 1 | 0 | 0 | 0
load_312032518 |  | node_1311028_498_15320620_297 |  | AN | 0 | Residential | 29289.6+12477.317j | 0 | 0 | 0 | 0 | 0 | [24 empty] | 8102401 | no | no |  |  | no |  | 0 | 0 | 0 | 0 | 0 | 0 |  | 1 | 1 | 1 | 0 | 0 | 0
load_312038722 |  | node_1310769_373_15320754_99 |  | AN | 0 | Other | 0 | 0 | 0 | 0 | 0 | 0 | [24 empty] | 8102401 | no | no |  |  | no |  | 0 | 0 | 0 | 0 | 0 | 0 |  | 1 | 1 | 1 | 0 | 0 | 0
load_312113563 |  | node_1313817_998_15326701_008 |  | AN | 0 | Other | 0 | 0 | 0 | 0 | 0 | 0 | [24 empty] | 8102401 | no | no |  |  | no |  | 0 | 0 | 0 | 0 | 0 | 0 |  | 1 | 1 | 1 | 0 | 0 | 0
load_312131737 |  | node_1313487_936_15325129_078 |  | AN | 0 | Other | 0 | 0 | 0 | 0 | 0 | 0 | [24 empty] | 8102401 | no | no |  |  | no |  | 0 | 0 | 0 | 0 | 0 | 0 |  | 1 | 1 | 1 | 0 | 0 | 0
load_312147454 |  | node_1327353_877_15328822_505 |  | AN | 0 | Other | 0 | 0 | 0 | 0 | 0 | 0 | [24 empty] | 8102401 | no | no |  |  | no |  | 0 | 0 | 0 | 0 | 0 | 0 |  | 1 | 1 | 1 | 0 | 0 | 0

## node
data_type | static
owner_type | feeder
owner | 8102401
object | node
name | groupid | parent | bustype | phases | nominal_voltage | dcircuit | selected | monitored | monitored_fields | class_monitored_fields | played | played_fields | subsystem | x | y | comments | dist_to_slack
node_1294142_038_15324483_995 |  |  | PQ | AN | 2771.281 | 8102401 | no | no |  |  | no |  |  | 1294142.038 | 15324483.995 |  | -1
node_1294396_656_15325089_756 |  |  | PQ | AN | 2771.281 | 8102401 | no | no |  |  | no |  |  | 1294396.656 | 15325089.756 |  | -1
node_1294612_113_15325268_863 |  |  | PQ | AN | 2771.281 | 8102401 | no | no |  |  | no |  |  | 1294612.113 | 15325268.863 |  | -1
node_1294636_644_15325746_135 |  |  | PQ | AN | 2771.281 | 8102401 | no | no |  |  | no |  |  | 1294636.644 | 15325746.135 |  | -1
node_1294741_754_15324128_26 |  |  | PQ | AN | 2771.281 | 8102401 | no | no |  |  | no |  |  | 1294741.754 | 15324128.26 |  | -1
node_1296082_182_15323065_733 |  |  | PQ | AN | 2771.281 | 8102401 | no | no |  |  | no |  |  | 1296082.182 | 15323065.733 |  | -1
node_1296459_997_15323029_863 |  |  | PQ | AN | 2771.281 | 8102401 | no | no |  |  | no |  |  | 1296459.997 | 15323029.863 |  | -1
node_1297676_481_15322252_406 |  |  | PQ | AN | 2771.281 | 8102401 | no | no |  |  | no |  |  | 1297676.481 | 15322252.406 |  | -1
node_1298044_867_15321136_076 |  |  | PQ | AN | 2771.281 | 8102401 | no | no |  |  | no |  |  | 1298044.867 | 15321136.076 |  | -1
node_1298217_513_15320665_792 |  |  | PQ | AN | 2771.281 | 8102401 | no | no |  |  | no |  |  | 1298217.513 | 15320665.792 |  | -1
node_1298291_325_15321547_504 |  |  | PQ | AN | 2771.281 | 8102401 | no | no |  |  | no |  |  | 1298291.325 | 15321547.504 |  | -1
node_1298339_645_15321361_788 |  |  | PQ | AN | 2771.281 | 8102401 | no | no |  |  | no |  |  | 1298339.645 | 15321361.788 |  | -1
node_1298383_001_15324268_791 |  |  | PQ | AN | 2771.281 | 8102401 | no | no |  |  | no |  |  | 1298383.001 | 15324268.791 |  | -1
node_1298504_866_15321897_071 |  |  | PQ | AN | 2771.281 | 8102401 | no | no |  |  | no |  |  | 1298504.866 | 15321897.071 |  | -1
node_1298914_856_15322297_44 |  |  | PQ | AN | 2771.281 | 8102401 | no | no |  |  | no |  |  | 1298914.856 | 15322297.44 |  | -1
node_1298944_244_15323671_081 |  |  | PQ | AN | 2771.281 | 8102401 | no | no |  |  | no |  |  | 1298944.244 | 15323671.081 |  | -1
node_1299203_722_15323249_203 |  |  | PQ | AN | 2771.281 | 8102401 | no | no |  |  | no |  |  | 1299203.722 | 15323249.203 |  | -1
node_1299274_169_15322928_295 |  |  | PQ | AN | 2771.281 | 8102401 | no | no |  |  | no |  |  | 1299274.169 | 15322928.295 |  | -1
node_1299305_673_15322688_446 |  |  | PQ | AN | 2771.281 | 8102401 | no | no |  |  | no |  |  | 1299305.673 | 15322688.446 |  | -1
node_1299326_474_15318257_387 |  |  | PQ | AN | 2771.281 | 8102401 | no | no |  |  | no |  |  | 1299326.474 | 15318257.387 |  | -1
node_1299326_757_15322110_048 |  |  | PQ | AN | 2771.281 | 8102401 | no | no |  |  | no |  |  | 1299326.757 | 15322110.048 |  | -1
node_1299436_554_15322453_348 |  |  | PQ | AN | 2771.281 | 8102401 | no | no |  |  | no |  |  | 1299436.554 | 15322453.348 |  | -1
node_1299526_6_15322228_186 |  |  | PQ | AN | 2771.281 | 8102401 | no | no |  |  | no |  |  | 1299526.6 | 15322228.186 |  | -1
node_1299728_865_15320721_006 |  |  | PQ | AN | 2771.281 | 8102401 | no | no |  |  | no |  |  | 1299728.865 | 15320721.006 |  | -1
node_1299936_2_15318891_209 |  |  | PQ | AN | 2771.281 | 8102401 | no | no |  |  | no |  |  | 1299936.2 | 15318891.209 |  | -1
node_1299936_714_15322005_69 |  |  | PQ | AN | 2771.281 | 8102401 | no | no |  |  | no |  |  | 1299936.714 | 15322005.69 |  | -1
node_1300115_633_15323419_286 |  |  | PQ | AN | 2771.281 | 8102401 | no | no |  |  | no |  |  | 1300115.633 | 15323419.286 |  | -1
node_1300208_542_15319004_845 |  |  | PQ | AN | 2771.281 | 8102401 | no | no |  |  | no |  |  | 1300208.542 | 15319004.845 |  | -1
node_1300240_388_15320622_348 |  |  | PQ | AN | 2771.281 | 8102401 | no | no |  |  | no |  |  | 1300240.388 | 15320622.348 |  | -1
node_1300408_776_15322269_941 |  |  | PQ | AN | 2771.281 | 8102401 | no | no |  |  | no |  |  | 1300408.776 | 15322269.941 |  | -1
node_1300445_01_15319401_84 |  |  | PQ | AN | 2771.281 | 8102401 | no | no |  |  | no |  |  | 1300445.01 | 15319401.84 |  | -1
node_1300554_446_15319740_259 |  |  | PQ | AN | 2771.281 | 8102401 | no | no |  |  | no |  |  | 1300554.446 | 15319740.259 |  | -1
node_1300880_849_15321741_316 |  |  | PQ | AN | 2771.281 | 8102401 | no | no |  |  | no |  |  | 1300880.849 | 15321741.316 |  | -1
node_1300927_362_15320429_387 |  |  | PQ | AN | 2771.281 | 8102401 | no | no |  |  | no |  |  | 1300927.362 | 15320429.387 |  | -1
node_1301214_866_15321061_549 |  |  | PQ | AN | 2771.281 | 8102401 | no | no |  |  | no |  |  | 1301214.866 | 15321061.549 |  | -1
node_1301300_291_15321689_19 |  |  | PQ | AN | 2771.281 | 8102401 | no | no |  |  | no |  |  | 1301300.291 | 15321689.19 |  | -1
node_1301390_706_15321831_151 |  |  | PQ | AN | 2771.281 | 8102401 | no | no |  |  | no |  |  | 1301390.706 | 15321831.151 |  | -1
node_1302749_459_15320947_074 |  |  | PQ | ABCN | 2771.281 | 8102401 | no | no |  |  | no |  |  | 1302749.459 | 15320947.074 |  | -1
node_1303302_549_15321312_507 |  |  | PQ | ABCN | 2771.281 | 8102401 | no | no |  |  | no |  |  | 1303302.549 | 15321312.507 |  | -1
node_1303500_741_15321101_244 |  |  | PQ | AN | 2771.281 | 8102401 | no | no |  |  | no |  |  | 1303500.741 | 15321101.244 |  | -1
node_1304403_344_15321101_633 |  |  | PQ | AN | 2771.281 | 8102401 | no | no |  |  | no |  |  | 1304403.344 | 15321101.633 |  | -1
node_1304659_625_15319132_771 |  |  | PQ | AN | 2771.281 | 8102401 | no | no |  |  | no |  |  | 1304659.625 | 15319132.771 |  | -1
node_1304841_112_15321246_013 |  |  | PQ | AN | 2771.281 | 8102401 | no | no |  |  | no |  |  | 1304841.112 | 15321246.013 |  | -1
node_1304850_314_15318636_658 |  |  | PQ | AN | 2771.281 | 8102401 | no | no |  |  | no |  |  | 1304850.314 | 15318636.658 |  | -1
node_1304958_846_15319338_005 |  |  | PQ | AN | 2771.281 | 8102401 | no | no |  |  | no |  |  | 1304958.846 | 15319338.005 |  | -1
node_1305055_536_15318689_438 |  |  | PQ | AN | 2771.281 | 8102401 | no | no |  |  | no |  |  | 1305055.536 | 15318689.438 |  | -1
node_1305281_833_15319475_45 |  |  | PQ | AN | 2771.281 | 8102401 | no | no |  |  | no |  |  | 1305281.833 | 15319475.45 |  | -1
node_1305449_279_15321587_385 |  |  | PQ | AN | 2771.281 | 8102401 | no | no |  |  | no |  |  | 1305449.279 | 15321587.385 |  | -1
node_1305734_329_15319670_076 |  |  | PQ | AN | 2771.281 | 8102401 | no | no |  |  | no |  |  | 1305734.329 | 15319670.076 |  | -1
node_1306177_665_15321591_595 |  |  | PQ | AN | 2771.281 | 8102401 | no | no |  |  | no |  |  | 1306177.665 | 15321591.595 |  | -1
node_1306197_69_15319887_861 |  |  | PQ | AN | 2771.281 | 8102401 | no | no |  |  | no |  |  | 1306197.69 | 15319887.861 |  | -1
node_1306566_088_15321937_997 |  |  | PQ | AN | 2771.281 | 8102401 | no | no |  |  | no |  |  | 1306566.088 | 15321937.997 |  | -1
node_1306732_977_15320699_381 |  |  | PQ | AN | 2771.281 | 8102401 | no | no |  |  | no |  |  | 1306732.977 | 15320699.381 |  | -1
node_1306742_275_15320196_492 |  |  | PQ | AN | 2771.281 | 8102401 | no | no |  |  | no |  |  | 1306742.275 | 15320196.492 |  | -1
node_1306844_363_15320908_411 |  |  | PQ | AN | 2771.281 | 8102401 | no | no |  |  | no |  |  | 1306844.363 | 15320908.411 |  | -1
node_1306864_692_15319448_038 |  |  | PQ | AN | 2771.281 | 8102401 | no | no |  |  | no |  |  | 1306864.692 | 15319448.038 |  | -1
node_1306866_028_15320393_448 |  |  | PQ | AN | 2771.281 | 8102401 | no | no |  |  | no |  |  | 1306866.028 | 15320393.448 |  | -1
node_1307052_269_15320788_641 |  |  | PQ | AN | 2771.281 | 8102401 | no | no |  |  | no |  |  | 1307052.269 | 15320788.641 |  | -1
node_1307086_683_15320925_606 |  |  | PQ | AN | 2771.281 | 8102401 | no | no |  |  | no |  |  | 1307086.683 | 15320925.606 |  | -1
node_1307238_016_15322664_054 |  |  | PQ | AN | 2771.281 | 8102401 | no | no |  |  | no |  |  | 1307238.016 | 15322664.054 |  | -1
node_1307255_62_15320459_889 |  |  | PQ | AN | 2771.281 | 8102401 | no | no |  |  | no |  |  | 1307255.62 | 15320459.889 |  | -1
node_1307291_971_15320616_836 |  |  | PQ | AN | 2771.281 | 8102401 | no | no |  |  | no |  |  | 1307291.971 | 15320616.836 |  | -1
node_1307418_516_15320775_147 |  |  | PQ | AN | 2771.281 | 8102401 | no | no |  |  | no |  |  | 1307418.516 | 15320775.147 |  | -1
node_1307535_214_15323245_711 |  |  | PQ | AN | 2771.281 | 8102401 | no | no |  |  | no |  |  | 1307535.214 | 15323245.711 |  | -1
node_1307785_52_15323339_133 |  |  | PQ | AN | 2771.281 | 8102401 | no | no |  |  | no |  |  | 1307785.52 | 15323339.133 |  | -1
node_1307993_849_15320672_065 |  |  | PQ | ABCN | 2771.281 | 8102401 | no | no |  |  | no |  |  | 1307993.849 | 15320672.065 |  | -1
node_1308315_256_15320531_044 |  |  | PQ | AN | 7199.557 | 8102401 | no | no |  |  | no |  |  | 1308315.256 | 15320531.044 |  | -1
node_1308715_56_15323595_736 |  |  | PQ | AN | 2771.281 | 8102401 | no | no |  |  | no |  |  | 1308715.56 | 15323595.736 |  | -1
node_1308800_269_15321030_068 |  |  | PQ | ABCN | 2771.281 | 8102401 | no | no |  |  | no |  |  | 1308800.269 | 15321030.068 |  | -1
node_1308979_454_15321134_593 |  |  | PQ | ABCN | 2771.281 | 8102401 | no | no |  |  | no |  |  | 1308979.454 | 15321134.593 |  | -1
node_1309111_054_15323668_771 |  |  | PQ | AN | 2771.281 | 8102401 | no | no |  |  | no |  |  | 1309111.054 | 15323668.771 |  | -1
node_1309249_033_15321537_877 |  |  | PQ | AN | 2771.281 | 8102401 | no | no |  |  | no |  |  | 1309249.033 | 15321537.877 |  | -1
node_1309424_216_15321119_999 |  |  | PQ | AN | 2771.281 | 8102401 | no | no |  |  | no |  |  | 1309424.216 | 15321119.999 |  | -1
node_1309524_24_15321432_332 |  |  | PQ | ABCN | 2771.281 | 8102401 | no | no |  |  | no |  |  | 1309524.24 | 15321432.332 |  | -1
node_1309532_214_15320830_771 |  |  | PQ | AN | 2771.281 | 8102401 | no | no |  |  | no |  |  | 1309532.214 | 15320830.771 |  | -1
node_1309601_696_15320020_176 |  |  | PQ | AN | 2771.281 | 8102401 | no | no |  |  | no |  |  | 1309601.696 | 15320020.176 |  | -1
node_1309638_898_15320594_976 |  |  | PQ | AN | 2771.281 | 8102401 | no | no |  |  | no |  |  | 1309638.898 | 15320594.976 |  | -1
node_1309668_655_15320357_595 |  |  | PQ | AN | 2771.281 | 8102401 | no | no |  |  | no |  |  | 1309668.655 | 15320357.595 |  | -1
node_1309670_19_15321518_418 |  |  | PQ | ABCN | 2771.281 | 8102401 | no | no |  |  | no |  |  | 1309670.19 | 15321518.418 |  | -1
node_1309703_054_15321698_901 |  |  | PQ | AN | 2771.281 | 8102401 | no | no |  |  | no |  |  | 1309703.054 | 15321698.901 |  | -1
node_1309773_957_15322052_94 |  |  | PQ | AN | 2771.281 | 8102401 | no | no |  |  | no |  |  | 1309773.957 | 15322052.94 |  | -1
node_1309818_835_15321828_587 |  |  | PQ | AN | 2771.281 | 8102401 | no | no |  |  | no |  |  | 1309818.835 | 15321828.587 |  | -1
node_1309840_203_15323419_767 |  |  | PQ | AN | 2771.281 | 8102401 | no | no |  |  | no |  |  | 1309840.203 | 15323419.767 |  | -1
node_1309848_881_15321607_653 |  |  | PQ | ABCN | 2771.281 | 8102401 | no | no |  |  | no |  |  | 1309848.881 | 15321607.653 |  | -1
node_1309887_194_15320856_046 |  |  | PQ | AN | 2771.281 | 8102401 | no | no |  |  | no |  |  | 1309887.194 | 15320856.046 |  | -1
node_1309969_695_15320172_663 |  |  | PQ | AN | 2771.281 | 8102401 | no | no |  |  | no |  |  | 1309969.695 | 15320172.663 |  | -1
node_1310032_299_15321930_149 |  |  | PQ | AN | 2771.281 | 8102401 | no | no |  |  | no |  |  | 1310032.299 | 15321930.149 |  | -1
node_1310186_994_15323534_416 |  |  | PQ | ABCN | 2771.281 | 8102401 | no | no |  |  | no |  |  | 1310186.994 | 15323534.416 |  | -1
node_1310254_07_15319440_774 |  |  | PQ | AN | 2771.281 | 8102401 | no | no |  |  | no |  |  | 1310254.07 | 15319440.774 |  | -1
node_1310256_304_15322050_491 |  |  | PQ | AN | 2771.281 | 8102401 | no | no |  |  | no |  |  | 1310256.304 | 15322050.491 |  | -1
node_1310463_506_15320948_799 |  |  | PQ | AN | 2771.281 | 8102401 | no | no |  |  | no |  |  | 1310463.506 | 15320948.799 |  | -1
node_1310614_92_15319825_997 |  |  | PQ | AN | 2771.281 | 8102401 | no | no |  |  | no |  |  | 1310614.92 | 15319825.997 |  | -1
node_1310730_522_15322932_967 |  |  | PQ | ABCN | 2771.281 | 8102401 | no | no |  |  | no |  |  | 1310730.522 | 15322932.967 |  | -1
node_1310751_196_15319272_808 |  |  | PQ | AN | 2771.281 | 8102401 | no | no |  |  | no |  |  | 1310751.196 | 15319272.808 |  | -1
node_1310769_373_15320754_99 |  |  | PQ | AN | 2771.281 | 8102401 | no | no |  |  | no |  |  | 1310769.373 | 15320754.99 |  | -1
node_1310890_475_15319796_738 |  |  | PQ | AN | 2771.281 | 8102401 | no | no |  |  | no |  |  | 1310890.475 | 15319796.738 |  | -1
node_1310909_231_15322386_414 |  |  | PQ | ABCN | 2771.281 | 8102401 | no | no |  |  | no |  |  | 1310909.231 | 15322386.414 |  | -1
node_1311028_498_15320620_297 |  |  | PQ | AN | 2771.281 | 8102401 | no | no |  |  | no |  |  | 1311028.498 | 15320620.297 |  | -1
node_1311356_05_15322802_701 |  |  | PQ | ABCN | 2771.281 | 8102401 | no | no |  |  | no |  |  | 1311356.05 | 15322802.701 |  | -1
node_1311656_638_15323411_157 |  |  | PQ | ABCN | 2771.281 | 8102401 | no | no |  |  | no |  |  | 1311656.638 | 15323411.157 |  | -1
node_1312091_018_15323591_514 |  |  | PQ | ABCD | 2771.281 | 8102401 | no | no |  |  | no |  |  | 1312091.018 | 15323591.514 |  | -1
node_1312208_409_15326892_861 |  |  | PQ | AN | 2771.281 | 8102401 | no | no |  |  | no |  |  | 1312208.409 | 15326892.861 |  | -1
node_1312354_629_15327106_269 |  |  | PQ | AN | 2771.281 | 8102401 | no | no |  |  | no |  |  | 1312354.629 | 15327106.269 |  | -1
node_1312455_454_15323952_456 |  |  | PQ | ABCN | 2771.281 | 8102401 | no | no |  |  | no |  |  | 1312455.454 | 15323952.456 |  | -1
node_1312582_763_15323674_799 |  |  | PQ | AN | 2771.281 | 8102401 | no | no |  |  | no |  |  | 1312582.763 | 15323674.799 |  | -1
node_1312754_326_15323710_476 |  |  | PQ | AN | 2771.281 | 8102401 | no | no |  |  | no |  |  | 1312754.326 | 15323710.476 |  | -1
node_1312820_665_15324308_682 |  |  | PQ | AN | 2771.281 | 8102401 | no | no |  |  | no |  |  | 1312820.665 | 15324308.682 |  | -1
node_1312847_451_15324504_009 |  |  | PQ | ABCN | 2771.281 | 8102401 | no | no |  |  | no |  |  | 1312847.451 | 15324504.009 |  | -1
node_1312870_075_15328265_078 |  |  | PQ | AN | 2771.281 | 8102401 | no | no |  |  | no |  |  | 1312870.075 | 15328265.078 |  | -1
node_1312977_136_15318111_386 |  |  | PQ | AN | 2771.281 | 8102401 | no | no |  |  | no |  |  | 1312977.136 | 15318111.386 |  | -1
node_1313033_294_15318674_149 |  |  | PQ | AN | 2771.281 | 8102401 | no | no |  |  | no |  |  | 1313033.294 | 15318674.149 |  | -1
node_1313062_764_15325508_314 |  |  | PQ | ABCN | 2771.281 | 8102401 | no | no |  |  | no |  |  | 1313062.764 | 15325508.314 |  | -1
node_1313070_165_15325533_097 |  |  | PQ | ABCN | 2771.281 | 8102401 | no | no |  |  | no |  |  | 1313070.165 | 15325533.097 |  | -1
node_1313078_439_15328098_443 |  |  | PQ | AN | 2771.281 | 8102401 | no | no |  |  | no |  |  | 1313078.439 | 15328098.443 |  | -1
node_1313092_422_15318388_356 |  |  | PQ | AN | 2771.281 | 8102401 | no | no |  |  | no |  |  | 1313092.422 | 15318388.356 |  | -1
node_1313260_055_15325100_336 |  |  | PQ | ABCN | 2771.281 | 8102401 | no | no |  |  | no |  |  | 1313260.055 | 15325100.336 |  | -1
node_1313308_418_15324081_525 |  |  | PQ | AN | 2771.281 | 8102401 | no | no |  |  | no |  |  | 1313308.418 | 15324081.525 |  | -1
node_1313411_779_15318331_849 |  |  | PQ | AN | 2771.281 | 8102401 | no | no |  |  | no |  |  | 1313411.779 | 15318331.849 |  | -1
node_1313487_936_15325129_078 |  |  | PQ | AN | 2771.281 | 8102401 | no | no |  |  | no |  |  | 1313487.936 | 15325129.078 |  | -1
node_1313523_016_15323701_348 |  |  | PQ | AN | 2771.281 | 8102401 | no | no |  |  | no |  |  | 1313523.016 | 15323701.348 |  | -1
node_1313550_146_15329672_125 |  |  | PQ | AN | 2771.281 | 8102401 | no | no |  |  | no |  |  | 1313550.146 | 15329672.125 |  | -1
node_1313556_486_15325360_281 |  |  | PQ | ABCN | 2771.281 | 8102401 | no | no |  |  | no |  |  | 1313556.486 | 15325360.281 |  | -1
node_1313716_196_15318274_688 |  |  | PQ | AN | 2771.281 | 8102401 | no | no |  |  | no |  |  | 1313716.196 | 15318274.688 |  | -1
node_1313721_596_15325572_354 |  |  | PQ | ABCN | 2771.281 | 8102401 | no | no |  |  | no |  |  | 1313721.596 | 15325572.354 |  | -1
node_1313790_888_15329951_918 |  |  | PQ | AN | 2771.281 | 8102401 | no | no |  |  | no |  |  | 1313790.888 | 15329951.918 |  | -1
node_1313817_998_15326701_008 |  |  | PQ | AN | 2771.281 | 8102401 | no | no |  |  | no |  |  | 1313817.998 | 15326701.008 |  | -1
node_1313857_343_15325771_68 |  |  | PQ | ABCN | 2771.281 | 8102401 | no | no |  |  | no |  |  | 1313857.343 | 15325771.68 |  | -1
node_1313938_434_15330188_238 |  |  | PQ | AN | 2771.281 | 8102401 | no | no |  |  | no |  |  | 1313938.434 | 15330188.238 |  | -1
node_1314004_468_15325998_015 |  |  | PQ | ABCN | 2771.281 | 8102401 | no | no |  |  | no |  |  | 1314004.468 | 15325998.015 |  | -1
node_1314057_745_15327743_529 |  |  | PQ | AN | 2771.281 | 8102401 | no | no |  |  | no |  |  | 1314057.745 | 15327743.529 |  | -1
node_1314098_237_15328304_95 |  |  | PQ | AN | 2771.281 | 8102401 | no | no |  |  | no |  |  | 1314098.237 | 15328304.95 |  | -1
node_1314138_314_15326185_451 |  |  | PQ | ABCN | 2771.281 | 8102401 | no | no |  |  | no |  |  | 1314138.314 | 15326185.451 |  | -1
node_1314228_877_15326433_78 |  |  | PQ | ABCN | 2771.281 | 8102401 | no | no |  |  | no |  |  | 1314228.877 | 15326433.78 |  | -1
node_1314247_216_15330903_05 |  |  | PQ | AN | 2771.281 | 8102401 | no | no |  |  | no |  |  | 1314247.216 | 15330903.05 |  | -1
node_1314289_112_15318048_52 |  |  | PQ | AN | 2771.281 | 8102401 | no | no |  |  | no |  |  | 1314289.112 | 15318048.52 |  | -1
node_1314389_351_15328081_549 |  |  | PQ | AN | 2771.281 | 8102401 | no | no |  |  | no |  |  | 1314389.351 | 15328081.549 |  | -1
node_1314473_967_15318004_301 |  |  | PQ | AN | 2771.281 | 8102401 | no | no |  |  | no |  |  | 1314473.967 | 15318004.301 |  | -1
node_1314567_798_15326823_422 |  |  | PQ | ABCN | 2771.281 | 8102401 | no | no |  |  | no |  |  | 1314567.798 | 15326823.422 |  | -1
node_1314644_38_15317394_376 |  |  | PQ | AN | 2771.281 | 8102401 | no | no |  |  | no |  |  | 1314644.38 | 15317394.376 |  | -1
node_1314681_445_15317855_078 |  |  | PQ | AN | 2771.281 | 8102401 | no | no |  |  | no |  |  | 1314681.445 | 15317855.078 |  | -1
node_1314830_989_15318138_259 |  |  | PQ | AN | 2771.281 | 8102401 | no | no |  |  | no |  |  | 1314830.989 | 15318138.259 |  | -1
node_1314848_622_15327236_418 |  |  | PQ | ABCN | 2771.281 | 8102401 | no | no |  |  | no |  |  | 1314848.622 | 15327236.418 |  | -1
node_1314849_414_15314076_422 |  |  | PQ | AN | 2771.281 | 8102401 | no | no |  |  | no |  |  | 1314849.414 | 15314076.422 |  | -1
node_1314891_654_15327993_237 |  |  | PQ | AN | 2771.281 | 8102401 | no | no |  |  | no |  |  | 1314891.654 | 15327993.237 |  | -1
node_1314995_145_15314342_135 |  |  | PQ | AN | 2771.281 | 8102401 | no | no |  |  | no |  |  | 1314995.145 | 15314342.135 |  | -1
node_1315006_166_15327467_012 |  |  | PQ | ABCN | 2771.281 | 8102401 | no | no |  |  | no |  |  | 1315006.166 | 15327467.012 |  | -1
node_1315009_925_15323152_394 |  |  | PQ | AN | 2771.281 | 8102401 | no | no |  |  | no |  |  | 1315009.925 | 15323152.394 |  | -1
node_1315046_979_15326211_41 |  |  | PQ | AN | 2771.281 | 8102401 | no | no |  |  | no |  |  | 1315046.979 | 15326211.41 |  | -1
node_1315167_715_15314505_512 |  |  | PQ | AN | 2771.281 | 8102401 | no | no |  |  | no |  |  | 1315167.715 | 15314505.512 |  | -1
node_1315186_639_15328085_118 |  |  | PQ | AN | 2771.281 | 8102401 | no | no |  |  | no |  |  | 1315186.639 | 15328085.118 |  | -1
node_1315441_583_15332679_474 |  |  | PQ | AN | 2771.281 | 8102401 | no | no |  |  | no |  |  | 1315441.583 | 15332679.474 |  | -1
node_1315523_881_15324073_568 |  |  | PQ | AN | 2771.281 | 8102401 | no | no |  |  | no |  |  | 1315523.881 | 15324073.568 |  | -1
node_1315562_098_15314935_836 |  |  | PQ | AN | 2771.281 | 8102401 | no | no |  |  | no |  |  | 1315562.098 | 15314935.836 |  | -1
node_1315571_097_15328501_517 |  |  | PQ | ABCN | 2771.281 | 8102401 | no | no |  |  | no |  |  | 1315571.097 | 15328501.517 |  | -1
node_1315621_02_15317010_968 |  |  | PQ | AN | 2771.281 | 8102401 | no | no |  |  | no |  |  | 1315621.02 | 15317010.968 |  | -1
node_1315673_841_15328755_66 |  |  | PQ | ABCN | 2771.281 | 8102401 | no | no |  |  | no |  |  | 1315673.841 | 15328755.66 |  | -1
node_1315759_477_15328971_293 |  |  | PQ | ABCN | 2771.281 | 8102401 | no | no |  |  | no |  |  | 1315759.477 | 15328971.293 |  | -1
node_1315778_062_15322604_888 |  |  | PQ | AN | 2771.281 | 8102401 | no | no |  |  | no |  |  | 1315778.062 | 15322604.888 |  | -1
node_1315845_117_15329179_878 |  |  | PQ | ABCN | 2771.281 | 8102401 | no | no |  |  | no |  |  | 1315845.117 | 15329179.878 |  | -1
node_1315865_614_15332667_782 |  |  | PQ | AN | 2771.281 | 8102401 | no | no |  |  | no |  |  | 1315865.614 | 15332667.782 |  | -1
node_1315950_679_15317022_963 |  |  | PQ | AN | 2771.281 | 8102401 | no | no |  |  | no |  |  | 1315950.679 | 15317022.963 |  | -1
node_1315971_735_15313911_194 |  |  | PQ | AN | 2771.281 | 8102401 | no | no |  |  | no |  |  | 1315971.735 | 15313911.194 |  | -1
node_1315998_46_15328549_757 |  |  | PQ | AN | 7199.557 | 8102401 | no | no |  |  | no |  |  | 1315998.46 | 15328549.757 |  | -1
node_1315998_111_15329550_523 |  |  | PQ | ABCN | 2771.281 | 8102401 | no | no |  |  | no |  |  | 1315998.111 | 15329550.523 |  | -1
node_1316073_916_15322568_539 |  |  | PQ | AN | 2771.281 | 8102401 | no | no |  |  | no |  |  | 1316073.916 | 15322568.539 |  | -1
node_1316129_465_15317037_97 |  |  | PQ | AN | 2771.281 | 8102401 | no | no |  |  | no |  |  | 1316129.465 | 15317037.97 |  | -1
node_1316171_742_15328590_141 |  |  | PQ | AN | 7199.557 | 8102401 | no | no |  |  | no |  |  | 1316171.742 | 15328590.141 |  | -1
node_1316181_053_15330001_662 |  |  | PQ | ABCN | 2771.281 | 8102401 | no | no |  |  | no |  |  | 1316181.053 | 15330001.662 |  | -1
node_1316191_66_15314166_91 |  |  | PQ | AN | 2771.281 | 8102401 | no | no |  |  | no |  |  | 1316191.66 | 15314166.91 |  | -1
node_1316243_692_15328977_713 |  |  | PQ | AN | 7199.557 | 8102401 | no | no |  |  | no |  |  | 1316243.692 | 15328977.713 |  | -1
node_1316250_217_15329284_366 |  |  | PQ | AN | 7199.557 | 8102401 | no | no |  |  | no |  |  | 1316250.217 | 15329284.366 |  | -1
node_1316296_279_15332741_18 |  |  | PQ | AN | 2771.281 | 8102401 | no | no |  |  | no |  |  | 1316296.279 | 15332741.18 |  | -1
node_1316300_301_15330524_099 |  |  | PQ | ABCN | 2771.281 | 8102401 | no | no |  |  | no |  |  | 1316300.301 | 15330524.099 |  | -1
node_1316405_725_15314671_812 |  |  | PQ | AN | 2771.281 | 8102401 | no | no |  |  | no |  |  | 1316405.725 | 15314671.812 |  | -1
node_1316418_129_15317028_777 |  |  | PQ | AN | 2771.281 | 8102401 | no | no |  |  | no |  |  | 1316418.129 | 15317028.777 |  | -1
node_1316566_111_15328598 |  |  | PQ | AN | 7199.557 | 8102401 | no | no |  |  | no |  |  | 1316566.111 | 15328598 |  | -1
node_1316568_514_15331065_943 |  |  | PQ | ABCN | 2771.281 | 8102401 | no | no |  |  | no |  |  | 1316568.514 | 15331065.943 |  | -1
node_1316652_527_15314588_657 |  |  | PQ | AN | 2771.281 | 8102401 | no | no |  |  | no |  |  | 1316652.527 | 15314588.657 |  | -1
node_1316665_082_15322646_233 |  |  | PQ | AN | 2771.281 | 8102401 | no | no |  |  | no |  |  | 1316665.082 | 15322646.233 |  | -1
node_1316728_09_15333225_756 |  |  | PQ | AN | 2771.281 | 8102401 | no | no |  |  | no |  |  | 1316728.09 | 15333225.756 |  | -1
node_1316842_521_15331267_938 |  |  | PQ | AN | 2771.281 | 8102401 | no | no |  |  | no |  |  | 1316842.521 | 15331267.938 |  | -1
node_1316844_77_15317040_859 |  |  | PQ | AN | 2771.281 | 8102401 | no | no |  |  | no |  |  | 1316844.77 | 15317040.859 |  | -1
node_1316845_525_15331757_631 |  |  | PQ | ABCN | 2771.281 | 8102401 | no | no |  |  | no |  |  | 1316845.525 | 15331757.631 |  | -1
node_1316893_34_15315533_113 |  |  | PQ | AN | 2771.281 | 8102401 | no | no |  |  | no |  |  | 1316893.34 | 15315533.113 |  | -1
node_1316895_537_15315824_357 |  |  | PQ | AN | 2771.281 | 8102401 | no | no |  |  | no |  |  | 1316895.537 | 15315824.357 |  | -1
node_1316964_662_15322767_9 |  |  | PQ | AN | 2771.281 | 8102401 | no | no |  |  | no |  |  | 1316964.662 | 15322767.9 |  | -1
node_1316967_977_15314116_8 |  |  | PQ | AN | 2771.281 | 8102401 | no | no |  |  | no |  |  | 1316967.977 | 15314116.8 |  | -1
node_1317006_575_15316141_834 |  |  | PQ | AD | 2771.281 | 8102401 | no | no |  |  | no |  |  | 1317006.575 | 15316141.834 |  | -1
node_1317021_706_15316289_734 |  |  | PQ | AN | 2771.281 | 8102401 | no | no |  |  | no |  |  | 1317021.706 | 15316289.734 |  | -1
node_1317089_33_15314954_235 |  |  | PQ | AN | 2771.281 | 8102401 | no | no |  |  | no |  |  | 1317089.33 | 15314954.235 |  | -1
node_1317102_713_15332325_936 |  |  | PQ | ABCN | 2771.281 | 8102401 | no | no |  |  | no |  |  | 1317102.713 | 15332325.936 |  | -1
node_1317203_436_15316536_895 |  |  | PQ | AN | 2771.281 | 8102401 | no | no |  |  | no |  |  | 1317203.436 | 15316536.895 |  | -1
node_1317217_128_15332576_486 |  |  | PQ | ABCN | 2771.281 | 8102401 | no | no |  |  | no |  |  | 1317217.128 | 15332576.486 |  | -1
node_1317251_998_15333554_757 |  |  | PQ | AN | 2771.281 | 8102401 | no | no |  |  | no |  |  | 1317251.998 | 15333554.757 |  | -1
node_1317261_648_15322653_487 |  |  | PQ | AN | 2771.281 | 8102401 | no | no |  |  | no |  |  | 1317261.648 | 15322653.487 |  | -1
node_1317288_017_15332724_466 |  |  | PQ | ABCN | 2771.281 | 8102401 | no | no |  |  | no |  |  | 1317288.017 | 15332724.466 |  | -1
node_1317317_659_15317045_766 |  |  | PQ | AN | 2771.281 | 8102401 | no | no |  |  | no |  |  | 1317317.659 | 15317045.766 |  | -1
node_1317414_806_15316293_53 |  |  | PQ | AN | 2771.281 | 8102401 | no | no |  |  | no |  |  | 1317414.806 | 15316293.53 |  | -1
node_1317464_135_15316803_75 |  |  | PQ | AN | 2771.281 | 8102401 | no | no |  |  | no |  |  | 1317464.135 | 15316803.75 |  | -1
node_1317477_379_15333062_31 |  |  | PQ | ABCN | 2771.281 | 8102401 | no | no |  |  | no |  |  | 1317477.379 | 15333062.31 |  | -1
node_1317480_826_15333088_57 |  |  | PQ | ABCN | 2771.281 | 8102401 | no | no |  |  | no |  |  | 1317480.826 | 15333088.57 |  | -1
node_1317528_061_15322638_106 |  |  | PQ | AN | 2771.281 | 8102401 | no | no |  |  | no |  |  | 1317528.061 | 15322638.106 |  | -1
node_1317557_657_15333252_47 |  |  | PQ | ABCN | 2771.281 | 8102401 | no | no |  |  | no |  |  | 1317557.657 | 15333252.47 |  | -1
node_1317566_034_15333276_691 |  |  | PQ | ABCN | 2771.281 | 8102401 | no | no |  |  | no |  |  | 1317566.034 | 15333276.691 |  | -1
node_1317567_095_15316700_573 |  |  | PQ | AN | 2771.281 | 8102401 | no | no |  |  | no |  |  | 1317567.095 | 15316700.573 |  | -1
node_1317569_483_15333302_951 |  |  | PQ | ABCN | 2771.281 | 8102401 | no | no |  |  | no |  |  | 1317569.483 | 15333302.951 |  | -1
node_1317612_297_15333521_625 |  |  | PQ | ABCN | 2771.281 | 8102401 | no | no |  |  | no |  |  | 1317612.297 | 15333521.625 |  | -1
node_1317661_408_15314396_494 |  |  | PQ | AN | 2771.281 | 8102401 | no | no |  |  | no |  |  | 1317661.408 | 15314396.494 |  | -1
node_1317701_357_15322676_233 |  |  | PQ | AN | 2771.281 | 8102401 | no | no |  |  | no |  |  | 1317701.357 | 15322676.233 |  | -1
node_1317782_591_15333948_553 |  |  | PQ | ABCN | 2771.281 | 8102401 | no | no |  |  | no |  |  | 1317782.591 | 15333948.553 |  | -1
node_1317873_037_15317230_99 |  |  | PQ | AN | 2771.281 | 8102401 | no | no |  |  | no |  |  | 1317873.037 | 15317230.99 |  | -1
node_1317894_976_15318660_022 |  |  | PQ | AN | 2771.281 | 8102401 | no | no |  |  | no |  |  | 1317894.976 | 15318660.022 |  | -1
node_1317897_107_15334612_442 |  |  | PQ | ABCN | 2771.281 | 8102401 | no | no |  |  | no |  |  | 1317897.107 | 15334612.442 |  | -1
node_1317955_728_15316422_741 |  |  | PQ | AN | 2771.281 | 8102401 | no | no |  |  | no |  |  | 1317955.728 | 15316422.741 |  | -1
node_1317964_209_15317682_277 |  |  | PQ | AN | 2771.281 | 8102401 | no | no |  |  | no |  |  | 1317964.209 | 15317682.277 |  | -1
node_1318068_811_15334850_699 |  |  | PQ | ABCN | 2771.281 | 8102401 | no | no |  |  | no |  |  | 1318068.811 | 15334850.699 |  | -1
node_1318145_05_15316207_3 |  |  | PQ | AN | 2771.281 | 8102401 | no | no |  |  | no |  |  | 1318145.05 | 15316207.3 |  | -1
node_1318180_824_15320275_39 |  |  | PQ | AN | 2771.281 | 8102401 | no | no |  |  | no |  |  | 1318180.824 | 15320275.39 |  | -1
node_1318201_587_15317592_045 |  |  | PQ | AN | 2771.281 | 8102401 | no | no |  |  | no |  |  | 1318201.587 | 15317592.045 |  | -1
node_1318232_646_15314378_033 |  |  | PQ | AN | 2771.281 | 8102401 | no | no |  |  | no |  |  | 1318232.646 | 15314378.033 |  | -1
node_1318244_902_15314258_649 |  |  | PQ | AN | 2771.281 | 8102401 | no | no |  |  | no |  |  | 1318244.902 | 15314258.649 |  | -1
node_1318411_638_15316103_501 |  |  | PQ | AN | 2771.281 | 8102401 | no | no |  |  | no |  |  | 1318411.638 | 15316103.501 |  | -1
node_1318416_324_15317080_894 |  |  | PQ | AN | 2771.281 | 8102401 | no | no |  |  | no |  |  | 1318416.324 | 15317080.894 |  | -1
node_1318418_601_15319616_165 |  |  | PQ | AN | 2771.281 | 8102401 | no | no |  |  | no |  |  | 1318418.601 | 15319616.165 |  | -1
node_1318516_898_15316430_091 |  |  | PQ | AN | 2771.281 | 8102401 | no | no |  |  | no |  |  | 1318516.898 | 15316430.091 |  | -1
node_1318600_636_15318173_569 |  |  | PQ | AN | 2771.281 | 8102401 | no | no |  |  | no |  |  | 1318600.636 | 15318173.569 |  | -1
node_1318722_271_15322978_891 |  |  | PQ | AN | 2771.281 | 8102401 | no | no |  |  | no |  |  | 1318722.271 | 15322978.891 |  | -1
node_1318722_302_15318496_561 |  |  | PQ | AN | 2771.281 | 8102401 | no | no |  |  | no |  |  | 1318722.302 | 15318496.561 |  | -1
node_1318790_231_15317076_207 |  |  | PQ | AN | 2771.281 | 8102401 | no | no |  |  | no |  |  | 1318790.231 | 15317076.207 |  | -1
node_1318860_111_15328528_827 |  |  | PQ | AN | 2771.281 | 8102401 | no | no |  |  | no |  |  | 1318860.111 | 15328528.827 |  | -1
node_1318940_88_15322546_901 |  |  | PQ | AN | 2771.281 | 8102401 | no | no |  |  | no |  |  | 1318940.88 | 15322546.901 |  | -1
node_1318979_728_15314633_853 |  |  | PQ | AN | 2771.281 | 8102401 | no | no |  |  | no |  |  | 1318979.728 | 15314633.853 |  | -1
node_1319004_572_15323549_841 |  |  | PQ | AN | 2771.281 | 8102401 | no | no |  |  | no |  |  | 1319004.572 | 15323549.841 |  | -1
node_1319067_629_15314787_395 |  |  | PQ | AN | 2771.281 | 8102401 | no | no |  |  | no |  |  | 1319067.629 | 15314787.395 |  | -1
node_1319120_139_15319530_023 |  |  | PQ | AN | 2771.281 | 8102401 | no | no |  |  | no |  |  | 1319120.139 | 15319530.023 |  | -1
node_1319130_839_15323739_425 |  |  | PQ | AN | 2771.281 | 8102401 | no | no |  |  | no |  |  | 1319130.839 | 15323739.425 |  | -1
node_1319148_746_15314947_754 |  |  | PQ | AN | 2771.281 | 8102401 | no | no |  |  | no |  |  | 1319148.746 | 15314947.754 |  | -1
node_1319159_981_15319104_792 |  |  | PQ | AN | 2771.281 | 8102401 | no | no |  |  | no |  |  | 1319159.981 | 15319104.792 |  | -1
node_1319184_774_15328628_066 |  |  | PQ | AN | 2771.281 | 8102401 | no | no |  |  | no |  |  | 1319184.774 | 15328628.066 |  | -1
node_1319204_023_15333413_618 |  |  | PQ | AN | 2771.281 | 8102401 | no | no |  |  | no |  |  | 1319204.023 | 15333413.618 |  | -1
node_1319283_466_15323970_309 |  |  | PQ | AN | 2771.281 | 8102401 | no | no |  |  | no |  |  | 1319283.466 | 15323970.309 |  | -1
node_1319344_038_15319399_238 |  |  | PQ | AN | 2771.281 | 8102401 | no | no |  |  | no |  |  | 1319344.038 | 15319399.238 |  | -1
node_1319393_133_15324257_975 |  |  | PQ | AN | 2771.281 | 8102401 | no | no |  |  | no |  |  | 1319393.133 | 15324257.975 |  | -1
node_1319425_611_15322994_156 |  |  | PQ | AN | 2771.281 | 8102401 | no | no |  |  | no |  |  | 1319425.611 | 15322994.156 |  | -1
node_1319468_171_15319707_549 |  |  | PQ | AN | 2771.281 | 8102401 | no | no |  |  | no |  |  | 1319468.171 | 15319707.549 |  | -1
node_1319528_974_15320050_204 |  |  | PQ | AN | 2771.281 | 8102401 | no | no |  |  | no |  |  | 1319528.974 | 15320050.204 |  | -1
node_1319695_642_15319923_903 |  |  | PQ | AN | 2771.281 | 8102401 | no | no |  |  | no |  |  | 1319695.642 | 15319923.903 |  | -1
node_1319723_122_15318651_039 |  |  | PQ | AN | 2771.281 | 8102401 | no | no |  |  | no |  |  | 1319723.122 | 15318651.039 |  | -1
node_1319745_299_15324538_863 |  |  | PQ | AN | 2771.281 | 8102401 | no | no |  |  | no |  |  | 1319745.299 | 15324538.863 |  | -1
node_1319806_909_15320363_925 |  |  | PQ | AN | 2771.281 | 8102401 | no | no |  |  | no |  |  | 1319806.909 | 15320363.925 |  | -1
node_1319820_44_15324717_018 |  |  | PQ | AN | 2771.281 | 8102401 | no | no |  |  | no |  |  | 1319820.44 | 15324717.018 |  | -1
node_1319887_319_15324917_485 |  |  | PQ | AN | 2771.281 | 8102401 | no | no |  |  | no |  |  | 1319887.319 | 15324917.485 |  | -1
node_1320016_809_15325076_234 |  |  | PQ | AN | 2771.281 | 8102401 | no | no |  |  | no |  |  | 1320016.809 | 15325076.234 |  | -1
node_1320018_993_15322584_588 |  |  | PQ | AN | 2771.281 | 8102401 | no | no |  |  | no |  |  | 1320018.993 | 15322584.588 |  | -1
node_1320073_155_15325407_676 |  |  | PQ | AN | 2771.281 | 8102401 | no | no |  |  | no |  |  | 1320073.155 | 15325407.676 |  | -1
node_1320079_026_15320495_768 |  |  | PQ | AN | 2771.281 | 8102401 | no | no |  |  | no |  |  | 1320079.026 | 15320495.768 |  | -1
node_1320099_697_15328352_378 |  |  | PQ | AN | 2771.281 | 8102401 | no | no |  |  | no |  |  | 1320099.697 | 15328352.378 |  | -1
node_1320114_184_15324614_417 |  |  | PQ | AN | 2771.281 | 8102401 | no | no |  |  | no |  |  | 1320114.184 | 15324614.417 |  | -1
node_1320204_942_15320699_753 |  |  | PQ | AN | 2771.281 | 8102401 | no | no |  |  | no |  |  | 1320204.942 | 15320699.753 |  | -1
node_1320225_674_15325438_171 |  |  | PQ | AN | 2771.281 | 8102401 | no | no |  |  | no |  |  | 1320225.674 | 15325438.171 |  | -1
node_1320228_402_15322206_977 |  |  | PQ | AN | 2771.281 | 8102401 | no | no |  |  | no |  |  | 1320228.402 | 15322206.977 |  | -1
node_1320232_607_15326181_307 |  |  | PQ | AN | 2771.281 | 8102401 | no | no |  |  | no |  |  | 1320232.607 | 15326181.307 |  | -1
node_1320242_022_15326786_836 |  |  | PQ | AN | 2771.281 | 8102401 | no | no |  |  | no |  |  | 1320242.022 | 15326786.836 |  | -1
node_1320255_223_15326502_006 |  |  | PQ | AN | 2771.281 | 8102401 | no | no |  |  | no |  |  | 1320255.223 | 15326502.006 |  | -1
node_1320257_187_15321136_263 |  |  | PQ | AN | 2771.281 | 8102401 | no | no |  |  | no |  |  | 1320257.187 | 15321136.263 |  | -1
node_1320311_985_15325886_163 |  |  | PQ | AN | 2771.281 | 8102401 | no | no |  |  | no |  |  | 1320311.985 | 15325886.163 |  | -1
node_1320335_792_15321223_373 |  |  | PQ | AN | 2771.281 | 8102401 | no | no |  |  | no |  |  | 1320335.792 | 15321223.373 |  | -1
node_1320359_654_15322489_597 |  |  | PQ | AN | 2771.281 | 8102401 | no | no |  |  | no |  |  | 1320359.654 | 15322489.597 |  | -1
node_1320421_15_15327309_916 |  |  | PQ | AN | 2771.281 | 8102401 | no | no |  |  | no |  |  | 1320421.15 | 15327309.916 |  | -1
node_1320472_663_15328122_361 |  |  | PQ | AN | 2771.281 | 8102401 | no | no |  |  | no |  |  | 1320472.663 | 15328122.361 |  | -1
node_1320564_998_15327867_609 |  |  | PQ | AN | 2771.281 | 8102401 | no | no |  |  | no |  |  | 1320564.998 | 15327867.609 |  | -1
node_1320619_154_15333769_409 |  |  | PQ | AN | 2771.281 | 8102401 | no | no |  |  | no |  |  | 1320619.154 | 15333769.409 |  | -1
node_1320633_954_15322287_872 |  |  | PQ | AN | 2771.281 | 8102401 | no | no |  |  | no |  |  | 1320633.954 | 15322287.872 |  | -1
node_1320748_197_15321514_042 |  |  | PQ | AN | 2771.281 | 8102401 | no | no |  |  | no |  |  | 1320748.197 | 15321514.042 |  | -1
node_1321038_072_15333699_629 |  |  | PQ | AN | 2771.281 | 8102401 | no | no |  |  | no |  |  | 1321038.072 | 15333699.629 |  | -1
node_1321050_012_15336006_592 |  |  | PQ | AN | 2771.281 | 8102401 | no | no |  |  | no |  |  | 1321050.012 | 15336006.592 |  | -1
node_1321212_318_15333761_522 |  |  | PQ | AN | 2771.281 | 8102401 | no | no |  |  | no |  |  | 1321212.318 | 15333761.522 |  | -1
node_1321271_573_15321745_297 |  |  | PQ | AN | 2771.281 | 8102401 | no | no |  |  | no |  |  | 1321271.573 | 15321745.297 |  | -1
node_1321304_942_15333284_331 |  |  | PQ | AN | 2771.281 | 8102401 | no | no |  |  | no |  |  | 1321304.942 | 15333284.331 |  | -1
node_1321390_187_15322249_198 |  |  | PQ | AN | 2771.281 | 8102401 | no | no |  |  | no |  |  | 1321390.187 | 15322249.198 |  | -1
node_1321600_727_15322130_946 |  |  | PQ | AN | 2771.281 | 8102401 | no | no |  |  | no |  |  | 1321600.727 | 15322130.946 |  | -1
node_1321806_656_15322133_733 |  |  | PQ | AN | 2771.281 | 8102401 | no | no |  |  | no |  |  | 1321806.656 | 15322133.733 |  | -1
node_1321858_622_15333473_282 |  |  | PQ | AN | 2771.281 | 8102401 | no | no |  |  | no |  |  | 1321858.622 | 15333473.282 |  | -1
node_1321864_223_15322966_509 |  |  | PQ | AN | 2771.281 | 8102401 | no | no |  |  | no |  |  | 1321864.223 | 15322966.509 |  | -1
node_1321928_655_15323328_654 |  |  | PQ | AN | 2771.281 | 8102401 | no | no |  |  | no |  |  | 1321928.655 | 15323328.654 |  | -1
node_1322194_377_15322205_081 |  |  | PQ | AN | 2771.281 | 8102401 | no | no |  |  | no |  |  | 1322194.377 | 15322205.081 |  | -1
node_1322420_319_15326458_412 |  |  | PQ | AN | 2771.281 | 8102401 | no | no |  |  | no |  |  | 1322420.319 | 15326458.412 |  | -1
node_1322675_125_15332526_941 |  |  | PQ | AN | 2771.281 | 8102401 | no | no |  |  | no |  |  | 1322675.125 | 15332526.941 |  | -1
node_1322681_235_15322208_342 |  |  | PQ | AN | 2771.281 | 8102401 | no | no |  |  | no |  |  | 1322681.235 | 15322208.342 |  | -1
node_1322989_308_15322205_837 |  |  | PQ | AN | 2771.281 | 8102401 | no | no |  |  | no |  |  | 1322989.308 | 15322205.837 |  | -1
node_1323024_706_15332632_917 |  |  | PQ | AN | 2771.281 | 8102401 | no | no |  |  | no |  |  | 1323024.706 | 15332632.917 |  | -1
node_1323025_015_15325130_528 |  |  | PQ | AN | 2771.281 | 8102401 | no | no |  |  | no |  |  | 1323025.015 | 15325130.528 |  | -1
node_1323348_266_15321968_105 |  |  | PQ | AN | 2771.281 | 8102401 | no | no |  |  | no |  |  | 1323348.266 | 15321968.105 |  | -1
node_1323352_942_15332615_048 |  |  | PQ | AN | 2771.281 | 8102401 | no | no |  |  | no |  |  | 1323352.942 | 15332615.048 |  | -1
node_1323412_689_15325790_879 |  |  | PQ | AN | 2771.281 | 8102401 | no | no |  |  | no |  |  | 1323412.689 | 15325790.879 |  | -1
node_1323506_933_15332787_508 |  |  | PQ | AN | 2771.281 | 8102401 | no | no |  |  | no |  |  | 1323506.933 | 15332787.508 |  | -1
node_1323556_389_15333949_96 |  |  | PQ | AN | 2771.281 | 8102401 | no | no |  |  | no |  |  | 1323556.389 | 15333949.96 |  | -1
node_1323601_824_15321719_068 |  |  | PQ | AN | 2771.281 | 8102401 | no | no |  |  | no |  |  | 1323601.824 | 15321719.068 |  | -1
node_1323665_461_15326510_27 |  |  | PQ | AN | 2771.281 | 8102401 | no | no |  |  | no |  |  | 1323665.461 | 15326510.27 |  | -1
node_1323731_957_15333165_092 |  |  | PQ | AN | 2771.281 | 8102401 | no | no |  |  | no |  |  | 1323731.957 | 15333165.092 |  | -1
node_1323790_551_15333112_432 |  |  | PQ | AN | 2771.281 | 8102401 | no | no |  |  | no |  |  | 1323790.551 | 15333112.432 |  | -1
node_1323791_059_15332905_253 |  |  | PQ | AN | 2771.281 | 8102401 | no | no |  |  | no |  |  | 1323791.059 | 15332905.253 |  | -1
node_1323923_496_15321644_183 |  |  | PQ | AN | 2771.281 | 8102401 | no | no |  |  | no |  |  | 1323923.496 | 15321644.183 |  | -1
node_1323991_07_15326391_05 |  |  | PQ | AN | 2771.281 | 8102401 | no | no |  |  | no |  |  | 1323991.07 | 15326391.05 |  | -1
node_1324097_01_15333006_311 |  |  | PQ | AN | 2771.281 | 8102401 | no | no |  |  | no |  |  | 1324097.01 | 15333006.311 |  | -1
node_1324184_171_15321531_581 |  |  | PQ | AN | 2771.281 | 8102401 | no | no |  |  | no |  |  | 1324184.171 | 15321531.581 |  | -1
node_1324264_174_15332795_159 |  |  | PQ | AN | 2771.281 | 8102401 | no | no |  |  | no |  |  | 1324264.174 | 15332795.159 |  | -1
node_1324364_884_15327173_503 |  |  | PQ | AN | 2771.281 | 8102401 | no | no |  |  | no |  |  | 1324364.884 | 15327173.503 |  | -1
node_1324499_643_15333230_688 |  |  | PQ | AN | 2771.281 | 8102401 | no | no |  |  | no |  |  | 1324499.643 | 15333230.688 |  | -1
node_1324502_851_15321386_719 |  |  | PQ | AN | 2771.281 | 8102401 | no | no |  |  | no |  |  | 1324502.851 | 15321386.719 |  | -1
node_1324575_556_15326947_65 |  |  | PQ | AN | 2771.281 | 8102401 | no | no |  |  | no |  |  | 1324575.556 | 15326947.65 |  | -1
node_1324793_87_15332859_26 |  |  | PQ | AN | 2771.281 | 8102401 | no | no |  |  | no |  |  | 1324793.87 | 15332859.26 |  | -1
node_1324824_478_15333858_867 |  |  | PQ | AN | 2771.281 | 8102401 | no | no |  |  | no |  |  | 1324824.478 | 15333858.867 |  | -1
node_1324883_481_15321364_679 |  |  | PQ | AN | 2771.281 | 8102401 | no | no |  |  | no |  |  | 1324883.481 | 15321364.679 |  | -1
node_1324893_338_15332499_036 |  |  | PQ | AN | 2771.281 | 8102401 | no | no |  |  | no |  |  | 1324893.338 | 15332499.036 |  | -1
node_1324920_545_15327135_124 |  |  | PQ | AN | 2771.281 | 8102401 | no | no |  |  | no |  |  | 1324920.545 | 15327135.124 |  | -1
node_1324945_01_15335322_752 |  |  | PQ | AN | 2771.281 | 8102401 | no | no |  |  | no |  |  | 1324945.01 | 15335322.752 |  | -1
node_1325013_276_15334861_983 |  |  | PQ | AN | 2771.281 | 8102401 | no | no |  |  | no |  |  | 1325013.276 | 15334861.983 |  | -1
node_1325241_108_15327291_268 |  |  | PQ | AN | 2771.281 | 8102401 | no | no |  |  | no |  |  | 1325241.108 | 15327291.268 |  | -1
node_1325255_779_15331517_81 |  |  | PQ | AN | 2771.281 | 8102401 | no | no |  |  | no |  |  | 1325255.779 | 15331517.81 |  | -1
node_1325268_781_15331235_854 |  |  | PQ | AN | 2771.281 | 8102401 | no | no |  |  | no |  |  | 1325268.781 | 15331235.854 |  | -1
node_1325292_685_15333869_015 |  |  | PQ | AN | 2771.281 | 8102401 | no | no |  |  | no |  |  | 1325292.685 | 15333869.015 |  | -1
node_1325299_681_15321015_219 |  |  | PQ | AN | 2771.281 | 8102401 | no | no |  |  | no |  |  | 1325299.681 | 15321015.219 |  | -1
node_1325343_628_15332938_001 |  |  | PQ | AN | 2771.281 | 8102401 | no | no |  |  | no |  |  | 1325343.628 | 15332938.001 |  | -1
node_1325351_05_15330727_909 |  |  | PQ | AN | 2771.281 | 8102401 | no | no |  |  | no |  |  | 1325351.05 | 15330727.909 |  | -1
node_1325358_321_15332072_881 |  |  | PQ | AN | 2771.281 | 8102401 | no | no |  |  | no |  |  | 1325358.321 | 15332072.881 |  | -1
node_1325402_384_15330294_719 |  |  | PQ | AN | 2771.281 | 8102401 | no | no |  |  | no |  |  | 1325402.384 | 15330294.719 |  | -1
node_1325431_179_15327162_332 |  |  | PQ | AN | 2771.281 | 8102401 | no | no |  |  | no |  |  | 1325431.179 | 15327162.332 |  | -1
node_1325444_049_15334623_919 |  |  | PQ | AN | 2771.281 | 8102401 | no | no |  |  | no |  |  | 1325444.049 | 15334623.919 |  | -1
node_1325533_651_15334354_045 |  |  | PQ | AN | 2771.281 | 8102401 | no | no |  |  | no |  |  | 1325533.651 | 15334354.045 |  | -1
node_1325550_105_15333791_624 |  |  | PQ | AN | 2771.281 | 8102401 | no | no |  |  | no |  |  | 1325550.105 | 15333791.624 |  | -1
node_1325582_602_15329669_582 |  |  | PQ | AN | 2771.281 | 8102401 | no | no |  |  | no |  |  | 1325582.602 | 15329669.582 |  | -1
node_1325583_638_15332672_554 |  |  | PQ | AN | 2771.281 | 8102401 | no | no |  |  | no |  |  | 1325583.638 | 15332672.554 |  | -1
node_1325591_197_15333200_762 |  |  | PQ | AN | 2771.281 | 8102401 | no | no |  |  | no |  |  | 1325591.197 | 15333200.762 |  | -1
node_1325613_361_15335314_606 |  |  | PQ | AN | 2771.281 | 8102401 | no | no |  |  | no |  |  | 1325613.361 | 15335314.606 |  | -1
node_1325697_661_15332922_669 |  |  | PQ | AN | 2771.281 | 8102401 | no | no |  |  | no |  |  | 1325697.661 | 15332922.669 |  | -1
node_1325821_108_15329196_587 |  |  | PQ | AN | 2771.281 | 8102401 | no | no |  |  | no |  |  | 1325821.108 | 15329196.587 |  | -1
node_1325841_352_15333328_713 |  |  | PQ | AN | 2771.281 | 8102401 | no | no |  |  | no |  |  | 1325841.352 | 15333328.713 |  | -1
node_1325855_307_15335547_634 |  |  | PQ | AN | 2771.281 | 8102401 | no | no |  |  | no |  |  | 1325855.307 | 15335547.634 |  | -1
node_1325932_734_15327437_875 |  |  | PQ | AN | 2771.281 | 8102401 | no | no |  |  | no |  |  | 1325932.734 | 15327437.875 |  | -1
node_1325935_781_15334593_12 |  |  | PQ | AN | 2771.281 | 8102401 | no | no |  |  | no |  |  | 1325935.781 | 15334593.12 |  | -1
node_1326005_863_15333073_923 |  |  | PQ | AN | 2771.281 | 8102401 | no | no |  |  | no |  |  | 1326005.863 | 15333073.923 |  | -1
node_1326014_631_15331537_641 |  |  | PQ | AN | 2771.281 | 8102401 | no | no |  |  | no |  |  | 1326014.631 | 15331537.641 |  | -1
node_1326024_387_15333341_263 |  |  | PQ | AN | 2771.281 | 8102401 | no | no |  |  | no |  |  | 1326024.387 | 15333341.263 |  | -1
node_1326048_604_15328890_454 |  |  | PQ | AN | 2771.281 | 8102401 | no | no |  |  | no |  |  | 1326048.604 | 15328890.454 |  | -1
node_1326068_098_15328535_663 |  |  | PQ | AN | 2771.281 | 8102401 | no | no |  |  | no |  |  | 1326068.098 | 15328535.663 |  | -1
node_1326141_885_15328223_573 |  |  | PQ | AN | 2771.281 | 8102401 | no | no |  |  | no |  |  | 1326141.885 | 15328223.573 |  | -1
node_1326204_828_15327946_849 |  |  | PQ | AN | 2771.281 | 8102401 | no | no |  |  | no |  |  | 1326204.828 | 15327946.849 |  | -1
node_1326271_975_15333534_833 |  |  | PQ | AN | 2771.281 | 8102401 | no | no |  |  | no |  |  | 1326271.975 | 15333534.833 |  | -1
node_1326329_243_15327585_865 |  |  | PQ | AN | 2771.281 | 8102401 | no | no |  |  | no |  |  | 1326329.243 | 15327585.865 |  | -1
node_1326416_28_15331968_703 |  |  | PQ | AN | 2771.281 | 8102401 | no | no |  |  | no |  |  | 1326416.28 | 15331968.703 |  | -1
node_1326461_631_15334199_306 |  |  | PQ | AN | 2771.281 | 8102401 | no | no |  |  | no |  |  | 1326461.631 | 15334199.306 |  | -1
node_1326510_898_15333964_132 |  |  | PQ | AN | 2771.281 | 8102401 | no | no |  |  | no |  |  | 1326510.898 | 15333964.132 |  | -1
node_1326545_059_15332508_905 |  |  | PQ | AN | 2771.281 | 8102401 | no | no |  |  | no |  |  | 1326545.059 | 15332508.905 |  | -1
node_1326612_116_15331852_631 |  |  | PQ | AN | 2771.281 | 8102401 | no | no |  |  | no |  |  | 1326612.116 | 15331852.631 |  | -1
node_1326704_012_15333833_133 |  |  | PQ | AN | 2771.281 | 8102401 | no | no |  |  | no |  |  | 1326704.012 | 15333833.133 |  | -1
node_1326816_713_15331803_204 |  |  | PQ | AN | 2771.281 | 8102401 | no | no |  |  | no |  |  | 1326816.713 | 15331803.204 |  | -1
node_1326827_943_15327741_685 |  |  | PQ | AN | 2771.281 | 8102401 | no | no |  |  | no |  |  | 1326827.943 | 15327741.685 |  | -1
node_1326861_504_15334011_889 |  |  | PQ | AN | 2771.281 | 8102401 | no | no |  |  | no |  |  | 1326861.504 | 15334011.889 |  | -1
node_1327004_491_15327894_051 |  |  | PQ | AN | 2771.281 | 8102401 | no | no |  |  | no |  |  | 1327004.491 | 15327894.051 |  | -1
node_1327046_277_15334061_689 |  |  | PQ | AN | 2771.281 | 8102401 | no | no |  |  | no |  |  | 1327046.277 | 15334061.689 |  | -1
node_1327265_744_15331726_529 |  |  | PQ | AN | 2771.281 | 8102401 | no | no |  |  | no |  |  | 1327265.744 | 15331726.529 |  | -1
node_1327353_877_15328822_505 |  |  | PQ | AN | 2771.281 | 8102401 | no | no |  |  | no |  |  | 1327353.877 | 15328822.505 |  | -1
node_1327727_482_15334250_775 |  |  | PQ | AN | 2771.281 | 8102401 | no | no |  |  | no |  |  | 1327727.482 | 15334250.775 |  | -1
node_1327942_439_15334243_095 |  |  | PQ | AN | 2771.281 | 8102401 | no | no |  |  | no |  |  | 1327942.439 | 15334243.095 |  | -1
node_1328113_499_15334085_83 |  |  | PQ | AN | 2771.281 | 8102401 | no | no |  |  | no |  |  | 1328113.499 | 15334085.83 |  | -1
node_1328336_213_15330951_863 |  |  | PQ | AN | 2771.281 | 8102401 | no | no |  |  | no |  |  | 1328336.213 | 15330951.863 |  | -1
node_1328346_721_15334353_607 |  |  | PQ | AN | 2771.281 | 8102401 | no | no |  |  | no |  |  | 1328346.721 | 15334353.607 |  | -1
node_1328529_143_15334471_432 |  |  | PQ | AN | 2771.281 | 8102401 | no | no |  |  | no |  |  | 1328529.143 | 15334471.432 |  | -1
node_1328562_708_15330817_039 |  |  | PQ | AN | 2771.281 | 8102401 | no | no |  |  | no |  |  | 1328562.708 | 15330817.039 |  | -1
node_1328736_688_15330596_202 |  |  | PQ | AN | 2771.281 | 8102401 | no | no |  |  | no |  |  | 1328736.688 | 15330596.202 |  | -1
node_1328753_763_15334461_304 |  |  | PQ | AN | 2771.281 | 8102401 | no | no |  |  | no |  |  | 1328753.763 | 15334461.304 |  | -1
node_1328987_317_15334585_979 |  |  | PQ | AN | 2771.281 | 8102401 | no | no |  |  | no |  |  | 1328987.317 | 15334585.979 |  | -1
node_1329206_134_15330937_453 |  |  | PQ | AN | 2771.281 | 8102401 | no | no |  |  | no |  |  | 1329206.134 | 15330937.453 |  | -1
node_1329355_509_15329752_602 |  |  | PQ | AN | 2771.281 | 8102401 | no | no |  |  | no |  |  | 1329355.509 | 15329752.602 |  | -1
node_1329640_992_15331592_017 |  |  | PQ | AN | 2771.281 | 8102401 | no | no |  |  | no |  |  | 1329640.992 | 15331592.017 |  | -1
node_1329823_952_15329465_196 |  |  | PQ | AN | 2771.281 | 8102401 | no | no |  |  | no |  |  | 1329823.952 | 15329465.196 |  | -1
node_1329941_1_15331309_267 |  |  | PQ | AN | 2771.281 | 8102401 | no | no |  |  | no |  |  | 1329941.1 | 15331309.267 |  | -1
node_1330108_398_15330571_227 |  |  | PQ | AN | 2771.281 | 8102401 | no | no |  |  | no |  |  | 1330108.398 | 15330571.227 |  | -1
node_1330323_534_15332633_43 |  |  | PQ | AN | 2771.281 | 8102401 | no | no |  |  | no |  |  | 1330323.534 | 15332633.43 |  | -1
node_1330374_905_15332847_939 |  |  | PQ | AN | 2771.281 | 8102401 | no | no |  |  | no |  |  | 1330374.905 | 15332847.939 |  | -1
node_1330520_868_15331296_567 |  |  | PQ | AN | 2771.281 | 8102401 | no | no |  |  | no |  |  | 1330520.868 | 15331296.567 |  | -1
node_1330578_56_15328828_31 |  |  | PQ | AN | 2771.281 | 8102401 | no | no |  |  | no |  |  | 1330578.56 | 15328828.31 |  | -1
node_1330796_035_15328659_214 |  |  | PQ | AN | 2771.281 | 8102401 | no | no |  |  | no |  |  | 1330796.035 | 15328659.214 |  | -1
node_1330959_388_15331388_788 |  |  | PQ | AN | 2771.281 | 8102401 | no | no |  |  | no |  |  | 1330959.388 | 15331388.788 |  | -1
node_1330962_562_15333382_343 |  |  | PQ | AN | 2771.281 | 8102401 | no | no |  |  | no |  |  | 1330962.562 | 15333382.343 |  | -1
node_1331020_881_15328488_832 |  |  | PQ | AN | 2771.281 | 8102401 | no | no |  |  | no |  |  | 1331020.881 | 15328488.832 |  | -1
node_1331071_582_15335176_359 |  |  | PQ | AN | 2771.281 | 8102401 | no | no |  |  | no |  |  | 1331071.582 | 15335176.359 |  | -1
node_1331131_959_15327881_345 |  |  | PQ | AN | 2771.281 | 8102401 | no | no |  |  | no |  |  | 1331131.959 | 15327881.345 |  | -1
node_1331152_468_15334291_53 |  |  | PQ | AN | 2771.281 | 8102401 | no | no |  |  | no |  |  | 1331152.468 | 15334291.53 |  | -1
node_1331155_571_15328170_851 |  |  | PQ | AN | 2771.281 | 8102401 | no | no |  |  | no |  |  | 1331155.571 | 15328170.851 |  | -1
node_1331289_29_15328354_262 |  |  | PQ | AN | 2771.281 | 8102401 | no | no |  |  | no |  |  | 1331289.29 | 15328354.262 |  | -1
node_1332022_755_15327800_246 |  |  | PQ | AN | 2771.281 | 8102401 | no | no |  |  | no |  |  | 1332022.755 | 15327800.246 |  | -1
node_1332281_604_15327365_4 |  |  | PQ | AN | 2771.281 | 8102401 | no | no |  |  | no |  |  | 1332281.604 | 15327365.4 |  | -1
node_1332733_066_15327033_265 |  |  | PQ | AN | 2771.281 | 8102401 | no | no |  |  | no |  |  | 1332733.066 | 15327033.265 |  | -1
node_1332960_061_15326938_605 |  |  | PQ | AD | 2771.281 | 8102401 | no | no |  |  | no |  |  | 1332960.061 | 15326938.605 |  | -1
node_1333696_236_15326657_816 |  |  | PQ | AN | 2771.281 | 8102401 | no | no |  |  | no |  |  | 1333696.236 | 15326657.816 |  | -1
node_1333793_236_15326789_794 |  |  | PQ | AD | 2771.281 | 8102401 | no | no |  |  | no |  |  | 1333793.236 | 15326789.794 |  | -1
node_1334267_805_15325895_603 |  |  | PQ | AN | 2771.281 | 8102401 | no | no |  |  | no |  |  | 1334267.805 | 15325895.603 |  | -1
node_1334365_024_15326079_158 |  |  | PQ | AN | 2771.281 | 8102401 | no | no |  |  | no |  |  | 1334365.024 | 15326079.158 |  | -1
node_1334480_869_15325651_763 |  |  | PQ | AN | 2771.281 | 8102401 | no | no |  |  | no |  |  | 1334480.869 | 15325651.763 |  | -1
node_1334508_457_15328069_907 |  |  | PQ | AN | 2771.281 | 8102401 | no | no |  |  | no |  |  | 1334508.457 | 15328069.907 |  | -1
node_1334677_149_15325510_403 |  |  | PQ | AN | 2771.281 | 8102401 | no | no |  |  | no |  |  | 1334677.149 | 15325510.403 |  | -1
node_1334953_397_15325272_381 |  |  | PQ | AN | 2771.281 | 8102401 | no | no |  |  | no |  |  | 1334953.397 | 15325272.381 |  | -1
node_1335245_514_15325015_723 |  |  | PQ | AN | 2771.281 | 8102401 | no | no |  |  | no |  |  | 1335245.514 | 15325015.723 |  | -1
node_1335416_72_15324863_496 |  |  | PQ | AN | 2771.281 | 8102401 | no | no |  |  | no |  |  | 1335416.72 | 15324863.496 |  | -1
node_1335788_461_15324574_66 |  |  | PQ | AN | 2771.281 | 8102401 | no | no |  |  | no |  |  | 1335788.461 | 15324574.66 |  | -1
node_1336016_527_15324431_552 |  |  | PQ | AN | 2771.281 | 8102401 | no | no |  |  | no |  |  | 1336016.527 | 15324431.552 |  | -1
node_1336406_726_15324387_449 |  |  | PQ | AD | 2771.281 | 8102401 | no | no |  |  | no |  |  | 1336406.726 | 15324387.449 |  | -1
node_1336841_382_15323910_053 |  |  | PQ | AN | 2771.281 | 8102401 | no | no |  |  | no |  |  | 1336841.382 | 15323910.053 |  | -1
node_1336847_376_15324199_89 |  |  | PQ | AN | 2771.281 | 8102401 | no | no |  |  | no |  |  | 1336847.376 | 15324199.89 |  | -1
node_1337172_27_15324412_069 |  |  | PQ | AN | 2771.281 | 8102401 | no | no |  |  | no |  |  | 1337172.27 | 15324412.069 |  | -1
node_1337206_345_15323561_678 |  |  | PQ | AN | 2771.281 | 8102401 | no | no |  |  | no |  |  | 1337206.345 | 15323561.678 |  | -1
node_1337505_065_15323424_899 |  |  | PQ | AN | 2771.281 | 8102401 | no | no |  |  | no |  |  | 1337505.065 | 15323424.899 |  | -1
node_1337797_603_15323161_237 |  |  | PQ | AN | 2771.281 | 8102401 | no | no |  |  | no |  |  | 1337797.603 | 15323161.237 |  | -1
node_1337923_835_15322975_467 |  |  | PQ | AN | 2771.281 | 8102401 | no | no |  |  | no |  |  | 1337923.835 | 15322975.467 |  | -1
node_8102401_200888859 |  |  | PQ | AD | 2771.281 | 8102401 | no | no |  |  | no |  |  | 1300711.053 | 15319963.117 |  | -1
node_8102401_200888860 |  |  | PQ | AN | 2771.281 | 8102401 | no | no |  |  | no |  |  | 1300583.647 | 15319733.919 |  | -1
node_8102401_200888861 |  |  | PQ | AN | 2771.281 | 8102401 | no | no |  |  | no |  |  | 1300417.455 | 15319427.168 |  | -1
node_8102401_200888863 |  |  | PQ | AD | 2771.281 | 8102401 | no | no |  |  | no |  |  | 1300319.05 | 15319264.524 |  | -1
node_8102401_200888864 |  |  | PQ | AN | 2771.281 | 8102401 | no | no |  |  | no |  |  | 1300201.781 | 15319043.471 |  | -1
node_8102401_200888865 |  |  | PQ | AD | 2771.281 | 8102401 | no | no |  |  | no |  |  | 1300062.81 | 15319204.7 |  | -1
node_8102401_200888866 |  |  | PQ | AD | 2771.281 | 8102401 | no | no |  |  | no |  |  | 1299823.303 | 15319009.164 |  | -1
node_8102401_200888867 |  |  | PQ | AD | 2771.281 | 8102401 | no | no |  |  | no |  |  | 1299582.702 | 15318761.757 |  | -1
node_8102401_200888868 |  |  | PQ | AD | 2771.281 | 8102401 | no | no |  |  | no |  |  | 1299351.048 | 15318492.511 |  | -1
node_8102401_200888869 |  |  | PQ | AN | 2771.281 | 8102401 | no | no |  |  | no |  |  | 1299330.352 | 15318297.347 |  | -1
node_8102401_200888870 |  |  | PQ | AD | 2771.281 | 8102401 | no | no |  |  | no |  |  | 1301131.035 | 15320668.727 |  | -1
node_8102401_200888872 |  |  | PQ | AD | 2771.281 | 8102401 | no | no |  |  | no |  |  | 1298309.702 | 15321802.999 |  | -1
node_8102401_200888873 |  |  | PQ | AN | 2771.281 | 8102401 | no | no |  |  | no |  |  | 1298331.61 | 15321570.689 |  | -1
node_8102401_200888874 |  |  | PQ | AN | 2771.281 | 8102401 | no | no |  |  | no |  |  | 1298311.835 | 15321379.731 |  | -1
node_8102401_200888875 |  |  | PQ | AD | 2771.281 | 8102401 | no | no |  |  | no |  |  | 1298283.98 | 15321041.189 |  | -1
node_8102401_200888876 |  |  | PQ | AN | 2771.281 | 8102401 | no | no |  |  | no |  |  | 1298228.422 | 15320713.632 |  | -1
node_8102401_200888877 |  |  | PQ | AN | 2771.281 | 8102401 | no | no |  |  | no |  |  | 1298073.882 | 15321178.938 |  | -1
node_8102401_200888878 |  |  | PQ | AD | 2771.281 | 8102401 | no | no |  |  | no |  |  | 1298005.948 | 15322005.558 |  | -1
node_8102401_200888879 |  |  | PQ | AN | 2771.281 | 8102401 | no | no |  |  | no |  |  | 1297664.227 | 15322226.569 |  | -1
node_8102401_200888883 |  |  | PQ | AD | 2771.281 | 8102401 | no | no |  |  | no |  |  | 1297362.012 | 15322411.616 |  | -1
node_8102401_200888884 |  |  | PQ | AD | 2771.281 | 8102401 | no | no |  |  | no |  |  | 1297081.104 | 15322586.535 |  | -1
node_8102401_200888885 |  |  | PQ | AD | 2771.281 | 8102401 | no | no |  |  | no |  |  | 1296803.546 | 15322762.476 |  | -1
node_8102401_200888886 |  |  | PQ | AN | 2771.281 | 8102401 | no | no |  |  | no |  |  | 1296446.597 | 15322997.912 |  | -1
node_8102401_200888887 |  |  | PQ | AN | 2771.281 | 8102401 | no | no |  |  | no |  |  | 1296095.806 | 15323094.079 |  | -1
node_8102401_200888888 |  |  | PQ | AD | 2771.281 | 8102401 | no | no |  |  | no |  |  | 1295895.362 | 15323235.394 |  | -1
node_8102401_200888889 |  |  | PQ | AD | 2771.281 | 8102401 | no | no |  |  | no |  |  | 1295611.59 | 15323423.524 |  | -1
node_8102401_200888890 |  |  | PQ | AN | 2771.281 | 8102401 | no | no |  |  | no |  |  | 1301180.741 | 15321063.238 |  | -1
node_8102401_200888891 |  |  | PQ | AD | 2771.281 | 8102401 | no | no |  |  | no |  |  | 1295254.765 | 15323444.882 |  | -1
node_8102401_200888892 |  |  | PQ | AD | 2771.281 | 8102401 | no | no |  |  | no |  |  | 1294951.484 | 15323449.13 |  | -1
node_8102401_200888893 |  |  | PQ | AD | 2771.281 | 8102401 | no | no |  |  | no |  |  | 1294757.275 | 15323552.991 |  | -1
node_8102401_200888895 |  |  | PQ | AD | 2771.281 | 8102401 | no | no |  |  | no |  |  | 1294636.82 | 15323792.032 |  | -1
node_8102401_200888896 |  |  | PQ | AD | 2771.281 | 8102401 | no | no |  |  | no |  |  | 1294502.051 | 15324063.279 |  | -1
node_8102401_200888897 |  |  | PQ | AN | 2771.281 | 8102401 | no | no |  |  | no |  |  | 1294708.369 | 15324105.631 |  | -1
node_8102401_200888898 |  |  | PQ | AD | 2771.281 | 8102401 | no | no |  |  | no |  |  | 1294424.382 | 15324470.627 |  | -1
node_8102401_200888899 |  |  | PQ | AD | 2771.281 | 8102401 | no | no |  |  | no |  |  | 1294427.942 | 15324773.236 |  | -1
node_8102401_200888900 |  |  | PQ | AN | 2771.281 | 8102401 | no | no |  |  | no |  |  | 1294425.839 | 15325079.503 |  | -1
node_8102401_200888901 |  |  | PQ | AN | 2771.281 | 8102401 | no | no |  |  | no |  |  | 1294583.172 | 15325234.901 |  | -1
node_8102401_200888902 |  |  | PQ | AD | 2771.281 | 8102401 | no | no |  |  | no |  |  | 1294419.282 | 15325329.952 |  | -1
node_8102401_200888903 |  |  | PQ | AD | 2771.281 | 8102401 | no | no |  |  | no |  |  | 1294429.308 | 15325555.092 |  | -1
node_8102401_200888904 |  |  | PQ | AN | 2771.281 | 8102401 | no | no |  |  | no |  |  | 1294608.769 | 15325708.417 |  | -1
node_8102401_200888905 |  |  | PQ | AN | 2771.281 | 8102401 | no | no |  |  | no |  |  | 1294172.399 | 15324472.717 |  | -1
node_8102401_200888908 |  |  | PQ | AN | 2771.281 | 8102401 | no | no |  |  | no |  |  | 1301362.834 | 15321854.677 |  | -1
node_8102401_200888909 |  |  | PQ | AD | 2771.281 | 8102401 | no | no |  |  | no |  |  | 1301512.229 | 15322054.556 |  | -1
node_8102401_200888910 |  |  | PQ | AN | 2771.281 | 8102401 | no | no |  |  | no |  |  | 1300876.833 | 15321708.822 |  | -1
node_8102401_200888912 |  |  | PQ | AD | 2771.281 | 8102401 | no | no |  |  | no |  |  | 1300144.581 | 15321780.962 |  | -1
node_8102401_200888914 |  |  | PQ | AN | 2771.281 | 8102401 | no | no |  |  | no |  |  | 1299306.529 | 15322088.987 |  | -1
node_8102401_200888915 |  |  | PQ | AN | 2771.281 | 8102401 | no | no |  |  | no |  |  | 1298940.186 | 15322284.699 |  | -1
node_8102401_200888916 |  |  | PQ | AD | 2771.281 | 8102401 | no | no |  |  | no |  |  | 1298754.858 | 15321947 |  | -1
node_8102401_200888917 |  |  | PQ | AN | 2771.281 | 8102401 | no | no |  |  | no |  |  | 1298510.819 | 15321863.072 |  | -1
node_8102401_200889710 |  |  | PQ | AN | 2771.281 | 8102401 | no | no |  |  | no |  |  | 1300911.553 | 15320420.023 |  | -1
node_8102401_200889711 |  |  | PQ | AD | 2771.281 | 8102401 | no | no |  |  | no |  |  | 1300659.8 | 15320483.153 |  | -1
node_8102401_200889712 |  |  | PQ | AN | 2771.281 | 8102401 | no | no |  |  | no |  |  | 1300235.58 | 15320592.37 |  | -1
node_8102401_200889713 |  |  | PQ | AD | 2771.281 | 8102401 | no | no |  |  | no |  |  | 1299998.541 | 15320657.124 |  | -1
node_8102401_200889714 |  |  | PQ | AN | 2771.281 | 8102401 | no | no |  |  | no |  |  | 1299761.97 | 15320721.377 |  | -1
node_8102401_200889770 |  |  | PQ | AD | 2771.281 | 8102401 | no | no |  |  | no |  |  | 1300931.715 | 15320389.304 |  | -1
node_8102401_200889771 |  |  | PQ | AD | 2771.281 | 8102401 | no | no |  |  | no |  |  | 1301169.364 | 15320470.839 |  | -1
node_8102401_200889772 |  |  | PQ | AD | 2771.281 | 8102401 | no | no |  |  | no |  |  | 1301410.198 | 15320547.901 |  | -1
node_8102401_200890009 |  |  | PQ | AN | 2771.281 | 8102401 | no | no |  |  | no |  |  | 1298399.317 | 15324236.869 |  | -1
node_8102401_200890010 |  |  | PQ | AD | 2771.281 | 8102401 | no | no |  |  | no |  |  | 1299702.556 | 15322181.889 |  | -1
node_8102401_200890011 |  |  | PQ | AD | 2771.281 | 8102401 | no | no |  |  | no |  |  | 1298770.479 | 15323806.057 |  | -1
node_8102401_200890012 |  |  | PQ | AD | 2771.281 | 8102401 | no | no |  |  | no |  |  | 1298597.766 | 15324017.447 |  | -1
node_8102401_200890013 |  |  | PQ | AN | 2771.281 | 8102401 | no | no |  |  | no |  |  | 1299550.732 | 15322251.858 |  | -1
node_8102401_200890014 |  |  | PQ | AN | 2771.281 | 8102401 | no | no |  |  | no |  |  | 1299453.232 | 15322458.056 |  | -1
node_8102401_200890015 |  |  | PQ | AN | 2771.281 | 8102401 | no | no |  |  | no |  |  | 1299341.378 | 15322700.523 |  | -1
node_8102401_200890016 |  |  | PQ | AN | 2771.281 | 8102401 | no | no |  |  | no |  |  | 1299246.787 | 15322920.598 |  | -1
node_8102401_200890017 |  |  | PQ | AD | 2771.281 | 8102401 | no | no |  |  | no |  |  | 1299203.552 | 15323072.893 |  | -1
node_8102401_200890018 |  |  | PQ | AN | 2771.281 | 8102401 | no | no |  |  | no |  |  | 1299174.871 | 15323241.927 |  | -1
node_8102401_200890019 |  |  | PQ | AD | 2771.281 | 8102401 | no | no |  |  | no |  |  | 1299069.023 | 15323459.387 |  | -1
node_8102401_200890020 |  |  | PQ | AN | 2771.281 | 8102401 | no | no |  |  | no |  |  | 1298911.775 | 15323647.514 |  | -1
node_8102401_200890075 |  |  | PQ | AN | 7199.557 | 8102401 | no | no |  |  | no |  |  | 1316146.746 | 15328596.865 |  | -1
node_8102401_200890077 |  |  | PQ | AN | 7199.557 | 8102401 | no | no |  |  | no |  |  | 1316209.777 | 15328979.057 |  | -1
node_8102401_200890079 |  |  | PQ | AN | 7199.557 | 8102401 | no | no |  |  | no |  |  | 1316273.995 | 15329268.732 |  | -1
node_8102401_200890475 |  |  | PQ | AN | 2771.281 | 8102401 | no | no |  |  | no |  |  | 1314071.783 | 15327775.194 |  | -1
node_8102401_200890476 |  |  | PQ | AD | 2771.281 | 8102401 | no | no |  |  | no |  |  | 1314214.506 | 15328030.437 |  | -1
node_8102401_200890477 |  |  | PQ | AD | 2771.281 | 8102401 | no | no |  |  | no |  |  | 1315078.499 | 15327923.071 |  | -1
node_8102401_200890478 |  |  | PQ | AN | 2771.281 | 8102401 | no | no |  |  | no |  |  | 1314883.844 | 15327962.253 |  | -1
node_8102401_200890479 |  |  | PQ | AD | 2771.281 | 8102401 | no | no |  |  | no |  |  | 1313556.445 | 15329392.465 |  | -1
node_8102401_200890480 |  |  | PQ | AN | 2771.281 | 8102401 | no | no |  |  | no |  |  | 1313583.631 | 15329665.959 |  | -1
node_8102401_200890481 |  |  | PQ | AD | 2771.281 | 8102401 | no | no |  |  | no |  |  | 1313678.349 | 15329833.04 |  | -1
node_8102401_200890482 |  |  | PQ | AN | 2771.281 | 8102401 | no | no |  |  | no |  |  | 1313763.176 | 15329973.663 |  | -1
node_8102401_200890483 |  |  | PQ | AN | 2771.281 | 8102401 | no | no |  |  | no |  |  | 1313903.69 | 15330207.173 |  | -1
node_8102401_200890484 |  |  | PQ | AD | 2771.281 | 8102401 | no | no |  |  | no |  |  | 1314023.677 | 15330420.462 |  | -1
node_8102401_200890485 |  |  | PQ | AD | 2771.281 | 8102401 | no | no |  |  | no |  |  | 1314133.252 | 15330641.766 |  | -1
node_8102401_200890486 |  |  | PQ | AN | 2771.281 | 8102401 | no | no |  |  | no |  |  | 1314230.375 | 15330873.074 |  | -1
node_8102401_200890487 |  |  | PQ | AD | 2771.281 | 8102401 | no | no |  |  | no |  |  | 1314742.602 | 15327973.669 |  | -1
node_8102401_200890488 |  |  | PQ | AD | 2771.281 | 8102401 | no | no |  |  | no |  |  | 1314505.312 | 15328030.615 |  | -1
node_8102401_200890489 |  |  | PQ | AN | 2771.281 | 8102401 | no | no |  |  | no |  |  | 1314383.795 | 15328048.356 |  | -1
node_8102401_200890490 |  |  | PQ | AD | 2771.281 | 8102401 | no | no |  |  | no |  |  | 1313955.155 | 15328004.479 |  | -1
node_8102401_200890491 |  |  | PQ | AN | 2771.281 | 8102401 | no | no |  |  | no |  |  | 1314089.554 | 15328272.369 |  | -1
node_8102401_200890492 |  |  | PQ | AD | 2771.281 | 8102401 | no | no |  |  | no |  |  | 1313696.881 | 15328016.019 |  | -1
node_8102401_200890493 |  |  | PQ | AD | 2771.281 | 8102401 | no | no |  |  | no |  |  | 1313420.872 | 15328054.583 |  | -1
node_8102401_200890494 |  |  | PQ | AD | 2771.281 | 8102401 | no | no |  |  | no |  |  | 1313458.224 | 15328437.565 |  | -1
node_8102401_200890495 |  |  | PQ | AD | 2771.281 | 8102401 | no | no |  |  | no |  |  | 1313489.681 | 15328720.05 |  | -1
node_8102401_200890496 |  |  | PQ | AD | 2771.281 | 8102401 | no | no |  |  | no |  |  | 1313516.142 | 15329012.345 |  | -1
node_8102401_200890647 |  |  | PQ | AN | 2771.281 | 8102401 | no | no |  |  | no |  |  | 1315014.945 | 15326218.457 |  | -1
node_8102401_200890648 |  |  | PQ | ABCD | 2771.281 | 8102401 | no | no |  |  | no |  |  | 1313039.165 | 15324846.255 |  | -1
node_8102401_200890649 |  |  | PQ | ABCD | 2771.281 | 8102401 | no | no |  |  | no |  |  | 1312927.21 | 15324682.122 |  | -1
node_8102401_200890650 |  |  | PQ | ABCN | 2771.281 | 8102401 | no | no |  |  | no |  |  | 1312814.903 | 15324520.792 |  | -1
node_8102401_200890651 |  |  | PQ | ABCD | 2771.281 | 8102401 | no | no |  |  | no |  |  | 1312693.843 | 15324358.549 |  | -1
node_8102401_200890652 |  |  | PQ | AD | 2771.281 | 8102401 | no | no |  |  | no |  |  | 1312747.87 | 15324184.01 |  | -1
node_8102401_200890653 |  |  | PQ | AN | 2771.281 | 8102401 | no | no |  |  | no |  |  | 1312819.219 | 15324275.362 |  | -1
node_8102401_200890654 |  |  | PQ | AD | 2771.281 | 8102401 | no | no |  |  | no |  |  | 1313100.348 | 15324068.614 |  | -1
node_8102401_200890655 |  |  | PQ | AN | 2771.281 | 8102401 | no | no |  |  | no |  |  | 1313271.576 | 15324063.029 |  | -1
node_8102401_200890656 |  |  | PQ | ABCD | 2771.281 | 8102401 | no | no |  |  | no |  |  | 1312590.055 | 15324185.031 |  | -1
node_8102401_200890657 |  |  | PQ | ABCN | 2771.281 | 8102401 | no | no |  |  | no |  |  | 1312419.817 | 15323962.604 |  | -1
node_8102401_200890659 |  |  | PQ | ABCD | 2771.281 | 8102401 | no | no |  |  | no |  |  | 1312399.108 | 15323805.416 |  | -1
node_8102401_200890660 |  |  | PQ | ABCD | 2771.281 | 8102401 | no | no |  |  | no |  |  | 1317823.477 | 15334140.769 |  | -1
node_8102401_200890661 |  |  | PQ | ABCN | 2771.281 | 8102401 | no | no |  |  | no |  |  | 1317753.803 | 15333962.598 |  | -1
node_8102401_200890662 |  |  | PQ | ABCD | 2771.281 | 8102401 | no | no |  |  | no |  |  | 1317658.42 | 15333735.543 |  | -1
node_8102401_200890663 |  |  | PQ | ABCN | 2771.281 | 8102401 | no | no |  |  | no |  |  | 1317575.217 | 15333516.598 |  | -1
node_8102401_200890665 |  |  | PQ | AD | 2771.281 | 8102401 | no | no |  |  | no |  |  | 1317469.692 | 15333536.163 |  | -1
node_8102401_200890666 |  |  | PQ | AN | 2771.281 | 8102401 | no | no |  |  | no |  |  | 1317288.783 | 15333556.066 |  | -1
node_8102401_200890673 |  |  | PQ | ABCN | 2771.281 | 8102401 | no | no |  |  | no |  |  | 1317492.379 | 15333313.306 |  | -1
node_8102401_200890674 |  |  | PQ | ABCN | 2771.281 | 8102401 | no | no |  |  | no |  |  | 1317404.357 | 15333097.017 |  | -1
node_8102401_200890676 |  |  | PQ | ABCD | 2771.281 | 8102401 | no | no |  |  | no |  |  | 1317310.213 | 15332876.081 |  | -1
node_8102401_200890677 |  |  | PQ | ABCN | 2771.281 | 8102401 | no | no |  |  | no |  |  | 1317254.27 | 15332730.656 |  | -1
node_8102401_200890678 |  |  | PQ | ABCN | 2771.281 | 8102401 | no | no |  |  | no |  |  | 1317180.275 | 15332585.975 |  | -1
node_8102401_200890679 |  |  | PQ | ABCN | 2771.281 | 8102401 | no | no |  |  | no |  |  | 1317069.425 | 15332341.899 |  | -1
node_8102401_200890681 |  |  | PQ | ABCD | 2771.281 | 8102401 | no | no |  |  | no |  |  | 1316990.971 | 15332152.542 |  | -1
node_8102401_200890682 |  |  | PQ | ABCD | 2771.281 | 8102401 | no | no |  |  | no |  |  | 1316895.196 | 15331956.019 |  | -1
node_8102401_200890683 |  |  | PQ | ABCN | 2771.281 | 8102401 | no | no |  |  | no |  |  | 1316809.968 | 15331762.143 |  | -1
node_8102401_200890684 |  |  | PQ | ABCD | 2771.281 | 8102401 | no | no |  |  | no |  |  | 1316728.5 | 15331596.289 |  | -1
node_8102401_200890685 |  |  | PQ | ABCD | 2771.281 | 8102401 | no | no |  |  | no |  |  | 1316656.509 | 15331404.763 |  | -1
node_8102401_200890686 |  |  | PQ | ABCD | 2771.281 | 8102401 | no | no |  |  | no |  |  | 1316565.637 | 15331171.783 |  | -1
node_8102401_200890687 |  |  | PQ | ABCN | 2771.281 | 8102401 | no | no |  |  | no |  |  | 1316522.146 | 15331079.754 |  | -1
node_8102401_200890688 |  |  | PQ | ABCD | 2771.281 | 8102401 | no | no |  |  | no |  |  | 1316455.537 | 15330882.592 |  | -1
node_8102401_200890690 |  |  | PQ | ABCD | 2771.281 | 8102401 | no | no |  |  | no |  |  | 1316413.424 | 15330758.952 |  | -1
node_8102401_200890691 |  |  | PQ | ABCD | 2771.281 | 8102401 | no | no |  |  | no |  |  | 1316364.681 | 15330611.606 |  | -1
node_8102401_200890692 |  |  | PQ | ABCN | 2771.281 | 8102401 | no | no |  |  | no |  |  | 1316323.603 | 15330489.873 |  | -1
node_8102401_200890695 |  |  | PQ | ABCD | 2771.281 | 8102401 | no | no |  |  | no |  |  | 1316283.136 | 15330376.874 |  | -1
node_8102401_200890696 |  |  | PQ | ABCD | 2771.281 | 8102401 | no | no |  |  | no |  |  | 1316221.324 | 15330186.177 |  | -1
node_8102401_200890697 |  |  | PQ | ABCN | 2771.281 | 8102401 | no | no |  |  | no |  |  | 1316149.419 | 15329991.012 |  | -1
node_8102401_200890698 |  |  | PQ | ABCD | 2771.281 | 8102401 | no | no |  |  | no |  |  | 1316079.745 | 15329828.077 |  | -1
node_8102401_200890699 |  |  | PQ | ABCD | 2771.281 | 8102401 | no | no |  |  | no |  |  | 1316018.194 | 15329719.522 |  | -1
node_8102401_200890700 |  |  | PQ | ABCN | 2771.281 | 8102401 | no | no |  |  | no |  |  | 1315967.241 | 15329554.125 |  | -1
node_8102401_200890701 |  |  | PQ | ABCD | 2771.281 | 8102401 | no | no |  |  | no |  |  | 1315890.091 | 15329379.785 |  | -1
node_8102401_200890703 |  |  | PQ | ABCN | 2771.281 | 8102401 | no | no |  |  | no |  |  | 1315812.46 | 15329177.935 |  | -1
node_8102401_200890704 |  |  | PQ | ABCN | 2771.281 | 8102401 | no | no |  |  | no |  |  | 1315728.349 | 15328989.776 |  | -1
node_8102401_200890705 |  |  | PQ | ABCN | 2771.281 | 8102401 | no | no |  |  | no |  |  | 1315642.63 | 15328764.558 |  | -1
node_8102401_200890706 |  |  | PQ | ABCN | 2771.281 | 8102401 | no | no |  |  | no |  |  | 1315540.64 | 15328528.189 |  | -1
node_8102401_200890710 |  |  | PQ | ABCD | 2771.281 | 8102401 | no | no |  |  | no |  |  | 1315455.003 | 15328296.498 |  | -1
node_8102401_200890711 |  |  | PQ | ABCD | 2771.281 | 8102401 | no | no |  |  | no |  |  | 1315375.862 | 15328113.439 |  | -1
node_8102401_200890712 |  |  | PQ | ABCD | 2771.281 | 8102401 | no | no |  |  | no |  |  | 1315298.285 | 15327952.234 |  | -1
node_8102401_200890713 |  |  | PQ | AN | 2771.281 | 8102401 | no | no |  |  | no |  |  | 1315221.729 | 15328096.832 |  | -1
node_8102401_200890715 |  |  | PQ | ABCD | 2771.281 | 8102401 | no | no |  |  | no |  |  | 1315132.379 | 15327712.558 |  | -1
node_8102401_200890716 |  |  | PQ | ABCN | 2771.281 | 8102401 | no | no |  |  | no |  |  | 1314976.114 | 15327484.193 |  | -1
node_8102401_200890719 |  |  | PQ | ABCN | 2771.281 | 8102401 | no | no |  |  | no |  |  | 1314819.801 | 15327250.988 |  | -1
node_8102401_200890721 |  |  | PQ | ABCD | 2771.281 | 8102401 | no | no |  |  | no |  |  | 1314683.912 | 15327049.082 |  | -1
node_8102401_200890722 |  |  | PQ | ABCN | 2771.281 | 8102401 | no | no |  |  | no |  |  | 1314542.479 | 15326844.299 |  | -1
node_8102401_200890725 |  |  | PQ | ABCD | 2771.281 | 8102401 | no | no |  |  | no |  |  | 1314399.515 | 15326629.723 |  | -1
node_8102401_200890726 |  |  | PQ | ABCN | 2771.281 | 8102401 | no | no |  |  | no |  |  | 1314256.083 | 15326415.46 |  | -1
node_8102401_200890727 |  |  | PQ | AD | 2771.281 | 8102401 | no | no |  |  | no |  |  | 1314346.154 | 15326388.913 |  | -1
node_8102401_200890728 |  |  | PQ | ABCN | 2771.281 | 8102401 | no | no |  |  | no |  |  | 1314107.636 | 15326209.107 |  | -1
node_8102401_200890730 |  |  | PQ | ABCN | 2771.281 | 8102401 | no | no |  |  | no |  |  | 1313968.603 | 15325994.896 |  | -1
node_8102401_200890733 |  |  | PQ | ABCN | 2771.281 | 8102401 | no | no |  |  | no |  |  | 1313826.105 | 15325799.927 |  | -1
node_8102401_200890735 |  |  | PQ | ABCN | 2771.281 | 8102401 | no | no |  |  | no |  |  | 1313693.404 | 15325587.856 |  | -1
node_8102401_200890736 |  |  | PQ | ABCN | 2771.281 | 8102401 | no | no |  |  | no |  |  | 1313561.429 | 15325388.024 |  | -1
node_8102401_200890741 |  |  | PQ | ABCD | 2771.281 | 8102401 | no | no |  |  | no |  |  | 1313362.478 | 15325319.083 |  | -1
node_8102401_200890742 |  |  | PQ | ABCN | 2771.281 | 8102401 | no | no |  |  | no |  |  | 1313125.118 | 15325474.656 |  | -1
node_8102401_200890743 |  |  | PQ | ABCN | 2771.281 | 8102401 | no | no |  |  | no |  |  | 1313229.354 | 15325124.334 |  | -1
node_8102401_200890744 |  |  | PQ | ABCD | 2771.281 | 8102401 | no | no |  |  | no |  |  | 1313156.208 | 15325016.958 |  | -1
node_8102401_200891196 |  |  | PQ | AD | 2771.281 | 8102401 | no | no |  |  | no |  |  | 1316516.003 | 15332712.957 |  | -1
node_8102401_200891197 |  |  | PQ | AD | 2771.281 | 8102401 | no | no |  |  | no |  |  | 1316617.624 | 15332958.754 |  | -1
node_8102401_200891198 |  |  | PQ | AN | 2771.281 | 8102401 | no | no |  |  | no |  |  | 1316717.103 | 15333201.821 |  | -1
node_8102401_200891199 |  |  | PQ | AD | 2771.281 | 8102401 | no | no |  |  | no |  |  | 1317107.49 | 15332697.298 |  | -1
node_8102401_200891200 |  |  | PQ | AD | 2771.281 | 8102401 | no | no |  |  | no |  |  | 1316892.913 | 15332730.091 |  | -1
node_8102401_200891201 |  |  | PQ | AD | 2771.281 | 8102401 | no | no |  |  | no |  |  | 1316670.317 | 15332724.072 |  | -1
node_8102401_200891203 |  |  | PQ | AN | 2771.281 | 8102401 | no | no |  |  | no |  |  | 1316297.479 | 15332710.984 |  | -1
node_8102401_200891204 |  |  | PQ | AN | 2771.281 | 8102401 | no | no |  |  | no |  |  | 1315869.203 | 15332692.849 |  | -1
node_8102401_200891205 |  |  | PQ | AN | 2771.281 | 8102401 | no | no |  |  | no |  |  | 1315473.256 | 15332677.819 |  | -1
node_8102401_200891206 |  |  | PQ | AD | 2771.281 | 8102401 | no | no |  |  | no |  |  | 1317648.327 | 15333452.757 |  | -1
node_8102401_200891207 |  |  | PQ | AD | 2771.281 | 8102401 | no | no |  |  | no |  |  | 1320254.87 | 15333504.234 |  | -1
node_8102401_200891208 |  |  | PQ | AD | 2771.281 | 8102401 | no | no |  |  | no |  |  | 1320480.303 | 15333461.624 |  | -1
node_8102401_200891209 |  |  | PQ | AN | 2771.281 | 8102401 | no | no |  |  | no |  |  | 1320634.918 | 15333731.519 |  | -1
node_8102401_200891211 |  |  | PQ | AD | 2771.281 | 8102401 | no | no |  |  | no |  |  | 1320762.158 | 15333592.282 |  | -1
node_8102401_200891212 |  |  | PQ | AD | 2771.281 | 8102401 | no | no |  |  | no |  |  | 1321020.183 | 15333442.841 |  | -1
node_8102401_200891213 |  |  | PQ | AN | 2771.281 | 8102401 | no | no |  |  | no |  |  | 1321274.234 | 15333299.875 |  | -1
node_8102401_200891214 |  |  | PQ | AN | 2771.281 | 8102401 | no | no |  |  | no |  |  | 1321047.238 | 15333740.095 |  | -1
node_8102401_200891216 |  |  | PQ | AD | 2771.281 | 8102401 | no | no |  |  | no |  |  | 1321435.755 | 15333638.815 |  | -1
node_8102401_200891217 |  |  | PQ | AN | 2771.281 | 8102401 | no | no |  |  | no |  |  | 1321840.993 | 15333446.612 |  | -1
node_8102401_200891224 |  |  | PQ | AD | 2771.281 | 8102401 | no | no |  |  | no |  |  | 1317981.02 | 15333439.532 |  | -1
node_8102401_200891225 |  |  | PQ | AN | 2771.281 | 8102401 | no | no |  |  | no |  |  | 1323470.191 | 15333172.116 |  | -1
node_8102401_200891226 |  |  | PQ | AD | 2771.281 | 8102401 | no | no |  |  | no |  |  | 1323492.948 | 15333013.012 |  | -1
node_8102401_200891227 |  |  | PQ | AN | 2771.281 | 8102401 | no | no |  |  | no |  |  | 1323498.597 | 15332818.258 |  | -1
node_8102401_200891228 |  |  | PQ | AD | 2771.281 | 8102401 | no | no |  |  | no |  |  | 1323355.171 | 15332752.732 |  | -1
node_8102401_200891229 |  |  | PQ | AN | 2771.281 | 8102401 | no | no |  |  | no |  |  | 1323354.621 | 15332648.904 |  | -1
node_8102401_200891230 |  |  | PQ | AN | 2771.281 | 8102401 | no | no |  |  | no |  |  | 1323015.309 | 15332668.152 |  | -1
node_8102401_200891232 |  |  | PQ | AN | 2771.281 | 8102401 | no | no |  |  | no |  |  | 1322683.856 | 15332560.273 |  | -1
node_8102401_200891234 |  |  | PQ | AN | 2771.281 | 8102401 | no | no |  |  | no |  |  | 1323777.124 | 15332937.591 |  | -1
node_8102401_200891235 |  |  | PQ | AN | 2771.281 | 8102401 | no | no |  |  | no |  |  | 1323787.561 | 15333079.59 |  | -1
node_8102401_200891236 |  |  | PQ | AN | 2771.281 | 8102401 | no | no |  |  | no |  |  | 1323760.955 | 15333161.514 |  | -1
node_8102401_200891237 |  |  | PQ | AN | 2771.281 | 8102401 | no | no |  |  | no |  |  | 1324117.709 | 15332983.689 |  | -1
node_8102401_200891239 |  |  | PQ | AD | 2771.281 | 8102401 | no | no |  |  | no |  |  | 1324316.817 | 15332981.967 |  | -1
node_8102401_200891240 |  |  | PQ | AD | 2771.281 | 8102401 | no | no |  |  | no |  |  | 1324520.951 | 15332988.742 |  | -1
node_8102401_200891241 |  |  | PQ | AN | 2771.281 | 8102401 | no | no |  |  | no |  |  | 1324495.876 | 15333194.805 |  | -1
node_8102401_200891242 |  |  | PQ | AN | 2771.281 | 8102401 | no | no |  |  | no |  |  | 1324805.861 | 15332886.673 |  | -1
node_8102401_200891244 |  |  | PQ | AD | 2771.281 | 8102401 | no | no |  |  | no |  |  | 1325124.583 | 15332732.573 |  | -1
node_8102401_200891245 |  |  | PQ | AN | 2771.281 | 8102401 | no | no |  |  | no |  |  | 1324917.563 | 15332516.324 |  | -1
node_8102401_200891248 |  |  | PQ | AN | 2771.281 | 8102401 | no | no |  |  | no |  |  | 1325313.083 | 15332952.255 |  | -1
node_8102401_200891249 |  |  | PQ | AN | 2771.281 | 8102401 | no | no |  |  | no |  |  | 1325564.147 | 15333176.84 |  | -1
node_8102401_200891250 |  |  | PQ | AD | 2771.281 | 8102401 | no | no |  |  | no |  |  | 1325271.667 | 15332565.014 |  | -1
node_8102401_200891251 |  |  | PQ | AD | 2771.281 | 8102401 | no | no |  |  | no |  |  | 1318325.977 | 15333431.471 |  | -1
node_8102401_200891252 |  |  | PQ | AD | 2771.281 | 8102401 | no | no |  |  | no |  |  | 1325422.497 | 15332388.304 |  | -1
node_8102401_200891253 |  |  | PQ | AD | 2771.281 | 8102401 | no | no |  |  | no |  |  | 1325571.011 | 15332210.457 |  | -1
node_8102401_200891254 |  |  | PQ | AD | 2771.281 | 8102401 | no | no |  |  | no |  |  | 1325714.789 | 15332037.293 |  | -1
node_8102401_200891255 |  |  | PQ | AD | 2771.281 | 8102401 | no | no |  |  | no |  |  | 1325988.548 | 15331925.115 |  | -1
node_8102401_200891256 |  |  | PQ | AD | 2771.281 | 8102401 | no | no |  |  | no |  |  | 1326270.626 | 15331807.225 |  | -1
node_8102401_200891257 |  |  | PQ | AN | 2771.281 | 8102401 | no | no |  |  | no |  |  | 1326424.492 | 15331931.213 |  | -1
node_8102401_200891258 |  |  | PQ | AN | 2771.281 | 8102401 | no | no |  |  | no |  |  | 1326614.455 | 15331876.667 |  | -1
node_8102401_200891259 |  |  | PQ | AD | 2771.281 | 8102401 | no | no |  |  | no |  |  | 1326621.921 | 15332226.012 |  | -1
node_8102401_200891260 |  |  | PQ | AN | 2771.281 | 8102401 | no | no |  |  | no |  |  | 1326548.85 | 15332475.391 |  | -1
node_8102401_200891261 |  |  | PQ | AN | 2771.281 | 8102401 | no | no |  |  | no |  |  | 1326824.208 | 15331831.025 |  | -1
node_8102401_200891262 |  |  | PQ | AD | 2771.281 | 8102401 | no | no |  |  | no |  |  | 1326979.65 | 15331793.85 |  | -1
node_8102401_200891263 |  |  | PQ | AN | 2771.281 | 8102401 | no | no |  |  | no |  |  | 1327237.959 | 15331739.83 |  | -1
node_8102401_200891265 |  |  | PQ | AN | 2771.281 | 8102401 | no | no |  |  | no |  |  | 1326028.439 | 15331572.568 |  | -1
node_8102401_200891266 |  |  | PQ | AD | 2771.281 | 8102401 | no | no |  |  | no |  |  | 1326282.097 | 15331803.349 |  | -1
node_8102401_200891267 |  |  | PQ | AD | 2771.281 | 8102401 | no | no |  |  | no |  |  | 1326581.638 | 15331706.524 |  | -1
node_8102401_200891268 |  |  | PQ | AD | 2771.281 | 8102401 | no | no |  |  | no |  |  | 1326910.993 | 15331632.93 |  | -1
node_8102401_200891269 |  |  | PQ | AD | 2771.281 | 8102401 | no | no |  |  | no |  |  | 1327159.71 | 15331534.523 |  | -1
node_8102401_200891270 |  |  | PQ | AD | 2771.281 | 8102401 | no | no |  |  | no |  |  | 1327434.687 | 15331448.324 |  | -1
node_8102401_200891271 |  |  | PQ | AD | 2771.281 | 8102401 | no | no |  |  | no |  |  | 1327684.228 | 15331360.008 |  | -1
node_8102401_200891272 |  |  | PQ | AD | 2771.281 | 8102401 | no | no |  |  | no |  |  | 1318675.397 | 15333419.319 |  | -1
node_8102401_200891273 |  |  | PQ | AD | 2771.281 | 8102401 | no | no |  |  | no |  |  | 1327942.187 | 15331264.484 |  | -1
node_8102401_200891274 |  |  | PQ | AD | 2771.281 | 8102401 | no | no |  |  | no |  |  | 1328148.054 | 15331123.707 |  | -1
node_8102401_200891275 |  |  | PQ | AN | 2771.281 | 8102401 | no | no |  |  | no |  |  | 1328348.591 | 15330987.359 |  | -1
node_8102401_200891276 |  |  | PQ | AN | 2771.281 | 8102401 | no | no |  |  | no |  |  | 1328580.635 | 15330841.133 |  | -1
node_8102401_200891278 |  |  | PQ | AN | 2771.281 | 8102401 | no | no |  |  | no |  |  | 1328764.591 | 15330621.247 |  | -1
node_8102401_200891280 |  |  | PQ | AD | 2771.281 | 8102401 | no | no |  |  | no |  |  | 1328922.105 | 15330412.99 |  | -1
node_8102401_200891281 |  |  | PQ | AD | 2771.281 | 8102401 | no | no |  |  | no |  |  | 1329114.908 | 15330560.369 |  | -1
node_8102401_200891282 |  |  | PQ | AD | 2771.281 | 8102401 | no | no |  |  | no |  |  | 1329216.818 | 15330357.203 |  | -1
node_8102401_200891283 |  |  | PQ | AD | 2771.281 | 8102401 | no | no |  |  | no |  |  | 1329326.926 | 15330128.283 |  | -1
node_8102401_200891284 |  |  | PQ | AD | 2771.281 | 8102401 | no | no |  |  | no |  |  | 1329467.145 | 15329933.503 |  | -1
node_8102401_200891285 |  |  | PQ | AN | 2771.281 | 8102401 | no | no |  |  | no |  |  | 1329366.777 | 15329792.907 |  | -1
node_8102401_200891286 |  |  | PQ | AD | 2771.281 | 8102401 | no | no |  |  | no |  |  | 1318937.67 | 15333433.125 |  | -1
node_8102401_200891287 |  |  | PQ | AD | 2771.281 | 8102401 | no | no |  |  | no |  |  | 1329632.772 | 15329697.697 |  | -1
node_8102401_200891288 |  |  | PQ | AN | 2771.281 | 8102401 | no | no |  |  | no |  |  | 1329798.351 | 15329448.957 |  | -1
node_8102401_200891290 |  |  | PQ | AD | 2771.281 | 8102401 | no | no |  |  | no |  |  | 1329984.819 | 15329250.094 |  | -1
node_8102401_200891291 |  |  | PQ | AD | 2771.281 | 8102401 | no | no |  |  | no |  |  | 1330242.033 | 15329047.502 |  | -1
node_8102401_200891292 |  |  | PQ | AN | 2771.281 | 8102401 | no | no |  |  | no |  |  | 1330599.627 | 15328865.423 |  | -1
node_8102401_200891293 |  |  | PQ | AN | 2771.281 | 8102401 | no | no |  |  | no |  |  | 1330817.481 | 15328688.809 |  | -1
node_8102401_200891294 |  |  | PQ | AN | 2771.281 | 8102401 | no | no |  |  | no |  |  | 1331042.375 | 15328518.39 |  | -1
node_8102401_200891295 |  |  | PQ | AN | 2771.281 | 8102401 | no | no |  |  | no |  |  | 1331265.436 | 15328356.213 |  | -1
node_8102401_200891296 |  |  | PQ | AN | 2771.281 | 8102401 | no | no |  |  | no |  |  | 1331187.873 | 15328168.137 |  | -1
node_8102401_200891297 |  |  | PQ | AN | 2771.281 | 8102401 | no | no |  |  | no |  |  | 1319198.752 | 15333445.021 |  | -1
node_8102401_200891298 |  |  | PQ | AD | 2771.281 | 8102401 | no | no |  |  | no |  |  | 1319543.394 | 15333464.835 |  | -1
node_8102401_200891299 |  |  | PQ | AD | 2771.281 | 8102401 | no | no |  |  | no |  |  | 1319785.313 | 15333502.056 |  | -1
node_8102401_200891300 |  |  | PQ | AD | 2771.281 | 8102401 | no | no |  |  | no |  |  | 1320019.163 | 15333547.843 |  | -1
node_8102401_200891301 |  |  | PQ | AN | 2771.281 | 8102401 | no | no |  |  | no |  |  | 1325560.586 | 15332687.822 |  | -1
node_8102401_200891302 |  |  | PQ | AD | 2771.281 | 8102401 | no | no |  |  | no |  |  | 1327381.657 | 15334117.062 |  | -1
node_8102401_200891303 |  |  | PQ | AN | 2771.281 | 8102401 | no | no |  |  | no |  |  | 1327729.655 | 15334220.633 |  | -1
node_8102401_200891306 |  |  | PQ | AN | 2771.281 | 8102401 | no | no |  |  | no |  |  | 1327929.221 | 15334273.293 |  | -1
node_8102401_200891307 |  |  | PQ | AD | 2771.281 | 8102401 | no | no |  |  | no |  |  | 1328133.369 | 15334328.939 |  | -1
node_8102401_200891308 |  |  | PQ | AN | 2771.281 | 8102401 | no | no |  |  | no |  |  | 1328114.763 | 15334112.073 |  | -1
node_8102401_200891309 |  |  | PQ | AN | 2771.281 | 8102401 | no | no |  |  | no |  |  | 1328331.618 | 15334383.717 |  | -1
node_8102401_200891310 |  |  | PQ | AN | 2771.281 | 8102401 | no | no |  |  | no |  |  | 1328541.229 | 15334441.155 |  | -1
node_8102401_200891312 |  |  | PQ | AN | 2771.281 | 8102401 | no | no |  |  | no |  |  | 1328741.688 | 15334491.929 |  | -1
node_8102401_200891314 |  |  | PQ | AN | 2771.281 | 8102401 | no | no |  |  | no |  |  | 1328966.69 | 15334570.958 |  | -1
node_8102401_200891316 |  |  | PQ | AN | 2771.281 | 8102401 | no | no |  |  | no |  |  | 1325665.804 | 15332946.234 |  | -1
node_8102401_200891317 |  |  | PQ | AN | 2771.281 | 8102401 | no | no |  |  | no |  |  | 1325831.126 | 15333297.55 |  | -1
node_8102401_200891318 |  |  | PQ | AN | 2771.281 | 8102401 | no | no |  |  | no |  |  | 1325980.534 | 15333105.075 |  | -1
node_8102401_200891320 |  |  | PQ | AN | 2771.281 | 8102401 | no | no |  |  | no |  |  | 1326003.612 | 15333373.247 |  | -1
node_8102401_200891322 |  |  | PQ | AN | 2771.281 | 8102401 | no | no |  |  | no |  |  | 1326247.475 | 15333558.113 |  | -1
node_8102401_200891324 |  |  | PQ | AD | 2771.281 | 8102401 | no | no |  |  | no |  |  | 1326513.241 | 15333756.571 |  | -1
node_8102401_200891325 |  |  | PQ | AN | 2771.281 | 8102401 | no | no |  |  | no |  |  | 1326481.108 | 15333956.611 |  | -1
node_8102401_200891327 |  |  | PQ | AN | 2771.281 | 8102401 | no | no |  |  | no |  |  | 1326451.086 | 15334168.209 |  | -1
node_8102401_200891328 |  |  | PQ | AN | 2771.281 | 8102401 | no | no |  |  | no |  |  | 1326684.305 | 15333848.784 |  | -1
node_8102401_200891329 |  |  | PQ | AN | 2771.281 | 8102401 | no | no |  |  | no |  |  | 1326871.647 | 15333975.942 |  | -1
node_8102401_200891331 |  |  | PQ | AN | 2771.281 | 8102401 | no | no |  |  | no |  |  | 1327053.031 | 15334030.108 |  | -1
node_8102401_200891333 |  |  | PQ | AN | 2771.281 | 8102401 | no | no |  |  | no |  |  | 1325390.111 | 15332065.875 |  | -1
node_8102401_200891335 |  |  | PQ | AD | 2771.281 | 8102401 | no | no |  |  | no |  |  | 1325373.576 | 15331748.844 |  | -1
node_8102401_200891337 |  |  | PQ | AN | 2771.281 | 8102401 | no | no |  |  | no |  |  | 1325289.942 | 15331506.733 |  | -1
node_8102401_200891338 |  |  | PQ | AD | 2771.281 | 8102401 | no | no |  |  | no |  |  | 1326004.72 | 15327629.796 |  | -1
node_8102401_200891339 |  |  | PQ | AN | 2771.281 | 8102401 | no | no |  |  | no |  |  | 1325947.496 | 15327474.204 |  | -1
node_8102401_200891340 |  |  | PQ | AD | 2771.281 | 8102401 | no | no |  |  | no |  |  | 1325610.482 | 15327442.073 |  | -1
node_8102401_200891341 |  |  | PQ | AN | 2771.281 | 8102401 | no | no |  |  | no |  |  | 1325256.527 | 15327258.144 |  | -1
node_8102401_200891342 |  |  | PQ | AN | 2771.281 | 8102401 | no | no |  |  | no |  |  | 1325395.96 | 15327172.37 |  | -1
node_8102401_200891343 |  |  | PQ | AN | 2771.281 | 8102401 | no | no |  |  | no |  |  | 1324928.542 | 15327103.015 |  | -1
node_8102401_200891346 |  |  | PQ | AD | 2771.281 | 8102401 | no | no |  |  | no |  |  | 1324192.757 | 15326712.616 |  | -1
node_8102401_200891347 |  |  | PQ | AN | 2771.281 | 8102401 | no | no |  |  | no |  |  | 1323961.561 | 15326413.393 |  | -1
node_8102401_200891349 |  |  | PQ | AD | 2771.281 | 8102401 | no | no |  |  | no |  |  | 1323760.726 | 15326179.838 |  | -1
node_8102401_200891350 |  |  | PQ | AD | 2771.281 | 8102401 | no | no |  |  | no |  |  | 1323545.369 | 15325920.954 |  | -1
node_8102401_200891351 |  |  | PQ | AN | 2771.281 | 8102401 | no | no |  |  | no |  |  | 1323434.287 | 15325779.408 |  | -1
node_8102401_200891352 |  |  | PQ | AD | 2771.281 | 8102401 | no | no |  |  | no |  |  | 1323125.066 | 15325394.79 |  | -1
node_8102401_200891353 |  |  | PQ | AN | 2771.281 | 8102401 | no | no |  |  | no |  |  | 1325303.936 | 15331224.388 |  | -1
node_8102401_200891354 |  |  | PQ | AN | 2771.281 | 8102401 | no | no |  |  | no |  |  | 1323036.025 | 15325161.424 |  | -1
node_8102401_200891355 |  |  | PQ | AN | 2771.281 | 8102401 | no | no |  |  | no |  |  | 1325315.79 | 15330717.602 |  | -1
node_8102401_200891356 |  |  | PQ | AN | 2771.281 | 8102401 | no | no |  |  | no |  |  | 1325438.419 | 15330302.666 |  | -1
node_8102401_200891357 |  |  | PQ | AD | 2771.281 | 8102401 | no | no |  |  | no |  |  | 1325523.727 | 15329997.958 |  | -1
node_8102401_200891358 |  |  | PQ | AN | 2771.281 | 8102401 | no | no |  |  | no |  |  | 1325617.416 | 15329684.231 |  | -1
node_8102401_200891359 |  |  | PQ | AN | 2771.281 | 8102401 | no | no |  |  | no |  |  | 1325848.087 | 15329216.437 |  | -1
node_8102401_200891360 |  |  | PQ | AN | 2771.281 | 8102401 | no | no |  |  | no |  |  | 1326022.081 | 15328879.518 |  | -1
node_8102401_200891361 |  |  | PQ | AN | 2771.281 | 8102401 | no | no |  |  | no |  |  | 1326098.944 | 15328542.105 |  | -1
node_8102401_200891363 |  |  | PQ | AN | 2771.281 | 8102401 | no | no |  |  | no |  |  | 1326177.787 | 15328223.271 |  | -1
node_8102401_200891364 |  |  | PQ | AD | 2771.281 | 8102401 | no | no |  |  | no |  |  | 1326282.784 | 15327765.243 |  | -1
node_8102401_200891365 |  |  | PQ | AD | 2771.281 | 8102401 | no | no |  |  | no |  |  | 1326494.083 | 15327758.373 |  | -1
node_8102401_200891366 |  |  | PQ | AN | 2771.281 | 8102401 | no | no |  |  | no |  |  | 1326822.126 | 15327767.796 |  | -1
node_8102401_200891367 |  |  | PQ | AN | 2771.281 | 8102401 | no | no |  |  | no |  |  | 1326977.671 | 15327876.33 |  | -1
node_8102401_200891368 |  |  | PQ | AN | 2771.281 | 8102401 | no | no |  |  | no |  |  | 1326324.242 | 15327619.582 |  | -1
node_8102401_200891369 |  |  | PQ | AN | 2771.281 | 8102401 | no | no |  |  | no |  |  | 1326215.517 | 15327922.065 |  | -1
node_8102401_200891372 |  |  | PQ | AD | 2771.281 | 8102401 | no | no |  |  | no |  |  | 1329174.201 | 15330661.725 |  | -1
node_8102401_200891373 |  |  | PQ | AN | 2771.281 | 8102401 | no | no |  |  | no |  |  | 1329239.657 | 15330937.324 |  | -1
node_8102401_200891374 |  |  | PQ | AD | 2771.281 | 8102401 | no | no |  |  | no |  |  | 1329671.618 | 15330729.103 |  | -1
node_8102401_200891375 |  |  | PQ | AN | 2771.281 | 8102401 | no | no |  |  | no |  |  | 1330073.202 | 15330591.821 |  | -1
node_8102401_200891376 |  |  | PQ | AN | 2771.281 | 8102401 | no | no |  |  | no |  |  | 1329663.192 | 15331587.889 |  | -1
node_8102401_200891377 |  |  | PQ | AD | 2771.281 | 8102401 | no | no |  |  | no |  |  | 1329869.419 | 15331949.351 |  | -1
node_8102401_200891378 |  |  | PQ | AD | 2771.281 | 8102401 | no | no |  |  | no |  |  | 1330139.916 | 15332396.751 |  | -1
node_8102401_200891379 |  |  | PQ | AN | 2771.281 | 8102401 | no | no |  |  | no |  |  | 1330398.359 | 15332822.135 |  | -1
node_8102401_200891380 |  |  | PQ | AD | 2771.281 | 8102401 | no | no |  |  | no |  |  | 1330673.068 | 15333125.157 |  | -1
node_8102401_200891381 |  |  | PQ | AN | 2771.281 | 8102401 | no | no |  |  | no |  |  | 1330931.601 | 15333402.503 |  | -1
node_8102401_200891382 |  |  | PQ | AD | 2771.281 | 8102401 | no | no |  |  | no |  |  | 1331222.638 | 15333753.307 |  | -1
node_8102401_200891383 |  |  | PQ | AN | 2771.281 | 8102401 | no | no |  |  | no |  |  | 1331153.098 | 15334258.609 |  | -1
node_8102401_200891385 |  |  | PQ | AN | 2771.281 | 8102401 | no | no |  |  | no |  |  | 1315498.654 | 15324046.562 |  | -1
node_8102401_200891654 |  |  | PQ | AN | 2771.281 | 8102401 | no | no |  |  | no |  |  | 1319762.019 | 15324515.38 |  | -1
node_8102401_200891656 |  |  | PQ | AN | 2771.281 | 8102401 | no | no |  |  | no |  |  | 1319838.411 | 15324713.093 |  | -1
node_8102401_200891657 |  |  | PQ | AN | 2771.281 | 8102401 | no | no |  |  | no |  |  | 1320084.074 | 15324638.225 |  | -1
node_8102401_200891658 |  |  | PQ | AN | 2771.281 | 8102401 | no | no |  |  | no |  |  | 1319920.698 | 15324915.621 |  | -1
node_8102401_200891660 |  |  | PQ | AN | 2771.281 | 8102401 | no | no |  |  | no |  |  | 1319987.231 | 15325100.986 |  | -1
node_8102401_200891663 |  |  | PQ | AN | 2771.281 | 8102401 | no | no |  |  | no |  |  | 1320097.668 | 15325391.686 |  | -1
node_8102401_200891664 |  |  | PQ | AN | 2771.281 | 8102401 | no | no |  |  | no |  |  | 1320201.899 | 15325459.166 |  | -1
node_8102401_200891665 |  |  | PQ | AD | 2771.281 | 8102401 | no | no |  |  | no |  |  | 1320248.78 | 15325716.077 |  | -1
node_8102401_200891666 |  |  | PQ | AN | 2771.281 | 8102401 | no | no |  |  | no |  |  | 1320278.337 | 15325893.523 |  | -1
node_8102401_200891668 |  |  | PQ | AN | 2771.281 | 8102401 | no | no |  |  | no |  |  | 1320273.755 | 15326195.83 |  | -1
node_8102401_200891670 |  |  | PQ | AN | 2771.281 | 8102401 | no | no |  |  | no |  |  | 1320286.97 | 15326499.894 |  | -1
node_8102401_200891671 |  |  | PQ | AN | 2771.281 | 8102401 | no | no |  |  | no |  |  | 1320286.063 | 15326802.057 |  | -1
node_8102401_200891672 |  |  | PQ | AD | 2771.281 | 8102401 | no | no |  |  | no |  |  | 1320346.342 | 15327056.793 |  | -1
node_8102401_200891673 |  |  | PQ | AN | 2771.281 | 8102401 | no | no |  |  | no |  |  | 1320390.667 | 15327315.598 |  | -1
node_8102401_200891674 |  |  | PQ | AD | 2771.281 | 8102401 | no | no |  |  | no |  |  | 1320458.204 | 15327591.365 |  | -1
node_8102401_200891675 |  |  | PQ | AN | 2771.281 | 8102401 | no | no |  |  | no |  |  | 1320519.462 | 15327839.299 |  | -1
node_8102401_200891676 |  |  | PQ | AN | 2771.281 | 8102401 | no | no |  |  | no |  |  | 1320450.142 | 15328112.989 |  | -1
node_8102401_200891677 |  |  | PQ | AD | 2771.281 | 8102401 | no | no |  |  | no |  |  | 1320259.892 | 15328258.196 |  | -1
node_8102401_200891678 |  |  | PQ | AN | 2771.281 | 8102401 | no | no |  |  | no |  |  | 1320085.675 | 15328328.811 |  | -1
node_8102401_200891679 |  |  | PQ | AD | 2771.281 | 8102401 | no | no |  |  | no |  |  | 1319771.426 | 15328442.537 |  | -1
node_8102401_200891680 |  |  | PQ | AD | 2771.281 | 8102401 | no | no |  |  | no |  |  | 1319457.928 | 15328522.939 |  | -1
node_8102401_200891681 |  |  | PQ | AN | 2771.281 | 8102401 | no | no |  |  | no |  |  | 1319175.186 | 15328598.659 |  | -1
node_8102401_200891682 |  |  | PQ | AN | 2771.281 | 8102401 | no | no |  |  | no |  |  | 1318889.596 | 15328540.89 |  | -1
node_8102401_200891683 |  |  | PQ | AN | 2771.281 | 8102401 | no | no |  |  | no |  |  | 1319412.641 | 15324245.649 |  | -1
node_8102401_200891684 |  |  | PQ | AD | 2771.281 | 8102401 | no | no |  |  | no |  |  | 1319616.018 | 15324379.283 |  | -1
node_8102401_200891710 |  |  | PQ | AN | 2771.281 | 8102401 | no | no |  |  | no |  |  | 1313091.063 | 15328130.944 |  | -1
node_8102401_200891711 |  |  | PQ | AN | 2771.281 | 8102401 | no | no |  |  | no |  |  | 1312891.701 | 15328257.535 |  | -1
node_8102401_200891713 |  |  | PQ | AD | 2771.281 | 8102401 | no | no |  |  | no |  |  | 1312818.681 | 15328183.955 |  | -1
node_8102401_200891714 |  |  | PQ | AD | 2771.281 | 8102401 | no | no |  |  | no |  |  | 1312692.937 | 15327853.208 |  | -1
node_8102401_200891715 |  |  | PQ | AD | 2771.281 | 8102401 | no | no |  |  | no |  |  | 1312528.737 | 15327757.711 |  | -1
node_8102401_200891716 |  |  | PQ | AD | 2771.281 | 8102401 | no | no |  |  | no |  |  | 1312416.43 | 15327448.304 |  | -1
node_8102401_200891717 |  |  | PQ | AN | 2771.281 | 8102401 | no | no |  |  | no |  |  | 1312320.985 | 15327121.905 |  | -1
node_8102401_200891718 |  |  | PQ | AN | 2771.281 | 8102401 | no | no |  |  | no |  |  | 1312221.425 | 15326920.699 |  | -1
node_8102401_200891727 |  |  | PQ | AN | 7199.557 | 8102401 | no | no |  |  | no |  |  | 1315627.089 | 15328567.766 |  | -1
node_8102401_200891728 |  |  | PQ | AN | 7199.557 | 8102401 | no | no |  |  | no |  |  | 1315807.911 | 15328562.384 |  | -1
node_8102401_200891729 |  |  | PQ | AN | 7199.557 | 8102401 | no | no |  |  | no |  |  | 1315996.729 | 15328586.754 |  | -1
node_8102401_200891760 |  |  | PQ | AN | 2771.281 | 8102401 | no | no |  |  | no |  |  | 1323656.859 | 15326471.61 |  | -1
node_8102401_200891761 |  |  | PQ | AD | 2771.281 | 8102401 | no | no |  |  | no |  |  | 1323356.065 | 15326549.618 |  | -1
node_8102401_200891762 |  |  | PQ | AD | 2771.281 | 8102401 | no | no |  |  | no |  |  | 1323043.144 | 15326512.262 |  | -1
node_8102401_200891763 |  |  | PQ | AD | 2771.281 | 8102401 | no | no |  |  | no |  |  | 1322738.665 | 15326490.221 |  | -1
node_8102401_200891764 |  |  | PQ | AN | 2771.281 | 8102401 | no | no |  |  | no |  |  | 1322447.701 | 15326469.975 |  | -1
node_8102401_200891795 |  |  | PQ | AD | 2771.281 | 8102401 | no | no |  |  | no |  |  | 1325798.653 | 15333343.559 |  | -1
node_8102401_200891796 |  |  | PQ | AD | 2771.281 | 8102401 | no | no |  |  | no |  |  | 1325681.218 | 15333522.12 |  | -1
node_8102401_200891797 |  |  | PQ | AN | 2771.281 | 8102401 | no | no |  |  | no |  |  | 1325515.764 | 15333780.074 |  | -1
node_8102401_200891798 |  |  | PQ | AN | 2771.281 | 8102401 | no | no |  |  | no |  |  | 1325283.959 | 15333840.331 |  | -1
node_8102401_200891800 |  |  | PQ | AN | 2771.281 | 8102401 | no | no |  |  | no |  |  | 1324849.079 | 15333859.443 |  | -1
node_8102401_200891801 |  |  | PQ | AD | 2771.281 | 8102401 | no | no |  |  | no |  |  | 1325507.916 | 15334061.779 |  | -1
node_8102401_200891802 |  |  | PQ | AN | 2771.281 | 8102401 | no | no |  |  | no |  |  | 1325490.422 | 15334348.822 |  | -1
node_8102401_200891803 |  |  | PQ | AN | 2771.281 | 8102401 | no | no |  |  | no |  |  | 1325472.472 | 15334628.943 |  | -1
node_8102401_200891804 |  |  | PQ | AD | 2771.281 | 8102401 | no | no |  |  | no |  |  | 1325522.873 | 15334616.927 |  | -1
node_8102401_200891805 |  |  | PQ | AD | 2771.281 | 8102401 | no | no |  |  | no |  |  | 1325725.782 | 15334622.473 |  | -1
node_8102401_200891806 |  |  | PQ | AN | 2771.281 | 8102401 | no | no |  |  | no |  |  | 1325925.538 | 15334610.433 |  | -1
node_8102401_200891807 |  |  | PQ | AD | 2771.281 | 8102401 | no | no |  |  | no |  |  | 1325418.278 | 15334936.249 |  | -1
node_8102401_200891808 |  |  | PQ | AD | 2771.281 | 8102401 | no | no |  |  | no |  |  | 1325265.417 | 15335206.566 |  | -1
node_8102401_200891809 |  |  | PQ | AD | 2771.281 | 8102401 | no | no |  |  | no |  |  | 1325238.819 | 15335115.943 |  | -1
node_8102401_200891810 |  |  | PQ | AN | 2771.281 | 8102401 | no | no |  |  | no |  |  | 1325026.584 | 15334898.037 |  | -1
node_8102401_200891812 |  |  | PQ | AN | 2771.281 | 8102401 | no | no |  |  | no |  |  | 1324972.139 | 15335329.94 |  | -1
node_8102401_200891855 |  |  | PQ | AD | 2771.281 | 8102401 | no | no |  |  | no |  |  | 1325318.246 | 15335222.939 |  | -1
node_8102401_200891856 |  |  | PQ | AN | 2771.281 | 8102401 | no | no |  |  | no |  |  | 1325590.576 | 15335339.744 |  | -1
node_8102401_200891858 |  |  | PQ | AN | 2771.281 | 8102401 | no | no |  |  | no |  |  | 1325853.25 | 15335513.23 |  | -1
node_8102401_200891860 |  |  | PQ | AD | 2771.281 | 8102401 | no | no |  |  | no |  |  | 1335570.129 | 15324773.106 |  | -1
node_8102401_200891861 |  |  | PQ | AN | 2771.281 | 8102401 | no | no |  |  | no |  |  | 1335435.448 | 15324894.465 |  | -1
node_8102401_200891863 |  |  | PQ | AN | 2771.281 | 8102401 | no | no |  |  | no |  |  | 1335259.387 | 15325037.089 |  | -1
node_8102401_200891865 |  |  | PQ | AD | 2771.281 | 8102401 | no | no |  |  | no |  |  | 1335174.857 | 15325128.988 |  | -1
node_8102401_200891866 |  |  | PQ | AN | 2771.281 | 8102401 | no | no |  |  | no |  |  | 1334982.423 | 15325287.294 |  | -1
node_8102401_200891870 |  |  | PQ | AD | 2771.281 | 8102401 | no | no |  |  | no |  |  | 1334887.491 | 15325367.996 |  | -1
node_8102401_200891871 |  |  | PQ | AN | 2771.281 | 8102401 | no | no |  |  | no |  |  | 1334697.923 | 15325532.503 |  | -1
node_8102401_200891873 |  |  | PQ | AN | 2771.281 | 8102401 | no | no |  |  | no |  |  | 1334501.707 | 15325697.413 |  | -1
node_8102401_200891875 |  |  | PQ | AN | 2771.281 | 8102401 | no | no |  |  | no |  |  | 1334281.791 | 15325927.783 |  | -1
node_8102401_200891877 |  |  | PQ | AN | 2771.281 | 8102401 | no | no |  |  | no |  |  | 1334338.609 | 15326069.651 |  | -1
node_8102401_200891878 |  |  | PQ | AD | 2771.281 | 8102401 | no | no |  |  | no |  |  | 1334123.493 | 15326235.931 |  | -1
node_8102401_200891879 |  |  | PQ | AD | 2771.281 | 8102401 | no | no |  |  | no |  |  | 1333923.343 | 15326400.152 |  | -1
node_8102401_200891880 |  |  | PQ | AD | 2771.281 | 8102401 | no | no |  |  | no |  |  | 1333715.617 | 15326570.168 |  | -1
node_8102401_200891883 |  |  | PQ | AD | 2771.281 | 8102401 | no | no |  |  | no |  |  | 1333488.365 | 15326737.23 |  | -1
node_8102401_200891884 |  |  | PQ | AD | 2771.281 | 8102401 | no | no |  |  | no |  |  | 1333254.679 | 15326911.054 |  | -1
node_8102401_200891885 |  |  | PQ | AD | 2771.281 | 8102401 | no | no |  |  | no |  |  | 1332976.472 | 15326928.533 |  | -1
node_8102401_200891886 |  |  | PQ | AN | 2771.281 | 8102401 | no | no |  |  | no |  |  | 1332738.412 | 15327066.14 |  | -1
node_8102401_200891888 |  |  | PQ | AD | 2771.281 | 8102401 | no | no |  |  | no |  |  | 1332538.724 | 15327211.95 |  | -1
node_8102401_200891889 |  |  | PQ | AN | 2771.281 | 8102401 | no | no |  |  | no |  |  | 1332329.035 | 15327367.29 |  | -1
node_8102401_200891891 |  |  | PQ | AD | 2771.281 | 8102401 | no | no |  |  | no |  |  | 1332046.677 | 15327542.335 |  | -1
node_8102401_200891892 |  |  | PQ | AN | 2771.281 | 8102401 | no | no |  |  | no |  |  | 1331988.379 | 15327787.546 |  | -1
node_8102401_200891893 |  |  | PQ | AD | 2771.281 | 8102401 | no | no |  |  | no |  |  | 1331830.309 | 15327905.935 |  | -1
node_8102401_200891894 |  |  | PQ | AD | 2771.281 | 8102401 | no | no |  |  | no |  |  | 1331719.787 | 15327988.24 |  | -1
node_8102401_200891896 |  |  | PQ | AD | 2771.281 | 8102401 | no | no |  |  | no |  |  | 1331434.882 | 15328019.089 |  | -1
node_8102401_200891897 |  |  | PQ | AN | 2771.281 | 8102401 | no | no |  |  | no |  |  | 1329956.71 | 15331351.311 |  | -1
node_8102401_200891898 |  |  | PQ | AD | 2771.281 | 8102401 | no | no |  |  | no |  |  | 1330068.29 | 15331287.529 |  | -1
node_8102401_200891899 |  |  | PQ | AD | 2771.281 | 8102401 | no | no |  |  | no |  |  | 1330281.465 | 15331326.946 |  | -1
node_8102401_200891900 |  |  | PQ | AN | 2771.281 | 8102401 | no | no |  |  | no |  |  | 1330501.25 | 15331343.211 |  | -1
node_8102401_200892006 |  |  | PQ | ABCD | 2771.281 | 8102401 | no | no |  |  | no |  |  | 1318090.286 | 15334996.973 |  | -1
node_8102401_200892007 |  |  | PQ | ABCN | 2771.281 | 8102401 | no | no |  |  | no |  |  | 1318033.32 | 15334864.877 |  | -1
node_8102401_200892008 |  |  | PQ | ABCD | 2771.281 | 8102401 | no | no |  |  | no |  |  | 1317973.819 | 15334725.277 |  | -1
node_8102401_200892009 |  |  | PQ | ABCN | 2771.281 | 8102401 | no | no |  |  | no |  |  | 1317929.589 | 15334599.694 |  | -1
node_8102401_200892011 |  |  | PQ | ABCD | 2771.281 | 8102401 | no | no |  |  | no |  |  | 1317863.845 | 15334450.799 |  | -1
node_8102401_200892012 |  |  | PQ | ABCD | 2771.281 | 8102401 | no | no |  |  | no |  |  | 1317792.398 | 15334278.048 |  | -1
node_8102401_200894358 |  |  | PQ | AN | 7199.557 | 8102401 | no | no |  |  | no |  |  | 1308300.18 | 15320563.779 |  | -1
node_8102401_200894803 |  |  | PQ | AD | 2771.281 | 8102401 | no | no |  |  | no |  |  | 1301635.185 | 15322143.63 |  | -1
node_8102401_200895324 |  |  | PQ | AN | 2771.281 | 8102401 | no | no |  |  | no |  |  | 1309521.262 | 15320861.343 |  | -1
node_8102401_200895325 |  |  | PQ | AD | 2771.281 | 8102401 | no | no |  |  | no |  |  | 1309686.756 | 15320875.523 |  | -1
node_8102401_200895327 |  |  | PQ | AN | 2771.281 | 8102401 | no | no |  |  | no |  |  | 1309885.916 | 15320893.136 |  | -1
node_8102401_200895328 |  |  | PQ | AD | 2771.281 | 8102401 | no | no |  |  | no |  |  | 1310092.692 | 15320909.705 |  | -1
node_8102401_200895330 |  |  | PQ | AD | 2771.281 | 8102401 | no | no |  |  | no |  |  | 1310258.659 | 15320977.114 |  | -1
node_8102401_200895331 |  |  | PQ | AN | 2771.281 | 8102401 | no | no |  |  | no |  |  | 1310462.383 | 15320980.652 |  | -1
node_8102401_200895332 |  |  | PQ | AD | 2771.281 | 8102401 | no | no |  |  | no |  |  | 1310694.652 | 15320988.407 |  | -1
node_8102401_200895645 |  |  | PQ | AN | 2771.281 | 8102401 | no | no |  |  | no |  |  | 1317919.619 | 15318633.694 |  | -1
node_8102401_200895646 |  |  | PQ | AN | 2771.281 | 8102401 | no | no |  |  | no |  |  | 1319690.334 | 15318650.175 |  | -1
node_8102401_200895647 |  |  | PQ | AD | 2771.281 | 8102401 | no | no |  |  | no |  |  | 1320873.897 | 15321832.737 |  | -1
node_8102401_200895648 |  |  | PQ | AD | 2771.281 | 8102401 | no | no |  |  | no |  |  | 1320975.019 | 15321778.877 |  | -1
node_8102401_200895649 |  |  | PQ | AN | 2771.281 | 8102401 | no | no |  |  | no |  |  | 1321238.982 | 15321748.987 |  | -1
node_8102401_200895650 |  |  | PQ | AN | 2771.281 | 8102401 | no | no |  |  | no |  |  | 1319140.073 | 15319119.324 |  | -1
node_8102401_200895651 |  |  | PQ | AD | 2771.281 | 8102401 | no | no |  |  | no |  |  | 1319092.281 | 15319033.406 |  | -1
node_8102401_200895652 |  |  | PQ | AN | 2771.281 | 8102401 | no | no |  |  | no |  |  | 1319037.77 | 15318632.98 |  | -1
node_8102401_200895653 |  |  | PQ | AD | 2771.281 | 8102401 | no | no |  |  | no |  |  | 1318989.315 | 15318796.859 |  | -1
node_8102401_200895655 |  |  | PQ | AN | 2771.281 | 8102401 | no | no |  |  | no |  |  | 1318574.27 | 15318181.768 |  | -1
node_8102401_200895656 |  |  | PQ | AN | 2771.281 | 8102401 | no | no |  |  | no |  |  | 1318213.766 | 15318337.424 |  | -1
node_8102401_200895657 |  |  | PQ | AD | 2771.281 | 8102401 | no | no |  |  | no |  |  | 1318480.783 | 15318000.748 |  | -1
node_8102401_200895658 |  |  | PQ | AD | 2771.281 | 8102401 | no | no |  |  | no |  |  | 1318376.163 | 15317823.265 |  | -1
node_8102401_200895659 |  |  | PQ | AN | 2771.281 | 8102401 | no | no |  |  | no |  |  | 1318207.081 | 15317553.37 |  | -1
node_8102401_200895660 |  |  | PQ | AN | 2771.281 | 8102401 | no | no |  |  | no |  |  | 1317995.302 | 15317665.562 |  | -1
node_8102401_200895661 |  |  | PQ | AD | 2771.281 | 8102401 | no | no |  |  | no |  |  | 1318083.482 | 15317371.671 |  | -1
node_8102401_200895662 |  |  | PQ | AN | 2771.281 | 8102401 | no | no |  |  | no |  |  | 1317903.608 | 15317200.327 |  | -1
node_8102401_200895663 |  |  | PQ | AD | 2771.281 | 8102401 | no | no |  |  | no |  |  | 1317724.888 | 15317027.176 |  | -1
node_8102401_200895664 |  |  | PQ | AN | 2771.281 | 8102401 | no | no |  |  | no |  |  | 1320726.214 | 15321532.228 |  | -1
node_8102401_200895665 |  |  | PQ | AD | 2771.281 | 8102401 | no | no |  |  | no |  |  | 1320555.658 | 15321350.611 |  | -1
node_8102401_200895666 |  |  | PQ | AN | 2771.281 | 8102401 | no | no |  |  | no |  |  | 1317490.703 | 15316778.264 |  | -1
node_8102401_200895667 |  |  | PQ | AN | 2771.281 | 8102401 | no | no |  |  | no |  |  | 1317228.634 | 15316514.592 |  | -1
node_8102401_200895668 |  |  | PQ | AN | 2771.281 | 8102401 | no | no |  |  | no |  |  | 1317392.711 | 15316312.013 |  | -1
node_8102401_200895669 |  |  | PQ | AN | 2771.281 | 8102401 | no | no |  |  | no |  |  | 1317058.99 | 15316270.903 |  | -1
node_8102401_200895671 |  |  | PQ | AD | 2771.281 | 8102401 | no | no |  |  | no |  |  | 1317003.203 | 15316133.212 |  | -1
node_8102401_200895672 |  |  | PQ | AN | 2771.281 | 8102401 | no | no |  |  | no |  |  | 1316930.299 | 15315830.243 |  | -1
node_8102401_200895675 |  |  | PQ | AN | 2771.281 | 8102401 | no | no |  |  | no |  |  | 1316861.485 | 15315540.925 |  | -1
node_8102401_200895677 |  |  | PQ | AD | 2771.281 | 8102401 | no | no |  |  | no |  |  | 1316787.639 | 15315250.382 |  | -1
node_8102401_200895678 |  |  | PQ | AD | 2771.281 | 8102401 | no | no |  |  | no |  |  | 1316797.796 | 15315071.62 |  | -1
node_8102401_200895679 |  |  | PQ | AD | 2771.281 | 8102401 | no | no |  |  | no |  |  | 1316656.526 | 15314915.697 |  | -1
node_8102401_200895680 |  |  | PQ | AN | 2771.281 | 8102401 | no | no |  |  | no |  |  | 1316427.789 | 15314644.25 |  | -1
node_8102401_200895682 |  |  | PQ | AN | 2771.281 | 8102401 | no | no |  |  | no |  |  | 1320361.489 | 15321201.606 |  | -1
node_8102401_200895684 |  |  | PQ | AN | 2771.281 | 8102401 | no | no |  |  | no |  |  | 1320282.235 | 15321110.235 |  | -1
node_8102401_200895686 |  |  | PQ | AD | 2771.281 | 8102401 | no | no |  |  | no |  |  | 1316308.744 | 15314442.325 |  | -1
node_8102401_200895687 |  |  | PQ | AN | 2771.281 | 8102401 | no | no |  |  | no |  |  | 1316165.494 | 15314181.702 |  | -1
node_8102401_200895688 |  |  | PQ | AN | 2771.281 | 8102401 | no | no |  |  | no |  |  | 1315957.137 | 15313945.345 |  | -1
node_8102401_200895690 |  |  | PQ | AD | 2771.281 | 8102401 | no | no |  |  | no |  |  | 1320237.543 | 15320907.646 |  | -1
node_8102401_200895691 |  |  | PQ | AN | 2771.281 | 8102401 | no | no |  |  | no |  |  | 1320173.819 | 15320707.509 |  | -1
node_8102401_200895692 |  |  | PQ | AN | 2771.281 | 8102401 | no | no |  |  | no |  |  | 1320044.344 | 15320509.715 |  | -1
node_8102401_200895693 |  |  | PQ | AD | 2771.281 | 8102401 | no | no |  |  | no |  |  | 1319840.79 | 15320208.063 |  | -1
node_8102401_200895694 |  |  | PQ | AN | 2771.281 | 8102401 | no | no |  |  | no |  |  | 1319813.424 | 15320328.691 |  | -1
node_8102401_200895697 |  |  | PQ | AN | 2771.281 | 8102401 | no | no |  |  | no |  |  | 1319494.656 | 15319684.231 |  | -1
node_8102401_200895698 |  |  | PQ | AN | 2771.281 | 8102401 | no | no |  |  | no |  |  | 1319314.269 | 15319413.271 |  | -1
node_8102401_200895699 |  |  | PQ | AN | 2771.281 | 8102401 | no | no |  |  | no |  |  | 1319131.752 | 15319557.003 |  | -1
node_8102401_200895700 |  |  | PQ | AD | 2771.281 | 8102401 | no | no |  |  | no |  |  | 1318803.72 | 15319580.367 |  | -1
node_8102401_200895701 |  |  | PQ | AN | 2771.281 | 8102401 | no | no |  |  | no |  |  | 1318447.87 | 15319615.46 |  | -1
node_8102401_200896310 |  |  | PQ | AN | 2771.281 | 8102401 | no | no |  |  | no |  |  | 1314487.648 | 15318034.111 |  | -1
node_8102401_200896312 |  |  | PQ | AN | 2771.281 | 8102401 | no | no |  |  | no |  |  | 1314712.69 | 15317881.873 |  | -1
node_8102401_200896313 |  |  | PQ | AN | 2771.281 | 8102401 | no | no |  |  | no |  |  | 1314825.893 | 15318103.742 |  | -1
node_8102401_200896314 |  |  | PQ | AD | 2771.281 | 8102401 | no | no |  |  | no |  |  | 1314833.059 | 15317707.494 |  | -1
node_8102401_200896315 |  |  | PQ | AN | 2771.281 | 8102401 | no | no |  |  | no |  |  | 1314671.203 | 15317413.917 |  | -1
node_8102401_200896316 |  |  | PQ | AN | 2771.281 | 8102401 | no | no |  |  | no |  |  | 1313698.91 | 15318238.969 |  | -1
node_8102401_200896317 |  |  | PQ | AN | 2771.281 | 8102401 | no | no |  |  | no |  |  | 1313402.644 | 15318293.244 |  | -1
node_8102401_200896318 |  |  | PQ | AN | 2771.281 | 8102401 | no | no |  |  | no |  |  | 1313089.457 | 15318356.101 |  | -1
node_8102401_200896319 |  |  | PQ | AD | 2771.281 | 8102401 | no | no |  |  | no |  |  | 1313010.801 | 15318298.215 |  | -1
node_8102401_200896320 |  |  | PQ | AN | 2771.281 | 8102401 | no | no |  |  | no |  |  | 1312978.963 | 15318145.355 |  | -1
node_8102401_200896321 |  |  | PQ | AD | 2771.281 | 8102401 | no | no |  |  | no |  |  | 1314058.852 | 15318130.977 |  | -1
node_8102401_200896322 |  |  | PQ | AN | 2771.281 | 8102401 | no | no |  |  | no |  |  | 1314289.788 | 15318083.478 |  | -1
node_8102401_200896637 |  |  | PQ | ABCD | 2771.281 | 8102401 | no | no |  |  | no |  |  | 1312392.964 | 15323740.523 |  | -1
node_8102401_200896638 |  |  | PQ | ABCD | 2771.281 | 8102401 | no | no |  |  | no |  |  | 1312282.419 | 15323651.788 |  | -1
node_8102401_200896639 |  |  | PQ | ABCN | 2771.281 | 8102401 | no | no |  |  | no |  |  | 1311335.483 | 15322791.464 |  | -1
node_8102401_200896640 |  |  | PQ | ABCD | 2771.281 | 8102401 | no | no |  |  | no |  |  | 1311098.851 | 15322586.315 |  | -1
node_8102401_200896641 |  |  | PQ | ABCD | 2771.281 | 8102401 | no | no |  |  | no |  |  | 1310988.635 | 15322489.888 |  | -1
node_8102401_200896642 |  |  | PQ | ABCN | 2771.281 | 8102401 | no | no |  |  | no |  |  | 1310882.73 | 15322416.184 |  | -1
node_8102401_200896643 |  |  | PQ | ABCD | 2771.281 | 8102401 | no | no |  |  | no |  |  | 1310743.87 | 15322301.242 |  | -1
node_8102401_200896645 |  |  | PQ | ABCD | 2771.281 | 8102401 | no | no |  |  | no |  |  | 1310599.4 | 15322155.232 |  | -1
node_8102401_200896646 |  |  | PQ | ABCD | 2771.281 | 8102401 | no | no |  |  | no |  |  | 1310453.182 | 15322020.634 |  | -1
node_8102401_200896647 |  |  | PQ | ABCD | 2771.281 | 8102401 | no | no |  |  | no |  |  | 1310331.911 | 15321892.978 |  | -1
node_8102401_200896648 |  |  | PQ | AN | 2771.281 | 8102401 | no | no |  |  | no |  |  | 1310248.007 | 15322023.672 |  | -1
node_8102401_200896649 |  |  | PQ | AN | 2771.281 | 8102401 | no | no |  |  | no |  |  | 1310046.372 | 15321907.037 |  | -1
node_8102401_200896650 |  |  | PQ | AN | 2771.281 | 8102401 | no | no |  |  | no |  |  | 1309828.812 | 15321806.522 |  | -1
node_8102401_200896651 |  |  | PQ | AN | 2771.281 | 8102401 | no | no |  |  | no |  |  | 1309698.57 | 15321737.552 |  | -1
node_8102401_200896652 |  |  | PQ | AN | 2771.281 | 8102401 | no | no |  |  | no |  |  | 1309768.216 | 15322030.857 |  | -1
node_8102401_200896653 |  |  | PQ | ABCD | 2771.281 | 8102401 | no | no |  |  | no |  |  | 1310189.493 | 15321819.851 |  | -1
node_8102401_200896654 |  |  | PQ | ABCD | 2771.281 | 8102401 | no | no |  |  | no |  |  | 1310009.532 | 15321725.668 |  | -1
node_8102401_200896655 |  |  | PQ | ABCN | 2771.281 | 8102401 | no | no |  |  | no |  |  | 1309838.059 | 15321635.288 |  | -1
node_8102401_200896656 |  |  | PQ | ABCN | 2771.281 | 8102401 | no | no |  |  | no |  |  | 1309650.618 | 15321549.065 |  | -1
node_8102401_200896657 |  |  | PQ | ABCN | 2771.281 | 8102401 | no | no |  |  | no |  |  | 1309507.344 | 15321466.41 |  | -1
node_8102401_200896658 |  |  | PQ | ABCD | 2771.281 | 8102401 | no | no |  |  | no |  |  | 1309314.231 | 15321363.542 |  | -1
node_8102401_200896660 |  |  | PQ | AN | 2771.281 | 8102401 | no | no |  |  | no |  |  | 1309261.651 | 15321510.762 |  | -1
node_8102401_200896664 |  |  | PQ | ABCD | 2771.281 | 8102401 | no | no |  |  | no |  |  | 1309134.489 | 15321257.289 |  | -1
node_8102401_200896665 |  |  | PQ | ABCN | 2771.281 | 8102401 | no | no |  |  | no |  |  | 1308958.992 | 15321161.319 |  | -1
node_8102401_200896666 |  |  | PQ | ABCN | 2771.281 | 8102401 | no | no |  |  | no |  |  | 1308785.893 | 15321067.56 |  | -1
node_8102401_200896667 |  |  | PQ | ABCD | 2771.281 | 8102401 | no | no |  |  | no |  |  | 1308608.093 | 15320966.721 |  | -1
node_8102401_200896668 |  |  | PQ | ABCD | 2771.281 | 8102401 | no | no |  |  | no |  |  | 1308431.479 | 15320882.934 |  | -1
node_8102401_200896669 |  |  | PQ | ABCD | 2771.281 | 8102401 | no | no |  |  | no |  |  | 1308196.941 | 15320789.058 |  | -1
node_8102401_200896670 |  |  | PQ | ABCN | 2771.281 | 8102401 | no | no |  |  | no |  |  | 1308005.646 | 15320702.147 |  | -1
node_8102401_200896675 |  |  | PQ | ABCD | 2771.281 | 8102401 | no | no |  |  | no |  |  | 1307763.521 | 15320695.648 |  | -1
node_8102401_200896676 |  |  | PQ | AD | 2771.281 | 8102401 | no | no |  |  | no |  |  | 1307557.579 | 15320599.994 |  | -1
node_8102401_200896677 |  |  | PQ | AD | 2771.281 | 8102401 | no | no |  |  | no |  |  | 1307407.989 | 15320523.701 |  | -1
node_8102401_200896678 |  |  | PQ | AN | 2771.281 | 8102401 | no | no |  |  | no |  |  | 1307263.963 | 15320431.483 |  | -1
node_8102401_200896680 |  |  | PQ | AD | 2771.281 | 8102401 | no | no |  |  | no |  |  | 1307222.8 | 15320408.947 |  | -1
node_8102401_200896682 |  |  | PQ | AD | 2771.281 | 8102401 | no | no |  |  | no |  |  | 1307042.699 | 15320298.019 |  | -1
node_8102401_200896684 |  |  | PQ | AD | 2771.281 | 8102401 | no | no |  |  | no |  |  | 1306887.259 | 15320238.497 |  | -1
node_8102401_200896685 |  |  | PQ | AD | 2771.281 | 8102401 | no | no |  |  | no |  |  | 1306886.594 | 15320292.137 |  | -1
node_8102401_200896686 |  |  | PQ | AN | 2771.281 | 8102401 | no | no |  |  | no |  |  | 1306753.166 | 15320167.818 |  | -1
node_8102401_200896687 |  |  | PQ | AD | 2771.281 | 8102401 | no | no |  |  | no |  |  | 1306562.937 | 15320067.017 |  | -1
node_8102401_200896688 |  |  | PQ | AD | 2771.281 | 8102401 | no | no |  |  | no |  |  | 1306490.904 | 15319994.388 |  | -1
node_8102401_200896689 |  |  | PQ | AD | 2771.281 | 8102401 | no | no |  |  | no |  |  | 1306388.774 | 15319934.522 |  | -1
node_8102401_200896690 |  |  | PQ | AN | 2771.281 | 8102401 | no | no |  |  | no |  |  | 1306207.003 | 15319852.031 |  | -1
node_8102401_200896691 |  |  | PQ | AD | 2771.281 | 8102401 | no | no |  |  | no |  |  | 1306032.873 | 15319772.901 |  | -1
node_8102401_200896692 |  |  | PQ | AD | 2771.281 | 8102401 | no | no |  |  | no |  |  | 1305891.373 | 15319707.76 |  | -1
node_8102401_200896693 |  |  | PQ | AN | 2771.281 | 8102401 | no | no |  |  | no |  |  | 1305742.077 | 15319643.671 |  | -1
node_8102401_200896694 |  |  | PQ | AD | 2771.281 | 8102401 | no | no |  |  | no |  |  | 1305594.091 | 15319575.212 |  | -1
node_8102401_200896695 |  |  | PQ | AD | 2771.281 | 8102401 | no | no |  |  | no |  |  | 1305445.239 | 15319512.853 |  | -1
node_8102401_200896696 |  |  | PQ | AN | 2771.281 | 8102401 | no | no |  |  | no |  |  | 1305288.087 | 15319442.827 |  | -1
node_8102401_200896697 |  |  | PQ | AN | 2771.281 | 8102401 | no | no |  |  | no |  |  | 1304973.152 | 15319300.984 |  | -1
node_8102401_200896698 |  |  | PQ | AN | 2771.281 | 8102401 | no | no |  |  | no |  |  | 1304652.639 | 15319163.402 |  | -1
node_8102401_200896791 |  |  | PQ | AD | 2771.281 | 8102401 | no | no |  |  | no |  |  | 1316057.869 | 15314651.733 |  | -1
node_8102401_200896792 |  |  | PQ | AD | 2771.281 | 8102401 | no | no |  |  | no |  |  | 1315702.833 | 15314664.232 |  | -1
node_8102401_200896793 |  |  | PQ | AD | 2771.281 | 8102401 | no | no |  |  | no |  |  | 1315632.918 | 15314697.711 |  | -1
node_8102401_200896794 |  |  | PQ | AN | 2771.281 | 8102401 | no | no |  |  | no |  |  | 1315564.562 | 15314902.89 |  | -1
node_8102401_200896795 |  |  | PQ | AD | 2771.281 | 8102401 | no | no |  |  | no |  |  | 1315371.87 | 15314665.439 |  | -1
node_8102401_200896796 |  |  | PQ | AN | 2771.281 | 8102401 | no | no |  |  | no |  |  | 1315185.806 | 15314466.345 |  | -1
node_8102401_200896798 |  |  | PQ | AN | 2771.281 | 8102401 | no | no |  |  | no |  |  | 1314949.813 | 15314345.722 |  | -1
node_8102401_200896800 |  |  | PQ | AN | 2771.281 | 8102401 | no | no |  |  | no |  |  | 1314857.366 | 15314120.304 |  | -1
node_8102401_200897049 |  |  | PQ | AN | 2771.281 | 8102401 | no | no |  |  | no |  |  | 1317320.792 | 15317012.979 |  | -1
node_8102401_200897051 |  |  | PQ | AN | 2771.281 | 8102401 | no | no |  |  | no |  |  | 1316851.699 | 15317007.14 |  | -1
node_8102401_200897052 |  |  | PQ | AN | 2771.281 | 8102401 | no | no |  |  | no |  |  | 1316423.507 | 15316994.94 |  | -1
node_8102401_200897054 |  |  | PQ | AN | 2771.281 | 8102401 | no | no |  |  | no |  |  | 1316163.317 | 15316986.625 |  | -1
node_8102401_200897056 |  |  | PQ | AN | 2771.281 | 8102401 | no | no |  |  | no |  |  | 1315948.437 | 15316991.189 |  | -1
node_8102401_200897057 |  |  | PQ | AN | 2771.281 | 8102401 | no | no |  |  | no |  |  | 1315626.453 | 15316970.227 |  | -1
node_8102401_200897059 |  |  | PQ | AD | 2771.281 | 8102401 | no | no |  |  | no |  |  | 1315320.22 | 15316953.715 |  | -1
node_8102401_200897060 |  |  | PQ | AD | 2771.281 | 8102401 | no | no |  |  | no |  |  | 1315191.953 | 15317185.832 |  | -1
node_8102401_200897061 |  |  | PQ | AD | 2771.281 | 8102401 | no | no |  |  | no |  |  | 1315122.219 | 15317401.84 |  | -1
node_8102401_200897062 |  |  | PQ | AD | 2771.281 | 8102401 | no | no |  |  | no |  |  | 1314977.238 | 15317625.653 |  | -1
node_8102401_200897207 |  |  | PQ | AD | 2771.281 | 8102401 | no | no |  |  | no |  |  | 1318074.915 | 15317035.174 |  | -1
node_8102401_200897208 |  |  | PQ | AN | 2771.281 | 8102401 | no | no |  |  | no |  |  | 1318426.051 | 15317041.977 |  | -1
node_8102401_200897209 |  |  | PQ | AN | 2771.281 | 8102401 | no | no |  |  | no |  |  | 1318778.916 | 15317053.255 |  | -1
node_8102401_200897235 |  |  | PQ | AN | 2771.281 | 8102401 | no | no |  |  | no |  |  | 1312571.845 | 15323709.024 |  | -1
node_8102401_200897236 |  |  | PQ | AN | 2771.281 | 8102401 | no | no |  |  | no |  |  | 1312747.907 | 15323741.499 |  | -1
node_8102401_200897238 |  |  | PQ | AN | 2771.281 | 8102401 | no | no |  |  | no |  |  | 1315813.765 | 15322612.468 |  | -1
node_8102401_200897239 |  |  | PQ | AN | 2771.281 | 8102401 | no | no |  |  | no |  |  | 1316071.376 | 15322613.77 |  | -1
node_8102401_200897241 |  |  | PQ | AD | 2771.281 | 8102401 | no | no |  |  | no |  |  | 1316272.175 | 15322607.486 |  | -1
node_8102401_200897242 |  |  | PQ | AN | 2771.281 | 8102401 | no | no |  |  | no |  |  | 1316647.984 | 15322668.113 |  | -1
node_8102401_200897244 |  |  | PQ | AN | 2771.281 | 8102401 | no | no |  |  | no |  |  | 1317290.052 | 15322676.467 |  | -1
node_8102401_200897246 |  |  | PQ | AN | 2771.281 | 8102401 | no | no |  |  | no |  |  | 1317524.488 | 15322680.213 |  | -1
node_8102401_200897248 |  |  | PQ | AN | 2771.281 | 8102401 | no | no |  |  | no |  |  | 1317691.55 | 15322715.445 |  | -1
node_8102401_200897249 |  |  | PQ | AD | 2771.281 | 8102401 | no | no |  |  | no |  |  | 1317925.49 | 15322810.008 |  | -1
node_8102401_200897250 |  |  | PQ | AD | 2771.281 | 8102401 | no | no |  |  | no |  |  | 1318163.453 | 15322921.194 |  | -1
node_8102401_200897251 |  |  | PQ | AD | 2771.281 | 8102401 | no | no |  |  | no |  |  | 1318383.276 | 15323017.208 |  | -1
node_8102401_200897252 |  |  | PQ | AN | 2771.281 | 8102401 | no | no |  |  | no |  |  | 1318726.969 | 15323020.753 |  | -1
node_8102401_200897253 |  |  | PQ | AD | 2771.281 | 8102401 | no | no |  |  | no |  |  | 1318959.365 | 15322980.219 |  | -1
node_8102401_200897254 |  |  | PQ | AN | 2771.281 | 8102401 | no | no |  |  | no |  |  | 1318933.415 | 15322594.882 |  | -1
node_8102401_200897255 |  |  | PQ | AD | 2771.281 | 8102401 | no | no |  |  | no |  |  | 1319176.555 | 15322974.874 |  | -1
node_8102401_200897256 |  |  | PQ | AD | 2771.281 | 8102401 | no | no |  |  | no |  |  | 1312989.926 | 15323749.293 |  | -1
node_8102401_200897257 |  |  | PQ | AD | 2771.281 | 8102401 | no | no |  |  | no |  |  | 1313320.994 | 15323754.45 |  | -1
node_8102401_200897258 |  |  | PQ | AN | 2771.281 | 8102401 | no | no |  |  | no |  |  | 1319414.204 | 15322966.419 |  | -1
node_8102401_200897259 |  |  | PQ | AD | 2771.281 | 8102401 | no | no |  |  | no |  |  | 1319646.922 | 15322815.931 |  | -1
node_8102401_200897260 |  |  | PQ | AN | 2771.281 | 8102401 | no | no |  |  | no |  |  | 1320031.233 | 15322613.549 |  | -1
node_8102401_200897261 |  |  | PQ | AN | 2771.281 | 8102401 | no | no |  |  | no |  |  | 1320344.753 | 15322463.108 |  | -1
node_8102401_200897262 |  |  | PQ | AN | 2771.281 | 8102401 | no | no |  |  | no |  |  | 1320242.166 | 15322236.748 |  | -1
node_8102401_200897263 |  |  | PQ | AN | 2771.281 | 8102401 | no | no |  |  | no |  |  | 1320647.428 | 15322320.737 |  | -1
node_8102401_200897264 |  |  | PQ | AD | 2771.281 | 8102401 | no | no |  |  | no |  |  | 1320848.294 | 15322217.731 |  | -1
node_8102401_200897265 |  |  | PQ | AD | 2771.281 | 8102401 | no | no |  |  | no |  |  | 1321037.601 | 15322145.977 |  | -1
node_8102401_200897266 |  |  | PQ | AD | 2771.281 | 8102401 | no | no |  |  | no |  |  | 1321359.699 | 15322164.64 |  | -1
node_8102401_200897267 |  |  | PQ | AN | 2771.281 | 8102401 | no | no |  |  | no |  |  | 1321606.865 | 15322167.624 |  | -1
node_8102401_200897268 |  |  | PQ | AN | 2771.281 | 8102401 | no | no |  |  | no |  |  | 1321806.326 | 15322163.029 |  | -1
node_8102401_200897269 |  |  | PQ | AN | 2771.281 | 8102401 | no | no |  |  | no |  |  | 1322193.47 | 15322172.384 |  | -1
node_8102401_200897271 |  |  | PQ | AN | 2771.281 | 8102401 | no | no |  |  | no |  |  | 1313531.499 | 15323734.266 |  | -1
node_8102401_200897273 |  |  | PQ | AD | 2771.281 | 8102401 | no | no |  |  | no |  |  | 1313742.924 | 15323672.339 |  | -1
node_8102401_200897274 |  |  | PQ | AN | 2771.281 | 8102401 | no | no |  |  | no |  |  | 1322680.107 | 15322174.064 |  | -1
node_8102401_200897276 |  |  | PQ | AN | 2771.281 | 8102401 | no | no |  |  | no |  |  | 1322987.14 | 15322166.942 |  | -1
node_8102401_200897278 |  |  | PQ | AN | 2771.281 | 8102401 | no | no |  |  | no |  |  | 1323324.566 | 15321945.936 |  | -1
node_8102401_200897280 |  |  | PQ | AN | 2771.281 | 8102401 | no | no |  |  | no |  |  | 1323612.586 | 15321747.092 |  | -1
node_8102401_200897281 |  |  | PQ | AN | 2771.281 | 8102401 | no | no |  |  | no |  |  | 1323925.819 | 15321677.883 |  | -1
node_8102401_200897283 |  |  | PQ | AN | 2771.281 | 8102401 | no | no |  |  | no |  |  | 1324192.641 | 15321554.829 |  | -1
node_8102401_200897284 |  |  | PQ | AN | 2771.281 | 8102401 | no | no |  |  | no |  |  | 1324510.695 | 15321443.66 |  | -1
node_8102401_200897285 |  |  | PQ | AN | 2771.281 | 8102401 | no | no |  |  | no |  |  | 1324866.206 | 15321333.334 |  | -1
node_8102401_200897286 |  |  | PQ | AD | 2771.281 | 8102401 | no | no |  |  | no |  |  | 1325107.29 | 15321152.751 |  | -1
node_8102401_200897287 |  |  | PQ | AN | 2771.281 | 8102401 | no | no |  |  | no |  |  | 1325294.273 | 15321050.635 |  | -1
node_8102401_200897289 |  |  | PQ | AD | 2771.281 | 8102401 | no | no |  |  | no |  |  | 1314018.179 | 15323590.604 |  | -1
node_8102401_200897290 |  |  | PQ | AD | 2771.281 | 8102401 | no | no |  |  | no |  |  | 1314231.442 | 15323525.178 |  | -1
node_8102401_200897291 |  |  | PQ | AD | 2771.281 | 8102401 | no | no |  |  | no |  |  | 1314428.061 | 15323456.423 |  | -1
node_8102401_200897292 |  |  | PQ | AD | 2771.281 | 8102401 | no | no |  |  | no |  |  | 1314719.652 | 15323382.285 |  | -1
node_8102401_200897293 |  |  | PQ | AD | 2771.281 | 8102401 | no | no |  |  | no |  |  | 1314998.312 | 15323621.478 |  | -1
node_8102401_200897294 |  |  | PQ | AD | 2771.281 | 8102401 | no | no |  |  | no |  |  | 1315284.975 | 15323869.733 |  | -1
node_8102401_200897295 |  |  | PQ | AN | 2771.281 | 8102401 | no | no |  |  | no |  |  | 1315022.631 | 15323179.478 |  | -1
node_8102401_200897296 |  |  | PQ | AD | 2771.281 | 8102401 | no | no |  |  | no |  |  | 1315223.7 | 15323064.9 |  | -1
node_8102401_200897297 |  |  | PQ | AD | 2771.281 | 8102401 | no | no |  |  | no |  |  | 1315470.855 | 15322863.436 |  | -1
node_8102401_200897298 |  |  | PQ | AD | 2771.281 | 8102401 | no | no |  |  | no |  |  | 1315636.936 | 15322729.454 |  | -1
node_8102401_200897337 |  |  | PQ | ABCN | 2771.281 | 8102401 | no | no |  |  | no |  |  | 1302729.296 | 15320968.068 |  | -1
node_8102401_200897338 |  |  | PQ | ABCD | 2771.281 | 8102401 | no | no |  |  | no |  |  | 1303044.418 | 15321160.865 |  | -1
node_8102401_200897339 |  |  | PQ | ABCD | 2771.281 | 8102401 | no | no |  |  | no |  |  | 1303120.713 | 15321205.743 |  | -1
node_8102401_200897340 |  |  | PQ | ABCN | 2771.281 | 8102401 | no | no |  |  | no |  |  | 1303306.09 | 15321276.057 |  | -1
node_8102401_200897341 |  |  | PQ | ABCD | 2771.281 | 8102401 | no | no |  |  | no |  |  | 1303449.481 | 15321336.917 |  | -1
node_8102401_200897342 |  |  | PQ | ABCD | 2771.281 | 8102401 | no | no |  |  | no |  |  | 1303650.898 | 15321409.813 |  | -1
node_8102401_200897343 |  |  | PQ | ABCD | 2771.281 | 8102401 | no | no |  |  | no |  |  | 1303839.651 | 15321484.03 |  | -1
node_8102401_200897344 |  |  | PQ | ABCD | 2771.281 | 8102401 | no | no |  |  | no |  |  | 1304026.703 | 15321547.575 |  | -1
node_8102401_200897345 |  |  | PQ | ABCD | 2771.281 | 8102401 | no | no |  |  | no |  |  | 1304222.857 | 15321636.37 |  | -1
node_8102401_200897346 |  |  | PQ | ABCD | 2771.281 | 8102401 | no | no |  |  | no |  |  | 1304443.977 | 15321717.847 |  | -1
node_8102401_200897347 |  |  | PQ | ABCD | 2771.281 | 8102401 | no | no |  |  | no |  |  | 1304647.59 | 15321839.826 |  | -1
node_8102401_200897348 |  |  | PQ | ABCD | 2771.281 | 8102401 | no | no |  |  | no |  |  | 1304856.247 | 15321956.256 |  | -1
node_8102401_200897349 |  |  | PQ | ABCD | 2771.281 | 8102401 | no | no |  |  | no |  |  | 1305009.208 | 15322036.783 |  | -1
node_8102401_200897350 |  |  | PQ | ABCD | 2771.281 | 8102401 | no | no |  |  | no |  |  | 1305143.031 | 15322113.895 |  | -1
node_8102401_200897351 |  |  | PQ | ABCD | 2771.281 | 8102401 | no | no |  |  | no |  |  | 1305329.373 | 15322219.927 |  | -1
node_8102401_200897352 |  |  | PQ | ABCD | 2771.281 | 8102401 | no | no |  |  | no |  |  | 1305506.244 | 15322317.873 |  | -1
node_8102401_200897353 |  |  | PQ | ABCD | 2771.281 | 8102401 | no | no |  |  | no |  |  | 1305695.479 | 15322422.163 |  | -1
node_8102401_200897354 |  |  | PQ | ABCD | 2771.281 | 8102401 | no | no |  |  | no |  |  | 1305882.18 | 15322525.876 |  | -1
node_8102401_200897355 |  |  | PQ | ABCD | 2771.281 | 8102401 | no | no |  |  | no |  |  | 1306070.328 | 15322454.5 |  | -1
node_8102401_200897356 |  |  | PQ | ABCD | 2771.281 | 8102401 | no | no |  |  | no |  |  | 1306269.259 | 15322368.138 |  | -1
node_8102401_200897357 |  |  | PQ | ABCD | 2771.281 | 8102401 | no | no |  |  | no |  |  | 1306486.081 | 15322280.738 |  | -1
node_8102401_200897358 |  |  | PQ | ABCD | 2771.281 | 8102401 | no | no |  |  | no |  |  | 1306643.958 | 15322210.952 |  | -1
node_8102401_200897359 |  |  | PQ | ABCD | 2771.281 | 8102401 | no | no |  |  | no |  |  | 1306807.373 | 15322154.953 |  | -1
node_8102401_200897360 |  |  | PQ | ABCD | 2771.281 | 8102401 | no | no |  |  | no |  |  | 1307013.172 | 15322075.127 |  | -1
node_8102401_200897361 |  |  | PQ | ABCD | 2771.281 | 8102401 | no | no |  |  | no |  |  | 1307213.977 | 15321986.462 |  | -1
node_8102401_200897362 |  |  | PQ | ABCD | 2771.281 | 8102401 | no | no |  |  | no |  |  | 1307412.253 | 15321908.679 |  | -1
node_8102401_200897363 |  |  | PQ | ABCD | 2771.281 | 8102401 | no | no |  |  | no |  |  | 1307593.021 | 15321837.855 |  | -1
node_8102401_200897364 |  |  | PQ | ABCD | 2771.281 | 8102401 | no | no |  |  | no |  |  | 1307748.019 | 15321777.027 |  | -1
node_8102401_200897365 |  |  | PQ | ABCD | 2771.281 | 8102401 | no | no |  |  | no |  |  | 1307867.756 | 15321733.765 |  | -1
node_8102401_200897366 |  |  | PQ | ABCD | 2771.281 | 8102401 | no | no |  |  | no |  |  | 1308174.292 | 15321612.066 |  | -1
node_8102401_200897367 |  |  | PQ | ABCD | 2771.281 | 8102401 | no | no |  |  | no |  |  | 1308386.234 | 15321524.823 |  | -1
node_8102401_200897368 |  |  | PQ | ABCD | 2771.281 | 8102401 | no | no |  |  | no |  |  | 1308552.851 | 15321457.042 |  | -1
node_8102401_200897369 |  |  | PQ | ABCD | 2771.281 | 8102401 | no | no |  |  | no |  |  | 1308582.817 | 15321195.032 |  | -1
node_8102401_200897370 |  |  | PQ | ABCD | 2771.281 | 8102401 | no | no |  |  | no |  |  | 1308582.452 | 15321338.868 |  | -1
node_8102401_200897371 |  |  | PQ | ABCD | 2771.281 | 8102401 | no | no |  |  | no |  |  | 1308586.88 | 15321456.012 |  | -1
node_8102401_200897372 |  |  | PQ | ABCD | 2771.281 | 8102401 | no | no |  |  | no |  |  | 1310995.791 | 15323044.718 |  | -1
node_8102401_200897373 |  |  | PQ | ABCD | 2771.281 | 8102401 | no | no |  |  | no |  |  | 1311206.094 | 15323192.34 |  | -1
node_8102401_200897374 |  |  | PQ | ABCD | 2771.281 | 8102401 | no | no |  |  | no |  |  | 1311400.422 | 15323329.751 |  | -1
node_8102401_200897375 |  |  | PQ | ABCN | 2771.281 | 8102401 | no | no |  |  | no |  |  | 1311634.776 | 15323442.131 |  | -1
node_8102401_200897376 |  |  | PQ | ABCD | 2771.281 | 8102401 | no | no |  |  | no |  |  | 1311797.43 | 15323582.425 |  | -1
node_8102401_200897377 |  |  | PQ | ABCD | 2771.281 | 8102401 | no | no |  |  | no |  |  | 1311958.474 | 15323588.322 |  | -1
node_8102401_200897378 |  |  | PQ | ABCD | 2771.281 | 8102401 | no | no |  |  | no |  |  | 1312098.74 | 15323591.692 |  | -1
node_8102401_200897379 |  |  | PQ | ABCD | 2771.281 | 8102401 | no | no |  |  | no |  |  | 1312206.786 | 15323587.648 |  | -1
node_8102401_200897380 |  |  | PQ | AN | 2771.281 | 8102401 | no | no |  |  | no |  |  | 1304360.682 | 15321023.686 |  | -1
node_8102401_200897381 |  |  | PQ | AD | 2771.281 | 8102401 | no | no |  |  | no |  |  | 1301637.829 | 15320615.252 |  | -1
node_8102401_200897382 |  |  | PQ | AD | 2771.281 | 8102401 | no | no |  |  | no |  |  | 1301805.464 | 15320671.727 |  | -1
node_8102401_200897383 |  |  | PQ | AD | 2771.281 | 8102401 | no | no |  |  | no |  |  | 1301965.401 | 15320708.677 |  | -1
node_8102401_200897384 |  |  | PQ | AD | 2771.281 | 8102401 | no | no |  |  | no |  |  | 1302133.649 | 15320791.25 |  | -1
node_8102401_200897385 |  |  | PQ | AD | 2771.281 | 8102401 | no | no |  |  | no |  |  | 1302359.719 | 15320855.765 |  | -1
node_8102401_200897387 |  |  | PQ | AN | 2771.281 | 8102401 | no | no |  |  | no |  |  | 1303487.839 | 15321133.519 |  | -1
node_8102401_200897388 |  |  | PQ | AD | 2771.281 | 8102401 | no | no |  |  | no |  |  | 1304384.354 | 15321315.057 |  | -1
node_8102401_200897391 |  |  | PQ | AN | 2771.281 | 8102401 | no | no |  |  | no |  |  | 1306543.508 | 15321965.665 |  | -1
node_8102401_200897393 |  |  | PQ | AD | 2771.281 | 8102401 | no | no |  |  | no |  |  | 1306446.93 | 15321862.327 |  | -1
node_8102401_200897394 |  |  | PQ | AN | 2771.281 | 8102401 | no | no |  |  | no |  |  | 1306199.911 | 15321624.213 |  | -1
node_8102401_200897395 |  |  | PQ | AN | 2771.281 | 8102401 | no | no |  |  | no |  |  | 1317115.379 | 15314970.301 |  | -1
node_8102401_200897398 |  |  | PQ | AN | 2771.281 | 8102401 | no | no |  |  | no |  |  | 1319039.856 | 15314766.618 |  | -1
node_8102401_200897399 |  |  | PQ | AN | 2771.281 | 8102401 | no | no |  |  | no |  |  | 1319109.489 | 15314948.771 |  | -1
node_8102401_200897402 |  |  | PQ | AD | 2771.281 | 8102401 | no | no |  |  | no |  |  | 1317390.182 | 15314887.866 |  | -1
node_8102401_200897403 |  |  | PQ | AD | 2771.281 | 8102401 | no | no |  |  | no |  |  | 1317610.344 | 15314694.163 |  | -1
node_8102401_200897404 |  |  | PQ | AN | 2771.281 | 8102401 | no | no |  |  | no |  |  | 1317681.788 | 15314422.655 |  | -1
node_8102401_200897406 |  |  | PQ | AD | 2771.281 | 8102401 | no | no |  |  | no |  |  | 1317926.48 | 15314359.99 |  | -1
node_8102401_200897407 |  |  | PQ | AN | 2771.281 | 8102401 | no | no |  |  | no |  |  | 1318195.004 | 15314391.543 |  | -1
node_8102401_200897408 |  |  | PQ | AN | 2771.281 | 8102401 | no | no |  |  | no |  |  | 1318233.547 | 15314293.396 |  | -1
node_8102401_200897409 |  |  | PQ | AD | 2771.281 | 8102401 | no | no |  |  | no |  |  | 1318459.472 | 15314451.128 |  | -1
node_8102401_200897410 |  |  | PQ | AD | 2771.281 | 8102401 | no | no |  |  | no |  |  | 1318752.804 | 15314502.526 |  | -1
node_8102401_200897411 |  |  | PQ | AN | 2771.281 | 8102401 | no | no |  |  | no |  |  | 1318982.969 | 15314601.62 |  | -1
node_8102401_200897414 |  |  | PQ | ABCD | 2771.281 | 8102401 | no | no |  |  | no |  |  | 1310937.48 | 15322754.001 |  | -1
node_8102401_200897415 |  |  | PQ | AN | 2771.281 | 8102401 | no | no |  |  | no |  |  | 1309114.155 | 15323644.282 |  | -1
node_8102401_200897416 |  |  | PQ | AN | 2771.281 | 8102401 | no | no |  |  | no |  |  | 1308746.232 | 15323601.066 |  | -1
node_8102401_200897417 |  |  | PQ | ABCD | 2771.281 | 8102401 | no | no |  |  | no |  |  | 1310801.783 | 15322878.778 |  | -1
node_8102401_200897419 |  |  | PQ | ABCN | 2771.281 | 8102401 | no | no |  |  | no |  |  | 1310749.394 | 15322943.88 |  | -1
node_8102401_200897421 |  |  | PQ | ABCD | 2771.281 | 8102401 | no | no |  |  | no |  |  | 1310525.514 | 15323079.327 |  | -1
node_8102401_200897422 |  |  | PQ | ABCD | 2771.281 | 8102401 | no | no |  |  | no |  |  | 1310253.595 | 15323222.715 |  | -1
node_8102401_200897423 |  |  | PQ | ABCD | 2771.281 | 8102401 | no | no |  |  | no |  |  | 1310102.04 | 15323301.211 |  | -1
node_8102401_200897425 |  |  | PQ | AN | 2771.281 | 8102401 | no | no |  |  | no |  |  | 1309828.368 | 15323393.944 |  | -1
node_8102401_200897426 |  |  | PQ | AD | 2771.281 | 8102401 | no | no |  |  | no |  |  | 1309460.442 | 15323529.255 |  | -1
node_8102401_200897427 |  |  | PQ | AD | 2771.281 | 8102401 | no | no |  |  | no |  |  | 1309309.016 | 15323573.429 |  | -1
node_8102401_200897428 |  |  | PQ | AD | 2771.281 | 8102401 | no | no |  |  | no |  |  | 1306978.251 | 15322363.61 |  | -1
node_8102401_200897429 |  |  | PQ | AD | 2771.281 | 8102401 | no | no |  |  | no |  |  | 1307144.619 | 15322572.373 |  | -1
node_8102401_200897430 |  |  | PQ | AN | 2771.281 | 8102401 | no | no |  |  | no |  |  | 1307210.554 | 15322688.302 |  | -1
node_8102401_200897431 |  |  | PQ | AD | 2771.281 | 8102401 | no | no |  |  | no |  |  | 1307353.573 | 15322911.554 |  | -1
node_8102401_200897432 |  |  | PQ | AN | 2771.281 | 8102401 | no | no |  |  | no |  |  | 1307554.099 | 15323227.249 |  | -1
node_8102401_200897433 |  |  | PQ | AN | 2771.281 | 8102401 | no | no |  |  | no |  |  | 1307748.411 | 15323332.222 |  | -1
node_8102401_200897434 |  |  | PQ | AD | 2771.281 | 8102401 | no | no |  |  | no |  |  | 1305264.118 | 15321875.086 |  | -1
node_8102401_200897435 |  |  | PQ | AN | 2771.281 | 8102401 | no | no |  |  | no |  |  | 1305412.961 | 15321587.959 |  | -1
node_8102401_200897436 |  |  | PQ | AD | 2771.281 | 8102401 | no | no |  |  | no |  |  | 1305226.519 | 15321455.356 |  | -1
node_8102401_200897437 |  |  | PQ | AN | 2771.281 | 8102401 | no | no |  |  | no |  |  | 1304870.706 | 15321266.108 |  | -1
node_8102401_200897438 |  |  | PQ | AN | 2771.281 | 8102401 | no | no |  |  | no |  |  | 1309394.38 | 15321112.78 |  | -1
node_8102401_200897441 |  |  | PQ | AN | 2771.281 | 8102401 | no | no |  |  | no |  |  | 1310721.938 | 15319279.335 |  | -1
node_8102401_200897442 |  |  | PQ | AD | 2771.281 | 8102401 | no | no |  |  | no |  |  | 1309496.463 | 15320855.107 |  | -1
node_8102401_200897444 |  |  | PQ | AN | 2771.281 | 8102401 | no | no |  |  | no |  |  | 1309605.958 | 15320589.971 |  | -1
node_8102401_200897446 |  |  | PQ | AN | 2771.281 | 8102401 | no | no |  |  | no |  |  | 1309697.244 | 15320376.348 |  | -1
node_8102401_200897447 |  |  | PQ | AN | 2771.281 | 8102401 | no | no |  |  | no |  |  | 1309943.907 | 15320150.968 |  | -1
node_8102401_200897448 |  |  | PQ | AD | 2771.281 | 8102401 | no | no |  |  | no |  |  | 1309907.171 | 15320111.542 |  | -1
node_8102401_200897449 |  |  | PQ | AN | 2771.281 | 8102401 | no | no |  |  | no |  |  | 1309631.796 | 15320029.115 |  | -1
node_8102401_200897450 |  |  | PQ | AD | 2771.281 | 8102401 | no | no |  |  | no |  |  | 1310044.391 | 15319950.296 |  | -1
node_8102401_200897451 |  |  | PQ | AD | 2771.281 | 8102401 | no | no |  |  | no |  |  | 1310108.72 | 15319824.127 |  | -1
node_8102401_200897452 |  |  | PQ | AD | 2771.281 | 8102401 | no | no |  |  | no |  |  | 1310187.038 | 15319645.576 |  | -1
node_8102401_200897453 |  |  | PQ | AN | 2771.281 | 8102401 | no | no |  |  | no |  |  | 1310283.752 | 15319447.024 |  | -1
node_8102401_200897454 |  |  | PQ | AD | 2771.281 | 8102401 | no | no |  |  | no |  |  | 1310500.33 | 15319354.059 |  | -1
node_8102401_200897455 |  |  | PQ | AD | 2771.281 | 8102401 | no | no |  |  | no |  |  | 1310658.938 | 15319451.827 |  | -1
node_8102401_200897456 |  |  | PQ | AN | 2771.281 | 8102401 | no | no |  |  | no |  |  | 1310615.903 | 15319794.216 |  | -1
node_8102401_200897457 |  |  | PQ | AD | 2771.281 | 8102401 | no | no |  |  | no |  |  | 1310742.37 | 15319518.336 |  | -1
node_8102401_200897458 |  |  | PQ | AD | 2771.281 | 8102401 | no | no |  |  | no |  |  | 1310887.999 | 15319621.214 |  | -1
node_8102401_200897459 |  |  | PQ | AN | 2771.281 | 8102401 | no | no |  |  | no |  |  | 1310889.914 | 15319760.842 |  | -1
node_8102401_200898031 |  |  | PQ | AD | 2771.281 | 8102401 | no | no |  |  | no |  |  | 1317879.443 | 15316829.546 |  | -1
node_8102401_200898032 |  |  | PQ | AN | 2771.281 | 8102401 | no | no |  |  | no |  |  | 1317985.89 | 15316447.998 |  | -1
node_8102401_200898034 |  |  | PQ | AN | 2771.281 | 8102401 | no | no |  |  | no |  |  | 1318173.008 | 15316224.749 |  | -1
node_8102401_200898036 |  |  | PQ | AN | 2771.281 | 8102401 | no | no |  |  | no |  |  | 1318441.271 | 15316132.511 |  | -1
node_8102401_200898038 |  |  | PQ | AD | 2771.281 | 8102401 | no | no |  |  | no |  |  | 1318496.264 | 15316186.487 |  | -1
node_8102401_200898039 |  |  | PQ | AN | 2771.281 | 8102401 | no | no |  |  | no |  |  | 1318518.704 | 15316398.813 |  | -1
node_8102401_200898570 |  |  | PQ | AD | 2771.281 | 8102401 | no | no |  |  | no |  |  | 1316706.871 | 15314901.286 |  | -1
node_8102401_200898571 |  |  | PQ | AN | 2771.281 | 8102401 | no | no |  |  | no |  |  | 1316692.494 | 15314591.703 |  | -1
node_8102401_200898572 |  |  | PQ | AD | 2771.281 | 8102401 | no | no |  |  | no |  |  | 1316665.839 | 15314296.914 |  | -1
node_8102401_200898573 |  |  | PQ | AN | 2771.281 | 8102401 | no | no |  |  | no |  |  | 1316940.37 | 15314131.143 |  | -1
node_8102401_200898683 |  |  | PQ | AD | 2771.281 | 8102401 | no | no |  |  | no |  |  | 1306425.011 | 15319919.738 |  | -1
node_8102401_200898684 |  |  | PQ | AD | 2771.281 | 8102401 | no | no |  |  | no |  |  | 1306490.109 | 15319774.52 |  | -1
node_8102401_200898685 |  |  | PQ | AD | 2771.281 | 8102401 | no | no |  |  | no |  |  | 1306219.573 | 15319562.617 |  | -1
node_8102401_200898686 |  |  | PQ | AD | 2771.281 | 8102401 | no | no |  |  | no |  |  | 1305937.596 | 15319349.55 |  | -1
node_8102401_200898687 |  |  | PQ | AD | 2771.281 | 8102401 | no | no |  |  | no |  |  | 1305713.906 | 15319195.267 |  | -1
node_8102401_200898688 |  |  | PQ | AD | 2771.281 | 8102401 | no | no |  |  | no |  |  | 1305496.878 | 15319041.026 |  | -1
node_8102401_200898689 |  |  | PQ | AD | 2771.281 | 8102401 | no | no |  |  | no |  |  | 1305250.403 | 15318873.724 |  | -1
node_8102401_200898690 |  |  | PQ | AN | 2771.281 | 8102401 | no | no |  |  | no |  |  | 1305026.65 | 15318725.577 |  | -1
node_8102401_200898691 |  |  | PQ | AN | 2771.281 | 8102401 | no | no |  |  | no |  |  | 1304863.622 | 15318609.492 |  | -1
node_8102401_200898734 |  |  | PQ | AN | 2771.281 | 8102401 | no | no |  |  | no |  |  | 1307392.862 | 15320757.589 |  | -1
node_8102401_200898735 |  |  | PQ | AN | 2771.281 | 8102401 | no | no |  |  | no |  |  | 1307266.715 | 15320641.362 |  | -1
node_8102401_200898736 |  |  | PQ | AD | 2771.281 | 8102401 | no | no |  |  | no |  |  | 1307091.029 | 15320522.83 |  | -1
node_8102401_200898737 |  |  | PQ | AD | 2771.281 | 8102401 | no | no |  |  | no |  |  | 1306985.374 | 15320449.79 |  | -1
node_8102401_200898738 |  |  | PQ | AN | 2771.281 | 8102401 | no | no |  |  | no |  |  | 1306860.041 | 15320379.446 |  | -1
node_8102401_200898739 |  |  | PQ | AD | 2771.281 | 8102401 | no | no |  |  | no |  |  | 1306727.25 | 15320417.482 |  | -1
node_8102401_200898742 |  |  | PQ | AN | 2771.281 | 8102401 | no | no |  |  | no |  |  | 1306761.355 | 15320699.341 |  | -1
node_8102401_200898743 |  |  | PQ | AD | 2771.281 | 8102401 | no | no |  |  | no |  |  | 1306940.267 | 15320741.502 |  | -1
node_8102401_200898744 |  |  | PQ | AN | 2771.281 | 8102401 | no | no |  |  | no |  |  | 1307041.517 | 15320753.386 |  | -1
node_8102401_200898747 |  |  | PQ | AN | 2771.281 | 8102401 | no | no |  |  | no |  |  | 1306818.087 | 15320933.398 |  | -1
node_8102401_200898750 |  |  | PQ | AN | 2771.281 | 8102401 | no | no |  |  | no |  |  | 1307078.444 | 15320962.627 |  | -1
node_8102401_200898753 |  |  | PQ | AD | 2771.281 | 8102401 | no | no |  |  | no |  |  | 1318417.145 | 15323061.602 |  | -1
node_8102401_200898755 |  |  | PQ | AD | 2771.281 | 8102401 | no | no |  |  | no |  |  | 1318602.099 | 15323279.555 |  | -1
node_8102401_200898756 |  |  | PQ | AD | 2771.281 | 8102401 | no | no |  |  | no |  |  | 1318762.21 | 15323454.345 |  | -1
node_8102401_200898757 |  |  | PQ | AN | 2771.281 | 8102401 | no | no |  |  | no |  |  | 1318978.171 | 15323579.606 |  | -1
node_8102401_200898758 |  |  | PQ | AN | 2771.281 | 8102401 | no | no |  |  | no |  |  | 1319097.881 | 15323771.824 |  | -1
node_8102401_200898759 |  |  | PQ | AN | 2771.281 | 8102401 | no | no |  |  | no |  |  | 1319248.187 | 15323989.584 |  | -1
node_8102401_200899148 |  |  | PQ | AN | 2771.281 | 8102401 | no | no |  |  | no |  |  | 1321375.453 | 15322256.524 |  | -1
node_8102401_200899149 |  |  | PQ | AD | 2771.281 | 8102401 | no | no |  |  | no |  |  | 1321677.195 | 15322576.278 |  | -1
node_8102401_200899150 |  |  | PQ | AD | 2771.281 | 8102401 | no | no |  |  | no |  |  | 1321712.257 | 15322794.486 |  | -1
node_8102401_200899151 |  |  | PQ | AN | 2771.281 | 8102401 | no | no |  |  | no |  |  | 1321815.137 | 15322955.795 |  | -1
node_8102401_200899153 |  |  | PQ | AN | 2771.281 | 8102401 | no | no |  |  | no |  |  | 1321918.96 | 15323295.038 |  | -1
node_8102401_200899378 |  |  | PQ | AN | 2771.281 | 8102401 | no | no |  |  | no |  |  | 1337888.281 | 15322986.257 |  | -1
node_8102401_200899380 |  |  | PQ | AN | 2771.281 | 8102401 | no | no |  |  | no |  |  | 1337772.72 | 15323141.407 |  | -1
node_8102401_200899384 |  |  | PQ | AD | 2771.281 | 8102401 | no | no |  |  | no |  |  | 1336974.772 | 15323768.754 |  | -1
node_8102401_200899385 |  |  | PQ | AN | 2771.281 | 8102401 | no | no |  |  | no |  |  | 1336813.122 | 15323887.632 |  | -1
node_8102401_200899389 |  |  | PQ | AD | 2771.281 | 8102401 | no | no |  |  | no |  |  | 1336622.864 | 15324140.549 |  | -1
node_8102401_200899390 |  |  | PQ | AN | 2771.281 | 8102401 | no | no |  |  | no |  |  | 1336812.763 | 15324245.327 |  | -1
node_8102401_200899391 |  |  | PQ | AN | 2771.281 | 8102401 | no | no |  |  | no |  |  | 1337115.415 | 15324411.604 |  | -1
node_8102401_200899392 |  |  | PQ | AD | 2771.281 | 8102401 | no | no |  |  | no |  |  | 1336419.514 | 15324375.23 |  | -1
node_8102401_200899393 |  |  | PQ | AD | 2771.281 | 8102401 | no | no |  |  | no |  |  | 1336176.603 | 15324574.303 |  | -1
node_8102401_200899394 |  |  | PQ | AN | 2771.281 | 8102401 | no | no |  |  | no |  |  | 1336008.663 | 15324462.743 |  | -1
node_8102401_200899395 |  |  | PQ | AN | 2771.281 | 8102401 | no | no |  |  | no |  |  | 1335807.928 | 15324597.338 |  | -1
node_8102401_200911598 |  |  | PQ | AN | 2771.281 | 8102401 | no | no |  |  | no |  |  | 1314448.189 | 15326343.139 |  | -1
node_8102401_200911600 |  |  | PQ | AD | 2771.281 | 8102401 | no | no |  |  | no |  |  | 1316664.338 | 15331237.794 |  | -1
node_8102401_200912219 |  |  | PQ | ABCD | 2771.281 | 8102401 | no | no |  |  | no |  |  | 1302538.139 | 15320912.364 |  | -1
node_8102401_200946873 |  |  | PQ | AN | 2771.281 | 8102401 | no | no |  |  | no |  |  | 1300566.024 | 15321747.826 |  | -1
node_8102401_200947774 |  |  | PQ | AN | 2771.281 | 8102401 | no | no |  |  | no |  |  | 1317544.904 | 15316728.412 |  | -1
node_8102401_200948255 |  |  | PQ | AN | 2771.281 | 8102401 | no | no |  |  | no |  |  | 1319525.474 | 15320020.05 |  | -1
node_8102401_200948256 |  |  | PQ | AN | 2771.281 | 8102401 | no | no |  |  | no |  |  | 1319503.986 | 15319958.903 |  | -1
node_8102401_200953158 |  |  | PQ | AN | 2771.281 | 8102401 | no | no |  |  | no |  |  | 1300014.688 | 15321900.539 |  | -1
node_8102401_200953159 |  |  | PQ | AN | 2771.281 | 8102401 | no | no |  |  | no |  |  | 1300007.731 | 15323374.373 |  | -1
node_8102401_200959716 |  |  | PQ | AN | 2771.281 | 8102401 | no | no |  |  | no |  |  | 1321228.055 | 15333736.713 |  | -1
node_8102401_200959718 |  |  | PQ | AD | 2771.281 | 8102401 | no | no |  |  | no |  |  | 1321261.919 | 15333822.041 |  | -1
node_8102401_200959719 |  |  | PQ | AN | 2771.281 | 8102401 | no | no |  |  | no |  |  | 1321192.158 | 15334047.235 |  | -1
node_8102401_200959720 |  |  | PQ | AN | 2771.281 | 8102401 | no | no |  |  | no |  |  | 1321150.439 | 15336028.151 |  | -1
node_8102401_200962503 |  |  | PQ | AN | 2771.281 | 8102401 | no | no |  |  | no |  |  | 1299915.785 | 15321987.754 |  | -1
node_8102401_200968828 |  |  | PQ | AN | 2771.281 | 8102401 | no | no |  |  | no |  |  | 1331137.381 | 15327920.417 |  | -1
node_8102401_200972815 |  |  | PQ | AN | 2771.281 | 8102401 | no | no |  |  | no |  |  | 1318215.01 | 15320260.283 |  | -1
node_8102401_200972911 |  |  | PQ | AN | 2771.281 | 8102401 | no | no |  |  | no |  |  | 1300368.608 | 15322250.567 |  | -1
node_8102401_200974216 |  |  | PQ | AD | 2771.281 | 8102401 | no | no |  |  | no |  |  | 1324320.18 | 15321497.204 |  | -1
node_8102401_200974916 |  |  | PQ | AN | 2771.281 | 8102401 | no | no |  |  | no |  |  | 1323524.663 | 15333949.698 |  | -1
node_8102401_200982936 |  |  | PQ | AD | 2771.281 | 8102401 | no | no |  |  | no |  |  | 1306559.512 | 15319504.916 |  | -1
node_8102401_200982937 |  |  | PQ | AN | 2771.281 | 8102401 | no | no |  |  | no |  |  | 1306852.852 | 15319473.492 |  | -1
node_8102401_201010073 |  |  | PQ | AN | 2771.281 | 8102401 | no | no |  |  | no |  |  | 1324279.6 | 15332823.768 |  | -1
node_8102401_201014492 |  |  | PQ | AD | 2771.281 | 8102401 | no | no |  |  | no |  |  | 1316363.813 | 15332711.622 |  | -1
node_8102401_201018091 |  |  | PQ | AN | 2771.281 | 8102401 | no | no |  |  | no |  |  | 1324560.49 | 15326915.768 |  | -1
node_8102401_201018094 |  |  | PQ | AN | 2771.281 | 8102401 | no | no |  |  | no |  |  | 1324385.217 | 15327147.767 |  | -1
node_8102401_201018659 |  |  | PQ | AD | 2771.281 | 8102401 | no | no |  |  | no |  |  | 1312969.534 | 15318384.842 |  | -1
node_8102401_201018660 |  |  | PQ | AN | 2771.281 | 8102401 | no | no |  |  | no |  |  | 1313026.59 | 15318642.042 |  | -1
node_8102401_201018719 |  |  | PQ | AN | 7199.557 | 8102401 | no | no |  |  | no |  |  | 1316528.652 | 15328597.052 |  | -1
node_8102401_201018720 |  |  | PQ | AN | 7199.557 | 8102401 | no | no |  |  | no |  |  | 1316322.473 | 15328590.938 |  | -1
node_8102401_201018827 |  |  | PQ | AN | 2771.281 | 8102401 | no | no |  |  | no |  |  | 1337220.129 | 15323593.628 |  | -1
node_8102401_201023511 |  |  | PQ | AD | 2771.281 | 8102401 | no | no |  |  | no |  |  | 1322207.643 | 15333271.425 |  | -1
node_8102401_201023512 |  |  | PQ | AD | 2771.281 | 8102401 | no | no |  |  | no |  |  | 1322446.948 | 15333252.627 |  | -1
node_8102401_201023513 |  |  | PQ | AD | 2771.281 | 8102401 | no | no |  |  | no |  |  | 1322677.133 | 15333234.791 |  | -1
node_8102401_201023514 |  |  | PQ | AD | 2771.281 | 8102401 | no | no |  |  | no |  |  | 1322905.952 | 15333211.843 |  | -1
node_8102401_201023515 |  |  | PQ | AD | 2771.281 | 8102401 | no | no |  |  | no |  |  | 1323143.501 | 15333189.015 |  | -1
node_8102401_201033859 |  |  | PQ | AD | 2771.281 | 8102401 | no | no |  |  | no |  |  | 1325338.523 | 15331090.634 |  | -1
node_8102401_201034246 |  |  | PQ | AN | 2771.281 | 8102401 | no | no |  |  | no |  |  | 1330295.203 | 15332649.955 |  | -1
node_8102401_201047209 |  |  | PQ | AN | 2771.281 | 8102401 | no | no |  |  | no |  |  | 1316806.916 | 15331200.394 |  | -1
node_8102401_201047382 |  |  | PQ | AN | 2771.281 | 8102401 | no | no |  |  | no |  |  | 1301263.215 | 15321668.692 |  | -1
node_8102401_201047383 |  |  | PQ | AD | 2771.281 | 8102401 | no | no |  |  | no |  |  | 1301161.987 | 15320827.475 |  | -1
node_8102401_201055377 |  |  | PQ | AN | 7199.557 | 8102401 | no | no |  |  | no |  |  | 1316086.467 | 15328700.036 |  | -1
node_8102401_201055595 |  |  | PQ | AN | 2771.281 | 8102401 | no | no |  |  | no |  |  | 1337482.821 | 15323396.807 |  | -1
node_8102401_201058254 |  |  | PQ | ABCN | 2771.281 | 8102401 | no | no |  |  | no |  |  | 1310175.169 | 15323510.296 |  | -1
node_8102401_201064236 |  |  | PQ | AN | 2771.281 | 8102401 | no | no |  |  | no |  |  | 1316964.825 | 15322744.232 |  | -1
node_8102401_201068690 |  |  | PQ | AD | 2771.281 | 8102401 | no | no |  |  | no |  |  | 1317862.759 | 15316726.658 |  | -1
node_8102401_201068844 |  |  | PQ | AN | 2771.281 | 8102401 | no | no |  |  | no |  |  | 1318757.304 | 15318481.482 |  | -1
node_8102401_201069883 |  |  | PQ | AN | 2771.281 | 8102401 | no | no |  |  | no |  |  | 1319663.009 | 15319942.961 |  | -1
node_8102401_310017129 |  |  | PQ | AD | 2771.281 | 8102401 | no | no |  |  | no |  |  | 1330745.915 | 15331284.145 |  | -1
node_8102401_310017130 |  |  | PQ | AN | 2771.281 | 8102401 | no | no |  |  | no |  |  | 1330989.098 | 15331345.042 |  | -1
node_8102401_311857365 |  |  | PQ | AD | 2771.281 | 8102401 | no | no |  |  | no |  |  | 1314323.37 | 15326338.091 |  | -1
node_8102401_311880904 |  |  | PQ | AN | 2771.281 | 8102401 | no | no |  |  | no |  |  | 1312985.334 | 15318444.453 |  | -1
node_8102401_311911321 |  |  | PQ | AN | 7199.557 | 8102401 | no | no |  |  | no |  |  | 1308214.589 | 15320761.348 |  | -1
node_8102401_311917074 |  |  | PQ | AN | 2771.281 | 8102401 | no | no |  |  | no |  |  | 1331398.204 | 15334432.248 |  | -1
node_8102401_311917076 |  |  | PQ | AN | 2771.281 | 8102401 | no | no |  |  | no |  |  | 1331110.095 | 15335092.614 |  | -1
node_8102401_311928271 |  |  | PQ | AN | 2771.281 | 8102401 | no | no |  |  | no |  |  | 1333709.337 | 15326631.285 |  | -1
node_8102401_311928272 |  |  | PQ | AN | 2771.281 | 8102401 | no | no |  |  | no |  |  | 1334507.03 | 15328000.127 |  | -1
node_8102401_311928273 |  |  | PQ | AD | 2771.281 | 8102401 | no | no |  |  | no |  |  | 1333790.733 | 15326781.142 |  | -1
node_8102401_311928274 |  |  | PQ | AD | 2771.281 | 8102401 | no | no |  |  | no |  |  | 1333881.951 | 15327096.371 |  | -1
node_8102401_311928275 |  |  | PQ | AD | 2771.281 | 8102401 | no | no |  |  | no |  |  | 1333906.984 | 15327282.436 |  | -1
node_8102401_311928276 |  |  | PQ | AD | 2771.281 | 8102401 | no | no |  |  | no |  |  | 1333889.598 | 15327672.797 |  | -1
node_8102401_311928277 |  |  | PQ | AD | 2771.281 | 8102401 | no | no |  |  | no |  |  | 1334120.433 | 15327821.454 |  | -1
node_8102401_311928278 |  |  | PQ | AD | 2771.281 | 8102401 | no | no |  |  | no |  |  | 1334294.524 | 15327823.481 |  | -1
node_8102401_311928279 |  |  | PQ | AD | 2771.281 | 8102401 | no | no |  |  | no |  |  | 1334498.635 | 15327804.306 |  | -1
node_8102401_312027989 |  |  | PQ | AD | 2771.281 | 8102401 | no | no |  |  | no |  |  | 1323494.268 | 15332967.51 |  | -1
node_8102401_312029798 |  |  | PQ | AN | 2771.281 | 8102401 | no | no |  |  | no |  |  | 1299898.071 | 15318929.918 |  | -1
node_8102401_312032515 |  |  | PQ | AD | 2771.281 | 8102401 | no | no |  |  | no |  |  | 1310867.043 | 15320830.673 |  | -1
node_8102401_312032516 |  |  | PQ | AN | 2771.281 | 8102401 | no | no |  |  | no |  |  | 1310817.591 | 15320754.65 |  | -1
node_8102401_312032517 |  |  | PQ | AN | 2771.281 | 8102401 | no | no |  |  | no |  |  | 1310948.871 | 15320666.948 |  | -1
node_8102401_312113558 |  |  | PQ | AN | 2771.281 | 8102401 | no | no |  |  | no |  |  | 1314196.996 | 15326624.779 |  | -1
node_8102401_312113562 |  |  | PQ | AN | 2771.281 | 8102401 | no | no |  |  | no |  |  | 1313816.859 | 15326620.395 |  | -1
node_8102401_312131736 |  |  | PQ | AN | 2771.281 | 8102401 | no | no |  |  | no |  |  | 1313451.634 | 15325160.681 |  | -1
node_8102401_312147450 |  |  | PQ | AN | 2771.281 | 8102401 | no | no |  |  | no |  |  | 1326239.364 | 15328228.676 |  | -1
node_8102401_312147453 |  |  | PQ | AN | 2771.281 | 8102401 | no | no |  |  | no |  |  | 1327357.432 | 15328775.64 |  | -1
node_220387088 |  |  | PQ | AD | 2771.281 | 8102401 | no | no |  |  | no |  |  | 1308206.457 | 15320774.115 |  | -1
node_220387712 |  |  | PQ | AD | 2771.281 | 8102401 | no | no |  |  | no |  |  | 1315609.477 | 15328559.703 |  | -1
node_220415708 |  |  | PQ | AD | 2771.281 | 8102401 | no | no |  |  | no |  |  | 1318386.934 | 15323022.557 |  | -1
node_220464980 |  |  | PQ | AN | 7199.557 | 8102401 | no | no |  |  | no |  |  | 1308208.835 | 15320770.382 |  | -1
node_220465521 |  |  | PQ | AN | 7199.557 | 8102401 | no | no |  |  | no |  |  | 1315617.937 | 15328563.576 |  | -1
node_220557274 |  |  | PQ | AD | 7199.557 | 8102401 | no | no |  |  | no |  |  | 1308211.73 | 15320765.837 |  | -1
node_311893794 |  |  | PQ | AD | 2771.281 | 8102401 | no | no |  |  | no |  |  | 1318388.639 | 15323024.76 |  | -1
node_SOURCE_8102401 |  |  | SWING | ABCN | 2771.281 | 8102401 | no | no |  |  | no |  |  | 1308531.906 | 15321227.579 |  | -1
node_intto1_8102401_200888859 |  |  | PQ | AD | 2771.281 | 8102401 | no | no |  |  | no |  |  | 1300711.053 | 15319963.117 |  | -1
node_intto1_8102401_200888870 |  |  | PQ | AD | 2771.281 | 8102401 | no | no |  |  | no |  |  | 1301131.035 | 15320668.727 |  | -1
node_intto1_8102401_200888872 |  |  | PQ | AD | 2771.281 | 8102401 | no | no |  |  | no |  |  | 1298309.702 | 15321802.999 |  | -1
node_intto1_8102401_200888910 |  |  | PQ | AD | 2771.281 | 8102401 | no | no |  |  | no |  |  | 1300876.833 | 15321708.822 |  | -1
node_intto1_8102401_200888914 |  |  | PQ | AD | 2771.281 | 8102401 | no | no |  |  | no |  |  | 1299306.529 | 15322088.987 |  | -1
node_intto1_8102401_200889710 |  |  | PQ | AD | 2771.281 | 8102401 | no | no |  |  | no |  |  | 1300911.553 | 15320420.023 |  | -1
node_intto1_8102401_200889711 |  |  | PQ | AD | 2771.281 | 8102401 | no | no |  |  | no |  |  | 1300659.8 | 15320483.153 |  | -1
node_intto1_8102401_200890009 |  |  | PQ | AD | 2771.281 | 8102401 | no | no |  |  | no |  |  | 1298399.317 | 15324236.869 |  | -1
node_intto1_8102401_200890014 |  |  | PQ | AD | 2771.281 | 8102401 | no | no |  |  | no |  |  | 1299453.232 | 15322458.056 |  | -1
node_intto1_8102401_200890477 |  |  | PQ | AD | 2771.281 | 8102401 | no | no |  |  | no |  |  | 1315078.499 | 15327923.071 |  | -1
node_intto1_8102401_200890480 |  |  | PQ | AD | 2771.281 | 8102401 | no | no |  |  | no |  |  | 1313583.631 | 15329665.959 |  | -1
node_intto1_8102401_200890653 |  |  | PQ | AD | 2771.281 | 8102401 | no | no |  |  | no |  |  | 1312819.219 | 15324275.362 |  | -1
node_intto1_8102401_200890659 |  |  | PQ | ABCD | 2771.281 | 8102401 | no | no |  |  | no |  |  | 1312399.108 | 15323805.416 |  | -1
node_intto1_8102401_200890742 |  |  | PQ | ABCD | 2771.281 | 8102401 | no | no |  |  | no |  |  | 1313125.118 | 15325474.656 |  | -1
node_intto1_8102401_200891200 |  |  | PQ | AD | 2771.281 | 8102401 | no | no |  |  | no |  |  | 1316892.913 | 15332730.091 |  | -1
node_intto1_8102401_200891224 |  |  | PQ | AD | 2771.281 | 8102401 | no | no |  |  | no |  |  | 1317981.02 | 15333439.532 |  | -1
node_intto1_8102401_200891227 |  |  | PQ | AD | 2771.281 | 8102401 | no | no |  |  | no |  |  | 1323498.597 | 15332818.258 |  | -1
node_intto1_8102401_200891253 |  |  | PQ | AD | 2771.281 | 8102401 | no | no |  |  | no |  |  | 1325571.011 | 15332210.457 |  | -1
node_intto1_8102401_200891282 |  |  | PQ | AD | 2771.281 | 8102401 | no | no |  |  | no |  |  | 1329216.818 | 15330357.203 |  | -1
node_intto1_8102401_200891301 |  |  | PQ | AD | 2771.281 | 8102401 | no | no |  |  | no |  |  | 1325560.586 | 15332687.822 |  | -1
node_intto1_8102401_200891333 |  |  | PQ | AD | 2771.281 | 8102401 | no | no |  |  | no |  |  | 1325390.111 | 15332065.875 |  | -1
node_intto1_8102401_200891338 |  |  | PQ | AD | 2771.281 | 8102401 | no | no |  |  | no |  |  | 1326004.72 | 15327629.796 |  | -1
node_intto1_8102401_200891372 |  |  | PQ | AD | 2771.281 | 8102401 | no | no |  |  | no |  |  | 1329174.201 | 15330661.725 |  | -1
node_intto1_8102401_200891714 |  |  | PQ | AD | 2771.281 | 8102401 | no | no |  |  | no |  |  | 1312692.937 | 15327853.208 |  | -1
node_intto1_8102401_200891729 |  |  | PQ | AN | 7199.557 | 8102401 | no | no |  |  | no |  |  | 1315996.729 | 15328586.754 |  | -1
node_intto1_8102401_200891760 |  |  | PQ | AD | 2771.281 | 8102401 | no | no |  |  | no |  |  | 1323656.859 | 15326471.61 |  | -1
node_intto1_8102401_200891796 |  |  | PQ | AD | 2771.281 | 8102401 | no | no |  |  | no |  |  | 1325681.218 | 15333522.12 |  | -1
node_intto1_8102401_200891893 |  |  | PQ | AD | 2771.281 | 8102401 | no | no |  |  | no |  |  | 1331830.309 | 15327905.935 |  | -1
node_intto1_8102401_200895645 |  |  | PQ | AN | 2771.281 | 8102401 | no | no |  |  | no |  |  | 1317919.619 | 15318633.694 |  | -1
node_intto1_8102401_200895646 |  |  | PQ | AN | 2771.281 | 8102401 | no | no |  |  | no |  |  | 1319690.334 | 15318650.175 |  | -1
node_intto1_8102401_200895664 |  |  | PQ | AD | 2771.281 | 8102401 | no | no |  |  | no |  |  | 1320726.214 | 15321532.228 |  | -1
node_intto1_8102401_200895700 |  |  | PQ | AD | 2771.281 | 8102401 | no | no |  |  | no |  |  | 1318803.72 | 15319580.367 |  | -1
node_intto1_8102401_200896676 |  |  | PQ | AD | 2771.281 | 8102401 | no | no |  |  | no |  |  | 1307557.579 | 15320599.994 |  | -1
node_intto1_8102401_200896685 |  |  | PQ | AD | 2771.281 | 8102401 | no | no |  |  | no |  |  | 1306886.594 | 15320292.137 |  | -1
node_intto1_8102401_200896690 |  |  | PQ | AD | 2771.281 | 8102401 | no | no |  |  | no |  |  | 1306207.003 | 15319852.031 |  | -1
node_intto1_8102401_200896792 |  |  | PQ | AD | 2771.281 | 8102401 | no | no |  |  | no |  |  | 1315702.833 | 15314664.232 |  | -1
node_intto1_8102401_200897049 |  |  | PQ | AD | 2771.281 | 8102401 | no | no |  |  | no |  |  | 1317320.792 | 15317012.979 |  | -1
node_intto1_8102401_200897235 |  |  | PQ | AD | 2771.281 | 8102401 | no | no |  |  | no |  |  | 1312571.845 | 15323709.024 |  | -1
node_intto1_8102401_200897251 |  |  | PQ | AD | 2771.281 | 8102401 | no | no |  |  | no |  |  | 1318383.276 | 15323017.208 |  | -1
node_intto1_8102401_200897252 |  |  | PQ | AD | 2771.281 | 8102401 | no | no |  |  | no |  |  | 1318726.969 | 15323020.753 |  | -1
node_intto1_8102401_200897268 |  |  | PQ | AD | 2771.281 | 8102401 | no | no |  |  | no |  |  | 1321806.326 | 15322163.029 |  | -1
node_intto1_8102401_200897359 |  |  | PQ | ABCD | 2771.281 | 8102401 | no | no |  |  | no |  |  | 1306807.373 | 15322154.953 |  | -1
node_intto1_8102401_200897395 |  |  | PQ | AD | 2771.281 | 8102401 | no | no |  |  | no |  |  | 1317115.379 | 15314970.301 |  | -1
node_intto1_8102401_200897419 |  |  | PQ | ABCD | 2771.281 | 8102401 | no | no |  |  | no |  |  | 1310749.394 | 15322943.88 |  | -1
node_intto1_8102401_200897438 |  |  | PQ | AD | 2771.281 | 8102401 | no | no |  |  | no |  |  | 1309394.38 | 15321112.78 |  | -1
node_intto1_8102401_200898570 |  |  | PQ | AD | 2771.281 | 8102401 | no | no |  |  | no |  |  | 1316706.871 | 15314901.286 |  | -1
node_intto1_8102401_200898755 |  |  | PQ | AD | 2771.281 | 8102401 | no | no |  |  | no |  |  | 1318602.099 | 15323279.555 |  | -1
node_intto1_8102401_200899148 |  |  | PQ | AD | 2771.281 | 8102401 | no | no |  |  | no |  |  | 1321375.453 | 15322256.524 |  | -1
node_intto1_8102401_200911600 |  |  | PQ | AD | 2771.281 | 8102401 | no | no |  |  | no |  |  | 1316664.338 | 15331237.794 |  | -1
node_intto1_8102401_200953159 |  |  | PQ | AN | 2771.281 | 8102401 | no | no |  |  | no |  |  | 1300007.731 | 15323374.373 |  | -1
node_intto1_8102401_200959720 |  |  | PQ | AN | 2771.281 | 8102401 | no | no |  |  | no |  |  | 1321150.439 | 15336028.151 |  | -1
node_intto1_8102401_200972911 |  |  | PQ | AN | 2771.281 | 8102401 | no | no |  |  | no |  |  | 1300368.608 | 15322250.567 |  | -1
node_intto1_8102401_200974916 |  |  | PQ | AN | 2771.281 | 8102401 | no | no |  |  | no |  |  | 1323524.663 | 15333949.698 |  | -1
node_intto1_8102401_201068690 |  |  | PQ | AD | 2771.281 | 8102401 | no | no |  |  | no |  |  | 1317862.759 | 15316726.658 |  | -1
node_intto1_8102401_311880904 |  |  | PQ | AD | 2771.281 | 8102401 | no | no |  |  | no |  |  | 1312985.334 | 15318444.453 |  | -1
node_intto1_8102401_311928271 |  |  | PQ | AD | 2771.281 | 8102401 | no | no |  |  | no |  |  | 1333709.337 | 15326631.285 |  | -1
node_intto1_8102401_312113558 |  |  | PQ | AD | 2771.281 | 8102401 | no | no |  |  | no |  |  | 1314196.996 | 15326624.779 |  | -1
node_intto1_8102401_312147453 |  |  | PQ | AN | 2771.281 | 8102401 | no | no |  |  | no |  |  | 1327357.432 | 15328775.64 |  | -1
node_intto1_220387088 |  |  | PQ | AD | 2771.281 | 8102401 | no | no |  |  | no |  |  | 1308206.457 | 15320774.115 |  | -1
node_intto1_220387712 |  |  | PQ | AD | 2771.281 | 8102401 | no | no |  |  | no |  |  | 1315609.477 | 15328559.703 |  | -1
node_intto1_220415708 |  |  | PQ | AD | 2771.281 | 8102401 | no | no |  |  | no |  |  | 1318386.934 | 15323022.557 |  | -1
node_intto1_220464980 |  |  | PQ | AD | 2771.281 | 8102401 | no | no |  |  | no |  |  | 1308208.835 | 15320770.382 |  | -1
node_intto1_220465521 |  |  | PQ | AD | 2771.281 | 8102401 | no | no |  |  | no |  |  | 1315617.937 | 15328563.576 |  | -1
node_intto1_220557274 |  |  | PQ | AD | 7199.557 | 8102401 | no | no |  |  | no |  |  | 1308211.73 | 15320765.837 |  | -1
node_intto1_311893794 |  |  | PQ | AD | 2771.281 | 8102401 | no | no |  |  | no |  |  | 1318388.639 | 15323024.76 |  | -1

## overhead_line
data_type | static
owner_type | feeder
owner | 8102401
object | overhead_line
name | groupid | phases | fr | to | length | configuration | dcircuit | selected | monitored | monitored_fields | class_monitored_fields | played | played_fields | comments | R | X | B | lim_kw
oh_line_8102401_200888859 |  | AD | node_8102401_200889770 | node_intto1_8102401_200888859 | 479.926 | bal_1P_1/0AC | 8102401 | no | no |  |  | no |  |  | 0 | 0 | 0 | 0
oh_line_8102401_200888860 |  | AD | node_8102401_200888859 | node_8102401_200888860 | 262.229 | bal_1P_2AC | 8102401 | no | no |  |  | no |  |  | 0 | 0 | 0 | 0
oh_line_8102401_200888861 |  | AD | node_8102401_200888860 | node_8102401_200888861 | 348.879 | bal_1P_2AC | 8102401 | no | no |  |  | no |  |  | 0 | 0 | 0 | 0
oh_line_8102401_200888863 |  | AD | node_8102401_200888861 | node_8102401_200888863 | 190.096 | bal_1P_2AC | 8102401 | no | no |  |  | no |  |  | 0 | 0 | 0 | 0
oh_line_8102401_200888864 |  | AD | node_8102401_200888863 | node_8102401_200888864 | 250.233 | bal_1P_2AC | 8102401 | no | no |  |  | no |  |  | 0 | 0 | 0 | 0
oh_line_8102401_200888865 |  | AD | node_8102401_200888864 | node_8102401_200888865 | 212.856 | bal_1P_2AC | 8102401 | no | no |  |  | no |  |  | 0 | 0 | 0 | 0
oh_line_8102401_200888866 |  | AD | node_8102401_200888865 | node_8102401_200888866 | 309.189 | bal_1P_2AC | 8102401 | no | no |  |  | no |  |  | 0 | 0 | 0 | 0
oh_line_8102401_200888867 |  | AD | node_8102401_200888866 | node_8102401_200888867 | 345.107 | bal_1P_2AC | 8102401 | no | no |  |  | no |  |  | 0 | 0 | 0 | 0
oh_line_8102401_200888868 |  | AD | node_8102401_200888867 | node_8102401_200888868 | 355.187 | bal_1P_1/0AC | 8102401 | no | no |  |  | no |  |  | 0 | 0 | 0 | 0
oh_line_8102401_200888869 |  | AD | node_8102401_200888868 | node_8102401_200888869 | 196.258 | bal_1P_1/0AC | 8102401 | no | no |  |  | no |  |  | 0 | 0 | 0 | 0
oh_line_8102401_200888870 |  | AD | node_8102401_200889770 | node_intto1_8102401_200888870 | 343.229 | bal_1P_1/0AC | 8102401 | no | no |  |  | no |  |  | 0 | 0 | 0 | 0
oh_line_8102401_200888872 |  | AD | node_8102401_200888917 | node_intto1_8102401_200888872 | 209.897 | bal_1P_2AC | 8102401 | no | no |  |  | no |  |  | 0 | 0 | 0 | 0
oh_line_8102401_200888873 |  | AD | node_8102401_200888872 | node_8102401_200888873 | 233.341 | bal_1P_2AC | 8102401 | no | no |  |  | no |  |  | 0 | 0 | 0 | 0
oh_line_8102401_200888874 |  | AD | node_8102401_200888873 | node_8102401_200888874 | 191.979 | bal_1P_2AC | 8102401 | no | no |  |  | no |  |  | 0 | 0 | 0 | 0
oh_line_8102401_200888875 |  | AD | node_8102401_200888874 | node_8102401_200888875 | 339.686 | bal_1P_1/0AA | 8102401 | no | no |  |  | no |  |  | 0 | 0 | 0 | 0
oh_line_8102401_200888876 |  | AD | node_8102401_200888875 | node_8102401_200888876 | 332.235 | bal_1P_1/0AA | 8102401 | no | no |  |  | no |  |  | 0 | 0 | 0 | 0
oh_line_8102401_200888877 |  | AD | node_8102401_200888874 | node_8102401_200888877 | 311.351 | bal_1P_2AC | 8102401 | no | no |  |  | no |  |  | 0 | 0 | 0 | 0
oh_line_8102401_200888878 |  | AD | node_8102401_200888872 | node_8102401_200888878 | 365.098 | bal_1P_2AC | 8102401 | no | no |  |  | no |  |  | 0 | 0 | 0 | 0
oh_line_8102401_200888879 |  | AD | node_8102401_200888878 | node_8102401_200888879 | 406.963 | bal_1P_2AC | 8102401 | no | no |  |  | no |  |  | 0 | 0 | 0 | 0
oh_line_8102401_200888883 |  | AD | node_8102401_200888879 | node_8102401_200888883 | 354.368 | bal_1P_2AC | 8102401 | no | no |  |  | no |  |  | 0 | 0 | 0 | 0
oh_line_8102401_200888884 |  | AD | node_8102401_200888883 | node_8102401_200888884 | 330.917 | bal_1P_2AC | 8102401 | no | no |  |  | no |  |  | 0 | 0 | 0 | 0
oh_line_8102401_200888885 |  | AD | node_8102401_200888884 | node_8102401_200888885 | 328.624 | bal_1P_2AC | 8102401 | no | no |  |  | no |  |  | 0 | 0 | 0 | 0
oh_line_8102401_200888886 |  | AD | node_8102401_200888885 | node_8102401_200888886 | 427.601 | bal_1P_2AC | 8102401 | no | no |  |  | no |  |  | 0 | 0 | 0 | 0
oh_line_8102401_200888887 |  | AD | node_8102401_200888886 | node_8102401_200888887 | 363.733 | bal_1P_2AC | 8102401 | no | no |  |  | no |  |  | 0 | 0 | 0 | 0
oh_line_8102401_200888888 |  | AD | node_8102401_200888887 | node_8102401_200888888 | 245.25 | bal_1P_2AC | 8102401 | no | no |  |  | no |  |  | 0 | 0 | 0 | 0
oh_line_8102401_200888889 |  | AD | node_8102401_200888888 | node_8102401_200888889 | 340.47 | bal_1P_2AC | 8102401 | no | no |  |  | no |  |  | 0 | 0 | 0 | 0
oh_line_8102401_200888890 |  | AD | node_8102401_201047383 | node_8102401_200888890 | 236.508 | bal_1P_2AC | 8102401 | no | no |  |  | no |  |  | 0 | 0 | 0 | 0
oh_line_8102401_200888891 |  | AD | node_8102401_200888889 | node_8102401_200888891 | 357.464 | bal_1P_2AC | 8102401 | no | no |  |  | no |  |  | 0 | 0 | 0 | 0
oh_line_8102401_200888892 |  | AD | node_8102401_200888891 | node_8102401_200888892 | 303.311 | bal_1P_2AC | 8102401 | no | no |  |  | no |  |  | 0 | 0 | 0 | 0
oh_line_8102401_200888893 |  | AD | node_8102401_200888892 | node_8102401_200888893 | 220.236 | bal_1P_2AC | 8102401 | no | no |  |  | no |  |  | 0 | 0 | 0 | 0
oh_line_8102401_200888895 |  | AD | node_8102401_200888893 | node_8102401_200888895 | 267.676 | bal_1P_2AC | 8102401 | no | no |  |  | no |  |  | 0 | 0 | 0 | 0
oh_line_8102401_200888896 |  | AD | node_8102401_200888895 | node_8102401_200888896 | 302.882 | bal_1P_2AC | 8102401 | no | no |  |  | no |  |  | 0 | 0 | 0 | 0
oh_line_8102401_200888897 |  | AD | node_8102401_200888896 | node_8102401_200888897 | 210.62 | bal_1P_2AC | 8102401 | no | no |  |  | no |  |  | 0 | 0 | 0 | 0
oh_line_8102401_200888898 |  | AD | node_8102401_200888896 | node_8102401_200888898 | 414.686 | bal_1P_2AC | 8102401 | no | no |  |  | no |  |  | 0 | 0 | 0 | 0
oh_line_8102401_200888899 |  | AD | node_8102401_200888898 | node_8102401_200888899 | 302.63 | bal_1P_2AC | 8102401 | no | no |  |  | no |  |  | 0 | 0 | 0 | 0
oh_line_8102401_200888900 |  | AD | node_8102401_200888899 | node_8102401_200888900 | 306.274 | bal_1P_2AC | 8102401 | no | no |  |  | no |  |  | 0 | 0 | 0 | 0
oh_line_8102401_200888901 |  | AD | node_8102401_200888900 | node_8102401_200888901 | 221.138 | bal_1P_1/0AC | 8102401 | no | no |  |  | no |  |  | 0 | 0 | 0 | 0
oh_line_8102401_200888902 |  | AD | node_8102401_200888900 | node_8102401_200888902 | 250.535 | bal_1P_2AC | 8102401 | no | no |  |  | no |  |  | 0 | 0 | 0 | 0
oh_line_8102401_200888903 |  | AD | node_8102401_200888902 | node_8102401_200888903 | 225.363 | bal_1P_2AC | 8102401 | no | no |  |  | no |  |  | 0 | 0 | 0 | 0
oh_line_8102401_200888904 |  | AD | node_8102401_200888903 | node_8102401_200888904 | 236.04 | bal_1P_2AC | 8102401 | no | no |  |  | no |  |  | 0 | 0 | 0 | 0
oh_line_8102401_200888905 |  | AD | node_8102401_200888898 | node_8102401_200888905 | 251.992 | bal_1P_1/0AC | 8102401 | no | no |  |  | no |  |  | 0 | 0 | 0 | 0
oh_line_8102401_200888908 |  | AD | node_8102401_201047382 | node_8102401_200888908 | 210.984 | bal_1P_2AC | 8102401 | no | no |  |  | no |  |  | 0 | 0 | 0 | 0
oh_line_8102401_200888909 |  | AD | node_8102401_200888908 | node_8102401_200888909 | 249.54 | bal_1P_2AC | 8102401 | no | no |  |  | no |  |  | 0 | 0 | 0 | 0
oh_line_8102401_200888910 |  | AD | node_8102401_201047382 | node_intto1_8102401_200888910 | 388.482 | bal_1P_2AC | 8102401 | no | no |  |  | no |  |  | 0 | 0 | 0 | 0
oh_line_8102401_200888912 |  | AD | node_8102401_200946873 | node_8102401_200888912 | 422.743 | bal_1P_2AC | 8102401 | no | no |  |  | no |  |  | 0 | 0 | 0 | 0
oh_line_8102401_200888914 |  | AD | node_8102401_200962503 | node_intto1_8102401_200888914 | 617.616 | bal_1P_2AC | 8102401 | no | no |  |  | no |  |  | 0 | 0 | 0 | 0
oh_line_8102401_200888915 |  | AD | node_8102401_200888914 | node_8102401_200888915 | 415.344 | bal_1P_2AC | 8102401 | no | no |  |  | no |  |  | 0 | 0 | 0 | 0
oh_line_8102401_200888916 |  | AD | node_8102401_200888914 | node_8102401_200888916 | 569.651 | bal_1P_2AC | 8102401 | no | no |  |  | no |  |  | 0 | 0 | 0 | 0
oh_line_8102401_200888917 |  | AD | node_8102401_200888916 | node_8102401_200888917 | 258.067 | bal_1P_2AC | 8102401 | no | no |  |  | no |  |  | 0 | 0 | 0 | 0
oh_line_8102401_200889710 |  | AD | node_8102401_200889770 | node_intto1_8102401_200889710 | 36.744 | bal_1P_1/0AC | 8102401 | no | no |  |  | no |  |  | 0 | 0 | 0 | 0
oh_line_8102401_200889711 |  | AD | node_8102401_200889710 | node_intto1_8102401_200889711 | 259.548 | bal_1P_2AC | 8102401 | no | no |  |  | no |  |  | 0 | 0 | 0 | 0
oh_line_8102401_200889712 |  | AD | node_8102401_200889711 | node_8102401_200889712 | 438.053 | bal_1P_2AC | 8102401 | no | no |  |  | no |  |  | 0 | 0 | 0 | 0
oh_line_8102401_200889713 |  | AD | node_8102401_200889712 | node_8102401_200889713 | 245.724 | bal_1P_1/0AA | 8102401 | no | no |  |  | no |  |  | 0 | 0 | 0 | 0
oh_line_8102401_200889714 |  | AD | node_8102401_200889713 | node_8102401_200889714 | 245.142 | bal_1P_1/0AA | 8102401 | no | no |  |  | no |  |  | 0 | 0 | 0 | 0
oh_line_8102401_200889770 |  | AD | node_8102401_200889771 | node_8102401_200889770 | 251.247 | bal_1P_1/0AC | 8102401 | no | no |  |  | no |  |  | 0 | 0 | 0 | 0
oh_line_8102401_200889771 |  | AD | node_8102401_200889772 | node_8102401_200889771 | 252.863 | bal_1P_1/0AC | 8102401 | no | no |  |  | no |  |  | 0 | 0 | 0 | 0
oh_line_8102401_200889772 |  | AD | node_8102401_200897381 | node_8102401_200889772 | 237.386 | bal_1P_1/0AC | 8102401 | no | no |  |  | no |  |  | 0 | 0 | 0 | 0
oh_line_8102401_200890009 |  | AD | node_8102401_200890012 | node_intto1_8102401_200890009 | 295.879 | bal_1P_1/0AA | 8102401 | no | no |  |  | no |  |  | 0 | 0 | 0 | 0
oh_line_8102401_200890010 |  | AD | node_8102401_200962503 | node_8102401_200890010 | 288.366 | bal_1P_1/0AC | 8102401 | no | no |  |  | no |  |  | 0 | 0 | 0 | 0
oh_line_8102401_200890011 |  | AD | node_8102401_200890020 | node_8102401_200890011 | 212.369 | bal_1P_1/0AA | 8102401 | no | no |  |  | no |  |  | 0 | 0 | 0 | 0
oh_line_8102401_200890012 |  | AD | node_8102401_200890011 | node_8102401_200890012 | 272.976 | bal_1P_1/0AA | 8102401 | no | no |  |  | no |  |  | 0 | 0 | 0 | 0
oh_line_8102401_200890013 |  | AD | node_8102401_200890010 | node_8102401_200890013 | 167.171 | bal_1P_1/0AC | 8102401 | no | no |  |  | no |  |  | 0 | 0 | 0 | 0
oh_line_8102401_200890014 |  | AD | node_8102401_200890013 | node_intto1_8102401_200890014 | 228.089 | bal_1P_1/0AA | 8102401 | no | no |  |  | no |  |  | 0 | 0 | 0 | 0
oh_line_8102401_200890015 |  | AD | node_8102401_200890014 | node_8102401_200890015 | 267.023 | bal_1P_1/0AA | 8102401 | no | no |  |  | no |  |  | 0 | 0 | 0 | 0
oh_line_8102401_200890016 |  | AD | node_8102401_200890015 | node_8102401_200890016 | 239.542 | bal_1P_1/0AA | 8102401 | no | no |  |  | no |  |  | 0 | 0 | 0 | 0
oh_line_8102401_200890017 |  | AD | node_8102401_200890016 | node_8102401_200890017 | 158.313 | bal_1P_1/0AA | 8102401 | no | no |  |  | no |  |  | 0 | 0 | 0 | 0
oh_line_8102401_200890018 |  | AD | node_8102401_200890017 | node_8102401_200890018 | 171.45 | bal_1P_1/0AA | 8102401 | no | no |  |  | no |  |  | 0 | 0 | 0 | 0
oh_line_8102401_200890019 |  | AD | node_8102401_200890018 | node_8102401_200890019 | 241.852 | bal_1P_1/0AA | 8102401 | no | no |  |  | no |  |  | 0 | 0 | 0 | 0
oh_line_8102401_200890020 |  | AD | node_8102401_200890019 | node_8102401_200890020 | 245.191 | bal_1P_1/0AA | 8102401 | no | no |  |  | no |  |  | 0 | 0 | 0 | 0
oh_line_8102401_200890475 |  | AD | node_8102401_200890476 | node_8102401_200890475 | 292.436 | bal_1P_2/0CU | 8102401 | no | no |  |  | no |  |  | 0 | 0 | 0 | 0
oh_line_8102401_200890476 |  | AD | node_8102401_200890489 | node_8102401_200890476 | 170.235 | bal_1P_2AC | 8102401 | no | no |  |  | no |  |  | 0 | 0 | 0 | 0
oh_line_8102401_200890477 |  | AD | node_8102401_200890715 | node_intto1_8102401_200890477 | 217.307 | bal_1P_2AC | 8102401 | no | no |  |  | no |  |  | 0 | 0 | 0 | 0
oh_line_8102401_200890478 |  | AD | node_8102401_200890477 | node_8102401_200890478 | 198.56 | bal_1P_2AC | 8102401 | no | no |  |  | no |  |  | 0 | 0 | 0 | 0
oh_line_8102401_200890479 |  | AD | node_8102401_200890496 | node_8102401_200890479 | 382.251 | bal_1P_1/0AC | 8102401 | no | no |  |  | no |  |  | 0 | 0 | 0 | 0
oh_line_8102401_200890480 |  | AD | node_8102401_200890479 | node_intto1_8102401_200890480 | 274.843 | bal_1P_1/0AC | 8102401 | no | no |  |  | no |  |  | 0 | 0 | 0 | 0
oh_line_8102401_200890481 |  | AD | node_8102401_200890480 | node_8102401_200890481 | 192.061 | bal_1P_1/0AC | 8102401 | no | no |  |  | no |  |  | 0 | 0 | 0 | 0
oh_line_8102401_200890482 |  | AD | node_8102401_200890481 | node_8102401_200890482 | 164.227 | bal_1P_1/0AC | 8102401 | no | no |  |  | no |  |  | 0 | 0 | 0 | 0
oh_line_8102401_200890483 |  | AD | node_8102401_200890482 | node_8102401_200890483 | 272.527 | bal_1P_1/0AC | 8102401 | no | no |  |  | no |  |  | 0 | 0 | 0 | 0
oh_line_8102401_200890484 |  | AD | node_8102401_200890483 | node_8102401_200890484 | 244.723 | bal_1P_1/0AC | 8102401 | no | no |  |  | no |  |  | 0 | 0 | 0 | 0
oh_line_8102401_200890485 |  | AD | node_8102401_200890484 | node_8102401_200890485 | 246.945 | bal_1P_1/0AC | 8102401 | no | no |  |  | no |  |  | 0 | 0 | 0 | 0
oh_line_8102401_200890486 |  | AD | node_8102401_200890485 | node_8102401_200890486 | 250.871 | bal_1P_1/0AC | 8102401 | no | no |  |  | no |  |  | 0 | 0 | 0 | 0
oh_line_8102401_200890487 |  | AD | node_8102401_200890478 | node_8102401_200890487 | 141.702 | bal_1P_2AC | 8102401 | no | no |  |  | no |  |  | 0 | 0 | 0 | 0
oh_line_8102401_200890488 |  | AD | node_8102401_200890487 | node_8102401_200890488 | 244.028 | bal_1P_2AC | 8102401 | no | no |  |  | no |  |  | 0 | 0 | 0 | 0
oh_line_8102401_200890489 |  | AD | node_8102401_200890488 | node_8102401_200890489 | 122.805 | bal_1P_2AC | 8102401 | no | no |  |  | no |  |  | 0 | 0 | 0 | 0
oh_line_8102401_200890490 |  | AD | node_8102401_200890476 | node_8102401_200890490 | 260.646 | bal_1P_2AC | 8102401 | no | no |  |  | no |  |  | 0 | 0 | 0 | 0
oh_line_8102401_200890491 |  | AD | node_8102401_200890490 | node_8102401_200890491 | 299.714 | bal_1P_2AC | 8102401 | no | no |  |  | no |  |  | 0 | 0 | 0 | 0
oh_line_8102401_200890492 |  | AD | node_8102401_200890490 | node_8102401_200890492 | 258.532 | bal_1P_2AC | 8102401 | no | no |  |  | no |  |  | 0 | 0 | 0 | 0
oh_line_8102401_200890493 |  | AD | node_8102401_200890492 | node_8102401_200890493 | 278.69 | bal_1P_2AC | 8102401 | no | no |  |  | no |  |  | 0 | 0 | 0 | 0
oh_line_8102401_200890494 |  | AD | node_8102401_200890493 | node_8102401_200890494 | 384.799 | bal_1P_1/0AC | 8102401 | no | no |  |  | no |  |  | 0 | 0 | 0 | 0
oh_line_8102401_200890495 |  | AD | node_8102401_200890494 | node_8102401_200890495 | 284.231 | bal_1P_1/0AC | 8102401 | no | no |  |  | no |  |  | 0 | 0 | 0 | 0
oh_line_8102401_200890496 |  | AD | node_8102401_200890495 | node_8102401_200890496 | 293.491 | bal_1P_1/0AC | 8102401 | no | no |  |  | no |  |  | 0 | 0 | 0 | 0
oh_line_8102401_200890648 |  | ABCD | node_8102401_200890649 | node_8102401_200890648 | 198.68 | bal_3P_477AL | 8102401 | no | no |  |  | no |  |  | 0 | 0 | 0 | 0
oh_line_8102401_200890649 |  | ABCD | node_8102401_200890650 | node_8102401_200890649 | 196.571 | bal_3P_477AL | 8102401 | no | no |  |  | no |  |  | 0 | 0 | 0 | 0
oh_line_8102401_200890650 |  | ABCD | node_8102401_200890651 | node_8102401_200890650 | 202.432 | bal_3P_477AL | 8102401 | no | no |  |  | no |  |  | 0 | 0 | 0 | 0
oh_line_8102401_200890651 |  | ABCD | node_8102401_200890656 | node_8102401_200890651 | 202.189 | bal_3P_477AL | 8102401 | no | no |  |  | no |  |  | 0 | 0 | 0 | 0
oh_line_8102401_200890652 |  | AD | node_8102401_200890651 | node_8102401_200890652 | 182.709 | bal_1P_1/0AA | 8102401 | no | no |  |  | no |  |  | 0 | 0 | 0 | 0
oh_line_8102401_200890653 |  | AD | node_8102401_200890652 | node_intto1_8102401_200890653 | 115.931 | bal_1P_1/0AA | 8102401 | no | no |  |  | no |  |  | 0 | 0 | 0 | 0
oh_line_8102401_200890654 |  | AD | node_8102401_200890653 | node_8102401_200890654 | 348.968 | bal_1P_1/0AA | 8102401 | no | no |  |  | no |  |  | 0 | 0 | 0 | 0
oh_line_8102401_200890655 |  | AD | node_8102401_200890654 | node_8102401_200890655 | 171.319 | bal_1P_1/0AA | 8102401 | no | no |  |  | no |  |  | 0 | 0 | 0 | 0
oh_line_8102401_200890656 |  | ABCD | node_8102401_200890657 | node_8102401_200890656 | 280.098 | bal_3P_477AL | 8102401 | no | no |  |  | no |  |  | 0 | 0 | 0 | 0
oh_line_8102401_200890657 |  | ABCD | node_8102401_200890659 | node_8102401_200890657 | 158.546 | bal_3P_477AL | 8102401 | no | no |  |  | no |  |  | 0 | 0 | 0 | 0
oh_line_8102401_200890659 |  | ABCD | node_8102401_200896637 | node_intto1_8102401_200890659 | 65.183 | bal_3P_477AL | 8102401 | no | no |  |  | no |  |  | 0 | 0 | 0 | 0
oh_line_8102401_200890660 |  | ABCD | node_8102401_200890661 | node_8102401_200890660 | 191.309 | bal_3P_477AL | 8102401 | no | no |  |  | no |  |  | 0 | 0 | 0 | 0
oh_line_8102401_200890661 |  | ABCD | node_8102401_200890662 | node_8102401_200890661 | 246.276 | bal_3P_477AL | 8102401 | no | no |  |  | no |  |  | 0 | 0 | 0 | 0
oh_line_8102401_200890662 |  | ABCD | node_8102401_200890663 | node_8102401_200890662 | 234.222 | bal_3P_477AL | 8102401 | no | no |  |  | no |  |  | 0 | 0 | 0 | 0
oh_line_8102401_200890663 |  | ABCD | node_8102401_200890673 | node_8102401_200890663 | 219.521 | bal_3P_477AL | 8102401 | no | no |  |  | no |  |  | 0 | 0 | 0 | 0
oh_line_8102401_200890665 |  | AD | node_8102401_200890663 | node_8102401_200890665 | 107.323 | bal_1P_1/0AC | 8102401 | no | no |  |  | no |  |  | 0 | 0 | 0 | 0
oh_line_8102401_200890666 |  | AD | node_8102401_200890665 | node_8102401_200890666 | 182 | bal_1P_1/0AC | 8102401 | no | no |  |  | no |  |  | 0 | 0 | 0 | 0
oh_line_8102401_200890673 |  | ABCD | node_8102401_200890674 | node_8102401_200890673 | 233.514 | bal_3P_477AL | 8102401 | no | no |  |  | no |  |  | 0 | 0 | 0 | 0
oh_line_8102401_200890674 |  | ABCD | node_8102401_200890676 | node_8102401_200890674 | 240.157 | bal_3P_477AL | 8102401 | no | no |  |  | no |  |  | 0 | 0 | 0 | 0
oh_line_8102401_200890676 |  | ABCD | node_8102401_200890677 | node_8102401_200890676 | 155.814 | bal_3P_477AL | 8102401 | no | no |  |  | no |  |  | 0 | 0 | 0 | 0
oh_line_8102401_200890677 |  | ABCD | node_8102401_200890678 | node_8102401_200890677 | 162.505 | bal_3P_477AL | 8102401 | no | no |  |  | no |  |  | 0 | 0 | 0 | 0
oh_line_8102401_200890678 |  | ABCD | node_8102401_200890679 | node_8102401_200890678 | 268.069 | bal_3P_477AL | 8102401 | no | no |  |  | no |  |  | 0 | 0 | 0 | 0
oh_line_8102401_200890679 |  | ABCD | node_8102401_200890681 | node_8102401_200890679 | 204.966 | bal_3P_477AL | 8102401 | no | no |  |  | no |  |  | 0 | 0 | 0 | 0
oh_line_8102401_200890681 |  | ABCD | node_8102401_200890682 | node_8102401_200890681 | 218.619 | bal_3P_477AL | 8102401 | no | no |  |  | no |  |  | 0 | 0 | 0 | 0
oh_line_8102401_200890682 |  | ABCD | node_8102401_200890683 | node_8102401_200890682 | 211.782 | bal_3P_477AL | 8102401 | no | no |  |  | no |  |  | 0 | 0 | 0 | 0
oh_line_8102401_200890683 |  | ABCD | node_8102401_200890684 | node_8102401_200890683 | 184.782 | bal_3P_477AL | 8102401 | no | no |  |  | no |  |  | 0 | 0 | 0 | 0
oh_line_8102401_200890684 |  | ABCD | node_8102401_200890685 | node_8102401_200890684 | 204.61 | bal_3P_477AL | 8102401 | no | no |  |  | no |  |  | 0 | 0 | 0 | 0
oh_line_8102401_200890685 |  | ABCD | node_8102401_200890686 | node_8102401_200890685 | 250.075 | bal_3P_477AL | 8102401 | no | no |  |  | no |  |  | 0 | 0 | 0 | 0
oh_line_8102401_200890686 |  | ABCD | node_8102401_200890687 | node_8102401_200890686 | 101.788 | bal_3P_477AL | 8102401 | no | no |  |  | no |  |  | 0 | 0 | 0 | 0
oh_line_8102401_200890687 |  | ABCD | node_8102401_200890688 | node_8102401_200890687 | 208.11 | bal_3P_477AL | 8102401 | no | no |  |  | no |  |  | 0 | 0 | 0 | 0
oh_line_8102401_200890688 |  | ABCD | node_8102401_200890690 | node_8102401_200890688 | 130.615 | bal_3P_477AL | 8102401 | no | no |  |  | no |  |  | 0 | 0 | 0 | 0
oh_line_8102401_200890690 |  | ABCD | node_8102401_200890691 | node_8102401_200890690 | 155.2 | bal_3P_477AL | 8102401 | no | no |  |  | no |  |  | 0 | 0 | 0 | 0
oh_line_8102401_200890691 |  | ABCD | node_8102401_200890692 | node_8102401_200890691 | 128.477 | bal_3P_477AL | 8102401 | no | no |  |  | no |  |  | 0 | 0 | 0 | 0
oh_line_8102401_200890692 |  | ABCD | node_8102401_200890695 | node_8102401_200890692 | 120.026 | bal_3P_477AL | 8102401 | no | no |  |  | no |  |  | 0 | 0 | 0 | 0
oh_line_8102401_200890695 |  | ABCD | node_8102401_200890696 | node_8102401_200890695 | 200.465 | bal_3P_477AL | 8102401 | no | no |  |  | no |  |  | 0 | 0 | 0 | 0
oh_line_8102401_200890696 |  | ABCD | node_8102401_200890697 | node_8102401_200890696 | 207.99 | bal_3P_477AL | 8102401 | no | no |  |  | no |  |  | 0 | 0 | 0 | 0
oh_line_8102401_200890697 |  | ABCD | node_8102401_200890698 | node_8102401_200890697 | 177.207 | bal_3P_477AL | 8102401 | no | no |  |  | no |  |  | 0 | 0 | 0 | 0
oh_line_8102401_200890698 |  | ABCD | node_8102401_200890699 | node_8102401_200890698 | 124.791 | bal_3P_477AL | 8102401 | no | no |  |  | no |  |  | 0 | 0 | 0 | 0
oh_line_8102401_200890699 |  | ABCD | node_8102401_200890700 | node_8102401_200890699 | 173.067 | bal_3P_477AL | 8102401 | no | no |  |  | no |  |  | 0 | 0 | 0 | 0
oh_line_8102401_200890700 |  | ABCD | node_8102401_200890701 | node_8102401_200890700 | 190.648 | bal_3P_477AL | 8102401 | no | no |  |  | no |  |  | 0 | 0 | 0 | 0
oh_line_8102401_200890701 |  | ABCD | node_8102401_200890703 | node_8102401_200890701 | 216.264 | bal_3P_477AL | 8102401 | no | no |  |  | no |  |  | 0 | 0 | 0 | 0
oh_line_8102401_200890703 |  | ABCD | node_8102401_200890704 | node_8102401_200890703 | 206.103 | bal_3P_477AL | 8102401 | no | no |  |  | no |  |  | 0 | 0 | 0 | 0
oh_line_8102401_200890704 |  | ABCD | node_8102401_200890705 | node_8102401_200890704 | 240.979 | bal_3P_477AL | 8102401 | no | no |  |  | no |  |  | 0 | 0 | 0 | 0
oh_line_8102401_200890705 |  | ABCD | node_8102401_200890706 | node_8102401_200890705 | 257.434 | bal_3P_477AL | 8102401 | no | no |  |  | no |  |  | 0 | 0 | 0 | 0
oh_line_8102401_200890706 |  | ABCD | node_8102401_200890710 | node_8102401_200890706 | 247.011 | bal_3P_477AL | 8102401 | no | no |  |  | no |  |  | 0 | 0 | 0 | 0
oh_line_8102401_200890710 |  | ABCD | node_8102401_200890711 | node_8102401_200890710 | 199.433 | bal_3P_477AL | 8102401 | no | no |  |  | no |  |  | 0 | 0 | 0 | 0
oh_line_8102401_200890711 |  | ABCD | node_8102401_200890712 | node_8102401_200890711 | 178.9 | bal_3P_477AL | 8102401 | no | no |  |  | no |  |  | 0 | 0 | 0 | 0
oh_line_8102401_200890712 |  | ABCD | node_8102401_200890715 | node_8102401_200890712 | 291.495 | bal_3P_477AL | 8102401 | no | no |  |  | no |  |  | 0 | 0 | 0 | 0
oh_line_8102401_200890713 |  | AD | node_8102401_200890712 | node_8102401_200890713 | 163.614 | bal_1P_1/0AC | 8102401 | no | no |  |  | no |  |  | 0 | 0 | 0 | 0
oh_line_8102401_200890715 |  | ABCD | node_8102401_200890716 | node_8102401_200890715 | 276.712 | bal_3P_477AL | 8102401 | no | no |  |  | no |  |  | 0 | 0 | 0 | 0
oh_line_8102401_200890716 |  | ABCD | node_8102401_200890719 | node_8102401_200890716 | 280.747 | bal_3P_477AL | 8102401 | no | no |  |  | no |  |  | 0 | 0 | 0 | 0
oh_line_8102401_200890719 |  | ABCD | node_8102401_200890721 | node_8102401_200890719 | 243.376 | bal_3P_477AL | 8102401 | no | no |  |  | no |  |  | 0 | 0 | 0 | 0
oh_line_8102401_200890721 |  | ABCD | node_8102401_200890722 | node_8102401_200890721 | 248.876 | bal_3P_477AL | 8102401 | no | no |  |  | no |  |  | 0 | 0 | 0 | 0
oh_line_8102401_200890722 |  | ABCD | node_8102401_200890725 | node_8102401_200890722 | 257.84 | bal_3P_477AL | 8102401 | no | no |  |  | no |  |  | 0 | 0 | 0 | 0
oh_line_8102401_200890725 |  | ABCD | node_8102401_200890726 | node_8102401_200890725 | 257.841 | bal_3P_477AL | 8102401 | no | no |  |  | no |  |  | 0 | 0 | 0 | 0
oh_line_8102401_200890726 |  | ABCD | node_8102401_200890728 | node_8102401_200890726 | 254.2 | bal_3P_477AL | 8102401 | no | no |  |  | no |  |  | 0 | 0 | 0 | 0
oh_line_8102401_200890727 |  | AD | node_8102401_200890726 | node_8102401_200890727 | 93.901 | bal_1P_477AL | 8102401 | no | no |  |  | no |  |  | 0 | 0 | 0 | 0
oh_line_8102401_200890728 |  | ABCD | node_8102401_200890730 | node_8102401_200890728 | 255.376 | bal_3P_477AL | 8102401 | no | no |  |  | no |  |  | 0 | 0 | 0 | 0
oh_line_8102401_200890730 |  | ABCD | node_8102401_200890733 | node_8102401_200890730 | 241.492 | bal_3P_477AL | 8102401 | no | no |  |  | no |  |  | 0 | 0 | 0 | 0
oh_line_8102401_200890733 |  | ABCD | node_8102401_200890735 | node_8102401_200890733 | 250.168 | bal_3P_477AL | 8102401 | no | no |  |  | no |  |  | 0 | 0 | 0 | 0
oh_line_8102401_200890735 |  | ABCD | node_8102401_200890736 | node_8102401_200890735 | 239.478 | bal_3P_477AL | 8102401 | no | no |  |  | no |  |  | 0 | 0 | 0 | 0
oh_line_8102401_200890736 |  | ABCD | node_8102401_200890741 | node_8102401_200890736 | 210.558 | bal_3P_477AL | 8102401 | no | no |  |  | no |  |  | 0 | 0 | 0 | 0
oh_line_8102401_200890741 |  | ABCD | node_8102401_200890743 | node_8102401_200890741 | 235.9 | bal_3P_477AL | 8102401 | no | no |  |  | no |  |  | 0 | 0 | 0 | 0
oh_line_8102401_200890742 |  | ABCD | node_8102401_200890741 | node_intto1_8102401_200890742 | 283.8 | bal_3P_1/0AC | 8102401 | no | no |  |  | no |  |  | 0 | 0 | 0 | 0
oh_line_8102401_200890743 |  | ABCD | node_8102401_200890744 | node_8102401_200890743 | 129.922 | bal_3P_477AL | 8102401 | no | no |  |  | no |  |  | 0 | 0 | 0 | 0
oh_line_8102401_200890744 |  | ABCD | node_8102401_200890648 | node_8102401_200890744 | 206.975 | bal_3P_477AL | 8102401 | no | no |  |  | no |  |  | 0 | 0 | 0 | 0
oh_line_8102401_200891196 |  | AD | node_8102401_200891201 | node_8102401_200891196 | 154.714 | bal_1P_2AC | 8102401 | no | no |  |  | no |  |  | 0 | 0 | 0 | 0
oh_line_8102401_200891197 |  | AD | node_8102401_200891196 | node_8102401_200891197 | 265.976 | bal_1P_1/0AA | 8102401 | no | no |  |  | no |  |  | 0 | 0 | 0 | 0
oh_line_8102401_200891198 |  | AD | node_8102401_200891197 | node_8102401_200891198 | 262.636 | bal_1P_1/0AA | 8102401 | no | no |  |  | no |  |  | 0 | 0 | 0 | 0
oh_line_8102401_200891199 |  | AD | node_8102401_200890677 | node_8102401_200891199 | 150.522 | bal_1P_2AC | 8102401 | no | no |  |  | no |  |  | 0 | 0 | 0 | 0
oh_line_8102401_200891200 |  | AD | node_8102401_200891199 | node_intto1_8102401_200891200 | 217.079 | bal_1P_2AC | 8102401 | no | no |  |  | no |  |  | 0 | 0 | 0 | 0
oh_line_8102401_200891201 |  | AD | node_8102401_200891200 | node_8102401_200891201 | 222.678 | bal_1P_2AC | 8102401 | no | no |  |  | no |  |  | 0 | 0 | 0 | 0
oh_line_8102401_200891203 |  | AD | node_8102401_201014492 | node_8102401_200891203 | 66.337 | bal_1P_2AC | 8102401 | no | no |  |  | no |  |  | 0 | 0 | 0 | 0
oh_line_8102401_200891204 |  | AD | node_8102401_200891203 | node_8102401_200891204 | 428.66 | bal_1P_2AC | 8102401 | no | no |  |  | no |  |  | 0 | 0 | 0 | 0
oh_line_8102401_200891205 |  | AD | node_8102401_200891204 | node_8102401_200891205 | 396.232 | bal_1P_2AC | 8102401 | no | no |  |  | no |  |  | 0 | 0 | 0 | 0
oh_line_8102401_200891206 |  | AD | node_8102401_200890663 | node_8102401_200891206 | 97.06 | bal_1P_4/0AC | 8102401 | no | no |  |  | no |  |  | 0 | 0 | 0 | 0
oh_line_8102401_200891207 |  | AD | node_8102401_200891300 | node_8102401_200891207 | 239.707 | bal_1P_4/0AC | 8102401 | no | no |  |  | no |  |  | 0 | 0 | 0 | 0
oh_line_8102401_200891208 |  | AD | node_8102401_200891207 | node_8102401_200891208 | 229.424 | bal_1P_4/0AC | 8102401 | no | no |  |  | no |  |  | 0 | 0 | 0 | 0
oh_line_8102401_200891209 |  | AD | node_8102401_200891208 | node_8102401_200891209 | 311.045 | bal_1P_4/0AC | 8102401 | no | no |  |  | no |  |  | 0 | 0 | 0 | 0
oh_line_8102401_200891211 |  | AD | node_8102401_200891209 | node_8102401_200891211 | 188.619 | bal_1P_4/0AC | 8102401 | no | no |  |  | no |  |  | 0 | 0 | 0 | 0
oh_line_8102401_200891212 |  | AD | node_8102401_200891211 | node_8102401_200891212 | 298.177 | bal_1P_4/0AC | 8102401 | no | no |  |  | no |  |  | 0 | 0 | 0 | 0
oh_line_8102401_200891213 |  | AD | node_8102401_200891212 | node_8102401_200891213 | 291.516 | bal_1P_4/0AC | 8102401 | no | no |  |  | no |  |  | 0 | 0 | 0 | 0
oh_line_8102401_200891214 |  | AD | node_8102401_200891209 | node_8102401_200891214 | 412.41 | bal_1P_4AC | 8102401 | no | no |  |  | no |  |  | 0 | 0 | 0 | 0
oh_line_8102401_200891216 |  | AD | node_8102401_200959716 | node_8102401_200891216 | 229.615 | bal_1P_2AC | 8102401 | no | no |  |  | no |  |  | 0 | 0 | 0 | 0
oh_line_8102401_200891217 |  | AD | node_8102401_200891216 | node_8102401_200891217 | 448.508 | bal_1P_2AC | 8102401 | no | no |  |  | no |  |  | 0 | 0 | 0 | 0
oh_line_8102401_200891224 |  | AD | node_8102401_200891206 | node_intto1_8102401_200891224 | 332.995 | bal_1P_4/0AC | 8102401 | no | no |  |  | no |  |  | 0 | 0 | 0 | 0
oh_line_8102401_200891225 |  | AD | node_8102401_201023515 | node_8102401_200891225 | 327.127 | bal_1P_2AC | 8102401 | no | no |  |  | no |  |  | 0 | 0 | 0 | 0
oh_line_8102401_200891226 |  | AD | node_8102401_200891225 | node_8102401_200891226 | 160.723 | bal_1P_2AC | 8102401 | no | no |  |  | no |  |  | 0 | 0 | 0 | 0
oh_line_8102401_200891227 |  | AD | node_8102401_312027989 | node_intto1_8102401_200891227 | 149.315 | bal_1P_2AC | 8102401 | no | no |  |  | no |  |  | 0 | 0 | 0 | 0
oh_line_8102401_200891228 |  | AD | node_8102401_200891227 | node_8102401_200891228 | 157.685 | bal_1P_4/0AC | 8102401 | no | no |  |  | no |  |  | 0 | 0 | 0 | 0
oh_line_8102401_200891229 |  | AD | node_8102401_200891228 | node_8102401_200891229 | 103.829 | bal_1P_2AC | 8102401 | no | no |  |  | no |  |  | 0 | 0 | 0 | 0
oh_line_8102401_200891230 |  | AD | node_8102401_200891228 | node_8102401_200891230 | 350.229 | bal_1P_4/0AC | 8102401 | no | no |  |  | no |  |  | 0 | 0 | 0 | 0
oh_line_8102401_200891232 |  | AD | node_8102401_200891230 | node_8102401_200891232 | 348.568 | bal_1P_4/0AC | 8102401 | no | no |  |  | no |  |  | 0 | 0 | 0 | 0
oh_line_8102401_200891234 |  | AD | node_8102401_200891227 | node_8102401_200891234 | 303.014 | bal_1P_2AC | 8102401 | no | no |  |  | no |  |  | 0 | 0 | 0 | 0
oh_line_8102401_200891235 |  | AD | node_8102401_200891234 | node_8102401_200891235 | 142.382 | bal_1P_2AC | 8102401 | no | no |  |  | no |  |  | 0 | 0 | 0 | 0
oh_line_8102401_200891236 |  | AD | node_8102401_200891234 | node_8102401_200891236 | 224.506 | bal_1P_4/0AC | 8102401 | no | no |  |  | no |  |  | 0 | 0 | 0 | 0
oh_line_8102401_200891237 |  | AD | node_8102401_200891234 | node_8102401_200891237 | 343.691 | bal_1P_4/0AC | 8102401 | no | no |  |  | no |  |  | 0 | 0 | 0 | 0
oh_line_8102401_200891239 |  | AD | node_8102401_200891237 | node_8102401_200891239 | 199.115 | bal_1P_4/0AC | 8102401 | no | no |  |  | no |  |  | 0 | 0 | 0 | 0
oh_line_8102401_200891240 |  | AD | node_8102401_200891239 | node_8102401_200891240 | 204.247 | bal_1P_4/0AC | 8102401 | no | no |  |  | no |  |  | 0 | 0 | 0 | 0
oh_line_8102401_200891241 |  | AD | node_8102401_200891240 | node_8102401_200891241 | 207.583 | bal_1P_2AC | 8102401 | no | no |  |  | no |  |  | 0 | 0 | 0 | 0
oh_line_8102401_200891242 |  | AD | node_8102401_200891240 | node_8102401_200891242 | 302.641 | bal_1P_4/0AC | 8102401 | no | no |  |  | no |  |  | 0 | 0 | 0 | 0
oh_line_8102401_200891244 |  | AD | node_8102401_200891242 | node_8102401_200891244 | 354.021 | bal_1P_4/0AC | 8102401 | no | no |  |  | no |  |  | 0 | 0 | 0 | 0
oh_line_8102401_200891245 |  | AD | node_8102401_200891244 | node_8102401_200891245 | 299.368 | bal_1P_1/0AC | 8102401 | no | no |  |  | no |  |  | 0 | 0 | 0 | 0
oh_line_8102401_200891248 |  | AD | node_8102401_200891244 | node_8102401_200891248 | 289.469 | bal_1P_1/0AC | 8102401 | no | no |  |  | no |  |  | 0 | 0 | 0 | 0
oh_line_8102401_200891249 |  | AD | node_8102401_200891248 | node_8102401_200891249 | 336.855 | bal_1P_1/0AA | 8102401 | no | no |  |  | no |  |  | 0 | 0 | 0 | 0
oh_line_8102401_200891250 |  | AD | node_8102401_200891244 | node_8102401_200891250 | 222.957 | bal_1P_4/0AC | 8102401 | no | no |  |  | no |  |  | 0 | 0 | 0 | 0
oh_line_8102401_200891251 |  | AD | node_8102401_200891224 | node_8102401_200891251 | 345.051 | bal_1P_4/0AC | 8102401 | no | no |  |  | no |  |  | 0 | 0 | 0 | 0
oh_line_8102401_200891252 |  | AD | node_8102401_200891250 | node_8102401_200891252 | 232.327 | bal_1P_4/0AC | 8102401 | no | no |  |  | no |  |  | 0 | 0 | 0 | 0
oh_line_8102401_200891253 |  | AD | node_8102401_200891252 | node_intto1_8102401_200891253 | 231.705 | bal_1P_4/0AC | 8102401 | no | no |  |  | no |  |  | 0 | 0 | 0 | 0
oh_line_8102401_200891254 |  | AD | node_8102401_200891253 | node_8102401_200891254 | 225.073 | bal_1P_4/0AC | 8102401 | no | no |  |  | no |  |  | 0 | 0 | 0 | 0
oh_line_8102401_200891255 |  | AD | node_8102401_200891254 | node_8102401_200891255 | 295.851 | bal_1P_4/0AC | 8102401 | no | no |  |  | no |  |  | 0 | 0 | 0 | 0
oh_line_8102401_200891256 |  | AD | node_8102401_200891255 | node_8102401_200891256 | 305.722 | bal_1P_4/0AC | 8102401 | no | no |  |  | no |  |  | 0 | 0 | 0 | 0
oh_line_8102401_200891257 |  | AD | node_8102401_200891256 | node_8102401_200891257 | 197.604 | bal_1P_2AC | 8102401 | no | no |  |  | no |  |  | 0 | 0 | 0 | 0
oh_line_8102401_200891258 |  | AD | node_8102401_200891257 | node_8102401_200891258 | 197.639 | bal_1P_2AC | 8102401 | no | no |  |  | no |  |  | 0 | 0 | 0 | 0
oh_line_8102401_200891259 |  | AD | node_8102401_200891258 | node_8102401_200891259 | 349.425 | bal_1P_1/0AC | 8102401 | no | no |  |  | no |  |  | 0 | 0 | 0 | 0
oh_line_8102401_200891260 |  | AD | node_8102401_200891259 | node_8102401_200891260 | 259.864 | bal_1P_1/0AC | 8102401 | no | no |  |  | no |  |  | 0 | 0 | 0 | 0
oh_line_8102401_200891261 |  | AD | node_8102401_200891258 | node_8102401_200891261 | 214.661 | bal_1P_2AC | 8102401 | no | no |  |  | no |  |  | 0 | 0 | 0 | 0
oh_line_8102401_200891262 |  | AD | node_8102401_200891261 | node_8102401_200891262 | 159.826 | bal_1P_2AC | 8102401 | no | no |  |  | no |  |  | 0 | 0 | 0 | 0
oh_line_8102401_200891263 |  | AD | node_8102401_200891262 | node_8102401_200891263 | 263.897 | bal_1P_2AC | 8102401 | no | no |  |  | no |  |  | 0 | 0 | 0 | 0
oh_line_8102401_200891265 |  | AD | node_8102401_200891256 | node_8102401_200891265 | 337.222 | bal_1P_1/0AC | 8102401 | no | no |  |  | no |  |  | 0 | 0 | 0 | 0
oh_line_8102401_200891266 |  | AD | node_8102401_200891256 | node_8102401_200891266 | 12.108 | bal_1P_4/0AC | 8102401 | no | no |  |  | no |  |  | 0 | 0 | 0 | 0
oh_line_8102401_200891267 |  | AD | node_8102401_200891266 | node_8102401_200891267 | 314.801 | bal_1P_4/0AC | 8102401 | no | no |  |  | no |  |  | 0 | 0 | 0 | 0
oh_line_8102401_200891268 |  | AD | node_8102401_200891267 | node_8102401_200891268 | 337.477 | bal_1P_4/0AC | 8102401 | no | no |  |  | no |  |  | 0 | 0 | 0 | 0
oh_line_8102401_200891269 |  | AD | node_8102401_200891268 | node_8102401_200891269 | 267.478 | bal_1P_4/0AC | 8102401 | no | no |  |  | no |  |  | 0 | 0 | 0 | 0
oh_line_8102401_200891270 |  | AD | node_8102401_200891269 | node_8102401_200891270 | 288.171 | bal_1P_4/0AC | 8102401 | no | no |  |  | no |  |  | 0 | 0 | 0 | 0
oh_line_8102401_200891271 |  | AD | node_8102401_200891270 | node_8102401_200891271 | 264.708 | bal_1P_4/0AC | 8102401 | no | no |  |  | no |  |  | 0 | 0 | 0 | 0
oh_line_8102401_200891272 |  | AD | node_8102401_200891251 | node_8102401_200891272 | 349.632 | bal_1P_4/0AC | 8102401 | no | no |  |  | no |  |  | 0 | 0 | 0 | 0
oh_line_8102401_200891273 |  | AD | node_8102401_200891271 | node_8102401_200891273 | 275.078 | bal_1P_4/0AC | 8102401 | no | no |  |  | no |  |  | 0 | 0 | 0 | 0
oh_line_8102401_200891274 |  | AD | node_8102401_200891273 | node_8102401_200891274 | 249.398 | bal_1P_4/0AC | 8102401 | no | no |  |  | no |  |  | 0 | 0 | 0 | 0
oh_line_8102401_200891275 |  | AD | node_8102401_200891274 | node_8102401_200891275 | 242.5 | bal_1P_4/0AC | 8102401 | no | no |  |  | no |  |  | 0 | 0 | 0 | 0
oh_line_8102401_200891276 |  | AD | node_8102401_200891275 | node_8102401_200891276 | 274.275 | bal_1P_4/0AC | 8102401 | no | no |  |  | no |  |  | 0 | 0 | 0 | 0
oh_line_8102401_200891278 |  | AD | node_8102401_200891276 | node_8102401_200891278 | 286.687 | bal_1P_4/0AC | 8102401 | no | no |  |  | no |  |  | 0 | 0 | 0 | 0
oh_line_8102401_200891280 |  | AD | node_8102401_200891278 | node_8102401_200891280 | 261.116 | bal_1P_4/0AC | 8102401 | no | no |  |  | no |  |  | 0 | 0 | 0 | 0
oh_line_8102401_200891281 |  | AD | node_8102401_200891280 | node_8102401_200891281 | 242.681 | bal_1P_4/0AC | 8102401 | no | no |  |  | no |  |  | 0 | 0 | 0 | 0
oh_line_8102401_200891282 |  | AD | node_8102401_200891281 | node_intto1_8102401_200891282 | 227.292 | bal_1P_4/0AC | 8102401 | no | no |  |  | no |  |  | 0 | 0 | 0 | 0
oh_line_8102401_200891283 |  | AD | node_8102401_200891282 | node_8102401_200891283 | 254.025 | bal_1P_4/0AC | 8102401 | no | no |  |  | no |  |  | 0 | 0 | 0 | 0
oh_line_8102401_200891284 |  | AD | node_8102401_200891283 | node_8102401_200891284 | 240.001 | bal_1P_4/0AC | 8102401 | no | no |  |  | no |  |  | 0 | 0 | 0 | 0
oh_line_8102401_200891285 |  | AD | node_8102401_200891284 | node_8102401_200891285 | 172.745 | bal_1P_1/0AA | 8102401 | no | no |  |  | no |  |  | 0 | 0 | 0 | 0
oh_line_8102401_200891286 |  | AD | node_8102401_200891272 | node_8102401_200891286 | 262.636 | bal_1P_4/0AC | 8102401 | no | no |  |  | no |  |  | 0 | 0 | 0 | 0
oh_line_8102401_200891287 |  | AD | node_8102401_200891284 | node_8102401_200891287 | 288.161 | bal_1P_4/0AC | 8102401 | no | no |  |  | no |  |  | 0 | 0 | 0 | 0
oh_line_8102401_200891288 |  | AD | node_8102401_200891287 | node_8102401_200891288 | 298.811 | bal_1P_4/0AC | 8102401 | no | no |  |  | no |  |  | 0 | 0 | 0 | 0
oh_line_8102401_200891290 |  | AD | node_8102401_200891288 | node_8102401_200891290 | 272.611 | bal_1P_2AC | 8102401 | no | no |  |  | no |  |  | 0 | 0 | 0 | 0
oh_line_8102401_200891291 |  | AD | node_8102401_200891290 | node_8102401_200891291 | 327.419 | bal_1P_2AC | 8102401 | no | no |  |  | no |  |  | 0 | 0 | 0 | 0
oh_line_8102401_200891292 |  | AD | node_8102401_200891291 | node_8102401_200891292 | 401.281 | bal_1P_2AC | 8102401 | no | no |  |  | no |  |  | 0 | 0 | 0 | 0
oh_line_8102401_200891293 |  | AD | node_8102401_200891292 | node_8102401_200891293 | 280.451 | bal_1P_2AC | 8102401 | no | no |  |  | no |  |  | 0 | 0 | 0 | 0
oh_line_8102401_200891294 |  | AD | node_8102401_200891293 | node_8102401_200891294 | 282.17 | bal_1P_2AC | 8102401 | no | no |  |  | no |  |  | 0 | 0 | 0 | 0
oh_line_8102401_200891295 |  | AD | node_8102401_200891294 | node_8102401_200891295 | 275.786 | bal_1P_2AC | 8102401 | no | no |  |  | no |  |  | 0 | 0 | 0 | 0
oh_line_8102401_200891296 |  | AD | node_8102401_200891295 | node_8102401_200891296 | 203.442 | bal_1P_1/0AC | 8102401 | no | no |  |  | no |  |  | 0 | 0 | 0 | 0
oh_line_8102401_200891297 |  | AD | node_8102401_200891286 | node_8102401_200891297 | 261.353 | bal_1P_4/0AC | 8102401 | no | no |  |  | no |  |  | 0 | 0 | 0 | 0
oh_line_8102401_200891298 |  | AD | node_8102401_200891297 | node_8102401_200891298 | 345.211 | bal_1P_4/0AC | 8102401 | no | no |  |  | no |  |  | 0 | 0 | 0 | 0
oh_line_8102401_200891299 |  | AD | node_8102401_200891298 | node_8102401_200891299 | 244.765 | bal_1P_4/0AC | 8102401 | no | no |  |  | no |  |  | 0 | 0 | 0 | 0
oh_line_8102401_200891300 |  | AD | node_8102401_200891299 | node_8102401_200891300 | 238.29 | bal_1P_4/0AC | 8102401 | no | no |  |  | no |  |  | 0 | 0 | 0 | 0
oh_line_8102401_200891301 |  | AD | node_8102401_200891252 | node_intto1_8102401_200891301 | 329.831 | bal_1P_2AC | 8102401 | no | no |  |  | no |  |  | 0 | 0 | 0 | 0
oh_line_8102401_200891302 |  | AD | node_8102401_200891331 | node_8102401_200891302 | 339.936 | bal_1P_1/0AA | 8102401 | no | no |  |  | no |  |  | 0 | 0 | 0 | 0
oh_line_8102401_200891303 |  | AD | node_8102401_200891302 | node_8102401_200891303 | 363.083 | bal_1P_1/0AA | 8102401 | no | no |  |  | no |  |  | 0 | 0 | 0 | 0
oh_line_8102401_200891306 |  | AD | node_8102401_200891303 | node_8102401_200891306 | 206.396 | bal_1P_1/0AA | 8102401 | no | no |  |  | no |  |  | 0 | 0 | 0 | 0
oh_line_8102401_200891307 |  | AD | node_8102401_200891306 | node_8102401_200891307 | 211.597 | bal_1P_1/0AA | 8102401 | no | no |  |  | no |  |  | 0 | 0 | 0 | 0
oh_line_8102401_200891308 |  | AD | node_8102401_200891307 | node_8102401_200891308 | 217.662 | bal_1P_1/0AA | 8102401 | no | no |  |  | no |  |  | 0 | 0 | 0 | 0
oh_line_8102401_200891309 |  | AD | node_8102401_200891307 | node_8102401_200891309 | 205.677 | bal_1P_1/0AA | 8102401 | no | no |  |  | no |  |  | 0 | 0 | 0 | 0
oh_line_8102401_200891310 |  | AD | node_8102401_200891309 | node_8102401_200891310 | 217.338 | bal_1P_1/0AA | 8102401 | no | no |  |  | no |  |  | 0 | 0 | 0 | 0
oh_line_8102401_200891312 |  | AD | node_8102401_200891310 | node_8102401_200891312 | 206.79 | bal_1P_1/0AA | 8102401 | no | no |  |  | no |  |  | 0 | 0 | 0 | 0
oh_line_8102401_200891314 |  | AD | node_8102401_200891312 | node_8102401_200891314 | 238.478 | bal_1P_1/0AA | 8102401 | no | no |  |  | no |  |  | 0 | 0 | 0 | 0
oh_line_8102401_200891316 |  | AD | node_8102401_200891301 | node_8102401_200891316 | 279.011 | bal_1P_2AC | 8102401 | no | no |  |  | no |  |  | 0 | 0 | 0 | 0
oh_line_8102401_200891317 |  | AD | node_8102401_200891316 | node_8102401_200891317 | 388.271 | bal_1P_2AC | 8102401 | no | no |  |  | no |  |  | 0 | 0 | 0 | 0
oh_line_8102401_200891318 |  | AD | node_8102401_200891317 | node_8102401_200891318 | 243.659 | bal_1P_1/0AC | 8102401 | no | no |  |  | no |  |  | 0 | 0 | 0 | 0
oh_line_8102401_200891320 |  | AD | node_8102401_200891317 | node_8102401_200891320 | 188.366 | bal_1P_1/0AC | 8102401 | no | no |  |  | no |  |  | 0 | 0 | 0 | 0
oh_line_8102401_200891322 |  | AD | node_8102401_200891320 | node_8102401_200891322 | 306.013 | bal_1P_1/0AC | 8102401 | no | no |  |  | no |  |  | 0 | 0 | 0 | 0
oh_line_8102401_200891324 |  | AD | node_8102401_200891322 | node_8102401_200891324 | 331.689 | bal_1P_1/0AC | 8102401 | no | no |  |  | no |  |  | 0 | 0 | 0 | 0
oh_line_8102401_200891325 |  | AD | node_8102401_200891324 | node_8102401_200891325 | 202.604 | bal_1P_1/0AC | 8102401 | no | no |  |  | no |  |  | 0 | 0 | 0 | 0
oh_line_8102401_200891327 |  | AD | node_8102401_200891325 | node_8102401_200891327 | 213.718 | bal_1P_1/0AC | 8102401 | no | no |  |  | no |  |  | 0 | 0 | 0 | 0
oh_line_8102401_200891328 |  | AD | node_8102401_200891324 | node_8102401_200891328 | 194.336 | bal_1P_1/0AC | 8102401 | no | no |  |  | no |  |  | 0 | 0 | 0 | 0
oh_line_8102401_200891329 |  | AD | node_8102401_200891328 | node_8102401_200891329 | 226.42 | bal_1P_1/0AA | 8102401 | no | no |  |  | no |  |  | 0 | 0 | 0 | 0
oh_line_8102401_200891331 |  | AD | node_8102401_200891329 | node_8102401_200891331 | 189.299 | bal_1P_1/0AA | 8102401 | no | no |  |  | no |  |  | 0 | 0 | 0 | 0
oh_line_8102401_200891333 |  | AD | node_8102401_200891252 | node_intto1_8102401_200891333 | 324.052 | bal_1P_2AC | 8102401 | no | no |  |  | no |  |  | 0 | 0 | 0 | 0
oh_line_8102401_200891335 |  | AD | node_8102401_200891333 | node_8102401_200891335 | 317.462 | bal_1P_2AC | 8102401 | no | no |  |  | no |  |  | 0 | 0 | 0 | 0
oh_line_8102401_200891337 |  | AD | node_8102401_200891335 | node_8102401_200891337 | 256.149 | bal_1P_2AC | 8102401 | no | no |  |  | no |  |  | 0 | 0 | 0 | 0
oh_line_8102401_200891338 |  | AD | node_8102401_200891364 | node_intto1_8102401_200891338 | 309.313 | bal_1P_2AC | 8102401 | no | no |  |  | no |  |  | 0 | 0 | 0 | 0
oh_line_8102401_200891339 |  | AD | node_8102401_200891338 | node_8102401_200891339 | 165.781 | bal_1P_1/0AA | 8102401 | no | no |  |  | no |  |  | 0 | 0 | 0 | 0
oh_line_8102401_200891340 |  | AD | node_8102401_200891338 | node_8102401_200891340 | 436.65 | bal_1P_2AC | 8102401 | no | no |  |  | no |  |  | 0 | 0 | 0 | 0
oh_line_8102401_200891341 |  | AD | node_8102401_200891340 | node_8102401_200891341 | 398.891 | bal_1P_2AC | 8102401 | no | no |  |  | no |  |  | 0 | 0 | 0 | 0
oh_line_8102401_200891342 |  | AD | node_8102401_200891341 | node_8102401_200891342 | 163.703 | bal_1P_1/0AA | 8102401 | no | no |  |  | no |  |  | 0 | 0 | 0 | 0
oh_line_8102401_200891343 |  | AD | node_8102401_200891341 | node_8102401_200891343 | 362.821 | bal_1P_2AC | 8102401 | no | no |  |  | no |  |  | 0 | 0 | 0 | 0
oh_line_8102401_200891346 |  | AD | node_8102401_201018091 | node_8102401_200891346 | 420.116 | bal_1P_2AC | 8102401 | no | no |  |  | no |  |  | 0 | 0 | 0 | 0
oh_line_8102401_200891347 |  | AD | node_8102401_200891346 | node_8102401_200891347 | 378.136 | bal_1P_2AC | 8102401 | no | no |  |  | no |  |  | 0 | 0 | 0 | 0
oh_line_8102401_200891349 |  | AD | node_8102401_200891347 | node_8102401_200891349 | 308.03 | bal_1P_2AC | 8102401 | no | no |  |  | no |  |  | 0 | 0 | 0 | 0
oh_line_8102401_200891350 |  | AD | node_8102401_200891349 | node_8102401_200891350 | 336.749 | bal_1P_2AC | 8102401 | no | no |  |  | no |  |  | 0 | 0 | 0 | 0
oh_line_8102401_200891351 |  | AD | node_8102401_200891350 | node_8102401_200891351 | 179.929 | bal_1P_2AC | 8102401 | no | no |  |  | no |  |  | 0 | 0 | 0 | 0
oh_line_8102401_200891352 |  | AD | node_8102401_200891351 | node_8102401_200891352 | 493.506 | bal_1P_2AC | 8102401 | no | no |  |  | no |  |  | 0 | 0 | 0 | 0
oh_line_8102401_200891353 |  | AD | node_8102401_200891337 | node_8102401_200891353 | 282.692 | bal_1P_2AC | 8102401 | no | no |  |  | no |  |  | 0 | 0 | 0 | 0
oh_line_8102401_200891354 |  | AD | node_8102401_200891352 | node_8102401_200891354 | 249.776 | bal_1P_2AC | 8102401 | no | no |  |  | no |  |  | 0 | 0 | 0 | 0
oh_line_8102401_200891355 |  | AD | node_8102401_201033859 | node_8102401_200891355 | 373.724 | bal_1P_2AC | 8102401 | no | no |  |  | no |  |  | 0 | 0 | 0 | 0
oh_line_8102401_200891356 |  | AD | node_8102401_200891355 | node_8102401_200891356 | 432.677 | bal_1P_2AC | 8102401 | no | no |  |  | no |  |  | 0 | 0 | 0 | 0
oh_line_8102401_200891357 |  | AD | node_8102401_200891356 | node_8102401_200891357 | 316.425 | bal_1P_2AC | 8102401 | no | no |  |  | no |  |  | 0 | 0 | 0 | 0
oh_line_8102401_200891358 |  | AD | node_8102401_200891357 | node_8102401_200891358 | 327.417 | bal_1P_2AC | 8102401 | no | no |  |  | no |  |  | 0 | 0 | 0 | 0
oh_line_8102401_200891359 |  | AD | node_8102401_200891358 | node_8102401_200891359 | 521.575 | bal_1P_2AC | 8102401 | no | no |  |  | no |  |  | 0 | 0 | 0 | 0
oh_line_8102401_200891360 |  | AD | node_8102401_200891359 | node_8102401_200891360 | 379.194 | bal_1P_2AC | 8102401 | no | no |  |  | no |  |  | 0 | 0 | 0 | 0
oh_line_8102401_200891361 |  | AD | node_8102401_200891360 | node_8102401_200891361 | 346.057 | bal_1P_2AC | 8102401 | no | no |  |  | no |  |  | 0 | 0 | 0 | 0
oh_line_8102401_200891363 |  | AD | node_8102401_200891361 | node_8102401_200891363 | 328.437 | bal_1P_2AC | 8102401 | no | no |  |  | no |  |  | 0 | 0 | 0 | 0
oh_line_8102401_200891364 |  | AD | node_8102401_200891363 | node_8102401_200891364 | 469.908 | bal_1P_2AC | 8102401 | no | no |  |  | no |  |  | 0 | 0 | 0 | 0
oh_line_8102401_200891365 |  | AD | node_8102401_200891364 | node_8102401_200891365 | 211.41 | bal_1P_2AC | 8102401 | no | no |  |  | no |  |  | 0 | 0 | 0 | 0
oh_line_8102401_200891366 |  | AD | node_8102401_200891365 | node_8102401_200891366 | 328.179 | bal_1P_2AC | 8102401 | no | no |  |  | no |  |  | 0 | 0 | 0 | 0
oh_line_8102401_200891367 |  | AD | node_8102401_200891366 | node_8102401_200891367 | 189.667 | bal_1P_2AC | 8102401 | no | no |  |  | no |  |  | 0 | 0 | 0 | 0
oh_line_8102401_200891368 |  | AD | node_8102401_200891364 | node_8102401_200891368 | 151.447 | bal_1P_1/0AA | 8102401 | no | no |  |  | no |  |  | 0 | 0 | 0 | 0
oh_line_8102401_200891369 |  | AD | node_8102401_200891364 | node_8102401_200891369 | 170.64 | bal_1P_1/0AA | 8102401 | no | no |  |  | no |  |  | 0 | 0 | 0 | 0
oh_line_8102401_200891372 |  | AD | node_8102401_200891281 | node_intto1_8102401_200891372 | 117.427 | bal_1P_2AC | 8102401 | no | no |  |  | no |  |  | 0 | 0 | 0 | 0
oh_line_8102401_200891373 |  | AD | node_8102401_200891372 | node_8102401_200891373 | 283.266 | bal_1P_2AC | 8102401 | no | no |  |  | no |  |  | 0 | 0 | 0 | 0
oh_line_8102401_200891374 |  | AD | node_8102401_200891373 | node_8102401_200891374 | 479.527 | bal_1P_2AC | 8102401 | no | no |  |  | no |  |  | 0 | 0 | 0 | 0
oh_line_8102401_200891375 |  | AD | node_8102401_200891374 | node_8102401_200891375 | 424.401 | bal_1P_2AC | 8102401 | no | no |  |  | no |  |  | 0 | 0 | 0 | 0
oh_line_8102401_200891376 |  | AD | node_8102401_200891373 | node_8102401_200891376 | 776.283 | bal_1P_2AC | 8102401 | no | no |  |  | no |  |  | 0 | 0 | 0 | 0
oh_line_8102401_200891377 |  | AD | node_8102401_200891376 | node_8102401_200891377 | 416.155 | bal_1P_2AC | 8102401 | no | no |  |  | no |  |  | 0 | 0 | 0 | 0
oh_line_8102401_200891378 |  | AD | node_8102401_200891377 | node_8102401_200891378 | 522.815 | bal_1P_2AC | 8102401 | no | no |  |  | no |  |  | 0 | 0 | 0 | 0
oh_line_8102401_200891379 |  | AD | node_8102401_201034246 | node_8102401_200891379 | 200.717 | bal_1P_2AC | 8102401 | no | no |  |  | no |  |  | 0 | 0 | 0 | 0
oh_line_8102401_200891380 |  | AD | node_8102401_200891379 | node_8102401_200891380 | 409.008 | bal_1P_2AC | 8102401 | no | no |  |  | no |  |  | 0 | 0 | 0 | 0
oh_line_8102401_200891381 |  | AD | node_8102401_200891380 | node_8102401_200891381 | 379.157 | bal_1P_2AC | 8102401 | no | no |  |  | no |  |  | 0 | 0 | 0 | 0
oh_line_8102401_200891382 |  | AD | node_8102401_200891381 | node_8102401_200891382 | 455.814 | bal_1P_2AC | 8102401 | no | no |  |  | no |  |  | 0 | 0 | 0 | 0
oh_line_8102401_200891383 |  | AD | node_8102401_200891382 | node_8102401_200891383 | 510.065 | bal_1P_2AC | 8102401 | no | no |  |  | no |  |  | 0 | 0 | 0 | 0
oh_line_8102401_200891385 |  | AD | node_8102401_200897294 | node_8102401_200891385 | 277.357 | bal_1P_1/0AA | 8102401 | no | no |  |  | no |  |  | 0 | 0 | 0 | 0
oh_line_8102401_200891654 |  | AD | node_8102401_200891684 | node_8102401_200891654 | 199.596 | bal_1P_2AC | 8102401 | no | no |  |  | no |  |  | 0 | 0 | 0 | 0
oh_line_8102401_200891656 |  | AD | node_8102401_200891654 | node_8102401_200891656 | 211.958 | bal_1P_2AC | 8102401 | no | no |  |  | no |  |  | 0 | 0 | 0 | 0
oh_line_8102401_200891657 |  | AD | node_8102401_200891656 | node_8102401_200891657 | 256.818 | bal_1P_1/0AC | 8102401 | no | no |  |  | no |  |  | 0 | 0 | 0 | 0
oh_line_8102401_200891658 |  | AD | node_8102401_200891656 | node_8102401_200891658 | 218.607 | bal_1P_2AC | 8102401 | no | no |  |  | no |  |  | 0 | 0 | 0 | 0
oh_line_8102401_200891660 |  | AD | node_8102401_200891658 | node_8102401_200891660 | 196.943 | bal_1P_2AC | 8102401 | no | no |  |  | no |  |  | 0 | 0 | 0 | 0
oh_line_8102401_200891663 |  | AD | node_8102401_200891660 | node_8102401_200891663 | 310.971 | bal_1P_2AC | 8102401 | no | no |  |  | no |  |  | 0 | 0 | 0 | 0
oh_line_8102401_200891664 |  | AD | node_8102401_200891663 | node_8102401_200891664 | 124.168 | bal_1P_2AC | 8102401 | no | no |  |  | no |  |  | 0 | 0 | 0 | 0
oh_line_8102401_200891665 |  | AD | node_8102401_200891664 | node_8102401_200891665 | 261.154 | bal_1P_2AC | 8102401 | no | no |  |  | no |  |  | 0 | 0 | 0 | 0
oh_line_8102401_200891666 |  | AD | node_8102401_200891665 | node_8102401_200891666 | 179.891 | bal_1P_1/0AC | 8102401 | no | no |  |  | no |  |  | 0 | 0 | 0 | 0
oh_line_8102401_200891668 |  | AD | node_8102401_200891666 | node_8102401_200891668 | 302.342 | bal_1P_1/0AC | 8102401 | no | no |  |  | no |  |  | 0 | 0 | 0 | 0
oh_line_8102401_200891670 |  | AD | node_8102401_200891668 | node_8102401_200891670 | 304.351 | bal_1P_1/0AC | 8102401 | no | no |  |  | no |  |  | 0 | 0 | 0 | 0
oh_line_8102401_200891671 |  | AD | node_8102401_200891670 | node_8102401_200891671 | 302.164 | bal_1P_1/0AC | 8102401 | no | no |  |  | no |  |  | 0 | 0 | 0 | 0
oh_line_8102401_200891672 |  | AD | node_8102401_200891671 | node_8102401_200891672 | 261.771 | bal_1P_1/0AC | 8102401 | no | no |  |  | no |  |  | 0 | 0 | 0 | 0
oh_line_8102401_200891673 |  | AD | node_8102401_200891672 | node_8102401_200891673 | 262.573 | bal_1P_1/0AC | 8102401 | no | no |  |  | no |  |  | 0 | 0 | 0 | 0
oh_line_8102401_200891674 |  | AD | node_8102401_200891673 | node_8102401_200891674 | 283.917 | bal_1P_1/0AC | 8102401 | no | no |  |  | no |  |  | 0 | 0 | 0 | 0
oh_line_8102401_200891675 |  | AD | node_8102401_200891674 | node_8102401_200891675 | 255.389 | bal_1P_1/0AC | 8102401 | no | no |  |  | no |  |  | 0 | 0 | 0 | 0
oh_line_8102401_200891676 |  | AD | node_8102401_200891675 | node_8102401_200891676 | 282.333 | bal_1P_1/0AC | 8102401 | no | no |  |  | no |  |  | 0 | 0 | 0 | 0
oh_line_8102401_200891677 |  | AD | node_8102401_200891676 | node_8102401_200891677 | 239.333 | bal_1P_1/0AA | 8102401 | no | no |  |  | no |  |  | 0 | 0 | 0 | 0
oh_line_8102401_200891678 |  | AD | node_8102401_200891677 | node_8102401_200891678 | 187.984 | bal_1P_1/0AA | 8102401 | no | no |  |  | no |  |  | 0 | 0 | 0 | 0
oh_line_8102401_200891679 |  | AD | node_8102401_200891678 | node_8102401_200891679 | 334.194 | bal_1P_1/0AA | 8102401 | no | no |  |  | no |  |  | 0 | 0 | 0 | 0
oh_line_8102401_200891680 |  | AD | node_8102401_200891679 | node_8102401_200891680 | 323.645 | bal_1P_1/0AA | 8102401 | no | no |  |  | no |  |  | 0 | 0 | 0 | 0
oh_line_8102401_200891681 |  | AD | node_8102401_200891680 | node_8102401_200891681 | 292.705 | bal_1P_1/0AA | 8102401 | no | no |  |  | no |  |  | 0 | 0 | 0 | 0
oh_line_8102401_200891682 |  | AD | node_8102401_200891681 | node_8102401_200891682 | 291.374 | bal_1P_1/0AA | 8102401 | no | no |  |  | no |  |  | 0 | 0 | 0 | 0
oh_line_8102401_200891683 |  | AD | node_8102401_200898759 | node_8102401_200891683 | 304.326 | bal_1P_2AC | 8102401 | no | no |  |  | no |  |  | 0 | 0 | 0 | 0
oh_line_8102401_200891684 |  | AD | node_8102401_200891683 | node_8102401_200891684 | 243.352 | bal_1P_2AC | 8102401 | no | no |  |  | no |  |  | 0 | 0 | 0 | 0
oh_line_8102401_200891710 |  | AD | node_8102401_200890493 | node_8102401_200891710 | 338.534 | bal_1P_2AC | 8102401 | no | no |  |  | no |  |  | 0 | 0 | 0 | 0
oh_line_8102401_200891711 |  | AD | node_8102401_200891710 | node_8102401_200891711 | 236.158 | bal_1P_2AC | 8102401 | no | no |  |  | no |  |  | 0 | 0 | 0 | 0
oh_line_8102401_200891713 |  | AD | node_8102401_200891711 | node_8102401_200891713 | 103.663 | bal_1P_2AC | 8102401 | no | no |  |  | no |  |  | 0 | 0 | 0 | 0
oh_line_8102401_200891714 |  | AD | node_8102401_200891713 | node_intto1_8102401_200891714 | 353.843 | bal_1P_1/0AC | 8102401 | no | no |  |  | no |  |  | 0 | 0 | 0 | 0
oh_line_8102401_200891715 |  | AD | node_8102401_200891714 | node_8102401_200891715 | 189.951 | bal_1P_1/0AC | 8102401 | no | no |  |  | no |  |  | 0 | 0 | 0 | 0
oh_line_8102401_200891716 |  | AD | node_8102401_200891715 | node_8102401_200891716 | 329.159 | bal_1P_1/0AC | 8102401 | no | no |  |  | no |  |  | 0 | 0 | 0 | 0
oh_line_8102401_200891717 |  | AD | node_8102401_200891716 | node_8102401_200891717 | 340.068 | bal_1P_1/0AC | 8102401 | no | no |  |  | no |  |  | 0 | 0 | 0 | 0
oh_line_8102401_200891718 |  | AD | node_8102401_200891717 | node_8102401_200891718 | 224.49 | bal_1P_1/0AC | 8102401 | no | no |  |  | no |  |  | 0 | 0 | 0 | 0
oh_line_8102401_200891727-1 |  | AD | node_220465521 | node_8102401_200891727 | 10.066 | bal_1P_1/0AC | 8102401 | no | no |  |  | no |  |  | 0 | 0 | 0 | 0
oh_line_8102401_200891727-2 |  | AD | node_220387712 | node_intto1_220465521 | 9.304 | bal_1P_1/0AC | 8102401 | no | no |  |  | no |  |  | 0 | 0 | 0 | 0
oh_line_8102401_200891727-3 |  | AD | node_8102401_200890706 | node_intto1_220387712 | 75.708 | bal_1P_1/0AC | 8102401 | no | no |  |  | no |  |  | 0 | 0 | 0 | 0
oh_line_8102401_200891728 |  | AN | node_8102401_200891727 | node_8102401_200891728 | 180.901 | bal_1P_1/0AC_1/0AC(N) | 8102401 | no | no |  |  | no |  |  | 0 | 0 | 0 | 0
oh_line_8102401_200891729 |  | AN | node_8102401_200891728 | node_intto1_8102401_200891729 | 190.385 | bal_1P_1/0AC_1/0AC(N) | 8102401 | no | no |  |  | no |  |  | 0 | 0 | 0 | 0
oh_line_8102401_200891760 |  | AD | node_8102401_200891347 | node_intto1_8102401_200891760 | 310.213 | bal_1P_1/0AA | 8102401 | no | no |  |  | no |  |  | 0 | 0 | 0 | 0
oh_line_8102401_200891761 |  | AD | node_8102401_200891760 | node_8102401_200891761 | 310.745 | bal_1P_1/0AA | 8102401 | no | no |  |  | no |  |  | 0 | 0 | 0 | 0
oh_line_8102401_200891762 |  | AD | node_8102401_200891761 | node_8102401_200891762 | 315.143 | bal_1P_1/0AA | 8102401 | no | no |  |  | no |  |  | 0 | 0 | 0 | 0
oh_line_8102401_200891763 |  | AD | node_8102401_200891762 | node_8102401_200891763 | 305.276 | bal_1P_1/0AA | 8102401 | no | no |  |  | no |  |  | 0 | 0 | 0 | 0
oh_line_8102401_200891764 |  | AD | node_8102401_200891763 | node_8102401_200891764 | 291.668 | bal_1P_1/0AA | 8102401 | no | no |  |  | no |  |  | 0 | 0 | 0 | 0
oh_line_8102401_200891795 |  | AD | node_8102401_200891317 | node_8102401_200891795 | 56.315 | bal_1P_1/0AA | 8102401 | no | no |  |  | no |  |  | 0 | 0 | 0 | 0
oh_line_8102401_200891796 |  | AD | node_8102401_200891795 | node_intto1_8102401_200891796 | 213.718 | bal_1P_1/0AA | 8102401 | no | no |  |  | no |  |  | 0 | 0 | 0 | 0
oh_line_8102401_200891797 |  | AD | node_8102401_200891796 | node_8102401_200891797 | 306.456 | bal_1P_1/0AA | 8102401 | no | no |  |  | no |  |  | 0 | 0 | 0 | 0
oh_line_8102401_200891798 |  | AD | node_8102401_200891797 | node_8102401_200891798 | 239.509 | bal_1P_1/0AA | 8102401 | no | no |  |  | no |  |  | 0 | 0 | 0 | 0
oh_line_8102401_200891800 |  | AD | node_8102401_200891798 | node_8102401_200891800 | 435.3 | bal_1P_1/0AA | 8102401 | no | no |  |  | no |  |  | 0 | 0 | 0 | 0
oh_line_8102401_200891801 |  | AD | node_8102401_200891797 | node_8102401_200891801 | 281.815 | bal_1P_1/0AA | 8102401 | no | no |  |  | no |  |  | 0 | 0 | 0 | 0
oh_line_8102401_200891802 |  | AD | node_8102401_200891801 | node_8102401_200891802 | 287.575 | bal_1P_1/0AA | 8102401 | no | no |  |  | no |  |  | 0 | 0 | 0 | 0
oh_line_8102401_200891803 |  | AD | node_8102401_200891802 | node_8102401_200891803 | 280.696 | bal_1P_1/0AA | 8102401 | no | no |  |  | no |  |  | 0 | 0 | 0 | 0
oh_line_8102401_200891804 |  | AD | node_8102401_200891803 | node_8102401_200891804 | 51.814 | bal_1P_1/0AA | 8102401 | no | no |  |  | no |  |  | 0 | 0 | 0 | 0
oh_line_8102401_200891805 |  | AD | node_8102401_200891804 | node_8102401_200891805 | 202.984 | bal_1P_1/0AA | 8102401 | no | no |  |  | no |  |  | 0 | 0 | 0 | 0
oh_line_8102401_200891806 |  | AD | node_8102401_200891805 | node_8102401_200891806 | 200.119 | bal_1P_1/0AA | 8102401 | no | no |  |  | no |  |  | 0 | 0 | 0 | 0
oh_line_8102401_200891807 |  | AD | node_8102401_200891803 | node_8102401_200891807 | 312.047 | bal_1P_1/0AA | 8102401 | no | no |  |  | no |  |  | 0 | 0 | 0 | 0
oh_line_8102401_200891808 |  | AD | node_8102401_200891807 | node_8102401_200891808 | 310.545 | bal_1P_1/0AA | 8102401 | no | no |  |  | no |  |  | 0 | 0 | 0 | 0
oh_line_8102401_200891809 |  | AD | node_8102401_200891808 | node_8102401_200891809 | 94.445 | bal_1P_1/0AA | 8102401 | no | no |  |  | no |  |  | 0 | 0 | 0 | 0
oh_line_8102401_200891810 |  | AD | node_8102401_200891809 | node_8102401_200891810 | 304.182 | bal_1P_1/0AA | 8102401 | no | no |  |  | no |  |  | 0 | 0 | 0 | 0
oh_line_8102401_200891812 |  | AD | node_8102401_200891808 | node_8102401_200891812 | 318.171 | bal_1P_1/0AA | 8102401 | no | no |  |  | no |  |  | 0 | 0 | 0 | 0
oh_line_8102401_200891855 |  | AD | node_8102401_200891808 | node_8102401_200891855 | 55.308 | bal_1P_1/0AA | 8102401 | no | no |  |  | no |  |  | 0 | 0 | 0 | 0
oh_line_8102401_200891856 |  | AD | node_8102401_200891855 | node_8102401_200891856 | 296.322 | bal_1P_1/0AA | 8102401 | no | no |  |  | no |  |  | 0 | 0 | 0 | 0
oh_line_8102401_200891858 |  | AD | node_8102401_200891856 | node_8102401_200891858 | 314.794 | bal_1P_1/0AA | 8102401 | no | no |  |  | no |  |  | 0 | 0 | 0 | 0
oh_line_8102401_200891860 |  | AD | node_8102401_200891861 | node_8102401_200891860 | 181.293 | bal_1P_4/0AC | 8102401 | no | no |  |  | no |  |  | 0 | 0 | 0 | 0
oh_line_8102401_200891861 |  | AD | node_8102401_200891863 | node_8102401_200891861 | 226.582 | bal_1P_4/0AC | 8102401 | no | no |  |  | no |  |  | 0 | 0 | 0 | 0
oh_line_8102401_200891863 |  | AD | node_8102401_200891865 | node_8102401_200891863 | 124.862 | bal_1P_4/0AC | 8102401 | no | no |  |  | no |  |  | 0 | 0 | 0 | 0
oh_line_8102401_200891865 |  | AD | node_8102401_200891866 | node_8102401_200891865 | 249.182 | bal_1P_4/0AC | 8102401 | no | no |  |  | no |  |  | 0 | 0 | 0 | 0
oh_line_8102401_200891866 |  | AD | node_8102401_200891870 | node_8102401_200891866 | 124.599 | bal_1P_4/0AC | 8102401 | no | no |  |  | no |  |  | 0 | 0 | 0 | 0
oh_line_8102401_200891870 |  | AD | node_8102401_200891871 | node_8102401_200891870 | 250.995 | bal_1P_4/0AC | 8102401 | no | no |  |  | no |  |  | 0 | 0 | 0 | 0
oh_line_8102401_200891871 |  | AD | node_8102401_200891873 | node_8102401_200891871 | 256.312 | bal_1P_4/0AC | 8102401 | no | no |  |  | no |  |  | 0 | 0 | 0 | 0
oh_line_8102401_200891873 |  | AD | node_8102401_200891875 | node_8102401_200891873 | 318.486 | bal_1P_4/0AC | 8102401 | no | no |  |  | no |  |  | 0 | 0 | 0 | 0
oh_line_8102401_200891875 |  | AD | node_8102401_200891877 | node_8102401_200891875 | 152.823 | bal_1P_4/0AC | 8102401 | no | no |  |  | no |  |  | 0 | 0 | 0 | 0
oh_line_8102401_200891877 |  | AD | node_8102401_200891878 | node_8102401_200891877 | 271.89 | bal_1P_4/0AC | 8102401 | no | no |  |  | no |  |  | 0 | 0 | 0 | 0
oh_line_8102401_200891878 |  | AD | node_8102401_200891879 | node_8102401_200891878 | 258.899 | bal_1P_4/0AC | 8102401 | no | no |  |  | no |  |  | 0 | 0 | 0 | 0
oh_line_8102401_200891879 |  | AD | node_8102401_200891880 | node_8102401_200891879 | 268.431 | bal_1P_4/0AC | 8102401 | no | no |  |  | no |  |  | 0 | 0 | 0 | 0
oh_line_8102401_200891880 |  | AD | node_8102401_200891883 | node_8102401_200891880 | 282.052 | bal_1P_4/0AC | 8102401 | no | no |  |  | no |  |  | 0 | 0 | 0 | 0
oh_line_8102401_200891883 |  | AD | node_8102401_200891884 | node_8102401_200891883 | 291.245 | bal_1P_4/0AC | 8102401 | no | no |  |  | no |  |  | 0 | 0 | 0 | 0
oh_line_8102401_200891884 |  | AD | node_8102401_200891885 | node_8102401_200891884 | 278.756 | bal_1P_4/0AC | 8102401 | no | no |  |  | no |  |  | 0 | 0 | 0 | 0
oh_line_8102401_200891885-1 |  | AD | node_1332960_061_15326938_605 | node_8102401_200891885 | 19.255 | bal_1P_4/0AC | 8102401 | no | no |  |  | no |  |  | 0 | 0 | 0 | 0
oh_line_8102401_200891885-2 |  | AD | node_8102401_200891886 | node_1332960_061_15326938_605 | 255.721 | bal_1P_4/0AC | 8102401 | no | no |  |  | no |  |  | 0 | 0 | 0 | 0
oh_line_8102401_200891886 |  | AD | node_8102401_200891888 | node_8102401_200891886 | 247.256 | bal_1P_4/0AC | 8102401 | no | no |  |  | no |  |  | 0 | 0 | 0 | 0
oh_line_8102401_200891888 |  | AD | node_8102401_200891889 | node_8102401_200891888 | 260.96 | bal_1P_4/0AC | 8102401 | no | no |  |  | no |  |  | 0 | 0 | 0 | 0
oh_line_8102401_200891889 |  | AD | node_8102401_200891891 | node_8102401_200891889 | 332.215 | bal_1P_4/0AC | 8102401 | no | no |  |  | no |  |  | 0 | 0 | 0 | 0
oh_line_8102401_200891891 |  | AD | node_8102401_200891892 | node_8102401_200891891 | 252.046 | bal_1P_4/0AC | 8102401 | no | no |  |  | no |  |  | 0 | 0 | 0 | 0
oh_line_8102401_200891892 |  | AD | node_8102401_200891893 | node_8102401_200891892 | 197.489 | bal_1P_4/0AC | 8102401 | no | no |  |  | no |  |  | 0 | 0 | 0 | 0
oh_line_8102401_200891893 |  | AD | node_8102401_200891894 | node_intto1_8102401_200891893 | 137.83 | bal_1P_4/0AC | 8102401 | no | no |  |  | no |  |  | 0 | 0 | 0 | 0
oh_line_8102401_200891894 |  | AD | node_8102401_200891896 | node_8102401_200891894 | 286.571 | bal_1P_4/0AC | 8102401 | no | no |  |  | no |  |  | 0 | 0 | 0 | 0
oh_line_8102401_200891896 |  | AD | node_8102401_200891296 | node_8102401_200891896 | 288.493 | bal_1P_4/0AC | 8102401 | no | no |  |  | no |  |  | 0 | 0 | 0 | 0
oh_line_8102401_200891897 |  | AD | node_8102401_200891376 | node_8102401_200891897 | 376.991 | bal_1P_2AC | 8102401 | no | no |  |  | no |  |  | 0 | 0 | 0 | 0
oh_line_8102401_200891898 |  | AD | node_8102401_200891897 | node_8102401_200891898 | 128.523 | bal_1P_1/0AA | 8102401 | no | no |  |  | no |  |  | 0 | 0 | 0 | 0
oh_line_8102401_200891899 |  | AD | node_8102401_200891898 | node_8102401_200891899 | 216.788 | bal_1P_1/0AA | 8102401 | no | no |  |  | no |  |  | 0 | 0 | 0 | 0
oh_line_8102401_200891900 |  | AD | node_8102401_200891899 | node_8102401_200891900 | 220.386 | bal_1P_1/0AA | 8102401 | no | no |  |  | no |  |  | 0 | 0 | 0 | 0
oh_line_8102401_200892006 |  | ABCD | node_8102401_200892007 | node_8102401_200892006 | 143.856 | bal_3P_477AL | 8102401 | no | no |  |  | no |  |  | 0 | 0 | 0 | 0
oh_line_8102401_200892007 |  | ABCD | node_8102401_200892008 | node_8102401_200892007 | 151.752 | bal_3P_477AL | 8102401 | no | no |  |  | no |  |  | 0 | 0 | 0 | 0
oh_line_8102401_200892008 |  | ABCD | node_8102401_200892009 | node_8102401_200892008 | 133.144 | bal_3P_477AL | 8102401 | no | no |  |  | no |  |  | 0 | 0 | 0 | 0
oh_line_8102401_200892009 |  | ABCD | node_8102401_200892011 | node_8102401_200892009 | 162.763 | bal_3P_477AL | 8102401 | no | no |  |  | no |  |  | 0 | 0 | 0 | 0
oh_line_8102401_200892011 |  | ABCD | node_8102401_200892012 | node_8102401_200892011 | 186.943 | bal_3P_477AL | 8102401 | no | no |  |  | no |  |  | 0 | 0 | 0 | 0
oh_line_8102401_200892012 |  | ABCD | node_8102401_200890660 | node_8102401_200892012 | 140.754 | bal_3P_477AL | 8102401 | no | no |  |  | no |  |  | 0 | 0 | 0 | 0
oh_line_8102401_200894803 |  | AD | node_8102401_200888909 | node_8102401_200894803 | 151.83 | bal_1P_2AC | 8102401 | no | no |  |  | no |  |  | 0 | 0 | 0 | 0
oh_line_8102401_200895324 |  | AD | node_8102401_200897442 | node_8102401_200895324 | 25.571 | bal_1P_1/0AC | 8102401 | no | no |  |  | no |  |  | 0 | 0 | 0 | 0
oh_line_8102401_200895325 |  | AD | node_8102401_200895324 | node_8102401_200895325 | 166.1 | bal_1P_1/0AC | 8102401 | no | no |  |  | no |  |  | 0 | 0 | 0 | 0
oh_line_8102401_200895327 |  | AD | node_8102401_200895325 | node_8102401_200895327 | 199.937 | bal_1P_1/0AC | 8102401 | no | no |  |  | no |  |  | 0 | 0 | 0 | 0
oh_line_8102401_200895328 |  | AD | node_8102401_200895327 | node_8102401_200895328 | 207.439 | bal_1P_1/0AC | 8102401 | no | no |  |  | no |  |  | 0 | 0 | 0 | 0
oh_line_8102401_200895330 |  | AD | node_8102401_200895328 | node_8102401_200895330 | 179.134 | bal_1P_1/0AC | 8102401 | no | no |  |  | no |  |  | 0 | 0 | 0 | 0
oh_line_8102401_200895331 |  | AD | node_8102401_200895330 | node_8102401_200895331 | 203.754 | bal_1P_1/0AC | 8102401 | no | no |  |  | no |  |  | 0 | 0 | 0 | 0
oh_line_8102401_200895332 |  | AD | node_8102401_200895331 | node_8102401_200895332 | 232.398 | bal_1P_1/0AC | 8102401 | no | no |  |  | no |  |  | 0 | 0 | 0 | 0
oh_line_8102401_200895647 |  | AD | node_8102401_200897265 | node_8102401_200895647 | 353.438 | bal_1P_4ACW | 8102401 | no | no |  |  | no |  |  | 0 | 0 | 0 | 0
oh_line_8102401_200895648 |  | AD | node_8102401_200895647 | node_8102401_200895648 | 114.571 | bal_1P_1/0AA | 8102401 | no | no |  |  | no |  |  | 0 | 0 | 0 | 0
oh_line_8102401_200895649 |  | AD | node_8102401_200895648 | node_8102401_200895649 | 265.65 | bal_1P_1/0AA | 8102401 | no | no |  |  | no |  |  | 0 | 0 | 0 | 0
oh_line_8102401_200895650 |  | AD | node_8102401_200895698 | node_8102401_200895650 | 341.686 | bal_1P_4ACW | 8102401 | no | no |  |  | no |  |  | 0 | 0 | 0 | 0
oh_line_8102401_200895651 |  | AD | node_8102401_200895650 | node_8102401_200895651 | 98.316 | bal_1P_4ACW | 8102401 | no | no |  |  | no |  |  | 0 | 0 | 0 | 0
oh_line_8102401_200895652 |  | AD | node_8102401_200895651 | node_8102401_200895652 | 404.119 | bal_1P_1/0AA | 8102401 | no | no |  |  | no |  |  | 0 | 0 | 0 | 0
oh_line_8102401_200895653 |  | AD | node_8102401_200895651 | node_8102401_200895653 | 257.985 | bal_1P_4ACW | 8102401 | no | no |  |  | no |  |  | 0 | 0 | 0 | 0
oh_line_8102401_200895655 |  | AD | node_8102401_201068844 | node_8102401_200895655 | 351.184 | bal_1P_4ACW | 8102401 | no | no |  |  | no |  |  | 0 | 0 | 0 | 0
oh_line_8102401_200895656 |  | AD | node_8102401_200895655 | node_8102401_200895656 | 392.673 | bal_1P_1/0AA | 8102401 | no | no |  |  | no |  |  | 0 | 0 | 0 | 0
oh_line_8102401_200895657 |  | AD | node_8102401_200895655 | node_8102401_200895657 | 203.735 | bal_1P_4ACW | 8102401 | no | no |  |  | no |  |  | 0 | 0 | 0 | 0
oh_line_8102401_200895658 |  | AD | node_8102401_200895657 | node_8102401_200895658 | 206.023 | bal_1P_4ACW | 8102401 | no | no |  |  | no |  |  | 0 | 0 | 0 | 0
oh_line_8102401_200895659 |  | AD | node_8102401_200895658 | node_8102401_200895659 | 318.485 | bal_1P_4ACW | 8102401 | no | no |  |  | no |  |  | 0 | 0 | 0 | 0
oh_line_8102401_200895660 |  | AD | node_8102401_200895659 | node_8102401_200895660 | 239.661 | bal_1P_1/0AA | 8102401 | no | no |  |  | no |  |  | 0 | 0 | 0 | 0
oh_line_8102401_200895661 |  | AD | node_8102401_200895659 | node_8102401_200895661 | 219.752 | bal_1P_2AC | 8102401 | no | no |  |  | no |  |  | 0 | 0 | 0 | 0
oh_line_8102401_200895662 |  | AD | node_8102401_200895661 | node_8102401_200895662 | 248.422 | bal_1P_2AC | 8102401 | no | no |  |  | no |  |  | 0 | 0 | 0 | 0
oh_line_8102401_200895663 |  | AD | node_8102401_200895662 | node_8102401_200895663 | 248.842 | bal_1P_1/0AC | 8102401 | no | no |  |  | no |  |  | 0 | 0 | 0 | 0
oh_line_8102401_200895664 |  | AD | node_8102401_200895647 | node_intto1_8102401_200895664 | 334.847 | bal_1P_4ACW | 8102401 | no | no |  |  | no |  |  | 0 | 0 | 0 | 0
oh_line_8102401_200895665 |  | AD | node_8102401_200895664 | node_8102401_200895665 | 249.147 | bal_1P_1/0AA | 8102401 | no | no |  |  | no |  |  | 0 | 0 | 0 | 0
oh_line_8102401_200895666 |  | AD | node_8102401_200895663 | node_8102401_200895666 | 341.76 | bal_1P_1/0AC | 8102401 | no | no |  |  | no |  |  | 0 | 0 | 0 | 0
oh_line_8102401_200895667 |  | AD | node_8102401_200895666 | node_8102401_200895667 | 371.757 | bal_1P_1/0AC | 8102401 | no | no |  |  | no |  |  | 0 | 0 | 0 | 0
oh_line_8102401_200895668 |  | AD | node_8102401_200895667 | node_8102401_200895668 | 260.691 | bal_1P_2AC | 8102401 | no | no |  |  | no |  |  | 0 | 0 | 0 | 0
oh_line_8102401_200895669 |  | AD | node_8102401_200895667 | node_8102401_200895669 | 296.924 | bal_1P_1/0AC | 8102401 | no | no |  |  | no |  |  | 0 | 0 | 0 | 0
oh_line_8102401_200895671-1 |  | AD | node_8102401_200895669 | node_1317006_575_15316141_834 | 139.306 | bal_1P_1/0AC | 8102401 | no | no |  |  | no |  |  | 0 | 0 | 0 | 0
oh_line_8102401_200895671-2 |  | AD | node_1317006_575_15316141_834 | node_8102401_200895671 | 9.258 | bal_1P_1/0AC | 8102401 | no | no |  |  | no |  |  | 0 | 0 | 0 | 0
oh_line_8102401_200895672 |  | AD | node_8102401_200895671 | node_8102401_200895672 | 311.617 | bal_1P_1/0AC | 8102401 | no | no |  |  | no |  |  | 0 | 0 | 0 | 0
oh_line_8102401_200895675 |  | AD | node_8102401_200895672 | node_8102401_200895675 | 297.389 | bal_1P_1/0AC | 8102401 | no | no |  |  | no |  |  | 0 | 0 | 0 | 0
oh_line_8102401_200895677 |  | AD | node_8102401_200895675 | node_8102401_200895677 | 299.78 | bal_1P_1/0AC | 8102401 | no | no |  |  | no |  |  | 0 | 0 | 0 | 0
oh_line_8102401_200895678 |  | AD | node_8102401_200895677 | node_8102401_200895678 | 179.05 | bal_1P_1/0AC | 8102401 | no | no |  |  | no |  |  | 0 | 0 | 0 | 0
oh_line_8102401_200895679 |  | AD | node_8102401_200895678 | node_8102401_200895679 | 210.403 | bal_1P_1/0AC | 8102401 | no | no |  |  | no |  |  | 0 | 0 | 0 | 0
oh_line_8102401_200895680 |  | AD | node_8102401_200895679 | node_8102401_200895680 | 354.97 | bal_1P_1/0AC | 8102401 | no | no |  |  | no |  |  | 0 | 0 | 0 | 0
oh_line_8102401_200895682 |  | AD | node_8102401_200895665 | node_8102401_200895682 | 244.753 | bal_1P_1/0AA | 8102401 | no | no |  |  | no |  |  | 0 | 0 | 0 | 0
oh_line_8102401_200895684 |  | AD | node_8102401_200895682 | node_8102401_200895684 | 120.954 | bal_1P_1/0AA | 8102401 | no | no |  |  | no |  |  | 0 | 0 | 0 | 0
oh_line_8102401_200895686 |  | AD | node_8102401_200895680 | node_8102401_200895686 | 234.405 | bal_1P_1/0AC | 8102401 | no | no |  |  | no |  |  | 0 | 0 | 0 | 0
oh_line_8102401_200895687 |  | AD | node_8102401_200895686 | node_8102401_200895687 | 297.396 | bal_1P_1/0AC | 8102401 | no | no |  |  | no |  |  | 0 | 0 | 0 | 0
oh_line_8102401_200895688 |  | AD | node_8102401_200895687 | node_8102401_200895688 | 315.084 | bal_1P_1/0AC | 8102401 | no | no |  |  | no |  |  | 0 | 0 | 0 | 0
oh_line_8102401_200895690 |  | AD | node_8102401_200895684 | node_8102401_200895690 | 207.459 | bal_1P_1/0AA | 8102401 | no | no |  |  | no |  |  | 0 | 0 | 0 | 0
oh_line_8102401_200895691 |  | AD | node_8102401_200895690 | node_8102401_200895691 | 210.038 | bal_1P_1/0AA | 8102401 | no | no |  |  | no |  |  | 0 | 0 | 0 | 0
oh_line_8102401_200895692 |  | AD | node_8102401_200895691 | node_8102401_200895692 | 236.403 | bal_1P_4ACW | 8102401 | no | no |  |  | no |  |  | 0 | 0 | 0 | 0
oh_line_8102401_200895693 |  | AD | node_8102401_200895692 | node_8102401_200895693 | 363.907 | bal_1P_4ACW | 8102401 | no | no |  |  | no |  |  | 0 | 0 | 0 | 0
oh_line_8102401_200895694 |  | AD | node_8102401_200895693 | node_8102401_200895694 | 123.694 | bal_1P_2AC | 8102401 | no | no |  |  | no |  |  | 0 | 0 | 0 | 0
oh_line_8102401_200895697 |  | AD | node_8102401_201069883 | node_8102401_200895697 | 308.681 | bal_1P_4ACW | 8102401 | no | no |  |  | no |  |  | 0 | 0 | 0 | 0
oh_line_8102401_200895698 |  | AD | node_8102401_200895697 | node_8102401_200895698 | 325.513 | bal_1P_4ACW | 8102401 | no | no |  |  | no |  |  | 0 | 0 | 0 | 0
oh_line_8102401_200895699 |  | AD | node_8102401_200895698 | node_8102401_200895699 | 232.317 | bal_1P_1/0AA | 8102401 | no | no |  |  | no |  |  | 0 | 0 | 0 | 0
oh_line_8102401_200895700 |  | AD | node_8102401_200895699 | node_intto1_8102401_200895700 | 328.863 | bal_1P_1/0AA | 8102401 | no | no |  |  | no |  |  | 0 | 0 | 0 | 0
oh_line_8102401_200895701 |  | AD | node_8102401_200895700 | node_8102401_200895701 | 357.576 | bal_1P_1/0AA | 8102401 | no | no |  |  | no |  |  | 0 | 0 | 0 | 0
oh_line_8102401_200896310 |  | AD | node_8102401_200896312 | node_8102401_200896310 | 271.699 | bal_1P_2AC | 8102401 | no | no |  |  | no |  |  | 0 | 0 | 0 | 0
oh_line_8102401_200896312 |  | AD | node_8102401_200896314 | node_8102401_200896312 | 211.888 | bal_1P_1/0AC | 8102401 | no | no |  |  | no |  |  | 0 | 0 | 0 | 0
oh_line_8102401_200896313 |  | AD | node_8102401_200896312 | node_8102401_200896313 | 249.08 | bal_1P_1/0AC | 8102401 | no | no |  |  | no |  |  | 0 | 0 | 0 | 0
oh_line_8102401_200896314 |  | AD | node_8102401_200897062 | node_8102401_200896314 | 165.788 | bal_1P_1/0AA | 8102401 | no | no |  |  | no |  |  | 0 | 0 | 0 | 0
oh_line_8102401_200896315 |  | AD | node_8102401_200896314 | node_8102401_200896315 | 335.238 | bal_1P_1/0AC | 8102401 | no | no |  |  | no |  |  | 0 | 0 | 0 | 0
oh_line_8102401_200896316 |  | AD | node_8102401_200896321 | node_8102401_200896316 | 375.793 | bal_1P_2AC | 8102401 | no | no |  |  | no |  |  | 0 | 0 | 0 | 0
oh_line_8102401_200896317 |  | AD | node_8102401_200896316 | node_8102401_200896317 | 301.196 | bal_1P_2AC | 8102401 | no | no |  |  | no |  |  | 0 | 0 | 0 | 0
oh_line_8102401_200896318 |  | AD | node_8102401_200896317 | node_8102401_200896318 | 319.433 | bal_1P_2AC | 8102401 | no | no |  |  | no |  |  | 0 | 0 | 0 | 0
oh_line_8102401_200896319 |  | AD | node_8102401_200896318 | node_8102401_200896319 | 97.66 | bal_1P_2AC | 8102401 | no | no |  |  | no |  |  | 0 | 0 | 0 | 0
oh_line_8102401_200896320 |  | AD | node_8102401_200896319 | node_8102401_200896320 | 156.14 | bal_1P_2AC | 8102401 | no | no |  |  | no |  |  | 0 | 0 | 0 | 0
oh_line_8102401_200896321 |  | AD | node_8102401_200896322 | node_8102401_200896321 | 235.77 | bal_1P_2AC | 8102401 | no | no |  |  | no |  |  | 0 | 0 | 0 | 0
oh_line_8102401_200896322 |  | AD | node_8102401_200896310 | node_8102401_200896322 | 203.926 | bal_1P_2AC | 8102401 | no | no |  |  | no |  |  | 0 | 0 | 0 | 0
oh_line_8102401_200896637 |  | ABCD | node_8102401_200896638 | node_8102401_200896637 | 141.754 | bal_3P_477AL | 8102401 | no | no |  |  | no |  |  | 0 | 0 | 0 | 0
oh_line_8102401_200896638 |  | ABCD | node_8102401_200897379 | node_8102401_200896638 | 99.168 | bal_3P_477AL | 8102401 | no | no |  |  | no |  |  | 0 | 0 | 0 | 0
oh_line_8102401_200896639 |  | ABCD | node_8102401_200896640 | node_8102401_200896639 | 313.179 | bal_3P_2AC | 8102401 | no | no |  |  | no |  |  | 0 | 0 | 0 | 0
oh_line_8102401_200896640 |  | ABCD | node_8102401_200896641 | node_8102401_200896640 | 146.444 | bal_3P_477AL | 8102401 | no | no |  |  | no |  |  | 0 | 0 | 0 | 0
oh_line_8102401_200896641 |  | ABCD | node_8102401_200896642 | node_8102401_200896641 | 129.028 | bal_3P_477AL | 8102401 | no | no |  |  | no |  |  | 0 | 0 | 0 | 0
oh_line_8102401_200896642 |  | ABCD | node_8102401_200896643 | node_8102401_200896642 | 180.26 | bal_3P_477AL | 8102401 | no | no |  |  | no |  |  | 0 | 0 | 0 | 0
oh_line_8102401_200896643 |  | ABCD | node_8102401_200896645 | node_8102401_200896643 | 205.403 | bal_3P_477AL | 8102401 | no | no |  |  | no |  |  | 0 | 0 | 0 | 0
oh_line_8102401_200896645 |  | ABCD | node_8102401_200896646 | node_8102401_200896645 | 198.737 | bal_3P_477AL | 8102401 | no | no |  |  | no |  |  | 0 | 0 | 0 | 0
oh_line_8102401_200896646 |  | ABCD | node_8102401_200896647 | node_8102401_200896646 | 176.076 | bal_3P_477AL | 8102401 | no | no |  |  | no |  |  | 0 | 0 | 0 | 0
oh_line_8102401_200896647 |  | ABCD | node_8102401_200896653 | node_8102401_200896647 | 160.095 | bal_3P_477AL | 8102401 | no | no |  |  | no |  |  | 0 | 0 | 0 | 0
oh_line_8102401_200896648 |  | AD | node_8102401_200896647 | node_8102401_200896648 | 155.309 | bal_1P_1/0AA | 8102401 | no | no |  |  | no |  |  | 0 | 0 | 0 | 0
oh_line_8102401_200896649 |  | AD | node_8102401_200896648 | node_8102401_200896649 | 232.939 | bal_1P_1/0AA | 8102401 | no | no |  |  | no |  |  | 0 | 0 | 0 | 0
oh_line_8102401_200896650 |  | AD | node_8102401_200896649 | node_8102401_200896650 | 239.657 | bal_1P_1/0AA | 8102401 | no | no |  |  | no |  |  | 0 | 0 | 0 | 0
oh_line_8102401_200896651 |  | AD | node_8102401_200896650 | node_8102401_200896651 | 147.377 | bal_1P_1/0AA | 8102401 | no | no |  |  | no |  |  | 0 | 0 | 0 | 0
oh_line_8102401_200896652 |  | AD | node_8102401_200896651 | node_8102401_200896652 | 301.46 | bal_1P_1/0AA | 8102401 | no | no |  |  | no |  |  | 0 | 0 | 0 | 0
oh_line_8102401_200896653 |  | ABCD | node_8102401_200896654 | node_8102401_200896653 | 203.117 | bal_3P_477AL | 8102401 | no | no |  |  | no |  |  | 0 | 0 | 0 | 0
oh_line_8102401_200896654 |  | ABCD | node_8102401_200896655 | node_8102401_200896654 | 193.834 | bal_3P_477AL | 8102401 | no | no |  |  | no |  |  | 0 | 0 | 0 | 0
oh_line_8102401_200896655 |  | ABCD | node_8102401_200896656 | node_8102401_200896655 | 206.321 | bal_3P_477AL | 8102401 | no | no |  |  | no |  |  | 0 | 0 | 0 | 0
oh_line_8102401_200896656 |  | ABCD | node_8102401_200896657 | node_8102401_200896656 | 165.406 | bal_3P_477AL | 8102401 | no | no |  |  | no |  |  | 0 | 0 | 0 | 0
oh_line_8102401_200896657 |  | ABCD | node_8102401_200896658 | node_8102401_200896657 | 218.802 | bal_3P_477AL | 8102401 | no | no |  |  | no |  |  | 0 | 0 | 0 | 0
oh_line_8102401_200896658 |  | ABCD | node_8102401_200896664 | node_8102401_200896658 | 208.799 | bal_3P_477AL | 8102401 | no | no |  |  | no |  |  | 0 | 0 | 0 | 0
oh_line_8102401_200896660 |  | AD | node_8102401_200896658 | node_8102401_200896660 | 156.327 | bal_1P_4CU | 8102401 | no | no |  |  | no |  |  | 0 | 0 | 0 | 0
oh_line_8102401_200896664 |  | ABCD | node_8102401_200896665 | node_8102401_200896664 | 200.024 | bal_3P_477AL | 8102401 | no | no |  |  | no |  |  | 0 | 0 | 0 | 0
oh_line_8102401_200896665 |  | ABCD | node_8102401_200896666 | node_8102401_200896665 | 196.86 | bal_3P_477AL | 8102401 | no | no |  |  | no |  |  | 0 | 0 | 0 | 0
oh_line_8102401_200896666 |  | ABCD | node_8102401_200896667 | node_8102401_200896666 | 204.405 | bal_3P_477AL | 8102401 | no | no |  |  | no |  |  | 0 | 0 | 0 | 0
oh_line_8102401_200896667 |  | ABCD | node_8102401_200897369 | node_8102401_200896667 | 229.706 | bal_3P_477AL | 8102401 | no | no |  |  | no |  |  | 0 | 0 | 0 | 0
oh_line_8102401_200896668 |  | ABCD | node_8102401_200896667 | node_8102401_200896668 | 195.48 | bal_3P_477AL | 8102401 | no | no |  |  | no |  |  | 0 | 0 | 0 | 0
oh_line_8102401_200896669 |  | ABCD | node_8102401_200896668 | node_8102401_200896669 | 252.628 | bal_3P_477AL | 8102401 | no | no |  |  | no |  |  | 0 | 0 | 0 | 0
oh_line_8102401_200896670 |  | ABCD | node_8102401_200896669 | node_8102401_200896670 | 210.113 | bal_3P_477AL | 8102401 | no | no |  |  | no |  |  | 0 | 0 | 0 | 0
oh_line_8102401_200896675 |  | ABCD | node_8102401_200896670 | node_8102401_200896675 | 242.212 | bal_3P_477AL | 8102401 | no | no |  |  | no |  |  | 0 | 0 | 0 | 0
oh_line_8102401_200896676 |  | AD | node_8102401_200896675 | node_intto1_8102401_200896676 | 227.098 | bal_1P_4/0AL | 8102401 | no | no |  |  | no |  |  | 0 | 0 | 0 | 0
oh_line_8102401_200896677 |  | AD | node_8102401_200896676 | node_8102401_200896677 | 167.922 | bal_1P_4/0AL | 8102401 | no | no |  |  | no |  |  | 0 | 0 | 0 | 0
oh_line_8102401_200896678 |  | AD | node_8102401_200896677 | node_8102401_200896678 | 171.02 | bal_1P_4/0AL | 8102401 | no | no |  |  | no |  |  | 0 | 0 | 0 | 0
oh_line_8102401_200896680 |  | AD | node_8102401_200896678 | node_8102401_200896680 | 46.928 | bal_1P_4/0AL | 8102401 | no | no |  |  | no |  |  | 0 | 0 | 0 | 0
oh_line_8102401_200896682 |  | AD | node_8102401_200896680 | node_8102401_200896682 | 211.522 | bal_1P_4/0AL | 8102401 | no | no |  |  | no |  |  | 0 | 0 | 0 | 0
oh_line_8102401_200896684 |  | AD | node_8102401_200896682 | node_8102401_200896684 | 166.447 | bal_1P_4/0AL | 8102401 | no | no |  |  | no |  |  | 0 | 0 | 0 | 0
oh_line_8102401_200896685 |  | AD | node_8102401_200896684 | node_intto1_8102401_200896685 | 53.646 | bal_1P_1/0AC | 8102401 | no | no |  |  | no |  |  | 0 | 0 | 0 | 0
oh_line_8102401_200896686 |  | AD | node_8102401_200896684 | node_8102401_200896686 | 151.58 | bal_1P_4/0AL | 8102401 | no | no |  |  | no |  |  | 0 | 0 | 0 | 0
oh_line_8102401_200896687 |  | AD | node_8102401_200896686 | node_8102401_200896687 | 215.285 | bal_1P_4/0AL | 8102401 | no | no |  |  | no |  |  | 0 | 0 | 0 | 0
oh_line_8102401_200896688 |  | AD | node_8102401_200896687 | node_8102401_200896688 | 102.293 | bal_1P_4/0AL | 8102401 | no | no |  |  | no |  |  | 0 | 0 | 0 | 0
oh_line_8102401_200896689 |  | AD | node_8102401_200896688 | node_8102401_200896689 | 118.383 | bal_1P_6CU | 8102401 | no | no |  |  | no |  |  | 0 | 0 | 0 | 0
oh_line_8102401_200896690 |  | AD | node_8102401_200896689 | node_intto1_8102401_200896690 | 199.614 | bal_1P_6CU | 8102401 | no | no |  |  | no |  |  | 0 | 0 | 0 | 0
oh_line_8102401_200896691 |  | AD | node_8102401_200896690 | node_8102401_200896691 | 191.267 | bal_1P_6CU | 8102401 | no | no |  |  | no |  |  | 0 | 0 | 0 | 0
oh_line_8102401_200896692 |  | AD | node_8102401_200896691 | node_8102401_200896692 | 155.774 | bal_1P_6CU | 8102401 | no | no |  |  | no |  |  | 0 | 0 | 0 | 0
oh_line_8102401_200896693 |  | AD | node_8102401_200896692 | node_8102401_200896693 | 162.471 | bal_1P_6CU | 8102401 | no | no |  |  | no |  |  | 0 | 0 | 0 | 0
oh_line_8102401_200896694 |  | AD | node_8102401_200896693 | node_8102401_200896694 | 163.053 | bal_1P_6CU | 8102401 | no | no |  |  | no |  |  | 0 | 0 | 0 | 0
oh_line_8102401_200896695 |  | AD | node_8102401_200896694 | node_8102401_200896695 | 161.386 | bal_1P_6CU | 8102401 | no | no |  |  | no |  |  | 0 | 0 | 0 | 0
oh_line_8102401_200896696 |  | AD | node_8102401_200896695 | node_8102401_200896696 | 172.048 | bal_1P_6CU | 8102401 | no | no |  |  | no |  |  | 0 | 0 | 0 | 0
oh_line_8102401_200896697 |  | AD | node_8102401_200896696 | node_8102401_200896697 | 345.403 | bal_1P_2AC | 8102401 | no | no |  |  | no |  |  | 0 | 0 | 0 | 0
oh_line_8102401_200896698 |  | AD | node_8102401_200896697 | node_8102401_200896698 | 348.795 | bal_1P_2AC | 8102401 | no | no |  |  | no |  |  | 0 | 0 | 0 | 0
oh_line_8102401_200896791 |  | AD | node_8102401_200895680 | node_8102401_200896791 | 369.996 | bal_1P_1/0AC | 8102401 | no | no |  |  | no |  |  | 0 | 0 | 0 | 0
oh_line_8102401_200896792 |  | AD | node_8102401_200896791 | node_intto1_8102401_200896792 | 355.284 | bal_1P_1/0AC | 8102401 | no | no |  |  | no |  |  | 0 | 0 | 0 | 0
oh_line_8102401_200896793 |  | AD | node_8102401_200896792 | node_8102401_200896793 | 77.517 | bal_1P_1/0AA | 8102401 | no | no |  |  | no |  |  | 0 | 0 | 0 | 0
oh_line_8102401_200896794 |  | AD | node_8102401_200896793 | node_8102401_200896794 | 216.266 | bal_1P_1/0AA | 8102401 | no | no |  |  | no |  |  | 0 | 0 | 0 | 0
oh_line_8102401_200896795 |  | AD | node_8102401_200896792 | node_8102401_200896795 | 330.965 | bal_1P_1/0AC | 8102401 | no | no |  |  | no |  |  | 0 | 0 | 0 | 0
oh_line_8102401_200896796 |  | AD | node_8102401_200896795 | node_8102401_200896796 | 272.503 | bal_1P_1/0AC | 8102401 | no | no |  |  | no |  |  | 0 | 0 | 0 | 0
oh_line_8102401_200896798 |  | AD | node_8102401_200896796 | node_8102401_200896798 | 265.033 | bal_1P_1/0AC | 8102401 | no | no |  |  | no |  |  | 0 | 0 | 0 | 0
oh_line_8102401_200896800 |  | AD | node_8102401_200896798 | node_8102401_200896800 | 243.639 | bal_1P_1/0AC | 8102401 | no | no |  |  | no |  |  | 0 | 0 | 0 | 0
oh_line_8102401_200897049 |  | AD | node_8102401_200895663 | node_intto1_8102401_200897049 | 404.351 | bal_1P_1/0AC | 8102401 | no | no |  |  | no |  |  | 0 | 0 | 0 | 0
oh_line_8102401_200897051 |  | AD | node_8102401_200897049 | node_8102401_200897051 | 469.129 | bal_1P_1/0AC | 8102401 | no | no |  |  | no |  |  | 0 | 0 | 0 | 0
oh_line_8102401_200897052 |  | AD | node_8102401_200897051 | node_8102401_200897052 | 428.366 | bal_1P_1/0AC | 8102401 | no | no |  |  | no |  |  | 0 | 0 | 0 | 0
oh_line_8102401_200897054 |  | AD | node_8102401_200897052 | node_8102401_200897054 | 260.322 | bal_1P_1/0AC | 8102401 | no | no |  |  | no |  |  | 0 | 0 | 0 | 0
oh_line_8102401_200897056 |  | AD | node_8102401_200897054 | node_8102401_200897056 | 214.929 | bal_1P_1/0AC | 8102401 | no | no |  |  | no |  |  | 0 | 0 | 0 | 0
oh_line_8102401_200897057 |  | AD | node_8102401_200897056 | node_8102401_200897057 | 322.666 | bal_1P_1/0AC | 8102401 | no | no |  |  | no |  |  | 0 | 0 | 0 | 0
oh_line_8102401_200897059 |  | AD | node_8102401_200897057 | node_8102401_200897059 | 306.677 | bal_1P_1/0AA | 8102401 | no | no |  |  | no |  |  | 0 | 0 | 0 | 0
oh_line_8102401_200897060 |  | AD | node_8102401_200897059 | node_8102401_200897060 | 265.2 | bal_1P_1/0AA | 8102401 | no | no |  |  | no |  |  | 0 | 0 | 0 | 0
oh_line_8102401_200897061 |  | AD | node_8102401_200897060 | node_8102401_200897061 | 226.985 | bal_1P_1/0AA | 8102401 | no | no |  |  | no |  |  | 0 | 0 | 0 | 0
oh_line_8102401_200897062 |  | AD | node_8102401_200897061 | node_8102401_200897062 | 266.668 | bal_1P_1/0AA | 8102401 | no | no |  |  | no |  |  | 0 | 0 | 0 | 0
oh_line_8102401_200897207 |  | AD | node_8102401_200895663 | node_8102401_200897207 | 350.118 | bal_1P_1/0AC | 8102401 | no | no |  |  | no |  |  | 0 | 0 | 0 | 0
oh_line_8102401_200897208 |  | AD | node_8102401_200897207 | node_8102401_200897208 | 351.203 | bal_1P_1/0AC | 8102401 | no | no |  |  | no |  |  | 0 | 0 | 0 | 0
oh_line_8102401_200897209 |  | AD | node_8102401_200897208 | node_8102401_200897209 | 353.045 | bal_1P_1/0AC | 8102401 | no | no |  |  | no |  |  | 0 | 0 | 0 | 0
oh_line_8102401_200897235 |  | AD | node_8102401_200896638 | node_intto1_8102401_200897235 | 295.05 | bal_1P_4/0AA | 8102401 | no | no |  |  | no |  |  | 0 | 0 | 0 | 0
oh_line_8102401_200897236 |  | AD | node_8102401_200897235 | node_8102401_200897236 | 179.032 | bal_1P_4/0AA | 8102401 | no | no |  |  | no |  |  | 0 | 0 | 0 | 0
oh_line_8102401_200897238 |  | AD | node_8102401_200897298 | node_8102401_200897238 | 212.024 | bal_1P_4/0AA | 8102401 | no | no |  |  | no |  |  | 0 | 0 | 0 | 0
oh_line_8102401_200897239 |  | AD | node_8102401_200897238 | node_8102401_200897239 | 257.615 | bal_1P_4/0AA | 8102401 | no | no |  |  | no |  |  | 0 | 0 | 0 | 0
oh_line_8102401_200897241 |  | AD | node_8102401_200897239 | node_8102401_200897241 | 200.897 | bal_1P_4/0AA | 8102401 | no | no |  |  | no |  |  | 0 | 0 | 0 | 0
oh_line_8102401_200897242 |  | AD | node_8102401_200897241 | node_8102401_200897242 | 380.668 | bal_1P_4/0AA | 8102401 | no | no |  |  | no |  |  | 0 | 0 | 0 | 0
oh_line_8102401_200897244 |  | AD | node_8102401_201064236 | node_8102401_200897244 | 332.212 | bal_1P_4/0AA | 8102401 | no | no |  |  | no |  |  | 0 | 0 | 0 | 0
oh_line_8102401_200897246 |  | AD | node_8102401_200897244 | node_8102401_200897246 | 234.465 | bal_1P_4/0AA | 8102401 | no | no |  |  | no |  |  | 0 | 0 | 0 | 0
oh_line_8102401_200897248 |  | AD | node_8102401_200897246 | node_8102401_200897248 | 170.737 | bal_1P_4/0AA | 8102401 | no | no |  |  | no |  |  | 0 | 0 | 0 | 0
oh_line_8102401_200897249 |  | AD | node_8102401_200897248 | node_8102401_200897249 | 252.33 | bal_1P_4/0AA | 8102401 | no | no |  |  | no |  |  | 0 | 0 | 0 | 0
oh_line_8102401_200897250 |  | AD | node_8102401_200897249 | node_8102401_200897250 | 262.656 | bal_1P_4/0AA | 8102401 | no | no |  |  | no |  |  | 0 | 0 | 0 | 0
oh_line_8102401_200897251 |  | AD | node_8102401_200897250 | node_intto1_8102401_200897251 | 239.877 | bal_1P_4/0AA | 8102401 | no | no |  |  | no |  |  | 0 | 0 | 0 | 0
oh_line_8102401_200897252 |  | AD | node_8102401_200898753 | node_intto1_8102401_200897252 | 312.505 | bal_1P_4ACW | 8102401 | no | no |  |  | no |  |  | 0 | 0 | 0 | 0
oh_line_8102401_200897253 |  | AD | node_8102401_200897252 | node_8102401_200897253 | 235.904 | bal_1P_4ACW | 8102401 | no | no |  |  | no |  |  | 0 | 0 | 0 | 0
oh_line_8102401_200897254 |  | AD | node_8102401_200897253 | node_8102401_200897254 | 386.21 | bal_1P_2AC | 8102401 | no | no |  |  | no |  |  | 0 | 0 | 0 | 0
oh_line_8102401_200897255 |  | AD | node_8102401_200897253 | node_8102401_200897255 | 217.256 | bal_1P_4ACW | 8102401 | no | no |  |  | no |  |  | 0 | 0 | 0 | 0
oh_line_8102401_200897256 |  | AD | node_8102401_200897236 | node_8102401_200897256 | 242.145 | bal_1P_4/0AA | 8102401 | no | no |  |  | no |  |  | 0 | 0 | 0 | 0
oh_line_8102401_200897257 |  | AD | node_8102401_200897256 | node_8102401_200897257 | 331.109 | bal_1P_4/0AA | 8102401 | no | no |  |  | no |  |  | 0 | 0 | 0 | 0
oh_line_8102401_200897258 |  | AD | node_8102401_200897255 | node_8102401_200897258 | 237.799 | bal_1P_4ACW | 8102401 | no | no |  |  | no |  |  | 0 | 0 | 0 | 0
oh_line_8102401_200897259 |  | AD | node_8102401_200897258 | node_8102401_200897259 | 277.136 | bal_1P_4ACW | 8102401 | no | no |  |  | no |  |  | 0 | 0 | 0 | 0
oh_line_8102401_200897260 |  | AD | node_8102401_200897259 | node_8102401_200897260 | 434.342 | bal_1P_4ACW | 8102401 | no | no |  |  | no |  |  | 0 | 0 | 0 | 0
oh_line_8102401_200897261 |  | AD | node_8102401_200897260 | node_8102401_200897261 | 347.747 | bal_1P_4ACW | 8102401 | no | no |  |  | no |  |  | 0 | 0 | 0 | 0
oh_line_8102401_200897262 |  | AD | node_8102401_200897261 | node_8102401_200897262 | 248.521 | bal_1P_2AC | 8102401 | no | no |  |  | no |  |  | 0 | 0 | 0 | 0
oh_line_8102401_200897263 |  | AD | node_8102401_200897261 | node_8102401_200897263 | 334.487 | bal_1P_4ACW | 8102401 | no | no |  |  | no |  |  | 0 | 0 | 0 | 0
oh_line_8102401_200897264 |  | AD | node_8102401_200897263 | node_8102401_200897264 | 225.738 | bal_1P_4ACW | 8102401 | no | no |  |  | no |  |  | 0 | 0 | 0 | 0
oh_line_8102401_200897265 |  | AD | node_8102401_200897264 | node_8102401_200897265 | 202.449 | bal_1P_4ACW | 8102401 | no | no |  |  | no |  |  | 0 | 0 | 0 | 0
oh_line_8102401_200897266 |  | AD | node_8102401_200897265 | node_8102401_200897266 | 322.638 | bal_1P_2AC | 8102401 | no | no |  |  | no |  |  | 0 | 0 | 0 | 0
oh_line_8102401_200897267 |  | AD | node_8102401_200897266 | node_8102401_200897267 | 247.184 | bal_1P_2AC | 8102401 | no | no |  |  | no |  |  | 0 | 0 | 0 | 0
oh_line_8102401_200897268 |  | AD | node_8102401_200897267 | node_intto1_8102401_200897268 | 199.53 | bal_1P_2AC | 8102401 | no | no |  |  | no |  |  | 0 | 0 | 0 | 0
oh_line_8102401_200897269 |  | AD | node_8102401_200897268 | node_8102401_200897269 | 387.257 | bal_1P_2AC | 8102401 | no | no |  |  | no |  |  | 0 | 0 | 0 | 0
oh_line_8102401_200897271 |  | AD | node_8102401_200897257 | node_8102401_200897271 | 211.47 | bal_1P_4/0AA | 8102401 | no | no |  |  | no |  |  | 0 | 0 | 0 | 0
oh_line_8102401_200897273 |  | AD | node_8102401_200897271 | node_8102401_200897273 | 220.308 | bal_1P_4/0AA | 8102401 | no | no |  |  | no |  |  | 0 | 0 | 0 | 0
oh_line_8102401_200897274 |  | AD | node_8102401_200897269 | node_8102401_200897274 | 486.639 | bal_1P_2AC | 8102401 | no | no |  |  | no |  |  | 0 | 0 | 0 | 0
oh_line_8102401_200897276 |  | AD | node_8102401_200897274 | node_8102401_200897276 | 307.116 | bal_1P_2AC | 8102401 | no | no |  |  | no |  |  | 0 | 0 | 0 | 0
oh_line_8102401_200897278 |  | AD | node_8102401_200897276 | node_8102401_200897278 | 403.361 | bal_1P_2AC | 8102401 | no | no |  |  | no |  |  | 0 | 0 | 0 | 0
oh_line_8102401_200897280 |  | AD | node_8102401_200897278 | node_8102401_200897280 | 349.992 | bal_1P_2AC | 8102401 | no | no |  |  | no |  |  | 0 | 0 | 0 | 0
oh_line_8102401_200897281 |  | AD | node_8102401_200897280 | node_8102401_200897281 | 320.788 | bal_1P_2AC | 8102401 | no | no |  |  | no |  |  | 0 | 0 | 0 | 0
oh_line_8102401_200897283 |  | AD | node_8102401_200897281 | node_8102401_200897283 | 293.83 | bal_1P_2AC | 8102401 | no | no |  |  | no |  |  | 0 | 0 | 0 | 0
oh_line_8102401_200897284 |  | AD | node_8102401_200974216 | node_8102401_200897284 | 197.896 | bal_1P_2AC | 8102401 | no | no |  |  | no |  |  | 0 | 0 | 0 | 0
oh_line_8102401_200897285 |  | AD | node_8102401_200897284 | node_8102401_200897285 | 372.237 | bal_1P_2AC | 8102401 | no | no |  |  | no |  |  | 0 | 0 | 0 | 0
oh_line_8102401_200897286 |  | AD | node_8102401_200897285 | node_8102401_200897286 | 301.217 | bal_1P_1/0AC | 8102401 | no | no |  |  | no |  |  | 0 | 0 | 0 | 0
oh_line_8102401_200897287 |  | AD | node_8102401_200897286 | node_8102401_200897287 | 213.051 | bal_1P_1/0AC | 8102401 | no | no |  |  | no |  |  | 0 | 0 | 0 | 0
oh_line_8102401_200897289 |  | AD | node_8102401_200897273 | node_8102401_200897289 | 287.133 | bal_1P_4/0AA | 8102401 | no | no |  |  | no |  |  | 0 | 0 | 0 | 0
oh_line_8102401_200897290 |  | AD | node_8102401_200897289 | node_8102401_200897290 | 223.074 | bal_1P_4/0AA | 8102401 | no | no |  |  | no |  |  | 0 | 0 | 0 | 0
oh_line_8102401_200897291 |  | AD | node_8102401_200897290 | node_8102401_200897291 | 208.294 | bal_1P_4/0AA | 8102401 | no | no |  |  | no |  |  | 0 | 0 | 0 | 0
oh_line_8102401_200897292 |  | AD | node_8102401_200897291 | node_8102401_200897292 | 300.868 | bal_1P_4/0AA | 8102401 | no | no |  |  | no |  |  | 0 | 0 | 0 | 0
oh_line_8102401_200897293 |  | AD | node_8102401_200897292 | node_8102401_200897293 | 367.239 | bal_1P_1/0AA | 8102401 | no | no |  |  | no |  |  | 0 | 0 | 0 | 0
oh_line_8102401_200897294 |  | AD | node_8102401_200897293 | node_8102401_200897294 | 379.218 | bal_1P_1/0AA | 8102401 | no | no |  |  | no |  |  | 0 | 0 | 0 | 0
oh_line_8102401_200897295 |  | AD | node_8102401_200897292 | node_8102401_200897295 | 364.591 | bal_1P_4/0AA | 8102401 | no | no |  |  | no |  |  | 0 | 0 | 0 | 0
oh_line_8102401_200897296 |  | AD | node_8102401_200897295 | node_8102401_200897296 | 231.423 | bal_1P_4/0AA | 8102401 | no | no |  |  | no |  |  | 0 | 0 | 0 | 0
oh_line_8102401_200897297 |  | AD | node_8102401_200897296 | node_8102401_200897297 | 318.862 | bal_1P_4/0AA | 8102401 | no | no |  |  | no |  |  | 0 | 0 | 0 | 0
oh_line_8102401_200897298 |  | AD | node_8102401_200897297 | node_8102401_200897298 | 213.388 | bal_1P_4/0AA | 8102401 | no | no |  |  | no |  |  | 0 | 0 | 0 | 0
oh_line_8102401_200897337 |  | ABCD | node_8102401_200897338 | node_8102401_200897337 | 369.422 | bal_3P_4/0AL | 8102401 | no | no |  |  | no |  |  | 0 | 0 | 0 | 0
oh_line_8102401_200897338 |  | ABCD | node_8102401_200897339 | node_8102401_200897338 | 88.515 | bal_3P_4/0AL | 8102401 | no | no |  |  | no |  |  | 0 | 0 | 0 | 0
oh_line_8102401_200897339 |  | ABCD | node_8102401_200897340 | node_8102401_200897339 | 198.264 | bal_3P_4/0AL | 8102401 | no | no |  |  | no |  |  | 0 | 0 | 0 | 0
oh_line_8102401_200897340 |  | ABCD | node_8102401_200897341 | node_8102401_200897340 | 155.772 | bal_3P_477AL | 8102401 | no | no |  |  | no |  |  | 0 | 0 | 0 | 0
oh_line_8102401_200897341 |  | ABCD | node_8102401_200897342 | node_8102401_200897341 | 214.203 | bal_3P_477AL | 8102401 | no | no |  |  | no |  |  | 0 | 0 | 0 | 0
oh_line_8102401_200897342 |  | ABCD | node_8102401_200897343 | node_8102401_200897342 | 202.82 | bal_3P_477AL | 8102401 | no | no |  |  | no |  |  | 0 | 0 | 0 | 0
oh_line_8102401_200897343 |  | ABCD | node_8102401_200897344 | node_8102401_200897343 | 197.551 | bal_3P_477AL | 8102401 | no | no |  |  | no |  |  | 0 | 0 | 0 | 0
oh_line_8102401_200897344 |  | ABCD | node_8102401_200897345 | node_8102401_200897344 | 215.315 | bal_3P_477AL | 8102401 | no | no |  |  | no |  |  | 0 | 0 | 0 | 0
oh_line_8102401_200897345 |  | ABCD | node_8102401_200897346 | node_8102401_200897345 | 235.654 | bal_3P_477AL | 8102401 | no | no |  |  | no |  |  | 0 | 0 | 0 | 0
oh_line_8102401_200897346 |  | ABCD | node_8102401_200897347 | node_8102401_200897346 | 237.354 | bal_3P_477AL | 8102401 | no | no |  |  | no |  |  | 0 | 0 | 0 | 0
oh_line_8102401_200897347 |  | ABCD | node_8102401_200897348 | node_8102401_200897347 | 238.943 | bal_3P_477AL | 8102401 | no | no |  |  | no |  |  | 0 | 0 | 0 | 0
oh_line_8102401_200897348 |  | ABCD | node_8102401_200897349 | node_8102401_200897348 | 172.863 | bal_3P_477AL | 8102401 | no | no |  |  | no |  |  | 0 | 0 | 0 | 0
oh_line_8102401_200897349 |  | ABCD | node_8102401_200897350 | node_8102401_200897349 | 154.45 | bal_3P_477AL | 8102401 | no | no |  |  | no |  |  | 0 | 0 | 0 | 0
oh_line_8102401_200897350 |  | ABCD | node_8102401_200897351 | node_8102401_200897350 | 214.396 | bal_3P_477AL | 8102401 | no | no |  |  | no |  |  | 0 | 0 | 0 | 0
oh_line_8102401_200897351 |  | ABCD | node_8102401_200897352 | node_8102401_200897351 | 202.18 | bal_3P_477AL | 8102401 | no | no |  |  | no |  |  | 0 | 0 | 0 | 0
oh_line_8102401_200897352 |  | ABCD | node_8102401_200897353 | node_8102401_200897352 | 216.07 | bal_3P_477AL | 8102401 | no | no |  |  | no |  |  | 0 | 0 | 0 | 0
oh_line_8102401_200897353 |  | ABCD | node_8102401_200897354 | node_8102401_200897353 | 213.573 | bal_3P_477AL | 8102401 | no | no |  |  | no |  |  | 0 | 0 | 0 | 0
oh_line_8102401_200897354 |  | ABCD | node_8102401_200897355 | node_8102401_200897354 | 201.231 | bal_3P_477AL | 8102401 | no | no |  |  | no |  |  | 0 | 0 | 0 | 0
oh_line_8102401_200897355 |  | ABCD | node_8102401_200897356 | node_8102401_200897355 | 216.869 | bal_3P_477AL | 8102401 | no | no |  |  | no |  |  | 0 | 0 | 0 | 0
oh_line_8102401_200897356 |  | ABCD | node_8102401_200897357 | node_8102401_200897356 | 233.774 | bal_3P_477AL | 8102401 | no | no |  |  | no |  |  | 0 | 0 | 0 | 0
oh_line_8102401_200897357 |  | ABCD | node_8102401_200897358 | node_8102401_200897357 | 172.614 | bal_3P_477AL | 8102401 | no | no |  |  | no |  |  | 0 | 0 | 0 | 0
oh_line_8102401_200897358 |  | ABCD | node_8102401_200897359 | node_8102401_200897358 | 172.743 | bal_3P_477AL | 8102401 | no | no |  |  | no |  |  | 0 | 0 | 0 | 0
oh_line_8102401_200897359 |  | ABCD | node_8102401_200897360 | node_intto1_8102401_200897359 | 220.743 | bal_3P_477AL | 8102401 | no | no |  |  | no |  |  | 0 | 0 | 0 | 0
oh_line_8102401_200897360 |  | ABCD | node_8102401_200897361 | node_8102401_200897360 | 219.509 | bal_3P_477AL | 8102401 | no | no |  |  | no |  |  | 0 | 0 | 0 | 0
oh_line_8102401_200897361 |  | ABCD | node_8102401_200897362 | node_8102401_200897361 | 212.987 | bal_3P_477AL | 8102401 | no | no |  |  | no |  |  | 0 | 0 | 0 | 0
oh_line_8102401_200897362 |  | ABCD | node_8102401_200897363 | node_8102401_200897362 | 194.147 | bal_3P_477AL | 8102401 | no | no |  |  | no |  |  | 0 | 0 | 0 | 0
oh_line_8102401_200897363 |  | ABCD | node_8102401_200897364 | node_8102401_200897363 | 166.506 | bal_3P_477AL | 8102401 | no | no |  |  | no |  |  | 0 | 0 | 0 | 0
oh_line_8102401_200897364 |  | ABCD | node_8102401_200897365 | node_8102401_200897364 | 127.313 | bal_3P_477AL | 8102401 | no | no |  |  | no |  |  | 0 | 0 | 0 | 0
oh_line_8102401_200897365 |  | ABCD | node_8102401_200897366 | node_8102401_200897365 | 329.811 | bal_3P_477AL | 8102401 | no | no |  |  | no |  |  | 0 | 0 | 0 | 0
oh_line_8102401_200897366 |  | ABCD | node_8102401_200897367 | node_8102401_200897366 | 229.195 | bal_3P_477AL | 8102401 | no | no |  |  | no |  |  | 0 | 0 | 0 | 0
oh_line_8102401_200897367 |  | ABCD | node_8102401_200897368 | node_8102401_200897367 | 179.876 | bal_3P_477AL | 8102401 | no | no |  |  | no |  |  | 0 | 0 | 0 | 0
oh_line_8102401_200897368 |  | ABCD | node_8102401_200897371 | node_8102401_200897368 | 34.045 | bal_3P_477AL | 8102401 | no | no |  |  | no |  |  | 0 | 0 | 0 | 0
oh_line_8102401_200897369 |  | ABCD | node_SOURCE_8102401 | node_8102401_200897369 | 60.426 | bal_3P_477AL | 8102401 | no | no |  |  | no |  |  | 0 | 0 | 0 | 0
oh_line_8102401_200897370 |  | ABCD | node_8102401_200897369 | node_8102401_200897370 | 143.837 | bal_3P_477AL | 8102401 | no | no |  |  | no |  |  | 0 | 0 | 0 | 0
oh_line_8102401_200897371 |  | ABCD | node_8102401_200897370 | node_8102401_200897371 | 117.227 | bal_3P_477AL | 8102401 | no | no |  |  | no |  |  | 0 | 0 | 0 | 0
oh_line_8102401_200897372 |  | ABCD | node_8102401_200897417 | node_8102401_200897372 | 255.295 | bal_3P_477AL | 8102401 | no | no |  |  | no |  |  | 0 | 0 | 0 | 0
oh_line_8102401_200897373 |  | ABCD | node_8102401_200897372 | node_8102401_200897373 | 256.943 | bal_3P_477AL | 8102401 | no | no |  |  | no |  |  | 0 | 0 | 0 | 0
oh_line_8102401_200897374 |  | ABCD | node_8102401_200897373 | node_8102401_200897374 | 238.002 | bal_3P_477AL | 8102401 | no | no |  |  | no |  |  | 0 | 0 | 0 | 0
oh_line_8102401_200897375 |  | ABCD | node_8102401_200897374 | node_8102401_200897375 | 259.906 | bal_3P_477AL | 8102401 | no | no |  |  | no |  |  | 0 | 0 | 0 | 0
oh_line_8102401_200897376 |  | ABCD | node_8102401_200897375 | node_8102401_200897376 | 214.8 | bal_3P_477AL | 8102401 | no | no |  |  | no |  |  | 0 | 0 | 0 | 0
oh_line_8102401_200897377 |  | ABCD | node_8102401_200897376 | node_8102401_200897377 | 161.152 | bal_3P_477AL | 8102401 | no | no |  |  | no |  |  | 0 | 0 | 0 | 0
oh_line_8102401_200897378-1 |  | ABCD | node_1312091_018_15323591_514 | node_8102401_200897378 | 7.724 | bal_3P_477AL | 8102401 | no | no |  |  | no |  |  | 0 | 0 | 0 | 0
oh_line_8102401_200897378-2 |  | ABCD | node_8102401_200897377 | node_1312091_018_15323591_514 | 132.582 | bal_3P_477AL | 8102401 | no | no |  |  | no |  |  | 0 | 0 | 0 | 0
oh_line_8102401_200897379 |  | ABCD | node_8102401_200897378 | node_8102401_200897379 | 108.122 | bal_3P_477AL | 8102401 | no | no |  |  | no |  |  | 0 | 0 | 0 | 0
oh_line_8102401_200897380 |  | AD | node_8102401_200897388 | node_8102401_200897380 | 292.331 | bal_1P_2AC | 8102401 | no | no |  |  | no |  |  | 0 | 0 | 0 | 0
oh_line_8102401_200897381 |  | AD | node_8102401_200897382 | node_8102401_200897381 | 176.892 | bal_1P_1/0AC | 8102401 | no | no |  |  | no |  |  | 0 | 0 | 0 | 0
oh_line_8102401_200897382 |  | AD | node_8102401_200897383 | node_8102401_200897382 | 164.149 | bal_1P_1/0AC | 8102401 | no | no |  |  | no |  |  | 0 | 0 | 0 | 0
oh_line_8102401_200897383 |  | AD | node_8102401_200897384 | node_8102401_200897383 | 187.419 | bal_1P_1/0AC | 8102401 | no | no |  |  | no |  |  | 0 | 0 | 0 | 0
oh_line_8102401_200897384 |  | AD | node_8102401_200897385 | node_8102401_200897384 | 235.095 | bal_1P_1/0AC | 8102401 | no | no |  |  | no |  |  | 0 | 0 | 0 | 0
oh_line_8102401_200897385 |  | AD | node_8102401_200912219 | node_8102401_200897385 | 187.183 | bal_1P_1/0AC | 8102401 | no | no |  |  | no |  |  | 0 | 0 | 0 | 0
oh_line_8102401_200897387 |  | AD | node_8102401_200897341 | node_8102401_200897387 | 206.983 | bal_1P_2AC | 8102401 | no | no |  |  | no |  |  | 0 | 0 | 0 | 0
oh_line_8102401_200897388 |  | AD | node_8102401_200897344 | node_8102401_200897388 | 426.589 | bal_1P_2AC | 8102401 | no | no |  |  | no |  |  | 0 | 0 | 0 | 0
oh_line_8102401_200897391 |  | AD | node_8102401_200897359 | node_8102401_200897391 | 324.739 | bal_1P_2AC | 8102401 | no | no |  |  | no |  |  | 0 | 0 | 0 | 0
oh_line_8102401_200897393 |  | AD | node_8102401_200897391 | node_8102401_200897393 | 141.442 | bal_1P_1/0AC | 8102401 | no | no |  |  | no |  |  | 0 | 0 | 0 | 0
oh_line_8102401_200897394 |  | AD | node_8102401_200897393 | node_8102401_200897394 | 343.099 | bal_1P_1/0AC | 8102401 | no | no |  |  | no |  |  | 0 | 0 | 0 | 0
oh_line_8102401_200897395 |  | AD | node_8102401_200895678 | node_intto1_8102401_200897395 | 333.373 | bal_1P_1/0AC | 8102401 | no | no |  |  | no |  |  | 0 | 0 | 0 | 0
oh_line_8102401_200897398 |  | AD | node_8102401_200897411 | node_8102401_200897398 | 174.53 | bal_1P_1/0AC | 8102401 | no | no |  |  | no |  |  | 0 | 0 | 0 | 0
oh_line_8102401_200897399 |  | AD | node_8102401_200897398 | node_8102401_200897399 | 195.009 | bal_1P_1/0AC | 8102401 | no | no |  |  | no |  |  | 0 | 0 | 0 | 0
oh_line_8102401_200897402 |  | AD | node_8102401_200897395 | node_8102401_200897402 | 286.901 | bal_1P_1/0AC | 8102401 | no | no |  |  | no |  |  | 0 | 0 | 0 | 0
oh_line_8102401_200897403 |  | AD | node_8102401_200897402 | node_8102401_200897403 | 293.244 | bal_1P_1/0AC | 8102401 | no | no |  |  | no |  |  | 0 | 0 | 0 | 0
oh_line_8102401_200897404 |  | AD | node_8102401_200897403 | node_8102401_200897404 | 280.75 | bal_1P_1/0AC | 8102401 | no | no |  |  | no |  |  | 0 | 0 | 0 | 0
oh_line_8102401_200897406 |  | AD | node_8102401_200897404 | node_8102401_200897406 | 252.59 | bal_1P_1/0AC | 8102401 | no | no |  |  | no |  |  | 0 | 0 | 0 | 0
oh_line_8102401_200897407 |  | AD | node_8102401_200897406 | node_8102401_200897407 | 270.371 | bal_1P_1/0AC | 8102401 | no | no |  |  | no |  |  | 0 | 0 | 0 | 0
oh_line_8102401_200897408 |  | AD | node_8102401_200897407 | node_8102401_200897408 | 105.444 | bal_1P_1/0AC | 8102401 | no | no |  |  | no |  |  | 0 | 0 | 0 | 0
oh_line_8102401_200897409 |  | AD | node_8102401_200897407 | node_8102401_200897409 | 271.097 | bal_1P_1/0AC | 8102401 | no | no |  |  | no |  |  | 0 | 0 | 0 | 0
oh_line_8102401_200897410 |  | AD | node_8102401_200897409 | node_8102401_200897410 | 297.802 | bal_1P_1/0AC | 8102401 | no | no |  |  | no |  |  | 0 | 0 | 0 | 0
oh_line_8102401_200897411 |  | AD | node_8102401_200897410 | node_8102401_200897411 | 250.59 | bal_1P_1/0AC | 8102401 | no | no |  |  | no |  |  | 0 | 0 | 0 | 0
oh_line_8102401_200897414 |  | ABCD | node_8102401_200896640 | node_8102401_200897414 | 232.721 | bal_3P_477AL | 8102401 | no | no |  |  | no |  |  | 0 | 0 | 0 | 0
oh_line_8102401_200897415 |  | AD | node_8102401_200897427 | node_8102401_200897415 | 207.343 | bal_1P_2AC | 8102401 | no | no |  |  | no |  |  | 0 | 0 | 0 | 0
oh_line_8102401_200897416 |  | AD | node_8102401_200897415 | node_8102401_200897416 | 370.452 | bal_1P_2AC | 8102401 | no | no |  |  | no |  |  | 0 | 0 | 0 | 0
oh_line_8102401_200897417 |  | ABCD | node_8102401_200897414 | node_8102401_200897417 | 184.344 | bal_3P_477AL | 8102401 | no | no |  |  | no |  |  | 0 | 0 | 0 | 0
oh_line_8102401_200897419 |  | ABCD | node_8102401_200897417 | node_intto1_8102401_200897419 | 83.566 | bal_3P_1/0AC | 8102401 | no | no |  |  | no |  |  | 0 | 0 | 0 | 0
oh_line_8102401_200897421 |  | ABCD | node_8102401_200897419 | node_8102401_200897421 | 261.663 | bal_3P_1/0AC | 8102401 | no | no |  |  | no |  |  | 0 | 0 | 0 | 0
oh_line_8102401_200897422 |  | ABCD | node_8102401_200897421 | node_8102401_200897422 | 307.408 | bal_3P_1/0AC | 8102401 | no | no |  |  | no |  |  | 0 | 0 | 0 | 0
oh_line_8102401_200897423 |  | ABCD | node_8102401_200897422 | node_8102401_200897423 | 170.677 | bal_3P_1/0AC | 8102401 | no | no |  |  | no |  |  | 0 | 0 | 0 | 0
oh_line_8102401_200897425 |  | AD | node_8102401_200897423 | node_8102401_200897425 | 288.956 | bal_1P_2AC | 8102401 | no | no |  |  | no |  |  | 0 | 0 | 0 | 0
oh_line_8102401_200897426 |  | AD | node_8102401_200897425 | node_8102401_200897426 | 392.019 | bal_1P_2AC | 8102401 | no | no |  |  | no |  |  | 0 | 0 | 0 | 0
oh_line_8102401_200897427 |  | AD | node_8102401_200897426 | node_8102401_200897427 | 157.738 | bal_1P_2AC | 8102401 | no | no |  |  | no |  |  | 0 | 0 | 0 | 0
oh_line_8102401_200897428 |  | AD | node_8102401_200897359 | node_8102401_200897428 | 269.697 | bal_1P_2AC | 8102401 | no | no |  |  | no |  |  | 0 | 0 | 0 | 0
oh_line_8102401_200897429 |  | AD | node_8102401_200897428 | node_8102401_200897429 | 266.946 | bal_1P_2AC | 8102401 | no | no |  |  | no |  |  | 0 | 0 | 0 | 0
oh_line_8102401_200897430 |  | AD | node_8102401_200897429 | node_8102401_200897430 | 133.369 | bal_1P_2AC | 8102401 | no | no |  |  | no |  |  | 0 | 0 | 0 | 0
oh_line_8102401_200897431 |  | AD | node_8102401_200897430 | node_8102401_200897431 | 265.134 | bal_1P_2AC | 8102401 | no | no |  |  | no |  |  | 0 | 0 | 0 | 0
oh_line_8102401_200897432 |  | AD | node_8102401_200897431 | node_8102401_200897432 | 373.997 | bal_1P_2AC | 8102401 | no | no |  |  | no |  |  | 0 | 0 | 0 | 0
oh_line_8102401_200897433 |  | AD | node_8102401_200897432 | node_8102401_200897433 | 220.854 | bal_1P_2AC | 8102401 | no | no |  |  | no |  |  | 0 | 0 | 0 | 0
oh_line_8102401_200897434 |  | AD | node_8102401_200897350 | node_8102401_200897434 | 267.753 | bal_1P_2AC | 8102401 | no | no |  |  | no |  |  | 0 | 0 | 0 | 0
oh_line_8102401_200897435 |  | AD | node_8102401_200897434 | node_8102401_200897435 | 323.413 | bal_1P_2AC | 8102401 | no | no |  |  | no |  |  | 0 | 0 | 0 | 0
oh_line_8102401_200897436 |  | AD | node_8102401_200897435 | node_8102401_200897436 | 228.788 | bal_1P_2AC | 8102401 | no | no |  |  | no |  |  | 0 | 0 | 0 | 0
oh_line_8102401_200897437 |  | AD | node_8102401_200897436 | node_8102401_200897437 | 403.012 | bal_1P_2AC | 8102401 | no | no |  |  | no |  |  | 0 | 0 | 0 | 0
oh_line_8102401_200897438 |  | AD | node_8102401_200896658 | node_intto1_8102401_200897438 | 263.26 | bal_1P_2AC | 8102401 | no | no |  |  | no |  |  | 0 | 0 | 0 | 0
oh_line_8102401_200897441 |  | AD | node_8102401_200897454 | node_8102401_200897441 | 233.867 | bal_1P_1/0AC | 8102401 | no | no |  |  | no |  |  | 0 | 0 | 0 | 0
oh_line_8102401_200897442 |  | AD | node_8102401_200897438 | node_8102401_200897442 | 277.158 | bal_1P_2AC | 8102401 | no | no |  |  | no |  |  | 0 | 0 | 0 | 0
oh_line_8102401_200897444 |  | AD | node_8102401_200897442 | node_8102401_200897444 | 286.856 | bal_1P_2AC | 8102401 | no | no |  |  | no |  |  | 0 | 0 | 0 | 0
oh_line_8102401_200897446 |  | AD | node_8102401_200897444 | node_8102401_200897446 | 232.309 | bal_1P_2AC | 8102401 | no | no |  |  | no |  |  | 0 | 0 | 0 | 0
oh_line_8102401_200897447 |  | AD | node_8102401_200897446 | node_8102401_200897447 | 334.124 | bal_1P_1/0AA | 8102401 | no | no |  |  | no |  |  | 0 | 0 | 0 | 0
oh_line_8102401_200897448 |  | AD | node_8102401_200897447 | node_8102401_200897448 | 53.888 | bal_1P_1/0AA | 8102401 | no | no |  |  | no |  |  | 0 | 0 | 0 | 0
oh_line_8102401_200897449 |  | AD | node_8102401_200897448 | node_8102401_200897449 | 287.447 | bal_1P_1/0AA | 8102401 | no | no |  |  | no |  |  | 0 | 0 | 0 | 0
oh_line_8102401_200897450 |  | AD | node_8102401_200897447 | node_8102401_200897450 | 224.424 | bal_1P_1/0AA | 8102401 | no | no |  |  | no |  |  | 0 | 0 | 0 | 0
oh_line_8102401_200897451 |  | AD | node_8102401_200897450 | node_8102401_200897451 | 141.622 | bal_1P_1/0AA | 8102401 | no | no |  |  | no |  |  | 0 | 0 | 0 | 0
oh_line_8102401_200897452 |  | AD | node_8102401_200897451 | node_8102401_200897452 | 194.972 | bal_1P_1/0AA | 8102401 | no | no |  |  | no |  |  | 0 | 0 | 0 | 0
oh_line_8102401_200897453 |  | AD | node_8102401_200897452 | node_8102401_200897453 | 220.853 | bal_1P_1/0AA | 8102401 | no | no |  |  | no |  |  | 0 | 0 | 0 | 0
oh_line_8102401_200897454 |  | AD | node_8102401_200897453 | node_8102401_200897454 | 235.688 | bal_1P_1/0AC | 8102401 | no | no |  |  | no |  |  | 0 | 0 | 0 | 0
oh_line_8102401_200897455 |  | AD | node_8102401_200897454 | node_8102401_200897455 | 186.32 | bal_1P_2AC | 8102401 | no | no |  |  | no |  |  | 0 | 0 | 0 | 0
oh_line_8102401_200897456 |  | AD | node_8102401_200897455 | node_8102401_200897456 | 345.083 | bal_1P_1/0AA | 8102401 | no | no |  |  | no |  |  | 0 | 0 | 0 | 0
oh_line_8102401_200897457 |  | AD | node_8102401_200897455 | node_8102401_200897457 | 106.697 | bal_1P_2AC | 8102401 | no | no |  |  | no |  |  | 0 | 0 | 0 | 0
oh_line_8102401_200897458 |  | AD | node_8102401_200897457 | node_8102401_200897458 | 178.302 | bal_1P_2AC | 8102401 | no | no |  |  | no |  |  | 0 | 0 | 0 | 0
oh_line_8102401_200897459 |  | AD | node_8102401_200897458 | node_8102401_200897459 | 139.642 | bal_1P_2AC | 8102401 | no | no |  |  | no |  |  | 0 | 0 | 0 | 0
oh_line_8102401_200898031 |  | AD | node_8102401_201068690 | node_8102401_200898031 | 104.232 | bal_1P_1/0AA | 8102401 | no | no |  |  | no |  |  | 0 | 0 | 0 | 0
oh_line_8102401_200898032 |  | AD | node_8102401_201068690 | node_8102401_200898032 | 304.651 | bal_1P_1/0AC | 8102401 | no | no |  |  | no |  |  | 0 | 0 | 0 | 0
oh_line_8102401_200898034 |  | AD | node_8102401_200898032 | node_8102401_200898034 | 291.296 | bal_1P_1/0AC | 8102401 | no | no |  |  | no |  |  | 0 | 0 | 0 | 0
oh_line_8102401_200898036 |  | AD | node_8102401_200898034 | node_8102401_200898036 | 283.677 | bal_1P_1/0AC | 8102401 | no | no |  |  | no |  |  | 0 | 0 | 0 | 0
oh_line_8102401_200898038 |  | AD | node_8102401_200898036 | node_8102401_200898038 | 77.056 | bal_1P_1/0AC | 8102401 | no | no |  |  | no |  |  | 0 | 0 | 0 | 0
oh_line_8102401_200898039 |  | AD | node_8102401_200898038 | node_8102401_200898039 | 213.509 | bal_1P_1/0AC | 8102401 | no | no |  |  | no |  |  | 0 | 0 | 0 | 0
oh_line_8102401_200898570 |  | AD | node_8102401_200895679 | node_intto1_8102401_200898570 | 52.41 | bal_1P_1/0AC | 8102401 | no | no |  |  | no |  |  | 0 | 0 | 0 | 0
oh_line_8102401_200898571 |  | AD | node_8102401_200898570 | node_8102401_200898571 | 309.917 | bal_1P_1/0AC | 8102401 | no | no |  |  | no |  |  | 0 | 0 | 0 | 0
oh_line_8102401_200898572 |  | AD | node_8102401_200898571 | node_8102401_200898572 | 295.992 | bal_1P_1/0AC | 8102401 | no | no |  |  | no |  |  | 0 | 0 | 0 | 0
oh_line_8102401_200898573 |  | AD | node_8102401_200898572 | node_8102401_200898573 | 320.698 | bal_1P_1/0AC | 8102401 | no | no |  |  | no |  |  | 0 | 0 | 0 | 0
oh_line_8102401_200898683 |  | AD | node_8102401_200896689 | node_8102401_200898683 | 39.136 | bal_1P_1/0AC | 8102401 | no | no |  |  | no |  |  | 0 | 0 | 0 | 0
oh_line_8102401_200898684 |  | AD | node_8102401_200898683 | node_8102401_200898684 | 159.142 | bal_1P_477AL | 8102401 | no | no |  |  | no |  |  | 0 | 0 | 0 | 0
oh_line_8102401_200898685 |  | AD | node_8102401_200898684 | node_8102401_200898685 | 343.645 | bal_1P_1/0AC | 8102401 | no | no |  |  | no |  |  | 0 | 0 | 0 | 0
oh_line_8102401_200898686 |  | AD | node_8102401_200898685 | node_8102401_200898686 | 353.424 | bal_1P_1/0AC | 8102401 | no | no |  |  | no |  |  | 0 | 0 | 0 | 0
oh_line_8102401_200898687 |  | AD | node_8102401_200898686 | node_8102401_200898687 | 271.735 | bal_1P_1/0AC | 8102401 | no | no |  |  | no |  |  | 0 | 0 | 0 | 0
oh_line_8102401_200898688 |  | AD | node_8102401_200898687 | node_8102401_200898688 | 266.255 | bal_1P_1/0AC | 8102401 | no | no |  |  | no |  |  | 0 | 0 | 0 | 0
oh_line_8102401_200898689 |  | AD | node_8102401_200898688 | node_8102401_200898689 | 297.892 | bal_1P_1/0AC | 8102401 | no | no |  |  | no |  |  | 0 | 0 | 0 | 0
oh_line_8102401_200898690 |  | AD | node_8102401_200898689 | node_8102401_200898690 | 268.352 | bal_1P_1/0AC | 8102401 | no | no |  |  | no |  |  | 0 | 0 | 0 | 0
oh_line_8102401_200898691 |  | AD | node_8102401_200898690 | node_8102401_200898691 | 200.135 | bal_1P_1/0AC | 8102401 | no | no |  |  | no |  |  | 0 | 0 | 0 | 0
oh_line_8102401_200898734 |  | AD | node_8102401_200898735 | node_8102401_200898734 | 171.528 | bal_1P_1/0AC | 8102401 | no | no |  |  | no |  |  | 0 | 0 | 0 | 0
oh_line_8102401_200898735 |  | AD | node_8102401_200898736 | node_8102401_200898735 | 211.932 | bal_1P_1/0AC | 8102401 | no | no |  |  | no |  |  | 0 | 0 | 0 | 0
oh_line_8102401_200898736 |  | AD | node_8102401_200898737 | node_8102401_200898736 | 128.445 | bal_1P_1/0AC | 8102401 | no | no |  |  | no |  |  | 0 | 0 | 0 | 0
oh_line_8102401_200898737 |  | AD | node_8102401_200898738 | node_8102401_200898737 | 143.724 | bal_1P_1/0AC | 8102401 | no | no |  |  | no |  |  | 0 | 0 | 0 | 0
oh_line_8102401_200898738 |  | AD | node_8102401_200896685 | node_8102401_200898738 | 91.257 | bal_1P_1/0AC | 8102401 | no | no |  |  | no |  |  | 0 | 0 | 0 | 0
oh_line_8102401_200898739 |  | AD | node_8102401_200898738 | node_8102401_200898739 | 138.131 | bal_1P_1/0AC | 8102401 | no | no |  |  | no |  |  | 0 | 0 | 0 | 0
oh_line_8102401_200898742 |  | AD | node_8102401_200898739 | node_8102401_200898742 | 283.915 | bal_1P_1/0AC | 8102401 | no | no |  |  | no |  |  | 0 | 0 | 0 | 0
oh_line_8102401_200898743 |  | AD | node_8102401_200898742 | node_8102401_200898743 | 183.813 | bal_1P_1/0AC | 8102401 | no | no |  |  | no |  |  | 0 | 0 | 0 | 0
oh_line_8102401_200898744 |  | AD | node_8102401_200898743 | node_8102401_200898744 | 101.945 | bal_1P_1/0AC | 8102401 | no | no |  |  | no |  |  | 0 | 0 | 0 | 0
oh_line_8102401_200898747 |  | AD | node_8102401_200898742 | node_8102401_200898747 | 240.834 | bal_1P_1/0AC | 8102401 | no | no |  |  | no |  |  | 0 | 0 | 0 | 0
oh_line_8102401_200898750 |  | AD | node_8102401_200898747 | node_8102401_200898750 | 261.993 | bal_1P_1/0AC | 8102401 | no | no |  |  | no |  |  | 0 | 0 | 0 | 0
oh_line_8102401_200898753-1 |  | AD | node_311893794 | node_8102401_200898753 | 46.582 | bal_1P_4/0AA | 8102401 | no | no |  |  | no |  |  | 0 | 0 | 0 | 0
oh_line_8102401_200898753-2 |  | AD | node_220415708 | node_intto1_311893794 | 2.786 | bal_1P_4/0AA | 8102401 | no | no |  |  | no |  |  | 0 | 0 | 0 | 0
oh_line_8102401_200898753-3 |  | AD | node_8102401_200897251 | node_intto1_220415708 | 6.48 | bal_1P_4/0AA | 8102401 | no | no |  |  | no |  |  | 0 | 0 | 0 | 0
oh_line_8102401_200898755 |  | AD | node_8102401_200898753 | node_intto1_8102401_200898755 | 285.852 | bal_1P_2AC | 8102401 | no | no |  |  | no |  |  | 0 | 0 | 0 | 0
oh_line_8102401_200898756 |  | AD | node_8102401_200898755 | node_8102401_200898756 | 237.038 | bal_1P_2AC | 8102401 | no | no |  |  | no |  |  | 0 | 0 | 0 | 0
oh_line_8102401_200898757 |  | AD | node_8102401_200898756 | node_8102401_200898757 | 249.659 | bal_1P_2AC | 8102401 | no | no |  |  | no |  |  | 0 | 0 | 0 | 0
oh_line_8102401_200898758 |  | AD | node_8102401_200898757 | node_8102401_200898758 | 226.447 | bal_1P_2AC | 8102401 | no | no |  |  | no |  |  | 0 | 0 | 0 | 0
oh_line_8102401_200898759 |  | AD | node_8102401_200898758 | node_8102401_200898759 | 264.597 | bal_1P_2AC | 8102401 | no | no |  |  | no |  |  | 0 | 0 | 0 | 0
oh_line_8102401_200899148 |  | AD | node_8102401_200897266 | node_intto1_8102401_200899148 | 93.224 | bal_1P_2AC | 8102401 | no | no |  |  | no |  |  | 0 | 0 | 0 | 0
oh_line_8102401_200899149 |  | AD | node_8102401_200899148 | node_8102401_200899149 | 439.649 | bal_1P_2AC | 8102401 | no | no |  |  | no |  |  | 0 | 0 | 0 | 0
oh_line_8102401_200899150 |  | AD | node_8102401_200899149 | node_8102401_200899150 | 221.007 | bal_1P_2AC | 8102401 | no | no |  |  | no |  |  | 0 | 0 | 0 | 0
oh_line_8102401_200899151 |  | AD | node_8102401_200899150 | node_8102401_200899151 | 191.324 | bal_1P_1/0AA | 8102401 | no | no |  |  | no |  |  | 0 | 0 | 0 | 0
oh_line_8102401_200899153 |  | AD | node_8102401_200899151 | node_8102401_200899153 | 354.775 | bal_1P_1/0AA | 8102401 | no | no |  |  | no |  |  | 0 | 0 | 0 | 0
oh_line_8102401_200899378 |  | AD | node_8102401_200899380 | node_8102401_200899378 | 193.458 | bal_1P_2AC | 8102401 | no | no |  |  | no |  |  | 0 | 0 | 0 | 0
oh_line_8102401_200899380 |  | AD | node_8102401_201055595 | node_8102401_200899380 | 386.355 | bal_1P_2AC | 8102401 | no | no |  |  | no |  |  | 0 | 0 | 0 | 0
oh_line_8102401_200899384 |  | AD | node_8102401_200899385 | node_8102401_200899384 | 200.655 | bal_1P_2AC | 8102401 | no | no |  |  | no |  |  | 0 | 0 | 0 | 0
oh_line_8102401_200899385 |  | AD | node_8102401_200899389 | node_8102401_200899385 | 316.489 | bal_1P_4/0AC | 8102401 | no | no |  |  | no |  |  | 0 | 0 | 0 | 0
oh_line_8102401_200899389 |  | AD | node_8102401_200899392 | node_8102401_200899389 | 310.526 | bal_1P_4/0AC | 8102401 | no | no |  |  | no |  |  | 0 | 0 | 0 | 0
oh_line_8102401_200899390 |  | AD | node_8102401_200899389 | node_8102401_200899390 | 216.887 | bal_1P_1/0AC | 8102401 | no | no |  |  | no |  |  | 0 | 0 | 0 | 0
oh_line_8102401_200899391 |  | AD | node_8102401_200899390 | node_8102401_200899391 | 345.321 | bal_1P_1/0AC | 8102401 | no | no |  |  | no |  |  | 0 | 0 | 0 | 0
oh_line_8102401_200899392-1 |  | AD | node_1336406_726_15324387_449 | node_8102401_200899392 | 17.687 | bal_1P_4/0AC | 8102401 | no | no |  |  | no |  |  | 0 | 0 | 0 | 0
oh_line_8102401_200899392-2 |  | AD | node_8102401_200899393 | node_1336406_726_15324387_449 | 296.43 | bal_1P_4/0AC | 8102401 | no | no |  |  | no |  |  | 0 | 0 | 0 | 0
oh_line_8102401_200899393 |  | AD | node_8102401_200899394 | node_8102401_200899393 | 201.617 | bal_1P_4/0AC | 8102401 | no | no |  |  | no |  |  | 0 | 0 | 0 | 0
oh_line_8102401_200899394 |  | AD | node_8102401_200899395 | node_8102401_200899394 | 241.682 | bal_1P_4/0AC | 8102401 | no | no |  |  | no |  |  | 0 | 0 | 0 | 0
oh_line_8102401_200899395 |  | AD | node_8102401_200891860 | node_8102401_200899395 | 295.707 | bal_1P_4/0AC | 8102401 | no | no |  |  | no |  |  | 0 | 0 | 0 | 0
oh_line_8102401_200911598 |  | AD | node_8102401_200890726 | node_8102401_200911598 | 205.269 | bal_1P_1/0AA | 8102401 | no | no |  |  | no |  |  | 0 | 0 | 0 | 0
oh_line_8102401_200911600 |  | AD | node_8102401_200890686 | node_intto1_8102401_200911600 | 118.744 | bal_1P_1/0AC | 8102401 | no | no |  |  | no |  |  | 0 | 0 | 0 | 0
oh_line_8102401_200912219 |  | ABCD | node_8102401_200897337 | node_8102401_200912219 | 199.108 | bal_3P_4/0AL | 8102401 | no | no |  |  | no |  |  | 0 | 0 | 0 | 0
oh_line_8102401_200946873 |  | AD | node_8102401_200888910 | node_8102401_200946873 | 313.247 | bal_1P_2AC | 8102401 | no | no |  |  | no |  |  | 0 | 0 | 0 | 0
oh_line_8102401_200947774 |  | AD | node_8102401_200895666 | node_8102401_200947774 | 73.641 | bal_1P_1/0AC | 8102401 | no | no |  |  | no |  |  | 0 | 0 | 0 | 0
oh_line_8102401_200948255 |  | AD | node_8102401_201069883 | node_8102401_200948255 | 157.667 | bal_1P_4CU | 8102401 | no | no |  |  | no |  |  | 0 | 0 | 0 | 0
oh_line_8102401_200948256 |  | AD | node_8102401_200948255 | node_8102401_200948256 | 64.813 | bal_1P_1/0AA | 8102401 | no | no |  |  | no |  |  | 0 | 0 | 0 | 0
oh_line_8102401_200953158 |  | AD | node_8102401_200888912 | node_8102401_200953158 | 176.553 | bal_1P_2AC | 8102401 | no | no |  |  | no |  |  | 0 | 0 | 0 | 0
oh_line_8102401_200959716 |  | AD | node_8102401_200891214 | node_8102401_200959716 | 180.848 | bal_1P_2AC | 8102401 | no | no |  |  | no |  |  | 0 | 0 | 0 | 0
oh_line_8102401_200959718 |  | AD | node_8102401_200959716 | node_8102401_200959718 | 91.802 | bal_1P_1/0AA | 8102401 | no | no |  |  | no |  |  | 0 | 0 | 0 | 0
oh_line_8102401_200959719 |  | AD | node_8102401_200959718 | node_8102401_200959719 | 235.753 | bal_1P_1/0AA | 8102401 | no | no |  |  | no |  |  | 0 | 0 | 0 | 0
oh_line_8102401_200962503 |  | AD | node_8102401_200953158 | node_8102401_200962503 | 131.865 | bal_1P_2AC | 8102401 | no | no |  |  | no |  |  | 0 | 0 | 0 | 0
oh_line_8102401_200968828 |  | AD | node_8102401_200891296 | node_8102401_200968828 | 252.813 | bal_1P_1/0AC | 8102401 | no | no |  |  | no |  |  | 0 | 0 | 0 | 0
oh_line_8102401_200974216 |  | AD | node_8102401_200897283 | node_8102401_200974216 | 139.953 | bal_1P_2AC | 8102401 | no | no |  |  | no |  |  | 0 | 0 | 0 | 0
oh_line_8102401_200974916 |  | AN | node_8102401_200891225 | node_intto1_8102401_200974916 | 779.508 | bal_1P_DELTACUST | 8102401 | no | no |  |  | no |  |  | 0 | 0 | 0 | 0
oh_line_8102401_200982936 |  | AD | node_8102401_200898684 | node_8102401_200982936 | 278.393 | bal_1P_1/0AA | 8102401 | no | no |  |  | no |  |  | 0 | 0 | 0 | 0
oh_line_8102401_200982937 |  | AD | node_8102401_200982936 | node_8102401_200982937 | 295.019 | bal_1P_1/0AA | 8102401 | no | no |  |  | no |  |  | 0 | 0 | 0 | 0
oh_line_8102401_201010073 |  | AN | node_8102401_200891237 | node_8102401_201010073 | 227.559 | bal_1P_DELTACUST | 8102401 | no | no |  |  | no |  |  | 0 | 0 | 0 | 0
oh_line_8102401_201014492 |  | AD | node_8102401_200891196 | node_8102401_201014492 | 152.196 | bal_1P_2AC | 8102401 | no | no |  |  | no |  |  | 0 | 0 | 0 | 0
oh_line_8102401_201018091 |  | AD | node_8102401_200891343 | node_8102401_201018091 | 412.946 | bal_1P_2AC | 8102401 | no | no |  |  | no |  |  | 0 | 0 | 0 | 0
oh_line_8102401_201018094 |  | AD | node_8102401_201018091 | node_8102401_201018094 | 290.765 | bal_1P_1/0AA | 8102401 | no | no |  |  | no |  |  | 0 | 0 | 0 | 0
oh_line_8102401_201018659 |  | AD | node_8102401_200896318 | node_8102401_201018659 | 123.319 | bal_1P_1/0AA | 8102401 | no | no |  |  | no |  |  | 0 | 0 | 0 | 0
oh_line_8102401_201018660 |  | AN | node_8102401_311880904 | node_8102401_201018660 | 201.85 | bal_1P_DELTACUST | 8102401 | no | no |  |  | no |  |  | 0 | 0 | 0 | 0
oh_line_8102401_201018719 |  | AN | node_8102401_201018720 | node_8102401_201018719 | 206.269 | bal_1P_1/0AA_1/0AA(N) | 8102401 | no | no |  |  | no |  |  | 0 | 0 | 0 | 0
oh_line_8102401_201018720 |  | AN | node_8102401_200891729 | node_8102401_201018720 | 325.821 | bal_1P_1/0AA_1/0AA(N) | 8102401 | no | no |  |  | no |  |  | 0 | 0 | 0 | 0
oh_line_8102401_201018827 |  | AD | node_8102401_200899384 | node_8102401_201018827 | 301.445 | bal_1P_2AC | 8102401 | no | no |  |  | no |  |  | 0 | 0 | 0 | 0
oh_line_8102401_201023511 |  | AD | node_8102401_200891217 | node_8102401_201023511 | 406.354 | bal_1P_2AC | 8102401 | no | no |  |  | no |  |  | 0 | 0 | 0 | 0
oh_line_8102401_201023512 |  | AD | node_8102401_201023511 | node_8102401_201023512 | 240.042 | bal_1P_2AC | 8102401 | no | no |  |  | no |  |  | 0 | 0 | 0 | 0
oh_line_8102401_201023513 |  | AD | node_8102401_201023512 | node_8102401_201023513 | 230.875 | bal_1P_2AC | 8102401 | no | no |  |  | no |  |  | 0 | 0 | 0 | 0
oh_line_8102401_201023514 |  | AD | node_8102401_201023513 | node_8102401_201023514 | 229.967 | bal_1P_2AC | 8102401 | no | no |  |  | no |  |  | 0 | 0 | 0 | 0
oh_line_8102401_201023515 |  | AD | node_8102401_201023514 | node_8102401_201023515 | 238.644 | bal_1P_2AC | 8102401 | no | no |  |  | no |  |  | 0 | 0 | 0 | 0
oh_line_8102401_201033859 |  | AD | node_8102401_200891353 | node_8102401_201033859 | 138.153 | bal_1P_2AC | 8102401 | no | no |  |  | no |  |  | 0 | 0 | 0 | 0
oh_line_8102401_201034246 |  | AD | node_8102401_200891378 | node_8102401_201034246 | 297.029 | bal_1P_2AC | 8102401 | no | no |  |  | no |  |  | 0 | 0 | 0 | 0
oh_line_8102401_201047209 |  | AD | node_8102401_200911600 | node_8102401_201047209 | 147.401 | bal_1P_1AC | 8102401 | no | no |  |  | no |  |  | 0 | 0 | 0 | 0
oh_line_8102401_201047382 |  | AD | node_8102401_200888890 | node_8102401_201047382 | 611.046 | bal_1P_2AC | 8102401 | no | no |  |  | no |  |  | 0 | 0 | 0 | 0
oh_line_8102401_201047383 |  | AD | node_8102401_200888870 | node_8102401_201047383 | 161.738 | bal_1P_2AC | 8102401 | no | no |  |  | no |  |  | 0 | 0 | 0 | 0
oh_line_8102401_201055595 |  | AD | node_8102401_201018827 | node_8102401_201055595 | 328.246 | bal_1P_2AC | 8102401 | no | no |  |  | no |  |  | 0 | 0 | 0 | 0
oh_line_8102401_201058254 |  | ABCD | node_8102401_200897423 | node_8102401_201058254 | 221.504 | bal_3P_1/0AC | 8102401 | no | no |  |  | no |  |  | 0 | 0 | 0 | 0
oh_line_8102401_201064236 |  | AD | node_8102401_200897242 | node_8102401_201064236 | 325.856 | bal_1P_4/0AA | 8102401 | no | no |  |  | no |  |  | 0 | 0 | 0 | 0
oh_line_8102401_201068690 |  | AD | node_8102401_200895663 | node_intto1_8102401_201068690 | 330.636 | bal_1P_1/0AC | 8102401 | no | no |  |  | no |  |  | 0 | 0 | 0 | 0
oh_line_8102401_201068844 |  | AD | node_8102401_200895653 | node_8102401_201068844 | 391.524 | bal_1P_4ACW | 8102401 | no | no |  |  | no |  |  | 0 | 0 | 0 | 0
oh_line_8102401_201069883 |  | AD | node_8102401_200895693 | node_8102401_201069883 | 319.195 | bal_1P_4ACW | 8102401 | no | no |  |  | no |  |  | 0 | 0 | 0 | 0
oh_line_8102401_310017129 |  | AD | node_8102401_200891900 | node_8102401_310017129 | 251.695 | bal_1P_1/0AA | 8102401 | no | no |  |  | no |  |  | 0 | 0 | 0 | 0
oh_line_8102401_310017130 |  | AD | node_8102401_310017129 | node_8102401_310017130 | 250.691 | bal_1P_1/0AA | 8102401 | no | no |  |  | no |  |  | 0 | 0 | 0 | 0
oh_line_8102401_311857365 |  | AD | node_8102401_200890727 | node_8102401_311857365 | 55.696 | bal_1P_477AL | 8102401 | no | no |  |  | no |  |  | 0 | 0 | 0 | 0
oh_line_8102401_311880904 |  | AD | node_8102401_201018659 | node_intto1_8102401_311880904 | 61.669 | bal_1P_1/0AA | 8102401 | no | no |  |  | no |  |  | 0 | 0 | 0 | 0
oh_line_8102401_311911321-1 |  | AD | node_220557274 | node_8102401_311911321 | 5.322 | bal_1P_477AL | 8102401 | no | no |  |  | no |  |  | 0 | 0 | 0 | 0
oh_line_8102401_311911321-2 |  | AD | node_220464980 | node_intto1_220557274 | 5.389 | bal_1P_477AL | 8102401 | no | no |  |  | no |  |  | 0 | 0 | 0 | 0
oh_line_8102401_311911321-3 |  | AD | node_220387088 | node_intto1_220464980 | 4.426 | bal_1P_477AL | 8102401 | no | no |  |  | no |  |  | 0 | 0 | 0 | 0
oh_line_8102401_311911321-4 |  | AD | node_8102401_200896669 | node_intto1_220387088 | 17.715 | bal_1P_477AL | 8102401 | no | no |  |  | no |  |  | 0 | 0 | 0 | 0
oh_line_8102401_311917074 |  | AD | node_8102401_200891383 | node_8102401_311917074 | 300.379 | bal_1P_1/0AA | 8102401 | no | no |  |  | no |  |  | 0 | 0 | 0 | 0
oh_line_8102401_311928271 |  | AD | node_8102401_200891880 | node_intto1_8102401_311928271 | 61.439 | bal_1P_1/0AA | 8102401 | no | no |  |  | no |  |  | 0 | 0 | 0 | 0
oh_line_8102401_311928272 |  | AD | node_8102401_311928279 | node_8102401_311928272 | 196.001 | bal_1P_1/0AA | 8102401 | no | no |  |  | no |  |  | 0 | 0 | 0 | 0
oh_line_8102401_311928273 |  | AD | node_8102401_311928271 | node_8102401_311928273 | 170.536 | bal_1P_1/0AA | 8102401 | no | no |  |  | no |  |  | 0 | 0 | 0 | 0
oh_line_8102401_311928274-1 |  | AD | node_1333793_236_15326789_794 | node_8102401_311928274 | 319.155 | bal_1P_1/0AA | 8102401 | no | no |  |  | no |  |  | 0 | 0 | 0 | 0
oh_line_8102401_311928274-2 |  | AD | node_8102401_311928273 | node_1333793_236_15326789_794 | 9.007 | bal_1P_1/0AA | 8102401 | no | no |  |  | no |  |  | 0 | 0 | 0 | 0
oh_line_8102401_311928275 |  | AD | node_8102401_311928274 | node_8102401_311928275 | 187.741 | bal_1P_1/0AA | 8102401 | no | no |  |  | no |  |  | 0 | 0 | 0 | 0
oh_line_8102401_311928276 |  | AD | node_8102401_311928275 | node_8102401_311928276 | 390.749 | bal_1P_1/0AA | 8102401 | no | no |  |  | no |  |  | 0 | 0 | 0 | 0
oh_line_8102401_311928277 |  | AD | node_8102401_311928276 | node_8102401_311928277 | 274.561 | bal_1P_1/0AA | 8102401 | no | no |  |  | no |  |  | 0 | 0 | 0 | 0
oh_line_8102401_311928278 |  | AD | node_8102401_311928277 | node_8102401_311928278 | 174.103 | bal_1P_1/0AA | 8102401 | no | no |  |  | no |  |  | 0 | 0 | 0 | 0
oh_line_8102401_311928279 |  | AD | node_8102401_311928278 | node_8102401_311928279 | 205.01 | bal_1P_1/0AA | 8102401 | no | no |  |  | no |  |  | 0 | 0 | 0 | 0
oh_line_8102401_312027989 |  | AD | node_8102401_200891226 | node_8102401_312027989 | 45.521 | bal_1P_2AC | 8102401 | no | no |  |  | no |  |  | 0 | 0 | 0 | 0
oh_line_8102401_312029798 |  | AD | node_8102401_200888866 | node_8102401_312029798 | 108.95 | bal_1P_1/0AA | 8102401 | no | no |  |  | no |  |  | 0 | 0 | 0 | 0
oh_line_8102401_312032515 |  | AD | node_8102401_200895332 | node_8102401_312032515 | 233.664 | bal_1P_1/0AA | 8102401 | no | no |  |  | no |  |  | 0 | 0 | 0 | 0
oh_line_8102401_312032516 |  | AD | node_8102401_312032515 | node_8102401_312032516 | 90.692 | bal_1P_1/0AA | 8102401 | no | no |  |  | no |  |  | 0 | 0 | 0 | 0
oh_line_8102401_312032517 |  | AD | node_8102401_312032516 | node_8102401_312032517 | 157.879 | bal_1P_1/0AA | 8102401 | no | no |  |  | no |  |  | 0 | 0 | 0 | 0
oh_line_8102401_312113558 |  | AD | node_8102401_200890725 | node_intto1_8102401_312113558 | 202.579 | bal_1P_1/0AA | 8102401 | no | no |  |  | no |  |  | 0 | 0 | 0 | 0
oh_line_8102401_312131736 |  | AD | node_8102401_200890741 | node_8102401_312131736 | 181.769 | bal_1P_1/0AA | 8102401 | no | no |  |  | no |  |  | 0 | 0 | 0 | 0
oh_line_8102401_312147450 |  | AD | node_8102401_200891363 | node_8102401_312147450 | 61.813 | bal_1P_1/0AA | 8102401 | no | no |  |  | no |  |  | 0 | 0 | 0 | 0
oh_line_TAP_OH_913636 |  | AN | node_8102401_200888860 | node_1300554_446_15319740_259 | 0.033 | unb_TAPWIRE_OH | 8102401 | no | no |  |  | no |  |  | 0 | 0 | 0 | 0
oh_line_TAP_OH_913637 |  | AN | node_8102401_200888861 | node_1300445_01_15319401_84 | 0.033 | unb_TAPWIRE_OH | 8102401 | no | no |  |  | no |  |  | 0 | 0 | 0 | 0
oh_line_TAP_OH_913638 |  | AN | node_8102401_200888864 | node_1300208_542_15319004_845 | 0.033 | unb_TAPWIRE_OH | 8102401 | no | no |  |  | no |  |  | 0 | 0 | 0 | 0
oh_line_TAP_OH_913639 |  | AN | node_8102401_200888869 | node_1299326_474_15318257_387 | 0.033 | unb_TAPWIRE_OH | 8102401 | no | no |  |  | no |  |  | 0 | 0 | 0 | 0
oh_line_TAP_OH_913640 |  | AN | node_8102401_200888873 | node_1298291_325_15321547_504 | 0.033 | unb_TAPWIRE_OH | 8102401 | no | no |  |  | no |  |  | 0 | 0 | 0 | 0
oh_line_TAP_OH_913641 |  | AN | node_8102401_200888874 | node_1298339_645_15321361_788 | 0.033 | unb_TAPWIRE_OH | 8102401 | no | no |  |  | no |  |  | 0 | 0 | 0 | 0
oh_line_TAP_OH_913642 |  | AN | node_8102401_200888876 | node_1298217_513_15320665_792 | 0.033 | unb_TAPWIRE_OH | 8102401 | no | no |  |  | no |  |  | 0 | 0 | 0 | 0
oh_line_TAP_OH_913643 |  | AN | node_8102401_200888877 | node_1298044_867_15321136_076 | 0.033 | unb_TAPWIRE_OH | 8102401 | no | no |  |  | no |  |  | 0 | 0 | 0 | 0
oh_line_TAP_OH_913644 |  | AN | node_8102401_200888879 | node_1297676_481_15322252_406 | 0.033 | unb_TAPWIRE_OH | 8102401 | no | no |  |  | no |  |  | 0 | 0 | 0 | 0
oh_line_TAP_OH_913645 |  | AN | node_8102401_200888886 | node_1296459_997_15323029_863 | 0.033 | unb_TAPWIRE_OH | 8102401 | no | no |  |  | no |  |  | 0 | 0 | 0 | 0
oh_line_TAP_OH_913646 |  | AN | node_8102401_200888887 | node_1296082_182_15323065_733 | 0.033 | unb_TAPWIRE_OH | 8102401 | no | no |  |  | no |  |  | 0 | 0 | 0 | 0
oh_line_TAP_OH_913647 |  | AN | node_8102401_200888890 | node_1301214_866_15321061_549 | 0.033 | unb_TAPWIRE_OH | 8102401 | no | no |  |  | no |  |  | 0 | 0 | 0 | 0
oh_line_TAP_OH_913648 |  | AN | node_8102401_200888897 | node_1294741_754_15324128_26 | 0.033 | unb_TAPWIRE_OH | 8102401 | no | no |  |  | no |  |  | 0 | 0 | 0 | 0
oh_line_TAP_OH_913649 |  | AN | node_8102401_200888900 | node_1294396_656_15325089_756 | 0.033 | unb_TAPWIRE_OH | 8102401 | no | no |  |  | no |  |  | 0 | 0 | 0 | 0
oh_line_TAP_OH_913650 |  | AN | node_8102401_200888901 | node_1294612_113_15325268_863 | 0.033 | unb_TAPWIRE_OH | 8102401 | no | no |  |  | no |  |  | 0 | 0 | 0 | 0
oh_line_TAP_OH_913651 |  | AN | node_8102401_200888904 | node_1294636_644_15325746_135 | 0.033 | unb_TAPWIRE_OH | 8102401 | no | no |  |  | no |  |  | 0 | 0 | 0 | 0
oh_line_TAP_OH_913652 |  | AN | node_8102401_200888905 | node_1294142_038_15324483_995 | 0.033 | unb_TAPWIRE_OH | 8102401 | no | no |  |  | no |  |  | 0 | 0 | 0 | 0
oh_line_TAP_OH_913653 |  | AN | node_8102401_200888908 | node_1301390_706_15321831_151 | 0.033 | unb_TAPWIRE_OH | 8102401 | no | no |  |  | no |  |  | 0 | 0 | 0 | 0
oh_line_TAP_OH_913654 |  | AN | node_8102401_200888910 | node_1300880_849_15321741_316 | 0.033 | unb_TAPWIRE_OH | 8102401 | no | no |  |  | no |  |  | 0 | 0 | 0 | 0
oh_line_TAP_OH_913655 |  | AN | node_8102401_200888914 | node_1299326_757_15322110_048 | 0.033 | unb_TAPWIRE_OH | 8102401 | no | no |  |  | no |  |  | 0 | 0 | 0 | 0
oh_line_TAP_OH_913656 |  | AN | node_8102401_200888915 | node_1298914_856_15322297_44 | 0.033 | unb_TAPWIRE_OH | 8102401 | no | no |  |  | no |  |  | 0 | 0 | 0 | 0
oh_line_TAP_OH_913657 |  | AN | node_8102401_200888917 | node_1298504_866_15321897_071 | 0.033 | unb_TAPWIRE_OH | 8102401 | no | no |  |  | no |  |  | 0 | 0 | 0 | 0
oh_line_TAP_OH_913945 |  | AN | node_8102401_200889710 | node_1300927_362_15320429_387 | 0.033 | unb_TAPWIRE_OH | 8102401 | no | no |  |  | no |  |  | 0 | 0 | 0 | 0
oh_line_TAP_OH_913946 |  | AN | node_8102401_200889712 | node_1300240_388_15320622_348 | 0.033 | unb_TAPWIRE_OH | 8102401 | no | no |  |  | no |  |  | 0 | 0 | 0 | 0
oh_line_TAP_OH_913947 |  | AN | node_8102401_200889714 | node_1299728_865_15320721_006 | 0.033 | unb_TAPWIRE_OH | 8102401 | no | no |  |  | no |  |  | 0 | 0 | 0 | 0
oh_line_TAP_OH_914047 |  | AN | node_8102401_200890009 | node_1298383_001_15324268_791 | 0.033 | unb_TAPWIRE_OH | 8102401 | no | no |  |  | no |  |  | 0 | 0 | 0 | 0
oh_line_TAP_OH_914048 |  | AN | node_8102401_200890013 | node_1299526_6_15322228_186 | 0.033 | unb_TAPWIRE_OH | 8102401 | no | no |  |  | no |  |  | 0 | 0 | 0 | 0
oh_line_TAP_OH_914049 |  | AN | node_8102401_200890014 | node_1299436_554_15322453_348 | 0.033 | unb_TAPWIRE_OH | 8102401 | no | no |  |  | no |  |  | 0 | 0 | 0 | 0
oh_line_TAP_OH_914050 |  | AN | node_8102401_200890015 | node_1299305_673_15322688_446 | 0.033 | unb_TAPWIRE_OH | 8102401 | no | no |  |  | no |  |  | 0 | 0 | 0 | 0
oh_line_TAP_OH_914051 |  | AN | node_8102401_200890016 | node_1299274_169_15322928_295 | 0.033 | unb_TAPWIRE_OH | 8102401 | no | no |  |  | no |  |  | 0 | 0 | 0 | 0
oh_line_TAP_OH_914052 |  | AN | node_8102401_200890018 | node_1299203_722_15323249_203 | 0.033 | unb_TAPWIRE_OH | 8102401 | no | no |  |  | no |  |  | 0 | 0 | 0 | 0
oh_line_TAP_OH_914053 |  | AN | node_8102401_200890020 | node_1298944_244_15323671_081 | 0.033 | unb_TAPWIRE_OH | 8102401 | no | no |  |  | no |  |  | 0 | 0 | 0 | 0
oh_line_TAP_OH_914205 |  | AN | node_8102401_200890475 | node_1314057_745_15327743_529 | 0.033 | unb_TAPWIRE_OH | 8102401 | no | no |  |  | no |  |  | 0 | 0 | 0 | 0
oh_line_TAP_OH_914206 |  | AN | node_8102401_200890478 | node_1314891_654_15327993_237 | 0.033 | unb_TAPWIRE_OH | 8102401 | no | no |  |  | no |  |  | 0 | 0 | 0 | 0
oh_line_TAP_OH_914207 |  | AN | node_8102401_200890480 | node_1313550_146_15329672_125 | 0.033 | unb_TAPWIRE_OH | 8102401 | no | no |  |  | no |  |  | 0 | 0 | 0 | 0
oh_line_TAP_OH_914208 |  | AN | node_8102401_200890482 | node_1313790_888_15329951_918 | 0.033 | unb_TAPWIRE_OH | 8102401 | no | no |  |  | no |  |  | 0 | 0 | 0 | 0
oh_line_TAP_OH_914209 |  | AN | node_8102401_200890483 | node_1313938_434_15330188_238 | 0.033 | unb_TAPWIRE_OH | 8102401 | no | no |  |  | no |  |  | 0 | 0 | 0 | 0
oh_line_TAP_OH_914210 |  | AN | node_8102401_200890486 | node_1314247_216_15330903_05 | 0.033 | unb_TAPWIRE_OH | 8102401 | no | no |  |  | no |  |  | 0 | 0 | 0 | 0
oh_line_TAP_OH_914211 |  | AN | node_8102401_200890489 | node_1314389_351_15328081_549 | 0.033 | unb_TAPWIRE_OH | 8102401 | no | no |  |  | no |  |  | 0 | 0 | 0 | 0
oh_line_TAP_OH_914212 |  | AN | node_8102401_200890491 | node_1314098_237_15328304_95 | 0.033 | unb_TAPWIRE_OH | 8102401 | no | no |  |  | no |  |  | 0 | 0 | 0 | 0
oh_line_TAP_OH_914269 |  | ABCN | node_8102401_200890650 | node_1312847_451_15324504_009 | 0.033 | unb_TAPWIRE_OH | 8102401 | no | no |  |  | no |  |  | 0 | 0 | 0 | 0
oh_line_TAP_OH_914270 |  | AN | node_8102401_200890653 | node_1312820_665_15324308_682 | 0.033 | unb_TAPWIRE_OH | 8102401 | no | no |  |  | no |  |  | 0 | 0 | 0 | 0
oh_line_TAP_OH_914271 |  | AN | node_8102401_200890655 | node_1313308_418_15324081_525 | 0.033 | unb_TAPWIRE_OH | 8102401 | no | no |  |  | no |  |  | 0 | 0 | 0 | 0
oh_line_TAP_OH_914272 |  | ABCN | node_8102401_200890657 | node_1312455_454_15323952_456 | 0.033 | unb_TAPWIRE_OH | 8102401 | no | no |  |  | no |  |  | 0 | 0 | 0 | 0
oh_line_TAP_OH_914273 |  | ABCN | node_8102401_200890661 | node_1317782_591_15333948_553 | 0.033 | unb_TAPWIRE_OH | 8102401 | no | no |  |  | no |  |  | 0 | 0 | 0 | 0
oh_line_TAP_OH_914274 |  | ABCN | node_8102401_200890663 | node_1317612_297_15333521_625 | 0.033 | unb_TAPWIRE_OH | 8102401 | no | no |  |  | no |  |  | 0 | 0 | 0 | 0
oh_line_TAP_OH_914275 |  | AN | node_8102401_200890666 | node_1317251_998_15333554_757 | 0.033 | unb_TAPWIRE_OH | 8102401 | no | no |  |  | no |  |  | 0 | 0 | 0 | 0
oh_line_TAP_OH_914278 |  | ABCN | node_8102401_200890677 | node_1317288_017_15332724_466 | 0.033 | unb_TAPWIRE_OH | 8102401 | no | no |  |  | no |  |  | 0 | 0 | 0 | 0
oh_line_TAP_OH_914279 |  | ABCN | node_8102401_200890678 | node_1317217_128_15332576_486 | 0.033 | unb_TAPWIRE_OH | 8102401 | no | no |  |  | no |  |  | 0 | 0 | 0 | 0
oh_line_TAP_OH_914280 |  | ABCN | node_8102401_200890679 | node_1317102_713_15332325_936 | 0.033 | unb_TAPWIRE_OH | 8102401 | no | no |  |  | no |  |  | 0 | 0 | 0 | 0
oh_line_TAP_OH_914281 |  | ABCN | node_8102401_200890683 | node_1316845_525_15331757_631 | 0.033 | unb_TAPWIRE_OH | 8102401 | no | no |  |  | no |  |  | 0 | 0 | 0 | 0
oh_line_TAP_OH_914282 |  | ABCN | node_8102401_200890687 | node_1316568_514_15331065_943 | 0.033 | unb_TAPWIRE_OH | 8102401 | no | no |  |  | no |  |  | 0 | 0 | 0 | 0
oh_line_TAP_OH_914283 |  | ABCN | node_8102401_200890692 | node_1316300_301_15330524_099 | 0.033 | unb_TAPWIRE_OH | 8102401 | no | no |  |  | no |  |  | 0 | 0 | 0 | 0
oh_line_TAP_OH_914284 |  | ABCN | node_8102401_200890697 | node_1316181_053_15330001_662 | 0.033 | unb_TAPWIRE_OH | 8102401 | no | no |  |  | no |  |  | 0 | 0 | 0 | 0
oh_line_TAP_OH_914285 |  | ABCN | node_8102401_200890700 | node_1315998_111_15329550_523 | 0.033 | unb_TAPWIRE_OH | 8102401 | no | no |  |  | no |  |  | 0 | 0 | 0 | 0
oh_line_TAP_OH_914286 |  | ABCN | node_8102401_200890703 | node_1315845_117_15329179_878 | 0.033 | unb_TAPWIRE_OH | 8102401 | no | no |  |  | no |  |  | 0 | 0 | 0 | 0
oh_line_TAP_OH_914287 |  | ABCN | node_8102401_200890704 | node_1315759_477_15328971_293 | 0.033 | unb_TAPWIRE_OH | 8102401 | no | no |  |  | no |  |  | 0 | 0 | 0 | 0
oh_line_TAP_OH_914288 |  | ABCN | node_8102401_200890705 | node_1315673_841_15328755_66 | 0.033 | unb_TAPWIRE_OH | 8102401 | no | no |  |  | no |  |  | 0 | 0 | 0 | 0
oh_line_TAP_OH_914289 |  | ABCN | node_8102401_200890706 | node_1315571_097_15328501_517 | 0.033 | unb_TAPWIRE_OH | 8102401 | no | no |  |  | no |  |  | 0 | 0 | 0 | 0
oh_line_TAP_OH_914290 |  | AN | node_8102401_200890713 | node_1315186_639_15328085_118 | 0.033 | unb_TAPWIRE_OH | 8102401 | no | no |  |  | no |  |  | 0 | 0 | 0 | 0
oh_line_TAP_OH_914291 |  | ABCN | node_8102401_200890716 | node_1315006_166_15327467_012 | 0.033 | unb_TAPWIRE_OH | 8102401 | no | no |  |  | no |  |  | 0 | 0 | 0 | 0
oh_line_TAP_OH_914292 |  | ABCN | node_8102401_200890719 | node_1314848_622_15327236_418 | 0.033 | unb_TAPWIRE_OH | 8102401 | no | no |  |  | no |  |  | 0 | 0 | 0 | 0
oh_line_TAP_OH_914293 |  | ABCN | node_8102401_200890722 | node_1314567_798_15326823_422 | 0.033 | unb_TAPWIRE_OH | 8102401 | no | no |  |  | no |  |  | 0 | 0 | 0 | 0
oh_line_TAP_OH_914294 |  | ABCN | node_8102401_200890726 | node_1314228_877_15326433_78 | 0.033 | unb_TAPWIRE_OH | 8102401 | no | no |  |  | no |  |  | 0 | 0 | 0 | 0
oh_line_TAP_OH_914295 |  | ABCN | node_8102401_200890728 | node_1314138_314_15326185_451 | 0.033 | unb_TAPWIRE_OH | 8102401 | no | no |  |  | no |  |  | 0 | 0 | 0 | 0
oh_line_TAP_OH_914296 |  | ABCN | node_8102401_200890730 | node_1314004_468_15325998_015 | 0.033 | unb_TAPWIRE_OH | 8102401 | no | no |  |  | no |  |  | 0 | 0 | 0 | 0
oh_line_TAP_OH_914297 |  | ABCN | node_8102401_200890733 | node_1313857_343_15325771_68 | 0.033 | unb_TAPWIRE_OH | 8102401 | no | no |  |  | no |  |  | 0 | 0 | 0 | 0
oh_line_TAP_OH_914298 |  | ABCN | node_8102401_200890735 | node_1313721_596_15325572_354 | 0.033 | unb_TAPWIRE_OH | 8102401 | no | no |  |  | no |  |  | 0 | 0 | 0 | 0
oh_line_TAP_OH_914299 |  | ABCN | node_8102401_200890736 | node_1313556_486_15325360_281 | 0.033 | unb_TAPWIRE_OH | 8102401 | no | no |  |  | no |  |  | 0 | 0 | 0 | 0
oh_line_TAP_OH_914301 |  | ABCN | node_8102401_200890743 | node_1313260_055_15325100_336 | 0.033 | unb_TAPWIRE_OH | 8102401 | no | no |  |  | no |  |  | 0 | 0 | 0 | 0
oh_line_TAP_OH_914476 |  | AN | node_8102401_200891198 | node_1316728_09_15333225_756 | 0.033 | unb_TAPWIRE_OH | 8102401 | no | no |  |  | no |  |  | 0 | 0 | 0 | 0
oh_line_TAP_OH_914477 |  | AN | node_8102401_200891203 | node_1316296_279_15332741_18 | 0.033 | unb_TAPWIRE_OH | 8102401 | no | no |  |  | no |  |  | 0 | 0 | 0 | 0
oh_line_TAP_OH_914478 |  | AN | node_8102401_200891204 | node_1315865_614_15332667_782 | 0.033 | unb_TAPWIRE_OH | 8102401 | no | no |  |  | no |  |  | 0 | 0 | 0 | 0
oh_line_TAP_OH_914479 |  | AN | node_8102401_200891205 | node_1315441_583_15332679_474 | 0.033 | unb_TAPWIRE_OH | 8102401 | no | no |  |  | no |  |  | 0 | 0 | 0 | 0
oh_line_TAP_OH_914480 |  | AN | node_8102401_200891209 | node_1320619_154_15333769_409 | 0.033 | unb_TAPWIRE_OH | 8102401 | no | no |  |  | no |  |  | 0 | 0 | 0 | 0
oh_line_TAP_OH_914481 |  | AN | node_8102401_200891213 | node_1321304_942_15333284_331 | 0.033 | unb_TAPWIRE_OH | 8102401 | no | no |  |  | no |  |  | 0 | 0 | 0 | 0
oh_line_TAP_OH_914482 |  | AN | node_8102401_200891214 | node_1321038_072_15333699_629 | 0.033 | unb_TAPWIRE_OH | 8102401 | no | no |  |  | no |  |  | 0 | 0 | 0 | 0
oh_line_TAP_OH_914483 |  | AN | node_8102401_200891217 | node_1321858_622_15333473_282 | 0.033 | unb_TAPWIRE_OH | 8102401 | no | no |  |  | no |  |  | 0 | 0 | 0 | 0
oh_line_TAP_OH_914484 |  | AN | node_8102401_200891227 | node_1323506_933_15332787_508 | 0.033 | unb_TAPWIRE_OH | 8102401 | no | no |  |  | no |  |  | 0 | 0 | 0 | 0
oh_line_TAP_OH_914485 |  | AN | node_8102401_200891229 | node_1323352_942_15332615_048 | 0.033 | unb_TAPWIRE_OH | 8102401 | no | no |  |  | no |  |  | 0 | 0 | 0 | 0
oh_line_TAP_OH_914486 |  | AN | node_8102401_200891230 | node_1323024_706_15332632_917 | 0.033 | unb_TAPWIRE_OH | 8102401 | no | no |  |  | no |  |  | 0 | 0 | 0 | 0
oh_line_TAP_OH_914487 |  | AN | node_8102401_200891232 | node_1322675_125_15332526_941 | 0.033 | unb_TAPWIRE_OH | 8102401 | no | no |  |  | no |  |  | 0 | 0 | 0 | 0
oh_line_TAP_OH_914488 |  | AN | node_8102401_200891234 | node_1323791_059_15332905_253 | 0.033 | unb_TAPWIRE_OH | 8102401 | no | no |  |  | no |  |  | 0 | 0 | 0 | 0
oh_line_TAP_OH_914489 |  | AN | node_8102401_200891235 | node_1323790_551_15333112_432 | 0.033 | unb_TAPWIRE_OH | 8102401 | no | no |  |  | no |  |  | 0 | 0 | 0 | 0
oh_line_TAP_OH_914490 |  | AN | node_8102401_200891236 | node_1323731_957_15333165_092 | 0.033 | unb_TAPWIRE_OH | 8102401 | no | no |  |  | no |  |  | 0 | 0 | 0 | 0
oh_line_TAP_OH_914491 |  | AN | node_8102401_200891237 | node_1324097_01_15333006_311 | 0.033 | unb_TAPWIRE_OH | 8102401 | no | no |  |  | no |  |  | 0 | 0 | 0 | 0
oh_line_TAP_OH_914492 |  | AN | node_8102401_200891241 | node_1324499_643_15333230_688 | 0.033 | unb_TAPWIRE_OH | 8102401 | no | no |  |  | no |  |  | 0 | 0 | 0 | 0
oh_line_TAP_OH_914493 |  | AN | node_8102401_200891242 | node_1324793_87_15332859_26 | 0.033 | unb_TAPWIRE_OH | 8102401 | no | no |  |  | no |  |  | 0 | 0 | 0 | 0
oh_line_TAP_OH_914494 |  | AN | node_8102401_200891245 | node_1324893_338_15332499_036 | 0.033 | unb_TAPWIRE_OH | 8102401 | no | no |  |  | no |  |  | 0 | 0 | 0 | 0
oh_line_TAP_OH_914495 |  | AN | node_8102401_200891248 | node_1325343_628_15332938_001 | 0.033 | unb_TAPWIRE_OH | 8102401 | no | no |  |  | no |  |  | 0 | 0 | 0 | 0
oh_line_TAP_OH_914496 |  | AN | node_8102401_200891249 | node_1325591_197_15333200_762 | 0.033 | unb_TAPWIRE_OH | 8102401 | no | no |  |  | no |  |  | 0 | 0 | 0 | 0
oh_line_TAP_OH_914497 |  | AN | node_8102401_200891257 | node_1326416_28_15331968_703 | 0.033 | unb_TAPWIRE_OH | 8102401 | no | no |  |  | no |  |  | 0 | 0 | 0 | 0
oh_line_TAP_OH_914498 |  | AN | node_8102401_200891258 | node_1326612_116_15331852_631 | 0.033 | unb_TAPWIRE_OH | 8102401 | no | no |  |  | no |  |  | 0 | 0 | 0 | 0
oh_line_TAP_OH_914499 |  | AN | node_8102401_200891260 | node_1326545_059_15332508_905 | 0.033 | unb_TAPWIRE_OH | 8102401 | no | no |  |  | no |  |  | 0 | 0 | 0 | 0
oh_line_TAP_OH_914500 |  | AN | node_8102401_200891261 | node_1326816_713_15331803_204 | 0.033 | unb_TAPWIRE_OH | 8102401 | no | no |  |  | no |  |  | 0 | 0 | 0 | 0
oh_line_TAP_OH_914501 |  | AN | node_8102401_200891263 | node_1327265_744_15331726_529 | 0.033 | unb_TAPWIRE_OH | 8102401 | no | no |  |  | no |  |  | 0 | 0 | 0 | 0
oh_line_TAP_OH_914502 |  | AN | node_8102401_200891265 | node_1326014_631_15331537_641 | 0.033 | unb_TAPWIRE_OH | 8102401 | no | no |  |  | no |  |  | 0 | 0 | 0 | 0
oh_line_TAP_OH_914503 |  | AN | node_8102401_200891275 | node_1328336_213_15330951_863 | 0.033 | unb_TAPWIRE_OH | 8102401 | no | no |  |  | no |  |  | 0 | 0 | 0 | 0
oh_line_TAP_OH_914504 |  | AN | node_8102401_200891276 | node_1328562_708_15330817_039 | 0.033 | unb_TAPWIRE_OH | 8102401 | no | no |  |  | no |  |  | 0 | 0 | 0 | 0
oh_line_TAP_OH_914505 |  | AN | node_8102401_200891278 | node_1328736_688_15330596_202 | 0.033 | unb_TAPWIRE_OH | 8102401 | no | no |  |  | no |  |  | 0 | 0 | 0 | 0
oh_line_TAP_OH_914506 |  | AN | node_8102401_200891285 | node_1329355_509_15329752_602 | 0.033 | unb_TAPWIRE_OH | 8102401 | no | no |  |  | no |  |  | 0 | 0 | 0 | 0
oh_line_TAP_OH_914507 |  | AN | node_8102401_200891288 | node_1329823_952_15329465_196 | 0.033 | unb_TAPWIRE_OH | 8102401 | no | no |  |  | no |  |  | 0 | 0 | 0 | 0
oh_line_TAP_OH_914508 |  | AN | node_8102401_200891292 | node_1330578_56_15328828_31 | 0.033 | unb_TAPWIRE_OH | 8102401 | no | no |  |  | no |  |  | 0 | 0 | 0 | 0
oh_line_TAP_OH_914509 |  | AN | node_8102401_200891293 | node_1330796_035_15328659_214 | 0.033 | unb_TAPWIRE_OH | 8102401 | no | no |  |  | no |  |  | 0 | 0 | 0 | 0
oh_line_TAP_OH_914510 |  | AN | node_8102401_200891294 | node_1331020_881_15328488_832 | 0.033 | unb_TAPWIRE_OH | 8102401 | no | no |  |  | no |  |  | 0 | 0 | 0 | 0
oh_line_TAP_OH_914511 |  | AN | node_8102401_200891295 | node_1331289_29_15328354_262 | 0.033 | unb_TAPWIRE_OH | 8102401 | no | no |  |  | no |  |  | 0 | 0 | 0 | 0
oh_line_TAP_OH_914512 |  | AN | node_8102401_200891296 | node_1331155_571_15328170_851 | 0.033 | unb_TAPWIRE_OH | 8102401 | no | no |  |  | no |  |  | 0 | 0 | 0 | 0
oh_line_TAP_OH_914513 |  | AN | node_8102401_200891297 | node_1319204_023_15333413_618 | 0.033 | unb_TAPWIRE_OH | 8102401 | no | no |  |  | no |  |  | 0 | 0 | 0 | 0
oh_line_TAP_OH_914514 |  | AN | node_8102401_200891301 | node_1325583_638_15332672_554 | 0.033 | unb_TAPWIRE_OH | 8102401 | no | no |  |  | no |  |  | 0 | 0 | 0 | 0
oh_line_TAP_OH_914515 |  | AN | node_8102401_200891303 | node_1327727_482_15334250_775 | 0.033 | unb_TAPWIRE_OH | 8102401 | no | no |  |  | no |  |  | 0 | 0 | 0 | 0
oh_line_TAP_OH_914516 |  | AN | node_8102401_200891306 | node_1327942_439_15334243_095 | 0.033 | unb_TAPWIRE_OH | 8102401 | no | no |  |  | no |  |  | 0 | 0 | 0 | 0
oh_line_TAP_OH_914517 |  | AN | node_8102401_200891308 | node_1328113_499_15334085_83 | 0.033 | unb_TAPWIRE_OH | 8102401 | no | no |  |  | no |  |  | 0 | 0 | 0 | 0
oh_line_TAP_OH_914518 |  | AN | node_8102401_200891309 | node_1328346_721_15334353_607 | 0.033 | unb_TAPWIRE_OH | 8102401 | no | no |  |  | no |  |  | 0 | 0 | 0 | 0
oh_line_TAP_OH_914519 |  | AN | node_8102401_200891310 | node_1328529_143_15334471_432 | 0.033 | unb_TAPWIRE_OH | 8102401 | no | no |  |  | no |  |  | 0 | 0 | 0 | 0
oh_line_TAP_OH_914520 |  | AN | node_8102401_200891312 | node_1328753_763_15334461_304 | 0.033 | unb_TAPWIRE_OH | 8102401 | no | no |  |  | no |  |  | 0 | 0 | 0 | 0
oh_line_TAP_OH_914521 |  | AN | node_8102401_200891314 | node_1328987_317_15334585_979 | 0.033 | unb_TAPWIRE_OH | 8102401 | no | no |  |  | no |  |  | 0 | 0 | 0 | 0
oh_line_TAP_OH_914522 |  | AN | node_8102401_200891316 | node_1325697_661_15332922_669 | 0.033 | unb_TAPWIRE_OH | 8102401 | no | no |  |  | no |  |  | 0 | 0 | 0 | 0
oh_line_TAP_OH_914523 |  | AN | node_8102401_200891317 | node_1325841_352_15333328_713 | 0.033 | unb_TAPWIRE_OH | 8102401 | no | no |  |  | no |  |  | 0 | 0 | 0 | 0
oh_line_TAP_OH_914524 |  | AN | node_8102401_200891318 | node_1326005_863_15333073_923 | 0.033 | unb_TAPWIRE_OH | 8102401 | no | no |  |  | no |  |  | 0 | 0 | 0 | 0
oh_line_TAP_OH_914525 |  | AN | node_8102401_200891320 | node_1326024_387_15333341_263 | 0.033 | unb_TAPWIRE_OH | 8102401 | no | no |  |  | no |  |  | 0 | 0 | 0 | 0
oh_line_TAP_OH_914526 |  | AN | node_8102401_200891322 | node_1326271_975_15333534_833 | 0.033 | unb_TAPWIRE_OH | 8102401 | no | no |  |  | no |  |  | 0 | 0 | 0 | 0
oh_line_TAP_OH_914527 |  | AN | node_8102401_200891325 | node_1326510_898_15333964_132 | 0.033 | unb_TAPWIRE_OH | 8102401 | no | no |  |  | no |  |  | 0 | 0 | 0 | 0
oh_line_TAP_OH_914528 |  | AN | node_8102401_200891327 | node_1326461_631_15334199_306 | 0.033 | unb_TAPWIRE_OH | 8102401 | no | no |  |  | no |  |  | 0 | 0 | 0 | 0
oh_line_TAP_OH_914529 |  | AN | node_8102401_200891328 | node_1326704_012_15333833_133 | 0.033 | unb_TAPWIRE_OH | 8102401 | no | no |  |  | no |  |  | 0 | 0 | 0 | 0
oh_line_TAP_OH_914530 |  | AN | node_8102401_200891329 | node_1326861_504_15334011_889 | 0.033 | unb_TAPWIRE_OH | 8102401 | no | no |  |  | no |  |  | 0 | 0 | 0 | 0
oh_line_TAP_OH_914531 |  | AN | node_8102401_200891331 | node_1327046_277_15334061_689 | 0.033 | unb_TAPWIRE_OH | 8102401 | no | no |  |  | no |  |  | 0 | 0 | 0 | 0
oh_line_TAP_OH_914532 |  | AN | node_8102401_200891333 | node_1325358_321_15332072_881 | 0.033 | unb_TAPWIRE_OH | 8102401 | no | no |  |  | no |  |  | 0 | 0 | 0 | 0
oh_line_TAP_OH_914533 |  | AN | node_8102401_200891337 | node_1325255_779_15331517_81 | 0.033 | unb_TAPWIRE_OH | 8102401 | no | no |  |  | no |  |  | 0 | 0 | 0 | 0
oh_line_TAP_OH_914534 |  | AN | node_8102401_200891339 | node_1325932_734_15327437_875 | 0.033 | unb_TAPWIRE_OH | 8102401 | no | no |  |  | no |  |  | 0 | 0 | 0 | 0
oh_line_TAP_OH_914535 |  | AN | node_8102401_200891341 | node_1325241_108_15327291_268 | 0.033 | unb_TAPWIRE_OH | 8102401 | no | no |  |  | no |  |  | 0 | 0 | 0 | 0
oh_line_TAP_OH_914536 |  | AN | node_8102401_200891342 | node_1325431_179_15327162_332 | 0.033 | unb_TAPWIRE_OH | 8102401 | no | no |  |  | no |  |  | 0 | 0 | 0 | 0
oh_line_TAP_OH_914537 |  | AN | node_8102401_200891343 | node_1324920_545_15327135_124 | 0.033 | unb_TAPWIRE_OH | 8102401 | no | no |  |  | no |  |  | 0 | 0 | 0 | 0
oh_line_TAP_OH_914538 |  | AN | node_8102401_200891347 | node_1323991_07_15326391_05 | 0.033 | unb_TAPWIRE_OH | 8102401 | no | no |  |  | no |  |  | 0 | 0 | 0 | 0
oh_line_TAP_OH_914539 |  | AN | node_8102401_200891351 | node_1323412_689_15325790_879 | 0.033 | unb_TAPWIRE_OH | 8102401 | no | no |  |  | no |  |  | 0 | 0 | 0 | 0
oh_line_TAP_OH_914540 |  | AN | node_8102401_200891353 | node_1325268_781_15331235_854 | 0.033 | unb_TAPWIRE_OH | 8102401 | no | no |  |  | no |  |  | 0 | 0 | 0 | 0
oh_line_TAP_OH_914541 |  | AN | node_8102401_200891354 | node_1323025_015_15325130_528 | 0.033 | unb_TAPWIRE_OH | 8102401 | no | no |  |  | no |  |  | 0 | 0 | 0 | 0
oh_line_TAP_OH_914542 |  | AN | node_8102401_200891355 | node_1325351_05_15330727_909 | 0.033 | unb_TAPWIRE_OH | 8102401 | no | no |  |  | no |  |  | 0 | 0 | 0 | 0
oh_line_TAP_OH_914543 |  | AN | node_8102401_200891356 | node_1325402_384_15330294_719 | 0.033 | unb_TAPWIRE_OH | 8102401 | no | no |  |  | no |  |  | 0 | 0 | 0 | 0
oh_line_TAP_OH_914544 |  | AN | node_8102401_200891358 | node_1325582_602_15329669_582 | 0.033 | unb_TAPWIRE_OH | 8102401 | no | no |  |  | no |  |  | 0 | 0 | 0 | 0
oh_line_TAP_OH_914545 |  | AN | node_8102401_200891359 | node_1325821_108_15329196_587 | 0.033 | unb_TAPWIRE_OH | 8102401 | no | no |  |  | no |  |  | 0 | 0 | 0 | 0
oh_line_TAP_OH_914546 |  | AN | node_8102401_200891360 | node_1326048_604_15328890_454 | 0.033 | unb_TAPWIRE_OH | 8102401 | no | no |  |  | no |  |  | 0 | 0 | 0 | 0
oh_line_TAP_OH_914547 |  | AN | node_8102401_200891361 | node_1326068_098_15328535_663 | 0.033 | unb_TAPWIRE_OH | 8102401 | no | no |  |  | no |  |  | 0 | 0 | 0 | 0
oh_line_TAP_OH_914548 |  | AN | node_8102401_200891363 | node_1326141_885_15328223_573 | 0.033 | unb_TAPWIRE_OH | 8102401 | no | no |  |  | no |  |  | 0 | 0 | 0 | 0
oh_line_TAP_OH_914549 |  | AN | node_8102401_200891369 | node_1326204_828_15327946_849 | 0.033 | unb_TAPWIRE_OH | 8102401 | no | no |  |  | no |  |  | 0 | 0 | 0 | 0
oh_line_TAP_OH_914550 |  | AN | node_8102401_200891366 | node_1326827_943_15327741_685 | 0.033 | unb_TAPWIRE_OH | 8102401 | no | no |  |  | no |  |  | 0 | 0 | 0 | 0
oh_line_TAP_OH_914551 |  | AN | node_8102401_200891367 | node_1327004_491_15327894_051 | 0.033 | unb_TAPWIRE_OH | 8102401 | no | no |  |  | no |  |  | 0 | 0 | 0 | 0
oh_line_TAP_OH_914552 |  | AN | node_8102401_200891368 | node_1326329_243_15327585_865 | 0.033 | unb_TAPWIRE_OH | 8102401 | no | no |  |  | no |  |  | 0 | 0 | 0 | 0
oh_line_TAP_OH_914553 |  | AN | node_8102401_200891373 | node_1329206_134_15330937_453 | 0.033 | unb_TAPWIRE_OH | 8102401 | no | no |  |  | no |  |  | 0 | 0 | 0 | 0
oh_line_TAP_OH_914554 |  | AN | node_8102401_200891375 | node_1330108_398_15330571_227 | 0.033 | unb_TAPWIRE_OH | 8102401 | no | no |  |  | no |  |  | 0 | 0 | 0 | 0
oh_line_TAP_OH_914555 |  | AN | node_8102401_200891376 | node_1329640_992_15331592_017 | 0.033 | unb_TAPWIRE_OH | 8102401 | no | no |  |  | no |  |  | 0 | 0 | 0 | 0
oh_line_TAP_OH_914556 |  | AN | node_8102401_200891379 | node_1330374_905_15332847_939 | 0.033 | unb_TAPWIRE_OH | 8102401 | no | no |  |  | no |  |  | 0 | 0 | 0 | 0
oh_line_TAP_OH_914557 |  | AN | node_8102401_200891381 | node_1330962_562_15333382_343 | 0.033 | unb_TAPWIRE_OH | 8102401 | no | no |  |  | no |  |  | 0 | 0 | 0 | 0
oh_line_TAP_OH_914558 |  | AN | node_8102401_200891383 | node_1331152_468_15334291_53 | 0.033 | unb_TAPWIRE_OH | 8102401 | no | no |  |  | no |  |  | 0 | 0 | 0 | 0
oh_line_TAP_OH_914559 |  | AN | node_8102401_200891385 | node_1315523_881_15324073_568 | 0.033 | unb_TAPWIRE_OH | 8102401 | no | no |  |  | no |  |  | 0 | 0 | 0 | 0
oh_line_TAP_OH_914671 |  | AN | node_8102401_200891654 | node_1319745_299_15324538_863 | 0.033 | unb_TAPWIRE_OH | 8102401 | no | no |  |  | no |  |  | 0 | 0 | 0 | 0
oh_line_TAP_OH_914672 |  | AN | node_8102401_200891656 | node_1319820_44_15324717_018 | 0.033 | unb_TAPWIRE_OH | 8102401 | no | no |  |  | no |  |  | 0 | 0 | 0 | 0
oh_line_TAP_OH_914673 |  | AN | node_8102401_200891657 | node_1320114_184_15324614_417 | 0.033 | unb_TAPWIRE_OH | 8102401 | no | no |  |  | no |  |  | 0 | 0 | 0 | 0
oh_line_TAP_OH_914674 |  | AN | node_8102401_200891658 | node_1319887_319_15324917_485 | 0.033 | unb_TAPWIRE_OH | 8102401 | no | no |  |  | no |  |  | 0 | 0 | 0 | 0
oh_line_TAP_OH_914675 |  | AN | node_8102401_200891660 | node_1320016_809_15325076_234 | 0.033 | unb_TAPWIRE_OH | 8102401 | no | no |  |  | no |  |  | 0 | 0 | 0 | 0
oh_line_TAP_OH_914676 |  | AN | node_8102401_200891663 | node_1320073_155_15325407_676 | 0.033 | unb_TAPWIRE_OH | 8102401 | no | no |  |  | no |  |  | 0 | 0 | 0 | 0
oh_line_TAP_OH_914677 |  | AN | node_8102401_200891664 | node_1320225_674_15325438_171 | 0.033 | unb_TAPWIRE_OH | 8102401 | no | no |  |  | no |  |  | 0 | 0 | 0 | 0
oh_line_TAP_OH_914678 |  | AN | node_8102401_200891666 | node_1320311_985_15325886_163 | 0.033 | unb_TAPWIRE_OH | 8102401 | no | no |  |  | no |  |  | 0 | 0 | 0 | 0
oh_line_TAP_OH_914679 |  | AN | node_8102401_200891668 | node_1320232_607_15326181_307 | 0.033 | unb_TAPWIRE_OH | 8102401 | no | no |  |  | no |  |  | 0 | 0 | 0 | 0
oh_line_TAP_OH_914680 |  | AN | node_8102401_200891670 | node_1320255_223_15326502_006 | 0.033 | unb_TAPWIRE_OH | 8102401 | no | no |  |  | no |  |  | 0 | 0 | 0 | 0
oh_line_TAP_OH_914681 |  | AN | node_8102401_200891671 | node_1320242_022_15326786_836 | 0.033 | unb_TAPWIRE_OH | 8102401 | no | no |  |  | no |  |  | 0 | 0 | 0 | 0
oh_line_TAP_OH_914682 |  | AN | node_8102401_200891673 | node_1320421_15_15327309_916 | 0.033 | unb_TAPWIRE_OH | 8102401 | no | no |  |  | no |  |  | 0 | 0 | 0 | 0
oh_line_TAP_OH_914683 |  | AN | node_8102401_200891675 | node_1320564_998_15327867_609 | 0.033 | unb_TAPWIRE_OH | 8102401 | no | no |  |  | no |  |  | 0 | 0 | 0 | 0
oh_line_TAP_OH_914684 |  | AN | node_8102401_200891676 | node_1320472_663_15328122_361 | 0.033 | unb_TAPWIRE_OH | 8102401 | no | no |  |  | no |  |  | 0 | 0 | 0 | 0
oh_line_TAP_OH_914685 |  | AN | node_8102401_200891678 | node_1320099_697_15328352_378 | 0.033 | unb_TAPWIRE_OH | 8102401 | no | no |  |  | no |  |  | 0 | 0 | 0 | 0
oh_line_TAP_OH_914686 |  | AN | node_8102401_200891681 | node_1319184_774_15328628_066 | 0.033 | unb_TAPWIRE_OH | 8102401 | no | no |  |  | no |  |  | 0 | 0 | 0 | 0
oh_line_TAP_OH_914687 |  | AN | node_8102401_200891682 | node_1318860_111_15328528_827 | 0.033 | unb_TAPWIRE_OH | 8102401 | no | no |  |  | no |  |  | 0 | 0 | 0 | 0
oh_line_TAP_OH_914688 |  | AN | node_8102401_200891683 | node_1319393_133_15324257_975 | 0.033 | unb_TAPWIRE_OH | 8102401 | no | no |  |  | no |  |  | 0 | 0 | 0 | 0
oh_line_TAP_OH_914702 |  | AN | node_8102401_200891710 | node_1313078_439_15328098_443 | 0.033 | unb_TAPWIRE_OH | 8102401 | no | no |  |  | no |  |  | 0 | 0 | 0 | 0
oh_line_TAP_OH_914703 |  | AN | node_8102401_200891711 | node_1312870_075_15328265_078 | 0.033 | unb_TAPWIRE_OH | 8102401 | no | no |  |  | no |  |  | 0 | 0 | 0 | 0
oh_line_TAP_OH_914704 |  | AN | node_8102401_200891717 | node_1312354_629_15327106_269 | 0.033 | unb_TAPWIRE_OH | 8102401 | no | no |  |  | no |  |  | 0 | 0 | 0 | 0
oh_line_TAP_OH_914705 |  | AN | node_8102401_200891718 | node_1312208_409_15326892_861 | 0.033 | unb_TAPWIRE_OH | 8102401 | no | no |  |  | no |  |  | 0 | 0 | 0 | 0
oh_line_TAP_OH_914707 |  | AN | node_8102401_200891729 | node_1315998_46_15328549_757 | 0.033 | unb_TAPWIRE_OH | 8102401 | no | no |  |  | no |  |  | 0 | 0 | 0 | 0
oh_line_TAP_OH_914722 |  | AN | node_8102401_200891760 | node_1323665_461_15326510_27 | 0.033 | unb_TAPWIRE_OH | 8102401 | no | no |  |  | no |  |  | 0 | 0 | 0 | 0
oh_line_TAP_OH_914723 |  | AN | node_8102401_200891764 | node_1322420_319_15326458_412 | 0.033 | unb_TAPWIRE_OH | 8102401 | no | no |  |  | no |  |  | 0 | 0 | 0 | 0
oh_line_TAP_OH_914742 |  | AN | node_8102401_200891797 | node_1325550_105_15333791_624 | 0.033 | unb_TAPWIRE_OH | 8102401 | no | no |  |  | no |  |  | 0 | 0 | 0 | 0
oh_line_TAP_OH_914743 |  | AN | node_8102401_200891798 | node_1325292_685_15333869_015 | 0.033 | unb_TAPWIRE_OH | 8102401 | no | no |  |  | no |  |  | 0 | 0 | 0 | 0
oh_line_TAP_OH_914744 |  | AN | node_8102401_200891800 | node_1324824_478_15333858_867 | 0.033 | unb_TAPWIRE_OH | 8102401 | no | no |  |  | no |  |  | 0 | 0 | 0 | 0
oh_line_TAP_OH_914745 |  | AN | node_8102401_200891802 | node_1325533_651_15334354_045 | 0.033 | unb_TAPWIRE_OH | 8102401 | no | no |  |  | no |  |  | 0 | 0 | 0 | 0
oh_line_TAP_OH_914746 |  | AN | node_8102401_200891803 | node_1325444_049_15334623_919 | 0.033 | unb_TAPWIRE_OH | 8102401 | no | no |  |  | no |  |  | 0 | 0 | 0 | 0
oh_line_TAP_OH_914747 |  | AN | node_8102401_200891806 | node_1325935_781_15334593_12 | 0.033 | unb_TAPWIRE_OH | 8102401 | no | no |  |  | no |  |  | 0 | 0 | 0 | 0
oh_line_TAP_OH_914748 |  | AN | node_8102401_200891810 | node_1325013_276_15334861_983 | 0.033 | unb_TAPWIRE_OH | 8102401 | no | no |  |  | no |  |  | 0 | 0 | 0 | 0
oh_line_TAP_OH_914749 |  | AN | node_8102401_200891812 | node_1324945_01_15335322_752 | 0.033 | unb_TAPWIRE_OH | 8102401 | no | no |  |  | no |  |  | 0 | 0 | 0 | 0
oh_line_TAP_OH_914769 |  | AN | node_8102401_200891856 | node_1325613_361_15335314_606 | 0.033 | unb_TAPWIRE_OH | 8102401 | no | no |  |  | no |  |  | 0 | 0 | 0 | 0
oh_line_TAP_OH_914770 |  | AN | node_8102401_200891858 | node_1325855_307_15335547_634 | 0.033 | unb_TAPWIRE_OH | 8102401 | no | no |  |  | no |  |  | 0 | 0 | 0 | 0
oh_line_TAP_OH_914771 |  | AN | node_8102401_200891861 | node_1335416_72_15324863_496 | 0.033 | unb_TAPWIRE_OH | 8102401 | no | no |  |  | no |  |  | 0 | 0 | 0 | 0
oh_line_TAP_OH_914772 |  | AN | node_8102401_200891863 | node_1335245_514_15325015_723 | 0.033 | unb_TAPWIRE_OH | 8102401 | no | no |  |  | no |  |  | 0 | 0 | 0 | 0
oh_line_TAP_OH_914773 |  | AN | node_8102401_200891866 | node_1334953_397_15325272_381 | 0.033 | unb_TAPWIRE_OH | 8102401 | no | no |  |  | no |  |  | 0 | 0 | 0 | 0
oh_line_TAP_OH_914774 |  | AN | node_8102401_200891871 | node_1334677_149_15325510_403 | 0.033 | unb_TAPWIRE_OH | 8102401 | no | no |  |  | no |  |  | 0 | 0 | 0 | 0
oh_line_TAP_OH_914775 |  | AN | node_8102401_200891873 | node_1334480_869_15325651_763 | 0.033 | unb_TAPWIRE_OH | 8102401 | no | no |  |  | no |  |  | 0 | 0 | 0 | 0
oh_line_TAP_OH_914776 |  | AN | node_8102401_200891875 | node_1334267_805_15325895_603 | 0.033 | unb_TAPWIRE_OH | 8102401 | no | no |  |  | no |  |  | 0 | 0 | 0 | 0
oh_line_TAP_OH_914777 |  | AN | node_8102401_200891877 | node_1334365_024_15326079_158 | 0.033 | unb_TAPWIRE_OH | 8102401 | no | no |  |  | no |  |  | 0 | 0 | 0 | 0
oh_line_TAP_OH_914778 |  | AN | node_8102401_311928271 | node_1333696_236_15326657_816 | 0.033 | unb_TAPWIRE_OH | 8102401 | no | no |  |  | no |  |  | 0 | 0 | 0 | 0
oh_line_TAP_OH_914779 |  | AN | node_8102401_200891886 | node_1332733_066_15327033_265 | 0.033 | unb_TAPWIRE_OH | 8102401 | no | no |  |  | no |  |  | 0 | 0 | 0 | 0
oh_line_TAP_OH_914780 |  | AN | node_8102401_200891889 | node_1332281_604_15327365_4 | 0.033 | unb_TAPWIRE_OH | 8102401 | no | no |  |  | no |  |  | 0 | 0 | 0 | 0
oh_line_TAP_OH_914781 |  | AN | node_8102401_200891892 | node_1332022_755_15327800_246 | 0.033 | unb_TAPWIRE_OH | 8102401 | no | no |  |  | no |  |  | 0 | 0 | 0 | 0
oh_line_TAP_OH_914782 |  | AN | node_8102401_200891897 | node_1329941_1_15331309_267 | 0.033 | unb_TAPWIRE_OH | 8102401 | no | no |  |  | no |  |  | 0 | 0 | 0 | 0
oh_line_TAP_OH_914783 |  | AN | node_8102401_200891900 | node_1330520_868_15331296_567 | 0.033 | unb_TAPWIRE_OH | 8102401 | no | no |  |  | no |  |  | 0 | 0 | 0 | 0
oh_line_TAP_OH_914812 |  | ABCN | node_8102401_200892007 | node_1318068_811_15334850_699 | 0.033 | unb_TAPWIRE_OH | 8102401 | no | no |  |  | no |  |  | 0 | 0 | 0 | 0
oh_line_TAP_OH_914813 |  | ABCN | node_8102401_200892009 | node_1317897_107_15334612_442 | 0.033 | unb_TAPWIRE_OH | 8102401 | no | no |  |  | no |  |  | 0 | 0 | 0 | 0
oh_line_TAP_OH_915656 |  | AN | node_8102401_200895324 | node_1309532_214_15320830_771 | 0.033 | unb_TAPWIRE_OH | 8102401 | no | no |  |  | no |  |  | 0 | 0 | 0 | 0
oh_line_TAP_OH_915657 |  | AN | node_8102401_200895327 | node_1309887_194_15320856_046 | 0.033 | unb_TAPWIRE_OH | 8102401 | no | no |  |  | no |  |  | 0 | 0 | 0 | 0
oh_line_TAP_OH_915658 |  | AN | node_8102401_200895331 | node_1310463_506_15320948_799 | 0.033 | unb_TAPWIRE_OH | 8102401 | no | no |  |  | no |  |  | 0 | 0 | 0 | 0
oh_line_TAP_OH_915773 |  | AN | node_8102401_200895649 | node_1321271_573_15321745_297 | 0.033 | unb_TAPWIRE_OH | 8102401 | no | no |  |  | no |  |  | 0 | 0 | 0 | 0
oh_line_TAP_OH_915774 |  | AN | node_8102401_200895650 | node_1319159_981_15319104_792 | 0.033 | unb_TAPWIRE_OH | 8102401 | no | no |  |  | no |  |  | 0 | 0 | 0 | 0
oh_line_TAP_OH_915775 |  | AN | node_8102401_200895655 | node_1318600_636_15318173_569 | 0.033 | unb_TAPWIRE_OH | 8102401 | no | no |  |  | no |  |  | 0 | 0 | 0 | 0
oh_line_TAP_OH_915776 |  | AN | node_8102401_200895659 | node_1318201_587_15317592_045 | 0.033 | unb_TAPWIRE_OH | 8102401 | no | no |  |  | no |  |  | 0 | 0 | 0 | 0
oh_line_TAP_OH_915777 |  | AN | node_8102401_200895660 | node_1317964_209_15317682_277 | 0.033 | unb_TAPWIRE_OH | 8102401 | no | no |  |  | no |  |  | 0 | 0 | 0 | 0
oh_line_TAP_OH_915778 |  | AN | node_8102401_200895662 | node_1317873_037_15317230_99 | 0.033 | unb_TAPWIRE_OH | 8102401 | no | no |  |  | no |  |  | 0 | 0 | 0 | 0
oh_line_TAP_OH_915779 |  | AN | node_8102401_200895664 | node_1320748_197_15321514_042 | 0.033 | unb_TAPWIRE_OH | 8102401 | no | no |  |  | no |  |  | 0 | 0 | 0 | 0
oh_line_TAP_OH_915780 |  | AN | node_8102401_200895666 | node_1317464_135_15316803_75 | 0.033 | unb_TAPWIRE_OH | 8102401 | no | no |  |  | no |  |  | 0 | 0 | 0 | 0
oh_line_TAP_OH_915781 |  | AN | node_8102401_200895667 | node_1317203_436_15316536_895 | 0.033 | unb_TAPWIRE_OH | 8102401 | no | no |  |  | no |  |  | 0 | 0 | 0 | 0
oh_line_TAP_OH_915782 |  | AN | node_8102401_200895668 | node_1317414_806_15316293_53 | 0.033 | unb_TAPWIRE_OH | 8102401 | no | no |  |  | no |  |  | 0 | 0 | 0 | 0
oh_line_TAP_OH_915783 |  | AN | node_8102401_200895669 | node_1317021_706_15316289_734 | 0.033 | unb_TAPWIRE_OH | 8102401 | no | no |  |  | no |  |  | 0 | 0 | 0 | 0
oh_line_TAP_OH_915784 |  | AN | node_8102401_200895672 | node_1316895_537_15315824_357 | 0.033 | unb_TAPWIRE_OH | 8102401 | no | no |  |  | no |  |  | 0 | 0 | 0 | 0
oh_line_TAP_OH_915785 |  | AN | node_8102401_200895675 | node_1316893_34_15315533_113 | 0.033 | unb_TAPWIRE_OH | 8102401 | no | no |  |  | no |  |  | 0 | 0 | 0 | 0
oh_line_TAP_OH_915786 |  | AN | node_8102401_200895680 | node_1316405_725_15314671_812 | 0.033 | unb_TAPWIRE_OH | 8102401 | no | no |  |  | no |  |  | 0 | 0 | 0 | 0
oh_line_TAP_OH_915787 |  | AN | node_8102401_200895682 | node_1320335_792_15321223_373 | 0.033 | unb_TAPWIRE_OH | 8102401 | no | no |  |  | no |  |  | 0 | 0 | 0 | 0
oh_line_TAP_OH_915788 |  | AN | node_8102401_200895684 | node_1320257_187_15321136_263 | 0.033 | unb_TAPWIRE_OH | 8102401 | no | no |  |  | no |  |  | 0 | 0 | 0 | 0
oh_line_TAP_OH_915789 |  | AN | node_8102401_200895687 | node_1316191_66_15314166_91 | 0.033 | unb_TAPWIRE_OH | 8102401 | no | no |  |  | no |  |  | 0 | 0 | 0 | 0
oh_line_TAP_OH_915790 |  | AN | node_8102401_200895688 | node_1315971_735_15313911_194 | 0.033 | unb_TAPWIRE_OH | 8102401 | no | no |  |  | no |  |  | 0 | 0 | 0 | 0
oh_line_TAP_OH_915791 |  | AN | node_8102401_200895691 | node_1320204_942_15320699_753 | 0.033 | unb_TAPWIRE_OH | 8102401 | no | no |  |  | no |  |  | 0 | 0 | 0 | 0
oh_line_TAP_OH_915792 |  | AN | node_8102401_200895692 | node_1320079_026_15320495_768 | 0.033 | unb_TAPWIRE_OH | 8102401 | no | no |  |  | no |  |  | 0 | 0 | 0 | 0
oh_line_TAP_OH_915793 |  | AN | node_8102401_200895694 | node_1319806_909_15320363_925 | 0.033 | unb_TAPWIRE_OH | 8102401 | no | no |  |  | no |  |  | 0 | 0 | 0 | 0
oh_line_TAP_OH_915794 |  | AN | node_8102401_200895697 | node_1319468_171_15319707_549 | 0.033 | unb_TAPWIRE_OH | 8102401 | no | no |  |  | no |  |  | 0 | 0 | 0 | 0
oh_line_TAP_OH_915795 |  | AN | node_8102401_200895698 | node_1319344_038_15319399_238 | 0.033 | unb_TAPWIRE_OH | 8102401 | no | no |  |  | no |  |  | 0 | 0 | 0 | 0
oh_line_TAP_OH_915796 |  | AN | node_8102401_200895699 | node_1319120_139_15319530_023 | 0.033 | unb_TAPWIRE_OH | 8102401 | no | no |  |  | no |  |  | 0 | 0 | 0 | 0
oh_line_TAP_OH_915797 |  | AN | node_8102401_200895701 | node_1318418_601_15319616_165 | 0.033 | unb_TAPWIRE_OH | 8102401 | no | no |  |  | no |  |  | 0 | 0 | 0 | 0
oh_line_TAP_OH_916041 |  | AN | node_8102401_200896310 | node_1314473_967_15318004_301 | 0.033 | unb_TAPWIRE_OH | 8102401 | no | no |  |  | no |  |  | 0 | 0 | 0 | 0
oh_line_TAP_OH_916042 |  | AN | node_8102401_200896312 | node_1314681_445_15317855_078 | 0.033 | unb_TAPWIRE_OH | 8102401 | no | no |  |  | no |  |  | 0 | 0 | 0 | 0
oh_line_TAP_OH_916043 |  | AN | node_8102401_200896313 | node_1314830_989_15318138_259 | 0.033 | unb_TAPWIRE_OH | 8102401 | no | no |  |  | no |  |  | 0 | 0 | 0 | 0
oh_line_TAP_OH_916044 |  | AN | node_8102401_200896315 | node_1314644_38_15317394_376 | 0.033 | unb_TAPWIRE_OH | 8102401 | no | no |  |  | no |  |  | 0 | 0 | 0 | 0
oh_line_TAP_OH_916045 |  | AN | node_8102401_200896316 | node_1313716_196_15318274_688 | 0.033 | unb_TAPWIRE_OH | 8102401 | no | no |  |  | no |  |  | 0 | 0 | 0 | 0
oh_line_TAP_OH_916046 |  | AN | node_8102401_200896317 | node_1313411_779_15318331_849 | 0.033 | unb_TAPWIRE_OH | 8102401 | no | no |  |  | no |  |  | 0 | 0 | 0 | 0
oh_line_TAP_OH_916047 |  | AN | node_8102401_200896318 | node_1313092_422_15318388_356 | 0.033 | unb_TAPWIRE_OH | 8102401 | no | no |  |  | no |  |  | 0 | 0 | 0 | 0
oh_line_TAP_OH_916048 |  | AN | node_8102401_200896320 | node_1312977_136_15318111_386 | 0.033 | unb_TAPWIRE_OH | 8102401 | no | no |  |  | no |  |  | 0 | 0 | 0 | 0
oh_line_TAP_OH_916049 |  | AN | node_8102401_200896322 | node_1314289_112_15318048_52 | 0.033 | unb_TAPWIRE_OH | 8102401 | no | no |  |  | no |  |  | 0 | 0 | 0 | 0
oh_line_TAP_OH_916158 |  | ABCN | node_8102401_200896639 | node_1311356_05_15322802_701 | 0.033 | unb_TAPWIRE_OH | 8102401 | no | no |  |  | no |  |  | 0 | 0 | 0 | 0
oh_line_TAP_OH_916159 |  | ABCN | node_8102401_200896642 | node_1310909_231_15322386_414 | 0.033 | unb_TAPWIRE_OH | 8102401 | no | no |  |  | no |  |  | 0 | 0 | 0 | 0
oh_line_TAP_OH_916160 |  | AN | node_8102401_200896648 | node_1310256_304_15322050_491 | 0.033 | unb_TAPWIRE_OH | 8102401 | no | no |  |  | no |  |  | 0 | 0 | 0 | 0
oh_line_TAP_OH_916161 |  | AN | node_8102401_200896649 | node_1310032_299_15321930_149 | 0.033 | unb_TAPWIRE_OH | 8102401 | no | no |  |  | no |  |  | 0 | 0 | 0 | 0
oh_line_TAP_OH_916162 |  | AN | node_8102401_200896650 | node_1309818_835_15321828_587 | 0.033 | unb_TAPWIRE_OH | 8102401 | no | no |  |  | no |  |  | 0 | 0 | 0 | 0
oh_line_TAP_OH_916163 |  | AN | node_8102401_200896651 | node_1309703_054_15321698_901 | 0.033 | unb_TAPWIRE_OH | 8102401 | no | no |  |  | no |  |  | 0 | 0 | 0 | 0
oh_line_TAP_OH_916164 |  | AN | node_8102401_200896652 | node_1309773_957_15322052_94 | 0.033 | unb_TAPWIRE_OH | 8102401 | no | no |  |  | no |  |  | 0 | 0 | 0 | 0
oh_line_TAP_OH_916165 |  | ABCN | node_8102401_200896655 | node_1309848_881_15321607_653 | 0.033 | unb_TAPWIRE_OH | 8102401 | no | no |  |  | no |  |  | 0 | 0 | 0 | 0
oh_line_TAP_OH_916166 |  | ABCN | node_8102401_200896656 | node_1309670_19_15321518_418 | 0.033 | unb_TAPWIRE_OH | 8102401 | no | no |  |  | no |  |  | 0 | 0 | 0 | 0
oh_line_TAP_OH_916167 |  | ABCN | node_8102401_200896657 | node_1309524_24_15321432_332 | 0.033 | unb_TAPWIRE_OH | 8102401 | no | no |  |  | no |  |  | 0 | 0 | 0 | 0
oh_line_TAP_OH_916168 |  | AN | node_8102401_200896660 | node_1309249_033_15321537_877 | 0.033 | unb_TAPWIRE_OH | 8102401 | no | no |  |  | no |  |  | 0 | 0 | 0 | 0
oh_line_TAP_OH_916169 |  | ABCN | node_8102401_200896665 | node_1308979_454_15321134_593 | 0.033 | unb_TAPWIRE_OH | 8102401 | no | no |  |  | no |  |  | 0 | 0 | 0 | 0
oh_line_TAP_OH_916170 |  | ABCN | node_8102401_200896666 | node_1308800_269_15321030_068 | 0.033 | unb_TAPWIRE_OH | 8102401 | no | no |  |  | no |  |  | 0 | 0 | 0 | 0
oh_line_TAP_OH_916171 |  | ABCN | node_8102401_200896670 | node_1307993_849_15320672_065 | 0.033 | unb_TAPWIRE_OH | 8102401 | no | no |  |  | no |  |  | 0 | 0 | 0 | 0
oh_line_TAP_OH_916172 |  | AN | node_8102401_200896678 | node_1307255_62_15320459_889 | 0.033 | unb_TAPWIRE_OH | 8102401 | no | no |  |  | no |  |  | 0 | 0 | 0 | 0
oh_line_TAP_OH_916173 |  | AN | node_8102401_200896686 | node_1306742_275_15320196_492 | 0.033 | unb_TAPWIRE_OH | 8102401 | no | no |  |  | no |  |  | 0 | 0 | 0 | 0
oh_line_TAP_OH_916174 |  | AN | node_8102401_200896690 | node_1306197_69_15319887_861 | 0.033 | unb_TAPWIRE_OH | 8102401 | no | no |  |  | no |  |  | 0 | 0 | 0 | 0
oh_line_TAP_OH_916175 |  | AN | node_8102401_200896693 | node_1305734_329_15319670_076 | 0.033 | unb_TAPWIRE_OH | 8102401 | no | no |  |  | no |  |  | 0 | 0 | 0 | 0
oh_line_TAP_OH_916176 |  | AN | node_8102401_200896696 | node_1305281_833_15319475_45 | 0.033 | unb_TAPWIRE_OH | 8102401 | no | no |  |  | no |  |  | 0 | 0 | 0 | 0
oh_line_TAP_OH_916177 |  | AN | node_8102401_200896697 | node_1304958_846_15319338_005 | 0.033 | unb_TAPWIRE_OH | 8102401 | no | no |  |  | no |  |  | 0 | 0 | 0 | 0
oh_line_TAP_OH_916178 |  | AN | node_8102401_200896698 | node_1304659_625_15319132_771 | 0.033 | unb_TAPWIRE_OH | 8102401 | no | no |  |  | no |  |  | 0 | 0 | 0 | 0
oh_line_TAP_OH_916211 |  | AN | node_8102401_200896794 | node_1315562_098_15314935_836 | 0.033 | unb_TAPWIRE_OH | 8102401 | no | no |  |  | no |  |  | 0 | 0 | 0 | 0
oh_line_TAP_OH_916212 |  | AN | node_8102401_200896796 | node_1315167_715_15314505_512 | 0.033 | unb_TAPWIRE_OH | 8102401 | no | no |  |  | no |  |  | 0 | 0 | 0 | 0
oh_line_TAP_OH_916213 |  | AN | node_8102401_200896798 | node_1314995_145_15314342_135 | 0.033 | unb_TAPWIRE_OH | 8102401 | no | no |  |  | no |  |  | 0 | 0 | 0 | 0
oh_line_TAP_OH_916214 |  | AN | node_8102401_200896800 | node_1314849_414_15314076_422 | 0.033 | unb_TAPWIRE_OH | 8102401 | no | no |  |  | no |  |  | 0 | 0 | 0 | 0
oh_line_TAP_OH_916295 |  | AN | node_8102401_200897049 | node_1317317_659_15317045_766 | 0.033 | unb_TAPWIRE_OH | 8102401 | no | no |  |  | no |  |  | 0 | 0 | 0 | 0
oh_line_TAP_OH_916296 |  | AN | node_8102401_200897051 | node_1316844_77_15317040_859 | 0.033 | unb_TAPWIRE_OH | 8102401 | no | no |  |  | no |  |  | 0 | 0 | 0 | 0
oh_line_TAP_OH_916297 |  | AN | node_8102401_200897052 | node_1316418_129_15317028_777 | 0.033 | unb_TAPWIRE_OH | 8102401 | no | no |  |  | no |  |  | 0 | 0 | 0 | 0
oh_line_TAP_OH_916298 |  | AN | node_8102401_200897054 | node_1316129_465_15317037_97 | 0.033 | unb_TAPWIRE_OH | 8102401 | no | no |  |  | no |  |  | 0 | 0 | 0 | 0
oh_line_TAP_OH_916299 |  | AN | node_8102401_200897056 | node_1315950_679_15317022_963 | 0.033 | unb_TAPWIRE_OH | 8102401 | no | no |  |  | no |  |  | 0 | 0 | 0 | 0
oh_line_TAP_OH_916300 |  | AN | node_8102401_200897057 | node_1315621_02_15317010_968 | 0.033 | unb_TAPWIRE_OH | 8102401 | no | no |  |  | no |  |  | 0 | 0 | 0 | 0
oh_line_TAP_OH_916350 |  | AN | node_8102401_200897208 | node_1318416_324_15317080_894 | 0.033 | unb_TAPWIRE_OH | 8102401 | no | no |  |  | no |  |  | 0 | 0 | 0 | 0
oh_line_TAP_OH_916351 |  | AN | node_8102401_200897209 | node_1318790_231_15317076_207 | 0.033 | unb_TAPWIRE_OH | 8102401 | no | no |  |  | no |  |  | 0 | 0 | 0 | 0
oh_line_TAP_OH_916361 |  | AN | node_8102401_200897235 | node_1312582_763_15323674_799 | 0.033 | unb_TAPWIRE_OH | 8102401 | no | no |  |  | no |  |  | 0 | 0 | 0 | 0
oh_line_TAP_OH_916362 |  | AN | node_8102401_200897236 | node_1312754_326_15323710_476 | 0.033 | unb_TAPWIRE_OH | 8102401 | no | no |  |  | no |  |  | 0 | 0 | 0 | 0
oh_line_TAP_OH_916363 |  | AN | node_8102401_200897238 | node_1315778_062_15322604_888 | 0.033 | unb_TAPWIRE_OH | 8102401 | no | no |  |  | no |  |  | 0 | 0 | 0 | 0
oh_line_TAP_OH_916364 |  | AN | node_8102401_200897239 | node_1316073_916_15322568_539 | 0.033 | unb_TAPWIRE_OH | 8102401 | no | no |  |  | no |  |  | 0 | 0 | 0 | 0
oh_line_TAP_OH_916365 |  | AN | node_8102401_200897242 | node_1316665_082_15322646_233 | 0.033 | unb_TAPWIRE_OH | 8102401 | no | no |  |  | no |  |  | 0 | 0 | 0 | 0
oh_line_TAP_OH_916366 |  | AN | node_8102401_200897244 | node_1317261_648_15322653_487 | 0.033 | unb_TAPWIRE_OH | 8102401 | no | no |  |  | no |  |  | 0 | 0 | 0 | 0
oh_line_TAP_OH_916367 |  | AN | node_8102401_200897246 | node_1317528_061_15322638_106 | 0.033 | unb_TAPWIRE_OH | 8102401 | no | no |  |  | no |  |  | 0 | 0 | 0 | 0
oh_line_TAP_OH_916368 |  | AN | node_8102401_200897248 | node_1317701_357_15322676_233 | 0.033 | unb_TAPWIRE_OH | 8102401 | no | no |  |  | no |  |  | 0 | 0 | 0 | 0
oh_line_TAP_OH_916369 |  | AN | node_8102401_200897252 | node_1318722_271_15322978_891 | 0.033 | unb_TAPWIRE_OH | 8102401 | no | no |  |  | no |  |  | 0 | 0 | 0 | 0
oh_line_TAP_OH_916370 |  | AN | node_8102401_200897254 | node_1318940_88_15322546_901 | 0.033 | unb_TAPWIRE_OH | 8102401 | no | no |  |  | no |  |  | 0 | 0 | 0 | 0
oh_line_TAP_OH_916371 |  | AN | node_8102401_200897258 | node_1319425_611_15322994_156 | 0.033 | unb_TAPWIRE_OH | 8102401 | no | no |  |  | no |  |  | 0 | 0 | 0 | 0
oh_line_TAP_OH_916372 |  | AN | node_8102401_200897260 | node_1320018_993_15322584_588 | 0.033 | unb_TAPWIRE_OH | 8102401 | no | no |  |  | no |  |  | 0 | 0 | 0 | 0
oh_line_TAP_OH_916373 |  | AN | node_8102401_200897261 | node_1320359_654_15322489_597 | 0.033 | unb_TAPWIRE_OH | 8102401 | no | no |  |  | no |  |  | 0 | 0 | 0 | 0
oh_line_TAP_OH_916374 |  | AN | node_8102401_200897262 | node_1320228_402_15322206_977 | 0.033 | unb_TAPWIRE_OH | 8102401 | no | no |  |  | no |  |  | 0 | 0 | 0 | 0
oh_line_TAP_OH_916375 |  | AN | node_8102401_200897263 | node_1320633_954_15322287_872 | 0.033 | unb_TAPWIRE_OH | 8102401 | no | no |  |  | no |  |  | 0 | 0 | 0 | 0
oh_line_TAP_OH_916376 |  | AN | node_8102401_200897267 | node_1321600_727_15322130_946 | 0.033 | unb_TAPWIRE_OH | 8102401 | no | no |  |  | no |  |  | 0 | 0 | 0 | 0
oh_line_TAP_OH_916377 |  | AN | node_8102401_200897268 | node_1321806_656_15322133_733 | 0.033 | unb_TAPWIRE_OH | 8102401 | no | no |  |  | no |  |  | 0 | 0 | 0 | 0
oh_line_TAP_OH_916378 |  | AN | node_8102401_200897269 | node_1322194_377_15322205_081 | 0.033 | unb_TAPWIRE_OH | 8102401 | no | no |  |  | no |  |  | 0 | 0 | 0 | 0
oh_line_TAP_OH_916379 |  | AN | node_8102401_200897271 | node_1313523_016_15323701_348 | 0.033 | unb_TAPWIRE_OH | 8102401 | no | no |  |  | no |  |  | 0 | 0 | 0 | 0
oh_line_TAP_OH_916380 |  | AN | node_8102401_200897274 | node_1322681_235_15322208_342 | 0.033 | unb_TAPWIRE_OH | 8102401 | no | no |  |  | no |  |  | 0 | 0 | 0 | 0
oh_line_TAP_OH_916381 |  | AN | node_8102401_200897276 | node_1322989_308_15322205_837 | 0.033 | unb_TAPWIRE_OH | 8102401 | no | no |  |  | no |  |  | 0 | 0 | 0 | 0
oh_line_TAP_OH_916382 |  | AN | node_8102401_200897278 | node_1323348_266_15321968_105 | 0.033 | unb_TAPWIRE_OH | 8102401 | no | no |  |  | no |  |  | 0 | 0 | 0 | 0
oh_line_TAP_OH_916383 |  | AN | node_8102401_200897280 | node_1323601_824_15321719_068 | 0.033 | unb_TAPWIRE_OH | 8102401 | no | no |  |  | no |  |  | 0 | 0 | 0 | 0
oh_line_TAP_OH_916384 |  | AN | node_8102401_200897281 | node_1323923_496_15321644_183 | 0.033 | unb_TAPWIRE_OH | 8102401 | no | no |  |  | no |  |  | 0 | 0 | 0 | 0
oh_line_TAP_OH_916385 |  | AN | node_8102401_200897283 | node_1324184_171_15321531_581 | 0.033 | unb_TAPWIRE_OH | 8102401 | no | no |  |  | no |  |  | 0 | 0 | 0 | 0
oh_line_TAP_OH_916386 |  | AN | node_8102401_200897284 | node_1324502_851_15321386_719 | 0.033 | unb_TAPWIRE_OH | 8102401 | no | no |  |  | no |  |  | 0 | 0 | 0 | 0
oh_line_TAP_OH_916387 |  | AN | node_8102401_200897285 | node_1324883_481_15321364_679 | 0.033 | unb_TAPWIRE_OH | 8102401 | no | no |  |  | no |  |  | 0 | 0 | 0 | 0
oh_line_TAP_OH_916388 |  | AN | node_8102401_200897287 | node_1325299_681_15321015_219 | 0.033 | unb_TAPWIRE_OH | 8102401 | no | no |  |  | no |  |  | 0 | 0 | 0 | 0
oh_line_TAP_OH_916389 |  | AN | node_8102401_200897295 | node_1315009_925_15323152_394 | 0.033 | unb_TAPWIRE_OH | 8102401 | no | no |  |  | no |  |  | 0 | 0 | 0 | 0
oh_line_TAP_OH_916399 |  | ABCN | node_8102401_200897337 | node_1302749_459_15320947_074 | 0.033 | unb_TAPWIRE_OH | 8102401 | no | no |  |  | no |  |  | 0 | 0 | 0 | 0
oh_line_TAP_OH_916400 |  | ABCN | node_8102401_200897340 | node_1303302_549_15321312_507 | 0.033 | unb_TAPWIRE_OH | 8102401 | no | no |  |  | no |  |  | 0 | 0 | 0 | 0
oh_line_TAP_OH_916401 |  | ABCN | node_8102401_200897375 | node_1311656_638_15323411_157 | 0.033 | unb_TAPWIRE_OH | 8102401 | no | no |  |  | no |  |  | 0 | 0 | 0 | 0
oh_line_TAP_OH_916402 |  | AN | node_8102401_200897380 | node_1304403_344_15321101_633 | 0.033 | unb_TAPWIRE_OH | 8102401 | no | no |  |  | no |  |  | 0 | 0 | 0 | 0
oh_line_TAP_OH_916403 |  | AN | node_8102401_200897387 | node_1303500_741_15321101_244 | 0.033 | unb_TAPWIRE_OH | 8102401 | no | no |  |  | no |  |  | 0 | 0 | 0 | 0
oh_line_TAP_OH_916404 |  | AN | node_8102401_200897391 | node_1306566_088_15321937_997 | 0.033 | unb_TAPWIRE_OH | 8102401 | no | no |  |  | no |  |  | 0 | 0 | 0 | 0
oh_line_TAP_OH_916405 |  | AN | node_8102401_200897394 | node_1306177_665_15321591_595 | 0.033 | unb_TAPWIRE_OH | 8102401 | no | no |  |  | no |  |  | 0 | 0 | 0 | 0
oh_line_TAP_OH_916406 |  | AN | node_8102401_200897395 | node_1317089_33_15314954_235 | 0.033 | unb_TAPWIRE_OH | 8102401 | no | no |  |  | no |  |  | 0 | 0 | 0 | 0
oh_line_TAP_OH_916407 |  | AN | node_8102401_200897398 | node_1319067_629_15314787_395 | 0.033 | unb_TAPWIRE_OH | 8102401 | no | no |  |  | no |  |  | 0 | 0 | 0 | 0
oh_line_TAP_OH_916408 |  | AN | node_8102401_200897399 | node_1319148_746_15314947_754 | 0.033 | unb_TAPWIRE_OH | 8102401 | no | no |  |  | no |  |  | 0 | 0 | 0 | 0
oh_line_TAP_OH_916409 |  | AN | node_8102401_200897404 | node_1317661_408_15314396_494 | 0.033 | unb_TAPWIRE_OH | 8102401 | no | no |  |  | no |  |  | 0 | 0 | 0 | 0
oh_line_TAP_OH_916410 |  | AN | node_8102401_200897407 | node_1318232_646_15314378_033 | 0.033 | unb_TAPWIRE_OH | 8102401 | no | no |  |  | no |  |  | 0 | 0 | 0 | 0
oh_line_TAP_OH_916411 |  | AN | node_8102401_200897408 | node_1318244_902_15314258_649 | 0.033 | unb_TAPWIRE_OH | 8102401 | no | no |  |  | no |  |  | 0 | 0 | 0 | 0
oh_line_TAP_OH_916412 |  | AN | node_8102401_200897411 | node_1318979_728_15314633_853 | 0.033 | unb_TAPWIRE_OH | 8102401 | no | no |  |  | no |  |  | 0 | 0 | 0 | 0
oh_line_TAP_OH_916413 |  | AN | node_8102401_200897415 | node_1309111_054_15323668_771 | 0.033 | unb_TAPWIRE_OH | 8102401 | no | no |  |  | no |  |  | 0 | 0 | 0 | 0
oh_line_TAP_OH_916414 |  | AN | node_8102401_200897416 | node_1308715_56_15323595_736 | 0.033 | unb_TAPWIRE_OH | 8102401 | no | no |  |  | no |  |  | 0 | 0 | 0 | 0
oh_line_TAP_OH_916415 |  | ABCN | node_8102401_200897419 | node_1310730_522_15322932_967 | 0.033 | unb_TAPWIRE_OH | 8102401 | no | no |  |  | no |  |  | 0 | 0 | 0 | 0
oh_line_TAP_OH_916416 |  | AN | node_8102401_200897425 | node_1309840_203_15323419_767 | 0.033 | unb_TAPWIRE_OH | 8102401 | no | no |  |  | no |  |  | 0 | 0 | 0 | 0
oh_line_TAP_OH_916417 |  | AN | node_8102401_200897430 | node_1307238_016_15322664_054 | 0.033 | unb_TAPWIRE_OH | 8102401 | no | no |  |  | no |  |  | 0 | 0 | 0 | 0
oh_line_TAP_OH_916418 |  | AN | node_8102401_200897432 | node_1307535_214_15323245_711 | 0.033 | unb_TAPWIRE_OH | 8102401 | no | no |  |  | no |  |  | 0 | 0 | 0 | 0
oh_line_TAP_OH_916419 |  | AN | node_8102401_200897433 | node_1307785_52_15323339_133 | 0.033 | unb_TAPWIRE_OH | 8102401 | no | no |  |  | no |  |  | 0 | 0 | 0 | 0
oh_line_TAP_OH_916420 |  | AN | node_8102401_200897435 | node_1305449_279_15321587_385 | 0.033 | unb_TAPWIRE_OH | 8102401 | no | no |  |  | no |  |  | 0 | 0 | 0 | 0
oh_line_TAP_OH_916421 |  | AN | node_8102401_200897437 | node_1304841_112_15321246_013 | 0.033 | unb_TAPWIRE_OH | 8102401 | no | no |  |  | no |  |  | 0 | 0 | 0 | 0
oh_line_TAP_OH_916422 |  | AN | node_8102401_200897438 | node_1309424_216_15321119_999 | 0.033 | unb_TAPWIRE_OH | 8102401 | no | no |  |  | no |  |  | 0 | 0 | 0 | 0
oh_line_TAP_OH_916423 |  | AN | node_8102401_200897441 | node_1310751_196_15319272_808 | 0.033 | unb_TAPWIRE_OH | 8102401 | no | no |  |  | no |  |  | 0 | 0 | 0 | 0
oh_line_TAP_OH_916424 |  | AN | node_8102401_200897444 | node_1309638_898_15320594_976 | 0.033 | unb_TAPWIRE_OH | 8102401 | no | no |  |  | no |  |  | 0 | 0 | 0 | 0
oh_line_TAP_OH_916425 |  | AN | node_8102401_200897446 | node_1309668_655_15320357_595 | 0.033 | unb_TAPWIRE_OH | 8102401 | no | no |  |  | no |  |  | 0 | 0 | 0 | 0
oh_line_TAP_OH_916426 |  | AN | node_8102401_200897447 | node_1309969_695_15320172_663 | 0.033 | unb_TAPWIRE_OH | 8102401 | no | no |  |  | no |  |  | 0 | 0 | 0 | 0
oh_line_TAP_OH_916427 |  | AN | node_8102401_200897449 | node_1309601_696_15320020_176 | 0.033 | unb_TAPWIRE_OH | 8102401 | no | no |  |  | no |  |  | 0 | 0 | 0 | 0
oh_line_TAP_OH_916428 |  | AN | node_8102401_200897453 | node_1310254_07_15319440_774 | 0.033 | unb_TAPWIRE_OH | 8102401 | no | no |  |  | no |  |  | 0 | 0 | 0 | 0
oh_line_TAP_OH_916429 |  | AN | node_8102401_200897456 | node_1310614_92_15319825_997 | 0.033 | unb_TAPWIRE_OH | 8102401 | no | no |  |  | no |  |  | 0 | 0 | 0 | 0
oh_line_TAP_OH_916430 |  | AN | node_8102401_200897459 | node_1310890_475_15319796_738 | 0.033 | unb_TAPWIRE_OH | 8102401 | no | no |  |  | no |  |  | 0 | 0 | 0 | 0
oh_line_TAP_OH_916625 |  | AN | node_8102401_200898032 | node_1317955_728_15316422_741 | 0.033 | unb_TAPWIRE_OH | 8102401 | no | no |  |  | no |  |  | 0 | 0 | 0 | 0
oh_line_TAP_OH_916626 |  | AN | node_8102401_200898034 | node_1318145_05_15316207_3 | 0.033 | unb_TAPWIRE_OH | 8102401 | no | no |  |  | no |  |  | 0 | 0 | 0 | 0
oh_line_TAP_OH_916627 |  | AN | node_8102401_200898036 | node_1318411_638_15316103_501 | 0.033 | unb_TAPWIRE_OH | 8102401 | no | no |  |  | no |  |  | 0 | 0 | 0 | 0
oh_line_TAP_OH_916628 |  | AN | node_8102401_200898039 | node_1318516_898_15316430_091 | 0.033 | unb_TAPWIRE_OH | 8102401 | no | no |  |  | no |  |  | 0 | 0 | 0 | 0
oh_line_TAP_OH_916791 |  | AN | node_8102401_200898571 | node_1316652_527_15314588_657 | 0.033 | unb_TAPWIRE_OH | 8102401 | no | no |  |  | no |  |  | 0 | 0 | 0 | 0
oh_line_TAP_OH_916792 |  | AN | node_8102401_200898573 | node_1316967_977_15314116_8 | 0.033 | unb_TAPWIRE_OH | 8102401 | no | no |  |  | no |  |  | 0 | 0 | 0 | 0
oh_line_TAP_OH_916841 |  | AN | node_8102401_200898691 | node_1304850_314_15318636_658 | 0.033 | unb_TAPWIRE_OH | 8102401 | no | no |  |  | no |  |  | 0 | 0 | 0 | 0
oh_line_TAP_OH_916857 |  | AN | node_8102401_200898734 | node_1307418_516_15320775_147 | 0.033 | unb_TAPWIRE_OH | 8102401 | no | no |  |  | no |  |  | 0 | 0 | 0 | 0
oh_line_TAP_OH_916858 |  | AN | node_8102401_200898735 | node_1307291_971_15320616_836 | 0.033 | unb_TAPWIRE_OH | 8102401 | no | no |  |  | no |  |  | 0 | 0 | 0 | 0
oh_line_TAP_OH_916859 |  | AN | node_8102401_200898738 | node_1306866_028_15320393_448 | 0.033 | unb_TAPWIRE_OH | 8102401 | no | no |  |  | no |  |  | 0 | 0 | 0 | 0
oh_line_TAP_OH_916860 |  | AN | node_8102401_200898742 | node_1306732_977_15320699_381 | 0.033 | unb_TAPWIRE_OH | 8102401 | no | no |  |  | no |  |  | 0 | 0 | 0 | 0
oh_line_TAP_OH_916861 |  | AN | node_8102401_200898744 | node_1307052_269_15320788_641 | 0.033 | unb_TAPWIRE_OH | 8102401 | no | no |  |  | no |  |  | 0 | 0 | 0 | 0
oh_line_TAP_OH_916862 |  | AN | node_8102401_200898747 | node_1306844_363_15320908_411 | 0.033 | unb_TAPWIRE_OH | 8102401 | no | no |  |  | no |  |  | 0 | 0 | 0 | 0
oh_line_TAP_OH_916863 |  | AN | node_8102401_200898750 | node_1307086_683_15320925_606 | 0.033 | unb_TAPWIRE_OH | 8102401 | no | no |  |  | no |  |  | 0 | 0 | 0 | 0
oh_line_TAP_OH_916864 |  | AN | node_8102401_200898757 | node_1319004_572_15323549_841 | 0.033 | unb_TAPWIRE_OH | 8102401 | no | no |  |  | no |  |  | 0 | 0 | 0 | 0
oh_line_TAP_OH_916865 |  | AN | node_8102401_200898758 | node_1319130_839_15323739_425 | 0.033 | unb_TAPWIRE_OH | 8102401 | no | no |  |  | no |  |  | 0 | 0 | 0 | 0
oh_line_TAP_OH_916866 |  | AN | node_8102401_200898759 | node_1319283_466_15323970_309 | 0.033 | unb_TAPWIRE_OH | 8102401 | no | no |  |  | no |  |  | 0 | 0 | 0 | 0
oh_line_TAP_OH_917018 |  | AN | node_8102401_200899148 | node_1321390_187_15322249_198 | 0.033 | unb_TAPWIRE_OH | 8102401 | no | no |  |  | no |  |  | 0 | 0 | 0 | 0
oh_line_TAP_OH_917019 |  | AN | node_8102401_200899151 | node_1321864_223_15322966_509 | 0.033 | unb_TAPWIRE_OH | 8102401 | no | no |  |  | no |  |  | 0 | 0 | 0 | 0
oh_line_TAP_OH_917020 |  | AN | node_8102401_200899153 | node_1321928_655_15323328_654 | 0.033 | unb_TAPWIRE_OH | 8102401 | no | no |  |  | no |  |  | 0 | 0 | 0 | 0
oh_line_TAP_OH_917105 |  | AN | node_8102401_200899378 | node_1337923_835_15322975_467 | 0.033 | unb_TAPWIRE_OH | 8102401 | no | no |  |  | no |  |  | 0 | 0 | 0 | 0
oh_line_TAP_OH_917106 |  | AN | node_8102401_200899380 | node_1337797_603_15323161_237 | 0.033 | unb_TAPWIRE_OH | 8102401 | no | no |  |  | no |  |  | 0 | 0 | 0 | 0
oh_line_TAP_OH_917107 |  | AN | node_8102401_200899385 | node_1336841_382_15323910_053 | 0.033 | unb_TAPWIRE_OH | 8102401 | no | no |  |  | no |  |  | 0 | 0 | 0 | 0
oh_line_TAP_OH_917108 |  | AN | node_8102401_200899390 | node_1336847_376_15324199_89 | 0.033 | unb_TAPWIRE_OH | 8102401 | no | no |  |  | no |  |  | 0 | 0 | 0 | 0
oh_line_TAP_OH_917109 |  | AN | node_8102401_200899391 | node_1337172_27_15324412_069 | 0.033 | unb_TAPWIRE_OH | 8102401 | no | no |  |  | no |  |  | 0 | 0 | 0 | 0
oh_line_TAP_OH_917110 |  | AN | node_8102401_200899394 | node_1336016_527_15324431_552 | 0.033 | unb_TAPWIRE_OH | 8102401 | no | no |  |  | no |  |  | 0 | 0 | 0 | 0
oh_line_TAP_OH_917111 |  | AN | node_8102401_200899395 | node_1335788_461_15324574_66 | 0.033 | unb_TAPWIRE_OH | 8102401 | no | no |  |  | no |  |  | 0 | 0 | 0 | 0
oh_line_TAP_OH_920370 |  | AN | node_8102401_200947774 | node_1317567_095_15316700_573 | 0.033 | unb_TAPWIRE_OH | 8102401 | no | no |  |  | no |  |  | 0 | 0 | 0 | 0
oh_line_TAP_OH_920474 |  | AN | node_8102401_200948255 | node_1319528_974_15320050_204 | 0.033 | unb_TAPWIRE_OH | 8102401 | no | no |  |  | no |  |  | 0 | 0 | 0 | 0
oh_line_TAP_OH_922018 |  | AN | node_8102401_200959716 | node_1321212_318_15333761_522 | 0.033 | unb_TAPWIRE_OH | 8102401 | no | no |  |  | no |  |  | 0 | 0 | 0 | 0
oh_line_TAP_OH_922580 |  | AN | node_8102401_200962503 | node_1299936_714_15322005_69 | 0.033 | unb_TAPWIRE_OH | 8102401 | no | no |  |  | no |  |  | 0 | 0 | 0 | 0
oh_line_TAP_OH_923935 |  | AN | node_8102401_200968828 | node_1331131_959_15327881_345 | 0.033 | unb_TAPWIRE_OH | 8102401 | no | no |  |  | no |  |  | 0 | 0 | 0 | 0
oh_line_TAP_OH_924916 |  | AN | node_8102401_200974916 | node_1323556_389_15333949_96 | 0.033 | unb_TAPWIRE_OH | 8102401 | no | no |  |  | no |  |  | 0 | 0 | 0 | 0
oh_line_TAP_OH_926487 |  | AN | node_8102401_200982937 | node_1306864_692_15319448_038 | 0.033 | unb_TAPWIRE_OH | 8102401 | no | no |  |  | no |  |  | 0 | 0 | 0 | 0
oh_line_TAP_OH_928569 |  | AN | node_8102401_201010073 | node_1324264_174_15332795_159 | 0.033 | unb_TAPWIRE_OH | 8102401 | no | no |  |  | no |  |  | 0 | 0 | 0 | 0
oh_line_TAP_OH_930353 |  | AN | node_8102401_201018091 | node_1324575_556_15326947_65 | 0.033 | unb_TAPWIRE_OH | 8102401 | no | no |  |  | no |  |  | 0 | 0 | 0 | 0
oh_line_TAP_OH_930355 |  | AN | node_8102401_201018094 | node_1324364_884_15327173_503 | 0.033 | unb_TAPWIRE_OH | 8102401 | no | no |  |  | no |  |  | 0 | 0 | 0 | 0
oh_line_TAP_OH_930475 |  | AN | node_8102401_201018660 | node_1313033_294_15318674_149 | 0.033 | unb_TAPWIRE_OH | 8102401 | no | no |  |  | no |  |  | 0 | 0 | 0 | 0
oh_line_TAP_OH_930489 |  | AN | node_8102401_201018719 | node_1316566_111_15328598 | 0.033 | unb_TAPWIRE_OH | 8102401 | no | no |  |  | no |  |  | 0 | 0 | 0 | 0
oh_line_TAP_OH_930516 |  | AN | node_8102401_201018827 | node_1337206_345_15323561_678 | 0.033 | unb_TAPWIRE_OH | 8102401 | no | no |  |  | no |  |  | 0 | 0 | 0 | 0
oh_line_TAP_OH_933119 |  | AN | node_8102401_201034246 | node_1330323_534_15332633_43 | 0.033 | unb_TAPWIRE_OH | 8102401 | no | no |  |  | no |  |  | 0 | 0 | 0 | 0
oh_line_TAP_OH_935141 |  | AN | node_8102401_201047382 | node_1301300_291_15321689_19 | 0.033 | unb_TAPWIRE_OH | 8102401 | no | no |  |  | no |  |  | 0 | 0 | 0 | 0
oh_line_TAP_OH_936127 |  | AN | node_8102401_201055595 | node_1337505_065_15323424_899 | 0.033 | unb_TAPWIRE_OH | 8102401 | no | no |  |  | no |  |  | 0 | 0 | 0 | 0
oh_line_TAP_OH_936446 |  | ABCN | node_8102401_201058254 | node_1310186_994_15323534_416 | 0.033 | unb_TAPWIRE_OH | 8102401 | no | no |  |  | no |  |  | 0 | 0 | 0 | 0
oh_line_TAP_OH_937342 |  | AN | node_8102401_201064236 | node_1316964_662_15322767_9 | 0.033 | unb_TAPWIRE_OH | 8102401 | no | no |  |  | no |  |  | 0 | 0 | 0 | 0
oh_line_TAP_OH_938286 |  | AN | node_8102401_201068844 | node_1318722_302_15318496_561 | 0.033 | unb_TAPWIRE_OH | 8102401 | no | no |  |  | no |  |  | 0 | 0 | 0 | 0
oh_line_TAP_OH_938435 |  | AN | node_8102401_201069883 | node_1319695_642_15319923_903 | 0.033 | unb_TAPWIRE_OH | 8102401 | no | no |  |  | no |  |  | 0 | 0 | 0 | 0
oh_line_TAP_OH_1506042 |  | AN | node_8102401_310017130 | node_1330959_388_15331388_788 | 0.033 | unb_TAPWIRE_OH | 8102401 | no | no |  |  | no |  |  | 0 | 0 | 0 | 0
oh_line_TAP_OH_1899674 |  | AN | node_8102401_201047209 | node_1316842_521_15331267_938 | 0.033 | unb_TAPWIRE_OH | 8102401 | no | no |  |  | no |  |  | 0 | 0 | 0 | 0
oh_line_TAP_OH_2138561 |  | ABCN | node_8102401_200890742 | node_1313070_165_15325533_097 | 0.033 | unb_TAPWIRE_OH | 8102401 | no | no |  |  | no |  |  | 0 | 0 | 0 | 0
oh_line_TAP_OH_2138562 |  | ABCN | node_8102401_200890742 | node_1313062_764_15325508_314 | 0.033 | unb_TAPWIRE_OH | 8102401 | no | no |  |  | no |  |  | 0 | 0 | 0 | 0
oh_line_TAP_OH_2138682 |  | ABCN | node_8102401_200890674 | node_1317477_379_15333062_31 | 0.033 | unb_TAPWIRE_OH | 8102401 | no | no |  |  | no |  |  | 0 | 0 | 0 | 0
oh_line_TAP_OH_2138683 |  | ABCN | node_8102401_200890674 | node_1317480_826_15333088_57 | 0.033 | unb_TAPWIRE_OH | 8102401 | no | no |  |  | no |  |  | 0 | 0 | 0 | 0
oh_line_TAP_OH_2141404 |  | ABCN | node_8102401_200890673 | node_1317566_034_15333276_691 | 0.033 | unb_TAPWIRE_OH | 8102401 | no | no |  |  | no |  |  | 0 | 0 | 0 | 0
oh_line_TAP_OH_2141405 |  | ABCN | node_8102401_200890673 | node_1317569_483_15333302_951 | 0.033 | unb_TAPWIRE_OH | 8102401 | no | no |  |  | no |  |  | 0 | 0 | 0 | 0
oh_line_TAP_OH_2141406 |  | ABCN | node_8102401_200890673 | node_1317557_657_15333252_47 | 0.033 | unb_TAPWIRE_OH | 8102401 | no | no |  |  | no |  |  | 0 | 0 | 0 | 0
oh_line_TAP_OH_3187518 |  | AN | node_8102401_200898690 | node_1305055_536_15318689_438 | 0.033 | unb_TAPWIRE_OH | 8102401 | no | no |  |  | no |  |  | 0 | 0 | 0 | 0
oh_line_TAP_OH_3335712 |  | AN | node_8102401_311928272 | node_1334508_457_15328069_907 | 0.033 | unb_TAPWIRE_OH | 8102401 | no | no |  |  | no |  |  | 0 | 0 | 0 | 0
oh_line_TAP_OH_4069117 |  | AN | node_8102401_312029798 | node_1299936_2_15318891_209 | 0.033 | unb_TAPWIRE_OH | 8102401 | no | no |  |  | no |  |  | 0 | 0 | 0 | 0
oh_line_TAP_OH_4102721 |  | AN | node_8102401_312032517 | node_1311028_498_15320620_297 | 0.033 | unb_TAPWIRE_OH | 8102401 | no | no |  |  | no |  |  | 0 | 0 | 0 | 0
oh_line_TAP_OH_4189518 |  | AN | node_8102401_312032516 | node_1310769_373_15320754_99 | 0.033 | unb_TAPWIRE_OH | 8102401 | no | no |  |  | no |  |  | 0 | 0 | 0 | 0
oh_line_TAP_OH_5440823 |  | AN | node_8102401_312131736 | node_1313487_936_15325129_078 | 0.033 | unb_TAPWIRE_OH | 8102401 | no | no |  |  | no |  |  | 0 | 0 | 0 | 0

## overhead_line_conductor
data_type | static
owner_type | feeder
owner | 8102401
object | overhead_line_conductor
name | groupid | geometric_mean_radius | resistance | diameter | rating_summer_continuous | rating_summer_emergency | rating_winter_continuous | rating_winter_emergency | dcircuit | selected | comments
oh_cond_1/0_AAAC |  | 0.012 | 0.876 | 0.398 | 235 | 235 | 310 | 310 |  | no
oh_cond_1/0_ACSR |  | 0.012 | 0.888 | 0.398 | 265 | 265 | 330 | 330 |  | no
oh_cond_1_ACSR |  | 0.01 | 1.12 | 0.328 | 225 | 225 | 285 | 285 |  | no
oh_cond_2/0_CU |  | 0.013 | 0.44 | 0.414 | 295 | 295 | 425 | 425 |  | no
oh_cond_2_ACSR |  | 0.01 | 1.41 | 0.325 | 195 | 195 | 245 | 245 |  | no
oh_cond_3_#7_CWD_30% |  | 0.005 | 3.07 | 0.311 | 125 | 125 | 195 | 195 |  | no
oh_cond_4/0_AAAC |  | 0.017 | 0.439 | 0.563 | 365 | 365 | 480 | 480 |  | no
oh_cond_4/0_ACSR |  | 0.017 | 0.445 | 0.563 | 410 | 410 | 515 | 515 |  | no
oh_cond_4/0_AL |  | 0.016 | 0.442 | 0.522 | 365 | 365 | 480 | 480 |  | no
oh_cond_4A_CWD |  | 0.006 | 1.395 | 0.29 | 150 | 150 | 220 | 220 |  | no
oh_cond_4_ACSR |  | 0.008 | 2.24 | 0.25 | 145 | 145 | 185 | 185 |  | no
oh_cond_4_CU |  | 0.007 | 1.388 | 0.232 | 140 | 140 | 200 | 200 |  | no
oh_cond_6_CU |  | 0.006 | 2.18 | 0.184 | 110 | 110 | 150 | 150 |  | no
oh_cond_477_MCM_AL |  | 0.025 | 0.198 | 0.792 | 605 | 605 | 810 | 810 |  | no
oh_cond_WP-4/0-CU |  | 0.015 | 0.273 | 0.81 | 340 | 340 | 390 | 390 |  | no

## regulator
data_type | static
owner_type | feeder
owner | 8102401
object | regulator
name | groupid | phases | fr | to | configuration | sense_node | dcircuit | selected | monitored | monitored_fields | class_monitored_fields | played | played_fields | comments
regulator_311843257 |  | AD | node_intto1_8102401_200897251 | node_8102401_200897251 | config_regulator_311843257 |  | 8102401 | no | no |  |  | no
regulator_312028196 |  | AD | node_intto1_8102401_200891227 | node_8102401_200891227 | config_regulator_312028196 |  | 8102401 | no | no |  |  | no

## regulator_configuration
data_type | static
owner_type | feeder
owner | 8102401
object | regulator_configuration
name | groupid | connect_type | band_center | band_width | time_delay | dwell_time | raise_taps | lower_taps | current_transducer_ratio | power_transducer_ratio | compensator_r_setting_A | compensator_x_setting_A | compensator_r_setting_B | compensator_x_setting_B | compensator_r_setting_C | compensator_x_setting_C | CT_phase | PT_phase | regulation | control_level | Control | Type | tap_pos_A | tap_pos_B | tap_pos_C | dcircuit | selected | comments
config_regulator_311843257 |  | WYE_WYE | 123 | 3 |  |  | 16 | 16 | 250 | 40 | 0 | 0 | 0 | 0 | 0 | 0 | A | A | 0.1 | INDIVIDUAL | OUTPUT_VOLTAGE | A | 0 | 0 | 0 |  | no
config_regulator_312028196 |  | WYE_WYE | 123 | 3 |  |  | 16 | 16 | 250 | 60 | 0 | 0 | 0 | 0 | 0 | 0 | A | A | 0.1 | INDIVIDUAL | OUTPUT_VOLTAGE | A | 0 | 0 | 0 |  | no

## switch
data_type | static
owner_type | feeder
owner | 8102401
object | switch
name | groupid | phases | fr | to | phase_A_state | phase_B_state | phase_C_state | operating_mode | status | dcircuit | selected | monitored | monitored_fields | class_monitored_fields | played | played_fields | comments
switch_220415347 |  | AD | node_intto1_8102401_200891282 | node_8102401_200891282 | CLOSED | CLOSED | CLOSED | INDIVIDUAL |  | 8102401 | no | no |  |  | no
switch_220415364 |  | AN | node_intto1_8102401_200891729 | node_8102401_200891729 | CLOSED | CLOSED | CLOSED | INDIVIDUAL |  | 8102401 | no | no |  |  | no
switch_220415708 |  | AD | node_intto1_220415708 | node_220415708 | CLOSED | CLOSED | CLOSED | INDIVIDUAL |  | 8102401 | no | no |  |  | no
switch_220557274 |  | AD | node_intto1_220557274 | node_220557274 | CLOSED | CLOSED | CLOSED | INDIVIDUAL |  | 8102401 | no | no |  |  | no

## transformer
data_type | static
owner_type | feeder
owner | 8102401
object | transformer
name | groupid | phases | fr | to | configuration | climate | aging_constant | use_thermal_model | aging_granularity | dcircuit | selected | monitored | monitored_fields | class_monitored_fields | played | played_fields | comments
transformer_220464980 |  | AD | node_intto1_220464980 | node_220464980 | config_transformer_220464980 |  | 0 |  | 0 | 8102401 | no | no |  |  | no
transformer_220465521 |  | AD | node_intto1_220465521 | node_220465521 | config_transformer_220465521 |  | 0 |  | 0 | 8102401 | no | no |  |  | no

## transformer_configuration
data_type | static
owner_type | feeder
owner | 8102401
object | transformer_configuration
name | groupid | connect_type | install_type | coolant_type | cooling_type | primary_voltage | secondary_voltage | power_rating | powerA_rating | powerB_rating | powerC_rating | impedance | shunt_impedance | core_coil_weight | tank_fittings_weight | oil_volume | rated_winding_time_constant | rated_winding_hot_spot_rise | rated_top_oil_rise | no_load_loss | full_load_loss | reactance_resistance_ratio | installed_insulation_life | dcircuit | selected | comments
config_transformer_220464980 |  | DELTA_GWYE |  |  |  | 4800 | 12470 | 167 | 0 | 0 | 0 | 0.004+0.04j | 0 | 0 | 0 | 0 | 0 | 0 | 0 | 0 | 0 | 10 | 0 |  | no
config_transformer_220465521 |  | DELTA_GWYE |  |  |  | 4800 | 12470 | 167 | 0 | 0 | 0 | 0.004+0.04j | 0 | 0 | 0 | 0 | 0 | 0 | 0 | 0 | 0 | 10 | 0 |  | no

## underground_line
data_type | static
owner_type | feeder
owner | 8102401
object | underground_line
name | groupid | phases | fr | to | length | configuration | dcircuit | selected | monitored | monitored_fields | class_monitored_fields | played | played_fields | comments
und_line_8102401_200890075 |  | AN | node_8102401_201055377 | node_8102401_200890075 | 119.489 | und_1P_2ALURD_2AL(N) | 8102401 | no | no |  |  | no
und_line_8102401_200890077 |  | AN | node_8102401_200890075 | node_8102401_200890077 | 387.355 | und_1P_2ALURD_2AL(N) | 8102401 | no | no |  |  | no
und_line_8102401_200890079 |  | AN | node_8102401_200890077 | node_8102401_200890079 | 296.708 | und_1P_2ALURD_2AL(N) | 8102401 | no | no |  |  | no
und_line_8102401_200890647 |  | AN | node_8102401_200911598 | node_8102401_200890647 | 580.309 | und_1P_2ALURD | 8102401 | no | no |  |  | no
und_line_8102401_200894358 |  | AN | node_8102401_311911321 | node_8102401_200894358 | 215.312 | und_1P_1/0ALURD_1/0AL(N) | 8102401 | no | no |  |  | no
und_line_8102401_200895645 |  | AN | node_8102401_200895656 | node_intto1_8102401_200895645 | 417.541 | und_1P_DELTACUST | 8102401 | no | no |  |  | no
und_line_8102401_200895646 |  | AN | node_8102401_200895652 | node_intto1_8102401_200895646 | 652.79 | und_1P_2ALURD | 8102401 | no | no |  |  | no
und_line_8102401_200953159 |  | AN | node_8102401_200953158 | node_intto1_8102401_200953159 | 1473.851 | und_1P_DELTACUST | 8102401 | no | no |  |  | no
und_line_8102401_200959720 |  | AN | node_8102401_200959719 | node_intto1_8102401_200959720 | 1981.356 | und_1P_DELTACUST | 8102401 | no | no |  |  | no
und_line_8102401_200972815 |  | AN | node_8102401_200948256 | node_8102401_200972815 | 1323.741 | und_1P_DELTACUST | 8102401 | no | no |  |  | no
und_line_8102401_200972911 |  | AN | node_8102401_200946873 | node_intto1_8102401_200972911 | 540.113 | und_1P_DELTACUST | 8102401 | no | no |  |  | no
und_line_8102401_201055377 |  | AN | node_8102401_200891729 | node_8102401_201055377 | 144.518 | und_1P_2ALURD_2AL(N) | 8102401 | no | no |  |  | no
und_line_8102401_311917076 |  | AN | node_8102401_311917074 | node_8102401_311917076 | 720.479 | und_1P_DELTACUST | 8102401 | no | no |  |  | no
und_line_8102401_312113562 |  | AN | node_8102401_312113558 | node_8102401_312113562 | 380.163 | und_1P_DELTACUST | 8102401 | no | no |  |  | no
und_line_8102401_312147453 |  | AN | node_8102401_312147450 | node_intto1_8102401_312147453 | 1244.688 | und_1P_DELTACUST | 8102401 | no | no |  |  | no
und_line_TAP_UG_59721 |  | AN | node_8102401_200890075 | node_1316171_742_15328590_141 | 0.033 | und_TAPWIRE_UG | 8102401 | no | no |  |  | no
und_line_TAP_UG_59722 |  | AN | node_8102401_200890077 | node_1316243_692_15328977_713 | 0.033 | und_TAPWIRE_UG | 8102401 | no | no |  |  | no
und_line_TAP_UG_59723 |  | AN | node_8102401_200890079 | node_1316250_217_15329284_366 | 0.033 | und_TAPWIRE_UG | 8102401 | no | no |  |  | no
und_line_TAP_UG_59735 |  | AN | node_8102401_200890647 | node_1315046_979_15326211_41 | 0.033 | und_TAPWIRE_UG | 8102401 | no | no |  |  | no
und_line_TAP_UG_59828 |  | AN | node_8102401_200894358 | node_1308315_256_15320531_044 | 0.033 | und_TAPWIRE_UG | 8102401 | no | no |  |  | no
und_line_TAP_UG_59869 |  | AN | node_8102401_200895645 | node_1317894_976_15318660_022 | 0.033 | und_TAPWIRE_UG | 8102401 | no | no |  |  | no
und_line_TAP_UG_59870 |  | AN | node_8102401_200895646 | node_1319723_122_15318651_039 | 0.033 | und_TAPWIRE_UG | 8102401 | no | no |  |  | no
und_line_TAP_UG_59984 |  | AN | node_8102401_200953159 | node_1300115_633_15323419_286 | 0.033 | und_TAPWIRE_UG | 8102401 | no | no |  |  | no
und_line_TAP_UG_60151 |  | AN | node_8102401_200959720 | node_1321050_012_15336006_592 | 0.033 | und_TAPWIRE_UG | 8102401 | no | no |  |  | no
und_line_TAP_UG_61410 |  | AN | node_8102401_200972815 | node_1318180_824_15320275_39 | 0.033 | und_TAPWIRE_UG | 8102401 | no | no |  |  | no
und_line_TAP_UG_61484 |  | AN | node_8102401_200972911 | node_1300408_776_15322269_941 | 0.033 | und_TAPWIRE_UG | 8102401 | no | no |  |  | no
und_line_TAP_UG_1481332 |  | AN | node_8102401_311917076 | node_1331071_582_15335176_359 | 0.033 | und_TAPWIRE_UG | 8102401 | no | no |  |  | no
und_line_TAP_UG_2597801 |  | AN | node_8102401_312113562 | node_1313817_998_15326701_008 | 0.033 | und_TAPWIRE_UG | 8102401 | no | no |  |  | no
und_line_TAP_UG_2837047 |  | AN | node_8102401_312147453 | node_1327353_877_15328822_505 | 0.033 | und_TAPWIRE_UG | 8102401 | no | no |  |  | no

## underground_line_conductor
data_type | static
owner_type | feeder
owner | 8102401
object | underground_line_conductor
name | groupid | outer_diameter | conductor_gmr | conductor_diameter | conductor_resistance | neutral_gmr | neutral_diameter | neutral_resistance | neutral_strands | insulation_relative_permitivitty | shield_gmr | shield_resistance | rating_summer_continuous | rating_summer_emergency | rating_winter_continuous | rating_winter_emergency | dcircuit | selected | comments
und_cond_1P_1/0ALURD_1/0AL(N) | [12 empty] | 160 | 160 | 180 | 180 |  | no
und_cond_1P_2ALURD | [12 empty] | 125 | 125 | 140 | 140 |  | no
und_cond_1P_2ALURD_2AL(N) | [12 empty] | 125 | 125 | 140 | 140 |  | no
und_cond_1P_DELTACUST | [12 empty] | 685 | 685 | 685 | 685 |  | no
und_cond_TAPWIRE_UG | [12 empty] | 99999999 | 99999999 | 99999999 | 99999999 |  | no