## capacitor
data_type | static
owner_type | feeder
owner | 8105001
object | capacitor
name | groupid | parent | phases | nominal_voltage | pt_phase | phases_connected | switchA | switchB | switchC | control | voltage_set_high | voltage_set_low | VAr_set_high | VAr_set_low | current_set_high | current_set_low | capacitor_A | capacitor_B | capacitor_C | cap_nominal_voltage | time_delay | dwell_time | lockout_time | remote_sense | remote_sense_B | control_level | dcircuit | selected | monitored | monitored_fields | class_monitored_fields | played | played_fields | comments
cap_220369359 |  | node_1369544_702_15289725_237 | ABCN | 0 |  | ABCN | CLOSED | CLOSED | CLOSED | MANUAL | [6 empty] | 200000 | 200000 | 200000 | 7200 | [6 empty] | 8105001 | no | no |  |  | no
cap_220369416 |  | node_1369616_132_15277532_502 | AN | 0 |  | AN | CLOSED |  |  | MANUAL | [6 empty] | 100000 |  |  | 4800 | [6 empty] | 8105001 | no | no |  |  | no
cap_220599314 |  | node_1366274_404_15289304_269 | ABCN | 0 |  | ABCN | CLOSED | CLOSED | CLOSED | MANUAL | [6 empty] | 150000 | 150000 | 150000 | 7200 | [6 empty] | 8105001 | no | no |  |  | no
cap_220599318 |  | node_1371644_112_15293144_763 | AN | 0 |  | AN | CLOSED |  |  | MANUAL | [6 empty] | 50000 |  |  | 4800 | [6 empty] | 8105001 | no | no |  |  | no

## feeder
data_type | static
owner_type | feeder
owner | 8105001
object | feeder
name | transmission_bus | ARC | ADR | slack_bus | nom_voltages | num_nodes | num_ohlines | num_uglines | num_transformers | num_generators | num_pvs | num_storages | num_loads | miles | mw | mvar | losses_mw | losses_mvar | comments | use_feeder_load_shape | load_shape_scale | use_feeder_pv_shape | pv_shape_scale | description | restore_time | griddisconnect_scenario_probability | gridconnect_scenario_probability | use_energy_not_served | VOLL | discount_rate | yearly_load_growth_percent | planning_horizon | enable_traditional_project_deferral | lifetime_of_investment_years | start_year | base_year | year_the_investment_is_committed | revenue_requirement_scaling_factor | discount_rate | inflation_rate_for_investment | traditional_project_invested_capital | periodicity_of_investment_in_years | priority | maximum_total_investment_cost | DER_portfolio_NPV | DER_portfolio_BC_ratio | total_system_energy_avoided_cost_NPV | total_system_capacity_avoided_cost_NPV | total_system_ancillary_services_avoided_cost_NPV | total_system_CO2_avoided_cost_NPV | total_system_loss_of_load_avoided_cost_NPV | total_system_distribution_capacity_avoided_cost_NPV | total_system_investment_and_operational_cost_NPV | feeder_solar_pv_operating_cost_USdollarperkWh | feeder_energy_storage_operating_cost_USdollarperkWh | feeder_distributed_generator_operating_cost_USdollarperkWh | feeder_distributed_generator_CO2_cost_USdollarperkWh | feeder_demand_response_operating_cost_USdollarperkWh | feeder_solar_pv_investment_cost_USdollarperkW | feeder_energy_storage_investment_cost_USdollarperkW | feeder_distributed_generator_investment_cost_USdollarperkW | feeder_demand_response_investment_cost_USdollarperkW
8105001 |  | ts_slack | none | node_SOURCE_8105001 | 2771.281,7199.558 | 955 | 710 | 177 | 2 | 0 | 0 | 0 | 291 | 22.921 | 10.5 | 4.473 | 0 | 0 |  | 0 | 0 | 1 | 0 |  | 0 | 0 | 0 | 0 | 0 | 0 | 0 | 0 | 0 | 0 | 0 | 0 | 0 | 0 | 0 | 0 | 0 | 0 | 0 | 999999999 | 0 | 0 | 0 | 0 | 0 | 0 | 0 | 0 | 0 | 0 | 0 | 0 | 0 | 0 | 0 | 0 | 0 | 0

## fuse
data_type | static
owner_type | feeder
owner | 8105001
object | fuse
name | groupid | phases | fr | to | phase_A_status | phase_B_status | phase_C_status | repair_dist_type | current_limit | mean_replacement_time | status | dcircuit | selected | monitored | monitored_fields | class_monitored_fields | played | played_fields | comments
fuse_220386266 |  | AN | node_intto1_220386266 | node_220386266 | GOOD | GOOD | GOOD |  | 80 |  |  | 8105001 | no | no |  |  | no
fuse_220386280 |  | AN | node_intto1_8105001_311878789 | node_8105001_311878789 | GOOD | GOOD | GOOD |  | 80 |  |  | 8105001 | no | no |  |  | no
fuse_220386284 |  | AN | node_intto1_8105001_201037706 | node_8105001_201037706 | GOOD | GOOD | GOOD |  | 85 |  |  | 8105001 | no | no |  |  | no
fuse_220386295 |  | AN | node_intto1_8105001_201037704 | node_8105001_201037704 | GOOD | GOOD | GOOD |  | 65 |  |  | 8105001 | no | no |  |  | no
fuse_220386296 |  | AN | node_intto1_8105001_200861183 | node_8105001_200861183 | GOOD | GOOD | GOOD |  | 100 |  |  | 8105001 | no | no |  |  | no
fuse_220386313 |  | AN | node_intto1_8105001_201037716 | node_8105001_201037716 | GOOD | GOOD | GOOD |  | 65 |  |  | 8105001 | no | no |  |  | no
fuse_220386314 |  | AN | node_intto1_8105001_201037709 | node_8105001_201037709 | GOOD | GOOD | GOOD |  | 65 |  |  | 8105001 | no | no |  |  | no
fuse_220386315 |  | AN | node_intto1_8105001_201037700 | node_8105001_201037700 | GOOD | GOOD | GOOD |  | 85 |  |  | 8105001 | no | no |  |  | no
fuse_220386328 |  | AN | node_intto1_8105001_201037712 | node_8105001_201037712 | GOOD | GOOD | GOOD |  | 85 |  |  | 8105001 | no | no |  |  | no
fuse_220386345 |  | AN | node_intto1_8105001_200863104 | node_8105001_200863104 | GOOD | GOOD | GOOD |  | 80 |  |  | 8105001 | no | no |  |  | no
fuse_220386353 |  | AN | node_intto1_8105001_200860334 | node_8105001_200860334 | GOOD | GOOD | GOOD |  | 80 |  |  | 8105001 | no | no |  |  | no
fuse_220386355 |  | ABCN | node_intto1_8105001_200860087 | node_8105001_200860087 | GOOD | GOOD | GOOD |  | 100 |  |  | 8105001 | no | no |  |  | no
fuse_220386373 |  | AD | node_intto1_8105001_200862254 | node_8105001_200862254 | GOOD | GOOD | GOOD |  | 80 |  |  | 8105001 | no | no |  |  | no
fuse_220386375 |  | AN | node_intto1_8105001_200862216 | node_8105001_200862216 | GOOD | GOOD | GOOD |  | 65 |  |  | 8105001 | no | no |  |  | no
fuse_220386376 |  | ABCN | node_intto1_8105001_200862211 | node_8105001_200862211 | GOOD | GOOD | GOOD |  | 300 |  |  | 8105001 | no | no |  |  | no
fuse_220386382 |  | AN | node_intto1_8105001_200859975 | node_8105001_200859975 | GOOD | GOOD | GOOD |  | 65 |  |  | 8105001 | no | no |  |  | no
fuse_220386384 |  | AN | node_intto1_8105001_200863214 | node_8105001_200863214 | GOOD | GOOD | GOOD |  | 100 |  |  | 8105001 | no | no |  |  | no
fuse_220386385 |  | ABCN | node_intto1_8105001_200863034 | node_8105001_200863034 | GOOD | GOOD | GOOD |  | 140 |  |  | 8105001 | no | no |  |  | no
fuse_220386390 |  | AN | node_intto1_8105001_200862913 | node_8105001_200862913 | GOOD | GOOD | GOOD |  | 100 |  |  | 8105001 | no | no |  |  | no
fuse_220386528 |  | AN | node_intto1_8105001_201037705 | node_8105001_201037705 | GOOD | GOOD | GOOD |  | 75 |  |  | 8105001 | no | no |  |  | no
fuse_220386529 |  | AN | node_intto1_8105001_201037708 | node_8105001_201037708 | GOOD | GOOD | GOOD |  | 30 |  |  | 8105001 | no | no |  |  | no
fuse_220386531 |  | AN | node_intto1_8105001_200867056 | node_8105001_200867056 | GOOD | GOOD | GOOD |  | 30 |  |  | 8105001 | no | no |  |  | no
fuse_220386538 |  | AD | node_intto1_8105001_200867005 | node_8105001_200867005 | GOOD | GOOD | GOOD |  | 50 |  |  | 8105001 | no | no |  |  | no
fuse_220386539 |  | AN | node_intto1_8105001_201037710 | node_8105001_201037710 | GOOD | GOOD | GOOD |  | 40 |  |  | 8105001 | no | no |  |  | no
fuse_220386540 |  | AD | node_intto1_8105001_200867057 | node_8105001_200867057 | GOOD | GOOD | GOOD |  | 30 |  |  | 8105001 | no | no |  |  | no
fuse_220386541 |  | AN | node_intto1_8105001_201037711 | node_8105001_201037711 | GOOD | GOOD | GOOD |  | 75 |  |  | 8105001 | no | no |  |  | no
fuse_220386548 |  | AN | node_intto1_8105001_200867331 | node_8105001_200867331 | GOOD | GOOD | GOOD |  | 100 |  |  | 8105001 | no | no |  |  | no
fuse_220386549 |  | AD | node_intto1_8105001_200867106 | node_8105001_200867106 | GOOD | GOOD | GOOD |  | 50 |  |  | 8105001 | no | no |  |  | no
fuse_220386550 |  | AN | node_intto1_8105001_200867314 | node_8105001_200867314 | GOOD | GOOD | GOOD |  | 3 |  |  | 8105001 | no | no |  |  | no
fuse_220386551 |  | AN | node_intto1_8105001_200863521 | node_8105001_200863521 | GOOD | GOOD | GOOD |  | 140 |  |  | 8105001 | no | no |  |  | no
fuse_220386552 |  | ABCN | node_intto1_8105001_201056696 | node_8105001_201056696 | GOOD | GOOD | GOOD |  | 50 |  |  | 8105001 | no | no |  |  | no
fuse_220386554 |  | ABCN | node_intto1_8105001_200867243 | node_8105001_200867243 | GOOD | GOOD | GOOD |  | 10 |  |  | 8105001 | no | no |  |  | no
fuse_220386557 |  | AN | node_intto1_8105001_201037701 | node_8105001_201037701 | GOOD | GOOD | GOOD |  | 100 |  |  | 8105001 | no | no |  |  | no
fuse_220386565 |  | AD | node_intto1_8105001_200866981 | node_8105001_200866981 | GOOD | GOOD | GOOD |  | 80 |  |  | 8105001 | no | no |  |  | no
fuse_220386578 |  | AN | node_intto1_220386578 | node_220386578 | GOOD | GOOD | GOOD |  | 75 |  |  | 8105001 | no | no |  |  | no
fuse_220386579 |  | AN | node_intto1_8105001_200867101 | node_8105001_200867101 | GOOD | GOOD | GOOD |  | 100 |  |  | 8105001 | no | no |  |  | no
fuse_220386592 |  | AD | node_intto1_8105001_200867058 | node_8105001_200867058 | GOOD | GOOD | GOOD |  | 65 |  |  | 8105001 | no | no |  |  | no
fuse_220386682 |  | ABCN | node_intto1_8105001_201016677 | node_8105001_201016677 | GOOD | GOOD | GOOD |  | 125 |  |  | 8105001 | no | no |  |  | no
fuse_220386696 |  | AN | node_intto1_8105001_200864716 | node_8105001_200864716 | GOOD | GOOD | GOOD |  | 65 |  |  | 8105001 | no | no |  |  | no
fuse_220386697 |  | AN | node_intto1_8105001_200864715 | node_8105001_200864715 | GOOD | GOOD | GOOD |  | 100 |  |  | 8105001 | no | no |  |  | no
fuse_220386702 |  | AN | node_intto1_8105001_200864023 | node_8105001_200864023 | GOOD | GOOD | GOOD |  | 100 |  |  | 8105001 | no | no |  |  | no
fuse_220386703 |  | AN | node_intto1_8105001_200864030 | node_8105001_200864030 | GOOD | GOOD | GOOD |  | 100 |  |  | 8105001 | no | no |  |  | no
fuse_220386704 |  | AN | node_intto1_8105001_201008993 | node_8105001_201008993 | GOOD | GOOD | GOOD |  | 80 |  |  | 8105001 | no | no |  |  | no
fuse_220543229 |  | AN | node_intto1_8105001_200973321 | node_8105001_200973321 | GOOD | GOOD | GOOD |  | 65 |  |  | 8105001 | no | no |  |  | no
fuse_220565309 |  | AN | node_intto1_8105001_201004262 | node_8105001_201004262 | GOOD | GOOD | GOOD |  | 80 |  |  | 8105001 | no | no |  |  | no
fuse_220575416 |  | AN | node_intto1_8105001_201010065 | node_8105001_201010065 | GOOD | GOOD | GOOD |  | 80 |  |  | 8105001 | no | no |  |  | no
fuse_220599331 |  | ABCN | node_intto1_220599331 | node_220599331 | GOOD | GOOD | GOOD |  | 25 |  |  | 8105001 | no | no |  |  | no
fuse_220599334 |  | AD | node_intto1_220599334 | node_220599334 | GOOD | GOOD | GOOD |  | 12 |  |  | 8105001 | no | no |  |  | no
fuse_220655861 |  | AN | node_intto1_8105001_200862200 | node_8105001_200862200 | GOOD | GOOD | GOOD |  | 100 |  |  | 8105001 | no | no |  |  | no

## line_configuration
data_type | static
owner_type | feeder
owner | 8105001
object | line_configuration
name | groupid | conductor_A | conductor_B | conductor_C | conductor_N | spacing | z11 | z12 | z13 | z21 | z22 | z23 | z31 | z32 | z33 | c11 | c12 | c13 | c21 | c22 | c23 | c31 | c32 | c33 | dcircuit | selected | comments
bal_1P_1/0AA |  | oh_cond_1/0_AAAC | oh_cond_1/0_AAAC | oh_cond_1/0_AAAC |  |  | 0.972+1.499j | 0.095+0.781j | 0.095+0.781j | 0.095+0.781j | 0.972+1.499j | 0.095+0.781j | 0.095+0.781j | 0.095+0.781j | 0.972+1.499j | 12.796 | -3.172 | -3.172 | -3.172 | 12.796 | -3.172 | -3.172 | -3.172 | 12.796 |  | no
bal_1P_1/0AA_1/0AA(N) |  | oh_cond_1/0_AAAC | oh_cond_1/0_AAAC | oh_cond_1/0_AAAC | oh_cond_1/0_AAAC |  | 1.078+1.186j | 0.201+0.467j | 0.201+0.467j | 0.201+0.467j | 1.078+1.186j | 0.201+0.467j | 0.201+0.467j | 0.201+0.467j | 1.078+1.186j | 13.243 | -2.726 | -2.726 | -2.726 | 13.243 | -2.726 | -2.726 | -2.726 | 13.243 |  | no
bal_1P_1/0AA_1/0AC(N) |  | oh_cond_1/0_AAAC | oh_cond_1/0_AAAC | oh_cond_1/0_AAAC | oh_cond_1/0_ACSR |  | 1.08+1.187j | 0.203+0.469j | 0.203+0.469j | 0.203+0.469j | 1.08+1.187j | 0.203+0.469j | 0.203+0.469j | 0.203+0.469j | 1.08+1.187j | 13.243 | -2.726 | -2.726 | -2.726 | 13.243 | -2.726 | -2.726 | -2.726 | 13.243 |  | no
bal_1P_1/0AA_4/0AC(N) |  | oh_cond_1/0_AAAC | oh_cond_1/0_AAAC | oh_cond_1/0_AAAC | oh_cond_4/0_ACSR |  | 1.012+1.121j | 0.136+0.403j | 0.136+0.403j | 0.136+0.403j | 1.012+1.121j | 0.136+0.403j | 0.136+0.403j | 0.136+0.403j | 1.012+1.121j | 13.267 | -2.702 | -2.702 | -2.702 | 13.267 | -2.702 | -2.702 | -2.702 | 13.267 |  | no
bal_1P_1/0AC |  | oh_cond_1/0_ACSR | oh_cond_1/0_ACSR | oh_cond_1/0_ACSR |  |  | 0.983+1.218j | 0.095+0.781j | 0.095+0.781j | 0.095+0.781j | 0.983+1.218j | 0.095+0.781j | 0.095+0.781j | 0.095+0.781j | 0.983+1.218j | 12.796 | -3.172 | -3.172 | -3.172 | 12.796 | -3.172 | -3.172 | -3.172 | 12.796 |  | no
bal_1P_1/0AC_1/0AA(N) |  | oh_cond_1/0_ACSR | oh_cond_1/0_ACSR | oh_cond_1/0_ACSR | oh_cond_1/0_AAAC |  | 1.089+1.184j | 0.201+0.467j | 0.201+0.467j | 0.201+0.467j | 1.089+1.184j | 0.201+0.467j | 0.201+0.467j | 0.201+0.467j | 1.089+1.184j | 13.243 | -2.726 | -2.726 | -2.726 | 13.243 | -2.726 | -2.726 | -2.726 | 13.243 |  | no
bal_1P_1/0AC_1/0AC(N) |  | oh_cond_1/0_ACSR | oh_cond_1/0_ACSR | oh_cond_1/0_ACSR | oh_cond_1/0_ACSR |  | 1.091+1.185j | 0.203+0.469j | 0.203+0.469j | 0.203+0.469j | 1.091+1.185j | 0.203+0.469j | 0.203+0.469j | 0.203+0.469j | 1.091+1.185j | 13.243 | -2.726 | -2.726 | -2.726 | 13.243 | -2.726 | -2.726 | -2.726 | 13.243 |  | no
bal_1P_1/0AC_2AC(N) |  | oh_cond_1/0_ACSR | oh_cond_1/0_ACSR | oh_cond_1/0_ACSR | oh_cond_2_ACSR |  | 1.123+1.259j | 0.235+0.543j | 0.235+0.543j | 0.235+0.543j | 1.123+1.259j | 0.235+0.543j | 0.235+0.543j | 0.235+0.543j | 1.123+1.259j | 13.23 | -2.739 | -2.739 | -2.739 | 13.23 | -2.739 | -2.739 | -2.739 | 13.23 |  | no
bal_1P_1/0AC_4/0AL(N) |  | oh_cond_1/0_ACSR | oh_cond_1/0_ACSR | oh_cond_1/0_ACSR | oh_cond_4/0_AL |  | 1.022+1.12j | 0.134+0.404j | 0.134+0.404j | 0.134+0.404j | 1.022+1.12j | 0.134+0.404j | 0.134+0.404j | 0.134+0.404j | 1.022+1.12j | 13.261 | -2.707 | -2.707 | -2.707 | 13.261 | -2.707 | -2.707 | -2.707 | 13.261 |  | no
bal_1P_2AC |  | oh_cond_2_ACSR | oh_cond_2_ACSR | oh_cond_2_ACSR |  |  | 1.505+1.527j | 0.095+0.781j | 0.095+0.781j | 0.095+0.781j | 1.505+1.527j | 0.095+0.781j | 0.095+0.781j | 0.095+0.781j | 1.505+1.527j | 12.393 | -3.017 | -3.017 | -3.017 | 12.393 | -3.017 | -3.017 | -3.017 | 12.393 |  | no
bal_1P_2AC_1/0AA(N) |  | oh_cond_2_ACSR | oh_cond_2_ACSR | oh_cond_2_ACSR | oh_cond_1/0_AAAC |  | 1.611+1.214j | 0.201+0.467j | 0.201+0.467j | 0.201+0.467j | 1.611+1.214j | 0.201+0.467j | 0.201+0.467j | 0.201+0.467j | 1.611+1.214j | 12.826 | -2.585 | -2.585 | -2.585 | 12.826 | -2.585 | -2.585 | -2.585 | 12.826 |  | no
bal_1P_2AC_1/0AC(N) |  | oh_cond_2_ACSR | oh_cond_2_ACSR | oh_cond_2_ACSR | oh_cond_1/0_ACSR |  | 1.613+1.215j | 0.203+0.469j | 0.203+0.469j | 0.203+0.469j | 1.613+1.215j | 0.203+0.469j | 0.203+0.469j | 0.203+0.469j | 1.613+1.215j | 12.826 | -2.585 | -2.585 | -2.585 | 12.826 | -2.585 | -2.585 | -2.585 | 12.826 |  | no
bal_1P_2AC_2AC(N) |  | oh_cond_2_ACSR | oh_cond_2_ACSR | oh_cond_2_ACSR | oh_cond_2_ACSR |  | 1.645+1.289j | 0.235+0.543j | 0.235+0.543j | 0.235+0.543j | 1.645+1.289j | 0.235+0.543j | 0.235+0.543j | 0.235+0.543j | 1.645+1.289j | 12.813 | -2.597 | -2.597 | -2.597 | 12.813 | -2.597 | -2.597 | -2.597 | 12.813 |  | no
bal_1P_2AC_4/0AL(N) |  | oh_cond_2_ACSR | oh_cond_2_ACSR | oh_cond_2_ACSR | oh_cond_4/0_AL |  | 1.544+1.151j | 0.134+0.404j | 0.134+0.404j | 0.134+0.404j | 1.544+1.151j | 0.134+0.404j | 0.134+0.404j | 0.134+0.404j | 1.544+1.151j | 12.844 | -2.567 | -2.567 | -2.567 | 12.844 | -2.567 | -2.567 | -2.567 | 12.844 |  | no
bal_1P_2AL_2AL(N) |  | oh_cond_2_AL | oh_cond_2_AL | oh_cond_2_AL | oh_cond_2_AL |  | 1.36+1.264j | 0.22+0.508j | 0.22+0.508j | 0.22+0.508j | 1.36+1.264j | 0.22+0.508j | 0.22+0.508j | 0.22+0.508j | 1.36+1.264j | 12.598 | -2.533 | -2.533 | -2.533 | 12.598 | -2.533 | -2.533 | -2.533 | 12.598 |  | no
bal_1P_4CU |  | oh_cond_4_CU | oh_cond_4_CU | oh_cond_4_CU |  |  | 1.483+1.565j | 0.095+0.781j | 0.095+0.781j | 0.095+0.781j | 1.483+1.565j | 0.095+0.781j | 0.095+0.781j | 0.095+0.781j | 1.483+1.565j | 11.78 | -2.785 | -2.785 | -2.785 | 11.78 | -2.785 | -2.785 | -2.785 | 11.78 |  | no
bal_1P_DELTACUST |  | oh_cond_2/0_CU | oh_cond_2/0_CU | oh_cond_2/0_CU | oh_cond_3_#7_CWD_30% |  | 0.66+1.378j | 0.22+0.666j | 0.22+0.666j | 0.22+0.666j | 0.66+1.378j | 0.22+0.666j | 0.22+0.666j | 0.22+0.666j | 0.66+1.378j | 13.24 | -2.712 | -2.712 | -2.712 | 13.24 | -2.712 | -2.712 | -2.712 | 13.24 |  | no
bal_3P_1/0AA_1/0AA(N) |  | oh_cond_1/0_AAAC | oh_cond_1/0_AAAC | oh_cond_1/0_AAAC | oh_cond_1/0_AAAC |  | 1.078+1.186j | 0.201+0.467j | 0.201+0.467j | 0.201+0.467j | 1.078+1.186j | 0.201+0.467j | 0.201+0.467j | 0.201+0.467j | 1.078+1.186j | 13.243 | -2.726 | -2.726 | -2.726 | 13.243 | -2.726 | -2.726 | -2.726 | 13.243 |  | no
bal_3P_1/0AC_1/0AA(N) |  | oh_cond_1/0_ACSR | oh_cond_1/0_ACSR | oh_cond_1/0_ACSR | oh_cond_1/0_AAAC |  | 1.089+1.184j | 0.201+0.467j | 0.201+0.467j | 0.201+0.467j | 1.089+1.184j | 0.201+0.467j | 0.201+0.467j | 0.201+0.467j | 1.089+1.184j | 13.243 | -2.726 | -2.726 | -2.726 | 13.243 | -2.726 | -2.726 | -2.726 | 13.243 |  | no
bal_3P_1/0AC_1/0AC(N) |  | oh_cond_1/0_ACSR | oh_cond_1/0_ACSR | oh_cond_1/0_ACSR | oh_cond_1/0_ACSR |  | 1.091+1.185j | 0.203+0.469j | 0.203+0.469j | 0.203+0.469j | 1.091+1.185j | 0.203+0.469j | 0.203+0.469j | 0.203+0.469j | 1.091+1.185j | 13.243 | -2.726 | -2.726 | -2.726 | 13.243 | -2.726 | -2.726 | -2.726 | 13.243 |  | no
bal_3P_1/0AC_4/0AC(N) |  | oh_cond_1/0_ACSR | oh_cond_1/0_ACSR | oh_cond_1/0_ACSR | oh_cond_4/0_ACSR |  | 1.024+1.119j | 0.136+0.403j | 0.136+0.403j | 0.136+0.403j | 1.024+1.119j | 0.136+0.403j | 0.136+0.403j | 0.136+0.403j | 1.024+1.119j | 13.267 | -2.702 | -2.702 | -2.702 | 13.267 | -2.702 | -2.702 | -2.702 | 13.267 |  | no
bal_3P_4/0AL_4/0AA(N) |  | oh_cond_4/0_AL | oh_cond_4/0_AL | oh_cond_4/0_AL | oh_cond_4/0_AAAC |  | 0.576+1.087j | 0.134+0.402j | 0.134+0.402j | 0.134+0.402j | 0.576+1.087j | 0.134+0.402j | 0.134+0.402j | 0.134+0.402j | 0.576+1.087j | 13.873 | -2.909 | -2.909 | -2.909 | 13.873 | -2.909 | -2.909 | -2.909 | 13.873 |  | no
bal_3P_477AL_4/0AA(N) |  | oh_cond_477_MCM_AL | oh_cond_477_MCM_AL | oh_cond_477_MCM_AL | oh_cond_4/0_AAAC |  | 0.332+1.031j | 0.134+0.402j | 0.134+0.402j | 0.134+0.402j | 0.332+1.031j | 0.134+0.402j | 0.134+0.402j | 0.134+0.402j | 0.332+1.031j | 14.927 | -3.279 | -3.279 | -3.279 | 14.927 | -3.279 | -3.279 | -3.279 | 14.927 |  | no
bal_3P_477AL_4/0AC(N) |  | oh_cond_477_MCM_AL | oh_cond_477_MCM_AL | oh_cond_477_MCM_AL | oh_cond_4/0_ACSR |  | 0.334+1.032j | 0.136+0.403j | 0.136+0.403j | 0.136+0.403j | 0.334+1.032j | 0.136+0.403j | 0.136+0.403j | 0.136+0.403j | 0.334+1.032j | 14.927 | -3.279 | -3.279 | -3.279 | 14.927 | -3.279 | -3.279 | -3.279 | 14.927 |  | no
bal_3P_477AL_4/0AL(N) |  | oh_cond_477_MCM_AL | oh_cond_477_MCM_AL | oh_cond_477_MCM_AL | oh_cond_4/0_AL |  | 0.332+1.034j | 0.134+0.404j | 0.134+0.404j | 0.134+0.404j | 0.332+1.034j | 0.134+0.404j | 0.134+0.404j | 0.134+0.404j | 0.332+1.034j | 14.921 | -3.285 | -3.285 | -3.285 | 14.921 | -3.285 | -3.285 | -3.285 | 14.921 |  | no
bal_3P_477AL_477AL(N) |  | oh_cond_477_MCM_AL | oh_cond_477_MCM_AL | oh_cond_477_MCM_AL | oh_cond_477_MCM_AL |  | 0.275+1j | 0.077+0.371j | 0.077+0.371j | 0.077+0.371j | 0.275+1j | 0.077+0.371j | 0.077+0.371j | 0.077+0.371j | 0.275+1j | 14.957 | -3.249 | -3.249 | -3.249 | 14.957 | -3.249 | -3.249 | -3.249 | 14.957 |  | no
unb_TAPWIRE_OH |  | oh_cond_WP-4/0-CU | oh_cond_WP-4/0-CU | oh_cond_WP-4/0-CU | oh_cond_WP-4/0-CU |  | 0.365+1.097j | 0.093+0.433j | 0.094+0.34j | 0.093+0.433j | 0.368+1.078j | 0.095+0.401j | 0.094+0.34j | 0.095+0.401j | 0.368+1.077j | 14.911 | -4.341 | -1.953 | -4.341 | 15.781 | -3.724 | -1.953 | -3.724 | 14.818 |  | no
und_1P_1/0ALURD_1/0AL(N) |  | und_cond_1P_1/0ALURD_1/0AL(N) | und_cond_1P_1/0ALURD_1/0AL(N) | und_cond_1P_1/0ALURD_1/0AL(N) |  |  | 1.674+0.526j | 0.0+0.0j | 0.0+0.0j | 0.0+0.0j | 1.674+0.526j | 0.0+0.0j | 0.0+0.0j | 0.0+0.0j | 1.674+0.526j | 530.19 | 0 | 0 | 0 | 530.19 | 0 | 0 | 0 | 530.19 |  | no
und_1P_2ALURD |  | und_cond_1P_2ALURD | und_cond_1P_2ALURD | und_cond_1P_2ALURD |  |  | 2.379+0.823j | 0.0+0.0j | 0.0+0.0j | 0.0+0.0j | 2.379+0.823j | 0.0+0.0j | 0.0+0.0j | 0.0+0.0j | 2.379+0.823j | 401.497 | 0 | 0 | 0 | 401.497 | 0 | 0 | 0 | 401.497 |  | no
und_1P_2ALURD_2AL(N) |  | und_cond_1P_2ALURD_2AL(N) | und_cond_1P_2ALURD_2AL(N) | und_cond_1P_2ALURD_2AL(N) |  |  | 2.379+0.823j | 0.0+0.0j | 0.0+0.0j | 0.0+0.0j | 2.379+0.823j | 0.0+0.0j | 0.0+0.0j | 0.0+0.0j | 2.379+0.823j | 401.497 | 0 | 0 | 0 | 401.497 | 0 | 0 | 0 | 401.497 |  | no
und_1P_WYECUST |  | und_cond_1P_WYECUST | und_cond_1P_WYECUST | und_cond_1P_WYECUST |  |  | 0.179+0.233j | 0.061-0.024j | 0.061-0.024j | 0.061-0.024j | 0.179+0.233j | 0.061-0.024j | 0.061-0.024j | 0.061-0.024j | 0.179+0.233j | 324.124 | 0 | 0 | 0 | 324.124 | 0 | 0 | 0 | 324.124 |  | no
und_3P_1/0ALURD_1/0AL(N) |  | und_cond_3P_1/0ALURD_1/0AL(N) | und_cond_3P_1/0ALURD_1/0AL(N) | und_cond_3P_1/0ALURD_1/0AL(N) |  |  | 1.489+0.467j | 0.385+0.07j | 0.385+0.07j | 0.385+0.07j | 1.489+0.467j | 0.385+0.07j | 0.385+0.07j | 0.385+0.07j | 1.489+0.467j | 530.19 | 0 | 0 | 0 | 530.19 | 0 | 0 | 0 | 530.19 |  | no
und_3P_2ALURD_2AL(N) |  | und_cond_3P_2ALURD_2AL(N) | und_cond_3P_2ALURD_2AL(N) | und_cond_3P_2ALURD_2AL(N) |  |  | 2.125+0.49j | 0.384+0.067j | 0.384+0.067j | 0.384+0.067j | 2.125+0.49j | 0.384+0.067j | 0.384+0.067j | 0.384+0.067j | 2.125+0.49j | 401.497 | 0 | 0 | 0 | 401.497 | 0 | 0 | 0 | 401.497 |  | no
und_3P_750ALURD_750AL(N) |  | und_cond_3P_750ALURD_750AL(N) | und_cond_3P_750ALURD_750AL(N) | und_cond_3P_750ALURD_750AL(N) |  |  | 0.338+0.196j | 0.096-0.039j | 0.096-0.039j | 0.096-0.039j | 0.338+0.196j | 0.096-0.039j | 0.096-0.039j | 0.096-0.039j | 0.338+0.196j | 1125.535 | 0 | 0 | 0 | 1125.535 | 0 | 0 | 0 | 1125.535 |  | no
und_TAPWIRE_UG |  | und_cond_TAPWIRE_UG | und_cond_TAPWIRE_UG | und_cond_TAPWIRE_UG |  |  | 0.001+0.001j | 0.0+0.0j | 0.0+0.0j | 0.0+0.0j | 0.001+0.001j | 0.0+0.0j | 0.0+0.0j | 0.0+0.0j | 0.001+0.001j | 0 | 0 | 0 | 0 | 0 | 0 | 0 | 0 | 0 |  | no

## load
data_type | static
owner_type | feeder
owner | 8105001
object | load
name | groupid | parent | bustype | phases | nominal_voltage | load_class | constant_power_A | constant_power_B | constant_power_C | constant_current_A | constant_current_B | constant_current_C | constant_impedance_A | constant_impedance_B | constant_impedance_C | base_power_A | base_power_B | base_power_C | power_pf_A | power_pf_B | power_pf_C | current_pf_A | current_pf_B | current_pf_C | impedance_pf_A | impedance_pf_B | impedance_pf_C | power_fraction_A | power_fraction_B | power_fraction_C | current_fraction_A | current_fraction_B | current_fraction_C | impedance_fraction_A | impedance_fraction_B | impedance_fraction_C | dcircuit | selected | monitored | monitored_fields | class_monitored_fields | played | played_fields | base_kw_A | base_kw_B | base_kw_C | kw_A | kw_B | kw_C | comments | critical_load | dem_resp_lb | dem_resp_ub | dem_resp_shortage_cost | dem_resp_surplus_cost | num_customers
load_220347743 |  | node_1366747_29_15287718_549 |  | AN | 0 | Residential | 98992.8+42170.756j | 0 | 0 | 0 | 0 | 0 | [24 empty] | 8105001 | no | no |  |  | no |  | 0 | 0 | 0 | 0 | 0 | 0 |  | 1 | 1 | 1 | 0 | 0 | 0
load_220347744 |  | node_1366747_618_15287256_401 |  | AN | 0 | Residential | 61423.2+26166.174j | 0 | 0 | 0 | 0 | 0 | [24 empty] | 8105001 | no | no |  |  | no |  | 0 | 0 | 0 | 0 | 0 | 0 |  | 1 | 1 | 1 | 0 | 0 | 0
load_220347745 |  | node_1366476_401_15287070_144 |  | AN | 0 | Residential | 27648+11777.999j | 0 | 0 | 0 | 0 | 0 | [24 empty] | 8105001 | no | no |  |  | no |  | 0 | 0 | 0 | 0 | 0 | 0 |  | 1 | 1 | 1 | 0 | 0 | 0
load_220347746 |  | node_1366856_705_15286869_137 |  | AN | 0 | Residential | 77162.4+32871.045j | 0 | 0 | 0 | 0 | 0 | [24 empty] | 8105001 | no | no |  |  | no |  | 0 | 0 | 0 | 0 | 0 | 0 |  | 1 | 1 | 1 | 0 | 0 | 0
load_220347747 |  | node_1367263_066_15286853_969 |  | AN | 0 | Residential | 105480+44934.292j | 0 | 0 | 0 | 0 | 0 | [24 empty] | 8105001 | no | no |  |  | no |  | 0 | 0 | 0 | 0 | 0 | 0 |  | 1 | 1 | 1 | 0 | 0 | 0
load_220347769 |  | node_1368699_215_15289109_315 |  | AN | 0 | Residential | 64252.8+27371.578j | 0 | 0 | 0 | 0 | 0 | [24 empty] | 8105001 | no | no |  |  | no |  | 0 | 0 | 0 | 0 | 0 | 0 |  | 1 | 1 | 1 | 0 | 0 | 0
load_220347771 |  | node_1368684_156_15288652_459 |  | AN | 0 | Residential | 29023.2+12363.831j | 0 | 0 | 0 | 0 | 0 | [24 empty] | 8105001 | no | no |  |  | no |  | 0 | 0 | 0 | 0 | 0 | 0 |  | 1 | 1 | 1 | 0 | 0 | 0
load_220347773 |  | node_1366411_333_15288909_473 |  | AN | 0 | Residential | 18064.8+7695.573j | 0 | 0 | 0 | 0 | 0 | [24 empty] | 8105001 | no | no |  |  | no |  | 0 | 0 | 0 | 0 | 0 | 0 |  | 1 | 1 | 1 | 0 | 0 | 0
load_220347774 |  | node_1366348_253_15288734_722 |  | AN | 0 | Residential | 48816+20795.529j | 0 | 0 | 0 | 0 | 0 | [24 empty] | 8105001 | no | no |  |  | no |  | 0 | 0 | 0 | 0 | 0 | 0 |  | 1 | 1 | 1 | 0 | 0 | 0
load_220347775 |  | node_1366362_747_15288527_563 |  | AN | 0 | Residential | 35236.8+15010.814j | 0 | 0 | 0 | 0 | 0 | [24 empty] | 8105001 | no | no |  |  | no |  | 0 | 0 | 0 | 0 | 0 | 0 |  | 1 | 1 | 1 | 0 | 0 | 0
load_220347776 |  | node_1366361_668_15288312_045 |  | AN | 0 | Residential | 48456+20642.17j | 0 | 0 | 0 | 0 | 0 | [24 empty] | 8105001 | no | no |  |  | no |  | 0 | 0 | 0 | 0 | 0 | 0 |  | 1 | 1 | 1 | 0 | 0 | 0
load_220347777 |  | node_1366718_24_15288293_088 |  | AN | 0 | Residential | 27943.2+11903.753j | 0 | 0 | 0 | 0 | 0 | [24 empty] | 8105001 | no | no |  |  | no |  | 0 | 0 | 0 | 0 | 0 | 0 |  | 1 | 1 | 1 | 0 | 0 | 0
load_220347778 |  | node_1366650_691_15288922_017 |  | AN | 0 | Residential | 63302.4+26966.709j | 0 | 0 | 0 | 0 | 0 | [24 empty] | 8105001 | no | no |  |  | no |  | 0 | 0 | 0 | 0 | 0 | 0 |  | 1 | 1 | 1 | 0 | 0 | 0
load_220347779 |  | node_1366897_799_15288639_823 |  | AN | 0 | Residential | 46800+19936.717j | 0 | 0 | 0 | 0 | 0 | [24 empty] | 8105001 | no | no |  |  | no |  | 0 | 0 | 0 | 0 | 0 | 0 |  | 1 | 1 | 1 | 0 | 0 | 0
load_220347780 |  | node_1366987_405_15288220_322 |  | AN | 0 | Residential | 34610.4+14743.969j | 0 | 0 | 0 | 0 | 0 | [24 empty] | 8105001 | no | no |  |  | no |  | 0 | 0 | 0 | 0 | 0 | 0 |  | 1 | 1 | 1 | 0 | 0 | 0
load_220347781 |  | node_1367281_11_15287960_728 |  | AN | 0 | Residential | 30052.8+12802.439j | 0 | 0 | 0 | 0 | 0 | [24 empty] | 8105001 | no | no |  |  | no |  | 0 | 0 | 0 | 0 | 0 | 0 |  | 1 | 1 | 1 | 0 | 0 | 0
load_220347782 |  | node_1367419_449_15287792_157 |  | AN | 0 | Residential | 70264.8+29932.679j | 0 | 0 | 0 | 0 | 0 | [24 empty] | 8105001 | no | no |  |  | no |  | 0 | 0 | 0 | 0 | 0 | 0 |  | 1 | 1 | 1 | 0 | 0 | 0
load_220347785 |  | node_1367220_261_15288396_166 |  | AN | 0 | Residential | 54316.8+23138.86j | 0 | 0 | 0 | 0 | 0 | [24 empty] | 8105001 | no | no |  |  | no |  | 0 | 0 | 0 | 0 | 0 | 0 |  | 1 | 1 | 1 | 0 | 0 | 0
load_220347786 |  | node_1367463_865_15288091_821 |  | AN | 0 | Residential | 38988+16608.818j | 0 | 0 | 0 | 0 | 0 | [24 empty] | 8105001 | no | no |  |  | no |  | 0 | 0 | 0 | 0 | 0 | 0 |  | 1 | 1 | 1 | 0 | 0 | 0
load_220347787 |  | node_1367658_004_15288051_811 |  | AN | 0 | Residential | 33271.2+14173.472j | 0 | 0 | 0 | 0 | 0 | [24 empty] | 8105001 | no | no |  |  | no |  | 0 | 0 | 0 | 0 | 0 | 0 |  | 1 | 1 | 1 | 0 | 0 | 0
load_220347788 |  | node_1367818_433_15288062_581 |  | AN | 0 | Residential | 44546.4+18976.687j | 0 | 0 | 0 | 0 | 0 | [24 empty] | 8105001 | no | no |  |  | no |  | 0 | 0 | 0 | 0 | 0 | 0 |  | 1 | 1 | 1 | 0 | 0 | 0
load_220347789 |  | node_1368009_368_15288072_757 |  | AN | 0 | Residential | 60458.4+25755.171j | 0 | 0 | 0 | 0 | 0 | [24 empty] | 8105001 | no | no |  |  | no |  | 0 | 0 | 0 | 0 | 0 | 0 |  | 1 | 1 | 1 | 0 | 0 | 0
load_220347790 |  | node_1367495_046_15288371_851 |  | AN | 0 | Residential | 57290.4+24405.608j | 0 | 0 | 0 | 0 | 0 | [24 empty] | 8105001 | no | no |  |  | no |  | 0 | 0 | 0 | 0 | 0 | 0 |  | 1 | 1 | 1 | 0 | 0 | 0
load_220347791 |  | node_1367713_049_15288496_231 |  | AN | 0 | Residential | 65008.8+27693.633j | 0 | 0 | 0 | 0 | 0 | [24 empty] | 8105001 | no | no |  |  | no |  | 0 | 0 | 0 | 0 | 0 | 0 |  | 1 | 1 | 1 | 0 | 0 | 0
load_220347792 |  | node_1367991_621_15288445_709 |  | AN | 0 | Residential | 46526.4+19820.163j | 0 | 0 | 0 | 0 | 0 | [24 empty] | 8105001 | no | no |  |  | no |  | 0 | 0 | 0 | 0 | 0 | 0 |  | 1 | 1 | 1 | 0 | 0 | 0
load_220347793 |  | node_1368263_712_15288532_919 |  | AN | 0 | Residential | 85082.4+36244.951j | 0 | 0 | 0 | 0 | 0 | [24 empty] | 8105001 | no | no |  |  | no |  | 0 | 0 | 0 | 0 | 0 | 0 |  | 1 | 1 | 1 | 0 | 0 | 0
load_220347794 |  | node_1368194_621_15288749_515 |  | AN | 0 | Other | 0 | 0 | 0 | 0 | 0 | 0 | [24 empty] | 8105001 | no | no |  |  | no |  | 0 | 0 | 0 | 0 | 0 | 0 |  | 1 | 1 | 1 | 0 | 0 | 0
load_220347796 |  | node_1369169_259_15290444_433 |  | AN | 0 | Residential | 40384.8+17203.853j | 0 | 0 | 0 | 0 | 0 | [24 empty] | 8105001 | no | no |  |  | no |  | 0 | 0 | 0 | 0 | 0 | 0 |  | 1 | 1 | 1 | 0 | 0 | 0
load_220347798 |  | node_1368814_187_15290591_652 |  | AN | 0 | Residential | 101599.2+43281.078j | 0 | 0 | 0 | 0 | 0 | [24 empty] | 8105001 | no | no |  |  | no |  | 0 | 0 | 0 | 0 | 0 | 0 |  | 1 | 1 | 1 | 0 | 0 | 0
load_220347799 |  | node_1368798_007_15290398_337 |  | AN | 0 | Residential | 88171.2+37560.774j | 0 | 0 | 0 | 0 | 0 | [24 empty] | 8105001 | no | no |  |  | no |  | 0 | 0 | 0 | 0 | 0 | 0 |  | 1 | 1 | 1 | 0 | 0 | 0
load_220347803 |  | node_1368317_325_15288279_315 |  | AN | 0 | Residential | 58003.2+24709.26j | 0 | 0 | 0 | 0 | 0 | [24 empty] | 8105001 | no | no |  |  | no |  | 0 | 0 | 0 | 0 | 0 | 0 |  | 1 | 1 | 1 | 0 | 0 | 0
load_220347804 |  | node_1368146_089_15288029_531 |  | AN | 0 | Residential | 30880.8+13155.166j | 0 | 0 | 0 | 0 | 0 | [24 empty] | 8105001 | no | no |  |  | no |  | 0 | 0 | 0 | 0 | 0 | 0 |  | 1 | 1 | 1 | 0 | 0 | 0
load_220347805 |  | node_1368079_627_15287756_176 |  | AN | 0 | Residential | 82195.2+35015.009j | 0 | 0 | 0 | 0 | 0 | [24 empty] | 8105001 | no | no |  |  | no |  | 0 | 0 | 0 | 0 | 0 | 0 |  | 1 | 1 | 1 | 0 | 0 | 0
load_220347806 |  | node_1368225_94_15287477_183 |  | AN | 0 | Residential | 71236.8+30346.75j | 0 | 0 | 0 | 0 | 0 | [24 empty] | 8105001 | no | no |  |  | no |  | 0 | 0 | 0 | 0 | 0 | 0 |  | 1 | 1 | 1 | 0 | 0 | 0
load_220347807 |  | node_1368279_861_15287032_589 |  | AN | 0 | Residential | 40701.6+17338.809j | 0 | 0 | 0 | 0 | 0 | [24 empty] | 8105001 | no | no |  |  | no |  | 0 | 0 | 0 | 0 | 0 | 0 |  | 1 | 1 | 1 | 0 | 0 | 0
load_220347808 |  | node_1368515_573_15286818_754 |  | AN | 0 | Residential | 32976+14047.717j | 0 | 0 | 0 | 0 | 0 | [24 empty] | 8105001 | no | no |  |  | no |  | 0 | 0 | 0 | 0 | 0 | 0 |  | 1 | 1 | 1 | 0 | 0 | 0
load_220347813 |  | node_1366707_811_15288032_053 |  | AN | 0 | Residential | 49010.4+20878.343j | 0 | 0 | 0 | 0 | 0 | [24 empty] | 8105001 | no | no |  |  | no |  | 0 | 0 | 0 | 0 | 0 | 0 |  | 1 | 1 | 1 | 0 | 0 | 0
load_220347814 |  | node_1366467_458_15288055_972 |  | AN | 0 | Residential | 50695.2+21596.065j | 0 | 0 | 0 | 0 | 0 | [24 empty] | 8105001 | no | no |  |  | no |  | 0 | 0 | 0 | 0 | 0 | 0 |  | 1 | 1 | 1 | 0 | 0 | 0
load_220347819 |  | node_1368049_189_15287159_852 |  | AN | 0 | Residential | 31485.6+13412.809j | 0 | 0 | 0 | 0 | 0 | [24 empty] | 8105001 | no | no |  |  | no |  | 0 | 0 | 0 | 0 | 0 | 0 |  | 1 | 1 | 1 | 0 | 0 | 0
load_220347820 |  | node_1368091_817_15286987_854 |  | AN | 0 | Residential | 11707.2+4987.246j | 0 | 0 | 0 | 0 | 0 | [24 empty] | 8105001 | no | no |  |  | no |  | 0 | 0 | 0 | 0 | 0 | 0 |  | 1 | 1 | 1 | 0 | 0 | 0
load_220347832 |  | node_1369404_959_15287809_334 |  | AN | 0 | Residential | 120117.6+51169.883j | 0 | 0 | 0 | 0 | 0 | [24 empty] | 8105001 | no | no |  |  | no |  | 0 | 0 | 0 | 0 | 0 | 0 |  | 1 | 1 | 1 | 0 | 0 | 0
load_220347834 |  | node_1368531_164_15287315_476 |  | AN | 0 | Residential | 157550.4+67116.189j | 0 | 0 | 0 | 0 | 0 | [24 empty] | 8105001 | no | no |  |  | no |  | 0 | 0 | 0 | 0 | 0 | 0 |  | 1 | 1 | 1 | 0 | 0 | 0
load_220347835 |  | node_1368921_764_15287701_011 |  | AN | 0 | Residential | 87998.4+37487.161j | 0 | 0 | 0 | 0 | 0 | [24 empty] | 8105001 | no | no |  |  | no |  | 0 | 0 | 0 | 0 | 0 | 0 |  | 1 | 1 | 1 | 0 | 0 | 0
load_220347836 |  | node_1368723_115_15287157_093 |  | AN | 0 | Residential | 120664.8+51402.99j | 0 | 0 | 0 | 0 | 0 | [24 empty] | 8105001 | no | no |  |  | no |  | 0 | 0 | 0 | 0 | 0 | 0 |  | 1 | 1 | 1 | 0 | 0 | 0
load_220347837 |  | node_1369026_817_15287314_604 |  | AN | 0 | NonResidential | 0 | 0 | 0 | 0 | 0 | 0 | [24 empty] | 8105001 | no | no |  |  | no |  | 0 | 0 | 0 | 0 | 0 | 0 |  | 1 | 1 | 1 | 0 | 0 | 0
load_220347838 |  | node_1369125_062_15286912_207 |  | AN | 0 | Residential | 46648.8+19872.306j | 0 | 0 | 0 | 0 | 0 | [24 empty] | 8105001 | no | no |  |  | no |  | 0 | 0 | 0 | 0 | 0 | 0 |  | 1 | 1 | 1 | 0 | 0 | 0
load_220347841 |  | node_1366097_68_15287479_415 |  | AN | 0 | Residential | 69516+29613.692j | 0 | 0 | 0 | 0 | 0 | [24 empty] | 8105001 | no | no |  |  | no |  | 0 | 0 | 0 | 0 | 0 | 0 |  | 1 | 1 | 1 | 0 | 0 | 0
load_220347844 |  | node_1365992_415_15287739_58 |  | AN | 0 | Residential | 111153.6+47351.235j | 0 | 0 | 0 | 0 | 0 | [24 empty] | 8105001 | no | no |  |  | no |  | 0 | 0 | 0 | 0 | 0 | 0 |  | 1 | 1 | 1 | 0 | 0 | 0
load_220347845 |  | node_1365855_624_15287515_014 |  | AN | 0 | Residential | 120276+51237.361j | 0 | 0 | 0 | 0 | 0 | [24 empty] | 8105001 | no | no |  |  | no |  | 0 | 0 | 0 | 0 | 0 | 0 |  | 1 | 1 | 1 | 0 | 0 | 0
load_220347846 |  | node_1366182_917_15287149_917 |  | AN | 0 | Residential | 70610.4+30079.904j | 0 | 0 | 0 | 0 | 0 | [24 empty] | 8105001 | no | no |  |  | no |  | 0 | 0 | 0 | 0 | 0 | 0 |  | 1 | 1 | 1 | 0 | 0 | 0
load_220347861 |  | node_1369334_322_15287199_489 |  | AN | 0 | Residential | 80964+34490.52j | 0 | 0 | 0 | 0 | 0 | [24 empty] | 8105001 | no | no |  |  | no |  | 0 | 0 | 0 | 0 | 0 | 0 |  | 1 | 1 | 1 | 0 | 0 | 0
load_220347862 |  | node_1369386_395_15286771_703 |  | AN | 0 | Residential | 60789.6+25896.261j | 0 | 0 | 0 | 0 | 0 | [24 empty] | 8105001 | no | no |  |  | no |  | 0 | 0 | 0 | 0 | 0 | 0 |  | 1 | 1 | 1 | 0 | 0 | 0
load_220347863 |  | node_1371484_373_15288905_411 |  | AN | 0 | Residential | 134409.6+57258.25j | 0 | 0 | 0 | 0 | 0 | [24 empty] | 8105001 | no | no |  |  | no |  | 0 | 0 | 0 | 0 | 0 | 0 |  | 1 | 1 | 1 | 0 | 0 | 0
load_220347864 |  | node_1371631_46_15288361_761 |  | AN | 0 | Residential | 70488+30027.762j | 0 | 0 | 0 | 0 | 0 | [24 empty] | 8105001 | no | no |  |  | no |  | 0 | 0 | 0 | 0 | 0 | 0 |  | 1 | 1 | 1 | 0 | 0 | 0
load_220347871 |  | node_1366072_538_15286821_34 |  | AN | 0 | Residential | 55800+23770.7j | 0 | 0 | 0 | 0 | 0 | [24 empty] | 8105001 | no | no |  |  | no |  | 0 | 0 | 0 | 0 | 0 | 0 |  | 1 | 1 | 1 | 0 | 0 | 0
load_220347872 |  | node_1371882_081_15288101_6 |  | AN | 0 | Residential | 51336+21869.044j | 0 | 0 | 0 | 0 | 0 | [24 empty] | 8105001 | no | no |  |  | no |  | 0 | 0 | 0 | 0 | 0 | 0 |  | 1 | 1 | 1 | 0 | 0 | 0
load_220347873 |  | node_1372009_049_15288489_855 |  | AN | 0 | Residential | 55562.4+23669.483j | 0 | 0 | 0 | 0 | 0 | [24 empty] | 8105001 | no | no |  |  | no |  | 0 | 0 | 0 | 0 | 0 | 0 |  | 1 | 1 | 1 | 0 | 0 | 0
load_220347875 |  | node_1370197_516_15291371_211 |  | ABCN | 0 | NonResidential | 80000+34079.857j | 80000+34079.857j | 80000+34079.857j | 0 | 0 | 0 | [24 empty] | 8105001 | no | no |  |  | no |  | 0 | 0 | 0 | 0 | 0 | 0 |  | 1 | 1 | 1 | 0 | 0 | 0
load_220347997 |  | node_1370880_072_15288064_209 |  | AN | 0 | Residential | 4406.4+1877.119j | 0 | 0 | 0 | 0 | 0 | [24 empty] | 8105001 | no | no |  |  | no |  | 0 | 0 | 0 | 0 | 0 | 0 |  | 1 | 1 | 1 | 0 | 0 | 0
load_220347998 |  | node_1370651_365_15288075_335 |  | AN | 0 | Residential | 24444+10413.1j | 0 | 0 | 0 | 0 | 0 | [24 empty] | 8105001 | no | no |  |  | no |  | 0 | 0 | 0 | 0 | 0 | 0 |  | 1 | 1 | 1 | 0 | 0 | 0
load_220347999 |  | node_1370368_556_15287858_757 |  | AN | 0 | NonResidential | 9201.6+3919.865j | 0 | 0 | 0 | 0 | 0 | [24 empty] | 8105001 | no | no |  |  | no |  | 0 | 0 | 0 | 0 | 0 | 0 |  | 1 | 1 | 1 | 0 | 0 | 0
load_220348000 |  | node_1369999_627_15287498_886 |  | AN | 0 | Residential | 42847.2+18252.831j | 0 | 0 | 0 | 0 | 0 | [24 empty] | 8105001 | no | no |  |  | no |  | 0 | 0 | 0 | 0 | 0 | 0 |  | 1 | 1 | 1 | 0 | 0 | 0
load_220348141 |  | node_1376426_615_15278459_618 |  | AN | 0 | Residential | 6314.4+2689.923j | 0 | 0 | 0 | 0 | 0 | [24 empty] | 8105001 | no | no |  |  | no |  | 0 | 0 | 0 | 0 | 0 | 0 |  | 1 | 1 | 1 | 0 | 0 | 0
load_220348143 |  | node_1375422_802_15281279_762 |  | AN | 0 | Residential | 7934.4+3380.04j | 0 | 0 | 0 | 0 | 0 | [24 empty] | 8105001 | no | no |  |  | no |  | 0 | 0 | 0 | 0 | 0 | 0 |  | 1 | 1 | 1 | 0 | 0 | 0
load_220348144 |  | node_1375342_431_15281005_026 |  | AN | 0 | Residential | 0 | 0 | 0 | 0 | 0 | 0 | [24 empty] | 8105001 | no | no |  |  | no |  | 0 | 0 | 0 | 0 | 0 | 0 |  | 1 | 1 | 1 | 0 | 0 | 0
load_220348145 |  | node_1375835_22_15280760_525 |  | AN | 0 | Residential | 7610.4+3242.017j | 0 | 0 | 0 | 0 | 0 | [24 empty] | 8105001 | no | no |  |  | no |  | 0 | 0 | 0 | 0 | 0 | 0 |  | 1 | 1 | 1 | 0 | 0 | 0
load_220348147 |  | node_1376073_121_15280159_7 |  | AN | 0 | Residential | 25070.4+10679.946j | 0 | 0 | 0 | 0 | 0 | [24 empty] | 8105001 | no | no |  |  | no |  | 0 | 0 | 0 | 0 | 0 | 0 |  | 1 | 1 | 1 | 0 | 0 | 0
load_220348148 |  | node_1376107_207_15279296_303 |  | AN | 0 | Other | 0 | 0 | 0 | 0 | 0 | 0 | [24 empty] | 8105001 | no | no |  |  | no |  | 0 | 0 | 0 | 0 | 0 | 0 |  | 1 | 1 | 1 | 0 | 0 | 0
load_220348149 |  | node_1375959_881_15278812_177 |  | AN | 0 | Residential | 13384.8+5701.901j | 0 | 0 | 0 | 0 | 0 | [24 empty] | 8105001 | no | no |  |  | no |  | 0 | 0 | 0 | 0 | 0 | 0 |  | 1 | 1 | 1 | 0 | 0 | 0
load_220348150 |  | node_1376306_388_15278632_08 |  | AN | 0 | Residential | 11059.2+4711.199j | 0 | 0 | 0 | 0 | 0 | [24 empty] | 8105001 | no | no |  |  | no |  | 0 | 0 | 0 | 0 | 0 | 0 |  | 1 | 1 | 1 | 0 | 0 | 0
load_220348210 |  | node_1371020_422_15292694_364 |  | AN | 0 | Residential | 107409.6+45756.298j | 0 | 0 | 0 | 0 | 0 | [24 empty] | 8105001 | no | no |  |  | no |  | 0 | 0 | 0 | 0 | 0 | 0 |  | 1 | 1 | 1 | 0 | 0 | 0
load_220348211 |  | node_1370561_784_15293583_961 |  | AN | 0 | Residential | 47052+20044.068j | 0 | 0 | 0 | 0 | 0 | [24 empty] | 8105001 | no | no |  |  | no |  | 0 | 0 | 0 | 0 | 0 | 0 |  | 1 | 1 | 1 | 0 | 0 | 0
load_220348212 |  | node_1370938_221_15293056_083 |  | AN | 0 | Residential | 19036.8+8109.643j | 0 | 0 | 0 | 0 | 0 | [24 empty] | 8105001 | no | no |  |  | no |  | 0 | 0 | 0 | 0 | 0 | 0 |  | 1 | 1 | 1 | 0 | 0 | 0
load_220348361 |  | node_1369762_045_15290113_006 |  | AN | 0 | Residential | 109972.8+46848.217j | 0 | 0 | 0 | 0 | 0 | [24 empty] | 8105001 | no | no |  |  | no |  | 0 | 0 | 0 | 0 | 0 | 0 |  | 1 | 1 | 1 | 0 | 0 | 0
load_220348363 |  | node_1368683_713_15290137_066 |  | AN | 0 | Residential | 108669.6+46293.056j | 0 | 0 | 0 | 0 | 0 | [24 empty] | 8105001 | no | no |  |  | no |  | 0 | 0 | 0 | 0 | 0 | 0 |  | 1 | 1 | 1 | 0 | 0 | 0
load_220348436 |  | node_1366203_612_15289601_424 |  | AN | 0 | Residential | 35935.2+15308.331j | 0 | 0 | 0 | 0 | 0 | [24 empty] | 8105001 | no | no |  |  | no |  | 0 | 0 | 0 | 0 | 0 | 0 |  | 1 | 1 | 1 | 0 | 0 | 0
load_220348437 |  | node_1366010_068_15289326_891 |  | AN | 0 | Residential | 9892.8+4214.315j | 0 | 0 | 0 | 0 | 0 | [24 empty] | 8105001 | no | no |  |  | no |  | 0 | 0 | 0 | 0 | 0 | 0 |  | 1 | 1 | 1 | 0 | 0 | 0
load_220348438 |  | node_1366122_912_15289064_841 |  | AN | 0 | Residential | 16214.4+6907.305j | 0 | 0 | 0 | 0 | 0 | [24 empty] | 8105001 | no | no |  |  | no |  | 0 | 0 | 0 | 0 | 0 | 0 |  | 1 | 1 | 1 | 0 | 0 | 0
load_220348439 |  | node_1365623_696_15289106_284 |  | AN | 0 | Other | 0 | 0 | 0 | 0 | 0 | 0 | [24 empty] | 8105001 | no | no |  |  | no |  | 0 | 0 | 0 | 0 | 0 | 0 |  | 1 | 1 | 1 | 0 | 0 | 0
load_220348440 |  | node_1366126_346_15288918_793 |  | AN | 0 | Residential | 7524+3205.211j | 0 | 0 | 0 | 0 | 0 | [24 empty] | 8105001 | no | no |  |  | no |  | 0 | 0 | 0 | 0 | 0 | 0 |  | 1 | 1 | 1 | 0 | 0 | 0
load_220348442 |  | node_1366165_249_15288103_466 |  | AN | 0 | Residential | 4032+1717.625j | 0 | 0 | 0 | 0 | 0 | [24 empty] | 8105001 | no | no |  |  | no |  | 0 | 0 | 0 | 0 | 0 | 0 |  | 1 | 1 | 1 | 0 | 0 | 0
load_220348443 |  | node_1366412_04_15288205_683 |  | AN | 0 | Residential | 4874.4+2076.486j | 0 | 0 | 0 | 0 | 0 | [24 empty] | 8105001 | no | no |  |  | no |  | 0 | 0 | 0 | 0 | 0 | 0 |  | 1 | 1 | 1 | 0 | 0 | 0
load_220348448 |  | node_1370477_345_15293098_303 |  | AN | 0 | NonResidential | 2000+851.996j | 0 | 0 | 0 | 0 | 0 | [24 empty] | 8105001 | no | no |  |  | no |  | 0 | 0 | 0 | 0 | 0 | 0 |  | 1 | 1 | 1 | 0 | 0 | 0
load_220348452 |  | node_1371333_904_15292830_575 |  | AN | 0 | Residential | 45511.2+19387.69j | 0 | 0 | 0 | 0 | 0 | [24 empty] | 8105001 | no | no |  |  | no |  | 0 | 0 | 0 | 0 | 0 | 0 |  | 1 | 1 | 1 | 0 | 0 | 0
load_220348453 |  | node_1371827_879_15292860_14 |  | AN | 0 | Residential | 56844+24215.443j | 0 | 0 | 0 | 0 | 0 | [24 empty] | 8105001 | no | no |  |  | no |  | 0 | 0 | 0 | 0 | 0 | 0 |  | 1 | 1 | 1 | 0 | 0 | 0
load_220348455 |  | node_1371408_223_15292425_368 |  | AN | 0 | Residential | 76118.4+32426.303j | 0 | 0 | 0 | 0 | 0 | [24 empty] | 8105001 | no | no |  |  | no |  | 0 | 0 | 0 | 0 | 0 | 0 |  | 1 | 1 | 1 | 0 | 0 | 0
load_220348486 |  | node_1371615_678_15293250_751 |  | AN | 0 | Residential | 156434.4+66640.775j | 0 | 0 | 0 | 0 | 0 | [24 empty] | 8105001 | no | no |  |  | no |  | 0 | 0 | 0 | 0 | 0 | 0 |  | 1 | 1 | 1 | 0 | 0 | 0
load_220348487 |  | node_1371878_159_15293657_579 |  | AN | 0 | Residential | 49946.4+21277.077j | 0 | 0 | 0 | 0 | 0 | [24 empty] | 8105001 | no | no |  |  | no |  | 0 | 0 | 0 | 0 | 0 | 0 |  | 1 | 1 | 1 | 0 | 0 | 0
load_220348488 |  | node_1371705_547_15293704_265 |  | AN | 0 | Residential | 34178.4+14559.937j | 0 | 0 | 0 | 0 | 0 | [24 empty] | 8105001 | no | no |  |  | no |  | 0 | 0 | 0 | 0 | 0 | 0 |  | 1 | 1 | 1 | 0 | 0 | 0
load_220348625 |  | node_1371069_143_15293337_838 |  | AN | 0 | NonResidential | 4860+2070.351j | 0 | 0 | 0 | 0 | 0 | [24 empty] | 8105001 | no | no |  |  | no |  | 0 | 0 | 0 | 0 | 0 | 0 |  | 1 | 1 | 1 | 0 | 0 | 0
load_220348675 |  | node_1370354_038_15290845_166 |  | AN | 0 | Residential | 30556.8+13017.142j | 0 | 0 | 0 | 0 | 0 | [24 empty] | 8105001 | no | no |  |  | no |  | 0 | 0 | 0 | 0 | 0 | 0 |  | 1 | 1 | 1 | 0 | 0 | 0
load_220348676 |  | node_1370911_625_15291119_147 |  | AN | 0 | Residential | 87696+37358.34j | 0 | 0 | 0 | 0 | 0 | [24 empty] | 8105001 | no | no |  |  | no |  | 0 | 0 | 0 | 0 | 0 | 0 |  | 1 | 1 | 1 | 0 | 0 | 0
load_220348677 |  | node_1370724_9_15291516_689 |  | AN | 0 | Residential | 35661.6+15191.778j | 0 | 0 | 0 | 0 | 0 | [24 empty] | 8105001 | no | no |  |  | no |  | 0 | 0 | 0 | 0 | 0 | 0 |  | 1 | 1 | 1 | 0 | 0 | 0
load_220348718 |  | node_1370135_195_15289614_378 |  | AN | 0 | Residential | 83613.6+35619.244j | 0 | 0 | 0 | 0 | 0 | [24 empty] | 8105001 | no | no |  |  | no |  | 0 | 0 | 0 | 0 | 0 | 0 |  | 1 | 1 | 1 | 0 | 0 | 0
load_220348719 |  | node_1370179_178_15288958_351 |  | AN | 0 | Residential | 128995.2+54951.725j | 0 | 0 | 0 | 0 | 0 | [24 empty] | 8105001 | no | no |  |  | no |  | 0 | 0 | 0 | 0 | 0 | 0 |  | 1 | 1 | 1 | 0 | 0 | 0
load_220348720 |  | node_1368659_055_15289733_388 |  | AN | 0 | Residential | 70329.6+29960.284j | 0 | 0 | 0 | 0 | 0 | [24 empty] | 8105001 | no | no |  |  | no |  | 0 | 0 | 0 | 0 | 0 | 0 |  | 1 | 1 | 1 | 0 | 0 | 0
load_220348721 |  | node_1369183_836_15289640_444 |  | AN | 0 | Residential | 131839.2+56163.264j | 0 | 0 | 0 | 0 | 0 | [24 empty] | 8105001 | no | no |  |  | no |  | 0 | 0 | 0 | 0 | 0 | 0 |  | 1 | 1 | 1 | 0 | 0 | 0
load_220348728 |  | node_1368422_096_15289814_563 |  | AN | 0 | NonResidential | 11484+4892.164j | 0 | 0 | 0 | 0 | 0 | [24 empty] | 8105001 | no | no |  |  | no |  | 0 | 0 | 0 | 0 | 0 | 0 |  | 1 | 1 | 1 | 0 | 0 | 0
load_220348729 |  | node_1368466_778_15289421_725 |  | AN | 0 | Residential | 28807.2+12271.816j | 0 | 0 | 0 | 0 | 0 | [24 empty] | 8105001 | no | no |  |  | no |  | 0 | 0 | 0 | 0 | 0 | 0 |  | 1 | 1 | 1 | 0 | 0 | 0
load_220348730 |  | node_1368496_288_15288904_598 |  | AN | 0 | Residential | 33919.2+14449.519j | 0 | 0 | 0 | 0 | 0 | [24 empty] | 8105001 | no | no |  |  | no |  | 0 | 0 | 0 | 0 | 0 | 0 |  | 1 | 1 | 1 | 0 | 0 | 0
load_220348731 |  | node_1368469_816_15288729_363 |  | AN | 0 | Residential | 41767.2+17792.753j | 0 | 0 | 0 | 0 | 0 | [24 empty] | 8105001 | no | no |  |  | no |  | 0 | 0 | 0 | 0 | 0 | 0 |  | 1 | 1 | 1 | 0 | 0 | 0
load_220348732 |  | node_1368525_382_15288547_533 |  | AN | 0 | NonResidential | 30500+12992.946j | 0 | 0 | 0 | 0 | 0 | [24 empty] | 8105001 | no | no |  |  | no |  | 0 | 0 | 0 | 0 | 0 | 0 |  | 1 | 1 | 1 | 0 | 0 | 0
load_220348733 |  | node_1368531_297_15288536_218 |  | AN | 0 | NonResidential | 30500+12992.946j | 0 | 0 | 0 | 0 | 0 | [24 empty] | 8105001 | no | no |  |  | no |  | 0 | 0 | 0 | 0 | 0 | 0 |  | 1 | 1 | 1 | 0 | 0 | 0
load_220348744 |  | node_1371526_687_15293516_904 |  | AN | 0 | Residential | 525.6+223.905j | 0 | 0 | 0 | 0 | 0 | [24 empty] | 8105001 | no | no |  |  | no |  | 0 | 0 | 0 | 0 | 0 | 0 |  | 1 | 1 | 1 | 0 | 0 | 0
load_220348745 |  | node_1371240_184_15293768_646 |  | AN | 0 | Residential | 84736.8+36097.726j | 0 | 0 | 0 | 0 | 0 | [24 empty] | 8105001 | no | no |  |  | no |  | 0 | 0 | 0 | 0 | 0 | 0 |  | 1 | 1 | 1 | 0 | 0 | 0
load_220348746 |  | node_1368810_305_15289430_094 |  | AN | 0 | Residential | 98064+41775.089j | 0 | 0 | 0 | 0 | 0 | [24 empty] | 8105001 | no | no |  |  | no |  | 0 | 0 | 0 | 0 | 0 | 0 |  | 1 | 1 | 1 | 0 | 0 | 0
load_220348747 |  | node_1369325_703_15289350_621 |  | AN | 0 | Residential | 69523.2+29616.759j | 0 | 0 | 0 | 0 | 0 | [24 empty] | 8105001 | no | no |  |  | no |  | 0 | 0 | 0 | 0 | 0 | 0 |  | 1 | 1 | 1 | 0 | 0 | 0
load_220348789 |  | node_1369617_237_15289312_828 |  | AN | 0 | Residential | 98294.4+41873.239j | 0 | 0 | 0 | 0 | 0 | [24 empty] | 8105001 | no | no |  |  | no |  | 0 | 0 | 0 | 0 | 0 | 0 |  | 1 | 1 | 1 | 0 | 0 | 0
load_220348790 |  | node_1369643_136_15288955_878 |  | AN | 0 | Residential | 140572.8+59883.762j | 0 | 0 | 0 | 0 | 0 | [24 empty] | 8105001 | no | no |  |  | no |  | 0 | 0 | 0 | 0 | 0 | 0 |  | 1 | 1 | 1 | 0 | 0 | 0
load_220348906 |  | node_1370675_379_15289466_793 |  | AN | 0 | Residential | 57182.4+24359.6j | 0 | 0 | 0 | 0 | 0 | [24 empty] | 8105001 | no | no |  |  | no |  | 0 | 0 | 0 | 0 | 0 | 0 |  | 1 | 1 | 1 | 0 | 0 | 0
load_220348907 |  | node_1371186_808_15289487_993 |  | AN | 0 | Residential | 79300.8+33781.999j | 0 | 0 | 0 | 0 | 0 | [24 empty] | 8105001 | no | no |  |  | no |  | 0 | 0 | 0 | 0 | 0 | 0 |  | 1 | 1 | 1 | 0 | 0 | 0
load_220348908 |  | node_1371574_312_15289502_42 |  | AN | 0 | NonResidential | 0 | 0 | 0 | 0 | 0 | 0 | [24 empty] | 8105001 | no | no |  |  | no |  | 0 | 0 | 0 | 0 | 0 | 0 |  | 1 | 1 | 1 | 0 | 0 | 0
load_220348909 |  | node_1371117_81_15289038_193 |  | AN | 0 | Residential | 101217.6+43118.517j | 0 | 0 | 0 | 0 | 0 | [24 empty] | 8105001 | no | no |  |  | no |  | 0 | 0 | 0 | 0 | 0 | 0 |  | 1 | 1 | 1 | 0 | 0 | 0
load_220348910 |  | node_1371133_908_15288563_686 |  | AN | 0 | Residential | 41248.8+17571.915j | 0 | 0 | 0 | 0 | 0 | [24 empty] | 8105001 | no | no |  |  | no |  | 0 | 0 | 0 | 0 | 0 | 0 |  | 1 | 1 | 1 | 0 | 0 | 0
load_220348944 |  | node_1369324_641_15288965_896 |  | AN | 0 | Residential | 70790.4+30156.584j | 0 | 0 | 0 | 0 | 0 | [24 empty] | 8105001 | no | no |  |  | no |  | 0 | 0 | 0 | 0 | 0 | 0 |  | 1 | 1 | 1 | 0 | 0 | 0
load_220348945 |  | node_1369563_704_15289128_854 |  | AN | 0 | Residential | 29095.2+12394.503j | 0 | 0 | 0 | 0 | 0 | [24 empty] | 8105001 | no | no |  |  | no |  | 0 | 0 | 0 | 0 | 0 | 0 |  | 1 | 1 | 1 | 0 | 0 | 0
load_220349027 |  | node_1369428_021_15288770_608 |  | AN | 0 | Residential | 93304.8+39747.678j | 0 | 0 | 0 | 0 | 0 | [24 empty] | 8105001 | no | no |  |  | no |  | 0 | 0 | 0 | 0 | 0 | 0 |  | 1 | 1 | 1 | 0 | 0 | 0
load_220349028 |  | node_1369149_898_15288578_82 |  | AN | 0 | Residential | 149608.8+63733.082j | 0 | 0 | 0 | 0 | 0 | [24 empty] | 8105001 | no | no |  |  | no |  | 0 | 0 | 0 | 0 | 0 | 0 |  | 1 | 1 | 1 | 0 | 0 | 0
load_220349058 |  | node_1366900_531_15289504_328 |  | AN | 0 | Residential | 84672+36070.121j | 0 | 0 | 0 | 0 | 0 | [24 empty] | 8105001 | no | no |  |  | no |  | 0 | 0 | 0 | 0 | 0 | 0 |  | 1 | 1 | 1 | 0 | 0 | 0
load_220349059 |  | node_1367939_572_15289804_88 |  | AN | 0 | Residential | 32428.8+13814.611j | 0 | 0 | 0 | 0 | 0 | [24 empty] | 8105001 | no | no |  |  | no |  | 0 | 0 | 0 | 0 | 0 | 0 |  | 1 | 1 | 1 | 0 | 0 | 0
load_220349061 |  | node_1367040_441_15290117_886 |  | AN | 0 | Residential | 37778.4+16093.531j | 0 | 0 | 0 | 0 | 0 | [24 empty] | 8105001 | no | no |  |  | no |  | 0 | 0 | 0 | 0 | 0 | 0 |  | 1 | 1 | 1 | 0 | 0 | 0
load_220349062 |  | node_1367480_334_15289753_063 |  | AN | 0 | Residential | 125258.4+53359.855j | 0 | 0 | 0 | 0 | 0 | [24 empty] | 8105001 | no | no |  |  | no |  | 0 | 0 | 0 | 0 | 0 | 0 |  | 1 | 1 | 1 | 0 | 0 | 0
load_220349098 |  | node_1366175_179_15289348_447 |  | AN | 0 | Residential | 35964+15320.6j | 0 | 0 | 0 | 0 | 0 | [24 empty] | 8105001 | no | no |  |  | no |  | 0 | 0 | 0 | 0 | 0 | 0 |  | 1 | 1 | 1 | 0 | 0 | 0
load_220349100 |  | node_1368171_437_15289310_211 |  | AN | 0 | Residential | 73166.4+31168.756j | 0 | 0 | 0 | 0 | 0 | [24 empty] | 8105001 | no | no |  |  | no |  | 0 | 0 | 0 | 0 | 0 | 0 |  | 1 | 1 | 1 | 0 | 0 | 0
load_220349101 |  | node_1366842_62_15289088_339 |  | AN | 0 | Residential | 69883.2+29770.119j | 0 | 0 | 0 | 0 | 0 | [24 empty] | 8105001 | no | no |  |  | no |  | 0 | 0 | 0 | 0 | 0 | 0 |  | 1 | 1 | 1 | 0 | 0 | 0
load_220349102 |  | node_1366997_233_15289026_433 |  | AN | 0 | Residential | 32205.6+13719.528j | 0 | 0 | 0 | 0 | 0 | [24 empty] | 8105001 | no | no |  |  | no |  | 0 | 0 | 0 | 0 | 0 | 0 |  | 1 | 1 | 1 | 0 | 0 | 0
load_220349103 |  | node_1367215_537_15288975_326 |  | AN | 0 | Residential | 24228+10321.085j | 0 | 0 | 0 | 0 | 0 | [24 empty] | 8105001 | no | no |  |  | no |  | 0 | 0 | 0 | 0 | 0 | 0 |  | 1 | 1 | 1 | 0 | 0 | 0
load_220349109 |  | node_1369840_409_15290430_413 |  | AN | 0 | NonResidential | 2000+851.996j | 0 | 0 | 0 | 0 | 0 | [24 empty] | 8105001 | no | no |  |  | no |  | 0 | 0 | 0 | 0 | 0 | 0 |  | 1 | 1 | 1 | 0 | 0 | 0
load_220349110 |  | node_1369707_497_15290666_943 |  | AN | 0 | NonResidential | 2000+851.996j | 0 | 0 | 0 | 0 | 0 | [24 empty] | 8105001 | no | no |  |  | no |  | 0 | 0 | 0 | 0 | 0 | 0 |  | 1 | 1 | 1 | 0 | 0 | 0
load_220349111 |  | node_1367536_249_15289306_207 |  | AN | 0 | Residential | 62784+26745.872j | 0 | 0 | 0 | 0 | 0 | [24 empty] | 8105001 | no | no |  |  | no |  | 0 | 0 | 0 | 0 | 0 | 0 |  | 1 | 1 | 1 | 0 | 0 | 0
load_220349112 |  | node_1367764_78_15289552_419 |  | AN | 0 | Residential | 61257.6+26095.628j | 0 | 0 | 0 | 0 | 0 | [24 empty] | 8105001 | no | no |  |  | no |  | 0 | 0 | 0 | 0 | 0 | 0 |  | 1 | 1 | 1 | 0 | 0 | 0
load_220349113 |  | node_1368291_094_15289532_38 |  | AN | 0 | Residential | 64857.6+27629.222j | 0 | 0 | 0 | 0 | 0 | [24 empty] | 8105001 | no | no |  |  | no |  | 0 | 0 | 0 | 0 | 0 | 0 |  | 1 | 1 | 1 | 0 | 0 | 0
load_220349114 |  | node_1367106_583_15289620_357 |  | AN | 0 | Residential | 45446.4+19360.085j | 0 | 0 | 0 | 0 | 0 | [24 empty] | 8105001 | no | no |  |  | no |  | 0 | 0 | 0 | 0 | 0 | 0 |  | 1 | 1 | 1 | 0 | 0 | 0
load_220349287 |  | node_1374862_512_15281782_219 |  | AN | 0 | Residential | 14472+6165.046j | 0 | 0 | 0 | 0 | 0 | [24 empty] | 8105001 | no | no |  |  | no |  | 0 | 0 | 0 | 0 | 0 | 0 |  | 1 | 1 | 1 | 0 | 0 | 0
load_220349288 |  | node_1374524_008_15281712_065 |  | AN | 0 | NonResidential | 4183.2+1782.036j | 0 | 0 | 0 | 0 | 0 | [24 empty] | 8105001 | no | no |  |  | no |  | 0 | 0 | 0 | 0 | 0 | 0 |  | 1 | 1 | 1 | 0 | 0 | 0
load_220349289 |  | node_1374329_523_15281673_247 |  | AN | 0 | Residential | 23623.2+10063.441j | 0 | 0 | 0 | 0 | 0 | [24 empty] | 8105001 | no | no |  |  | no |  | 0 | 0 | 0 | 0 | 0 | 0 |  | 1 | 1 | 1 | 0 | 0 | 0
load_220349290 |  | node_1373695_518_15281344_283 |  | AN | 0 | Residential | 8812.8+3754.237j | 0 | 0 | 0 | 0 | 0 | [24 empty] | 8105001 | no | no |  |  | no |  | 0 | 0 | 0 | 0 | 0 | 0 |  | 1 | 1 | 1 | 0 | 0 | 0
load_220349291 |  | node_1373036_738_15281868_173 |  | AN | 0 | Residential | 5270.4+2245.181j | 0 | 0 | 0 | 0 | 0 | [24 empty] | 8105001 | no | no |  |  | no |  | 0 | 0 | 0 | 0 | 0 | 0 |  | 1 | 1 | 1 | 0 | 0 | 0
load_220349316 |  | node_1368085_569_15290046_625 |  | AN | 0 | Residential | 70509.6+30036.964j | 0 | 0 | 0 | 0 | 0 | [24 empty] | 8105001 | no | no |  |  | no |  | 0 | 0 | 0 | 0 | 0 | 0 |  | 1 | 1 | 1 | 0 | 0 | 0
load_220349317 |  | node_1367532_756_15290135_1 |  | AN | 0 | Residential | 93182.4+39695.536j | 0 | 0 | 0 | 0 | 0 | [24 empty] | 8105001 | no | no |  |  | no |  | 0 | 0 | 0 | 0 | 0 | 0 |  | 1 | 1 | 1 | 0 | 0 | 0
load_220349361 |  | node_1367530_448_15288684_506 |  | AN | 0 | Residential | 94176+40118.808j | 0 | 0 | 0 | 0 | 0 | [24 empty] | 8105001 | no | no |  |  | no |  | 0 | 0 | 0 | 0 | 0 | 0 |  | 1 | 1 | 1 | 0 | 0 | 0
load_220349362 |  | node_1367974_254_15288952_404 |  | AN | 0 | Residential | 74700+31822.067j | 0 | 0 | 0 | 0 | 0 | [24 empty] | 8105001 | no | no |  |  | no |  | 0 | 0 | 0 | 0 | 0 | 0 |  | 1 | 1 | 1 | 0 | 0 | 0
load_220349363 |  | node_1368365_401_15288970_162 |  | AN | 0 | Residential | 28238.4+12029.508j | 0 | 0 | 0 | 0 | 0 | [24 empty] | 8105001 | no | no |  |  | no |  | 0 | 0 | 0 | 0 | 0 | 0 |  | 1 | 1 | 1 | 0 | 0 | 0
load_220350156 |  | node_1370456_025_15281236_068 |  | AN | 0 | Residential | 11743.2+5002.582j | 0 | 0 | 0 | 0 | 0 | [24 empty] | 8105001 | no | no |  |  | no |  | 0 | 0 | 0 | 0 | 0 | 0 |  | 1 | 1 | 1 | 0 | 0 | 0
load_220350242 |  | node_1372109_87_15281209_352 |  | AN | 0 | Residential | 15357.6+6542.31j | 0 | 0 | 0 | 0 | 0 | [24 empty] | 8105001 | no | no |  |  | no |  | 0 | 0 | 0 | 0 | 0 | 0 |  | 1 | 1 | 1 | 0 | 0 | 0
load_220350243 |  | node_1371924_31_15281094_147 |  | AN | 0 | Residential | 15890.4+6769.282j | 0 | 0 | 0 | 0 | 0 | [24 empty] | 8105001 | no | no |  |  | no |  | 0 | 0 | 0 | 0 | 0 | 0 |  | 1 | 1 | 1 | 0 | 0 | 0
load_220350244 |  | node_1371361_119_15281172_225 |  | AN | 0 | Residential | 10908+4646.789j | 0 | 0 | 0 | 0 | 0 | [24 empty] | 8105001 | no | no |  |  | no |  | 0 | 0 | 0 | 0 | 0 | 0 |  | 1 | 1 | 1 | 0 | 0 | 0
load_220350245 |  | node_1371458_793_15280816_068 |  | AN | 0 | Residential | 29512.8+12572.4j | 0 | 0 | 0 | 0 | 0 | [24 empty] | 8105001 | no | no |  |  | no |  | 0 | 0 | 0 | 0 | 0 | 0 |  | 1 | 1 | 1 | 0 | 0 | 0
load_220350246 |  | node_1371102_376_15280572_258 |  | AN | 0 | Residential | 8776.8+3738.901j | 0 | 0 | 0 | 0 | 0 | [24 empty] | 8105001 | no | no |  |  | no |  | 0 | 0 | 0 | 0 | 0 | 0 |  | 1 | 1 | 1 | 0 | 0 | 0
load_220350247 |  | node_1371394_474_15280021_953 |  | AN | 0 | Residential | 7214.4+3073.322j | 0 | 0 | 0 | 0 | 0 | [24 empty] | 8105001 | no | no |  |  | no |  | 0 | 0 | 0 | 0 | 0 | 0 |  | 1 | 1 | 1 | 0 | 0 | 0
load_220350248 |  | node_1370959_574_15280162_441 |  | AN | 0 | Residential | 11008.8+4689.729j | 0 | 0 | 0 | 0 | 0 | [24 empty] | 8105001 | no | no |  |  | no |  | 0 | 0 | 0 | 0 | 0 | 0 |  | 1 | 1 | 1 | 0 | 0 | 0
load_220350249 |  | node_1370705_363_15279748_087 |  | AN | 0 | Residential | 13910.4+5925.806j | 0 | 0 | 0 | 0 | 0 | [24 empty] | 8105001 | no | no |  |  | no |  | 0 | 0 | 0 | 0 | 0 | 0 |  | 1 | 1 | 1 | 0 | 0 | 0
load_220350250 |  | node_1370489_53_15279319_931 |  | AN | 0 | Residential | 3247.2+1383.301j | 0 | 0 | 0 | 0 | 0 | [24 empty] | 8105001 | no | no |  |  | no |  | 0 | 0 | 0 | 0 | 0 | 0 |  | 1 | 1 | 1 | 0 | 0 | 0
load_220350252 |  | node_1370094_502_15278627_087 |  | AN | 0 | Residential | 13644+5812.32j | 0 | 0 | 0 | 0 | 0 | [24 empty] | 8105001 | no | no |  |  | no |  | 0 | 0 | 0 | 0 | 0 | 0 |  | 1 | 1 | 1 | 0 | 0 | 0
load_220350253 |  | node_1369802_658_15277862_17 |  | AN | 0 | NonResidential | 2476.8+1055.112j | 0 | 0 | 0 | 0 | 0 | [24 empty] | 8105001 | no | no |  |  | no |  | 0 | 0 | 0 | 0 | 0 | 0 |  | 1 | 1 | 1 | 0 | 0 | 0
load_220350254 |  | node_1369782_085_15277620_832 |  | AN | 0 | Residential | 4413.6+1880.186j | 0 | 0 | 0 | 0 | 0 | [24 empty] | 8105001 | no | no |  |  | no |  | 0 | 0 | 0 | 0 | 0 | 0 |  | 1 | 1 | 1 | 0 | 0 | 0
load_220350255 |  | node_1369194_349_15277216_62 |  | AN | 0 | Residential | 1519.2+647.176j | 0 | 0 | 0 | 0 | 0 | [24 empty] | 8105001 | no | no |  |  | no |  | 0 | 0 | 0 | 0 | 0 | 0 |  | 1 | 1 | 1 | 0 | 0 | 0
load_220350256 |  | node_1368988_479_15277032_703 |  | AN | 0 | Residential | 4269.6+1818.842j | 0 | 0 | 0 | 0 | 0 | [24 empty] | 8105001 | no | no |  |  | no |  | 0 | 0 | 0 | 0 | 0 | 0 |  | 1 | 1 | 1 | 0 | 0 | 0
load_220350257 |  | node_1369040_141_15276518_265 |  | AN | 0 | Other | 0 | 0 | 0 | 0 | 0 | 0 | [24 empty] | 8105001 | no | no |  |  | no |  | 0 | 0 | 0 | 0 | 0 | 0 |  | 1 | 1 | 1 | 0 | 0 | 0
load_220350258 |  | node_1368716_634_15276981_532 |  | AN | 0 | Residential | 7056+3005.843j | 0 | 0 | 0 | 0 | 0 | [24 empty] | 8105001 | no | no |  |  | no |  | 0 | 0 | 0 | 0 | 0 | 0 |  | 1 | 1 | 1 | 0 | 0 | 0
load_220350283 |  | node_1370644_791_15280881_679 |  | AN | 0 | Residential | 5500.8+2343.331j | 0 | 0 | 0 | 0 | 0 | [24 empty] | 8105001 | no | no |  |  | no |  | 0 | 0 | 0 | 0 | 0 | 0 |  | 1 | 1 | 1 | 0 | 0 | 0
load_220350284 |  | node_1370198_994_15280810_985 |  | AN | 0 | Residential | 273.6+116.553j | 0 | 0 | 0 | 0 | 0 | [24 empty] | 8105001 | no | no |  |  | no |  | 0 | 0 | 0 | 0 | 0 | 0 |  | 1 | 1 | 1 | 0 | 0 | 0
load_220350285 |  | node_1369485_848_15281000_079 |  | AN | 0 | Residential | 12283.2+5232.621j | 0 | 0 | 0 | 0 | 0 | [24 empty] | 8105001 | no | no |  |  | no |  | 0 | 0 | 0 | 0 | 0 | 0 |  | 1 | 1 | 1 | 0 | 0 | 0
load_220350286 |  | node_1368724_142_15281085_938 |  | AN | 0 | NonResidential | 2692.8+1147.128j | 0 | 0 | 0 | 0 | 0 | [24 empty] | 8105001 | no | no |  |  | no |  | 0 | 0 | 0 | 0 | 0 | 0 |  | 1 | 1 | 1 | 0 | 0 | 0
load_220350287 |  | node_1367972_648_15281037_614 |  | AN | 0 | Residential | 19296+8220.062j | 0 | 0 | 0 | 0 | 0 | [24 empty] | 8105001 | no | no |  |  | no |  | 0 | 0 | 0 | 0 | 0 | 0 |  | 1 | 1 | 1 | 0 | 0 | 0
load_220350288 |  | node_1367622_772_15281083_908 |  | AN | 0 | Residential | 19706.4+8394.891j | 0 | 0 | 0 | 0 | 0 | [24 empty] | 8105001 | no | no |  |  | no |  | 0 | 0 | 0 | 0 | 0 | 0 |  | 1 | 1 | 1 | 0 | 0 | 0
load_220350289 |  | node_1367604_709_15281215_065 |  | AN | 0 | Residential | 6019.2+2564.168j | 0 | 0 | 0 | 0 | 0 | [24 empty] | 8105001 | no | no |  |  | no |  | 0 | 0 | 0 | 0 | 0 | 0 |  | 1 | 1 | 1 | 0 | 0 | 0
load_220350290 |  | node_1367270_701_15281163_076 |  | AN | 0 | Residential | 22629.6+9640.169j | 0 | 0 | 0 | 0 | 0 | [24 empty] | 8105001 | no | no |  |  | no |  | 0 | 0 | 0 | 0 | 0 | 0 |  | 1 | 1 | 1 | 0 | 0 | 0
load_220350293 |  | node_1366511_238_15280607_153 |  | AN | 0 | Residential | 15379.2+6551.512j | 0 | 0 | 0 | 0 | 0 | [24 empty] | 8105001 | no | no |  |  | no |  | 0 | 0 | 0 | 0 | 0 | 0 |  | 1 | 1 | 1 | 0 | 0 | 0
load_220350294 |  | node_1366373_022_15280121_106 |  | AN | 0 | Residential | 5392.8+2297.323j | 0 | 0 | 0 | 0 | 0 | [24 empty] | 8105001 | no | no |  |  | no |  | 0 | 0 | 0 | 0 | 0 | 0 |  | 1 | 1 | 1 | 0 | 0 | 0
load_220350295 |  | node_1366265_509_15280772_566 |  | AN | 0 | Residential | 11145.6+4748.006j | 0 | 0 | 0 | 0 | 0 | [24 empty] | 8105001 | no | no |  |  | no |  | 0 | 0 | 0 | 0 | 0 | 0 |  | 1 | 1 | 1 | 0 | 0 | 0
load_220350296 |  | node_1365896_367_15280481_282 |  | AN | 0 | Residential | 12268.8+5226.487j | 0 | 0 | 0 | 0 | 0 | [24 empty] | 8105001 | no | no |  |  | no |  | 0 | 0 | 0 | 0 | 0 | 0 |  | 1 | 1 | 1 | 0 | 0 | 0
load_220350297 |  | node_1365488_028_15280412_402 |  | AN | 0 | Residential | 1512+644.109j | 0 | 0 | 0 | 0 | 0 | [24 empty] | 8105001 | no | no |  |  | no |  | 0 | 0 | 0 | 0 | 0 | 0 |  | 1 | 1 | 1 | 0 | 0 | 0
load_220350298 |  | node_1364920_575_15279961_441 |  | AN | 0 | Residential | 4802.4+2045.814j | 0 | 0 | 0 | 0 | 0 | [24 empty] | 8105001 | no | no |  |  | no |  | 0 | 0 | 0 | 0 | 0 | 0 |  | 1 | 1 | 1 | 0 | 0 | 0
load_220350301 |  | node_1372476_759_15281222_248 |  | AN | 0 | Residential | 4363.2+1858.715j | 0 | 0 | 0 | 0 | 0 | [24 empty] | 8105001 | no | no |  |  | no |  | 0 | 0 | 0 | 0 | 0 | 0 |  | 1 | 1 | 1 | 0 | 0 | 0
load_220350302 |  | node_1372969_553_15280497_088 |  | AN | 0 | Residential | 8640+3680.625j | 0 | 0 | 0 | 0 | 0 | [24 empty] | 8105001 | no | no |  |  | no |  | 0 | 0 | 0 | 0 | 0 | 0 |  | 1 | 1 | 1 | 0 | 0 | 0
load_220350303 |  | node_1373215_314_15279823_762 |  | AN | 0 | Residential | 6494.4+2766.603j | 0 | 0 | 0 | 0 | 0 | [24 empty] | 8105001 | no | no |  |  | no |  | 0 | 0 | 0 | 0 | 0 | 0 |  | 1 | 1 | 1 | 0 | 0 | 0
load_220350304 |  | node_1373110_901_15280042_757 |  | AN | 0 | Residential | 1656+705.453j | 0 | 0 | 0 | 0 | 0 | [24 empty] | 8105001 | no | no |  |  | no |  | 0 | 0 | 0 | 0 | 0 | 0 |  | 1 | 1 | 1 | 0 | 0 | 0
load_220350305 |  | node_1373046_068_15280349_688 |  | AN | 0 | Residential | 30837.6+13136.763j | 0 | 0 | 0 | 0 | 0 | [24 empty] | 8105001 | no | no |  |  | no |  | 0 | 0 | 0 | 0 | 0 | 0 |  | 1 | 1 | 1 | 0 | 0 | 0
load_220350306 |  | node_1373168_067_15279690_533 |  | AN | 0 | Residential | 9921.6+4226.584j | 0 | 0 | 0 | 0 | 0 | [24 empty] | 8105001 | no | no |  |  | no |  | 0 | 0 | 0 | 0 | 0 | 0 |  | 1 | 1 | 1 | 0 | 0 | 0
load_220350307 |  | node_1373447_083_15279569_069 |  | AN | 0 | Residential | 7236+3082.523j | 0 | 0 | 0 | 0 | 0 | [24 empty] | 8105001 | no | no |  |  | no |  | 0 | 0 | 0 | 0 | 0 | 0 |  | 1 | 1 | 1 | 0 | 0 | 0
load_220350308 |  | node_1373413_413_15279390_752 |  | AN | 0 | Residential | 10317.6+4395.279j | 0 | 0 | 0 | 0 | 0 | [24 empty] | 8105001 | no | no |  |  | no |  | 0 | 0 | 0 | 0 | 0 | 0 |  | 1 | 1 | 1 | 0 | 0 | 0
load_220350309 |  | node_1374161_966_15279125_276 |  | AN | 0 | Residential | 4651.2+1981.403j | 0 | 0 | 0 | 0 | 0 | [24 empty] | 8105001 | no | no |  |  | no |  | 0 | 0 | 0 | 0 | 0 | 0 |  | 1 | 1 | 1 | 0 | 0 | 0
load_220350310 |  | node_1373466_86_15278741_567 |  | AN | 0 | Residential | 17078.4+7275.368j | 0 | 0 | 0 | 0 | 0 | [24 empty] | 8105001 | no | no |  |  | no |  | 0 | 0 | 0 | 0 | 0 | 0 |  | 1 | 1 | 1 | 0 | 0 | 0
load_220350311 |  | node_1373480_831_15278218_033 |  | AN | 0 | Residential | 5882.4+2505.892j | 0 | 0 | 0 | 0 | 0 | [24 empty] | 8105001 | no | no |  |  | no |  | 0 | 0 | 0 | 0 | 0 | 0 |  | 1 | 1 | 1 | 0 | 0 | 0
load_220350312 |  | node_1373614_852_15277163_061 |  | AN | 0 | Residential | 7308+3113.195j | 0 | 0 | 0 | 0 | 0 | [24 empty] | 8105001 | no | no |  |  | no |  | 0 | 0 | 0 | 0 | 0 | 0 |  | 1 | 1 | 1 | 0 | 0 | 0
load_220350313 |  | node_1373626_254_15276952_64 |  | AN | 0 | Residential | 5616+2392.406j | 0 | 0 | 0 | 0 | 0 | [24 empty] | 8105001 | no | no |  |  | no |  | 0 | 0 | 0 | 0 | 0 | 0 |  | 1 | 1 | 1 | 0 | 0 | 0
load_220350314 |  | node_1374295_542_15276036_75 |  | AN | 0 | Residential | 26402.4+11247.375j | 0 | 0 | 0 | 0 | 0 | [24 empty] | 8105001 | no | no |  |  | no |  | 0 | 0 | 0 | 0 | 0 | 0 |  | 1 | 1 | 1 | 0 | 0 | 0
load_220350379 |  | node_1370284_013_15293240_992 |  | AN | 0 | Residential | 36662.4+15618.117j | 0 | 0 | 0 | 0 | 0 | [24 empty] | 8105001 | no | no |  |  | no |  | 0 | 0 | 0 | 0 | 0 | 0 |  | 1 | 1 | 1 | 0 | 0 | 0
load_220350380 |  | node_1369963_665_15293205_04 |  | AN | 0 | NonResidential | 43333.333+18459.923j | 0 | 0 | 0 | 0 | 0 | [24 empty] | 8105001 | no | no |  |  | no |  | 0 | 0 | 0 | 0 | 0 | 0 |  | 1 | 1 | 1 | 0 | 0 | 0
load_220350381 |  | node_1369982_974_15293211_295 |  | BN | 0 | NonResidential | 0 | 43333.333+18459.923j | 0 | 0 | 0 | 0 | [24 empty] | 8105001 | no | no |  |  | no |  | 0 | 0 | 0 | 0 | 0 | 0 |  | 1 | 1 | 1 | 0 | 0 | 0
load_220350382 |  | node_1370002_796_15293210_638 |  | CN | 0 | NonResidential | 0 | 0 | 43333.333+18459.923j | 0 | 0 | 0 | [24 empty] | 8105001 | no | no |  |  | no |  | 0 | 0 | 0 | 0 | 0 | 0 |  | 1 | 1 | 1 | 0 | 0 | 0
load_220350383 |  | node_1369904_874_15292833_981 |  | AN | 0 | NonResidential | 30000+12779.946j | 0 | 0 | 0 | 0 | 0 | [24 empty] | 8105001 | no | no |  |  | no |  | 0 | 0 | 0 | 0 | 0 | 0 |  | 1 | 1 | 1 | 0 | 0 | 0
load_220350384 |  | node_1369891_972_15292824_179 |  | BN | 0 | NonResidential | 0 | 30000+12779.946j | 0 | 0 | 0 | 0 | [24 empty] | 8105001 | no | no |  |  | no |  | 0 | 0 | 0 | 0 | 0 | 0 |  | 1 | 1 | 1 | 0 | 0 | 0
load_220350385 |  | node_1369916_253_15292842_35 |  | CN | 0 | NonResidential | 0 | 0 | 30000+12779.946j | 0 | 0 | 0 | [24 empty] | 8105001 | no | no |  |  | no |  | 0 | 0 | 0 | 0 | 0 | 0 |  | 1 | 1 | 1 | 0 | 0 | 0
load_220350390 |  | node_1370303_754_15292267_25 |  | AN | 0 | Other | 0 | 0 | 0 | 0 | 0 | 0 | [24 empty] | 8105001 | no | no |  |  | no |  | 0 | 0 | 0 | 0 | 0 | 0 |  | 1 | 1 | 1 | 0 | 0 | 0
load_220350391 |  | node_1370487_072_15292181_754 |  | BN | 0 | NonResidential | 0 | 51000+21725.909j | 0 | 0 | 0 | 0 | [24 empty] | 8105001 | no | no |  |  | no |  | 0 | 0 | 0 | 0 | 0 | 0 |  | 1 | 1 | 1 | 0 | 0 | 0
load_220350392 |  | node_1370482_055_15292207_468 |  | AN | 0 | NonResidential | 51000+21725.909j | 0 | 0 | 0 | 0 | 0 | [24 empty] | 8105001 | no | no |  |  | no |  | 0 | 0 | 0 | 0 | 0 | 0 |  | 1 | 1 | 1 | 0 | 0 | 0
load_220350393 |  | node_1370486_953_15292155_126 |  | CN | 0 | NonResidential | 0 | 0 | 51000+21725.909j | 0 | 0 | 0 | [24 empty] | 8105001 | no | no |  |  | no |  | 0 | 0 | 0 | 0 | 0 | 0 |  | 1 | 1 | 1 | 0 | 0 | 0
load_220350394 |  | node_1370323_105_15292034_465 |  | AN | 0 | Other | 0 | 0 | 0 | 0 | 0 | 0 | [24 empty] | 8105001 | no | no |  |  | no |  | 0 | 0 | 0 | 0 | 0 | 0 |  | 1 | 1 | 1 | 0 | 0 | 0
load_220350395 |  | node_1370593_349_15292044_719 |  | AN | 0 | NonResidential | 2000+851.996j | 0 | 0 | 0 | 0 | 0 | [24 empty] | 8105001 | no | no |  |  | no |  | 0 | 0 | 0 | 0 | 0 | 0 |  | 1 | 1 | 1 | 0 | 0 | 0
load_220350396 |  | node_1370353_667_15291491_729 |  | AN | 0 | NonResidential | 11000+4685.98j | 0 | 0 | 0 | 0 | 0 | [24 empty] | 8105001 | no | no |  |  | no |  | 0 | 0 | 0 | 0 | 0 | 0 |  | 1 | 1 | 1 | 0 | 0 | 0
load_220350399 |  | node_1370349_772_15290879_676 |  | AN | 0 | Residential | 56412+24031.411j | 0 | 0 | 0 | 0 | 0 | [24 empty] | 8105001 | no | no |  |  | no |  | 0 | 0 | 0 | 0 | 0 | 0 |  | 1 | 1 | 1 | 0 | 0 | 0
load_220350400 |  | node_1370323_78_15290497_48 |  | AN | 0 | Residential | 15444+6579.116j | 0 | 0 | 0 | 0 | 0 | [24 empty] | 8105001 | no | no |  |  | no |  | 0 | 0 | 0 | 0 | 0 | 0 |  | 1 | 1 | 1 | 0 | 0 | 0
load_220350401 |  | node_1370324_771_15290012_616 |  | AN | 0 | Residential | 73202.4+31184.092j | 0 | 0 | 0 | 0 | 0 | [24 empty] | 8105001 | no | no |  |  | no |  | 0 | 0 | 0 | 0 | 0 | 0 |  | 1 | 1 | 1 | 0 | 0 | 0
load_220350402 |  | node_1370371_964_15289599_262 |  | AN | 0 | Residential | 35928+15305.264j | 0 | 0 | 0 | 0 | 0 | [24 empty] | 8105001 | no | no |  |  | no |  | 0 | 0 | 0 | 0 | 0 | 0 |  | 1 | 1 | 1 | 0 | 0 | 0
load_220350403 |  | node_1370658_542_15289227_514 |  | AN | 0 | Residential | 67752+28862.231j | 0 | 0 | 0 | 0 | 0 | [24 empty] | 8105001 | no | no |  |  | no |  | 0 | 0 | 0 | 0 | 0 | 0 |  | 1 | 1 | 1 | 0 | 0 | 0
load_220350404 |  | node_1370818_033_15288867_708 |  | AN | 0 | NonResidential | 3945.6+1680.819j | 0 | 0 | 0 | 0 | 0 | [24 empty] | 8105001 | no | no |  |  | no |  | 0 | 0 | 0 | 0 | 0 | 0 |  | 1 | 1 | 1 | 0 | 0 | 0
load_220350405 |  | node_1370946_77_15288297_132 |  | AN | 0 | Residential | 60300+25687.692j | 0 | 0 | 0 | 0 | 0 | [24 empty] | 8105001 | no | no |  |  | no |  | 0 | 0 | 0 | 0 | 0 | 0 |  | 1 | 1 | 1 | 0 | 0 | 0
load_220350406 |  | node_1371349_899_15287542_886 |  | AN | 0 | Residential | 13248+5643.624j | 0 | 0 | 0 | 0 | 0 | [24 empty] | 8105001 | no | no |  |  | no |  | 0 | 0 | 0 | 0 | 0 | 0 |  | 1 | 1 | 1 | 0 | 0 | 0
load_220350407 |  | node_1371481_124_15288000_303 |  | AN | 0 | Residential | 23500.8+10011.299j | 0 | 0 | 0 | 0 | 0 | [24 empty] | 8105001 | no | no |  |  | no |  | 0 | 0 | 0 | 0 | 0 | 0 |  | 1 | 1 | 1 | 0 | 0 | 0
load_220350408 |  | node_1372002_751_15287771_434 |  | AN | 0 | Residential | 58341.6+24853.418j | 0 | 0 | 0 | 0 | 0 | [24 empty] | 8105001 | no | no |  |  | no |  | 0 | 0 | 0 | 0 | 0 | 0 |  | 1 | 1 | 1 | 0 | 0 | 0
load_220350409 |  | node_1371986_032_15287330_764 |  | AN | 0 | Residential | 19915.2+8483.84j | 0 | 0 | 0 | 0 | 0 | [24 empty] | 8105001 | no | no |  |  | no |  | 0 | 0 | 0 | 0 | 0 | 0 |  | 1 | 1 | 1 | 0 | 0 | 0
load_220350410 |  | node_1372033_19_15287144_901 |  | AN | 0 | Residential | 5407.2+2303.458j | 0 | 0 | 0 | 0 | 0 | [24 empty] | 8105001 | no | no |  |  | no |  | 0 | 0 | 0 | 0 | 0 | 0 |  | 1 | 1 | 1 | 0 | 0 | 0
load_220350411 |  | node_1371647_232_15287032_23 |  | AN | 0 | Residential | 7826.4+3334.032j | 0 | 0 | 0 | 0 | 0 | [24 empty] | 8105001 | no | no |  |  | no |  | 0 | 0 | 0 | 0 | 0 | 0 |  | 1 | 1 | 1 | 0 | 0 | 0
load_220350412 |  | node_1371353_773_15287008_093 |  | AN | 0 | Residential | 6357.6+2708.326j | 0 | 0 | 0 | 0 | 0 | [24 empty] | 8105001 | no | no |  |  | no |  | 0 | 0 | 0 | 0 | 0 | 0 |  | 1 | 1 | 1 | 0 | 0 | 0
load_220350413 |  | node_1370453_38_15293801_609 |  | AN | 0 | Residential | 3715.2+1582.669j | 0 | 0 | 0 | 0 | 0 | [24 empty] | 8105001 | no | no |  |  | no |  | 0 | 0 | 0 | 0 | 0 | 0 |  | 1 | 1 | 1 | 0 | 0 | 0
load_220350414 |  | node_1370454_224_15293828_219 |  | BN | 0 | Residential | 0 | 3715.2+1582.669j | 0 | 0 | 0 | 0 | [24 empty] | 8105001 | no | no |  |  | no |  | 0 | 0 | 0 | 0 | 0 | 0 |  | 1 | 1 | 1 | 0 | 0 | 0
load_220350415 |  | node_1370447_436_15293776_15 |  | CN | 0 | NonResidential | 0 | 0 | 50000+21299.911j | 0 | 0 | 0 | [24 empty] | 8105001 | no | no |  |  | no |  | 0 | 0 | 0 | 0 | 0 | 0 |  | 1 | 1 | 1 | 0 | 0 | 0
load_220350416 |  | node_1371826_696_15286807_239 |  | AN | 0 | Residential | 4989.6+2125.561j | 0 | 0 | 0 | 0 | 0 | [24 empty] | 8105001 | no | no |  |  | no |  | 0 | 0 | 0 | 0 | 0 | 0 |  | 1 | 1 | 1 | 0 | 0 | 0
load_220350417 |  | node_1371684_642_15286605_914 |  | AN | 0 | Residential | 19332+8235.398j | 0 | 0 | 0 | 0 | 0 | [24 empty] | 8105001 | no | no |  |  | no |  | 0 | 0 | 0 | 0 | 0 | 0 |  | 1 | 1 | 1 | 0 | 0 | 0
load_220350418 |  | node_1371404_086_15286799_948 |  | AN | 0 | Residential | 8985.6+3827.85j | 0 | 0 | 0 | 0 | 0 | [24 empty] | 8105001 | no | no |  |  | no |  | 0 | 0 | 0 | 0 | 0 | 0 |  | 1 | 1 | 1 | 0 | 0 | 0
load_220350419 |  | node_1371513_951_15286451_987 |  | AN | 0 | Residential | 14997.6+6388.951j | 0 | 0 | 0 | 0 | 0 | [24 empty] | 8105001 | no | no |  |  | no |  | 0 | 0 | 0 | 0 | 0 | 0 |  | 1 | 1 | 1 | 0 | 0 | 0
load_220350420 |  | node_1371020_224_15285819_977 |  | AN | 0 | NonResidential | 619.2+263.778j | 0 | 0 | 0 | 0 | 0 | [24 empty] | 8105001 | no | no |  |  | no |  | 0 | 0 | 0 | 0 | 0 | 0 |  | 1 | 1 | 1 | 0 | 0 | 0
load_220350421 |  | node_1370912_76_15285657_716 |  | AN | 0 | Residential | 8496+3619.281j | 0 | 0 | 0 | 0 | 0 | [24 empty] | 8105001 | no | no |  |  | no |  | 0 | 0 | 0 | 0 | 0 | 0 |  | 1 | 1 | 1 | 0 | 0 | 0
load_220350422 |  | node_1370636_558_15285662_891 |  | AN | 0 | Residential | 7617.6+3245.084j | 0 | 0 | 0 | 0 | 0 | [24 empty] | 8105001 | no | no |  |  | no |  | 0 | 0 | 0 | 0 | 0 | 0 |  | 1 | 1 | 1 | 0 | 0 | 0
load_220350424 |  | node_1370734_959_15284417_044 |  | AN | 0 | Residential | 11505.6+4901.365j | 0 | 0 | 0 | 0 | 0 | [24 empty] | 8105001 | no | no |  |  | no |  | 0 | 0 | 0 | 0 | 0 | 0 |  | 1 | 1 | 1 | 0 | 0 | 0
load_220350425 |  | node_1370745_544_15284139_769 |  | AN | 0 | Residential | 17136+7299.905j | 0 | 0 | 0 | 0 | 0 | [24 empty] | 8105001 | no | no |  |  | no |  | 0 | 0 | 0 | 0 | 0 | 0 |  | 1 | 1 | 1 | 0 | 0 | 0
load_220350426 |  | node_1370789_208_15283862_159 |  | AN | 0 | NonResidential | 1000+425.998j | 0 | 0 | 0 | 0 | 0 | [24 empty] | 8105001 | no | no |  |  | no |  | 0 | 0 | 0 | 0 | 0 | 0 |  | 1 | 1 | 1 | 0 | 0 | 0
load_220350427 |  | node_1371382_688_15282380_766 |  | AN | 0 | Residential | 8258.4+3518.064j | 0 | 0 | 0 | 0 | 0 | [24 empty] | 8105001 | no | no |  |  | no |  | 0 | 0 | 0 | 0 | 0 | 0 |  | 1 | 1 | 1 | 0 | 0 | 0
load_220350428 |  | node_1371641_102_15282253_64 |  | AN | 0 | Residential | 16920+7207.89j | 0 | 0 | 0 | 0 | 0 | [24 empty] | 8105001 | no | no |  |  | no |  | 0 | 0 | 0 | 0 | 0 | 0 |  | 1 | 1 | 1 | 0 | 0 | 0
load_220350429 |  | node_1371852_948_15282006_626 |  | AN | 0 | Residential | 11678.4+4974.978j | 0 | 0 | 0 | 0 | 0 | [24 empty] | 8105001 | no | no |  |  | no |  | 0 | 0 | 0 | 0 | 0 | 0 |  | 1 | 1 | 1 | 0 | 0 | 0
load_220350430 |  | node_1372179_275_15281798_799 |  | AN | 0 | Residential | 11829.6+5039.388j | 0 | 0 | 0 | 0 | 0 | [24 empty] | 8105001 | no | no |  |  | no |  | 0 | 0 | 0 | 0 | 0 | 0 |  | 1 | 1 | 1 | 0 | 0 | 0
load_220350431 |  | node_1370258_054_15293593_631 |  | AN | 0 | NonResidential | 19000+8093.966j | 0 | 0 | 0 | 0 | 0 | [24 empty] | 8105001 | no | no |  |  | no |  | 0 | 0 | 0 | 0 | 0 | 0 |  | 1 | 1 | 1 | 0 | 0 | 0
load_220425712 |  | node_1375399_373_15281504_306 |  | AN | 0 | Residential | 4824+2055.015j | 0 | 0 | 0 | 0 | 0 | [24 empty] | 8105001 | no | no |  |  | no |  | 0 | 0 | 0 | 0 | 0 | 0 |  | 1 | 1 | 1 | 0 | 0 | 0
load_220428150 |  | node_1370125_564_15277931_076 |  | AN | 0 | Residential | 7344+3128.531j | 0 | 0 | 0 | 0 | 0 | [24 empty] | 8105001 | no | no |  |  | no |  | 0 | 0 | 0 | 0 | 0 | 0 |  | 1 | 1 | 1 | 0 | 0 | 0
load_220431964 |  | node_1369254_674_15280742_649 |  | AN | 0 | Residential | 3938.4+1677.751j | 0 | 0 | 0 | 0 | 0 | [24 empty] | 8105001 | no | no |  |  | no |  | 0 | 0 | 0 | 0 | 0 | 0 |  | 1 | 1 | 1 | 0 | 0 | 0
load_220433379 |  | node_1365758_695_15279898_535 |  | AN | 0 | Residential | 3679.2+1567.333j | 0 | 0 | 0 | 0 | 0 | [24 empty] | 8105001 | no | no |  |  | no |  | 0 | 0 | 0 | 0 | 0 | 0 |  | 1 | 1 | 1 | 0 | 0 | 0
load_220519245 |  | node_1376676_173_15277301_182 |  | AN | 0 | Residential | 23392.8+9965.291j | 0 | 0 | 0 | 0 | 0 | [24 empty] | 8105001 | no | no |  |  | no |  | 0 | 0 | 0 | 0 | 0 | 0 |  | 1 | 1 | 1 | 0 | 0 | 0
load_220519955 |  | node_1366617_779_15280950_562 |  | AN | 0 | Residential | 25221.6+10744.357j | 0 | 0 | 0 | 0 | 0 | [24 empty] | 8105001 | no | no |  |  | no |  | 0 | 0 | 0 | 0 | 0 | 0 |  | 1 | 1 | 1 | 0 | 0 | 0
load_220520314 |  | node_1370532_795_15294144_105 |  | AN | 0 | NonResidential | 9666.667+4117.983j | 0 | 0 | 0 | 0 | 0 | [24 empty] | 8105001 | no | no |  |  | no |  | 0 | 0 | 0 | 0 | 0 | 0 |  | 1 | 1 | 1 | 0 | 0 | 0
load_220520315 |  | node_1370533_836_15294170_705 |  | BN | 0 | NonResidential | 0 | 9666.667+4117.983j | 0 | 0 | 0 | 0 | [24 empty] | 8105001 | no | no |  |  | no |  | 0 | 0 | 0 | 0 | 0 | 0 |  | 1 | 1 | 1 | 0 | 0 | 0
load_220520316 |  | node_1370526_663_15294118_725 |  | CN | 0 | NonResidential | 0 | 0 | 9666.667+4117.983j | 0 | 0 | 0 | [24 empty] | 8105001 | no | no |  |  | no |  | 0 | 0 | 0 | 0 | 0 | 0 |  | 1 | 1 | 1 | 0 | 0 | 0
load_220521829 |  | node_1369965_181_15278293_508 |  | AN | 0 | Residential | 25711.2+10952.925j | 0 | 0 | 0 | 0 | 0 | [24 empty] | 8105001 | no | no |  |  | no |  | 0 | 0 | 0 | 0 | 0 | 0 |  | 1 | 1 | 1 | 0 | 0 | 0
load_220527138 |  | node_1376346_428_15277453_435 |  | AN | 0 | Residential | 4816.8+2051.948j | 0 | 0 | 0 | 0 | 0 | [24 empty] | 8105001 | no | no |  |  | no |  | 0 | 0 | 0 | 0 | 0 | 0 |  | 1 | 1 | 1 | 0 | 0 | 0
load_220527148 |  | node_1372779_261_15289306_957 |  | AN | 0 | Residential | 14011.2+5968.746j | 0 | 0 | 0 | 0 | 0 | [24 empty] | 8105001 | no | no |  |  | no |  | 0 | 0 | 0 | 0 | 0 | 0 |  | 1 | 1 | 1 | 0 | 0 | 0
load_220528575 |  | node_1367169_542_15281662_476 |  | AN | 0 | Residential | 7711.2+3284.957j | 0 | 0 | 0 | 0 | 0 | [24 empty] | 8105001 | no | no |  |  | no |  | 0 | 0 | 0 | 0 | 0 | 0 |  | 1 | 1 | 1 | 0 | 0 | 0
load_220528969 |  | node_1371671_51_15281659_497 |  | AN | 0 | Residential | 6372+2714.461j | 0 | 0 | 0 | 0 | 0 | [24 empty] | 8105001 | no | no |  |  | no |  | 0 | 0 | 0 | 0 | 0 | 0 |  | 1 | 1 | 1 | 0 | 0 | 0
load_220529909 |  | node_1372515_631_15288648_436 |  | AN | 0 | Residential | 14500.8+6177.315j | 0 | 0 | 0 | 0 | 0 | [24 empty] | 8105001 | no | no |  |  | no |  | 0 | 0 | 0 | 0 | 0 | 0 |  | 1 | 1 | 1 | 0 | 0 | 0
load_220529964 |  | node_1376240_057_15279996_804 |  | AN | 0 | Residential | 13824+5888.999j | 0 | 0 | 0 | 0 | 0 | [24 empty] | 8105001 | no | no |  |  | no |  | 0 | 0 | 0 | 0 | 0 | 0 |  | 1 | 1 | 1 | 0 | 0 | 0
load_220530087 |  | node_1369267_8_15274102_361 |  | AN | 0 | Residential | 4032+1717.625j | 0 | 0 | 0 | 0 | 0 | [24 empty] | 8105001 | no | no |  |  | no |  | 0 | 0 | 0 | 0 | 0 | 0 |  | 1 | 1 | 1 | 0 | 0 | 0
load_220530108 |  | node_1375688_82_15278459_374 |  | AN | 0 | Residential | 3744+1594.937j | 0 | 0 | 0 | 0 | 0 | [24 empty] | 8105001 | no | no |  |  | no |  | 0 | 0 | 0 | 0 | 0 | 0 |  | 1 | 1 | 1 | 0 | 0 | 0
load_220530116 |  | node_1378214_128_15279281_594 |  | AN | 0 | Residential | 12218.4+5205.017j | 0 | 0 | 0 | 0 | 0 | [24 empty] | 8105001 | no | no |  |  | no |  | 0 | 0 | 0 | 0 | 0 | 0 |  | 1 | 1 | 1 | 0 | 0 | 0
load_220530223 |  | node_1372617_18_15280351_404 |  | AN | 0 | Residential | 4845.6+2064.217j | 0 | 0 | 0 | 0 | 0 | [24 empty] | 8105001 | no | no |  |  | no |  | 0 | 0 | 0 | 0 | 0 | 0 |  | 1 | 1 | 1 | 0 | 0 | 0
load_220530753 |  | node_1370476_316_15287619_34 |  | AN | 0 | Residential | 13068+5566.945j | 0 | 0 | 0 | 0 | 0 | [24 empty] | 8105001 | no | no |  |  | no |  | 0 | 0 | 0 | 0 | 0 | 0 |  | 1 | 1 | 1 | 0 | 0 | 0
load_220530806 |  | node_1374122_216_15276633_607 |  | AN | 0 | Residential | 3729.6+1588.803j | 0 | 0 | 0 | 0 | 0 | [24 empty] | 8105001 | no | no |  |  | no |  | 0 | 0 | 0 | 0 | 0 | 0 |  | 1 | 1 | 1 | 0 | 0 | 0
load_220531396 |  | node_1376272_171_15277886_837 |  | AN | 0 | Residential | 11656.8+4965.776j | 0 | 0 | 0 | 0 | 0 | [24 empty] | 8105001 | no | no |  |  | no |  | 0 | 0 | 0 | 0 | 0 | 0 |  | 1 | 1 | 1 | 0 | 0 | 0
load_220532328 |  | node_1370497_742_15280293_195 |  | AN | 0 | Residential | 22982.4+9790.461j | 0 | 0 | 0 | 0 | 0 | [24 empty] | 8105001 | no | no |  |  | no |  | 0 | 0 | 0 | 0 | 0 | 0 |  | 1 | 1 | 1 | 0 | 0 | 0
load_220533480 |  | node_1376964_937_15277911_458 |  | AN | 0 | Residential | 18021.6+7677.169j | 0 | 0 | 0 | 0 | 0 | [24 empty] | 8105001 | no | no |  |  | no |  | 0 | 0 | 0 | 0 | 0 | 0 |  | 1 | 1 | 1 | 0 | 0 | 0
load_220533501 |  | node_1365586_612_15287076_03 |  | AN | 0 | Residential | 34560+14722.498j | 0 | 0 | 0 | 0 | 0 | [24 empty] | 8105001 | no | no |  |  | no |  | 0 | 0 | 0 | 0 | 0 | 0 |  | 1 | 1 | 1 | 0 | 0 | 0
load_220534274 |  | node_1371145_12_15288394_055 |  | AN | 0 | Residential | 10281.6+4379.943j | 0 | 0 | 0 | 0 | 0 | [24 empty] | 8105001 | no | no |  |  | no |  | 0 | 0 | 0 | 0 | 0 | 0 |  | 1 | 1 | 1 | 0 | 0 | 0
load_220539906 |  | node_1368217_681_15286691_296 |  | AN | 0 | Residential | 61250.4+26092.561j | 0 | 0 | 0 | 0 | 0 | [24 empty] | 8105001 | no | no |  |  | no |  | 0 | 0 | 0 | 0 | 0 | 0 |  | 1 | 1 | 1 | 0 | 0 | 0
load_220540185 |  | node_1370547_875_15292905_12 |  | AN | 0 | Other | 0 | 0 | 0 | 0 | 0 | 0 | [24 empty] | 8105001 | no | no |  |  | no |  | 0 | 0 | 0 | 0 | 0 | 0 |  | 1 | 1 | 1 | 0 | 0 | 0
load_220551226 |  | node_1365454_113_15288818_995 |  | AN | 0 | NonResidential | 145000+61769.741j | 0 | 0 | 0 | 0 | 0 | [24 empty] | 8105001 | no | no |  |  | no |  | 0 | 0 | 0 | 0 | 0 | 0 |  | 1 | 1 | 1 | 0 | 0 | 0
load_220568591 |  | node_1369150_036_15290594_544 |  | AN | 0 | Residential | 71956.8+30653.468j | 0 | 0 | 0 | 0 | 0 | [24 empty] | 8105001 | no | no |  |  | no |  | 0 | 0 | 0 | 0 | 0 | 0 |  | 1 | 1 | 1 | 0 | 0 | 0
load_220568592 |  | node_1369137_929_15290290_1 |  | AN | 0 | NonResidential | 9000+3833.984j | 0 | 0 | 0 | 0 | 0 | [24 empty] | 8105001 | no | no |  |  | no |  | 0 | 0 | 0 | 0 | 0 | 0 |  | 1 | 1 | 1 | 0 | 0 | 0
load_220575399 |  | node_1368804_39_15290220_746 |  | AN | 0 | Other | 0 | 0 | 0 | 0 | 0 | 0 | [24 empty] | 8105001 | no | no |  |  | no |  | 0 | 0 | 0 | 0 | 0 | 0 |  | 1 | 1 | 1 | 0 | 0 | 0
load_220581261 |  | node_1367088_949_15289828_057 |  | AN | 0 | Residential | 55792.8+23767.633j | 0 | 0 | 0 | 0 | 0 | [24 empty] | 8105001 | no | no |  |  | no |  | 0 | 0 | 0 | 0 | 0 | 0 |  | 1 | 1 | 1 | 0 | 0 | 0
load_220593376 |  | node_1368443_733_15276808_314 |  | AN | 0 | Residential | 29282.4+12474.25j | 0 | 0 | 0 | 0 | 0 | [24 empty] | 8105001 | no | no |  |  | no |  | 0 | 0 | 0 | 0 | 0 | 0 |  | 1 | 1 | 1 | 0 | 0 | 0
load_220595722 |  | node_1367188_034_15288558_739 |  | AN | 0 | Residential | 53899.2+22960.963j | 0 | 0 | 0 | 0 | 0 | [24 empty] | 8105001 | no | no |  |  | no |  | 0 | 0 | 0 | 0 | 0 | 0 |  | 1 | 1 | 1 | 0 | 0 | 0
load_220603175 |  | node_1367658_944_15289116_543 |  | AN | 0 | Residential | 80071.2+34110.188j | 0 | 0 | 0 | 0 | 0 | [24 empty] | 8105001 | no | no |  |  | no |  | 0 | 0 | 0 | 0 | 0 | 0 |  | 1 | 1 | 1 | 0 | 0 | 0
load_220619926 |  | node_1366962_836_15281180_311 |  | AN | 0 | Residential | 12441.6+5300.099j | 0 | 0 | 0 | 0 | 0 | [24 empty] | 8105001 | no | no |  |  | no |  | 0 | 0 | 0 | 0 | 0 | 0 |  | 1 | 1 | 1 | 0 | 0 | 0
load_220620995 |  | node_1376034_943_15280435_196 |  | AN | 0 | Residential | 11181.6+4763.342j | 0 | 0 | 0 | 0 | 0 | [24 empty] | 8105001 | no | no |  |  | no |  | 0 | 0 | 0 | 0 | 0 | 0 |  | 1 | 1 | 1 | 0 | 0 | 0
load_220638619 |  | node_1371745_28_15289490_785 |  | AN | 0 | Other | 0 | 0 | 0 | 0 | 0 | 0 | [24 empty] | 8105001 | no | no |  |  | no |  | 0 | 0 | 0 | 0 | 0 | 0 |  | 1 | 1 | 1 | 0 | 0 | 0
load_220646384 |  | node_1366174_269_15288426_941 |  | AN | 0 | NonResidential | 7358.4+3134.665j | 0 | 0 | 0 | 0 | 0 | [24 empty] | 8105001 | no | no |  |  | no |  | 0 | 0 | 0 | 0 | 0 | 0 |  | 1 | 1 | 1 | 0 | 0 | 0
load_220647675 |  | node_1368914_055_15288978_595 |  | AN | 0 | Residential | 59940+25534.333j | 0 | 0 | 0 | 0 | 0 | [24 empty] | 8105001 | no | no |  |  | no |  | 0 | 0 | 0 | 0 | 0 | 0 |  | 1 | 1 | 1 | 0 | 0 | 0
load_220650343 |  | node_1370831_152_15285130_37 |  | AN | 0 | Residential | 14608.8+6223.323j | 0 | 0 | 0 | 0 | 0 | [24 empty] | 8105001 | no | no |  |  | no |  | 0 | 0 | 0 | 0 | 0 | 0 |  | 1 | 1 | 1 | 0 | 0 | 0
load_220656047 |  | node_1372279_574_15288863_177 |  | AN | 0 | Residential | 49276.8+20991.829j | 0 | 0 | 0 | 0 | 0 | [24 empty] | 8105001 | no | no |  |  | no |  | 0 | 0 | 0 | 0 | 0 | 0 |  | 1 | 1 | 1 | 0 | 0 | 0
load_310025476 |  | node_1370783_451_15284629_576 |  | AN | 0 | Other | 0 | 0 | 0 | 0 | 0 | 0 | [24 empty] | 8105001 | no | no |  |  | no |  | 0 | 0 | 0 | 0 | 0 | 0 |  | 1 | 1 | 1 | 0 | 0 | 0
load_310032910 |  | node_1369425_871_15290157_483 |  | AN | 0 | Residential | 81223.2+34600.938j | 0 | 0 | 0 | 0 | 0 | [24 empty] | 8105001 | no | no |  |  | no |  | 0 | 0 | 0 | 0 | 0 | 0 |  | 1 | 1 | 1 | 0 | 0 | 0
load_310049329 |  | node_1370174_441_15292620_714 |  | AN | 0 | NonResidential | 57000+24281.898j | 0 | 0 | 0 | 0 | 0 | [24 empty] | 8105001 | no | no |  |  | no |  | 0 | 0 | 0 | 0 | 0 | 0 |  | 1 | 1 | 1 | 0 | 0 | 0
load_310050363 |  | node_1370228_359_15292594_056 |  | BN | 0 | NonResidential | 0 | 3666.667+1561.994j | 0 | 0 | 0 | 0 | [24 empty] | 8105001 | no | no |  |  | no |  | 0 | 0 | 0 | 0 | 0 | 0 |  | 1 | 1 | 1 | 0 | 0 | 0
load_310050364 |  | node_1370203_135_15292601_285 |  | CN | 0 | NonResidential | 0 | 0 | 3666.667+1561.994j | 0 | 0 | 0 | [24 empty] | 8105001 | no | no |  |  | no |  | 0 | 0 | 0 | 0 | 0 | 0 |  | 1 | 1 | 1 | 0 | 0 | 0
load_310059064 |  | node_1370488_962_15278820_533 |  | AN | 0 | Residential | 4968+2116.359j | 0 | 0 | 0 | 0 | 0 | [24 empty] | 8105001 | no | no |  |  | no |  | 0 | 0 | 0 | 0 | 0 | 0 |  | 1 | 1 | 1 | 0 | 0 | 0
load_310061353 |  | node_1372197_589_15287779_283 |  | AN | 0 | Other | 0 | 0 | 0 | 0 | 0 | 0 | [24 empty] | 8105001 | no | no |  |  | no |  | 0 | 0 | 0 | 0 | 0 | 0 |  | 1 | 1 | 1 | 0 | 0 | 0
load_310065059 |  | node_1366665_968_15281312_069 |  | AN | 0 | Residential | 3218.4+1371.033j | 0 | 0 | 0 | 0 | 0 | [24 empty] | 8105001 | no | no |  |  | no |  | 0 | 0 | 0 | 0 | 0 | 0 |  | 1 | 1 | 1 | 0 | 0 | 0
load_311904694 |  | node_1370217_111_15292603_896 |  | AN | 0 | NonResidential | 3666.667+1561.994j | 0 | 0 | 0 | 0 | 0 | [24 empty] | 8105001 | no | no |  |  | no |  | 0 | 0 | 0 | 0 | 0 | 0 |  | 1 | 1 | 1 | 0 | 0 | 0
load_312005049 |  | node_1370215_514_15292331_02 |  | AN | 0 | Other | 0 | 0 | 0 | 0 | 0 | 0 | [24 empty] | 8105001 | no | no |  |  | no |  | 0 | 0 | 0 | 0 | 0 | 0 |  | 1 | 1 | 1 | 0 | 0 | 0
load_312032784 |  | node_1371642_181_15287989_645 |  | AN | 0 | Other | 0 | 0 | 0 | 0 | 0 | 0 | [24 empty] | 8105001 | no | no |  |  | no |  | 0 | 0 | 0 | 0 | 0 | 0 |  | 1 | 1 | 1 | 0 | 0 | 0
load_312049568 |  | node_1370735_972_15281287_113 |  | AN | 0 | Residential | 26323.2+11213.636j | 0 | 0 | 0 | 0 | 0 | [24 empty] | 8105001 | no | no |  |  | no |  | 0 | 0 | 0 | 0 | 0 | 0 |  | 1 | 1 | 1 | 0 | 0 | 0
load_312091685 |  | node_1370030_994_15292551_299 |  | AN | 0 | Other | 0 | 0 | 0 | 0 | 0 | 0 | [24 empty] | 8105001 | no | no |  |  | no |  | 0 | 0 | 0 | 0 | 0 | 0 |  | 1 | 1 | 1 | 0 | 0 | 0

## node
data_type | static
owner_type | feeder
owner | 8105001
object | node
name | groupid | parent | bustype | phases | nominal_voltage | dcircuit | selected | monitored | monitored_fields | class_monitored_fields | played | played_fields | subsystem | x | y | comments | dist_to_slack
node_1364920_575_15279961_441 |  |  | PQ | AN | 2771.281 | 8105001 | no | no |  |  | no |  |  | 1364920.575 | 15279961.441 |  | -1
node_1365454_113_15288818_995 |  |  | PQ | AN | 7199.558 | 8105001 | no | no |  |  | no |  |  | 1365454.113 | 15288818.995 |  | -1
node_1365488_028_15280412_402 |  |  | PQ | AN | 2771.281 | 8105001 | no | no |  |  | no |  |  | 1365488.028 | 15280412.402 |  | -1
node_1365586_612_15287076_03 |  |  | PQ | AN | 7199.558 | 8105001 | no | no |  |  | no |  |  | 1365586.612 | 15287076.03 |  | -1
node_1365623_696_15289106_284 |  |  | PQ | ABCN | 7199.558 | 8105001 | no | no |  |  | no |  |  | 1365623.696 | 15289106.284 |  | -1
node_1365758_695_15279898_535 |  |  | PQ | AN | 2771.281 | 8105001 | no | no |  |  | no |  |  | 1365758.695 | 15279898.535 |  | -1
node_1365855_624_15287515_014 |  |  | PQ | AN | 7199.558 | 8105001 | no | no |  |  | no |  |  | 1365855.624 | 15287515.014 |  | -1
node_1365896_367_15280481_282 |  |  | PQ | AN | 2771.281 | 8105001 | no | no |  |  | no |  |  | 1365896.367 | 15280481.282 |  | -1
node_1365992_415_15287739_58 |  |  | PQ | AN | 7199.558 | 8105001 | no | no |  |  | no |  |  | 1365992.415 | 15287739.58 |  | -1
node_1366010_068_15289326_891 |  |  | PQ | AN | 7199.558 | 8105001 | no | no |  |  | no |  |  | 1366010.068 | 15289326.891 |  | -1
node_1366072_538_15286821_34 |  |  | PQ | AN | 7199.558 | 8105001 | no | no |  |  | no |  |  | 1366072.538 | 15286821.34 |  | -1
node_1366097_68_15287479_415 |  |  | PQ | AN | 7199.558 | 8105001 | no | no |  |  | no |  |  | 1366097.68 | 15287479.415 |  | -1
node_1366122_912_15289064_841 |  |  | PQ | ABCN | 7199.558 | 8105001 | no | no |  |  | no |  |  | 1366122.912 | 15289064.841 |  | -1
node_1366126_346_15288918_793 |  |  | PQ | AN | 7199.558 | 8105001 | no | no |  |  | no |  |  | 1366126.346 | 15288918.793 |  | -1
node_1366165_249_15288103_466 |  |  | PQ | AN | 7199.558 | 8105001 | no | no |  |  | no |  |  | 1366165.249 | 15288103.466 |  | -1
node_1366174_269_15288426_941 |  |  | PQ | AN | 7199.558 | 8105001 | no | no |  |  | no |  |  | 1366174.269 | 15288426.941 |  | -1
node_1366175_179_15289348_447 |  |  | PQ | ABCN | 7199.558 | 8105001 | no | no |  |  | no |  |  | 1366175.179 | 15289348.447 |  | -1
node_1366182_917_15287149_917 |  |  | PQ | AN | 7199.558 | 8105001 | no | no |  |  | no |  |  | 1366182.917 | 15287149.917 |  | -1
node_1366203_612_15289601_424 |  |  | PQ | ABCN | 7199.558 | 8105001 | no | no |  |  | no |  |  | 1366203.612 | 15289601.424 |  | -1
node_1366265_509_15280772_566 |  |  | PQ | AN | 2771.281 | 8105001 | no | no |  |  | no |  |  | 1366265.509 | 15280772.566 |  | -1
node_1366274_404_15289304_269 |  |  | PQ | ABCN | 7199.558 | 8105001 | no | no |  |  | no |  |  | 1366274.404 | 15289304.269 |  | -1
node_1366348_253_15288734_722 |  |  | PQ | AN | 7199.558 | 8105001 | no | no |  |  | no |  |  | 1366348.253 | 15288734.722 |  | -1
node_1366361_668_15288312_045 |  |  | PQ | AN | 7199.558 | 8105001 | no | no |  |  | no |  |  | 1366361.668 | 15288312.045 |  | -1
node_1366362_747_15288527_563 |  |  | PQ | AN | 7199.558 | 8105001 | no | no |  |  | no |  |  | 1366362.747 | 15288527.563 |  | -1
node_1366373_022_15280121_106 |  |  | PQ | AN | 2771.281 | 8105001 | no | no |  |  | no |  |  | 1366373.022 | 15280121.106 |  | -1
node_1366411_333_15288909_473 |  |  | PQ | AN | 7199.558 | 8105001 | no | no |  |  | no |  |  | 1366411.333 | 15288909.473 |  | -1
node_1366412_04_15288205_683 |  |  | PQ | AN | 7199.558 | 8105001 | no | no |  |  | no |  |  | 1366412.04 | 15288205.683 |  | -1
node_1366467_458_15288055_972 |  |  | PQ | AN | 7199.558 | 8105001 | no | no |  |  | no |  |  | 1366467.458 | 15288055.972 |  | -1
node_1366476_401_15287070_144 |  |  | PQ | AN | 7199.558 | 8105001 | no | no |  |  | no |  |  | 1366476.401 | 15287070.144 |  | -1
node_1366511_238_15280607_153 |  |  | PQ | AN | 2771.281 | 8105001 | no | no |  |  | no |  |  | 1366511.238 | 15280607.153 |  | -1
node_1366617_779_15280950_562 |  |  | PQ | AN | 2771.281 | 8105001 | no | no |  |  | no |  |  | 1366617.779 | 15280950.562 |  | -1
node_1366650_691_15288922_017 |  |  | PQ | AN | 7199.558 | 8105001 | no | no |  |  | no |  |  | 1366650.691 | 15288922.017 |  | -1
node_1366665_968_15281312_069 |  |  | PQ | AN | 2771.281 | 8105001 | no | no |  |  | no |  |  | 1366665.968 | 15281312.069 |  | -1
node_1366707_811_15288032_053 |  |  | PQ | AN | 7199.558 | 8105001 | no | no |  |  | no |  |  | 1366707.811 | 15288032.053 |  | -1
node_1366718_24_15288293_088 |  |  | PQ | AN | 7199.558 | 8105001 | no | no |  |  | no |  |  | 1366718.24 | 15288293.088 |  | -1
node_1366747_29_15287718_549 |  |  | PQ | AN | 7199.558 | 8105001 | no | no |  |  | no |  |  | 1366747.29 | 15287718.549 |  | -1
node_1366747_618_15287256_401 |  |  | PQ | AN | 7199.558 | 8105001 | no | no |  |  | no |  |  | 1366747.618 | 15287256.401 |  | -1
node_1366842_62_15289088_339 |  |  | PQ | ABCN | 7199.558 | 8105001 | no | no |  |  | no |  |  | 1366842.62 | 15289088.339 |  | -1
node_1366856_705_15286869_137 |  |  | PQ | AN | 7199.558 | 8105001 | no | no |  |  | no |  |  | 1366856.705 | 15286869.137 |  | -1
node_1366897_799_15288639_823 |  |  | PQ | AN | 7199.558 | 8105001 | no | no |  |  | no |  |  | 1366897.799 | 15288639.823 |  | -1
node_1366900_531_15289504_328 |  |  | PQ | AN | 7199.558 | 8105001 | no | no |  |  | no |  |  | 1366900.531 | 15289504.328 |  | -1
node_1366962_836_15281180_311 |  |  | PQ | AN | 2771.281 | 8105001 | no | no |  |  | no |  |  | 1366962.836 | 15281180.311 |  | -1
node_1366987_405_15288220_322 |  |  | PQ | AN | 7199.558 | 8105001 | no | no |  |  | no |  |  | 1366987.405 | 15288220.322 |  | -1
node_1366997_233_15289026_433 |  |  | PQ | ABCN | 7199.558 | 8105001 | no | no |  |  | no |  |  | 1366997.233 | 15289026.433 |  | -1
node_1367040_441_15290117_886 |  |  | PQ | AN | 7199.558 | 8105001 | no | no |  |  | no |  |  | 1367040.441 | 15290117.886 |  | -1
node_1367088_949_15289828_057 |  |  | PQ | AN | 7199.558 | 8105001 | no | no |  |  | no |  |  | 1367088.949 | 15289828.057 |  | -1
node_1367106_583_15289620_357 |  |  | PQ | AN | 7199.558 | 8105001 | no | no |  |  | no |  |  | 1367106.583 | 15289620.357 |  | -1
node_1367169_542_15281662_476 |  |  | PQ | AN | 2771.281 | 8105001 | no | no |  |  | no |  |  | 1367169.542 | 15281662.476 |  | -1
node_1367188_034_15288558_739 |  |  | PQ | AN | 7199.558 | 8105001 | no | no |  |  | no |  |  | 1367188.034 | 15288558.739 |  | -1
node_1367215_537_15288975_326 |  |  | PQ | ABCN | 7199.558 | 8105001 | no | no |  |  | no |  |  | 1367215.537 | 15288975.326 |  | -1
node_1367220_261_15288396_166 |  |  | PQ | AN | 7199.558 | 8105001 | no | no |  |  | no |  |  | 1367220.261 | 15288396.166 |  | -1
node_1367263_066_15286853_969 |  |  | PQ | AN | 7199.558 | 8105001 | no | no |  |  | no |  |  | 1367263.066 | 15286853.969 |  | -1
node_1367270_701_15281163_076 |  |  | PQ | AN | 2771.281 | 8105001 | no | no |  |  | no |  |  | 1367270.701 | 15281163.076 |  | -1
node_1367281_11_15287960_728 |  |  | PQ | AN | 7199.558 | 8105001 | no | no |  |  | no |  |  | 1367281.11 | 15287960.728 |  | -1
node_1367419_449_15287792_157 |  |  | PQ | AN | 7199.558 | 8105001 | no | no |  |  | no |  |  | 1367419.449 | 15287792.157 |  | -1
node_1367463_865_15288091_821 |  |  | PQ | AN | 7199.558 | 8105001 | no | no |  |  | no |  |  | 1367463.865 | 15288091.821 |  | -1
node_1367480_334_15289753_063 |  |  | PQ | AN | 7199.558 | 8105001 | no | no |  |  | no |  |  | 1367480.334 | 15289753.063 |  | -1
node_1367495_046_15288371_851 |  |  | PQ | AN | 7199.558 | 8105001 | no | no |  |  | no |  |  | 1367495.046 | 15288371.851 |  | -1
node_1367530_448_15288684_506 |  |  | PQ | AN | 7199.558 | 8105001 | no | no |  |  | no |  |  | 1367530.448 | 15288684.506 |  | -1
node_1367532_756_15290135_1 |  |  | PQ | AN | 7199.558 | 8105001 | no | no |  |  | no |  |  | 1367532.756 | 15290135.1 |  | -1
node_1367536_249_15289306_207 |  |  | PQ | AN | 7199.558 | 8105001 | no | no |  |  | no |  |  | 1367536.249 | 15289306.207 |  | -1
node_1367604_709_15281215_065 |  |  | PQ | AN | 2771.281 | 8105001 | no | no |  |  | no |  |  | 1367604.709 | 15281215.065 |  | -1
node_1367622_772_15281083_908 |  |  | PQ | AN | 2771.281 | 8105001 | no | no |  |  | no |  |  | 1367622.772 | 15281083.908 |  | -1
node_1367658_004_15288051_811 |  |  | PQ | AN | 7199.558 | 8105001 | no | no |  |  | no |  |  | 1367658.004 | 15288051.811 |  | -1
node_1367658_944_15289116_543 |  |  | PQ | ABCN | 7199.558 | 8105001 | no | no |  |  | no |  |  | 1367658.944 | 15289116.543 |  | -1
node_1367713_049_15288496_231 |  |  | PQ | AN | 7199.558 | 8105001 | no | no |  |  | no |  |  | 1367713.049 | 15288496.231 |  | -1
node_1367764_78_15289552_419 |  |  | PQ | AN | 7199.558 | 8105001 | no | no |  |  | no |  |  | 1367764.78 | 15289552.419 |  | -1
node_1367818_433_15288062_581 |  |  | PQ | AN | 7199.558 | 8105001 | no | no |  |  | no |  |  | 1367818.433 | 15288062.581 |  | -1
node_1367939_572_15289804_88 |  |  | PQ | AN | 7199.558 | 8105001 | no | no |  |  | no |  |  | 1367939.572 | 15289804.88 |  | -1
node_1367972_648_15281037_614 |  |  | PQ | AN | 2771.281 | 8105001 | no | no |  |  | no |  |  | 1367972.648 | 15281037.614 |  | -1
node_1367974_254_15288952_404 |  |  | PQ | AN | 7199.558 | 8105001 | no | no |  |  | no |  |  | 1367974.254 | 15288952.404 |  | -1
node_1367991_621_15288445_709 |  |  | PQ | AN | 7199.558 | 8105001 | no | no |  |  | no |  |  | 1367991.621 | 15288445.709 |  | -1
node_1368009_368_15288072_757 |  |  | PQ | AN | 7199.558 | 8105001 | no | no |  |  | no |  |  | 1368009.368 | 15288072.757 |  | -1
node_1368049_189_15287159_852 |  |  | PQ | AN | 7199.558 | 8105001 | no | no |  |  | no |  |  | 1368049.189 | 15287159.852 |  | -1
node_1368079_627_15287756_176 |  |  | PQ | ABCN | 7199.558 | 8105001 | no | no |  |  | no |  |  | 1368079.627 | 15287756.176 |  | -1
node_1368085_569_15290046_625 |  |  | PQ | AN | 7199.558 | 8105001 | no | no |  |  | no |  |  | 1368085.569 | 15290046.625 |  | -1
node_1368091_817_15286987_854 |  |  | PQ | AN | 7199.558 | 8105001 | no | no |  |  | no |  |  | 1368091.817 | 15286987.854 |  | -1
node_1368146_089_15288029_531 |  |  | PQ | ABCN | 7199.558 | 8105001 | no | no |  |  | no |  |  | 1368146.089 | 15288029.531 |  | -1
node_1368171_437_15289310_211 |  |  | PQ | ABCN | 7199.558 | 8105001 | no | no |  |  | no |  |  | 1368171.437 | 15289310.211 |  | -1
node_1368194_621_15288749_515 |  |  | PQ | AN | 7199.558 | 8105001 | no | no |  |  | no |  |  | 1368194.621 | 15288749.515 |  | -1
node_1368217_681_15286691_296 |  |  | PQ | AN | 7199.558 | 8105001 | no | no |  |  | no |  |  | 1368217.681 | 15286691.296 |  | -1
node_1368225_94_15287477_183 |  |  | PQ | ABCN | 7199.558 | 8105001 | no | no |  |  | no |  |  | 1368225.94 | 15287477.183 |  | -1
node_1368263_712_15288532_919 |  |  | PQ | AN | 7199.558 | 8105001 | no | no |  |  | no |  |  | 1368263.712 | 15288532.919 |  | -1
node_1368279_861_15287032_589 |  |  | PQ | ABCN | 7199.558 | 8105001 | no | no |  |  | no |  |  | 1368279.861 | 15287032.589 |  | -1
node_1368291_094_15289532_38 |  |  | PQ | AN | 7199.558 | 8105001 | no | no |  |  | no |  |  | 1368291.094 | 15289532.38 |  | -1
node_1368317_325_15288279_315 |  |  | PQ | ABCN | 7199.558 | 8105001 | no | no |  |  | no |  |  | 1368317.325 | 15288279.315 |  | -1
node_1368365_401_15288970_162 |  |  | PQ | AN | 7199.558 | 8105001 | no | no |  |  | no |  |  | 1368365.401 | 15288970.162 |  | -1
node_1368372_702_15290127_439 |  |  | PQ | ABCN | 7199.558 | 8105001 | no | no |  |  | no |  |  | 1368372.702 | 15290127.439 |  | -1
node_1368422_096_15289814_563 |  |  | PQ | ABCN | 7199.558 | 8105001 | no | no |  |  | no |  |  | 1368422.096 | 15289814.563 |  | -1
node_1368443_733_15276808_314 |  |  | PQ | AN | 2771.281 | 8105001 | no | no |  |  | no |  |  | 1368443.733 | 15276808.314 |  | -1
node_1368466_778_15289421_725 |  |  | PQ | ABCN | 7199.558 | 8105001 | no | no |  |  | no |  |  | 1368466.778 | 15289421.725 |  | -1
node_1368469_816_15288729_363 |  |  | PQ | ABCN | 7199.558 | 8105001 | no | no |  |  | no |  |  | 1368469.816 | 15288729.363 |  | -1
node_1368496_288_15288904_598 |  |  | PQ | ABCN | 7199.558 | 8105001 | no | no |  |  | no |  |  | 1368496.288 | 15288904.598 |  | -1
node_1368515_573_15286818_754 |  |  | PQ | AN | 7199.558 | 8105001 | no | no |  |  | no |  |  | 1368515.573 | 15286818.754 |  | -1
node_1368525_382_15288547_533 |  |  | PQ | ABCN | 7199.558 | 8105001 | no | no |  |  | no |  |  | 1368525.382 | 15288547.533 |  | -1
node_1368531_164_15287315_476 |  |  | PQ | AN | 7199.558 | 8105001 | no | no |  |  | no |  |  | 1368531.164 | 15287315.476 |  | -1
node_1368531_297_15288536_218 |  |  | PQ | ABCN | 7199.558 | 8105001 | no | no |  |  | no |  |  | 1368531.297 | 15288536.218 |  | -1
node_1368659_055_15289733_388 |  |  | PQ | ABCN | 7199.558 | 8105001 | no | no |  |  | no |  |  | 1368659.055 | 15289733.388 |  | -1
node_1368683_713_15290137_066 |  |  | PQ | ABCN | 7199.558 | 8105001 | no | no |  |  | no |  |  | 1368683.713 | 15290137.066 |  | -1
node_1368684_156_15288652_459 |  |  | PQ | AN | 7199.558 | 8105001 | no | no |  |  | no |  |  | 1368684.156 | 15288652.459 |  | -1
node_1368699_215_15289109_315 |  |  | PQ | AN | 7199.558 | 8105001 | no | no |  |  | no |  |  | 1368699.215 | 15289109.315 |  | -1
node_1368716_634_15276981_532 |  |  | PQ | AN | 2771.281 | 8105001 | no | no |  |  | no |  |  | 1368716.634 | 15276981.532 |  | -1
node_1368723_115_15287157_093 |  |  | PQ | AN | 7199.558 | 8105001 | no | no |  |  | no |  |  | 1368723.115 | 15287157.093 |  | -1
node_1368724_142_15281085_938 |  |  | PQ | AN | 2771.281 | 8105001 | no | no |  |  | no |  |  | 1368724.142 | 15281085.938 |  | -1
node_1368798_007_15290398_337 |  |  | PQ | AN | 7199.558 | 8105001 | no | no |  |  | no |  |  | 1368798.007 | 15290398.337 |  | -1
node_1368804_39_15290220_746 |  |  | PQ | AN | 7199.558 | 8105001 | no | no |  |  | no |  |  | 1368804.39 | 15290220.746 |  | -1
node_1368810_305_15289430_094 |  |  | PQ | AN | 7199.558 | 8105001 | no | no |  |  | no |  |  | 1368810.305 | 15289430.094 |  | -1
node_1368814_187_15290591_652 |  |  | PQ | AN | 7199.558 | 8105001 | no | no |  |  | no |  |  | 1368814.187 | 15290591.652 |  | -1
node_1368914_055_15288978_595 |  |  | PQ | AN | 7199.558 | 8105001 | no | no |  |  | no |  |  | 1368914.055 | 15288978.595 |  | -1
node_1368921_764_15287701_011 |  |  | PQ | AN | 7199.558 | 8105001 | no | no |  |  | no |  |  | 1368921.764 | 15287701.011 |  | -1
node_1368988_479_15277032_703 |  |  | PQ | AN | 2771.281 | 8105001 | no | no |  |  | no |  |  | 1368988.479 | 15277032.703 |  | -1
node_1369026_817_15287314_604 |  |  | PQ | AN | 7199.558 | 8105001 | no | no |  |  | no |  |  | 1369026.817 | 15287314.604 |  | -1
node_1369040_141_15276518_265 |  |  | PQ | AN | 2771.281 | 8105001 | no | no |  |  | no |  |  | 1369040.141 | 15276518.265 |  | -1
node_1369125_062_15286912_207 |  |  | PQ | AN | 7199.558 | 8105001 | no | no |  |  | no |  |  | 1369125.062 | 15286912.207 |  | -1
node_1369137_929_15290290_1 |  |  | PQ | AN | 7199.558 | 8105001 | no | no |  |  | no |  |  | 1369137.929 | 15290290.1 |  | -1
node_1369149_898_15288578_82 |  |  | PQ | AN | 7199.558 | 8105001 | no | no |  |  | no |  |  | 1369149.898 | 15288578.82 |  | -1
node_1369150_036_15290594_544 |  |  | PQ | AN | 7199.558 | 8105001 | no | no |  |  | no |  |  | 1369150.036 | 15290594.544 |  | -1
node_1369169_259_15290444_433 |  |  | PQ | AN | 7199.558 | 8105001 | no | no |  |  | no |  |  | 1369169.259 | 15290444.433 |  | -1
node_1369183_836_15289640_444 |  |  | PQ | ABCN | 7199.558 | 8105001 | no | no |  |  | no |  |  | 1369183.836 | 15289640.444 |  | -1
node_1369194_349_15277216_62 |  |  | PQ | AN | 2771.281 | 8105001 | no | no |  |  | no |  |  | 1369194.349 | 15277216.62 |  | -1
node_1369254_674_15280742_649 |  |  | PQ | AN | 2771.281 | 8105001 | no | no |  |  | no |  |  | 1369254.674 | 15280742.649 |  | -1
node_1369267_8_15274102_361 |  |  | PQ | AN | 2771.281 | 8105001 | no | no |  |  | no |  |  | 1369267.8 | 15274102.361 |  | -1
node_1369324_641_15288965_896 |  |  | PQ | AN | 7199.558 | 8105001 | no | no |  |  | no |  |  | 1369324.641 | 15288965.896 |  | -1
node_1369325_703_15289350_621 |  |  | PQ | AN | 7199.558 | 8105001 | no | no |  |  | no |  |  | 1369325.703 | 15289350.621 |  | -1
node_1369334_322_15287199_489 |  |  | PQ | AN | 7199.558 | 8105001 | no | no |  |  | no |  |  | 1369334.322 | 15287199.489 |  | -1
node_1369386_395_15286771_703 |  |  | PQ | AN | 7199.558 | 8105001 | no | no |  |  | no |  |  | 1369386.395 | 15286771.703 |  | -1
node_1369404_959_15287809_334 |  |  | PQ | AN | 7199.558 | 8105001 | no | no |  |  | no |  |  | 1369404.959 | 15287809.334 |  | -1
node_1369425_871_15290157_483 |  |  | PQ | ABCN | 7199.558 | 8105001 | no | no |  |  | no |  |  | 1369425.871 | 15290157.483 |  | -1
node_1369428_021_15288770_608 |  |  | PQ | AN | 7199.558 | 8105001 | no | no |  |  | no |  |  | 1369428.021 | 15288770.608 |  | -1
node_1369485_848_15281000_079 |  |  | PQ | AN | 2771.281 | 8105001 | no | no |  |  | no |  |  | 1369485.848 | 15281000.079 |  | -1
node_1369544_702_15289725_237 |  |  | PQ | ABCN | 7199.558 | 8105001 | no | no |  |  | no |  |  | 1369544.702 | 15289725.237 |  | -1
node_1369563_704_15289128_854 |  |  | PQ | AN | 7199.558 | 8105001 | no | no |  |  | no |  |  | 1369563.704 | 15289128.854 |  | -1
node_1369616_132_15277532_502 |  |  | PQ | AD | 2771.281 | 8105001 | no | no |  |  | no |  |  | 1369616.132 | 15277532.502 |  | -1
node_1369617_237_15289312_828 |  |  | PQ | AN | 7199.558 | 8105001 | no | no |  |  | no |  |  | 1369617.237 | 15289312.828 |  | -1
node_1369643_136_15288955_878 |  |  | PQ | AN | 7199.558 | 8105001 | no | no |  |  | no |  |  | 1369643.136 | 15288955.878 |  | -1
node_1369707_497_15290666_943 |  |  | PQ | AN | 7199.558 | 8105001 | no | no |  |  | no |  |  | 1369707.497 | 15290666.943 |  | -1
node_1369762_045_15290113_006 |  |  | PQ | ABCN | 7199.558 | 8105001 | no | no |  |  | no |  |  | 1369762.045 | 15290113.006 |  | -1
node_1369782_085_15277620_832 |  |  | PQ | AN | 2771.281 | 8105001 | no | no |  |  | no |  |  | 1369782.085 | 15277620.832 |  | -1
node_1369802_658_15277862_17 |  |  | PQ | AN | 2771.281 | 8105001 | no | no |  |  | no |  |  | 1369802.658 | 15277862.17 |  | -1
node_1369840_409_15290430_413 |  |  | PQ | AN | 7199.558 | 8105001 | no | no |  |  | no |  |  | 1369840.409 | 15290430.413 |  | -1
node_1369891_972_15292824_179 |  |  | PQ | ABCN | 7199.558 | 8105001 | no | no |  |  | no |  |  | 1369891.972 | 15292824.179 |  | -1
node_1369904_874_15292833_981 |  |  | PQ | ABCN | 7199.558 | 8105001 | no | no |  |  | no |  |  | 1369904.874 | 15292833.981 |  | -1
node_1369916_253_15292842_35 |  |  | PQ | ABCN | 7199.558 | 8105001 | no | no |  |  | no |  |  | 1369916.253 | 15292842.35 |  | -1
node_1369963_665_15293205_04 |  |  | PQ | ABCN | 7199.558 | 8105001 | no | no |  |  | no |  |  | 1369963.665 | 15293205.04 |  | -1
node_1369965_181_15278293_508 |  |  | PQ | AN | 2771.281 | 8105001 | no | no |  |  | no |  |  | 1369965.181 | 15278293.508 |  | -1
node_1369982_974_15293211_295 |  |  | PQ | ABCN | 7199.558 | 8105001 | no | no |  |  | no |  |  | 1369982.974 | 15293211.295 |  | -1
node_1369999_627_15287498_886 |  |  | PQ | AN | 7199.558 | 8105001 | no | no |  |  | no |  |  | 1369999.627 | 15287498.886 |  | -1
node_1370002_796_15293210_638 |  |  | PQ | ABCN | 7199.558 | 8105001 | no | no |  |  | no |  |  | 1370002.796 | 15293210.638 |  | -1
node_1370030_994_15292551_299 |  |  | PQ | AN | 7199.558 | 8105001 | no | no |  |  | no |  |  | 1370030.994 | 15292551.299 |  | -1
node_1370094_502_15278627_087 |  |  | PQ | AN | 2771.281 | 8105001 | no | no |  |  | no |  |  | 1370094.502 | 15278627.087 |  | -1
node_1370125_564_15277931_076 |  |  | PQ | AN | 2771.281 | 8105001 | no | no |  |  | no |  |  | 1370125.564 | 15277931.076 |  | -1
node_1370135_195_15289614_378 |  |  | PQ | ABCN | 7199.558 | 8105001 | no | no |  |  | no |  |  | 1370135.195 | 15289614.378 |  | -1
node_1370174_441_15292620_714 |  |  | PQ | ABCN | 7199.558 | 8105001 | no | no |  |  | no |  |  | 1370174.441 | 15292620.714 |  | -1
node_1370179_178_15288958_351 |  |  | PQ | AN | 7199.558 | 8105001 | no | no |  |  | no |  |  | 1370179.178 | 15288958.351 |  | -1
node_1370197_516_15291371_211 |  |  | PQ | ABCN | 7199.558 | 8105001 | no | no |  |  | no |  |  | 1370197.516 | 15291371.211 |  | -1
node_1370198_994_15280810_985 |  |  | PQ | AN | 2771.281 | 8105001 | no | no |  |  | no |  |  | 1370198.994 | 15280810.985 |  | -1
node_1370203_135_15292601_285 |  |  | PQ | ABCN | 7199.558 | 8105001 | no | no |  |  | no |  |  | 1370203.135 | 15292601.285 |  | -1
node_1370215_514_15292331_02 |  |  | PQ | ABCN | 7199.558 | 8105001 | no | no |  |  | no |  |  | 1370215.514 | 15292331.02 |  | -1
node_1370217_111_15292603_896 |  |  | PQ | ABCN | 7199.558 | 8105001 | no | no |  |  | no |  |  | 1370217.111 | 15292603.896 |  | -1
node_1370228_359_15292594_056 |  |  | PQ | ABCN | 7199.558 | 8105001 | no | no |  |  | no |  |  | 1370228.359 | 15292594.056 |  | -1
node_1370258_054_15293593_631 |  |  | PQ | AN | 7199.558 | 8105001 | no | no |  |  | no |  |  | 1370258.054 | 15293593.631 |  | -1
node_1370284_013_15293240_992 |  |  | PQ | ABCN | 7199.558 | 8105001 | no | no |  |  | no |  |  | 1370284.013 | 15293240.992 |  | -1
node_1370303_754_15292267_25 |  |  | PQ | ABCN | 7199.558 | 8105001 | no | no |  |  | no |  |  | 1370303.754 | 15292267.25 |  | -1
node_1370323_78_15290497_48 |  |  | PQ | ABCN | 7199.558 | 8105001 | no | no |  |  | no |  |  | 1370323.78 | 15290497.48 |  | -1
node_1370323_105_15292034_465 |  |  | PQ | ABCN | 7199.558 | 8105001 | no | no |  |  | no |  |  | 1370323.105 | 15292034.465 |  | -1
node_1370324_771_15290012_616 |  |  | PQ | ABCN | 7199.558 | 8105001 | no | no |  |  | no |  |  | 1370324.771 | 15290012.616 |  | -1
node_1370349_772_15290879_676 |  |  | PQ | ABCN | 7199.558 | 8105001 | no | no |  |  | no |  |  | 1370349.772 | 15290879.676 |  | -1
node_1370353_667_15291491_729 |  |  | PQ | ABCN | 7199.558 | 8105001 | no | no |  |  | no |  |  | 1370353.667 | 15291491.729 |  | -1
node_1370354_038_15290845_166 |  |  | PQ | AN | 7199.558 | 8105001 | no | no |  |  | no |  |  | 1370354.038 | 15290845.166 |  | -1
node_1370368_556_15287858_757 |  |  | PQ | AN | 7199.558 | 8105001 | no | no |  |  | no |  |  | 1370368.556 | 15287858.757 |  | -1
node_1370371_964_15289599_262 |  |  | PQ | ABCN | 7199.558 | 8105001 | no | no |  |  | no |  |  | 1370371.964 | 15289599.262 |  | -1
node_1370447_436_15293776_15 |  |  | PQ | ABCN | 7199.558 | 8105001 | no | no |  |  | no |  |  | 1370447.436 | 15293776.15 |  | -1
node_1370453_38_15293801_609 |  |  | PQ | ABCN | 7199.558 | 8105001 | no | no |  |  | no |  |  | 1370453.38 | 15293801.609 |  | -1
node_1370454_224_15293828_219 |  |  | PQ | ABCN | 7199.558 | 8105001 | no | no |  |  | no |  |  | 1370454.224 | 15293828.219 |  | -1
node_1370456_025_15281236_068 |  |  | PQ | AN | 2771.281 | 8105001 | no | no |  |  | no |  |  | 1370456.025 | 15281236.068 |  | -1
node_1370476_316_15287619_34 |  |  | PQ | AN | 7199.558 | 8105001 | no | no |  |  | no |  |  | 1370476.316 | 15287619.34 |  | -1
node_1370477_345_15293098_303 |  |  | PQ | AN | 2771.281 | 8105001 | no | no |  |  | no |  |  | 1370477.345 | 15293098.303 |  | -1
node_1370482_055_15292207_468 |  |  | PQ | ABCN | 7199.558 | 8105001 | no | no |  |  | no |  |  | 1370482.055 | 15292207.468 |  | -1
node_1370486_953_15292155_126 |  |  | PQ | ABCN | 7199.558 | 8105001 | no | no |  |  | no |  |  | 1370486.953 | 15292155.126 |  | -1
node_1370487_072_15292181_754 |  |  | PQ | ABCN | 7199.558 | 8105001 | no | no |  |  | no |  |  | 1370487.072 | 15292181.754 |  | -1
node_1370488_962_15278820_533 |  |  | PQ | AN | 2771.281 | 8105001 | no | no |  |  | no |  |  | 1370488.962 | 15278820.533 |  | -1
node_1370489_53_15279319_931 |  |  | PQ | AN | 2771.281 | 8105001 | no | no |  |  | no |  |  | 1370489.53 | 15279319.931 |  | -1
node_1370497_742_15280293_195 |  |  | PQ | AN | 2771.281 | 8105001 | no | no |  |  | no |  |  | 1370497.742 | 15280293.195 |  | -1
node_1370501_025_15294349_359 |  |  | PQ | ABCN | 7199.558 | 8105001 | no | no |  |  | no |  |  | 1370501.025 | 15294349.359 |  | -1
node_1370526_663_15294118_725 |  |  | PQ | ABCN | 7199.558 | 8105001 | no | no |  |  | no |  |  | 1370526.663 | 15294118.725 |  | -1
node_1370532_795_15294144_105 |  |  | PQ | ABCN | 7199.558 | 8105001 | no | no |  |  | no |  |  | 1370532.795 | 15294144.105 |  | -1
node_1370533_836_15294170_705 |  |  | PQ | ABCN | 7199.558 | 8105001 | no | no |  |  | no |  |  | 1370533.836 | 15294170.705 |  | -1
node_1370547_875_15292905_12 |  |  | PQ | AN | 2771.281 | 8105001 | no | no |  |  | no |  |  | 1370547.875 | 15292905.12 |  | -1
node_1370561_784_15293583_961 |  |  | PQ | AN | 2771.281 | 8105001 | no | no |  |  | no |  |  | 1370561.784 | 15293583.961 |  | -1
node_1370593_349_15292044_719 |  |  | PQ | AN | 7199.558 | 8105001 | no | no |  |  | no |  |  | 1370593.349 | 15292044.719 |  | -1
node_1370636_558_15285662_891 |  |  | PQ | AN | 7199.558 | 8105001 | no | no |  |  | no |  |  | 1370636.558 | 15285662.891 |  | -1
node_1370644_791_15280881_679 |  |  | PQ | AN | 2771.281 | 8105001 | no | no |  |  | no |  |  | 1370644.791 | 15280881.679 |  | -1
node_1370651_365_15288075_335 |  |  | PQ | AN | 7199.558 | 8105001 | no | no |  |  | no |  |  | 1370651.365 | 15288075.335 |  | -1
node_1370658_542_15289227_514 |  |  | PQ | ABCN | 7199.558 | 8105001 | no | no |  |  | no |  |  | 1370658.542 | 15289227.514 |  | -1
node_1370675_379_15289466_793 |  |  | PQ | AN | 7199.558 | 8105001 | no | no |  |  | no |  |  | 1370675.379 | 15289466.793 |  | -1
node_1370705_363_15279748_087 |  |  | PQ | AN | 2771.281 | 8105001 | no | no |  |  | no |  |  | 1370705.363 | 15279748.087 |  | -1
node_1370724_9_15291516_689 |  |  | PQ | AN | 7199.558 | 8105001 | no | no |  |  | no |  |  | 1370724.9 | 15291516.689 |  | -1
node_1370734_959_15284417_044 |  |  | PQ | ABCN | 7199.558 | 8105001 | no | no |  |  | no |  |  | 1370734.959 | 15284417.044 |  | -1
node_1370735_972_15281287_113 |  |  | PQ | AN | 2771.281 | 8105001 | no | no |  |  | no |  |  | 1370735.972 | 15281287.113 |  | -1
node_1370745_544_15284139_769 |  |  | PQ | ABCN | 7199.558 | 8105001 | no | no |  |  | no |  |  | 1370745.544 | 15284139.769 |  | -1
node_1370783_451_15284629_576 |  |  | PQ | ABCN | 7199.558 | 8105001 | no | no |  |  | no |  |  | 1370783.451 | 15284629.576 |  | -1
node_1370789_208_15283862_159 |  |  | PQ | ABCN | 7199.558 | 8105001 | no | no |  |  | no |  |  | 1370789.208 | 15283862.159 |  | -1
node_1370818_033_15288867_708 |  |  | PQ | ABCN | 7199.558 | 8105001 | no | no |  |  | no |  |  | 1370818.033 | 15288867.708 |  | -1
node_1370831_152_15285130_37 |  |  | PQ | ABCN | 7199.558 | 8105001 | no | no |  |  | no |  |  | 1370831.152 | 15285130.37 |  | -1
node_1370880_072_15288064_209 |  |  | PQ | AN | 7199.558 | 8105001 | no | no |  |  | no |  |  | 1370880.072 | 15288064.209 |  | -1
node_1370911_625_15291119_147 |  |  | PQ | AN | 7199.558 | 8105001 | no | no |  |  | no |  |  | 1370911.625 | 15291119.147 |  | -1
node_1370912_76_15285657_716 |  |  | PQ | ABCN | 7199.558 | 8105001 | no | no |  |  | no |  |  | 1370912.76 | 15285657.716 |  | -1
node_1370938_221_15293056_083 |  |  | PQ | AN | 2771.281 | 8105001 | no | no |  |  | no |  |  | 1370938.221 | 15293056.083 |  | -1
node_1370946_77_15288297_132 |  |  | PQ | ABCN | 7199.558 | 8105001 | no | no |  |  | no |  |  | 1370946.77 | 15288297.132 |  | -1
node_1370959_574_15280162_441 |  |  | PQ | AN | 2771.281 | 8105001 | no | no |  |  | no |  |  | 1370959.574 | 15280162.441 |  | -1
node_1371020_224_15285819_977 |  |  | PQ | ABCN | 7199.558 | 8105001 | no | no |  |  | no |  |  | 1371020.224 | 15285819.977 |  | -1
node_1371020_422_15292694_364 |  |  | PQ | AN | 2771.281 | 8105001 | no | no |  |  | no |  |  | 1371020.422 | 15292694.364 |  | -1
node_1371069_143_15293337_838 |  |  | PQ | AN | 2771.281 | 8105001 | no | no |  |  | no |  |  | 1371069.143 | 15293337.838 |  | -1
node_1371102_376_15280572_258 |  |  | PQ | AN | 2771.281 | 8105001 | no | no |  |  | no |  |  | 1371102.376 | 15280572.258 |  | -1
node_1371117_81_15289038_193 |  |  | PQ | AN | 7199.558 | 8105001 | no | no |  |  | no |  |  | 1371117.81 | 15289038.193 |  | -1
node_1371133_908_15288563_686 |  |  | PQ | AN | 7199.558 | 8105001 | no | no |  |  | no |  |  | 1371133.908 | 15288563.686 |  | -1
node_1371145_12_15288394_055 |  |  | PQ | AN | 7199.558 | 8105001 | no | no |  |  | no |  |  | 1371145.12 | 15288394.055 |  | -1
node_1371186_808_15289487_993 |  |  | PQ | AN | 7199.558 | 8105001 | no | no |  |  | no |  |  | 1371186.808 | 15289487.993 |  | -1
node_1371240_184_15293768_646 |  |  | PQ | AN | 2771.281 | 8105001 | no | no |  |  | no |  |  | 1371240.184 | 15293768.646 |  | -1
node_1371333_904_15292830_575 |  |  | PQ | AN | 2771.281 | 8105001 | no | no |  |  | no |  |  | 1371333.904 | 15292830.575 |  | -1
node_1371349_899_15287542_886 |  |  | PQ | AN | 7199.558 | 8105001 | no | no |  |  | no |  |  | 1371349.899 | 15287542.886 |  | -1
node_1371353_773_15287008_093 |  |  | PQ | AN | 7199.558 | 8105001 | no | no |  |  | no |  |  | 1371353.773 | 15287008.093 |  | -1
node_1371361_119_15281172_225 |  |  | PQ | AN | 2771.281 | 8105001 | no | no |  |  | no |  |  | 1371361.119 | 15281172.225 |  | -1
node_1371382_688_15282380_766 |  |  | PQ | ABCN | 7199.558 | 8105001 | no | no |  |  | no |  |  | 1371382.688 | 15282380.766 |  | -1
node_1371394_474_15280021_953 |  |  | PQ | AN | 2771.281 | 8105001 | no | no |  |  | no |  |  | 1371394.474 | 15280021.953 |  | -1
node_1371404_086_15286799_948 |  |  | PQ | AN | 7199.558 | 8105001 | no | no |  |  | no |  |  | 1371404.086 | 15286799.948 |  | -1
node_1371408_223_15292425_368 |  |  | PQ | AN | 2771.281 | 8105001 | no | no |  |  | no |  |  | 1371408.223 | 15292425.368 |  | -1
node_1371458_793_15280816_068 |  |  | PQ | AN | 2771.281 | 8105001 | no | no |  |  | no |  |  | 1371458.793 | 15280816.068 |  | -1
node_1371481_124_15288000_303 |  |  | PQ | ABCN | 7199.558 | 8105001 | no | no |  |  | no |  |  | 1371481.124 | 15288000.303 |  | -1
node_1371484_373_15288905_411 |  |  | PQ | AN | 7199.558 | 8105001 | no | no |  |  | no |  |  | 1371484.373 | 15288905.411 |  | -1
node_1371513_951_15286451_987 |  |  | PQ | ABCN | 7199.558 | 8105001 | no | no |  |  | no |  |  | 1371513.951 | 15286451.987 |  | -1
node_1371526_687_15293516_904 |  |  | PQ | AN | 2771.281 | 8105001 | no | no |  |  | no |  |  | 1371526.687 | 15293516.904 |  | -1
node_1371574_312_15289502_42 |  |  | PQ | AN | 7199.558 | 8105001 | no | no |  |  | no |  |  | 1371574.312 | 15289502.42 |  | -1
node_1371615_678_15293250_751 |  |  | PQ | AN | 2771.281 | 8105001 | no | no |  |  | no |  |  | 1371615.678 | 15293250.751 |  | -1
node_1371631_46_15288361_761 |  |  | PQ | AN | 7199.558 | 8105001 | no | no |  |  | no |  |  | 1371631.46 | 15288361.761 |  | -1
node_1371641_102_15282253_64 |  |  | PQ | ABCN | 7199.558 | 8105001 | no | no |  |  | no |  |  | 1371641.102 | 15282253.64 |  | -1
node_1371642_181_15287989_645 |  |  | PQ | ABCN | 7199.558 | 8105001 | no | no |  |  | no |  |  | 1371642.181 | 15287989.645 |  | -1
node_1371644_112_15293144_763 |  |  | PQ | AD | 2771.281 | 8105001 | no | no |  |  | no |  |  | 1371644.112 | 15293144.763 |  | -1
node_1371647_232_15287032_23 |  |  | PQ | AN | 7199.558 | 8105001 | no | no |  |  | no |  |  | 1371647.232 | 15287032.23 |  | -1
node_1371671_51_15281659_497 |  |  | PQ | AN | 7199.558 | 8105001 | no | no |  |  | no |  |  | 1371671.51 | 15281659.497 |  | -1
node_1371684_642_15286605_914 |  |  | PQ | ABCN | 7199.558 | 8105001 | no | no |  |  | no |  |  | 1371684.642 | 15286605.914 |  | -1
node_1371705_547_15293704_265 |  |  | PQ | AN | 2771.281 | 8105001 | no | no |  |  | no |  |  | 1371705.547 | 15293704.265 |  | -1
node_1371745_28_15289490_785 |  |  | PQ | AN | 7199.558 | 8105001 | no | no |  |  | no |  |  | 1371745.28 | 15289490.785 |  | -1
node_1371826_696_15286807_239 |  |  | PQ | ABCN | 7199.558 | 8105001 | no | no |  |  | no |  |  | 1371826.696 | 15286807.239 |  | -1
node_1371827_879_15292860_14 |  |  | PQ | AN | 2771.281 | 8105001 | no | no |  |  | no |  |  | 1371827.879 | 15292860.14 |  | -1
node_1371852_948_15282006_626 |  |  | PQ | ABCN | 7199.558 | 8105001 | no | no |  |  | no |  |  | 1371852.948 | 15282006.626 |  | -1
node_1371878_159_15293657_579 |  |  | PQ | AN | 2771.281 | 8105001 | no | no |  |  | no |  |  | 1371878.159 | 15293657.579 |  | -1
node_1371882_081_15288101_6 |  |  | PQ | AN | 7199.558 | 8105001 | no | no |  |  | no |  |  | 1371882.081 | 15288101.6 |  | -1
node_1371924_31_15281094_147 |  |  | PQ | AN | 2771.281 | 8105001 | no | no |  |  | no |  |  | 1371924.31 | 15281094.147 |  | -1
node_1371986_032_15287330_764 |  |  | PQ | ABCN | 7199.558 | 8105001 | no | no |  |  | no |  |  | 1371986.032 | 15287330.764 |  | -1
node_1372002_751_15287771_434 |  |  | PQ | ABCN | 7199.558 | 8105001 | no | no |  |  | no |  |  | 1372002.751 | 15287771.434 |  | -1
node_1372009_049_15288489_855 |  |  | PQ | AN | 7199.558 | 8105001 | no | no |  |  | no |  |  | 1372009.049 | 15288489.855 |  | -1
node_1372033_19_15287144_901 |  |  | PQ | ABCN | 7199.558 | 8105001 | no | no |  |  | no |  |  | 1372033.19 | 15287144.901 |  | -1
node_1372109_87_15281209_352 |  |  | PQ | AN | 2771.281 | 8105001 | no | no |  |  | no |  |  | 1372109.87 | 15281209.352 |  | -1
node_1372179_275_15281798_799 |  |  | PQ | ABCN | 7199.558 | 8105001 | no | no |  |  | no |  |  | 1372179.275 | 15281798.799 |  | -1
node_1372197_589_15287779_283 |  |  | PQ | AN | 7199.558 | 8105001 | no | no |  |  | no |  |  | 1372197.589 | 15287779.283 |  | -1
node_1372279_574_15288863_177 |  |  | PQ | AN | 7199.558 | 8105001 | no | no |  |  | no |  |  | 1372279.574 | 15288863.177 |  | -1
node_1372476_759_15281222_248 |  |  | PQ | AN | 7199.558 | 8105001 | no | no |  |  | no |  |  | 1372476.759 | 15281222.248 |  | -1
node_1372515_631_15288648_436 |  |  | PQ | AN | 7199.558 | 8105001 | no | no |  |  | no |  |  | 1372515.631 | 15288648.436 |  | -1
node_1372617_18_15280351_404 |  |  | PQ | AN | 7199.558 | 8105001 | no | no |  |  | no |  |  | 1372617.18 | 15280351.404 |  | -1
node_1372779_261_15289306_957 |  |  | PQ | AN | 7199.558 | 8105001 | no | no |  |  | no |  |  | 1372779.261 | 15289306.957 |  | -1
node_1372969_553_15280497_088 |  |  | PQ | AN | 7199.558 | 8105001 | no | no |  |  | no |  |  | 1372969.553 | 15280497.088 |  | -1
node_1373036_738_15281868_173 |  |  | PQ | ABCN | 7199.558 | 8105001 | no | no |  |  | no |  |  | 1373036.738 | 15281868.173 |  | -1
node_1373046_068_15280349_688 |  |  | PQ | AN | 2771.281 | 8105001 | no | no |  |  | no |  |  | 1373046.068 | 15280349.688 |  | -1
node_1373110_901_15280042_757 |  |  | PQ | AN | 2771.281 | 8105001 | no | no |  |  | no |  |  | 1373110.901 | 15280042.757 |  | -1
node_1373168_067_15279690_533 |  |  | PQ | AN | 2771.281 | 8105001 | no | no |  |  | no |  |  | 1373168.067 | 15279690.533 |  | -1
node_1373215_314_15279823_762 |  |  | PQ | AN | 2771.281 | 8105001 | no | no |  |  | no |  |  | 1373215.314 | 15279823.762 |  | -1
node_1373413_413_15279390_752 |  |  | PQ | AN | 2771.281 | 8105001 | no | no |  |  | no |  |  | 1373413.413 | 15279390.752 |  | -1
node_1373447_083_15279569_069 |  |  | PQ | AN | 2771.281 | 8105001 | no | no |  |  | no |  |  | 1373447.083 | 15279569.069 |  | -1
node_1373466_86_15278741_567 |  |  | PQ | AN | 2771.281 | 8105001 | no | no |  |  | no |  |  | 1373466.86 | 15278741.567 |  | -1
node_1373480_831_15278218_033 |  |  | PQ | AN | 2771.281 | 8105001 | no | no |  |  | no |  |  | 1373480.831 | 15278218.033 |  | -1
node_1373614_852_15277163_061 |  |  | PQ | AN | 2771.281 | 8105001 | no | no |  |  | no |  |  | 1373614.852 | 15277163.061 |  | -1
node_1373626_254_15276952_64 |  |  | PQ | AN | 2771.281 | 8105001 | no | no |  |  | no |  |  | 1373626.254 | 15276952.64 |  | -1
node_1373695_518_15281344_283 |  |  | PQ | AN | 7199.558 | 8105001 | no | no |  |  | no |  |  | 1373695.518 | 15281344.283 |  | -1
node_1374122_216_15276633_607 |  |  | PQ | AN | 2771.281 | 8105001 | no | no |  |  | no |  |  | 1374122.216 | 15276633.607 |  | -1
node_1374161_966_15279125_276 |  |  | PQ | AN | 2771.281 | 8105001 | no | no |  |  | no |  |  | 1374161.966 | 15279125.276 |  | -1
node_1374295_542_15276036_75 |  |  | PQ | AN | 2771.281 | 8105001 | no | no |  |  | no |  |  | 1374295.542 | 15276036.75 |  | -1
node_1374329_523_15281673_247 |  |  | PQ | ABCN | 7199.558 | 8105001 | no | no |  |  | no |  |  | 1374329.523 | 15281673.247 |  | -1
node_1374524_008_15281712_065 |  |  | PQ | ABCN | 7199.558 | 8105001 | no | no |  |  | no |  |  | 1374524.008 | 15281712.065 |  | -1
node_1374862_512_15281782_219 |  |  | PQ | ABCN | 7199.558 | 8105001 | no | no |  |  | no |  |  | 1374862.512 | 15281782.219 |  | -1
node_1375291_807_15281996_659 |  |  | PQ | ABCN | 7199.558 | 8105001 | no | no |  |  | no |  |  | 1375291.807 | 15281996.659 |  | -1
node_1375342_431_15281005_026 |  |  | PQ | AN | 7199.558 | 8105001 | no | no |  |  | no |  |  | 1375342.431 | 15281005.026 |  | -1
node_1375399_373_15281504_306 |  |  | PQ | AN | 7199.558 | 8105001 | no | no |  |  | no |  |  | 1375399.373 | 15281504.306 |  | -1
node_1375422_802_15281279_762 |  |  | PQ | AN | 7199.558 | 8105001 | no | no |  |  | no |  |  | 1375422.802 | 15281279.762 |  | -1
node_1375471_955_15282072_422 |  |  | PQ | ABCN | 7199.558 | 8105001 | no | no |  |  | no |  |  | 1375471.955 | 15282072.422 |  | -1
node_1375688_82_15278459_374 |  |  | PQ | AN | 7199.558 | 8105001 | no | no |  |  | no |  |  | 1375688.82 | 15278459.374 |  | -1
node_1375835_22_15280760_525 |  |  | PQ | AN | 7199.558 | 8105001 | no | no |  |  | no |  |  | 1375835.22 | 15280760.525 |  | -1
node_1375959_881_15278812_177 |  |  | PQ | AN | 7199.558 | 8105001 | no | no |  |  | no |  |  | 1375959.881 | 15278812.177 |  | -1
node_1376034_943_15280435_196 |  |  | PQ | AN | 7199.558 | 8105001 | no | no |  |  | no |  |  | 1376034.943 | 15280435.196 |  | -1
node_1376073_121_15280159_7 |  |  | PQ | AN | 7199.558 | 8105001 | no | no |  |  | no |  |  | 1376073.121 | 15280159.7 |  | -1
node_1376107_207_15279296_303 |  |  | PQ | AN | 7199.558 | 8105001 | no | no |  |  | no |  |  | 1376107.207 | 15279296.303 |  | -1
node_1376240_057_15279996_804 |  |  | PQ | AN | 7199.558 | 8105001 | no | no |  |  | no |  |  | 1376240.057 | 15279996.804 |  | -1
node_1376272_171_15277886_837 |  |  | PQ | AN | 7199.558 | 8105001 | no | no |  |  | no |  |  | 1376272.171 | 15277886.837 |  | -1
node_1376306_388_15278632_08 |  |  | PQ | AN | 7199.558 | 8105001 | no | no |  |  | no |  |  | 1376306.388 | 15278632.08 |  | -1
node_1376346_428_15277453_435 |  |  | PQ | AN | 7199.558 | 8105001 | no | no |  |  | no |  |  | 1376346.428 | 15277453.435 |  | -1
node_1376426_615_15278459_618 |  |  | PQ | AN | 7199.558 | 8105001 | no | no |  |  | no |  |  | 1376426.615 | 15278459.618 |  | -1
node_1376676_173_15277301_182 |  |  | PQ | AN | 7199.558 | 8105001 | no | no |  |  | no |  |  | 1376676.173 | 15277301.182 |  | -1
node_1376964_937_15277911_458 |  |  | PQ | AN | 7199.558 | 8105001 | no | no |  |  | no |  |  | 1376964.937 | 15277911.458 |  | -1
node_1378214_128_15279281_594 |  |  | PQ | AN | 7199.558 | 8105001 | no | no |  |  | no |  |  | 1378214.128 | 15279281.594 |  | -1
node_8105001_200859845 |  |  | PQ | AN | 7199.558 | 8105001 | no | no |  |  | no |  |  | 1366407.126 | 15287752.902 |  | -1
node_8105001_200859846 |  |  | PQ | AN | 7199.558 | 8105001 | no | no |  |  | no |  |  | 1366711.523 | 15287722.627 |  | -1
node_8105001_200859851 |  |  | PQ | AN | 7199.558 | 8105001 | no | no |  |  | no |  |  | 1366428.985 | 15287368.675 |  | -1
node_8105001_200859852 |  |  | PQ | AN | 7199.558 | 8105001 | no | no |  |  | no |  |  | 1366712.377 | 15287268.17 |  | -1
node_8105001_200859855 |  |  | PQ | AN | 7199.558 | 8105001 | no | no |  |  | no |  |  | 1366435.387 | 15287066.4 |  | -1
node_8105001_200859858 |  |  | PQ | AN | 7199.558 | 8105001 | no | no |  |  | no |  |  | 1366853.851 | 15286831.65 |  | -1
node_8105001_200859862 |  |  | PQ | AN | 7199.558 | 8105001 | no | no |  |  | no |  |  | 1367230.234 | 15286848.311 |  | -1
node_8105001_200859966 |  |  | PQ | AN | 7199.558 | 8105001 | no | no |  |  | no |  |  | 1368867.531 | 15288909.853 |  | -1
node_8105001_200859967 |  |  | PQ | AN | 7199.558 | 8105001 | no | no |  |  | no |  |  | 1368979.907 | 15288784.936 |  | -1
node_8105001_200859975 |  |  | PQ | AN | 7199.558 | 8105001 | no | no |  |  | no |  |  | 1368686.304 | 15289079.835 |  | -1
node_8105001_200859977 |  |  | PQ | AN | 7199.558 | 8105001 | no | no |  |  | no |  |  | 1368702.134 | 15288677.404 |  | -1
node_8105001_200859990 |  |  | PQ | AN | 7199.558 | 8105001 | no | no |  |  | no |  |  | 1366439.601 | 15288898.571 |  | -1
node_8105001_200859991 |  |  | PQ | AN | 7199.558 | 8105001 | no | no |  |  | no |  |  | 1366378.732 | 15288727.565 |  | -1
node_8105001_200859993 |  |  | PQ | AN | 7199.558 | 8105001 | no | no |  |  | no |  |  | 1366396.239 | 15288524.22 |  | -1
node_8105001_200859995 |  |  | PQ | AN | 7199.558 | 8105001 | no | no |  |  | no |  |  | 1366390.74 | 15288321.208 |  | -1
node_8105001_200859997 |  |  | PQ | AN | 7199.558 | 8105001 | no | no |  |  | no |  |  | 1366687.302 | 15288306.431 |  | -1
node_8105001_200860004 |  |  | PQ | AN | 7199.558 | 8105001 | no | no |  |  | no |  |  | 1366663.915 | 15288886.414 |  | -1
node_8105001_200860007 |  |  | PQ | AN | 7199.558 | 8105001 | no | no |  |  | no |  |  | 1366889.642 | 15288593.613 |  | -1
node_8105001_200860011 |  |  | PQ | AN | 7199.558 | 8105001 | no | no |  |  | no |  |  | 1366958.86 | 15288197.826 |  | -1
node_8105001_200860013 |  |  | PQ | AN | 7199.558 | 8105001 | no | no |  |  | no |  |  | 1367255.014 | 15287937.253 |  | -1
node_8105001_200860017 |  |  | PQ | AN | 7199.558 | 8105001 | no | no |  |  | no |  |  | 1367391.221 | 15287816.351 |  | -1
node_8105001_200860038 |  |  | PQ | AN | 7199.558 | 8105001 | no | no |  |  | no |  |  | 1367242.166 | 15288403.549 |  | -1
node_8105001_200860042 |  |  | PQ | AN | 7199.558 | 8105001 | no | no |  |  | no |  |  | 1367484.928 | 15288104.421 |  | -1
node_8105001_200860044 |  |  | PQ | AN | 7199.558 | 8105001 | no | no |  |  | no |  |  | 1367550.233 | 15288062.55 |  | -1
node_8105001_200860045 |  |  | PQ | AN | 7199.558 | 8105001 | no | no |  |  | no |  |  | 1367653.508 | 15288084.3 |  | -1
node_8105001_200860047 |  |  | PQ | AN | 7199.558 | 8105001 | no | no |  |  | no |  |  | 1367814.605 | 15288095.016 |  | -1
node_8105001_200860049 |  |  | PQ | AN | 7199.558 | 8105001 | no | no |  |  | no |  |  | 1367986.803 | 15288097.243 |  | -1
node_8105001_200860054 |  |  | PQ | AN | 7199.558 | 8105001 | no | no |  |  | no |  |  | 1367466.198 | 15288391.533 |  | -1
node_8105001_200860058 |  |  | PQ | AN | 7199.558 | 8105001 | no | no |  |  | no |  |  | 1367713.826 | 15288463.074 |  | -1
node_8105001_200860061 |  |  | PQ | AN | 7199.558 | 8105001 | no | no |  |  | no |  |  | 1367981.983 | 15288476.149 |  | -1
node_8105001_200860064 |  |  | PQ | AN | 7199.558 | 8105001 | no | no |  |  | no |  |  | 1368224.279 | 15288532.039 |  | -1
node_8105001_200860066 |  |  | PQ | AN | 7199.558 | 8105001 | no | no |  |  | no |  |  | 1368199.723 | 15288719.607 |  | -1
node_8105001_200860070 |  |  | PQ | AN | 7199.558 | 8105001 | no | no |  |  | no |  |  | 1369134.475 | 15290442.553 |  | -1
node_8105001_200860072 |  |  | PQ | AN | 7199.558 | 8105001 | no | no |  |  | no |  |  | 1368804.319 | 15290558.354 |  | -1
node_8105001_200860074 |  |  | PQ | AN | 7199.558 | 8105001 | no | no |  |  | no |  |  | 1368798.655 | 15290445.319 |  | -1
node_8105001_200860087 |  |  | PQ | ABCN | 7199.558 | 8105001 | no | no |  |  | no |  |  | 1368348.868 | 15288270.329 |  | -1
node_8105001_200860088 |  |  | PQ | ABCN | 7199.558 | 8105001 | no | no |  |  | no |  |  | 1368430.778 | 15288369.573 |  | -1
node_8105001_200860091 |  |  | PQ | ABCN | 7199.558 | 8105001 | no | no |  |  | no |  |  | 1368169.138 | 15288011.302 |  | -1
node_8105001_200860093 |  |  | PQ | ABCN | 7199.558 | 8105001 | no | no |  |  | no |  |  | 1368103.296 | 15287757.95 |  | -1
node_8105001_200860098 |  |  | PQ | ABCN | 7199.558 | 8105001 | no | no |  |  | no |  |  | 1368187.194 | 15287465.699 |  | -1
node_8105001_200860102 |  |  | PQ | ABCN | 7199.558 | 8105001 | no | no |  |  | no |  |  | 1368304.097 | 15287053.808 |  | -1
node_8105001_200860104 |  |  | PQ | AN | 7199.558 | 8105001 | no | no |  |  | no |  |  | 1368507.77 | 15286851.844 |  | -1
node_8105001_200860113 |  |  | PQ | AN | 7199.558 | 8105001 | no | no |  |  | no |  |  | 1366699.471 | 15288060.779 |  | -1
node_8105001_200860116 |  |  | PQ | AN | 7199.558 | 8105001 | no | no |  |  | no |  |  | 1366496.722 | 15288051.733 |  | -1
node_8105001_200860141 |  |  | PQ | AN | 7199.558 | 8105001 | no | no |  |  | no |  |  | 1368014.092 | 15287160.427 |  | -1
node_8105001_200860145 |  |  | PQ | AN | 7199.558 | 8105001 | no | no |  |  | no |  |  | 1368066.104 | 15286967.424 |  | -1
node_8105001_200860195 |  |  | PQ | AN | 7199.558 | 8105001 | no | no |  |  | no |  |  | 1369428.824 | 15287791.996 |  | -1
node_8105001_200860204 |  |  | PQ | AN | 7199.558 | 8105001 | no | no |  |  | no |  |  | 1368511.62 | 15287350.678 |  | -1
node_8105001_200860209 |  |  | PQ | AN | 7199.558 | 8105001 | no | no |  |  | no |  |  | 1368890.415 | 15287679.581 |  | -1
node_8105001_200860212 |  |  | PQ | AN | 7199.558 | 8105001 | no | no |  |  | no |  |  | 1368739.736 | 15287132.648 |  | -1
node_8105001_200860217 |  |  | PQ | AN | 7199.558 | 8105001 | no | no |  |  | no |  |  | 1369023.235 | 15287284.979 |  | -1
node_8105001_200860221 |  |  | PQ | AN | 7199.558 | 8105001 | no | no |  |  | no |  |  | 1369114.214 | 15286940.904 |  | -1
node_8105001_200860235 |  |  | PQ | AN | 7199.558 | 8105001 | no | no |  |  | no |  |  | 1366349.232 | 15287752.174 |  | -1
node_8105001_200860236 |  |  | PQ | AN | 7199.558 | 8105001 | no | no |  |  | no |  |  | 1366125.791 | 15287462.855 |  | -1
node_8105001_200860265 |  |  | PQ | AN | 7199.558 | 8105001 | no | no |  |  | no |  |  | 1366024.284 | 15287743.458 |  | -1
node_8105001_200860270 |  |  | PQ | AN | 7199.558 | 8105001 | no | no |  |  | no |  |  | 1365865.653 | 15287463.527 |  | -1
node_8105001_200860275 |  |  | PQ | AN | 7199.558 | 8105001 | no | no |  |  | no |  |  | 1366159.509 | 15287177.003 |  | -1
node_8105001_200860320 |  |  | PQ | AN | 7199.558 | 8105001 | no | no |  |  | no |  |  | 1369357.096 | 15287225.487 |  | -1
node_8105001_200860325 |  |  | PQ | AN | 7199.558 | 8105001 | no | no |  |  | no |  |  | 1369419.122 | 15286784.097 |  | -1
node_8105001_200860334 |  |  | PQ | AN | 7199.558 | 8105001 | no | no |  |  | no |  |  | 1371473.092 | 15288858.412 |  | -1
node_8105001_200860340 |  |  | PQ | AN | 7199.558 | 8105001 | no | no |  |  | no |  |  | 1371624.756 | 15288398.808 |  | -1
node_8105001_200860373 |  |  | PQ | AN | 7199.558 | 8105001 | no | no |  |  | no |  |  | 1366065.86 | 15286783.86 |  | -1
node_8105001_200860386 |  |  | PQ | AN | 7199.558 | 8105001 | no | no |  |  | no |  |  | 1371859.739 | 15288083.493 |  | -1
node_8105001_200860389 |  |  | PQ | AN | 7199.558 | 8105001 | no | no |  |  | no |  |  | 1371976.808 | 15288508.06 |  | -1
node_8105001_200861183 |  |  | PQ | AN | 7199.558 | 8105001 | no | no |  |  | no |  |  | 1370885.693 | 15288051.886 |  | -1
node_8105001_200861184 |  |  | PQ | AN | 7199.558 | 8105001 | no | no |  |  | no |  |  | 1370650.512 | 15288039.503 |  | -1
node_8105001_200861185 |  |  | PQ | AN | 7199.558 | 8105001 | no | no |  |  | no |  |  | 1370513.074 | 15288009.836 |  | -1
node_8105001_200861186 |  |  | PQ | AN | 7199.558 | 8105001 | no | no |  |  | no |  |  | 1370356.078 | 15287875.357 |  | -1
node_8105001_200861188 |  |  | PQ | AN | 7199.558 | 8105001 | no | no |  |  | no |  |  | 1370190.339 | 15287763.496 |  | -1
node_8105001_200861189 |  |  | PQ | AN | 7199.558 | 8105001 | no | no |  |  | no |  |  | 1370219.249 | 15287743.619 |  | -1
node_8105001_200861190 |  |  | PQ | AN | 7199.558 | 8105001 | no | no |  |  | no |  |  | 1370057.491 | 15287615.715 |  | -1
node_8105001_200861191 |  |  | PQ | AN | 7199.558 | 8105001 | no | no |  |  | no |  |  | 1369976.963 | 15287529.683 |  | -1
node_8105001_200861193 |  |  | PQ | AN | 7199.558 | 8105001 | no | no |  |  | no |  |  | 1369785.208 | 15287444.273 |  | -1
node_8105001_200861443 |  |  | PQ | AN | 7199.558 | 8105001 | no | no |  |  | no |  |  | 1375226.962 | 15281457.575 |  | -1
node_8105001_200861444 |  |  | PQ | AN | 7199.558 | 8105001 | no | no |  |  | no |  |  | 1375363.108 | 15281502.682 |  | -1
node_8105001_200861445 |  |  | PQ | AN | 7199.558 | 8105001 | no | no |  |  | no |  |  | 1376393.154 | 15278446.089 |  | -1
node_8105001_200861446 |  |  | PQ | AN | 7199.558 | 8105001 | no | no |  |  | no |  |  | 1376469.62 | 15278221.926 |  | -1
node_8105001_200861447 |  |  | PQ | AN | 7199.558 | 8105001 | no | no |  |  | no |  |  | 1376535.714 | 15278034.777 |  | -1
node_8105001_200861448 |  |  | PQ | AN | 7199.558 | 8105001 | no | no |  |  | no |  |  | 1376516.078 | 15277991.99 |  | -1
node_8105001_200861449 |  |  | PQ | AN | 7199.558 | 8105001 | no | no |  |  | no |  |  | 1376635.724 | 15277743.737 |  | -1
node_8105001_200861450 |  |  | PQ | AN | 7199.558 | 8105001 | no | no |  |  | no |  |  | 1376642.291 | 15277461.11 |  | -1
node_8105001_200861451 |  |  | PQ | AN | 7199.558 | 8105001 | no | no |  |  | no |  |  | 1376672.318 | 15277329.531 |  | -1
node_8105001_200861452 |  |  | PQ | AN | 7199.558 | 8105001 | no | no |  |  | no |  |  | 1375415.094 | 15281255.443 |  | -1
node_8105001_200861453 |  |  | PQ | AN | 7199.558 | 8105001 | no | no |  |  | no |  |  | 1375351.441 | 15281179.406 |  | -1
node_8105001_200861454 |  |  | PQ | AN | 7199.558 | 8105001 | no | no |  |  | no |  |  | 1375345.814 | 15281038.849 |  | -1
node_8105001_200861455 |  |  | PQ | AN | 7199.558 | 8105001 | no | no |  |  | no |  |  | 1375685.967 | 15281220.153 |  | -1
node_8105001_200861456 |  |  | PQ | AN | 7199.558 | 8105001 | no | no |  |  | no |  |  | 1375867.791 | 15280771.855 |  | -1
node_8105001_200861457 |  |  | PQ | AN | 7199.558 | 8105001 | no | no |  |  | no |  |  | 1376001.849 | 15280425.833 |  | -1
node_8105001_200861458 |  |  | PQ | AN | 7199.558 | 8105001 | no | no |  |  | no |  |  | 1376038.345 | 15280147.475 |  | -1
node_8105001_200861459 |  |  | PQ | AN | 7199.558 | 8105001 | no | no |  |  | no |  |  | 1376085.629 | 15279809.829 |  | -1
node_8105001_200861460 |  |  | PQ | AN | 7199.558 | 8105001 | no | no |  |  | no |  |  | 1376099.025 | 15279631.287 |  | -1
node_8105001_200861461 |  |  | PQ | AN | 7199.558 | 8105001 | no | no |  |  | no |  |  | 1376136.578 | 15279304.404 |  | -1
node_8105001_200861462 |  |  | PQ | AN | 7199.558 | 8105001 | no | no |  |  | no |  |  | 1376207.629 | 15279058.043 |  | -1
node_8105001_200861463 |  |  | PQ | AN | 7199.558 | 8105001 | no | no |  |  | no |  |  | 1376259.873 | 15279072.574 |  | -1
node_8105001_200861464 |  |  | PQ | AN | 7199.558 | 8105001 | no | no |  |  | no |  |  | 1376264.535 | 15278873.028 |  | -1
node_8105001_200861465 |  |  | PQ | AN | 7199.558 | 8105001 | no | no |  |  | no |  |  | 1376255.432 | 15278804.155 |  | -1
node_8105001_200861466 |  |  | PQ | AN | 7199.558 | 8105001 | no | no |  |  | no |  |  | 1375988.666 | 15278796.064 |  | -1
node_8105001_200861468 |  |  | PQ | AN | 7199.558 | 8105001 | no | no |  |  | no |  |  | 1376337.737 | 15278631.992 |  | -1
node_8105001_200861653 |  |  | PQ | AN | 2771.281 | 8105001 | no | no |  |  | no |  |  | 1370350.654 | 15293595.667 |  | -1
node_8105001_200861654 |  |  | PQ | AD | 2771.281 | 8105001 | no | no |  |  | no |  |  | 1370915.582 | 15292910.594 |  | -1
node_8105001_200861655 |  |  | PQ | AD | 2771.281 | 8105001 | no | no |  |  | no |  |  | 1370929.558 | 15292801.308 |  | -1
node_8105001_200861657 |  |  | PQ | AN | 2771.281 | 8105001 | no | no |  |  | no |  |  | 1370985.353 | 15292680.675 |  | -1
node_8105001_200861663 |  |  | PQ | AD | 2771.281 | 8105001 | no | no |  |  | no |  |  | 1370460.504 | 15293575.822 |  | -1
node_8105001_200861664 |  |  | PQ | AN | 2771.281 | 8105001 | no | no |  |  | no |  |  | 1370558.429 | 15293556.962 |  | -1
node_8105001_200861665 |  |  | PQ | AD | 2771.281 | 8105001 | no | no |  |  | no |  |  | 1370698.87 | 15293519.003 |  | -1
node_8105001_200861666 |  |  | PQ | AD | 2771.281 | 8105001 | no | no |  |  | no |  |  | 1370808.591 | 15293486.37 |  | -1
node_8105001_200861667 |  |  | PQ | AD | 2771.281 | 8105001 | no | no |  |  | no |  |  | 1370893.911 | 15293461.639 |  | -1
node_8105001_200861668 |  |  | PQ | AD | 2771.281 | 8105001 | no | no |  |  | no |  |  | 1370903.505 | 15293298.076 |  | -1
node_8105001_200861669 |  |  | PQ | AD | 2771.281 | 8105001 | no | no |  |  | no |  |  | 1370907.661 | 15293173.874 |  | -1
node_8105001_200861670 |  |  | PQ | AN | 2771.281 | 8105001 | no | no |  |  | no |  |  | 1370912.313 | 15293056.658 |  | -1
node_8105001_200862029 |  |  | PQ | ABCN | 7199.558 | 8105001 | no | no |  |  | no |  |  | 1370173.798 | 15290181.1 |  | -1
node_8105001_200862030 |  |  | PQ | ABCN | 7199.558 | 8105001 | no | no |  |  | no |  |  | 1368490.036 | 15290069.685 |  | -1
node_8105001_200862032 |  |  | PQ | ABCN | 7199.558 | 8105001 | no | no |  |  | no |  |  | 1369999.594 | 15290168.936 |  | -1
node_8105001_200862035 |  |  | PQ | ABCN | 7199.558 | 8105001 | no | no |  |  | no |  |  | 1369754.741 | 15290152.606 |  | -1
node_8105001_200862036 |  |  | PQ | ABCN | 7199.558 | 8105001 | no | no |  |  | no |  |  | 1369624.431 | 15290134.874 |  | -1
node_8105001_200862037 |  |  | PQ | ABCN | 7199.558 | 8105001 | no | no |  |  | no |  |  | 1369425.532 | 15290121.005 |  | -1
node_8105001_200862039 |  |  | PQ | ABCN | 7199.558 | 8105001 | no | no |  |  | no |  |  | 1369060.627 | 15290115.158 |  | -1
node_8105001_200862043 |  |  | PQ | ABCN | 7199.558 | 8105001 | no | no |  |  | no |  |  | 1368882.656 | 15290100.887 |  | -1
node_8105001_200862045 |  |  | PQ | ABCN | 7199.558 | 8105001 | no | no |  |  | no |  |  | 1368685.135 | 15290104.959 |  | -1
node_8105001_200862200 |  |  | PQ | AN | 7199.558 | 8105001 | no | no |  |  | no |  |  | 1366130.858 | 15288754.215 |  | -1
node_8105001_200862203 |  |  | PQ | ABCN | 7199.558 | 8105001 | no | no |  |  | no |  |  | 1366187.832 | 15289569.315 |  | -1
node_8105001_200862204 |  |  | PQ | ABCN | 7199.558 | 8105001 | no | no |  |  | no |  |  | 1366112.19 | 15289400.833 |  | -1
node_8105001_200862205 |  |  | PQ | AN | 7199.558 | 8105001 | no | no |  |  | no |  |  | 1366025.775 | 15289351.284 |  | -1
node_8105001_200862207 |  |  | PQ | ABCN | 7199.558 | 8105001 | no | no |  |  | no |  |  | 1366104.102 | 15289236.459 |  | -1
node_8105001_200862208 |  |  | PQ | ABCN | 7199.558 | 8105001 | no | no |  |  | no |  |  | 1366105.677 | 15289072.01 |  | -1
node_8105001_200862210 |  |  | PQ | AN | 7199.558 | 8105001 | no | no |  |  | no |  |  | 1365651.005 | 15289011.199 |  | -1
node_8105001_200862211 |  |  | PQ | ABCN | 7199.558 | 8105001 | no | no |  |  | no |  |  | 1365651.705 | 15289082.479 |  | -1
node_8105001_200862212 |  |  | PQ | AN | 7199.558 | 8105001 | no | no |  |  | no |  |  | 1366103.375 | 15288915.043 |  | -1
node_8105001_200862214 |  |  | PQ | AN | 7199.558 | 8105001 | no | no |  |  | no |  |  | 1366164.016 | 15288134.075 |  | -1
node_8105001_200862216 |  |  | PQ | AN | 7199.558 | 8105001 | no | no |  |  | no |  |  | 1366390.319 | 15288168.358 |  | -1
node_8105001_200862234 |  |  | PQ | AD | 2771.281 | 8105001 | no | no |  |  | no |  |  | 1370556.162 | 15293486.132 |  | -1
node_8105001_200862235 |  |  | PQ | AD | 2771.281 | 8105001 | no | no |  |  | no |  |  | 1370537.392 | 15293246.581 |  | -1
node_8105001_200862236 |  |  | PQ | AN | 2771.281 | 8105001 | no | no |  |  | no |  |  | 1370500.283 | 15293106.429 |  | -1
node_8105001_200862237 |  |  | PQ | AN | 2771.281 | 8105001 | no | no |  |  | no |  |  | 1370538.037 | 15292943.031 |  | -1
node_8105001_200862253 |  |  | PQ | AD | 2771.281 | 8105001 | no | no |  |  | no |  |  | 1370960.531 | 15292811.116 |  | -1
node_8105001_200862254 |  |  | PQ | AD | 2771.281 | 8105001 | no | no |  |  | no |  |  | 1371137.877 | 15292826.124 |  | -1
node_8105001_200862255 |  |  | PQ | AN | 2771.281 | 8105001 | no | no |  |  | no |  |  | 1371340.412 | 15292854.013 |  | -1
node_8105001_200862257 |  |  | PQ | AD | 2771.281 | 8105001 | no | no |  |  | no |  |  | 1371493.649 | 15292866.17 |  | -1
node_8105001_200862258 |  |  | PQ | AD | 2771.281 | 8105001 | no | no |  |  | no |  |  | 1371635.839 | 15292873.703 |  | -1
node_8105001_200862259 |  |  | PQ | AN | 2771.281 | 8105001 | no | no |  |  | no |  |  | 1371822.898 | 15292890.953 |  | -1
node_8105001_200862263 |  |  | PQ | AD | 2771.281 | 8105001 | no | no |  |  | no |  |  | 1371374.484 | 15292824.67 |  | -1
node_8105001_200862266 |  |  | PQ | AD | 2771.281 | 8105001 | no | no |  |  | no |  |  | 1371382 | 15292712.946 |  | -1
node_8105001_200862267 |  |  | PQ | AD | 2771.281 | 8105001 | no | no |  |  | no |  |  | 1371390.061 | 15292575.008 |  | -1
node_8105001_200862268 |  |  | PQ | AN | 2771.281 | 8105001 | no | no |  |  | no |  |  | 1371425.53 | 15292442.025 |  | -1
node_8105001_200862356 |  |  | PQ | AD | 2771.281 | 8105001 | no | no |  |  | no |  |  | 1371642.113 | 15293021.345 |  | -1
node_8105001_200862357 |  |  | PQ | AD | 2771.281 | 8105001 | no | no |  |  | no |  |  | 1371644.278 | 15293131.259 |  | -1
node_8105001_200862358 |  |  | PQ | AN | 2771.281 | 8105001 | no | no |  |  | no |  |  | 1371645.092 | 15293247.959 |  | -1
node_8105001_200862362 |  |  | PQ | AD | 2771.281 | 8105001 | no | no |  |  | no |  |  | 1371653.113 | 15293414.222 |  | -1
node_8105001_200862363 |  |  | PQ | AD | 2771.281 | 8105001 | no | no |  |  | no |  |  | 1371660.777 | 15293579.875 |  | -1
node_8105001_200862364 |  |  | PQ | AD | 2771.281 | 8105001 | no | no |  |  | no |  |  | 1371723.233 | 15293613.465 |  | -1
node_8105001_200862365 |  |  | PQ | AN | 2771.281 | 8105001 | no | no |  |  | no |  |  | 1371867.679 | 15293623.995 |  | -1
node_8105001_200862367 |  |  | PQ | AN | 2771.281 | 8105001 | no | no |  |  | no |  |  | 1371659.701 | 15293715.706 |  | -1
node_8105001_200862681 |  |  | PQ | AN | 2771.281 | 8105001 | no | no |  |  | no |  |  | 1371078.111 | 15293370.681 |  | -1
node_8105001_200862910 |  |  | PQ | AN | 7199.558 | 8105001 | no | no |  |  | no |  |  | 1370366.256 | 15290817.943 |  | -1
node_8105001_200862911 |  |  | PQ | AN | 7199.558 | 8105001 | no | no |  |  | no |  |  | 1370393.602 | 15290802.348 |  | -1
node_8105001_200862913 |  |  | PQ | AN | 7199.558 | 8105001 | no | no |  |  | no |  |  | 1370565.753 | 15290839.141 |  | -1
node_8105001_200862914 |  |  | PQ | AN | 7199.558 | 8105001 | no | no |  |  | no |  |  | 1370711.184 | 15290850.127 |  | -1
node_8105001_200862915 |  |  | PQ | AN | 7199.558 | 8105001 | no | no |  |  | no |  |  | 1370890.315 | 15291004.759 |  | -1
node_8105001_200862916 |  |  | PQ | AN | 7199.558 | 8105001 | no | no |  |  | no |  |  | 1370883.913 | 15291100.13 |  | -1
node_8105001_200862917 |  |  | PQ | AN | 7199.558 | 8105001 | no | no |  |  | no |  |  | 1370807.667 | 15291315.085 |  | -1
node_8105001_200862918 |  |  | PQ | AN | 7199.558 | 8105001 | no | no |  |  | no |  |  | 1370758.727 | 15291511.862 |  | -1
node_8105001_200863029 |  |  | PQ | ABCN | 7199.558 | 8105001 | no | no |  |  | no |  |  | 1368447.807 | 15289683.483 |  | -1
node_8105001_200863030 |  |  | PQ | ABCN | 7199.558 | 8105001 | no | no |  |  | no |  |  | 1368576.642 | 15289693.796 |  | -1
node_8105001_200863031 |  |  | PQ | ABCN | 7199.558 | 8105001 | no | no |  |  | no |  |  | 1370053.748 | 15289742.374 |  | -1
node_8105001_200863032 |  |  | PQ | ABCN | 7199.558 | 8105001 | no | no |  |  | no |  |  | 1370091.604 | 15289708.973 |  | -1
node_8105001_200863033 |  |  | PQ | ABCN | 7199.558 | 8105001 | no | no |  |  | no |  |  | 1370095.684 | 15289619.264 |  | -1
node_8105001_200863034 |  |  | PQ | ABCN | 7199.558 | 8105001 | no | no |  |  | no |  |  | 1370077.042 | 15289462.511 |  | -1
node_8105001_200863035 |  |  | PQ | ABCN | 7199.558 | 8105001 | no | no |  |  | no |  |  | 1370247.197 | 15289441.709 |  | -1
node_8105001_200863036 |  |  | PQ | ABCN | 7199.558 | 8105001 | no | no |  |  | no |  |  | 1370382.073 | 15289491.973 |  | -1
node_8105001_200863037 |  |  | PQ | AN | 7199.558 | 8105001 | no | no |  |  | no |  |  | 1370129.817 | 15289326.273 |  | -1
node_8105001_200863038 |  |  | PQ | AN | 7199.558 | 8105001 | no | no |  |  | no |  |  | 1370140.842 | 15289146.215 |  | -1
node_8105001_200863039 |  |  | PQ | AN | 7199.558 | 8105001 | no | no |  |  | no |  |  | 1370148.876 | 15288963.23 |  | -1
node_8105001_200863043 |  |  | PQ | ABCN | 7199.558 | 8105001 | no | no |  |  | no |  |  | 1368658.381 | 15289700.486 |  | -1
node_8105001_200863044 |  |  | PQ | ABCN | 7199.558 | 8105001 | no | no |  |  | no |  |  | 1368817.217 | 15289712.016 |  | -1
node_8105001_200863045 |  |  | PQ | ABCN | 7199.558 | 8105001 | no | no |  |  | no |  |  | 1368980.872 | 15289684.655 |  | -1
node_8105001_200863046 |  |  | PQ | ABCN | 7199.558 | 8105001 | no | no |  |  | no |  |  | 1369180.679 | 15289672.116 |  | -1
node_8105001_200863047 |  |  | PQ | ABCN | 7199.558 | 8105001 | no | no |  |  | no |  |  | 1369343.318 | 15289708.743 |  | -1
node_8105001_200863048 |  |  | PQ | ABCN | 7199.558 | 8105001 | no | no |  |  | no |  |  | 1369534.513 | 15289724.895 |  | -1
node_8105001_200863049 |  |  | PQ | ABCN | 7199.558 | 8105001 | no | no |  |  | no |  |  | 1369651.711 | 15289726.436 |  | -1
node_8105001_200863050 |  |  | PQ | ABCN | 7199.558 | 8105001 | no | no |  |  | no |  |  | 1369872.953 | 15289763.918 |  | -1
node_8105001_200863060 |  |  | PQ | ABCN | 7199.558 | 8105001 | no | no |  |  | no |  |  | 1368392.588 | 15290018.231 |  | -1
node_8105001_200863061 |  |  | PQ | ABCN | 7199.558 | 8105001 | no | no |  |  | no |  |  | 1368351.888 | 15289997.507 |  | -1
node_8105001_200863062 |  |  | PQ | ABCN | 7199.558 | 8105001 | no | no |  |  | no |  |  | 1368395.555 | 15289843.224 |  | -1
node_8105001_200863064 |  |  | PQ | ABCN | 7199.558 | 8105001 | no | no |  |  | no |  |  | 1368411.352 | 15289711.187 |  | -1
node_8105001_200863065 |  |  | PQ | ABCN | 7199.558 | 8105001 | no | no |  |  | no |  |  | 1368427.32 | 15289510.324 |  | -1
node_8105001_200863066 |  |  | PQ | ABCN | 7199.558 | 8105001 | no | no |  |  | no |  |  | 1368439.501 | 15289392.259 |  | -1
node_8105001_200863067 |  |  | PQ | ABCN | 7199.558 | 8105001 | no | no |  |  | no |  |  | 1368456.889 | 15289232.812 |  | -1
node_8105001_200863068 |  |  | PQ | ABCN | 7199.558 | 8105001 | no | no |  |  | no |  |  | 1368459.204 | 15289072.994 |  | -1
node_8105001_200863069 |  |  | PQ | ABCN | 7199.558 | 8105001 | no | no |  |  | no |  |  | 1368469.987 | 15288900.671 |  | -1
node_8105001_200863070 |  |  | PQ | ABCN | 7199.558 | 8105001 | no | no |  |  | no |  |  | 1368481.966 | 15288733.139 |  | -1
node_8105001_200863071 |  |  | PQ | ABCN | 7199.558 | 8105001 | no | no |  |  | no |  |  | 1368510.459 | 15288522.846 |  | -1
node_8105001_200863072 |  |  | PQ | ABCN | 7199.558 | 8105001 | no | no |  |  | no |  |  | 1368525.402 | 15288453.934 |  | -1
node_8105001_200863097 |  |  | PQ | AD | 2771.281 | 8105001 | no | no |  |  | no |  |  | 1371623.966 | 15293537.065 |  | -1
node_8105001_200863098 |  |  | PQ | AN | 2771.281 | 8105001 | no | no |  |  | no |  |  | 1371526.427 | 15293557.453 |  | -1
node_8105001_200863099 |  |  | PQ | AD | 2771.281 | 8105001 | no | no |  |  | no |  |  | 1371381.074 | 15293626.817 |  | -1
node_8105001_200863100 |  |  | PQ | AN | 2771.281 | 8105001 | no | no |  |  | no |  |  | 1371217.086 | 15293737.567 |  | -1
node_8105001_200863103 |  |  | PQ | AN | 7199.558 | 8105001 | no | no |  |  | no |  |  | 1368474.879 | 15289337.01 |  | -1
node_8105001_200863104 |  |  | PQ | AN | 7199.558 | 8105001 | no | no |  |  | no |  |  | 1368649.19 | 15289345.849 |  | -1
node_8105001_200863105 |  |  | PQ | AN | 7199.558 | 8105001 | no | no |  |  | no |  |  | 1368813.697 | 15289395.64 |  | -1
node_8105001_200863106 |  |  | PQ | AN | 7199.558 | 8105001 | no | no |  |  | no |  |  | 1368998.609 | 15289411.128 |  | -1
node_8105001_200863107 |  |  | PQ | AN | 7199.558 | 8105001 | no | no |  |  | no |  |  | 1369197.779 | 15289414.946 |  | -1
node_8105001_200863108 |  |  | PQ | AN | 7199.558 | 8105001 | no | no |  |  | no |  |  | 1369325.069 | 15289379.507 |  | -1
node_8105001_200863214 |  |  | PQ | AN | 7199.558 | 8105001 | no | no |  |  | no |  |  | 1369658.326 | 15289599.531 |  | -1
node_8105001_200863215 |  |  | PQ | AN | 7199.558 | 8105001 | no | no |  |  | no |  |  | 1369682.4 | 15289425.865 |  | -1
node_8105001_200863216 |  |  | PQ | AN | 7199.558 | 8105001 | no | no |  |  | no |  |  | 1369646.987 | 15289306.625 |  | -1
node_8105001_200863219 |  |  | PQ | AN | 7199.558 | 8105001 | no | no |  |  | no |  |  | 1369664.502 | 15289136.246 |  | -1
node_8105001_200863220 |  |  | PQ | AN | 7199.558 | 8105001 | no | no |  |  | no |  |  | 1369675.159 | 15288960.883 |  | -1
node_8105001_200863223 |  |  | PQ | AN | 7199.558 | 8105001 | no | no |  |  | no |  |  | 1369715.562 | 15288840.43 |  | -1
node_8105001_200863521 |  |  | PQ | AN | 7199.558 | 8105001 | no | no |  |  | no |  |  | 1370671.942 | 15289436.827 |  | -1
node_8105001_200863522 |  |  | PQ | AN | 7199.558 | 8105001 | no | no |  |  | no |  |  | 1370844.64 | 15289444.781 |  | -1
node_8105001_200863523 |  |  | PQ | AN | 7199.558 | 8105001 | no | no |  |  | no |  |  | 1371010.997 | 15289451.851 |  | -1
node_8105001_200863524 |  |  | PQ | AN | 7199.558 | 8105001 | no | no |  |  | no |  |  | 1371175.467 | 15289456.545 |  | -1
node_8105001_200863526 |  |  | PQ | AN | 7199.558 | 8105001 | no | no |  |  | no |  |  | 1371415.456 | 15289468.154 |  | -1
node_8105001_200863527 |  |  | PQ | AN | 7199.558 | 8105001 | no | no |  |  | no |  |  | 1371567.606 | 15289474.07 |  | -1
node_8105001_200863528 |  |  | PQ | AN | 7199.558 | 8105001 | no | no |  |  | no |  |  | 1370950.311 | 15289279.371 |  | -1
node_8105001_200863529 |  |  | PQ | AN | 7199.558 | 8105001 | no | no |  |  | no |  |  | 1371005.95 | 15289166.056 |  | -1
node_8105001_200863530 |  |  | PQ | AN | 7199.558 | 8105001 | no | no |  |  | no |  |  | 1371081.008 | 15289031.692 |  | -1
node_8105001_200863531 |  |  | PQ | AN | 7199.558 | 8105001 | no | no |  |  | no |  |  | 1371089.2 | 15288867.111 |  | -1
node_8105001_200863532 |  |  | PQ | AN | 7199.558 | 8105001 | no | no |  |  | no |  |  | 1371098.49 | 15288713.731 |  | -1
node_8105001_200863533 |  |  | PQ | AN | 7199.558 | 8105001 | no | no |  |  | no |  |  | 1371113.297 | 15288561.334 |  | -1
node_8105001_200863581 |  |  | PQ | AN | 7199.558 | 8105001 | no | no |  |  | no |  |  | 1369190.946 | 15289197.273 |  | -1
node_8105001_200863582 |  |  | PQ | AN | 7199.558 | 8105001 | no | no |  |  | no |  |  | 1369174.822 | 15289018.101 |  | -1
node_8105001_200863583 |  |  | PQ | AN | 7199.558 | 8105001 | no | no |  |  | no |  |  | 1369301.985 | 15288986.668 |  | -1
node_8105001_200863585 |  |  | PQ | AN | 7199.558 | 8105001 | no | no |  |  | no |  |  | 1369518.539 | 15289122.827 |  | -1
node_8105001_200863793 |  |  | PQ | AN | 7199.558 | 8105001 | no | no |  |  | no |  |  | 1369595.546 | 15288828.727 |  | -1
node_8105001_200863794 |  |  | PQ | AN | 7199.558 | 8105001 | no | no |  |  | no |  |  | 1369445.086 | 15288727.252 |  | -1
node_8105001_200863795 |  |  | PQ | AN | 7199.558 | 8105001 | no | no |  |  | no |  |  | 1369299.904 | 15288628.303 |  | -1
node_8105001_200863797 |  |  | PQ | AN | 7199.558 | 8105001 | no | no |  |  | no |  |  | 1369158.844 | 15288566.114 |  | -1
node_8105001_200863876 |  |  | PQ | AN | 7199.558 | 8105001 | no | no |  |  | no |  |  | 1367027.82 | 15289361.433 |  | -1
node_8105001_200863877 |  |  | PQ | AN | 7199.558 | 8105001 | no | no |  |  | no |  |  | 1367102.432 | 15289244.481 |  | -1
node_8105001_200863878 |  |  | PQ | AN | 7199.558 | 8105001 | no | no |  |  | no |  |  | 1367077.009 | 15289116.058 |  | -1
node_8105001_200863886 |  |  | PQ | AN | 7199.558 | 8105001 | no | no |  |  | no |  |  | 1366880.414 | 15289469.266 |  | -1
node_8105001_200863888 |  |  | PQ | AN | 7199.558 | 8105001 | no | no |  |  | no |  |  | 1367902.134 | 15289800.014 |  | -1
node_8105001_200863892 |  |  | PQ | AN | 7199.558 | 8105001 | no | no |  |  | no |  |  | 1367054.325 | 15290099.937 |  | -1
node_8105001_200863893 |  |  | PQ | AN | 7199.558 | 8105001 | no | no |  |  | no |  |  | 1367212.359 | 15289990.382 |  | -1
node_8105001_200863894 |  |  | PQ | AN | 7199.558 | 8105001 | no | no |  |  | no |  |  | 1367318.644 | 15289895.009 |  | -1
node_8105001_200863895 |  |  | PQ | AN | 7199.558 | 8105001 | no | no |  |  | no |  |  | 1367483.697 | 15289778.664 |  | -1
node_8105001_200863896 |  |  | PQ | AN | 7199.558 | 8105001 | no | no |  |  | no |  |  | 1367683.438 | 15289779.117 |  | -1
node_8105001_200863997 |  |  | PQ | ABCN | 7199.558 | 8105001 | no | no |  |  | no |  |  | 1366184.351 | 15289361.987 |  | -1
node_8105001_200863998 |  |  | PQ | ABCN | 7199.558 | 8105001 | no | no |  |  | no |  |  | 1367660.724 | 15289093.562 |  | -1
node_8105001_200863999 |  |  | PQ | ABCN | 7199.558 | 8105001 | no | no |  |  | no |  |  | 1367826.38 | 15289160.529 |  | -1
node_8105001_200864000 |  |  | PQ | ABCN | 7199.558 | 8105001 | no | no |  |  | no |  |  | 1367962.082 | 15289251.048 |  | -1
node_8105001_200864001 |  |  | PQ | ABCN | 7199.558 | 8105001 | no | no |  |  | no |  |  | 1368165.156 | 15289275.466 |  | -1
node_8105001_200864002 |  |  | PQ | ABCN | 7199.558 | 8105001 | no | no |  |  | no |  |  | 1368365.047 | 15289275.332 |  | -1
node_8105001_200864003 |  |  | PQ | ABCN | 7199.558 | 8105001 | no | no |  |  | no |  |  | 1366297.471 | 15289289.256 |  | -1
node_8105001_200864004 |  |  | PQ | ABCN | 7199.558 | 8105001 | no | no |  |  | no |  |  | 1366485.018 | 15289202.563 |  | -1
node_8105001_200864005 |  |  | PQ | ABCN | 7199.558 | 8105001 | no | no |  |  | no |  |  | 1366678.313 | 15289150.775 |  | -1
node_8105001_200864006 |  |  | PQ | ABCN | 7199.558 | 8105001 | no | no |  |  | no |  |  | 1366843.954 | 15289115.666 |  | -1
node_8105001_200864007 |  |  | PQ | ABCN | 7199.558 | 8105001 | no | no |  |  | no |  |  | 1367001.566 | 15289061.925 |  | -1
node_8105001_200864008 |  |  | PQ | ABCN | 7199.558 | 8105001 | no | no |  |  | no |  |  | 1367197.049 | 15289003.122 |  | -1
node_8105001_200864009 |  |  | PQ | ABCN | 7199.558 | 8105001 | no | no |  |  | no |  |  | 1367380.577 | 15288998.666 |  | -1
node_8105001_200864011 |  |  | PQ | ABCN | 7199.558 | 8105001 | no | no |  |  | no |  |  | 1367517.41 | 15289028.801 |  | -1
node_8105001_200864022 |  |  | PQ | AN | 7199.558 | 8105001 | no | no |  |  | no |  |  | 1369746.685 | 15290195.861 |  | -1
node_8105001_200864023 |  |  | PQ | AN | 7199.558 | 8105001 | no | no |  |  | no |  |  | 1369720.641 | 15290348.202 |  | -1
node_8105001_200864024 |  |  | PQ | AN | 7199.558 | 8105001 | no | no |  |  | no |  |  | 1369725.067 | 15290414.468 |  | -1
node_8105001_200864025 |  |  | PQ | AN | 7199.558 | 8105001 | no | no |  |  | no |  |  | 1369805.186 | 15290424.768 |  | -1
node_8105001_200864026 |  |  | PQ | AN | 7199.558 | 8105001 | no | no |  |  | no |  |  | 1369608.744 | 15290419.886 |  | -1
node_8105001_200864027 |  |  | PQ | AN | 7199.558 | 8105001 | no | no |  |  | no |  |  | 1369594.012 | 15290527.444 |  | -1
node_8105001_200864028 |  |  | PQ | AN | 7199.558 | 8105001 | no | no |  |  | no |  |  | 1369666.51 | 15290553.749 |  | -1
node_8105001_200864029 |  |  | PQ | AN | 7199.558 | 8105001 | no | no |  |  | no |  |  | 1369694.218 | 15290647.234 |  | -1
node_8105001_200864030 |  |  | PQ | AN | 7199.558 | 8105001 | no | no |  |  | no |  |  | 1367372.51 | 15289222.066 |  | -1
node_8105001_200864031 |  |  | PQ | AN | 7199.558 | 8105001 | no | no |  |  | no |  |  | 1367503.93 | 15289334.237 |  | -1
node_8105001_200864032 |  |  | PQ | AN | 7199.558 | 8105001 | no | no |  |  | no |  |  | 1367613.49 | 15289458.177 |  | -1
node_8105001_200864033 |  |  | PQ | AN | 7199.558 | 8105001 | no | no |  |  | no |  |  | 1367754.8 | 15289522.487 |  | -1
node_8105001_200864034 |  |  | PQ | AN | 7199.558 | 8105001 | no | no |  |  | no |  |  | 1367916.768 | 15289501.095 |  | -1
node_8105001_200864035 |  |  | PQ | AN | 7199.558 | 8105001 | no | no |  |  | no |  |  | 1368085.348 | 15289512.632 |  | -1
node_8105001_200864036 |  |  | PQ | AN | 7199.558 | 8105001 | no | no |  |  | no |  |  | 1368253.555 | 15289533.817 |  | -1
node_8105001_200864037 |  |  | PQ | AN | 7199.558 | 8105001 | no | no |  |  | no |  |  | 1367438.18 | 15289462.671 |  | -1
node_8105001_200864038 |  |  | PQ | AN | 7199.558 | 8105001 | no | no |  |  | no |  |  | 1367278.891 | 15289555.758 |  | -1
node_8105001_200864039 |  |  | PQ | AN | 7199.558 | 8105001 | no | no |  |  | no |  |  | 1367141.955 | 15289655.643 |  | -1
node_8105001_200864040 |  |  | PQ | AN | 7199.558 | 8105001 | no | no |  |  | no |  |  | 1367109.787 | 15289830.836 |  | -1
node_8105001_200864506 |  |  | PQ | ABCN | 7199.558 | 8105001 | no | no |  |  | no |  |  | 1375304.228 | 15282002.167 |  | -1
node_8105001_200864508 |  |  | PQ | ABCN | 7199.558 | 8105001 | no | no |  |  | no |  |  | 1375302.994 | 15281944.547 |  | -1
node_8105001_200864509 |  |  | PQ | ABCN | 7199.558 | 8105001 | no | no |  |  | no |  |  | 1375088.019 | 15281861.373 |  | -1
node_8105001_200864512 |  |  | PQ | AN | 7199.558 | 8105001 | no | no |  |  | no |  |  | 1374855.035 | 15281676.591 |  | -1
node_8105001_200864514 |  |  | PQ | ABCN | 7199.558 | 8105001 | no | no |  |  | no |  |  | 1374662.368 | 15281703.764 |  | -1
node_8105001_200864515 |  |  | PQ | ABCN | 7199.558 | 8105001 | no | no |  |  | no |  |  | 1374541.721 | 15281676.99 |  | -1
node_8105001_200864516 |  |  | PQ | ABCN | 7199.558 | 8105001 | no | no |  |  | no |  |  | 1374337.219 | 15281641.692 |  | -1
node_8105001_200864517 |  |  | PQ | ABCN | 7199.558 | 8105001 | no | no |  |  | no |  |  | 1374208.79 | 15281609.248 |  | -1
node_8105001_200864518 |  |  | PQ | ABCN | 7199.558 | 8105001 | no | no |  |  | no |  |  | 1374076.68 | 15281629.047 |  | -1
node_8105001_200864519 |  |  | PQ | ABCN | 7199.558 | 8105001 | no | no |  |  | no |  |  | 1373943.783 | 15281644.714 |  | -1
node_8105001_200864520 |  |  | PQ | ABCN | 7199.558 | 8105001 | no | no |  |  | no |  |  | 1373713.121 | 15281689.543 |  | -1
node_8105001_200864521 |  |  | PQ | AN | 7199.558 | 8105001 | no | no |  |  | no |  |  | 1373711.508 | 15281601.447 |  | -1
node_8105001_200864522 |  |  | PQ | AN | 7199.558 | 8105001 | no | no |  |  | no |  |  | 1373733.746 | 15281388.729 |  | -1
node_8105001_200864523 |  |  | PQ | ABCN | 7199.558 | 8105001 | no | no |  |  | no |  |  | 1373468.875 | 15281718.959 |  | -1
node_8105001_200864525 |  |  | PQ | ABCN | 7199.558 | 8105001 | no | no |  |  | no |  |  | 1373238.353 | 15281756.231 |  | -1
node_8105001_200864526 |  |  | PQ | ABCN | 7199.558 | 8105001 | no | no |  |  | no |  |  | 1373035.52 | 15281837.325 |  | -1
node_8105001_200864527 |  |  | PQ | ABCN | 7199.558 | 8105001 | no | no |  |  | no |  |  | 1372806.904 | 15281837.856 |  | -1
node_8105001_200864528 |  |  | PQ | ABCN | 7199.558 | 8105001 | no | no |  |  | no |  |  | 1372609.946 | 15281769.964 |  | -1
node_8105001_200864529 |  |  | PQ | ABCN | 7199.558 | 8105001 | no | no |  |  | no |  |  | 1372409.242 | 15281630.839 |  | -1
node_8105001_200864598 |  |  | PQ | AN | 7199.558 | 8105001 | no | no |  |  | no |  |  | 1368087.885 | 15289656.135 |  | -1
node_8105001_200864599 |  |  | PQ | AN | 7199.558 | 8105001 | no | no |  |  | no |  |  | 1368067.613 | 15289858.413 |  | -1
node_8105001_200864600 |  |  | PQ | AN | 7199.558 | 8105001 | no | no |  |  | no |  |  | 1368054.082 | 15290034.632 |  | -1
node_8105001_200864601 |  |  | PQ | AN | 7199.558 | 8105001 | no | no |  |  | no |  |  | 1367947.527 | 15290135.204 |  | -1
node_8105001_200864602 |  |  | PQ | AN | 7199.558 | 8105001 | no | no |  |  | no |  |  | 1367746.221 | 15290127.315 |  | -1
node_8105001_200864603 |  |  | PQ | AN | 7199.558 | 8105001 | no | no |  |  | no |  |  | 1367533.593 | 15290104.373 |  | -1
node_8105001_200864714 |  |  | PQ | AN | 7199.558 | 8105001 | no | no |  |  | no |  |  | 1367121.499 | 15288910.864 |  | -1
node_8105001_200864715 |  |  | PQ | AN | 7199.558 | 8105001 | no | no |  |  | no |  |  | 1367168.602 | 15288752.053 |  | -1
node_8105001_200864716 |  |  | PQ | AN | 7199.558 | 8105001 | no | no |  |  | no |  |  | 1367211.963 | 15288564.298 |  | -1
node_8105001_200864735 |  |  | PQ | AN | 7199.558 | 8105001 | no | no |  |  | no |  |  | 1367334.239 | 15288702.819 |  | -1
node_8105001_200864736 |  |  | PQ | AN | 7199.558 | 8105001 | no | no |  |  | no |  |  | 1367522.661 | 15288716.923 |  | -1
node_8105001_200864737 |  |  | PQ | AN | 7199.558 | 8105001 | no | no |  |  | no |  |  | 1367701.413 | 15288726.743 |  | -1
node_8105001_200864738 |  |  | PQ | AN | 7199.558 | 8105001 | no | no |  |  | no |  |  | 1367823.665 | 15288820.542 |  | -1
node_8105001_200864739 |  |  | PQ | AN | 7199.558 | 8105001 | no | no |  |  | no |  |  | 1367985.86 | 15288920.872 |  | -1
node_8105001_200864740 |  |  | PQ | AN | 7199.558 | 8105001 | no | no |  |  | no |  |  | 1368133.444 | 15288947.287 |  | -1
node_8105001_200864741 |  |  | PQ | AN | 7199.558 | 8105001 | no | no |  |  | no |  |  | 1368325.911 | 15288965.836 |  | -1
node_8105001_200866739 |  |  | PQ | AD | 2771.281 | 8105001 | no | no |  |  | no |  |  | 1370253.528 | 15281050.863 |  | -1
node_8105001_200866740 |  |  | PQ | AN | 2771.281 | 8105001 | no | no |  |  | no |  |  | 1370475.264 | 15281208.007 |  | -1
node_8105001_200866741 |  |  | PQ | AN | 2771.281 | 8105001 | no | no |  |  | no |  |  | 1370724.65 | 15281263.318 |  | -1
node_8105001_200866959 |  |  | PQ | AN | 2771.281 | 8105001 | no | no |  |  | no |  |  | 1370086.596 | 15277948.324 |  | -1
node_8105001_200866964 |  |  | PQ | ABCN | 7199.558 | 8105001 | no | no |  |  | no |  |  | 1372419.515 | 15281451.253 |  | -1
node_8105001_200866966 |  |  | PQ | AN | 2771.281 | 8105001 | no | no |  |  | no |  |  | 1372239.486 | 15281332.774 |  | -1
node_8105001_200866967 |  |  | PQ | AN | 2771.281 | 8105001 | no | no |  |  | no |  |  | 1372089.195 | 15281233.726 |  | -1
node_8105001_200866969 |  |  | PQ | AN | 2771.281 | 8105001 | no | no |  |  | no |  |  | 1371907.027 | 15281118.051 |  | -1
node_8105001_200866970 |  |  | PQ | AD | 2771.281 | 8105001 | no | no |  |  | no |  |  | 1371777.192 | 15281034.447 |  | -1
node_8105001_200866971 |  |  | PQ | AD | 2771.281 | 8105001 | no | no |  |  | no |  |  | 1371599.763 | 15280927.329 |  | -1
node_8105001_200866973 |  |  | PQ | AN | 2771.281 | 8105001 | no | no |  |  | no |  |  | 1371377.966 | 15281154.011 |  | -1
node_8105001_200866974 |  |  | PQ | AN | 2771.281 | 8105001 | no | no |  |  | no |  |  | 1371450.774 | 15280833.101 |  | -1
node_8105001_200866975 |  |  | PQ | AD | 2771.281 | 8105001 | no | no |  |  | no |  |  | 1371339.243 | 15280746.847 |  | -1
node_8105001_200866976 |  |  | PQ | AN | 2771.281 | 8105001 | no | no |  |  | no |  |  | 1371124.005 | 15280554.703 |  | -1
node_8105001_200866977 |  |  | PQ | AD | 2771.281 | 8105001 | no | no |  |  | no |  |  | 1370963.174 | 15280330.39 |  | -1
node_8105001_200866978 |  |  | PQ | AD | 2771.281 | 8105001 | no | no |  |  | no |  |  | 1371162.904 | 15280353.142 |  | -1
node_8105001_200866979 |  |  | PQ | AD | 2771.281 | 8105001 | no | no |  |  | no |  |  | 1371374.152 | 15280371.707 |  | -1
node_8105001_200866980 |  |  | PQ | AN | 2771.281 | 8105001 | no | no |  |  | no |  |  | 1371387.812 | 15280058.53 |  | -1
node_8105001_200866981 |  |  | PQ | AN | 2771.281 | 8105001 | no | no |  |  | no |  |  | 1370920.217 | 15280172.002 |  | -1
node_8105001_200866982 |  |  | PQ | AN | 2771.281 | 8105001 | no | no |  |  | no |  |  | 1370863.645 | 15280156.001 |  | -1
node_8105001_200866983 |  |  | PQ | AD | 2771.281 | 8105001 | no | no |  |  | no |  |  | 1370858.746 | 15280016.071 |  | -1
node_8105001_200866984 |  |  | PQ | AN | 2771.281 | 8105001 | no | no |  |  | no |  |  | 1370728.436 | 15279734.866 |  | -1
node_8105001_200866985 |  |  | PQ | AD | 2771.281 | 8105001 | no | no |  |  | no |  |  | 1370622.292 | 15279516.266 |  | -1
node_8105001_200866986 |  |  | PQ | AN | 2771.281 | 8105001 | no | no |  |  | no |  |  | 1370517.559 | 15279309.019 |  | -1
node_8105001_200866987 |  |  | PQ | AD | 2771.281 | 8105001 | no | no |  |  | no |  |  | 1370411.641 | 15279097.749 |  | -1
node_8105001_200866988 |  |  | PQ | AD | 2771.281 | 8105001 | no | no |  |  | no |  |  | 1370345.609 | 15278794.302 |  | -1
node_8105001_200866989 |  |  | PQ | AN | 2771.281 | 8105001 | no | no |  |  | no |  |  | 1370465.974 | 15278802.29 |  | -1
node_8105001_200866990 |  |  | PQ | AD | 2771.281 | 8105001 | no | no |  |  | no |  |  | 1370192.21 | 15278794.773 |  | -1
node_8105001_200866991 |  |  | PQ | AN | 2771.281 | 8105001 | no | no |  |  | no |  |  | 1370113.318 | 15278609.709 |  | -1
node_8105001_200866992 |  |  | PQ | AD | 2771.281 | 8105001 | no | no |  |  | no |  |  | 1370050.707 | 15278452.88 |  | -1
node_8105001_200866993 |  |  | PQ | AN | 2771.281 | 8105001 | no | no |  |  | no |  |  | 1369994.386 | 15278280.616 |  | -1
node_8105001_200866994 |  |  | PQ | AD | 2771.281 | 8105001 | no | no |  |  | no |  |  | 1369925.248 | 15278113.98 |  | -1
node_8105001_200866995 |  |  | PQ | AN | 2771.281 | 8105001 | no | no |  |  | no |  |  | 1369833.85 | 15277850.488 |  | -1
node_8105001_200866996 |  |  | PQ | AN | 2771.281 | 8105001 | no | no |  |  | no |  |  | 1369976.355 | 15277955.578 |  | -1
node_8105001_200866997 |  |  | PQ | AN | 2771.281 | 8105001 | no | no |  |  | no |  |  | 1369746.773 | 15277638.558 |  | -1
node_8105001_200866998 |  |  | PQ | AD | 2771.281 | 8105001 | no | no |  |  | no |  |  | 1369606.522 | 15277525.154 |  | -1
node_8105001_200866999 |  |  | PQ | AD | 2771.281 | 8105001 | no | no |  |  | no |  |  | 1369331.192 | 15277294.368 |  | -1
node_8105001_200867000 |  |  | PQ | AN | 2771.281 | 8105001 | no | no |  |  | no |  |  | 1369201.555 | 15277192.572 |  | -1
node_8105001_200867001 |  |  | PQ | AD | 2771.281 | 8105001 | no | no |  |  | no |  |  | 1369091.501 | 15277089.688 |  | -1
node_8105001_200867002 |  |  | PQ | AD | 2771.281 | 8105001 | no | no |  |  | no |  |  | 1369057.679 | 15277045.828 |  | -1
node_8105001_200867003 |  |  | PQ | AN | 2771.281 | 8105001 | no | no |  |  | no |  |  | 1368996.319 | 15276995.954 |  | -1
node_8105001_200867004 |  |  | PQ | AD | 2771.281 | 8105001 | no | no |  |  | no |  |  | 1368958.995 | 15275997.607 |  | -1
node_8105001_200867005 |  |  | PQ | AN | 2771.281 | 8105001 | no | no |  |  | no |  |  | 1369072.589 | 15276523.042 |  | -1
node_8105001_200867006 |  |  | PQ | AN | 2771.281 | 8105001 | no | no |  |  | no |  |  | 1368713.339 | 15276931.987 |  | -1
node_8105001_200867007 |  |  | PQ | AN | 2771.281 | 8105001 | no | no |  |  | no |  |  | 1368438.866 | 15276876.181 |  | -1
node_8105001_200867055 |  |  | PQ | AN | 2771.281 | 8105001 | no | no |  |  | no |  |  | 1369253.353 | 15280778.4 |  | -1
node_8105001_200867056 |  |  | PQ | AN | 2771.281 | 8105001 | no | no |  |  | no |  |  | 1367176.195 | 15281633.794 |  | -1
node_8105001_200867057 |  |  | PQ | AN | 2771.281 | 8105001 | no | no |  |  | no |  |  | 1365757.61 | 15279943.226 |  | -1
node_8105001_200867058 |  |  | PQ | AD | 2771.281 | 8105001 | no | no |  |  | no |  |  | 1371060.161 | 15280787.275 |  | -1
node_8105001_200867059 |  |  | PQ | AD | 2771.281 | 8105001 | no | no |  |  | no |  |  | 1370767.589 | 15280814.435 |  | -1
node_8105001_200867060 |  |  | PQ | AN | 2771.281 | 8105001 | no | no |  |  | no |  |  | 1370632.175 | 15280828.084 |  | -1
node_8105001_200867061 |  |  | PQ | AD | 2771.281 | 8105001 | no | no |  |  | no |  |  | 1370456.849 | 15280846.914 |  | -1
node_8105001_200867062 |  |  | PQ | AN | 2771.281 | 8105001 | no | no |  |  | no |  |  | 1370202.038 | 15280855.993 |  | -1
node_8105001_200867063 |  |  | PQ | AD | 2771.281 | 8105001 | no | no |  |  | no |  |  | 1369943.389 | 15280880.552 |  | -1
node_8105001_200867064 |  |  | PQ | AD | 2771.281 | 8105001 | no | no |  |  | no |  |  | 1369699.811 | 15280943.835 |  | -1
node_8105001_200867065 |  |  | PQ | AN | 2771.281 | 8105001 | no | no |  |  | no |  |  | 1369477.766 | 15280970.221 |  | -1
node_8105001_200867066 |  |  | PQ | AD | 2771.281 | 8105001 | no | no |  |  | no |  |  | 1369265.348 | 15280996.871 |  | -1
node_8105001_200867067 |  |  | PQ | AD | 2771.281 | 8105001 | no | no |  |  | no |  |  | 1369240.881 | 15280934.678 |  | -1
node_8105001_200867068 |  |  | PQ | AD | 2771.281 | 8105001 | no | no |  |  | no |  |  | 1368853.331 | 15281047.94 |  | -1
node_8105001_200867069 |  |  | PQ | AN | 2771.281 | 8105001 | no | no |  |  | no |  |  | 1368720.774 | 15281054.559 |  | -1
node_8105001_200867070 |  |  | PQ | AD | 2771.281 | 8105001 | no | no |  |  | no |  |  | 1368430.686 | 15281088.61 |  | -1
node_8105001_200867071 |  |  | PQ | AD | 2771.281 | 8105001 | no | no |  |  | no |  |  | 1368183.904 | 15281073.947 |  | -1
node_8105001_200867072 |  |  | PQ | AN | 2771.281 | 8105001 | no | no |  |  | no |  |  | 1367960.177 | 15281074.579 |  | -1
node_8105001_200867073 |  |  | PQ | AN | 2771.281 | 8105001 | no | no |  |  | no |  |  | 1367620.427 | 15281116.671 |  | -1
node_8105001_200867074 |  |  | PQ | AN | 2771.281 | 8105001 | no | no |  |  | no |  |  | 1367610.144 | 15281186.255 |  | -1
node_8105001_200867075 |  |  | PQ | AN | 2771.281 | 8105001 | no | no |  |  | no |  |  | 1367286.976 | 15281199.89 |  | -1
node_8105001_200867076 |  |  | PQ | AN | 2771.281 | 8105001 | no | no |  |  | no |  |  | 1367220.818 | 15281213.518 |  | -1
node_8105001_200867077 |  |  | PQ | AN | 2771.281 | 8105001 | no | no |  |  | no |  |  | 1366970.368 | 15281205.673 |  | -1
node_8105001_200867078 |  |  | PQ | AN | 2771.281 | 8105001 | no | no |  |  | no |  |  | 1366683.411 | 15281284.949 |  | -1
node_8105001_200867079 |  |  | PQ | AN | 2771.281 | 8105001 | no | no |  |  | no |  |  | 1366584.053 | 15280961.969 |  | -1
node_8105001_200867081 |  |  | PQ | AN | 2771.281 | 8105001 | no | no |  |  | no |  |  | 1366481.141 | 15280625.852 |  | -1
node_8105001_200867082 |  |  | PQ | AD | 2771.281 | 8105001 | no | no |  |  | no |  |  | 1366344.448 | 15280423.271 |  | -1
node_8105001_200867083 |  |  | PQ | AN | 2771.281 | 8105001 | no | no |  |  | no |  |  | 1366368.811 | 15280160.434 |  | -1
node_8105001_200867084 |  |  | PQ | AN | 2771.281 | 8105001 | no | no |  |  | no |  |  | 1366258.132 | 15280751.789 |  | -1
node_8105001_200867085 |  |  | PQ | AD | 2771.281 | 8105001 | no | no |  |  | no |  |  | 1366072.333 | 15280630.421 |  | -1
node_8105001_200867087 |  |  | PQ | AN | 2771.281 | 8105001 | no | no |  |  | no |  |  | 1365886.694 | 15280521.329 |  | -1
node_8105001_200867088 |  |  | PQ | AD | 2771.281 | 8105001 | no | no |  |  | no |  |  | 1365698.113 | 15280458.446 |  | -1
node_8105001_200867089 |  |  | PQ | AD | 2771.281 | 8105001 | no | no |  |  | no |  |  | 1365658.036 | 15280372.959 |  | -1
node_8105001_200867090 |  |  | PQ | AN | 2771.281 | 8105001 | no | no |  |  | no |  |  | 1365500.941 | 15280386.75 |  | -1
node_8105001_200867092 |  |  | PQ | AD | 2771.281 | 8105001 | no | no |  |  | no |  |  | 1365147.201 | 15280103.148 |  | -1
node_8105001_200867093 |  |  | PQ | AN | 2771.281 | 8105001 | no | no |  |  | no |  |  | 1364937.036 | 15279939.12 |  | -1
node_8105001_200867096 |  |  | PQ | AD | 2771.281 | 8105001 | no | no |  |  | no |  |  | 1364820.365 | 15279842.393 |  | -1
node_8105001_200867098 |  |  | PQ | AD | 2771.281 | 8105001 | no | no |  |  | no |  |  | 1364546.294 | 15279660.781 |  | -1
node_8105001_200867101 |  |  | PQ | AN | 7199.558 | 8105001 | no | no |  |  | no |  |  | 1372504.88 | 15281236.695 |  | -1
node_8105001_200867102 |  |  | PQ | AN | 7199.558 | 8105001 | no | no |  |  | no |  |  | 1372649.539 | 15281018.244 |  | -1
node_8105001_200867103 |  |  | PQ | AN | 7199.558 | 8105001 | no | no |  |  | no |  |  | 1372755.119 | 15280843.052 |  | -1
node_8105001_200867104 |  |  | PQ | AN | 7199.558 | 8105001 | no | no |  |  | no |  |  | 1372848.123 | 15280696.121 |  | -1
node_8105001_200867105 |  |  | PQ | AN | 7199.558 | 8105001 | no | no |  |  | no |  |  | 1372942.017 | 15280516.205 |  | -1
node_8105001_200867106 |  |  | PQ | AD | 2771.281 | 8105001 | no | no |  |  | no |  |  | 1371643.269 | 15280590.373 |  | -1
node_8105001_200867107 |  |  | PQ | AD | 2771.281 | 8105001 | no | no |  |  | no |  |  | 1371846.368 | 15280480.583 |  | -1
node_8105001_200867108 |  |  | PQ | AD | 2771.281 | 8105001 | no | no |  |  | no |  |  | 1372418.711 | 15280181.312 |  | -1
node_8105001_200867109 |  |  | PQ | AD | 2771.281 | 8105001 | no | no |  |  | no |  |  | 1372706.017 | 15280013.176 |  | -1
node_8105001_200867110 |  |  | PQ | AD | 2771.281 | 8105001 | no | no |  |  | no |  |  | 1373018.928 | 15279846.853 |  | -1
node_8105001_200867111 |  |  | PQ | AN | 2771.281 | 8105001 | no | no |  |  | no |  |  | 1373183.931 | 15279840.401 |  | -1
node_8105001_200867112 |  |  | PQ | AN | 2771.281 | 8105001 | no | no |  |  | no |  |  | 1373054.135 | 15280026.467 |  | -1
node_8105001_200867113 |  |  | PQ | AN | 2771.281 | 8105001 | no | no |  |  | no |  |  | 1372983.201 | 15280271.481 |  | -1
node_8105001_200867114 |  |  | PQ | AN | 2771.281 | 8105001 | no | no |  |  | no |  |  | 1373187.819 | 15279722.544 |  | -1
node_8105001_200867115 |  |  | PQ | AN | 2771.281 | 8105001 | no | no |  |  | no |  |  | 1373434.008 | 15279532.218 |  | -1
node_8105001_200867117 |  |  | PQ | AN | 2771.281 | 8105001 | no | no |  |  | no |  |  | 1373441.285 | 15279391.362 |  | -1
node_8105001_200867118 |  |  | PQ | AD | 2771.281 | 8105001 | no | no |  |  | no |  |  | 1373460.447 | 15279200.655 |  | -1
node_8105001_200867119 |  |  | PQ | AD | 2771.281 | 8105001 | no | no |  |  | no |  |  | 1373539.894 | 15279196.879 |  | -1
node_8105001_200867120 |  |  | PQ | AD | 2771.281 | 8105001 | no | no |  |  | no |  |  | 1373841.907 | 15279160.773 |  | -1
node_8105001_200867121 |  |  | PQ | AN | 2771.281 | 8105001 | no | no |  |  | no |  |  | 1374123.348 | 15279123.177 |  | -1
node_8105001_200867122 |  |  | PQ | AN | 2771.281 | 8105001 | no | no |  |  | no |  |  | 1373493.012 | 15278739.275 |  | -1
node_8105001_200867123 |  |  | PQ | AD | 2771.281 | 8105001 | no | no |  |  | no |  |  | 1373498.592 | 15278673.553 |  | -1
node_8105001_200867125 |  |  | PQ | AN | 2771.281 | 8105001 | no | no |  |  | no |  |  | 1373526.108 | 15278205.637 |  | -1
node_8105001_200867127 |  |  | PQ | AD | 2771.281 | 8105001 | no | no |  |  | no |  |  | 1373557.366 | 15277885.897 |  | -1
node_8105001_200867128 |  |  | PQ | AD | 2771.281 | 8105001 | no | no |  |  | no |  |  | 1373618.498 | 15277645.129 |  | -1
node_8105001_200867129 |  |  | PQ | AD | 2771.281 | 8105001 | no | no |  |  | no |  |  | 1373619.258 | 15277433.3 |  | -1
node_8105001_200867132 |  |  | PQ | AN | 2771.281 | 8105001 | no | no |  |  | no |  |  | 1373640.043 | 15277168.144 |  | -1
node_8105001_200867133 |  |  | PQ | AN | 2771.281 | 8105001 | no | no |  |  | no |  |  | 1373656.961 | 15276903.323 |  | -1
node_8105001_200867135 |  |  | PQ | AD | 2771.281 | 8105001 | no | no |  |  | no |  |  | 1373689.622 | 15276703.06 |  | -1
node_8105001_200867136 |  |  | PQ | AD | 2771.281 | 8105001 | no | no |  |  | no |  |  | 1373736.035 | 15276497.817 |  | -1
node_8105001_200867137 |  |  | PQ | AD | 2771.281 | 8105001 | no | no |  |  | no |  |  | 1373803.035 | 15276483.329 |  | -1
node_8105001_200867138 |  |  | PQ | AN | 2771.281 | 8105001 | no | no |  |  | no |  |  | 1373946.364 | 15276473.18 |  | -1
node_8105001_200867139 |  |  | PQ | AD | 2771.281 | 8105001 | no | no |  |  | no |  |  | 1373794.159 | 15276296.035 |  | -1
node_8105001_200867140 |  |  | PQ | AD | 2771.281 | 8105001 | no | no |  |  | no |  |  | 1373861.061 | 15276109.388 |  | -1
node_8105001_200867141 |  |  | PQ | AD | 2771.281 | 8105001 | no | no |  |  | no |  |  | 1373938.608 | 15275928.626 |  | -1
node_8105001_200867142 |  |  | PQ | AD | 2771.281 | 8105001 | no | no |  |  | no |  |  | 1374096.941 | 15276004.372 |  | -1
node_8105001_200867143 |  |  | PQ | AN | 2771.281 | 8105001 | no | no |  |  | no |  |  | 1374265.15 | 15276031.956 |  | -1
node_8105001_200867144 |  |  | PQ | AN | 7199.558 | 8105001 | no | no |  |  | no |  |  | 1372890.934 | 15280496.233 |  | -1
node_8105001_200867238 |  |  | PQ | ABCN | 7199.558 | 8105001 | no | no |  |  | no |  |  | 1371366.156 | 15286203.811 |  | -1
node_8105001_200867240 |  |  | PQ | ABCN | 7199.558 | 8105001 | no | no |  |  | no |  |  | 1370255.266 | 15293252.298 |  | -1
node_8105001_200867241 |  |  | PQ | ABCN | 7199.558 | 8105001 | no | no |  |  | no |  |  | 1370229.571 | 15293112.682 |  | -1
node_8105001_200867242 |  |  | PQ | ABCN | 7199.558 | 8105001 | no | no |  |  | no |  |  | 1370166.635 | 15293119.91 |  | -1
node_8105001_200867243 |  |  | PQ | ABCN | 7199.558 | 8105001 | no | no |  |  | no |  |  | 1369995.525 | 15293106.669 |  | -1
node_8105001_200867245 |  |  | PQ | ABCN | 7199.558 | 8105001 | no | no |  |  | no |  |  | 1370230.283 | 15292984.631 |  | -1
node_8105001_200867246 |  |  | PQ | ABCN | 7199.558 | 8105001 | no | no |  |  | no |  |  | 1370235.896 | 15292868.601 |  | -1
node_8105001_200867247 |  |  | PQ | ABCN | 7199.558 | 8105001 | no | no |  |  | no |  |  | 1370244.062 | 15292734.707 |  | -1
node_8105001_200867248 |  |  | PQ | ABCN | 7199.558 | 8105001 | no | no |  |  | no |  |  | 1370144.195 | 15292774.189 |  | -1
node_8105001_200867249 |  |  | PQ | ABCN | 7199.558 | 8105001 | no | no |  |  | no |  |  | 1370004.492 | 15292758.732 |  | -1
node_8105001_200867250 |  |  | PQ | ABCN | 7199.558 | 8105001 | no | no |  |  | no |  |  | 1369948.769 | 15292774.753 |  | -1
node_8105001_200867252 |  |  | PQ | ABCN | 7199.558 | 8105001 | no | no |  |  | no |  |  | 1370253.146 | 15292608.717 |  | -1
node_8105001_200867254 |  |  | PQ | ABCN | 7199.558 | 8105001 | no | no |  |  | no |  |  | 1370258.328 | 15292499.365 |  | -1
node_8105001_200867255 |  |  | PQ | ABCN | 7199.558 | 8105001 | no | no |  |  | no |  |  | 1370207.576 | 15292583.376 |  | -1
node_8105001_200867256 |  |  | PQ | AN | 7199.558 | 8105001 | no | no |  |  | no |  |  | 1370034.365 | 15292522.002 |  | -1
node_8105001_200867257 |  |  | PQ | AN | 7199.558 | 8105001 | no | no |  |  | no |  |  | 1370206.195 | 15292548.074 |  | -1
node_8105001_200867258 |  |  | PQ | ABCN | 7199.558 | 8105001 | no | no |  |  | no |  |  | 1370269.503 | 15292391.752 |  | -1
node_8105001_200867259 |  |  | PQ | ABCN | 7199.558 | 8105001 | no | no |  |  | no |  |  | 1370231.171 | 15292344.899 |  | -1
node_8105001_200867260 |  |  | PQ | ABCN | 7199.558 | 8105001 | no | no |  |  | no |  |  | 1370277.68 | 15292256.517 |  | -1
node_8105001_200867261 |  |  | PQ | ABCN | 7199.558 | 8105001 | no | no |  |  | no |  |  | 1370283.256 | 15292155.635 |  | -1
node_8105001_200867262 |  |  | PQ | ABCN | 7199.558 | 8105001 | no | no |  |  | no |  |  | 1370299.486 | 15292150.452 |  | -1
node_8105001_200867263 |  |  | PQ | ABCN | 7199.558 | 8105001 | no | no |  |  | no |  |  | 1370408.024 | 15292164.574 |  | -1
node_8105001_200867265 |  |  | PQ | ABCN | 7199.558 | 8105001 | no | no |  |  | no |  |  | 1370292.154 | 15292030.83 |  | -1
node_8105001_200867266 |  |  | PQ | ABCN | 7199.558 | 8105001 | no | no |  |  | no |  |  | 1370310.415 | 15291986.124 |  | -1
node_8105001_200867267 |  |  | PQ | AN | 7199.558 | 8105001 | no | no |  |  | no |  |  | 1370591.805 | 15292014.037 |  | -1
node_8105001_200867269 |  |  | PQ | ABCN | 7199.558 | 8105001 | no | no |  |  | no |  |  | 1370302.23 | 15291822.863 |  | -1
node_8105001_200867270 |  |  | PQ | ABCN | 7199.558 | 8105001 | no | no |  |  | no |  |  | 1370309.952 | 15291767.874 |  | -1
node_8105001_200867272 |  |  | PQ | ABCN | 7199.558 | 8105001 | no | no |  |  | no |  |  | 1370307.105 | 15291632.925 |  | -1
node_8105001_200867273 |  |  | PQ | ABCN | 7199.558 | 8105001 | no | no |  |  | no |  |  | 1370317.898 | 15291491.713 |  | -1
node_8105001_200867274 |  |  | PQ | ABCN | 7199.558 | 8105001 | no | no |  |  | no |  |  | 1370324.543 | 15291361.531 |  | -1
node_8105001_200867275 |  |  | PQ | ABCN | 7199.558 | 8105001 | no | no |  |  | no |  |  | 1370278.356 | 15291366.613 |  | -1
node_8105001_200867277 |  |  | PQ | ABCN | 7199.558 | 8105001 | no | no |  |  | no |  |  | 1370333.677 | 15291195.712 |  | -1
node_8105001_200867278 |  |  | PQ | ABCN | 7199.558 | 8105001 | no | no |  |  | no |  |  | 1370263.244 | 15291232.939 |  | -1
node_8105001_200867279 |  |  | PQ | ABCN | 7199.558 | 8105001 | no | no |  |  | no |  |  | 1370133.492 | 15291226.032 |  | -1
node_8105001_200867280 |  |  | PQ | ABCN | 7199.558 | 8105001 | no | no |  |  | no |  |  | 1370021.883 | 15291207.964 |  | -1
node_8105001_200867282 |  |  | PQ | ABCN | 7199.558 | 8105001 | no | no |  |  | no |  |  | 1370322.203 | 15291035.734 |  | -1
node_8105001_200867284 |  |  | PQ | ABCN | 7199.558 | 8105001 | no | no |  |  | no |  |  | 1370318.363 | 15290885.18 |  | -1
node_8105001_200867285 |  |  | PQ | ABCN | 7199.558 | 8105001 | no | no |  |  | no |  |  | 1370333.926 | 15290764.194 |  | -1
node_8105001_200867286 |  |  | PQ | ABCN | 7199.558 | 8105001 | no | no |  |  | no |  |  | 1370333.477 | 15290666.097 |  | -1
node_8105001_200867287 |  |  | PQ | ABCN | 7199.558 | 8105001 | no | no |  |  | no |  |  | 1370344.449 | 15290499.122 |  | -1
node_8105001_200867288 |  |  | PQ | ABCN | 7199.558 | 8105001 | no | no |  |  | no |  |  | 1370350.062 | 15290413.162 |  | -1
node_8105001_200867290 |  |  | PQ | ABCN | 7199.558 | 8105001 | no | no |  |  | no |  |  | 1370335.647 | 15290206.749 |  | -1
node_8105001_200867293 |  |  | PQ | ABCN | 7199.558 | 8105001 | no | no |  |  | no |  |  | 1370355.95 | 15290015.867 |  | -1
node_8105001_200867295 |  |  | PQ | ABCN | 7199.558 | 8105001 | no | no |  |  | no |  |  | 1370371.936 | 15289834.564 |  | -1
node_8105001_200867297 |  |  | PQ | ABCN | 7199.558 | 8105001 | no | no |  |  | no |  |  | 1370403.831 | 15289607.019 |  | -1
node_8105001_200867300 |  |  | PQ | ABCN | 7199.558 | 8105001 | no | no |  |  | no |  |  | 1370430.518 | 15289543.566 |  | -1
node_8105001_200867301 |  |  | PQ | ABCN | 7199.558 | 8105001 | no | no |  |  | no |  |  | 1370483.099 | 15289381.115 |  | -1
node_8105001_200867303 |  |  | PQ | ABCN | 7199.558 | 8105001 | no | no |  |  | no |  |  | 1370627.596 | 15289207.283 |  | -1
node_8105001_200867304 |  |  | PQ | ABCN | 7199.558 | 8105001 | no | no |  |  | no |  |  | 1370728.869 | 15289053.588 |  | -1
node_8105001_200867305 |  |  | PQ | ABCN | 7199.558 | 8105001 | no | no |  |  | no |  |  | 1370780.206 | 15288860.08 |  | -1
node_8105001_200867306 |  |  | PQ | ABCN | 7199.558 | 8105001 | no | no |  |  | no |  |  | 1370800.148 | 15288661.538 |  | -1
node_8105001_200867307 |  |  | PQ | ABCN | 7199.558 | 8105001 | no | no |  |  | no |  |  | 1370807.008 | 15288411.01 |  | -1
node_8105001_200867308 |  |  | PQ | ABCN | 7199.558 | 8105001 | no | no |  |  | no |  |  | 1370915.854 | 15288275.099 |  | -1
node_8105001_200867311 |  |  | PQ | ABCN | 7199.558 | 8105001 | no | no |  |  | no |  |  | 1371133.236 | 15288053.088 |  | -1
node_8105001_200867313 |  |  | PQ | AN | 7199.558 | 8105001 | no | no |  |  | no |  |  | 1371289.826 | 15287927.12 |  | -1
node_8105001_200867314 |  |  | PQ | AN | 7199.558 | 8105001 | no | no |  |  | no |  |  | 1371363.523 | 15287567.076 |  | -1
node_8105001_200867316 |  |  | PQ | ABCN | 7199.558 | 8105001 | no | no |  |  | no |  |  | 1370421.779 | 15293994.532 |  | -1
node_8105001_200867317 |  |  | PQ | ABCN | 7199.558 | 8105001 | no | no |  |  | no |  |  | 1371470.615 | 15287973.499 |  | -1
node_8105001_200867318 |  |  | PQ | ABCN | 7199.558 | 8105001 | no | no |  |  | no |  |  | 1371633.107 | 15287953.254 |  | -1
node_8105001_200867319 |  |  | PQ | ABCN | 7199.558 | 8105001 | no | no |  |  | no |  |  | 1371870.475 | 15287924.11 |  | -1
node_8105001_200867320 |  |  | PQ | ABCN | 7199.558 | 8105001 | no | no |  |  | no |  |  | 1371985.666 | 15287908.165 |  | -1
node_8105001_200867321 |  |  | PQ | ABCN | 7199.558 | 8105001 | no | no |  |  | no |  |  | 1372009.799 | 15287907.686 |  | -1
node_8105001_200867322 |  |  | PQ | ABCN | 7199.558 | 8105001 | no | no |  |  | no |  |  | 1372040.94 | 15287766.702 |  | -1
node_8105001_200867324 |  |  | PQ | AN | 7199.558 | 8105001 | no | no |  |  | no |  |  | 1372204.831 | 15287810.432 |  | -1
node_8105001_200867325 |  |  | PQ | ABCN | 7199.558 | 8105001 | no | no |  |  | no |  |  | 1372023.028 | 15287545.127 |  | -1
node_8105001_200867326 |  |  | PQ | ABCN | 7199.558 | 8105001 | no | no |  |  | no |  |  | 1372022.33 | 15287322.648 |  | -1
node_8105001_200867328 |  |  | PQ | ABCN | 7199.558 | 8105001 | no | no |  |  | no |  |  | 1372001.973 | 15287154.963 |  | -1
node_8105001_200867330 |  |  | PQ | ABCN | 7199.558 | 8105001 | no | no |  |  | no |  |  | 1371885.456 | 15286971.308 |  | -1
node_8105001_200867331 |  |  | PQ | AN | 7199.558 | 8105001 | no | no |  |  | no |  |  | 1371640.272 | 15287003.168 |  | -1
node_8105001_200867332 |  |  | PQ | AN | 7199.558 | 8105001 | no | no |  |  | no |  |  | 1371377.978 | 15287009.354 |  | -1
node_8105001_200867333 |  |  | PQ | ABCN | 7199.558 | 8105001 | no | no |  |  | no |  |  | 1370382.037 | 15293820.593 |  | -1
node_8105001_200867334 |  |  | PQ | ABCN | 7199.558 | 8105001 | no | no |  |  | no |  |  | 1371796.824 | 15286822.396 |  | -1
node_8105001_200867335 |  |  | PQ | ABCN | 7199.558 | 8105001 | no | no |  |  | no |  |  | 1371661.174 | 15286625.491 |  | -1
node_8105001_200867336 |  |  | PQ | AN | 7199.558 | 8105001 | no | no |  |  | no |  |  | 1371430.789 | 15286780.356 |  | -1
node_8105001_200867337 |  |  | PQ | ABCN | 7199.558 | 8105001 | no | no |  |  | no |  |  | 1371540.756 | 15286434.29 |  | -1
node_8105001_200867338 |  |  | PQ | ABCN | 7199.558 | 8105001 | no | no |  |  | no |  |  | 1371441.575 | 15286299.498 |  | -1
node_8105001_200867339 |  |  | PQ | ABCN | 7199.558 | 8105001 | no | no |  |  | no |  |  | 1371284.219 | 15286107.364 |  | -1
node_8105001_200867340 |  |  | PQ | ABCN | 7199.558 | 8105001 | no | no |  |  | no |  |  | 1371172.338 | 15285945.717 |  | -1
node_8105001_200867341 |  |  | PQ | ABCN | 7199.558 | 8105001 | no | no |  |  | no |  |  | 1371043.223 | 15285793.442 |  | -1
node_8105001_200867342 |  |  | PQ | ABCN | 7199.558 | 8105001 | no | no |  |  | no |  |  | 1370918.722 | 15285621.366 |  | -1
node_8105001_200867344 |  |  | PQ | AN | 7199.558 | 8105001 | no | no |  |  | no |  |  | 1370663.418 | 15285652.128 |  | -1
node_8105001_200867345 |  |  | PQ | ABCN | 7199.558 | 8105001 | no | no |  |  | no |  |  | 1370895.563 | 15285381.442 |  | -1
node_8105001_200867346 |  |  | PQ | ABCN | 7199.558 | 8105001 | no | no |  |  | no |  |  | 1370865.884 | 15285129.654 |  | -1
node_8105001_200867348 |  |  | PQ | ABCN | 7199.558 | 8105001 | no | no |  |  | no |  |  | 1370821.588 | 15284885.17 |  | -1
node_8105001_200867349 |  |  | PQ | ABCN | 7199.558 | 8105001 | no | no |  |  | no |  |  | 1370806.756 | 15284620.06 |  | -1
node_8105001_200867350 |  |  | PQ | ABCN | 7199.558 | 8105001 | no | no |  |  | no |  |  | 1370769.426 | 15284413.163 |  | -1
node_8105001_200867353 |  |  | PQ | ABCN | 7199.558 | 8105001 | no | no |  |  | no |  |  | 1370824.15 | 15283872.103 |  | -1
node_8105001_200867354 |  |  | PQ | ABCN | 7199.558 | 8105001 | no | no |  |  | no |  |  | 1370929.79 | 15283644.028 |  | -1
node_8105001_200867355 |  |  | PQ | ABCN | 7199.558 | 8105001 | no | no |  |  | no |  |  | 1371011.479 | 15283376.735 |  | -1
node_8105001_200867356 |  |  | PQ | ABCN | 7199.558 | 8105001 | no | no |  |  | no |  |  | 1371106.727 | 15283132.452 |  | -1
node_8105001_200867357 |  |  | PQ | ABCN | 7199.558 | 8105001 | no | no |  |  | no |  |  | 1371207.591 | 15282891.9 |  | -1
node_8105001_200867358 |  |  | PQ | ABCN | 7199.558 | 8105001 | no | no |  |  | no |  |  | 1371285.761 | 15282616.768 |  | -1
node_8105001_200867359 |  |  | PQ | ABCN | 7199.558 | 8105001 | no | no |  |  | no |  |  | 1370335.557 | 15293618.701 |  | -1
node_8105001_200867360 |  |  | PQ | ABCN | 7199.558 | 8105001 | no | no |  |  | no |  |  | 1371410.514 | 15282429.007 |  | -1
node_8105001_200867361 |  |  | PQ | ABCN | 7199.558 | 8105001 | no | no |  |  | no |  |  | 1371595.812 | 15282254.279 |  | -1
node_8105001_200867364 |  |  | PQ | ABCN | 7199.558 | 8105001 | no | no |  |  | no |  |  | 1371739.222 | 15282132.665 |  | -1
node_8105001_200867365 |  |  | PQ | ABCN | 7199.558 | 8105001 | no | no |  |  | no |  |  | 1371881.328 | 15282023.066 |  | -1
node_8105001_200867368 |  |  | PQ | AN | 7199.558 | 8105001 | no | no |  |  | no |  |  | 1371890.807 | 15281939.675 |  | -1
node_8105001_200867370 |  |  | PQ | ABCN | 7199.558 | 8105001 | no | no |  |  | no |  |  | 1372035.988 | 15281901.962 |  | -1
node_8105001_200867372 |  |  | PQ | ABCN | 7199.558 | 8105001 | no | no |  |  | no |  |  | 1372189.459 | 15281755.044 |  | -1
node_8105001_200867374 |  |  | PQ | ABCN | 7199.558 | 8105001 | no | no |  |  | no |  |  | 1372374.751 | 15281632.93 |  | -1
node_8105001_200867375 |  |  | PQ | ABCN | 7199.558 | 8105001 | no | no |  |  | no |  |  | 1370310.319 | 15293486.419 |  | -1
node_8105001_200867376 |  |  | PQ | AN | 7199.558 | 8105001 | no | no |  |  | no |  |  | 1370268.612 | 15293564.711 |  | -1
node_8105001_200867377 |  |  | PQ | ABCN | 7199.558 | 8105001 | no | no |  |  | no |  |  | 1370283.123 | 15293378.583 |  | -1
node_8105001_200914889 |  |  | PQ | AN | 2771.281 | 8105001 | no | no |  |  | no |  |  | 1369264.398 | 15275726.425 |  | -1
node_8105001_200956008 |  |  | PQ | AN | 7199.558 | 8105001 | no | no |  |  | no |  |  | 1371940.977 | 15288549.032 |  | -1
node_8105001_200965634 |  |  | PQ | ABCN | 7199.558 | 8105001 | no | no |  |  | no |  |  | 1370786.103 | 15284145.919 |  | -1
node_8105001_200965942 |  |  | PQ | ABCN | 7199.558 | 8105001 | no | no |  |  | no |  |  | 1370460.375 | 15294167.158 |  | -1
node_8105001_200968830 |  |  | PQ | ABCN | 7199.558 | 8105001 | no | no |  |  | no |  |  | 1371013.577 | 15288152.99 |  | -1
node_8105001_200973321 |  |  | PQ | AN | 7199.558 | 8105001 | no | no |  |  | no |  |  | 1376931.466 | 15277896.34 |  | -1
node_8105001_200973528 |  |  | PQ | AN | 7199.558 | 8105001 | no | no |  |  | no |  |  | 1365699.266 | 15286973.554 |  | -1
node_8105001_200973529 |  |  | PQ | AN | 7199.558 | 8105001 | no | no |  |  | no |  |  | 1365591.471 | 15287047.259 |  | -1
node_8105001_200973704 |  |  | PQ | AN | 7199.558 | 8105001 | no | no |  |  | no |  |  | 1371124.505 | 15288390.776 |  | -1
node_8105001_200973705 |  |  | PQ | AN | 7199.558 | 8105001 | no | no |  |  | no |  |  | 1371138.583 | 15288227.055 |  | -1
node_8105001_200975575 |  |  | PQ | ABCN | 7199.558 | 8105001 | no | no |  |  | no |  |  | 1369627.798 | 15292762.911 |  | -1
node_8105001_200982758 |  |  | PQ | AN | 7199.558 | 8105001 | no | no |  |  | no |  |  | 1365622.243 | 15288877.33 |  | -1
node_8105001_201004262 |  |  | PQ | AN | 7199.558 | 8105001 | no | no |  |  | no |  |  | 1365459.096 | 15288858.521 |  | -1
node_8105001_201004427 |  |  | PQ | ABCN | 7199.558 | 8105001 | no | no |  |  | no |  |  | 1366017.285 | 15289066.793 |  | -1
node_8105001_201008993 |  |  | PQ | AN | 7199.558 | 8105001 | no | no |  |  | no |  |  | 1366505.974 | 15288975.953 |  | -1
node_8105001_201009141 |  |  | PQ | AN | 7199.558 | 8105001 | no | no |  |  | no |  |  | 1366464.78 | 15286807.296 |  | -1
node_8105001_201009978 |  |  | PQ | AN | 7199.558 | 8105001 | no | no |  |  | no |  |  | 1368809.64 | 15290131.838 |  | -1
node_8105001_201010065 |  |  | PQ | AN | 7199.558 | 8105001 | no | no |  |  | no |  |  | 1368815.093 | 15290163.735 |  | -1
node_8105001_201016677 |  |  | PQ | ABCN | 7199.558 | 8105001 | no | no |  |  | no |  |  | 1374859.121 | 15281766.964 |  | -1
node_8105001_201037700 |  |  | PQ | AN | 7199.558 | 8105001 | no | no |  |  | no |  |  | 1375734.662 | 15278451.046 |  | -1
node_8105001_201037701 |  |  | PQ | AN | 7199.558 | 8105001 | no | no |  |  | no |  |  | 1371691.411 | 15281702.623 |  | -1
node_8105001_201037702 |  |  | PQ | AN | 2771.281 | 8105001 | no | no |  |  | no |  |  | 1369267.157 | 15274164.054 |  | -1
node_8105001_201037704 |  |  | PQ | AN | 7199.558 | 8105001 | no | no |  |  | no |  |  | 1370442.939 | 15287635.179 |  | -1
node_8105001_201037705 |  |  | PQ | AN | 7199.558 | 8105001 | no | no |  |  | no |  |  | 1372640.947 | 15280365.808 |  | -1
node_8105001_201037706 |  |  | PQ | AN | 7199.558 | 8105001 | no | no |  |  | no |  |  | 1376229.56 | 15279987.03 |  | -1
node_8105001_201037707 |  |  | PQ | AN | 7199.558 | 8105001 | no | no |  |  | no |  |  | 1368885.309 | 15288964.504 |  | -1
node_8105001_201037708 |  |  | PQ | AN | 2771.281 | 8105001 | no | no |  |  | no |  |  | 1374103.417 | 15276611.048 |  | -1
node_8105001_201037709 |  |  | PQ | AN | 7199.558 | 8105001 | no | no |  |  | no |  |  | 1376304.808 | 15277897.869 |  | -1
node_8105001_201037710 |  |  | PQ | AN | 2771.281 | 8105001 | no | no |  |  | no |  |  | 1370530.782 | 15280287.855 |  | -1
node_8105001_201037711 |  |  | PQ | AN | 7199.558 | 8105001 | no | no |  |  | no |  |  | 1372489.233 | 15288668.391 |  | -1
node_8105001_201037712 |  |  | PQ | AN | 7199.558 | 8105001 | no | no |  |  | no |  |  | 1378060.223 | 15279227.413 |  | -1
node_8105001_201037713 |  |  | PQ | AN | 7199.558 | 8105001 | no | no |  |  | no |  |  | 1372744.925 | 15289248.6 |  | -1
node_8105001_201037716 |  |  | PQ | AN | 7199.558 | 8105001 | no | no |  |  | no |  |  | 1376382.045 | 15277446.039 |  | -1
node_8105001_201044228 |  |  | PQ | AN | 7199.558 | 8105001 | no | no |  |  | no |  |  | 1372260.975 | 15288836.674 |  | -1
node_8105001_201054538 |  |  | PQ | ABCN | 7199.558 | 8105001 | no | no |  |  | no |  |  | 1369832.721 | 15290153.332 |  | -1
node_8105001_201054539 |  |  | PQ | ABCN | 7199.558 | 8105001 | no | no |  |  | no |  |  | 1369220.31 | 15290123.519 |  | -1
node_8105001_201054990 |  |  | PQ | ABCN | 7199.558 | 8105001 | no | no |  |  | no |  |  | 1371281.289 | 15287979.977 |  | -1
node_8105001_201055262 |  |  | PQ | AN | 7199.558 | 8105001 | no | no |  |  | no |  |  | 1369430.601 | 15287986.283 |  | -1
node_8105001_201055263 |  |  | PQ | AN | 7199.558 | 8105001 | no | no |  |  | no |  |  | 1369552.888 | 15287759.165 |  | -1
node_8105001_201055264 |  |  | PQ | AN | 7199.558 | 8105001 | no | no |  |  | no |  |  | 1369580.959 | 15287678.784 |  | -1
node_8105001_201055273 |  |  | PQ | AN | 7199.558 | 8105001 | no | no |  |  | no |  |  | 1371871.622 | 15287954.009 |  | -1
node_8105001_201056696 |  |  | PQ | ABCN | 7199.558 | 8105001 | no | no |  |  | no |  |  | 1370228.823 | 15291368.131 |  | -1
node_8105001_201056901 |  |  | PQ | AN | 7199.558 | 8105001 | no | no |  |  | no |  |  | 1371712.718 | 15289486.856 |  | -1
node_8105001_201067367 |  |  | PQ | AN | 7199.558 | 8105001 | no | no |  |  | no |  |  | 1366143.838 | 15288422.639 |  | -1
node_8105001_311878780 |  |  | PQ | AN | 7199.558 | 8105001 | no | no |  |  | no |  |  | 1368196.305 | 15286724.639 |  | -1
node_8105001_311878789 |  |  | PQ | AN | 7199.558 | 8105001 | no | no |  |  | no |  |  | 1369105.822 | 15290295.297 |  | -1
node_8105001_311878796 |  |  | PQ | AN | 7199.558 | 8105001 | no | no |  |  | no |  |  | 1369126.924 | 15290567.125 |  | -1
node_8105001_311924695 |  |  | PQ | ABCN | 7199.558 | 8105001 | no | no |  |  | no |  |  | 1375450.525 | 15282055.819 |  | -1
node_8105001_311978568 |  |  | PQ | AN | 7199.558 | 8105001 | no | no |  |  | no |  |  | 1371906.455 | 15288252.912 |  | -1
node_8105001_312144500 |  |  | PQ | ABCN | 7199.558 | 8105001 | no | no |  |  | no |  |  | 1370317.15 | 15289467.778 |  | -1
node_220386266 |  |  | PQ | AN | 7199.558 | 8105001 | no | no |  |  | no |  |  | 1370344.464 | 15293605.112 |  | -1
node_220386578 |  |  | PQ | AN | 7199.558 | 8105001 | no | no |  |  | no |  |  | 1372258.382 | 15281345.21 |  | -1
node_220465174 |  |  | PQ | AN | 2771.281 | 8105001 | no | no |  |  | no |  |  | 1372249.605 | 15281339.434 |  | -1
node_220465281 |  |  | PQ | AN | 2771.281 | 8105001 | no | no |  |  | no |  |  | 1370348.266 | 15293599.311 |  | -1
node_220599331 |  |  | PQ | ABCN | 7199.558 | 8105001 | no | no |  |  | no |  |  | 1366287.201 | 15289295.604 |  | -1
node_220599334 |  |  | PQ | AD | 2771.281 | 8105001 | no | no |  |  | no |  |  | 1371644.022 | 15293137.815 |  | -1
node_312016829 |  |  | PQ | ABCN | 7199.558 | 8105001 | no | no |  |  | no |  |  | 1375456.599 | 15282060.524 |  | -1
node_SOURCE_8105001 |  |  | SWING | ABCN | 7199.558 | 8105001 | no | no |  |  | no |  |  | 1375277.53 | 15282348.773 |  | -1
node_intto1_1368372_702_15290127_439 |  |  | PQ | ABCN | 7199.558 | 8105001 | no | no |  |  | no |  |  | 1368372.702 | 15290127.439 |  | -1
node_intto1_1370501_025_15294349_359 |  |  | PQ | ABCN | 7199.558 | 8105001 | no | no |  |  | no |  |  | 1370501.025 | 15294349.359 |  | -1
node_intto1_1375291_807_15281996_659 |  |  | PQ | ABCN | 7199.558 | 8105001 | no | no |  |  | no |  |  | 1375291.807 | 15281996.659 |  | -1
node_intto1_1375471_955_15282072_422 |  |  | PQ | ABCN | 7199.558 | 8105001 | no | no |  |  | no |  |  | 1375471.955 | 15282072.422 |  | -1
node_intto1_8105001_200859975 |  |  | PQ | AN | 7199.558 | 8105001 | no | no |  |  | no |  |  | 1368686.304 | 15289079.835 |  | -1
node_intto1_8105001_200860087 |  |  | PQ | ABCN | 7199.558 | 8105001 | no | no |  |  | no |  |  | 1368348.868 | 15288270.329 |  | -1
node_intto1_8105001_200860334 |  |  | PQ | AN | 7199.558 | 8105001 | no | no |  |  | no |  |  | 1371473.092 | 15288858.412 |  | -1
node_intto1_8105001_200861183 |  |  | PQ | AN | 7199.558 | 8105001 | no | no |  |  | no |  |  | 1370885.693 | 15288051.886 |  | -1
node_intto1_8105001_200861456 |  |  | PQ | AN | 7199.558 | 8105001 | no | no |  |  | no |  |  | 1375867.791 | 15280771.855 |  | -1
node_intto1_8105001_200861664 |  |  | PQ | AD | 2771.281 | 8105001 | no | no |  |  | no |  |  | 1370558.429 | 15293556.962 |  | -1
node_intto1_8105001_200862029 |  |  | PQ | ABCN | 7199.558 | 8105001 | no | no |  |  | no |  |  | 1370173.798 | 15290181.1 |  | -1
node_intto1_8105001_200862200 |  |  | PQ | AN | 7199.558 | 8105001 | no | no |  |  | no |  |  | 1366130.858 | 15288754.215 |  | -1
node_intto1_8105001_200862211 |  |  | PQ | ABCN | 7199.558 | 8105001 | no | no |  |  | no |  |  | 1365651.705 | 15289082.479 |  | -1
node_intto1_8105001_200862216 |  |  | PQ | AN | 7199.558 | 8105001 | no | no |  |  | no |  |  | 1366390.319 | 15288168.358 |  | -1
node_intto1_8105001_200862254 |  |  | PQ | AD | 2771.281 | 8105001 | no | no |  |  | no |  |  | 1371137.877 | 15292826.124 |  | -1
node_intto1_8105001_200862913 |  |  | PQ | AN | 7199.558 | 8105001 | no | no |  |  | no |  |  | 1370565.753 | 15290839.141 |  | -1
node_intto1_8105001_200863034 |  |  | PQ | ABCN | 7199.558 | 8105001 | no | no |  |  | no |  |  | 1370077.042 | 15289462.511 |  | -1
node_intto1_8105001_200863104 |  |  | PQ | AN | 7199.558 | 8105001 | no | no |  |  | no |  |  | 1368649.19 | 15289345.849 |  | -1
node_intto1_8105001_200863214 |  |  | PQ | AN | 7199.558 | 8105001 | no | no |  |  | no |  |  | 1369658.326 | 15289599.531 |  | -1
node_intto1_8105001_200863521 |  |  | PQ | AN | 7199.558 | 8105001 | no | no |  |  | no |  |  | 1370671.942 | 15289436.827 |  | -1
node_intto1_8105001_200864002 |  |  | PQ | ABCN | 7199.558 | 8105001 | no | no |  |  | no |  |  | 1368365.047 | 15289275.332 |  | -1
node_intto1_8105001_200864023 |  |  | PQ | AN | 7199.558 | 8105001 | no | no |  |  | no |  |  | 1369720.641 | 15290348.202 |  | -1
node_intto1_8105001_200864030 |  |  | PQ | AN | 7199.558 | 8105001 | no | no |  |  | no |  |  | 1367372.51 | 15289222.066 |  | -1
node_intto1_8105001_200864506 |  |  | PQ | ABCN | 7199.558 | 8105001 | no | no |  |  | no |  |  | 1375304.228 | 15282002.167 |  | -1
node_intto1_8105001_200864715 |  |  | PQ | AN | 7199.558 | 8105001 | no | no |  |  | no |  |  | 1367168.602 | 15288752.053 |  | -1
node_intto1_8105001_200864716 |  |  | PQ | AN | 7199.558 | 8105001 | no | no |  |  | no |  |  | 1367211.963 | 15288564.298 |  | -1
node_intto1_8105001_200866974 |  |  | PQ | AD | 2771.281 | 8105001 | no | no |  |  | no |  |  | 1371450.774 | 15280833.101 |  | -1
node_intto1_8105001_200866981 |  |  | PQ | AD | 2771.281 | 8105001 | no | no |  |  | no |  |  | 1370920.217 | 15280172.002 |  | -1
node_intto1_8105001_200867005 |  |  | PQ | AD | 2771.281 | 8105001 | no | no |  |  | no |  |  | 1369072.589 | 15276523.042 |  | -1
node_intto1_8105001_200867056 |  |  | PQ | AN | 2771.281 | 8105001 | no | no |  |  | no |  |  | 1367176.195 | 15281633.794 |  | -1
node_intto1_8105001_200867057 |  |  | PQ | AD | 2771.281 | 8105001 | no | no |  |  | no |  |  | 1365757.61 | 15279943.226 |  | -1
node_intto1_8105001_200867058 |  |  | PQ | AD | 2771.281 | 8105001 | no | no |  |  | no |  |  | 1371060.161 | 15280787.275 |  | -1
node_intto1_8105001_200867101 |  |  | PQ | AN | 7199.558 | 8105001 | no | no |  |  | no |  |  | 1372504.88 | 15281236.695 |  | -1
node_intto1_8105001_200867106 |  |  | PQ | AD | 2771.281 | 8105001 | no | no |  |  | no |  |  | 1371643.269 | 15280590.373 |  | -1
node_intto1_8105001_200867243 |  |  | PQ | ABCN | 7199.558 | 8105001 | no | no |  |  | no |  |  | 1369995.525 | 15293106.669 |  | -1
node_intto1_8105001_200867266 |  |  | PQ | ABCN | 7199.558 | 8105001 | no | no |  |  | no |  |  | 1370310.415 | 15291986.124 |  | -1
node_intto1_8105001_200867297 |  |  | PQ | ABCN | 7199.558 | 8105001 | no | no |  |  | no |  |  | 1370403.831 | 15289607.019 |  | -1
node_intto1_8105001_200867314 |  |  | PQ | AN | 7199.558 | 8105001 | no | no |  |  | no |  |  | 1371363.523 | 15287567.076 |  | -1
node_intto1_8105001_200867322 |  |  | PQ | ABCN | 7199.558 | 8105001 | no | no |  |  | no |  |  | 1372040.94 | 15287766.702 |  | -1
node_intto1_8105001_200867331 |  |  | PQ | AN | 7199.558 | 8105001 | no | no |  |  | no |  |  | 1371640.272 | 15287003.168 |  | -1
node_intto1_8105001_200867361 |  |  | PQ | ABCN | 7199.558 | 8105001 | no | no |  |  | no |  |  | 1371595.812 | 15282254.279 |  | -1
node_intto1_8105001_200973321 |  |  | PQ | AN | 7199.558 | 8105001 | no | no |  |  | no |  |  | 1376931.466 | 15277896.34 |  | -1
node_intto1_8105001_201004262 |  |  | PQ | AN | 7199.558 | 8105001 | no | no |  |  | no |  |  | 1365459.096 | 15288858.521 |  | -1
node_intto1_8105001_201008993 |  |  | PQ | AN | 7199.558 | 8105001 | no | no |  |  | no |  |  | 1366505.974 | 15288975.953 |  | -1
node_intto1_8105001_201010065 |  |  | PQ | AN | 7199.558 | 8105001 | no | no |  |  | no |  |  | 1368815.093 | 15290163.735 |  | -1
node_intto1_8105001_201016677 |  |  | PQ | ABCN | 7199.558 | 8105001 | no | no |  |  | no |  |  | 1374859.121 | 15281766.964 |  | -1
node_intto1_8105001_201037700 |  |  | PQ | AN | 7199.558 | 8105001 | no | no |  |  | no |  |  | 1375734.662 | 15278451.046 |  | -1
node_intto1_8105001_201037701 |  |  | PQ | AN | 7199.558 | 8105001 | no | no |  |  | no |  |  | 1371691.411 | 15281702.623 |  | -1
node_intto1_8105001_201037704 |  |  | PQ | AN | 7199.558 | 8105001 | no | no |  |  | no |  |  | 1370442.939 | 15287635.179 |  | -1
node_intto1_8105001_201037705 |  |  | PQ | AN | 7199.558 | 8105001 | no | no |  |  | no |  |  | 1372640.947 | 15280365.808 |  | -1
node_intto1_8105001_201037706 |  |  | PQ | AN | 7199.558 | 8105001 | no | no |  |  | no |  |  | 1376229.56 | 15279987.03 |  | -1
node_intto1_8105001_201037708 |  |  | PQ | AN | 2771.281 | 8105001 | no | no |  |  | no |  |  | 1374103.417 | 15276611.048 |  | -1
node_intto1_8105001_201037709 |  |  | PQ | AN | 7199.558 | 8105001 | no | no |  |  | no |  |  | 1376304.808 | 15277897.869 |  | -1
node_intto1_8105001_201037710 |  |  | PQ | AN | 2771.281 | 8105001 | no | no |  |  | no |  |  | 1370530.782 | 15280287.855 |  | -1
node_intto1_8105001_201037711 |  |  | PQ | AN | 7199.558 | 8105001 | no | no |  |  | no |  |  | 1372489.233 | 15288668.391 |  | -1
node_intto1_8105001_201037712 |  |  | PQ | AN | 7199.558 | 8105001 | no | no |  |  | no |  |  | 1378060.223 | 15279227.413 |  | -1
node_intto1_8105001_201037716 |  |  | PQ | AN | 7199.558 | 8105001 | no | no |  |  | no |  |  | 1376382.045 | 15277446.039 |  | -1
node_intto1_8105001_201056696 |  |  | PQ | ABCN | 7199.558 | 8105001 | no | no |  |  | no |  |  | 1370228.823 | 15291368.131 |  | -1
node_intto1_8105001_311878789 |  |  | PQ | AN | 7199.558 | 8105001 | no | no |  |  | no |  |  | 1369105.822 | 15290295.297 |  | -1
node_intto1_8105001_311924695 |  |  | PQ | ABCN | 7199.558 | 8105001 | no | no |  |  | no |  |  | 1375450.525 | 15282055.819 |  | -1
node_intto1_220386266 |  |  | PQ | AN | 7199.558 | 8105001 | no | no |  |  | no |  |  | 1370344.464 | 15293605.112 |  | -1
node_intto1_220386578 |  |  | PQ | AN | 7199.558 | 8105001 | no | no |  |  | no |  |  | 1372258.382 | 15281345.21 |  | -1
node_intto1_220465174 |  |  | PQ | AN | 7199.558 | 8105001 | no | no |  |  | no |  |  | 1372249.605 | 15281339.434 |  | -1
node_intto1_220465281 |  |  | PQ | AN | 7199.558 | 8105001 | no | no |  |  | no |  |  | 1370348.266 | 15293599.311 |  | -1
node_intto1_220599331 |  |  | PQ | ABCN | 7199.558 | 8105001 | no | no |  |  | no |  |  | 1366287.201 | 15289295.604 |  | -1
node_intto1_220599334 |  |  | PQ | AD | 2771.281 | 8105001 | no | no |  |  | no |  |  | 1371644.022 | 15293137.815 |  | -1
node_intto1_312016829 |  |  | PQ | ABCN | 7199.558 | 8105001 | no | no |  |  | no |  |  | 1375456.599 | 15282060.524 |  | -1

## overhead_line
data_type | static
owner_type | feeder
owner | 8105001
object | overhead_line
name | groupid | phases | fr | to | length | configuration | dcircuit | selected | monitored | monitored_fields | class_monitored_fields | played | played_fields | comments | R | X | B | lim_kw
oh_line_8105001_200861183 |  | AN | node_8105001_200968830 | node_intto1_8105001_200861183 | 163.025 | bal_1P_2AC_2AC(N) | 8105001 | no | no |  |  | no |  |  | 0 | 0 | 0 | 0
oh_line_8105001_200861184 |  | AN | node_8105001_200861183 | node_8105001_200861184 | 235.507 | bal_1P_2AC_2AC(N) | 8105001 | no | no |  |  | no |  |  | 0 | 0 | 0 | 0
oh_line_8105001_200861185 |  | AN | node_8105001_200861184 | node_8105001_200861185 | 140.604 | bal_1P_2AC_2AC(N) | 8105001 | no | no |  |  | no |  |  | 0 | 0 | 0 | 0
oh_line_8105001_200861186 |  | AN | node_8105001_200861185 | node_8105001_200861186 | 206.718 | bal_1P_2AC_2AC(N) | 8105001 | no | no |  |  | no |  |  | 0 | 0 | 0 | 0
oh_line_8105001_200861188 |  | AN | node_8105001_200861186 | node_8105001_200861188 | 199.956 | bal_1P_2AC_2AC(N) | 8105001 | no | no |  |  | no |  |  | 0 | 0 | 0 | 0
oh_line_8105001_200861189 |  | AN | node_8105001_200861188 | node_8105001_200861189 | 35.084 | bal_1P_1/0AA_1/0AA(N) | 8105001 | no | no |  |  | no |  |  | 0 | 0 | 0 | 0
oh_line_8105001_200861190 |  | AN | node_8105001_200861188 | node_8105001_200861190 | 198.716 | bal_1P_2AC_2AC(N) | 8105001 | no | no |  |  | no |  |  | 0 | 0 | 0 | 0
oh_line_8105001_200861191 |  | AN | node_8105001_200861190 | node_8105001_200861191 | 117.84 | bal_1P_2AC_2AC(N) | 8105001 | no | no |  |  | no |  |  | 0 | 0 | 0 | 0
oh_line_8105001_200861193 |  | AN | node_8105001_200861191 | node_8105001_200861193 | 209.916 | bal_1P_2AC_2AC(N) | 8105001 | no | no |  |  | no |  |  | 0 | 0 | 0 | 0
oh_line_8105001_200861443 |  | AN | node_8105001_200864512 | node_8105001_200861443 | 431.621 | bal_1P_2AC_2AC(N) | 8105001 | no | no |  |  | no |  |  | 0 | 0 | 0 | 0
oh_line_8105001_200861444 |  | AN | node_8105001_200861443 | node_8105001_200861444 | 143.425 | bal_1P_2AC_2AC(N) | 8105001 | no | no |  |  | no |  |  | 0 | 0 | 0 | 0
oh_line_8105001_200861445 |  | AN | node_8105001_200861468 | node_8105001_200861445 | 193.987 | bal_1P_2AC_1/0AC(N) | 8105001 | no | no |  |  | no |  |  | 0 | 0 | 0 | 0
oh_line_8105001_200861446 |  | AN | node_8105001_200861445 | node_8105001_200861446 | 236.846 | bal_1P_2AC_2AC(N) | 8105001 | no | no |  |  | no |  |  | 0 | 0 | 0 | 0
oh_line_8105001_200861447 |  | AN | node_8105001_200861446 | node_8105001_200861447 | 198.477 | bal_1P_2AC_2AC(N) | 8105001 | no | no |  |  | no |  |  | 0 | 0 | 0 | 0
oh_line_8105001_200861448 |  | AN | node_8105001_200861447 | node_8105001_200861448 | 47.078 | bal_1P_1/0AA_1/0AA(N) | 8105001 | no | no |  |  | no |  |  | 0 | 0 | 0 | 0
oh_line_8105001_200861449 |  | AN | node_8105001_200861447 | node_8105001_200861449 | 307.744 | bal_1P_2AC_2AC(N) | 8105001 | no | no |  |  | no |  |  | 0 | 0 | 0 | 0
oh_line_8105001_200861450 |  | AN | node_8105001_200861449 | node_8105001_200861450 | 282.703 | bal_1P_1/0AA_1/0AA(N) | 8105001 | no | no |  |  | no |  |  | 0 | 0 | 0 | 0
oh_line_8105001_200861451 |  | AN | node_8105001_200861450 | node_8105001_200861451 | 134.961 | bal_1P_1/0AA_1/0AA(N) | 8105001 | no | no |  |  | no |  |  | 0 | 0 | 0 | 0
oh_line_8105001_200861452 |  | AN | node_8105001_200861443 | node_8105001_200861452 | 276.136 | bal_1P_2AC_2AC(N) | 8105001 | no | no |  |  | no |  |  | 0 | 0 | 0 | 0
oh_line_8105001_200861453 |  | AN | node_8105001_200861452 | node_8105001_200861453 | 99.163 | bal_1P_1/0AC_1/0AC(N) | 8105001 | no | no |  |  | no |  |  | 0 | 0 | 0 | 0
oh_line_8105001_200861454 |  | AN | node_8105001_200861453 | node_8105001_200861454 | 140.669 | bal_1P_1/0AC_1/0AC(N) | 8105001 | no | no |  |  | no |  |  | 0 | 0 | 0 | 0
oh_line_8105001_200861455 |  | AN | node_8105001_200861452 | node_8105001_200861455 | 273.163 | bal_1P_2AC_2AC(N) | 8105001 | no | no |  |  | no |  |  | 0 | 0 | 0 | 0
oh_line_8105001_200861456 |  | AN | node_8105001_200861455 | node_intto1_8105001_200861456 | 483.798 | bal_1P_2AC_2AC(N) | 8105001 | no | no |  |  | no |  |  | 0 | 0 | 0 | 0
oh_line_8105001_200861457 |  | AN | node_8105001_200861456 | node_8105001_200861457 | 371.083 | bal_1P_2AC_2AC(N) | 8105001 | no | no |  |  | no |  |  | 0 | 0 | 0 | 0
oh_line_8105001_200861458 |  | AN | node_8105001_200861457 | node_8105001_200861458 | 280.74 | bal_1P_2AC_2AC(N) | 8105001 | no | no |  |  | no |  |  | 0 | 0 | 0 | 0
oh_line_8105001_200861459 |  | AN | node_8105001_200861458 | node_8105001_200861459 | 340.94 | bal_1P_2AC_2AC(N) | 8105001 | no | no |  |  | no |  |  | 0 | 0 | 0 | 0
oh_line_8105001_200861460 |  | AN | node_8105001_200861459 | node_8105001_200861460 | 179.044 | bal_1P_2AC_2AC(N) | 8105001 | no | no |  |  | no |  |  | 0 | 0 | 0 | 0
oh_line_8105001_200861461 |  | AN | node_8105001_200861460 | node_8105001_200861461 | 329.032 | bal_1P_2AC_2AC(N) | 8105001 | no | no |  |  | no |  |  | 0 | 0 | 0 | 0
oh_line_8105001_200861462 |  | AN | node_8105001_200861461 | node_8105001_200861462 | 256.402 | bal_1P_2AC_2AC(N) | 8105001 | no | no |  |  | no |  |  | 0 | 0 | 0 | 0
oh_line_8105001_200861463 |  | AN | node_8105001_200861462 | node_8105001_200861463 | 54.228 | bal_1P_1/0AA_1/0AA(N) | 8105001 | no | no |  |  | no |  |  | 0 | 0 | 0 | 0
oh_line_8105001_200861464 |  | AN | node_8105001_200861462 | node_8105001_200861464 | 193.569 | bal_1P_2AC_2AC(N) | 8105001 | no | no |  |  | no |  |  | 0 | 0 | 0 | 0
oh_line_8105001_200861465 |  | AN | node_8105001_200861464 | node_8105001_200861465 | 69.472 | bal_1P_1/0AC_1/0AC(N) | 8105001 | no | no |  |  | no |  |  | 0 | 0 | 0 | 0
oh_line_8105001_200861466 |  | AN | node_8105001_200861465 | node_8105001_200861466 | 266.889 | bal_1P_1/0AC_1/0AC(N) | 8105001 | no | no |  |  | no |  |  | 0 | 0 | 0 | 0
oh_line_8105001_200861468 |  | AN | node_8105001_200861464 | node_8105001_200861468 | 251.907 | bal_1P_2AC_1/0AC(N) | 8105001 | no | no |  |  | no |  |  | 0 | 0 | 0 | 0
oh_line_8105001_200861653-1 |  | AN | node_220465281 | node_8105001_200861653 | 4.357 | bal_1P_1/0AA_4/0AC(N) | 8105001 | no | no |  |  | no |  |  | 0 | 0 | 0 | 0
oh_line_8105001_200861653-2 |  | AN | node_220386266 | node_intto1_220465281 | 6.936 | bal_1P_1/0AA_4/0AC(N) | 8105001 | no | no |  |  | no |  |  | 0 | 0 | 0 | 0
oh_line_8105001_200861653-3 |  | AN | node_8105001_200867359 | node_intto1_220386266 | 16.248 | bal_1P_1/0AA_4/0AC(N) | 8105001 | no | no |  |  | no |  |  | 0 | 0 | 0 | 0
oh_line_8105001_200861654 |  | AD | node_8105001_200861670 | node_8105001_200861654 | 146.1 | bal_1P_4CU | 8105001 | no | no |  |  | no |  |  | 0 | 0 | 0 | 0
oh_line_8105001_200861655 |  | AD | node_8105001_200861654 | node_8105001_200861655 | 110.177 | bal_1P_4CU | 8105001 | no | no |  |  | no |  |  | 0 | 0 | 0 | 0
oh_line_8105001_200861657 |  | AD | node_8105001_200861655 | node_8105001_200861657 | 132.912 | bal_1P_4CU | 8105001 | no | no |  |  | no |  |  | 0 | 0 | 0 | 0
oh_line_8105001_200861663 |  | AD | node_8105001_200861653 | node_8105001_200861663 | 111.628 | bal_1P_4CU | 8105001 | no | no |  |  | no |  |  | 0 | 0 | 0 | 0
oh_line_8105001_200861664 |  | AD | node_8105001_200861663 | node_intto1_8105001_200861664 | 99.731 | bal_1P_4CU | 8105001 | no | no |  |  | no |  |  | 0 | 0 | 0 | 0
oh_line_8105001_200861665 |  | AD | node_8105001_200861664 | node_8105001_200861665 | 145.481 | bal_1P_4CU | 8105001 | no | no |  |  | no |  |  | 0 | 0 | 0 | 0
oh_line_8105001_200861666 |  | AD | node_8105001_200861665 | node_8105001_200861666 | 114.47 | bal_1P_4CU | 8105001 | no | no |  |  | no |  |  | 0 | 0 | 0 | 0
oh_line_8105001_200861667 |  | AD | node_8105001_200861666 | node_8105001_200861667 | 88.832 | bal_1P_4CU | 8105001 | no | no |  |  | no |  |  | 0 | 0 | 0 | 0
oh_line_8105001_200861668 |  | AD | node_8105001_200861667 | node_8105001_200861668 | 163.844 | bal_1P_4CU | 8105001 | no | no |  |  | no |  |  | 0 | 0 | 0 | 0
oh_line_8105001_200861669 |  | AD | node_8105001_200861668 | node_8105001_200861669 | 124.271 | bal_1P_4CU | 8105001 | no | no |  |  | no |  |  | 0 | 0 | 0 | 0
oh_line_8105001_200861670 |  | AD | node_8105001_200861669 | node_8105001_200861670 | 117.309 | bal_1P_4CU | 8105001 | no | no |  |  | no |  |  | 0 | 0 | 0 | 0
oh_line_8105001_200862029 |  | ABCN | node_8105001_200867290 | node_intto1_8105001_200862029 | 163.891 | bal_3P_477AL_4/0AA(N) | 8105001 | no | no |  |  | no |  |  | 0 | 0 | 0 | 0
oh_line_8105001_200862030 |  | ABCN | node_8105001_200862045 | node_8105001_200862030 | 198.263 | bal_3P_477AL_4/0AL(N) | 8105001 | no | no |  |  | no |  |  | 0 | 0 | 0 | 0
oh_line_8105001_200862032 |  | ABCN | node_8105001_200862029 | node_8105001_200862032 | 174.628 | bal_3P_477AL_4/0AL(N) | 8105001 | no | no |  |  | no |  |  | 0 | 0 | 0 | 0
oh_line_8105001_200862035 |  | ABCN | node_8105001_201054538 | node_8105001_200862035 | 77.983 | bal_3P_477AL_4/0AL(N) | 8105001 | no | no |  |  | no |  |  | 0 | 0 | 0 | 0
oh_line_8105001_200862036 |  | ABCN | node_8105001_200862035 | node_8105001_200862036 | 131.511 | bal_3P_477AL_4/0AA(N) | 8105001 | no | no |  |  | no |  |  | 0 | 0 | 0 | 0
oh_line_8105001_200862037 |  | ABCN | node_8105001_200862036 | node_8105001_200862037 | 199.382 | bal_3P_477AL_4/0AA(N) | 8105001 | no | no |  |  | no |  |  | 0 | 0 | 0 | 0
oh_line_8105001_200862039 |  | ABCN | node_8105001_201054539 | node_8105001_200862039 | 159.901 | bal_3P_477AL_4/0AL(N) | 8105001 | no | no |  |  | no |  |  | 0 | 0 | 0 | 0
oh_line_8105001_200862043 |  | ABCN | node_8105001_200862039 | node_8105001_200862043 | 178.542 | bal_3P_477AL_4/0AA(N) | 8105001 | no | no |  |  | no |  |  | 0 | 0 | 0 | 0
oh_line_8105001_200862045 |  | ABCN | node_8105001_200862043 | node_8105001_200862045 | 197.563 | bal_3P_477AL_4/0AL(N) | 8105001 | no | no |  |  | no |  |  | 0 | 0 | 0 | 0
oh_line_8105001_200862200 |  | AN | node_8105001_200862212 | node_intto1_8105001_200862200 | 163.159 | bal_1P_2AC_2AC(N) | 8105001 | no | no |  |  | no |  |  | 0 | 0 | 0 | 0
oh_line_8105001_200862203 |  | ABCN | node_8105001_200862204 | node_8105001_200862203 | 184.684 | bal_3P_477AL_4/0AL(N) | 8105001 | no | no |  |  | no |  |  | 0 | 0 | 0 | 0
oh_line_8105001_200862204 |  | ABCN | node_8105001_200863997 | node_8105001_200862204 | 81.953 | bal_3P_477AL_4/0AL(N) | 8105001 | no | no |  |  | no |  |  | 0 | 0 | 0 | 0
oh_line_8105001_200862205 |  | AN | node_8105001_200862204 | node_8105001_200862205 | 99.613 | bal_1P_1/0AC_1/0AC(N) | 8105001 | no | no |  |  | no |  |  | 0 | 0 | 0 | 0
oh_line_8105001_200862207 |  | ABCN | node_8105001_200862204 | node_8105001_200862207 | 164.573 | bal_3P_477AL_4/0AL(N) | 8105001 | no | no |  |  | no |  |  | 0 | 0 | 0 | 0
oh_line_8105001_200862208 |  | ABCN | node_8105001_200862207 | node_8105001_200862208 | 164.457 | bal_3P_477AL_4/0AL(N) | 8105001 | no | no |  |  | no |  |  | 0 | 0 | 0 | 0
oh_line_8105001_200862210 |  | AN | node_8105001_201004427 | node_8105001_200862210 | 370.475 | bal_1P_1/0AC_1/0AC(N) | 8105001 | no | no |  |  | no |  |  | 0 | 0 | 0 | 0
oh_line_8105001_200862211 |  | ABCN | node_8105001_201004427 | node_intto1_8105001_200862211 | 365.917 | bal_3P_1/0AC_1/0AC(N) | 8105001 | no | no |  |  | no |  |  | 0 | 0 | 0 | 0
oh_line_8105001_200862212 |  | AN | node_8105001_200862208 | node_8105001_200862212 | 156.984 | bal_1P_2AC_2AC(N) | 8105001 | no | no |  |  | no |  |  | 0 | 0 | 0 | 0
oh_line_8105001_200862214 |  | AN | node_8105001_201067367 | node_8105001_200862214 | 289.269 | bal_1P_2AC_2AC(N) | 8105001 | no | no |  |  | no |  |  | 0 | 0 | 0 | 0
oh_line_8105001_200862216 |  | AN | node_8105001_200862214 | node_intto1_8105001_200862216 | 228.886 | bal_1P_1/0AC_1/0AC(N) | 8105001 | no | no |  |  | no |  |  | 0 | 0 | 0 | 0
oh_line_8105001_200862234 |  | AD | node_8105001_200861664 | node_8105001_200862234 | 70.866 | bal_1P_4CU | 8105001 | no | no |  |  | no |  |  | 0 | 0 | 0 | 0
oh_line_8105001_200862235 |  | AD | node_8105001_200862234 | node_8105001_200862235 | 240.285 | bal_1P_4CU | 8105001 | no | no |  |  | no |  |  | 0 | 0 | 0 | 0
oh_line_8105001_200862236 |  | AD | node_8105001_200862235 | node_8105001_200862236 | 144.981 | bal_1P_4CU | 8105001 | no | no |  |  | no |  |  | 0 | 0 | 0 | 0
oh_line_8105001_200862237 |  | AD | node_8105001_200862236 | node_8105001_200862237 | 167.704 | bal_1P_1/0AA | 8105001 | no | no |  |  | no |  |  | 0 | 0 | 0 | 0
oh_line_8105001_200862253 |  | AD | node_8105001_200861655 | node_8105001_200862253 | 32.489 | bal_1P_4CU | 8105001 | no | no |  |  | no |  |  | 0 | 0 | 0 | 0
oh_line_8105001_200862254 |  | AD | node_8105001_200862253 | node_intto1_8105001_200862254 | 177.989 | bal_1P_4CU | 8105001 | no | no |  |  | no |  |  | 0 | 0 | 0 | 0
oh_line_8105001_200862255 |  | AD | node_8105001_200862254 | node_8105001_200862255 | 204.446 | bal_1P_4CU | 8105001 | no | no |  |  | no |  |  | 0 | 0 | 0 | 0
oh_line_8105001_200862257 |  | AD | node_8105001_200862255 | node_8105001_200862257 | 153.719 | bal_1P_4CU | 8105001 | no | no |  |  | no |  |  | 0 | 0 | 0 | 0
oh_line_8105001_200862258 |  | AD | node_8105001_200862257 | node_8105001_200862258 | 142.389 | bal_1P_4CU | 8105001 | no | no |  |  | no |  |  | 0 | 0 | 0 | 0
oh_line_8105001_200862259 |  | AD | node_8105001_200862258 | node_8105001_200862259 | 187.853 | bal_1P_4CU | 8105001 | no | no |  |  | no |  |  | 0 | 0 | 0 | 0
oh_line_8105001_200862263 |  | AD | node_8105001_200862255 | node_8105001_200862263 | 44.966 | bal_1P_1/0AA | 8105001 | no | no |  |  | no |  |  | 0 | 0 | 0 | 0
oh_line_8105001_200862266 |  | AD | node_8105001_200862263 | node_8105001_200862266 | 111.976 | bal_1P_4CU | 8105001 | no | no |  |  | no |  |  | 0 | 0 | 0 | 0
oh_line_8105001_200862267 |  | AD | node_8105001_200862266 | node_8105001_200862267 | 138.174 | bal_1P_4CU | 8105001 | no | no |  |  | no |  |  | 0 | 0 | 0 | 0
oh_line_8105001_200862268 |  | AD | node_8105001_200862267 | node_8105001_200862268 | 137.631 | bal_1P_4CU | 8105001 | no | no |  |  | no |  |  | 0 | 0 | 0 | 0
oh_line_8105001_200862356 |  | AD | node_8105001_200862258 | node_8105001_200862356 | 147.775 | bal_1P_4CU | 8105001 | no | no |  |  | no |  |  | 0 | 0 | 0 | 0
oh_line_8105001_200862357 |  | AD | node_8105001_200862356 | node_8105001_200862357 | 109.936 | bal_1P_4CU | 8105001 | no | no |  |  | no |  |  | 0 | 0 | 0 | 0
oh_line_8105001_200862358-1 |  | AD | node_8105001_200862357 | node_intto1_220599334 | 6.561 | bal_1P_4CU | 8105001 | no | no |  |  | no |  |  | 0 | 0 | 0 | 0
oh_line_8105001_200862358-2 |  | AD | node_1371644_112_15293144_763 | node_8105001_200862358 | 103.201 | bal_1P_4CU | 8105001 | no | no |  |  | no |  |  | 0 | 0 | 0 | 0
oh_line_8105001_200862358-3 |  | AD | node_220599334 | node_1371644_112_15293144_763 | 6.949 | bal_1P_4CU | 8105001 | no | no |  |  | no |  |  | 0 | 0 | 0 | 0
oh_line_8105001_200862362 |  | AD | node_8105001_200862358 | node_8105001_200862362 | 166.456 | bal_1P_4CU | 8105001 | no | no |  |  | no |  |  | 0 | 0 | 0 | 0
oh_line_8105001_200862363 |  | AD | node_8105001_200862362 | node_8105001_200862363 | 165.83 | bal_1P_4CU | 8105001 | no | no |  |  | no |  |  | 0 | 0 | 0 | 0
oh_line_8105001_200862364 |  | AD | node_8105001_200862363 | node_8105001_200862364 | 70.916 | bal_1P_1/0AC | 8105001 | no | no |  |  | no |  |  | 0 | 0 | 0 | 0
oh_line_8105001_200862365 |  | AD | node_8105001_200862364 | node_8105001_200862365 | 144.83 | bal_1P_1/0AC | 8105001 | no | no |  |  | no |  |  | 0 | 0 | 0 | 0
oh_line_8105001_200862367 |  | AD | node_8105001_200862363 | node_8105001_200862367 | 135.836 | bal_1P_4CU | 8105001 | no | no |  |  | no |  |  | 0 | 0 | 0 | 0
oh_line_8105001_200862681 |  | AD | node_8105001_200861667 | node_8105001_200862681 | 205.434 | bal_1P_4CU | 8105001 | no | no |  |  | no |  |  | 0 | 0 | 0 | 0
oh_line_8105001_200862910 |  | AN | node_8105001_200867285 | node_8105001_200862910 | 62.723 | bal_1P_1/0AC_1/0AC(N) | 8105001 | no | no |  |  | no |  |  | 0 | 0 | 0 | 0
oh_line_8105001_200862911 |  | AN | node_8105001_200862910 | node_8105001_200862911 | 31.48 | bal_1P_2AC_2AC(N) | 8105001 | no | no |  |  | no |  |  | 0 | 0 | 0 | 0
oh_line_8105001_200862913 |  | AN | node_8105001_200862911 | node_intto1_8105001_200862913 | 176.039 | bal_1P_2AC_2AC(N) | 8105001 | no | no |  |  | no |  |  | 0 | 0 | 0 | 0
oh_line_8105001_200862914 |  | AN | node_8105001_200862913 | node_8105001_200862914 | 145.845 | bal_1P_2AC_2AC(N) | 8105001 | no | no |  |  | no |  |  | 0 | 0 | 0 | 0
oh_line_8105001_200862915 |  | AN | node_8105001_200862914 | node_8105001_200862915 | 236.641 | bal_1P_2AC_1/0AA(N) | 8105001 | no | no |  |  | no |  |  | 0 | 0 | 0 | 0
oh_line_8105001_200862916 |  | AN | node_8105001_200862915 | node_8105001_200862916 | 95.585 | bal_1P_2AC_4/0AL(N) | 8105001 | no | no |  |  | no |  |  | 0 | 0 | 0 | 0
oh_line_8105001_200862917 |  | AN | node_8105001_200862916 | node_8105001_200862917 | 228.077 | bal_1P_1/0AC_4/0AL(N) | 8105001 | no | no |  |  | no |  |  | 0 | 0 | 0 | 0
oh_line_8105001_200862918 |  | AN | node_8105001_200862917 | node_8105001_200862918 | 202.772 | bal_1P_1/0AC_4/0AL(N) | 8105001 | no | no |  |  | no |  |  | 0 | 0 | 0 | 0
oh_line_8105001_200863029 |  | ABCN | node_8105001_200863030 | node_8105001_200863029 | 129.247 | bal_3P_477AL_4/0AL(N) | 8105001 | no | no |  |  | no |  |  | 0 | 0 | 0 | 0
oh_line_8105001_200863030 |  | ABCN | node_8105001_200863043 | node_8105001_200863030 | 82.013 | bal_3P_477AL_4/0AL(N) | 8105001 | no | no |  |  | no |  |  | 0 | 0 | 0 | 0
oh_line_8105001_200863031 |  | ABCN | node_8105001_200863032 | node_8105001_200863031 | 50.485 | bal_3P_477AL_4/0AL(N) | 8105001 | no | no |  |  | no |  |  | 0 | 0 | 0 | 0
oh_line_8105001_200863032 |  | ABCN | node_8105001_200863033 | node_8105001_200863032 | 89.801 | bal_3P_477AL_4/0AL(N) | 8105001 | no | no |  |  | no |  |  | 0 | 0 | 0 | 0
oh_line_8105001_200863033 |  | ABCN | node_8105001_200863034 | node_8105001_200863033 | 157.857 | bal_3P_477AL_4/0AL(N) | 8105001 | no | no |  |  | no |  |  | 0 | 0 | 0 | 0
oh_line_8105001_200863034 |  | ABCN | node_8105001_200863035 | node_intto1_8105001_200863034 | 171.424 | bal_3P_477AL_4/0AL(N) | 8105001 | no | no |  |  | no |  |  | 0 | 0 | 0 | 0
oh_line_8105001_200863035 |  | ABCN | node_8105001_312144500 | node_8105001_200863035 | 74.652 | bal_3P_477AL_4/0AL(N) | 8105001 | no | no |  |  | no |  |  | 0 | 0 | 0 | 0
oh_line_8105001_200863036 |  | ABCN | node_8105001_200867300 | node_8105001_200863036 | 70.772 | bal_3P_477AL_4/0AL(N) | 8105001 | no | no |  |  | no |  |  | 0 | 0 | 0 | 0
oh_line_8105001_200863037 |  | AN | node_8105001_200863034 | node_8105001_200863037 | 146.103 | bal_1P_1/0AC_1/0AC(N) | 8105001 | no | no |  |  | no |  |  | 0 | 0 | 0 | 0
oh_line_8105001_200863038 |  | AN | node_8105001_200863037 | node_8105001_200863038 | 180.395 | bal_1P_1/0AC_1/0AC(N) | 8105001 | no | no |  |  | no |  |  | 0 | 0 | 0 | 0
oh_line_8105001_200863039 |  | AN | node_8105001_200863038 | node_8105001_200863039 | 183.161 | bal_1P_1/0AC_1/0AC(N) | 8105001 | no | no |  |  | no |  |  | 0 | 0 | 0 | 0
oh_line_8105001_200863043 |  | ABCN | node_8105001_200863044 | node_8105001_200863043 | 159.254 | bal_3P_477AL_4/0AL(N) | 8105001 | no | no |  |  | no |  |  | 0 | 0 | 0 | 0
oh_line_8105001_200863044 |  | ABCN | node_8105001_200863045 | node_8105001_200863044 | 165.926 | bal_3P_477AL_4/0AL(N) | 8105001 | no | no |  |  | no |  |  | 0 | 0 | 0 | 0
oh_line_8105001_200863045 |  | ABCN | node_8105001_200863046 | node_8105001_200863045 | 200.2 | bal_3P_477AL_4/0AL(N) | 8105001 | no | no |  |  | no |  |  | 0 | 0 | 0 | 0
oh_line_8105001_200863046 |  | ABCN | node_8105001_200863047 | node_8105001_200863046 | 166.712 | bal_3P_477AL_4/0AL(N) | 8105001 | no | no |  |  | no |  |  | 0 | 0 | 0 | 0
oh_line_8105001_200863047 |  | ABCN | node_8105001_200863048 | node_8105001_200863047 | 191.876 | bal_3P_477AL_4/0AL(N) | 8105001 | no | no |  |  | no |  |  | 0 | 0 | 0 | 0
oh_line_8105001_200863048-1 |  | ABCN | node_8105001_200863049 | node_1369544_702_15289725_237 | 107.016 | bal_3P_477AL_4/0AL(N) | 8105001 | no | no |  |  | no |  |  | 0 | 0 | 0 | 0
oh_line_8105001_200863048-2 |  | ABCN | node_1369544_702_15289725_237 | node_8105001_200863048 | 10.195 | bal_3P_477AL_4/0AL(N) | 8105001 | no | no |  |  | no |  |  | 0 | 0 | 0 | 0
oh_line_8105001_200863049 |  | ABCN | node_8105001_200863050 | node_8105001_200863049 | 224.395 | bal_3P_477AL_4/0AL(N) | 8105001 | no | no |  |  | no |  |  | 0 | 0 | 0 | 0
oh_line_8105001_200863050 |  | ABCN | node_8105001_200863031 | node_8105001_200863050 | 182.074 | bal_3P_477AL_4/0AL(N) | 8105001 | no | no |  |  | no |  |  | 0 | 0 | 0 | 0
oh_line_8105001_200863060-1 |  | ABCN | node_8105001_200862030 | node_8105001_200863060 | 110.198 | bal_3P_477AL_4/0AA(N) | 8105001 | no | no |  |  | no |  |  | 0 | 0 | 0 | 0
oh_line_8105001_200863060-2 |  | ABCN | node_8105001_200863060 | node_intto1_1368372_702_15290127_439 | 149.522 | bal_3P_477AL_4/0AL(N) | 8105001 | no | no |  |  | no |  |  | 0 | 0 | 0 | 0
oh_line_8105001_200863061 |  | ABCN | node_8105001_200863060 | node_8105001_200863061 | 45.672 | bal_3P_4/0AL_4/0AA(N) | 8105001 | no | no |  |  | no |  |  | 0 | 0 | 0 | 0
oh_line_8105001_200863062 |  | ABCN | node_8105001_200863060 | node_8105001_200863062 | 175.032 | bal_3P_477AL_4/0AL(N) | 8105001 | no | no |  |  | no |  |  | 0 | 0 | 0 | 0
oh_line_8105001_200863064 |  | ABCN | node_8105001_200863029 | node_8105001_200863064 | 45.788 | bal_3P_477AL_4/0AL(N) | 8105001 | no | no |  |  | no |  |  | 0 | 0 | 0 | 0
oh_line_8105001_200863065 |  | ABCN | node_8105001_200863064 | node_8105001_200863065 | 201.497 | bal_3P_477AL_4/0AL(N) | 8105001 | no | no |  |  | no |  |  | 0 | 0 | 0 | 0
oh_line_8105001_200863066 |  | ABCN | node_8105001_200863065 | node_8105001_200863066 | 118.692 | bal_3P_477AL_4/0AL(N) | 8105001 | no | no |  |  | no |  |  | 0 | 0 | 0 | 0
oh_line_8105001_200863067 |  | ABCN | node_8105001_200863066 | node_8105001_200863067 | 160.393 | bal_3P_477AL_4/0AL(N) | 8105001 | no | no |  |  | no |  |  | 0 | 0 | 0 | 0
oh_line_8105001_200863068 |  | ABCN | node_8105001_200863067 | node_8105001_200863068 | 159.836 | bal_3P_477AL_4/0AL(N) | 8105001 | no | no |  |  | no |  |  | 0 | 0 | 0 | 0
oh_line_8105001_200863069 |  | ABCN | node_8105001_200863068 | node_8105001_200863069 | 172.66 | bal_3P_1/0AC_4/0AC(N) | 8105001 | no | no |  |  | no |  |  | 0 | 0 | 0 | 0
oh_line_8105001_200863070 |  | ABCN | node_8105001_200863069 | node_8105001_200863070 | 167.959 | bal_3P_1/0AC_4/0AC(N) | 8105001 | no | no |  |  | no |  |  | 0 | 0 | 0 | 0
oh_line_8105001_200863071 |  | ABCN | node_8105001_200863070 | node_8105001_200863071 | 212.215 | bal_3P_1/0AC_4/0AC(N) | 8105001 | no | no |  |  | no |  |  | 0 | 0 | 0 | 0
oh_line_8105001_200863072 |  | ABCN | node_8105001_200863071 | node_8105001_200863072 | 70.513 | bal_3P_1/0AA_1/0AA(N) | 8105001 | no | no |  |  | no |  |  | 0 | 0 | 0 | 0
oh_line_8105001_200863097 |  | AD | node_8105001_200862363 | node_8105001_200863097 | 56.46 | bal_1P_1/0AC | 8105001 | no | no |  |  | no |  |  | 0 | 0 | 0 | 0
oh_line_8105001_200863098 |  | AD | node_8105001_200863097 | node_8105001_200863098 | 99.647 | bal_1P_1/0AC | 8105001 | no | no |  |  | no |  |  | 0 | 0 | 0 | 0
oh_line_8105001_200863099 |  | AD | node_8105001_200863098 | node_8105001_200863099 | 161.056 | bal_1P_1/0AC | 8105001 | no | no |  |  | no |  |  | 0 | 0 | 0 | 0
oh_line_8105001_200863100 |  | AD | node_8105001_200863099 | node_8105001_200863100 | 197.882 | bal_1P_1/0AC | 8105001 | no | no |  |  | no |  |  | 0 | 0 | 0 | 0
oh_line_8105001_200863103 |  | AN | node_8105001_200863066 | node_8105001_200863103 | 65.606 | bal_1P_1/0AC_1/0AC(N) | 8105001 | no | no |  |  | no |  |  | 0 | 0 | 0 | 0
oh_line_8105001_200863104 |  | AN | node_8105001_200863103 | node_intto1_8105001_200863104 | 174.578 | bal_1P_1/0AC_1/0AC(N) | 8105001 | no | no |  |  | no |  |  | 0 | 0 | 0 | 0
oh_line_8105001_200863105 |  | AN | node_8105001_200863104 | node_8105001_200863105 | 171.877 | bal_1P_1/0AC_1/0AC(N) | 8105001 | no | no |  |  | no |  |  | 0 | 0 | 0 | 0
oh_line_8105001_200863106 |  | AN | node_8105001_200863105 | node_8105001_200863106 | 185.559 | bal_1P_1/0AC_1/0AC(N) | 8105001 | no | no |  |  | no |  |  | 0 | 0 | 0 | 0
oh_line_8105001_200863107 |  | AN | node_8105001_200863106 | node_8105001_200863107 | 199.208 | bal_1P_1/0AC_1/0AC(N) | 8105001 | no | no |  |  | no |  |  | 0 | 0 | 0 | 0
oh_line_8105001_200863108 |  | AN | node_8105001_200863107 | node_8105001_200863108 | 132.131 | bal_1P_1/0AC_1/0AC(N) | 8105001 | no | no |  |  | no |  |  | 0 | 0 | 0 | 0
oh_line_8105001_200863214 |  | AN | node_8105001_200863049 | node_intto1_8105001_200863214 | 127.078 | bal_1P_1/0AC_1/0AC(N) | 8105001 | no | no |  |  | no |  |  | 0 | 0 | 0 | 0
oh_line_8105001_200863215 |  | AN | node_8105001_200863214 | node_8105001_200863215 | 175.326 | bal_1P_1/0AC_1/0AC(N) | 8105001 | no | no |  |  | no |  |  | 0 | 0 | 0 | 0
oh_line_8105001_200863216 |  | AN | node_8105001_200863215 | node_8105001_200863216 | 124.387 | bal_1P_1/0AC_1/0AC(N) | 8105001 | no | no |  |  | no |  |  | 0 | 0 | 0 | 0
oh_line_8105001_200863219 |  | AN | node_8105001_200863216 | node_8105001_200863219 | 171.277 | bal_1P_1/0AC_1/0AC(N) | 8105001 | no | no |  |  | no |  |  | 0 | 0 | 0 | 0
oh_line_8105001_200863220 |  | AN | node_8105001_200863219 | node_8105001_200863220 | 175.686 | bal_1P_1/0AC_1/0AC(N) | 8105001 | no | no |  |  | no |  |  | 0 | 0 | 0 | 0
oh_line_8105001_200863223 |  | AN | node_8105001_200863220 | node_8105001_200863223 | 127.049 | bal_1P_1/0AC_1/0AC(N) | 8105001 | no | no |  |  | no |  |  | 0 | 0 | 0 | 0
oh_line_8105001_200863521 |  | AN | node_8105001_200867301 | node_intto1_8105001_200863521 | 196.89 | bal_1P_1/0AC_1/0AC(N) | 8105001 | no | no |  |  | no |  |  | 0 | 0 | 0 | 0
oh_line_8105001_200863522 |  | AN | node_8105001_200863521 | node_8105001_200863522 | 172.881 | bal_1P_1/0AC_1/0AC(N) | 8105001 | no | no |  |  | no |  |  | 0 | 0 | 0 | 0
oh_line_8105001_200863523 |  | AN | node_8105001_200863522 | node_8105001_200863523 | 166.507 | bal_1P_1/0AC_1/0AC(N) | 8105001 | no | no |  |  | no |  |  | 0 | 0 | 0 | 0
oh_line_8105001_200863524 |  | AN | node_8105001_200863523 | node_8105001_200863524 | 164.537 | bal_1P_1/0AC_1/0AC(N) | 8105001 | no | no |  |  | no |  |  | 0 | 0 | 0 | 0
oh_line_8105001_200863526 |  | AN | node_8105001_200863524 | node_8105001_200863526 | 240.27 | bal_1P_1/0AC_1/0AC(N) | 8105001 | no | no |  |  | no |  |  | 0 | 0 | 0 | 0
oh_line_8105001_200863527 |  | AN | node_8105001_200863526 | node_8105001_200863527 | 152.265 | bal_1P_1/0AA_1/0AA(N) | 8105001 | no | no |  |  | no |  |  | 0 | 0 | 0 | 0
oh_line_8105001_200863528 |  | AN | node_8105001_200863522 | node_8105001_200863528 | 196.283 | bal_1P_1/0AC_1/0AC(N) | 8105001 | no | no |  |  | no |  |  | 0 | 0 | 0 | 0
oh_line_8105001_200863529 |  | AN | node_8105001_200863528 | node_8105001_200863529 | 126.238 | bal_1P_1/0AC_1/0AC(N) | 8105001 | no | no |  |  | no |  |  | 0 | 0 | 0 | 0
oh_line_8105001_200863530 |  | AN | node_8105001_200863529 | node_8105001_200863530 | 153.907 | bal_1P_1/0AC_1/0AC(N) | 8105001 | no | no |  |  | no |  |  | 0 | 0 | 0 | 0
oh_line_8105001_200863531 |  | AN | node_8105001_200863530 | node_8105001_200863531 | 164.784 | bal_1P_1/0AC_1/0AC(N) | 8105001 | no | no |  |  | no |  |  | 0 | 0 | 0 | 0
oh_line_8105001_200863532 |  | AN | node_8105001_200863531 | node_8105001_200863532 | 153.662 | bal_1P_1/0AC_1/0AC(N) | 8105001 | no | no |  |  | no |  |  | 0 | 0 | 0 | 0
oh_line_8105001_200863533 |  | AN | node_8105001_200863532 | node_8105001_200863533 | 153.115 | bal_1P_1/0AC_1/0AC(N) | 8105001 | no | no |  |  | no |  |  | 0 | 0 | 0 | 0
oh_line_8105001_200863581 |  | AN | node_8105001_200863107 | node_8105001_200863581 | 217.781 | bal_1P_1/0AC_1/0AC(N) | 8105001 | no | no |  |  | no |  |  | 0 | 0 | 0 | 0
oh_line_8105001_200863582 |  | AN | node_8105001_200863581 | node_8105001_200863582 | 179.895 | bal_1P_1/0AC_1/0AC(N) | 8105001 | no | no |  |  | no |  |  | 0 | 0 | 0 | 0
oh_line_8105001_200863583 |  | AN | node_8105001_200863582 | node_8105001_200863583 | 130.99 | bal_1P_1/0AC_1/0AC(N) | 8105001 | no | no |  |  | no |  |  | 0 | 0 | 0 | 0
oh_line_8105001_200863585 |  | AN | node_8105001_200863583 | node_8105001_200863585 | 255.803 | bal_1P_1/0AC_1/0AC(N) | 8105001 | no | no |  |  | no |  |  | 0 | 0 | 0 | 0
oh_line_8105001_200863793 |  | AN | node_8105001_200863223 | node_8105001_200863793 | 120.585 | bal_1P_1/0AC_1/0AC(N) | 8105001 | no | no |  |  | no |  |  | 0 | 0 | 0 | 0
oh_line_8105001_200863794 |  | AN | node_8105001_200863793 | node_8105001_200863794 | 181.481 | bal_1P_1/0AC_1/0AC(N) | 8105001 | no | no |  |  | no |  |  | 0 | 0 | 0 | 0
oh_line_8105001_200863795 |  | AN | node_8105001_200863794 | node_8105001_200863795 | 175.695 | bal_1P_1/0AC_1/0AC(N) | 8105001 | no | no |  |  | no |  |  | 0 | 0 | 0 | 0
oh_line_8105001_200863797 |  | AN | node_8105001_200863795 | node_8105001_200863797 | 154.161 | bal_1P_1/0AC_4/0AL(N) | 8105001 | no | no |  |  | no |  |  | 0 | 0 | 0 | 0
oh_line_8105001_200863876 |  | AN | node_8105001_200863877 | node_8105001_200863876 | 138.725 | bal_1P_1/0AC_1/0AC(N) | 8105001 | no | no |  |  | no |  |  | 0 | 0 | 0 | 0
oh_line_8105001_200863877 |  | AN | node_8105001_200863878 | node_8105001_200863877 | 130.915 | bal_1P_1/0AC_1/0AC(N) | 8105001 | no | no |  |  | no |  |  | 0 | 0 | 0 | 0
oh_line_8105001_200863878 |  | AN | node_8105001_200864007 | node_8105001_200863878 | 92.855 | bal_1P_1/0AC_1/0AC(N) | 8105001 | no | no |  |  | no |  |  | 0 | 0 | 0 | 0
oh_line_8105001_200863886 |  | AN | node_8105001_200863876 | node_8105001_200863886 | 182.638 | bal_1P_1/0AC_1/0AC(N) | 8105001 | no | no |  |  | no |  |  | 0 | 0 | 0 | 0
oh_line_8105001_200863888 |  | AN | node_8105001_200863896 | node_8105001_200863888 | 219.692 | bal_1P_1/0AC_1/0AC(N) | 8105001 | no | no |  |  | no |  |  | 0 | 0 | 0 | 0
oh_line_8105001_200863892 |  | AN | node_8105001_200863893 | node_8105001_200863892 | 192.294 | bal_1P_1/0AC_1/0AC(N) | 8105001 | no | no |  |  | no |  |  | 0 | 0 | 0 | 0
oh_line_8105001_200863893 |  | AN | node_8105001_200864040 | node_8105001_200863893 | 189.674 | bal_1P_1/0AC_1/0AC(N) | 8105001 | no | no |  |  | no |  |  | 0 | 0 | 0 | 0
oh_line_8105001_200863894 |  | AN | node_8105001_200863893 | node_8105001_200863894 | 142.803 | bal_1P_1/0AC_1/0AC(N) | 8105001 | no | no |  |  | no |  |  | 0 | 0 | 0 | 0
oh_line_8105001_200863895 |  | AN | node_8105001_200863894 | node_8105001_200863895 | 201.936 | bal_1P_1/0AC_1/0AC(N) | 8105001 | no | no |  |  | no |  |  | 0 | 0 | 0 | 0
oh_line_8105001_200863896 |  | AN | node_8105001_200863895 | node_8105001_200863896 | 199.742 | bal_1P_1/0AC_1/0AC(N) | 8105001 | no | no |  |  | no |  |  | 0 | 0 | 0 | 0
oh_line_8105001_200863997-1 |  | ABCN | node_8105001_200864003 | node_intto1_220599331 | 12.073 | bal_3P_477AL_4/0AL(N) | 8105001 | no | no |  |  | no |  |  | 0 | 0 | 0 | 0
oh_line_8105001_200863997-2 |  | ABCN | node_220599331 | node_1366274_404_15289304_269 | 15.455 | bal_3P_477AL_4/0AL(N) | 8105001 | no | no |  |  | no |  |  | 0 | 0 | 0 | 0
oh_line_8105001_200863997-3 |  | ABCN | node_1366274_404_15289304_269 | node_8105001_200863997 | 106.962 | bal_3P_477AL_4/0AL(N) | 8105001 | no | no |  |  | no |  |  | 0 | 0 | 0 | 0
oh_line_8105001_200863998 |  | ABCN | node_8105001_200863999 | node_8105001_200863998 | 178.681 | bal_3P_477AL_4/0AL(N) | 8105001 | no | no |  |  | no |  |  | 0 | 0 | 0 | 0
oh_line_8105001_200863999 |  | ABCN | node_8105001_200864000 | node_8105001_200863999 | 163.121 | bal_3P_477AL_4/0AL(N) | 8105001 | no | no |  |  | no |  |  | 0 | 0 | 0 | 0
oh_line_8105001_200864000 |  | ABCN | node_8105001_200864001 | node_8105001_200864000 | 204.537 | bal_3P_477AL_4/0AL(N) | 8105001 | no | no |  |  | no |  |  | 0 | 0 | 0 | 0
oh_line_8105001_200864001 |  | ABCN | node_8105001_200864002 | node_8105001_200864001 | 199.89 | bal_3P_477AL_4/0AL(N) | 8105001 | no | no |  |  | no |  |  | 0 | 0 | 0 | 0
oh_line_8105001_200864002 |  | ABCN | node_8105001_200863067 | node_intto1_8105001_200864002 | 101.208 | bal_3P_477AL_4/0AL(N) | 8105001 | no | no |  |  | no |  |  | 0 | 0 | 0 | 0
oh_line_8105001_200864003 |  | ABCN | node_8105001_200864004 | node_8105001_200864003 | 206.615 | bal_3P_477AL_4/0AL(N) | 8105001 | no | no |  |  | no |  |  | 0 | 0 | 0 | 0
oh_line_8105001_200864004 |  | ABCN | node_8105001_200864005 | node_8105001_200864004 | 200.112 | bal_3P_477AL_4/0AL(N) | 8105001 | no | no |  |  | no |  |  | 0 | 0 | 0 | 0
oh_line_8105001_200864005 |  | ABCN | node_8105001_200864006 | node_8105001_200864005 | 169.321 | bal_3P_477AL_4/0AL(N) | 8105001 | no | no |  |  | no |  |  | 0 | 0 | 0 | 0
oh_line_8105001_200864006 |  | ABCN | node_8105001_200864007 | node_8105001_200864006 | 166.522 | bal_3P_477AL_4/0AL(N) | 8105001 | no | no |  |  | no |  |  | 0 | 0 | 0 | 0
oh_line_8105001_200864007 |  | ABCN | node_8105001_200864008 | node_8105001_200864007 | 204.136 | bal_3P_477AL_4/0AL(N) | 8105001 | no | no |  |  | no |  |  | 0 | 0 | 0 | 0
oh_line_8105001_200864008 |  | ABCN | node_8105001_200864009 | node_8105001_200864008 | 183.582 | bal_3P_477AL_4/0AL(N) | 8105001 | no | no |  |  | no |  |  | 0 | 0 | 0 | 0
oh_line_8105001_200864009 |  | ABCN | node_8105001_200864011 | node_8105001_200864009 | 140.112 | bal_3P_477AL_4/0AL(N) | 8105001 | no | no |  |  | no |  |  | 0 | 0 | 0 | 0
oh_line_8105001_200864011 |  | ABCN | node_8105001_200863998 | node_8105001_200864011 | 157.267 | bal_3P_477AL_4/0AL(N) | 8105001 | no | no |  |  | no |  |  | 0 | 0 | 0 | 0
oh_line_8105001_200864022 |  | AN | node_8105001_200862035 | node_8105001_200864022 | 43.999 | bal_1P_1/0AA_1/0AC(N) | 8105001 | no | no |  |  | no |  |  | 0 | 0 | 0 | 0
oh_line_8105001_200864023 |  | AN | node_8105001_200864022 | node_intto1_8105001_200864023 | 154.553 | bal_1P_1/0AA_1/0AC(N) | 8105001 | no | no |  |  | no |  |  | 0 | 0 | 0 | 0
oh_line_8105001_200864024 |  | AN | node_8105001_200864023 | node_8105001_200864024 | 66.413 | bal_1P_1/0AA_1/0AC(N) | 8105001 | no | no |  |  | no |  |  | 0 | 0 | 0 | 0
oh_line_8105001_200864025 |  | AN | node_8105001_200864024 | node_8105001_200864025 | 80.778 | bal_1P_1/0AA_1/0AC(N) | 8105001 | no | no |  |  | no |  |  | 0 | 0 | 0 | 0
oh_line_8105001_200864026 |  | AN | node_8105001_200864024 | node_8105001_200864026 | 116.449 | bal_1P_1/0AA_1/0AC(N) | 8105001 | no | no |  |  | no |  |  | 0 | 0 | 0 | 0
oh_line_8105001_200864027 |  | AN | node_8105001_200864026 | node_8105001_200864027 | 108.563 | bal_1P_1/0AA_1/0AC(N) | 8105001 | no | no |  |  | no |  |  | 0 | 0 | 0 | 0
oh_line_8105001_200864028 |  | AN | node_8105001_200864027 | node_8105001_200864028 | 77.123 | bal_1P_1/0AA_1/0AC(N) | 8105001 | no | no |  |  | no |  |  | 0 | 0 | 0 | 0
oh_line_8105001_200864029 |  | AN | node_8105001_200864028 | node_8105001_200864029 | 97.504 | bal_1P_1/0AA_1/0AC(N) | 8105001 | no | no |  |  | no |  |  | 0 | 0 | 0 | 0
oh_line_8105001_200864030 |  | AN | node_8105001_200864009 | node_intto1_8105001_200864030 | 223.546 | bal_1P_1/0AC_1/0AC(N) | 8105001 | no | no |  |  | no |  |  | 0 | 0 | 0 | 0
oh_line_8105001_200864031 |  | AN | node_8105001_200864030 | node_8105001_200864031 | 172.782 | bal_1P_1/0AC_1/0AC(N) | 8105001 | no | no |  |  | no |  |  | 0 | 0 | 0 | 0
oh_line_8105001_200864032 |  | AN | node_8105001_200864031 | node_8105001_200864032 | 165.422 | bal_1P_1/0AC_1/0AC(N) | 8105001 | no | no |  |  | no |  |  | 0 | 0 | 0 | 0
oh_line_8105001_200864033 |  | AN | node_8105001_200864032 | node_8105001_200864033 | 155.255 | bal_1P_1/0AC_1/0AC(N) | 8105001 | no | no |  |  | no |  |  | 0 | 0 | 0 | 0
oh_line_8105001_200864034 |  | AN | node_8105001_200864033 | node_8105001_200864034 | 163.375 | bal_1P_1/0AC_1/0AC(N) | 8105001 | no | no |  |  | no |  |  | 0 | 0 | 0 | 0
oh_line_8105001_200864035 |  | AN | node_8105001_200864034 | node_8105001_200864035 | 168.974 | bal_1P_1/0AC_1/0AC(N) | 8105001 | no | no |  |  | no |  |  | 0 | 0 | 0 | 0
oh_line_8105001_200864036 |  | AN | node_8105001_200864035 | node_8105001_200864036 | 169.536 | bal_1P_1/0AC_1/0AC(N) | 8105001 | no | no |  |  | no |  |  | 0 | 0 | 0 | 0
oh_line_8105001_200864037 |  | AN | node_8105001_200864031 | node_8105001_200864037 | 144.285 | bal_1P_1/0AC_1/0AC(N) | 8105001 | no | no |  |  | no |  |  | 0 | 0 | 0 | 0
oh_line_8105001_200864038 |  | AN | node_8105001_200864037 | node_8105001_200864038 | 184.495 | bal_1P_1/0AC_1/0AC(N) | 8105001 | no | no |  |  | no |  |  | 0 | 0 | 0 | 0
oh_line_8105001_200864039 |  | AN | node_8105001_200864038 | node_8105001_200864039 | 169.494 | bal_1P_1/0AC_1/0AC(N) | 8105001 | no | no |  |  | no |  |  | 0 | 0 | 0 | 0
oh_line_8105001_200864040 |  | AN | node_8105001_200864039 | node_8105001_200864040 | 178.122 | bal_1P_1/0AC_1/0AC(N) | 8105001 | no | no |  |  | no |  |  | 0 | 0 | 0 | 0
oh_line_8105001_200864505-1 |  | ABCN | node_312016829 | node_intto1_1375471_955_15282072_422 | 22.813 | bal_3P_477AL_4/0AA(N) | 8105001 | no | no |  |  | no |  |  | 0 | 0 | 0 | 0
oh_line_8105001_200864505-2 |  | ABCN | node_8105001_311924695 | node_intto1_312016829 | 9.023 | bal_3P_477AL_4/0AA(N) | 8105001 | no | no |  |  | no |  |  | 0 | 0 | 0 | 0
oh_line_8105001_200864507 |  | ABCN | node_8105001_200864506 | node_intto1_1375291_807_15281996_659 | 179.416 | bal_3P_477AL_477AL(N) | 8105001 | no | no |  |  | no |  |  | 0 | 0 | 0 | 0
oh_line_8105001_200864508 |  | ABCN | node_8105001_200864506 | node_8105001_200864508 | 57.633 | bal_3P_477AL_4/0AA(N) | 8105001 | no | no |  |  | no |  |  | 0 | 0 | 0 | 0
oh_line_8105001_200864509 |  | ABCN | node_8105001_200864508 | node_8105001_200864509 | 230.504 | bal_3P_477AL_4/0AA(N) | 8105001 | no | no |  |  | no |  |  | 0 | 0 | 0 | 0
oh_line_8105001_200864512 |  | AN | node_8105001_201016677 | node_8105001_200864512 | 90.465 | bal_1P_1/0AC_1/0AC(N) | 8105001 | no | no |  |  | no |  |  | 0 | 0 | 0 | 0
oh_line_8105001_200864514 |  | ABCN | node_8105001_201016677 | node_8105001_200864514 | 206.654 | bal_3P_477AL_4/0AL(N) | 8105001 | no | no |  |  | no |  |  | 0 | 0 | 0 | 0
oh_line_8105001_200864515 |  | ABCN | node_8105001_200864514 | node_8105001_200864515 | 123.582 | bal_3P_477AL_4/0AL(N) | 8105001 | no | no |  |  | no |  |  | 0 | 0 | 0 | 0
oh_line_8105001_200864516 |  | ABCN | node_8105001_200864515 | node_8105001_200864516 | 207.526 | bal_3P_477AL_4/0AL(N) | 8105001 | no | no |  |  | no |  |  | 0 | 0 | 0 | 0
oh_line_8105001_200864517 |  | ABCN | node_8105001_200864516 | node_8105001_200864517 | 132.464 | bal_3P_477AL_4/0AL(N) | 8105001 | no | no |  |  | no |  |  | 0 | 0 | 0 | 0
oh_line_8105001_200864518 |  | ABCN | node_8105001_200864517 | node_8105001_200864518 | 133.586 | bal_3P_477AL_4/0AL(N) | 8105001 | no | no |  |  | no |  |  | 0 | 0 | 0 | 0
oh_line_8105001_200864519 |  | ABCN | node_8105001_200864518 | node_8105001_200864519 | 133.817 | bal_3P_477AL_4/0AL(N) | 8105001 | no | no |  |  | no |  |  | 0 | 0 | 0 | 0
oh_line_8105001_200864520 |  | ABCN | node_8105001_200864519 | node_8105001_200864520 | 234.978 | bal_3P_477AL_4/0AL(N) | 8105001 | no | no |  |  | no |  |  | 0 | 0 | 0 | 0
oh_line_8105001_200864521 |  | AN | node_8105001_200864520 | node_8105001_200864521 | 88.11 | bal_1P_1/0AA_1/0AA(N) | 8105001 | no | no |  |  | no |  |  | 0 | 0 | 0 | 0
oh_line_8105001_200864522 |  | AN | node_8105001_200864521 | node_8105001_200864522 | 213.878 | bal_1P_1/0AA_1/0AA(N) | 8105001 | no | no |  |  | no |  |  | 0 | 0 | 0 | 0
oh_line_8105001_200864523 |  | ABCN | node_8105001_200864520 | node_8105001_200864523 | 246.011 | bal_3P_477AL_4/0AL(N) | 8105001 | no | no |  |  | no |  |  | 0 | 0 | 0 | 0
oh_line_8105001_200864525 |  | ABCN | node_8105001_200864523 | node_8105001_200864525 | 233.516 | bal_3P_477AL_4/0AL(N) | 8105001 | no | no |  |  | no |  |  | 0 | 0 | 0 | 0
oh_line_8105001_200864526 |  | ABCN | node_8105001_200864525 | node_8105001_200864526 | 218.443 | bal_3P_477AL_4/0AL(N) | 8105001 | no | no |  |  | no |  |  | 0 | 0 | 0 | 0
oh_line_8105001_200864527 |  | ABCN | node_8105001_200864526 | node_8105001_200864527 | 228.616 | bal_3P_477AL_4/0AL(N) | 8105001 | no | no |  |  | no |  |  | 0 | 0 | 0 | 0
oh_line_8105001_200864528 |  | ABCN | node_8105001_200864527 | node_8105001_200864528 | 208.331 | bal_3P_477AL_4/0AL(N) | 8105001 | no | no |  |  | no |  |  | 0 | 0 | 0 | 0
oh_line_8105001_200864529 |  | ABCN | node_8105001_200864528 | node_8105001_200864529 | 244.208 | bal_3P_477AL_4/0AL(N) | 8105001 | no | no |  |  | no |  |  | 0 | 0 | 0 | 0
oh_line_8105001_200864598 |  | AN | node_8105001_200864035 | node_8105001_200864598 | 143.526 | bal_1P_1/0AC_1/0AC(N) | 8105001 | no | no |  |  | no |  |  | 0 | 0 | 0 | 0
oh_line_8105001_200864599 |  | AN | node_8105001_200864598 | node_8105001_200864599 | 203.291 | bal_1P_1/0AC_1/0AC(N) | 8105001 | no | no |  |  | no |  |  | 0 | 0 | 0 | 0
oh_line_8105001_200864600 |  | AN | node_8105001_200864599 | node_8105001_200864600 | 176.738 | bal_1P_1/0AC_1/0AC(N) | 8105001 | no | no |  |  | no |  |  | 0 | 0 | 0 | 0
oh_line_8105001_200864601 |  | AN | node_8105001_200864600 | node_8105001_200864601 | 146.522 | bal_1P_1/0AC_1/0AC(N) | 8105001 | no | no |  |  | no |  |  | 0 | 0 | 0 | 0
oh_line_8105001_200864602 |  | AN | node_8105001_200864601 | node_8105001_200864602 | 201.461 | bal_1P_1/0AC_1/0AC(N) | 8105001 | no | no |  |  | no |  |  | 0 | 0 | 0 | 0
oh_line_8105001_200864603 |  | AN | node_8105001_200864602 | node_8105001_200864603 | 213.862 | bal_1P_1/0AC_1/0AC(N) | 8105001 | no | no |  |  | no |  |  | 0 | 0 | 0 | 0
oh_line_8105001_200864714 |  | AN | node_8105001_200864008 | node_8105001_200864714 | 119.245 | bal_1P_1/0AC_1/0AC(N) | 8105001 | no | no |  |  | no |  |  | 0 | 0 | 0 | 0
oh_line_8105001_200864715 |  | AN | node_8105001_200864714 | node_intto1_8105001_200864715 | 165.653 | bal_1P_1/0AC_1/0AC(N) | 8105001 | no | no |  |  | no |  |  | 0 | 0 | 0 | 0
oh_line_8105001_200864716 |  | AN | node_8105001_200864715 | node_intto1_8105001_200864716 | 192.697 | bal_1P_1/0AC_1/0AC(N) | 8105001 | no | no |  |  | no |  |  | 0 | 0 | 0 | 0
oh_line_8105001_200864735 |  | AN | node_8105001_200864715 | node_8105001_200864735 | 172.799 | bal_1P_1/0AC_1/0AC(N) | 8105001 | no | no |  |  | no |  |  | 0 | 0 | 0 | 0
oh_line_8105001_200864736 |  | AN | node_8105001_200864735 | node_8105001_200864736 | 188.949 | bal_1P_1/0AC_1/0AC(N) | 8105001 | no | no |  |  | no |  |  | 0 | 0 | 0 | 0
oh_line_8105001_200864737 |  | AN | node_8105001_200864736 | node_8105001_200864737 | 179.021 | bal_1P_1/0AC_1/0AC(N) | 8105001 | no | no |  |  | no |  |  | 0 | 0 | 0 | 0
oh_line_8105001_200864738 |  | AN | node_8105001_200864737 | node_8105001_200864738 | 154.09 | bal_1P_1/0AC_1/0AC(N) | 8105001 | no | no |  |  | no |  |  | 0 | 0 | 0 | 0
oh_line_8105001_200864739 |  | AN | node_8105001_200864738 | node_8105001_200864739 | 190.719 | bal_1P_1/0AC_1/0AC(N) | 8105001 | no | no |  |  | no |  |  | 0 | 0 | 0 | 0
oh_line_8105001_200864740 |  | AN | node_8105001_200864739 | node_8105001_200864740 | 149.929 | bal_1P_1/0AC_1/0AC(N) | 8105001 | no | no |  |  | no |  |  | 0 | 0 | 0 | 0
oh_line_8105001_200864741 |  | AN | node_8105001_200864740 | node_8105001_200864741 | 193.359 | bal_1P_1/0AC_1/0AC(N) | 8105001 | no | no |  |  | no |  |  | 0 | 0 | 0 | 0
oh_line_8105001_200866739 |  | AD | node_8105001_200867062 | node_8105001_200866739 | 201.558 | bal_1P_1/0AA | 8105001 | no | no |  |  | no |  |  | 0 | 0 | 0 | 0
oh_line_8105001_200866740 |  | AD | node_8105001_200866739 | node_8105001_200866740 | 271.774 | bal_1P_1/0AA | 8105001 | no | no |  |  | no |  |  | 0 | 0 | 0 | 0
oh_line_8105001_200866741 |  | AD | node_8105001_200866740 | node_8105001_200866741 | 255.446 | bal_1P_1/0AA | 8105001 | no | no |  |  | no |  |  | 0 | 0 | 0 | 0
oh_line_8105001_200866959 |  | AN | node_8105001_200866996 | node_8105001_200866959 | 110.479 | bal_1P_DELTACUST | 8105001 | no | no |  |  | no |  |  | 0 | 0 | 0 | 0
oh_line_8105001_200866964 |  | ABCN | node_8105001_200867374 | node_8105001_200866964 | 187.111 | bal_3P_477AL_4/0AL(N) | 8105001 | no | no |  |  | no |  |  | 0 | 0 | 0 | 0
oh_line_8105001_200866966-1 |  | AN | node_8105001_200866964 | node_intto1_220386578 | 192.896 | bal_1P_2AC_2AC(N) | 8105001 | no | no |  |  | no |  |  | 0 | 0 | 0 | 0
oh_line_8105001_200866966-2 |  | AN | node_220386578 | node_intto1_220465174 | 10.507 | bal_1P_2AC_2AC(N) | 8105001 | no | no |  |  | no |  |  | 0 | 0 | 0 | 0
oh_line_8105001_200866966-3 |  | AN | node_220465174 | node_8105001_200866966 | 12.114 | bal_1P_2AC_2AC(N) | 8105001 | no | no |  |  | no |  |  | 0 | 0 | 0 | 0
oh_line_8105001_200866967 |  | AD | node_8105001_200866966 | node_8105001_200866967 | 179.994 | bal_1P_2AC | 8105001 | no | no |  |  | no |  |  | 0 | 0 | 0 | 0
oh_line_8105001_200866969 |  | AD | node_8105001_200866967 | node_8105001_200866969 | 215.792 | bal_1P_2AC | 8105001 | no | no |  |  | no |  |  | 0 | 0 | 0 | 0
oh_line_8105001_200866970 |  | AD | node_8105001_200866969 | node_8105001_200866970 | 154.423 | bal_1P_2AC | 8105001 | no | no |  |  | no |  |  | 0 | 0 | 0 | 0
oh_line_8105001_200866971 |  | AD | node_8105001_200866970 | node_8105001_200866971 | 207.257 | bal_1P_2AC | 8105001 | no | no |  |  | no |  |  | 0 | 0 | 0 | 0
oh_line_8105001_200866973 |  | AD | node_8105001_200866971 | node_8105001_200866973 | 317.142 | bal_1P_1/0AA | 8105001 | no | no |  |  | no |  |  | 0 | 0 | 0 | 0
oh_line_8105001_200866974 |  | AD | node_8105001_200866971 | node_intto1_8105001_200866974 | 176.289 | bal_1P_2AC | 8105001 | no | no |  |  | no |  |  | 0 | 0 | 0 | 0
oh_line_8105001_200866975 |  | AD | node_8105001_200866974 | node_8105001_200866975 | 140.993 | bal_1P_2AC | 8105001 | no | no |  |  | no |  |  | 0 | 0 | 0 | 0
oh_line_8105001_200866976 |  | AD | node_8105001_200866975 | node_8105001_200866976 | 288.525 | bal_1P_1/0AC | 8105001 | no | no |  |  | no |  |  | 0 | 0 | 0 | 0
oh_line_8105001_200866977 |  | AD | node_8105001_200866976 | node_8105001_200866977 | 276.012 | bal_1P_1/0AC | 8105001 | no | no |  |  | no |  |  | 0 | 0 | 0 | 0
oh_line_8105001_200866978 |  | AD | node_8105001_200866977 | node_8105001_200866978 | 201.022 | bal_1P_1/0AC | 8105001 | no | no |  |  | no |  |  | 0 | 0 | 0 | 0
oh_line_8105001_200866979 |  | AD | node_8105001_200866978 | node_8105001_200866979 | 212.062 | bal_1P_1/0AC | 8105001 | no | no |  |  | no |  |  | 0 | 0 | 0 | 0
oh_line_8105001_200866980 |  | AD | node_8105001_200866979 | node_8105001_200866980 | 313.475 | bal_1P_1/0AC | 8105001 | no | no |  |  | no |  |  | 0 | 0 | 0 | 0
oh_line_8105001_200866981 |  | AD | node_8105001_200866977 | node_intto1_8105001_200866981 | 164.118 | bal_1P_1/0AA | 8105001 | no | no |  |  | no |  |  | 0 | 0 | 0 | 0
oh_line_8105001_200866982 |  | AD | node_8105001_200866981 | node_8105001_200866982 | 58.791 | bal_1P_1/0AA | 8105001 | no | no |  |  | no |  |  | 0 | 0 | 0 | 0
oh_line_8105001_200866983 |  | AD | node_8105001_200866981 | node_8105001_200866983 | 167.61 | bal_1P_1/0AA | 8105001 | no | no |  |  | no |  |  | 0 | 0 | 0 | 0
oh_line_8105001_200866984 |  | AD | node_8105001_200866983 | node_8105001_200866984 | 309.93 | bal_1P_1/0AA | 8105001 | no | no |  |  | no |  |  | 0 | 0 | 0 | 0
oh_line_8105001_200866985 |  | AD | node_8105001_200866984 | node_8105001_200866985 | 243.008 | bal_1P_1/0AA | 8105001 | no | no |  |  | no |  |  | 0 | 0 | 0 | 0
oh_line_8105001_200866986 |  | AD | node_8105001_200866985 | node_8105001_200866986 | 232.208 | bal_1P_1/0AA | 8105001 | no | no |  |  | no |  |  | 0 | 0 | 0 | 0
oh_line_8105001_200866987 |  | AD | node_8105001_200866986 | node_8105001_200866987 | 236.333 | bal_1P_1/0AA | 8105001 | no | no |  |  | no |  |  | 0 | 0 | 0 | 0
oh_line_8105001_200866988 |  | AD | node_8105001_200866987 | node_8105001_200866988 | 310.549 | bal_1P_1/0AA | 8105001 | no | no |  |  | no |  |  | 0 | 0 | 0 | 0
oh_line_8105001_200866989 |  | AD | node_8105001_200866988 | node_8105001_200866989 | 120.63 | bal_1P_1/0AA | 8105001 | no | no |  |  | no |  |  | 0 | 0 | 0 | 0
oh_line_8105001_200866990 |  | AD | node_8105001_200866988 | node_8105001_200866990 | 153.4 | bal_1P_1/0AA | 8105001 | no | no |  |  | no |  |  | 0 | 0 | 0 | 0
oh_line_8105001_200866991 |  | AD | node_8105001_200866990 | node_8105001_200866991 | 201.178 | bal_1P_2AC | 8105001 | no | no |  |  | no |  |  | 0 | 0 | 0 | 0
oh_line_8105001_200866992 |  | AD | node_8105001_200866991 | node_8105001_200866992 | 168.866 | bal_1P_2AC | 8105001 | no | no |  |  | no |  |  | 0 | 0 | 0 | 0
oh_line_8105001_200866993 |  | AD | node_8105001_200866992 | node_8105001_200866993 | 181.237 | bal_1P_2AC | 8105001 | no | no |  |  | no |  |  | 0 | 0 | 0 | 0
oh_line_8105001_200866994 |  | AD | node_8105001_200866993 | node_8105001_200866994 | 180.41 | bal_1P_2AC | 8105001 | no | no |  |  | no |  |  | 0 | 0 | 0 | 0
oh_line_8105001_200866995 |  | AD | node_8105001_200866994 | node_8105001_200866995 | 278.893 | bal_1P_2AC | 8105001 | no | no |  |  | no |  |  | 0 | 0 | 0 | 0
oh_line_8105001_200866996 |  | AD | node_8105001_200866995 | node_8105001_200866996 | 177.064 | bal_1P_1/0AA | 8105001 | no | no |  |  | no |  |  | 0 | 0 | 0 | 0
oh_line_8105001_200866997 |  | AD | node_8105001_200866995 | node_8105001_200866997 | 229.122 | bal_1P_2AC | 8105001 | no | no |  |  | no |  |  | 0 | 0 | 0 | 0
oh_line_8105001_200866998-1 |  | AD | node_8105001_200866997 | node_1369616_132_15277532_502 | 168.27 | bal_1P_2AC | 8105001 | no | no |  |  | no |  |  | 0 | 0 | 0 | 0
oh_line_8105001_200866998-2 |  | AD | node_1369616_132_15277532_502 | node_8105001_200866998 | 12.097 | bal_1P_2AC | 8105001 | no | no |  |  | no |  |  | 0 | 0 | 0 | 0
oh_line_8105001_200866999 |  | AD | node_8105001_200866998 | node_8105001_200866999 | 359.262 | bal_1P_2AC | 8105001 | no | no |  |  | no |  |  | 0 | 0 | 0 | 0
oh_line_8105001_200867000 |  | AD | node_8105001_200866999 | node_8105001_200867000 | 164.828 | bal_1P_1/0AC | 8105001 | no | no |  |  | no |  |  | 0 | 0 | 0 | 0
oh_line_8105001_200867001 |  | AD | node_8105001_200866999 | node_8105001_200867001 | 315.192 | bal_1P_2AC | 8105001 | no | no |  |  | no |  |  | 0 | 0 | 0 | 0
oh_line_8105001_200867002 |  | AD | node_8105001_200867001 | node_8105001_200867002 | 55.386 | bal_1P_2AC | 8105001 | no | no |  |  | no |  |  | 0 | 0 | 0 | 0
oh_line_8105001_200867003 |  | AD | node_8105001_200867002 | node_8105001_200867003 | 79.073 | bal_1P_2AC | 8105001 | no | no |  |  | no |  |  | 0 | 0 | 0 | 0
oh_line_8105001_200867004 |  | AD | node_8105001_200867006 | node_8105001_200867004 | 966.132 | bal_1P_2AC | 8105001 | no | no |  |  | no |  |  | 0 | 0 | 0 | 0
oh_line_8105001_200867005 |  | AD | node_8105001_200867003 | node_intto1_8105001_200867005 | 479.029 | bal_1P_2AC | 8105001 | no | no |  |  | no |  |  | 0 | 0 | 0 | 0
oh_line_8105001_200867006 |  | AD | node_8105001_200867003 | node_8105001_200867006 | 290.119 | bal_1P_2AC | 8105001 | no | no |  |  | no |  |  | 0 | 0 | 0 | 0
oh_line_8105001_200867007 |  | AD | node_8105001_200867006 | node_8105001_200867007 | 280.09 | bal_1P_2AC | 8105001 | no | no |  |  | no |  |  | 0 | 0 | 0 | 0
oh_line_8105001_200867055 |  | AD | node_8105001_200867067 | node_8105001_200867055 | 156.775 | bal_1P_1/0AA | 8105001 | no | no |  |  | no |  |  | 0 | 0 | 0 | 0
oh_line_8105001_200867057 |  | AD | node_8105001_200867089 | node_intto1_8105001_200867057 | 441.139 | bal_1P_1/0AA | 8105001 | no | no |  |  | no |  |  | 0 | 0 | 0 | 0
oh_line_8105001_200867058 |  | AD | node_8105001_200866975 | node_intto1_8105001_200867058 | 281.999 | bal_1P_2AC | 8105001 | no | no |  |  | no |  |  | 0 | 0 | 0 | 0
oh_line_8105001_200867059 |  | AD | node_8105001_200867058 | node_8105001_200867059 | 293.83 | bal_1P_2AC | 8105001 | no | no |  |  | no |  |  | 0 | 0 | 0 | 0
oh_line_8105001_200867060 |  | AD | node_8105001_200867059 | node_8105001_200867060 | 136.1 | bal_1P_2AC | 8105001 | no | no |  |  | no |  |  | 0 | 0 | 0 | 0
oh_line_8105001_200867061 |  | AD | node_8105001_200867060 | node_8105001_200867061 | 176.335 | bal_1P_2AC | 8105001 | no | no |  |  | no |  |  | 0 | 0 | 0 | 0
oh_line_8105001_200867062 |  | AD | node_8105001_200867061 | node_8105001_200867062 | 254.973 | bal_1P_2AC | 8105001 | no | no |  |  | no |  |  | 0 | 0 | 0 | 0
oh_line_8105001_200867063 |  | AD | node_8105001_200867062 | node_8105001_200867063 | 259.812 | bal_1P_2AC | 8105001 | no | no |  |  | no |  |  | 0 | 0 | 0 | 0
oh_line_8105001_200867064 |  | AD | node_8105001_200867063 | node_8105001_200867064 | 251.664 | bal_1P_2AC | 8105001 | no | no |  |  | no |  |  | 0 | 0 | 0 | 0
oh_line_8105001_200867065 |  | AD | node_8105001_200867064 | node_8105001_200867065 | 223.607 | bal_1P_2AC | 8105001 | no | no |  |  | no |  |  | 0 | 0 | 0 | 0
oh_line_8105001_200867066 |  | AD | node_8105001_200867065 | node_8105001_200867066 | 214.083 | bal_1P_2AC | 8105001 | no | no |  |  | no |  |  | 0 | 0 | 0 | 0
oh_line_8105001_200867067 |  | AD | node_8105001_200867066 | node_8105001_200867067 | 66.833 | bal_1P_1/0AA | 8105001 | no | no |  |  | no |  |  | 0 | 0 | 0 | 0
oh_line_8105001_200867068 |  | AD | node_8105001_200867066 | node_8105001_200867068 | 415.171 | bal_1P_2AC | 8105001 | no | no |  |  | no |  |  | 0 | 0 | 0 | 0
oh_line_8105001_200867069 |  | AD | node_8105001_200867068 | node_8105001_200867069 | 132.722 | bal_1P_2AC | 8105001 | no | no |  |  | no |  |  | 0 | 0 | 0 | 0
oh_line_8105001_200867070 |  | AD | node_8105001_200867069 | node_8105001_200867070 | 292.079 | bal_1P_2AC | 8105001 | no | no |  |  | no |  |  | 0 | 0 | 0 | 0
oh_line_8105001_200867071 |  | AD | node_8105001_200867070 | node_8105001_200867071 | 247.217 | bal_1P_2AC | 8105001 | no | no |  |  | no |  |  | 0 | 0 | 0 | 0
oh_line_8105001_200867072 |  | AD | node_8105001_200867071 | node_8105001_200867072 | 223.727 | bal_1P_2AC | 8105001 | no | no |  |  | no |  |  | 0 | 0 | 0 | 0
oh_line_8105001_200867073 |  | AD | node_8105001_200867072 | node_8105001_200867073 | 342.347 | bal_1P_2AC | 8105001 | no | no |  |  | no |  |  | 0 | 0 | 0 | 0
oh_line_8105001_200867074 |  | AD | node_8105001_200867073 | node_8105001_200867074 | 70.34 | bal_1P_2AC | 8105001 | no | no |  |  | no |  |  | 0 | 0 | 0 | 0
oh_line_8105001_200867075 |  | AD | node_8105001_200867073 | node_8105001_200867075 | 343.679 | bal_1P_2AC | 8105001 | no | no |  |  | no |  |  | 0 | 0 | 0 | 0
oh_line_8105001_200867076 |  | AD | node_8105001_200867075 | node_8105001_200867076 | 67.548 | bal_1P_1/0AA | 8105001 | no | no |  |  | no |  |  | 0 | 0 | 0 | 0
oh_line_8105001_200867077 |  | AD | node_8105001_200867075 | node_8105001_200867077 | 316.661 | bal_1P_2AC | 8105001 | no | no |  |  | no |  |  | 0 | 0 | 0 | 0
oh_line_8105001_200867078 |  | AD | node_8105001_200867077 | node_8105001_200867078 | 297.706 | bal_1P_2AC | 8105001 | no | no |  |  | no |  |  | 0 | 0 | 0 | 0
oh_line_8105001_200867079 |  | AD | node_8105001_200867078 | node_8105001_200867079 | 337.917 | bal_1P_2AC | 8105001 | no | no |  |  | no |  |  | 0 | 0 | 0 | 0
oh_line_8105001_200867081 |  | AD | node_8105001_200867079 | node_8105001_200867081 | 351.519 | bal_1P_1/0AA | 8105001 | no | no |  |  | no |  |  | 0 | 0 | 0 | 0
oh_line_8105001_200867082 |  | AD | node_8105001_200867081 | node_8105001_200867082 | 244.386 | bal_1P_1/0AA | 8105001 | no | no |  |  | no |  |  | 0 | 0 | 0 | 0
oh_line_8105001_200867083 |  | AD | node_8105001_200867082 | node_8105001_200867083 | 263.964 | bal_1P_2AC | 8105001 | no | no |  |  | no |  |  | 0 | 0 | 0 | 0
oh_line_8105001_200867084 |  | AD | node_8105001_200867082 | node_8105001_200867084 | 339.668 | bal_1P_2AC | 8105001 | no | no |  |  | no |  |  | 0 | 0 | 0 | 0
oh_line_8105001_200867085 |  | AD | node_8105001_200867084 | node_8105001_200867085 | 221.926 | bal_1P_2AC | 8105001 | no | no |  |  | no |  |  | 0 | 0 | 0 | 0
oh_line_8105001_200867087 |  | AD | node_8105001_200867085 | node_8105001_200867087 | 215.32 | bal_1P_2AC | 8105001 | no | no |  |  | no |  |  | 0 | 0 | 0 | 0
oh_line_8105001_200867088 |  | AD | node_8105001_200867087 | node_8105001_200867088 | 198.789 | bal_1P_2AC | 8105001 | no | no |  |  | no |  |  | 0 | 0 | 0 | 0
oh_line_8105001_200867089 |  | AD | node_8105001_200867088 | node_8105001_200867089 | 94.416 | bal_1P_1/0AA | 8105001 | no | no |  |  | no |  |  | 0 | 0 | 0 | 0
oh_line_8105001_200867090 |  | AD | node_8105001_200867088 | node_8105001_200867090 | 209.803 | bal_1P_2AC | 8105001 | no | no |  |  | no |  |  | 0 | 0 | 0 | 0
oh_line_8105001_200867092 |  | AD | node_8105001_200867090 | node_8105001_200867092 | 453.389 | bal_1P_2AC | 8105001 | no | no |  |  | no |  |  | 0 | 0 | 0 | 0
oh_line_8105001_200867093 |  | AD | node_8105001_200867092 | node_8105001_200867093 | 266.598 | bal_1P_2AC | 8105001 | no | no |  |  | no |  |  | 0 | 0 | 0 | 0
oh_line_8105001_200867096 |  | AD | node_8105001_200867093 | node_8105001_200867096 | 151.553 | bal_1P_2AC | 8105001 | no | no |  |  | no |  |  | 0 | 0 | 0 | 0
oh_line_8105001_200867098 |  | AD | node_8105001_200867096 | node_8105001_200867098 | 328.782 | bal_1P_2AC | 8105001 | no | no |  |  | no |  |  | 0 | 0 | 0 | 0
oh_line_8105001_200867101 |  | AN | node_8105001_200866964 | node_intto1_8105001_200867101 | 230.919 | bal_1P_1/0AC_1/0AC(N) | 8105001 | no | no |  |  | no |  |  | 0 | 0 | 0 | 0
oh_line_8105001_200867102 |  | AN | node_8105001_200867101 | node_8105001_200867102 | 262.007 | bal_1P_1/0AC_1/0AC(N) | 8105001 | no | no |  |  | no |  |  | 0 | 0 | 0 | 0
oh_line_8105001_200867103 |  | AN | node_8105001_200867102 | node_8105001_200867103 | 204.547 | bal_1P_1/0AC_1/0AC(N) | 8105001 | no | no |  |  | no |  |  | 0 | 0 | 0 | 0
oh_line_8105001_200867104 |  | AN | node_8105001_200867103 | node_8105001_200867104 | 173.892 | bal_1P_1/0AC_1/0AC(N) | 8105001 | no | no |  |  | no |  |  | 0 | 0 | 0 | 0
oh_line_8105001_200867105 |  | AN | node_8105001_200867104 | node_8105001_200867105 | 202.943 | bal_1P_1/0AC_1/0AC(N) | 8105001 | no | no |  |  | no |  |  | 0 | 0 | 0 | 0
oh_line_8105001_200867106 |  | AD | node_8105001_200866975 | node_intto1_8105001_200867106 | 341.94 | bal_1P_2AC | 8105001 | no | no |  |  | no |  |  | 0 | 0 | 0 | 0
oh_line_8105001_200867107 |  | AD | node_8105001_200867106 | node_8105001_200867107 | 230.875 | bal_1P_2AC | 8105001 | no | no |  |  | no |  |  | 0 | 0 | 0 | 0
oh_line_8105001_200867108 |  | AD | node_8105001_200867107 | node_8105001_200867108 | 645.864 | bal_1P_2AC | 8105001 | no | no |  |  | no |  |  | 0 | 0 | 0 | 0
oh_line_8105001_200867109 |  | AD | node_8105001_200867108 | node_8105001_200867109 | 332.888 | bal_1P_2AC | 8105001 | no | no |  |  | no |  |  | 0 | 0 | 0 | 0
oh_line_8105001_200867110 |  | AD | node_8105001_200867109 | node_8105001_200867110 | 354.368 | bal_1P_2AC | 8105001 | no | no |  |  | no |  |  | 0 | 0 | 0 | 0
oh_line_8105001_200867111 |  | AD | node_8105001_200867110 | node_8105001_200867111 | 165.129 | bal_1P_1/0AA | 8105001 | no | no |  |  | no |  |  | 0 | 0 | 0 | 0
oh_line_8105001_200867112 |  | AD | node_8105001_200867111 | node_8105001_200867112 | 226.865 | bal_1P_1/0AA | 8105001 | no | no |  |  | no |  |  | 0 | 0 | 0 | 0
oh_line_8105001_200867113 |  | AD | node_8105001_200867112 | node_8105001_200867113 | 255.076 | bal_1P_1/0AA | 8105001 | no | no |  |  | no |  |  | 0 | 0 | 0 | 0
oh_line_8105001_200867114 |  | AD | node_8105001_200867110 | node_8105001_200867114 | 209.707 | bal_1P_2AC | 8105001 | no | no |  |  | no |  |  | 0 | 0 | 0 | 0
oh_line_8105001_200867115 |  | AD | node_8105001_200867114 | node_8105001_200867115 | 311.181 | bal_1P_2AC | 8105001 | no | no |  |  | no |  |  | 0 | 0 | 0 | 0
oh_line_8105001_200867117 |  | AD | node_8105001_200867115 | node_8105001_200867117 | 141.043 | bal_1P_2AC | 8105001 | no | no |  |  | no |  |  | 0 | 0 | 0 | 0
oh_line_8105001_200867118 |  | AD | node_8105001_200867117 | node_8105001_200867118 | 191.668 | bal_1P_2AC | 8105001 | no | no |  |  | no |  |  | 0 | 0 | 0 | 0
oh_line_8105001_200867119 |  | AD | node_8105001_200867118 | node_8105001_200867119 | 79.536 | bal_1P_2AC | 8105001 | no | no |  |  | no |  |  | 0 | 0 | 0 | 0
oh_line_8105001_200867120 |  | AD | node_8105001_200867119 | node_8105001_200867120 | 304.164 | bal_1P_2AC | 8105001 | no | no |  |  | no |  |  | 0 | 0 | 0 | 0
oh_line_8105001_200867121 |  | AD | node_8105001_200867120 | node_8105001_200867121 | 283.94 | bal_1P_2AC | 8105001 | no | no |  |  | no |  |  | 0 | 0 | 0 | 0
oh_line_8105001_200867122 |  | AD | node_8105001_200867118 | node_8105001_200867122 | 462.527 | bal_1P_2AC | 8105001 | no | no |  |  | no |  |  | 0 | 0 | 0 | 0
oh_line_8105001_200867123 |  | AD | node_8105001_200867122 | node_8105001_200867123 | 65.959 | bal_1P_2AC | 8105001 | no | no |  |  | no |  |  | 0 | 0 | 0 | 0
oh_line_8105001_200867125 |  | AD | node_8105001_200867123 | node_8105001_200867125 | 468.724 | bal_1P_2AC | 8105001 | no | no |  |  | no |  |  | 0 | 0 | 0 | 0
oh_line_8105001_200867127 |  | AD | node_8105001_200867125 | node_8105001_200867127 | 321.264 | bal_1P_2AC | 8105001 | no | no |  |  | no |  |  | 0 | 0 | 0 | 0
oh_line_8105001_200867128 |  | AD | node_8105001_200867127 | node_8105001_200867128 | 248.408 | bal_1P_2AC | 8105001 | no | no |  |  | no |  |  | 0 | 0 | 0 | 0
oh_line_8105001_200867129 |  | AD | node_8105001_200867128 | node_8105001_200867129 | 211.83 | bal_1P_2AC | 8105001 | no | no |  |  | no |  |  | 0 | 0 | 0 | 0
oh_line_8105001_200867132 |  | AD | node_8105001_200867129 | node_8105001_200867132 | 265.97 | bal_1P_2AC | 8105001 | no | no |  |  | no |  |  | 0 | 0 | 0 | 0
oh_line_8105001_200867133 |  | AD | node_8105001_200867132 | node_8105001_200867133 | 265.36 | bal_1P_1/0AA | 8105001 | no | no |  |  | no |  |  | 0 | 0 | 0 | 0
oh_line_8105001_200867135 |  | AD | node_8105001_200867133 | node_8105001_200867135 | 202.908 | bal_1P_1/0AA | 8105001 | no | no |  |  | no |  |  | 0 | 0 | 0 | 0
oh_line_8105001_200867136 |  | AD | node_8105001_200867135 | node_8105001_200867136 | 210.426 | bal_1P_1/0AA | 8105001 | no | no |  |  | no |  |  | 0 | 0 | 0 | 0
oh_line_8105001_200867137 |  | AD | node_8105001_200867136 | node_8105001_200867137 | 68.549 | bal_1P_1/0AA | 8105001 | no | no |  |  | no |  |  | 0 | 0 | 0 | 0
oh_line_8105001_200867138 |  | AD | node_8105001_200867137 | node_8105001_200867138 | 143.687 | bal_1P_1/0AA | 8105001 | no | no |  |  | no |  |  | 0 | 0 | 0 | 0
oh_line_8105001_200867139 |  | AD | node_8105001_200867136 | node_8105001_200867139 | 209.987 | bal_1P_1/0AA | 8105001 | no | no |  |  | no |  |  | 0 | 0 | 0 | 0
oh_line_8105001_200867140 |  | AD | node_8105001_200867139 | node_8105001_200867140 | 198.274 | bal_1P_1/0AA | 8105001 | no | no |  |  | no |  |  | 0 | 0 | 0 | 0
oh_line_8105001_200867141 |  | AD | node_8105001_200867140 | node_8105001_200867141 | 196.694 | bal_1P_1/0AA | 8105001 | no | no |  |  | no |  |  | 0 | 0 | 0 | 0
oh_line_8105001_200867142 |  | AD | node_8105001_200867141 | node_8105001_200867142 | 175.519 | bal_1P_1/0AA | 8105001 | no | no |  |  | no |  |  | 0 | 0 | 0 | 0
oh_line_8105001_200867143 |  | AD | node_8105001_200867142 | node_8105001_200867143 | 170.456 | bal_1P_1/0AA | 8105001 | no | no |  |  | no |  |  | 0 | 0 | 0 | 0
oh_line_8105001_200867144 |  | AN | node_8105001_200867105 | node_8105001_200867144 | 54.849 | bal_1P_1/0AC_1/0AC(N) | 8105001 | no | no |  |  | no |  |  | 0 | 0 | 0 | 0
oh_line_8105001_200867238 |  | ABCN | node_8105001_200867339 | node_8105001_200867238 | 126.554 | bal_3P_477AL_4/0AL(N) | 8105001 | no | no |  |  | no |  |  | 0 | 0 | 0 | 0
oh_line_8105001_200867239 |  | ABCN | node_8105001_200965942 | node_intto1_1370501_025_15294349_359 | 191.313 | bal_3P_477AL_4/0AL(N) | 8105001 | no | no |  |  | no |  |  | 0 | 0 | 0 | 0
oh_line_8105001_200867240 |  | ABCN | node_8105001_200867241 | node_8105001_200867240 | 141.961 | bal_3P_477AL_4/0AL(N) | 8105001 | no | no |  |  | no |  |  | 0 | 0 | 0 | 0
oh_line_8105001_200867241 |  | ABCN | node_8105001_200867245 | node_8105001_200867241 | 128.053 | bal_3P_477AL_4/0AL(N) | 8105001 | no | no |  |  | no |  |  | 0 | 0 | 0 | 0
oh_line_8105001_200867242 |  | ABCN | node_8105001_200867241 | node_8105001_200867242 | 63.35 | bal_3P_1/0AC_1/0AA(N) | 8105001 | no | no |  |  | no |  |  | 0 | 0 | 0 | 0
oh_line_8105001_200867243 |  | ABCN | node_8105001_200867242 | node_intto1_8105001_200867243 | 171.632 | bal_3P_1/0AC_1/0AA(N) | 8105001 | no | no |  |  | no |  |  | 0 | 0 | 0 | 0
oh_line_8105001_200867245 |  | ABCN | node_8105001_200867246 | node_8105001_200867245 | 116.165 | bal_3P_477AL_4/0AA(N) | 8105001 | no | no |  |  | no |  |  | 0 | 0 | 0 | 0
oh_line_8105001_200867246 |  | ABCN | node_8105001_200867247 | node_8105001_200867246 | 134.143 | bal_3P_477AL_4/0AA(N) | 8105001 | no | no |  |  | no |  |  | 0 | 0 | 0 | 0
oh_line_8105001_200867247 |  | ABCN | node_8105001_200867252 | node_8105001_200867247 | 126.317 | bal_3P_477AL_4/0AL(N) | 8105001 | no | no |  |  | no |  |  | 0 | 0 | 0 | 0
oh_line_8105001_200867248 |  | ABCN | node_8105001_200867247 | node_8105001_200867248 | 107.388 | bal_3P_1/0AC_1/0AA(N) | 8105001 | no | no |  |  | no |  |  | 0 | 0 | 0 | 0
oh_line_8105001_200867249 |  | ABCN | node_8105001_200867248 | node_8105001_200867249 | 140.556 | bal_3P_1/0AC_1/0AA(N) | 8105001 | no | no |  |  | no |  |  | 0 | 0 | 0 | 0
oh_line_8105001_200867250 |  | ABCN | node_8105001_200867249 | node_8105001_200867250 | 57.98 | bal_3P_1/0AA_1/0AA(N) | 8105001 | no | no |  |  | no |  |  | 0 | 0 | 0 | 0
oh_line_8105001_200867252 |  | ABCN | node_8105001_200867254 | node_8105001_200867252 | 109.475 | bal_3P_477AL_4/0AL(N) | 8105001 | no | no |  |  | no |  |  | 0 | 0 | 0 | 0
oh_line_8105001_200867254 |  | ABCN | node_8105001_200867258 | node_8105001_200867254 | 108.192 | bal_3P_477AL_4/0AA(N) | 8105001 | no | no |  |  | no |  |  | 0 | 0 | 0 | 0
oh_line_8105001_200867255 |  | ABCN | node_8105001_200867254 | node_8105001_200867255 | 98.151 | bal_3P_1/0AC_1/0AA(N) | 8105001 | no | no |  |  | no |  |  | 0 | 0 | 0 | 0
oh_line_8105001_200867256 |  | AN | node_8105001_200867257 | node_8105001_200867256 | 173.797 | bal_1P_1/0AA_1/0AA(N) | 8105001 | no | no |  |  | no |  |  | 0 | 0 | 0 | 0
oh_line_8105001_200867257 |  | AN | node_8105001_200867255 | node_8105001_200867257 | 35.329 | bal_1P_1/0AA_1/0AA(N) | 8105001 | no | no |  |  | no |  |  | 0 | 0 | 0 | 0
oh_line_8105001_200867258 |  | ABCN | node_8105001_200867260 | node_8105001_200867258 | 135.482 | bal_3P_477AL_4/0AL(N) | 8105001 | no | no |  |  | no |  |  | 0 | 0 | 0 | 0
oh_line_8105001_200867259 |  | ABCN | node_8105001_200867258 | node_8105001_200867259 | 60.536 | bal_3P_1/0AA_1/0AA(N) | 8105001 | no | no |  |  | no |  |  | 0 | 0 | 0 | 0
oh_line_8105001_200867260 |  | ABCN | node_8105001_200867261 | node_8105001_200867260 | 101.036 | bal_3P_477AL_4/0AL(N) | 8105001 | no | no |  |  | no |  |  | 0 | 0 | 0 | 0
oh_line_8105001_200867261 |  | ABCN | node_8105001_200867265 | node_8105001_200867261 | 125.122 | bal_3P_477AL_4/0AA(N) | 8105001 | no | no |  |  | no |  |  | 0 | 0 | 0 | 0
oh_line_8105001_200867262 |  | ABCN | node_8105001_200867261 | node_8105001_200867262 | 17.037 | bal_3P_1/0AA_1/0AA(N) | 8105001 | no | no |  |  | no |  |  | 0 | 0 | 0 | 0
oh_line_8105001_200867263 |  | ABCN | node_8105001_200867262 | node_8105001_200867263 | 109.453 | bal_3P_1/0AA_1/0AA(N) | 8105001 | no | no |  |  | no |  |  | 0 | 0 | 0 | 0
oh_line_8105001_200867265 |  | ABCN | node_8105001_200867266 | node_8105001_200867265 | 48.292 | bal_3P_477AL_4/0AA(N) | 8105001 | no | no |  |  | no |  |  | 0 | 0 | 0 | 0
oh_line_8105001_200867266 |  | ABCN | node_8105001_200867269 | node_intto1_8105001_200867266 | 163.467 | bal_3P_477AL_4/0AA(N) | 8105001 | no | no |  |  | no |  |  | 0 | 0 | 0 | 0
oh_line_8105001_200867267 |  | AN | node_8105001_200867266 | node_8105001_200867267 | 282.771 | bal_1P_1/0AC_1/0AA(N) | 8105001 | no | no |  |  | no |  |  | 0 | 0 | 0 | 0
oh_line_8105001_200867269 |  | ABCN | node_8105001_200867270 | node_8105001_200867269 | 55.532 | bal_3P_477AL_4/0AA(N) | 8105001 | no | no |  |  | no |  |  | 0 | 0 | 0 | 0
oh_line_8105001_200867270 |  | ABCN | node_8105001_200867272 | node_8105001_200867270 | 134.979 | bal_3P_477AL_4/0AA(N) | 8105001 | no | no |  |  | no |  |  | 0 | 0 | 0 | 0
oh_line_8105001_200867272 |  | ABCN | node_8105001_200867273 | node_8105001_200867272 | 141.624 | bal_3P_477AL_4/0AA(N) | 8105001 | no | no |  |  | no |  |  | 0 | 0 | 0 | 0
oh_line_8105001_200867273 |  | ABCN | node_8105001_200867274 | node_8105001_200867273 | 130.351 | bal_3P_477AL_4/0AA(N) | 8105001 | no | no |  |  | no |  |  | 0 | 0 | 0 | 0
oh_line_8105001_200867274 |  | ABCN | node_8105001_200867277 | node_8105001_200867274 | 166.071 | bal_3P_477AL_4/0AA(N) | 8105001 | no | no |  |  | no |  |  | 0 | 0 | 0 | 0
oh_line_8105001_200867275 |  | ABCN | node_8105001_200867274 | node_8105001_200867275 | 46.466 | bal_3P_1/0AA_1/0AA(N) | 8105001 | no | no |  |  | no |  |  | 0 | 0 | 0 | 0
oh_line_8105001_200867277 |  | ABCN | node_8105001_200867282 | node_8105001_200867277 | 160.389 | bal_3P_477AL_4/0AA(N) | 8105001 | no | no |  |  | no |  |  | 0 | 0 | 0 | 0
oh_line_8105001_200867278 |  | ABCN | node_8105001_200867277 | node_8105001_200867278 | 79.666 | bal_3P_1/0AC_1/0AA(N) | 8105001 | no | no |  |  | no |  |  | 0 | 0 | 0 | 0
oh_line_8105001_200867279 |  | ABCN | node_8105001_200867278 | node_8105001_200867279 | 129.936 | bal_3P_1/0AC_1/0AA(N) | 8105001 | no | no |  |  | no |  |  | 0 | 0 | 0 | 0
oh_line_8105001_200867280 |  | ABCN | node_8105001_200867279 | node_8105001_200867280 | 113.063 | bal_3P_1/0AC_1/0AA(N) | 8105001 | no | no |  |  | no |  |  | 0 | 0 | 0 | 0
oh_line_8105001_200867282 |  | ABCN | node_8105001_200867284 | node_8105001_200867282 | 150.603 | bal_3P_477AL_4/0AL(N) | 8105001 | no | no |  |  | no |  |  | 0 | 0 | 0 | 0
oh_line_8105001_200867284 |  | ABCN | node_8105001_200867285 | node_8105001_200867284 | 121.982 | bal_3P_477AL_4/0AL(N) | 8105001 | no | no |  |  | no |  |  | 0 | 0 | 0 | 0
oh_line_8105001_200867285 |  | ABCN | node_8105001_200867286 | node_8105001_200867285 | 98.098 | bal_3P_477AL_4/0AL(N) | 8105001 | no | no |  |  | no |  |  | 0 | 0 | 0 | 0
oh_line_8105001_200867286 |  | ABCN | node_8105001_200867287 | node_8105001_200867286 | 167.334 | bal_3P_477AL_4/0AL(N) | 8105001 | no | no |  |  | no |  |  | 0 | 0 | 0 | 0
oh_line_8105001_200867287 |  | ABCN | node_8105001_200867288 | node_8105001_200867287 | 86.144 | bal_3P_477AL_4/0AA(N) | 8105001 | no | no |  |  | no |  |  | 0 | 0 | 0 | 0
oh_line_8105001_200867288 |  | ABCN | node_8105001_200867290 | node_8105001_200867288 | 206.915 | bal_3P_477AL_4/0AA(N) | 8105001 | no | no |  |  | no |  |  | 0 | 0 | 0 | 0
oh_line_8105001_200867290 |  | ABCN | node_8105001_200867293 | node_8105001_200867290 | 191.959 | bal_3P_477AL_4/0AL(N) | 8105001 | no | no |  |  | no |  |  | 0 | 0 | 0 | 0
oh_line_8105001_200867293 |  | ABCN | node_8105001_200867295 | node_8105001_200867293 | 182.006 | bal_3P_477AL_4/0AA(N) | 8105001 | no | no |  |  | no |  |  | 0 | 0 | 0 | 0
oh_line_8105001_200867295 |  | ABCN | node_8105001_200867297 | node_8105001_200867295 | 229.77 | bal_3P_477AL_4/0AA(N) | 8105001 | no | no |  |  | no |  |  | 0 | 0 | 0 | 0
oh_line_8105001_200867297 |  | ABCN | node_8105001_200867300 | node_intto1_8105001_200867297 | 68.842 | bal_3P_477AL_4/0AL(N) | 8105001 | no | no |  |  | no |  |  | 0 | 0 | 0 | 0
oh_line_8105001_200867300 |  | ABCN | node_8105001_200867301 | node_8105001_200867300 | 170.748 | bal_3P_477AL_4/0AL(N) | 8105001 | no | no |  |  | no |  |  | 0 | 0 | 0 | 0
oh_line_8105001_200867301 |  | ABCN | node_8105001_200867303 | node_8105001_200867301 | 226.046 | bal_3P_477AL_4/0AL(N) | 8105001 | no | no |  |  | no |  |  | 0 | 0 | 0 | 0
oh_line_8105001_200867303 |  | ABCN | node_8105001_200867304 | node_8105001_200867303 | 184.061 | bal_3P_477AL_4/0AL(N) | 8105001 | no | no |  |  | no |  |  | 0 | 0 | 0 | 0
oh_line_8105001_200867304 |  | ABCN | node_8105001_200867305 | node_8105001_200867304 | 200.202 | bal_3P_477AL_4/0AL(N) | 8105001 | no | no |  |  | no |  |  | 0 | 0 | 0 | 0
oh_line_8105001_200867305 |  | ABCN | node_8105001_200867306 | node_8105001_200867305 | 199.54 | bal_3P_477AL_4/0AL(N) | 8105001 | no | no |  |  | no |  |  | 0 | 0 | 0 | 0
oh_line_8105001_200867306 |  | ABCN | node_8105001_200867307 | node_8105001_200867306 | 250.623 | bal_3P_477AL_4/0AL(N) | 8105001 | no | no |  |  | no |  |  | 0 | 0 | 0 | 0
oh_line_8105001_200867307 |  | ABCN | node_8105001_200867308 | node_8105001_200867307 | 174.124 | bal_3P_477AL_4/0AL(N) | 8105001 | no | no |  |  | no |  |  | 0 | 0 | 0 | 0
oh_line_8105001_200867308 |  | ABCN | node_8105001_200968830 | node_8105001_200867308 | 156.398 | bal_3P_477AL_4/0AL(N) | 8105001 | no | no |  |  | no |  |  | 0 | 0 | 0 | 0
oh_line_8105001_200867311 |  | ABCN | node_8105001_201054990 | node_8105001_200867311 | 165.121 | bal_3P_477AL_4/0AL(N) | 8105001 | no | no |  |  | no |  |  | 0 | 0 | 0 | 0
oh_line_8105001_200867313 |  | AN | node_8105001_201054990 | node_8105001_200867313 | 53.542 | bal_1P_1/0AC_2AC(N) | 8105001 | no | no |  |  | no |  |  | 0 | 0 | 0 | 0
oh_line_8105001_200867314 |  | AN | node_8105001_200867313 | node_intto1_8105001_200867314 | 367.51 | bal_1P_2AC_2AC(N) | 8105001 | no | no |  |  | no |  |  | 0 | 0 | 0 | 0
oh_line_8105001_200867316 |  | ABCN | node_8105001_200867333 | node_8105001_200867316 | 178.422 | bal_3P_477AL_4/0AL(N) | 8105001 | no | no |  |  | no |  |  | 0 | 0 | 0 | 0
oh_line_8105001_200867317 |  | ABCN | node_8105001_200867318 | node_8105001_200867317 | 163.748 | bal_3P_477AL_4/0AL(N) | 8105001 | no | no |  |  | no |  |  | 0 | 0 | 0 | 0
oh_line_8105001_200867318 |  | ABCN | node_8105001_200867319 | node_8105001_200867318 | 239.151 | bal_3P_477AL_4/0AL(N) | 8105001 | no | no |  |  | no |  |  | 0 | 0 | 0 | 0
oh_line_8105001_200867319 |  | ABCN | node_8105001_200867320 | node_8105001_200867319 | 116.289 | bal_3P_477AL_4/0AL(N) | 8105001 | no | no |  |  | no |  |  | 0 | 0 | 0 | 0
oh_line_8105001_200867320 |  | ABCN | node_8105001_200867321 | node_8105001_200867320 | 24.139 | bal_3P_477AL_4/0AL(N) | 8105001 | no | no |  |  | no |  |  | 0 | 0 | 0 | 0
oh_line_8105001_200867321 |  | ABCN | node_8105001_200867322 | node_8105001_200867321 | 144.382 | bal_3P_477AL_4/0AL(N) | 8105001 | no | no |  |  | no |  |  | 0 | 0 | 0 | 0
oh_line_8105001_200867322 |  | ABCN | node_8105001_200867325 | node_intto1_8105001_200867322 | 222.299 | bal_3P_477AL_4/0AL(N) | 8105001 | no | no |  |  | no |  |  | 0 | 0 | 0 | 0
oh_line_8105001_200867324 |  | AN | node_8105001_200867322 | node_8105001_200867324 | 169.625 | bal_1P_1/0AA_1/0AA(N) | 8105001 | no | no |  |  | no |  |  | 0 | 0 | 0 | 0
oh_line_8105001_200867325 |  | ABCN | node_8105001_200867326 | node_8105001_200867325 | 222.48 | bal_3P_477AL_4/0AL(N) | 8105001 | no | no |  |  | no |  |  | 0 | 0 | 0 | 0
oh_line_8105001_200867326 |  | ABCN | node_8105001_200867328 | node_8105001_200867326 | 168.916 | bal_3P_477AL_4/0AL(N) | 8105001 | no | no |  |  | no |  |  | 0 | 0 | 0 | 0
oh_line_8105001_200867328 |  | ABCN | node_8105001_200867330 | node_8105001_200867328 | 217.498 | bal_3P_477AL_4/0AL(N) | 8105001 | no | no |  |  | no |  |  | 0 | 0 | 0 | 0
oh_line_8105001_200867330 |  | ABCN | node_8105001_200867334 | node_8105001_200867330 | 173.293 | bal_3P_477AL_4/0AL(N) | 8105001 | no | no |  |  | no |  |  | 0 | 0 | 0 | 0
oh_line_8105001_200867331 |  | AN | node_8105001_200867330 | node_intto1_8105001_200867331 | 247.246 | bal_1P_2AC_2AC(N) | 8105001 | no | no |  |  | no |  |  | 0 | 0 | 0 | 0
oh_line_8105001_200867332 |  | AN | node_8105001_200867331 | node_8105001_200867332 | 262.367 | bal_1P_2AC_2AC(N) | 8105001 | no | no |  |  | no |  |  | 0 | 0 | 0 | 0
oh_line_8105001_200867333 |  | ABCN | node_8105001_200867359 | node_8105001_200867333 | 207.173 | bal_3P_477AL_4/0AC(N) | 8105001 | no | no |  |  | no |  |  | 0 | 0 | 0 | 0
oh_line_8105001_200867334 |  | ABCN | node_8105001_200867335 | node_8105001_200867334 | 239.107 | bal_3P_477AL_4/0AL(N) | 8105001 | no | no |  |  | no |  |  | 0 | 0 | 0 | 0
oh_line_8105001_200867335 |  | ABCN | node_8105001_200867337 | node_8105001_200867335 | 225.961 | bal_3P_477AL_4/0AL(N) | 8105001 | no | no |  |  | no |  |  | 0 | 0 | 0 | 0
oh_line_8105001_200867336 |  | AN | node_8105001_200867335 | node_8105001_200867336 | 277.598 | bal_1P_1/0AA_1/0AA(N) | 8105001 | no | no |  |  | no |  |  | 0 | 0 | 0 | 0
oh_line_8105001_200867337 |  | ABCN | node_8105001_200867338 | node_8105001_200867337 | 167.35 | bal_3P_477AL_4/0AL(N) | 8105001 | no | no |  |  | no |  |  | 0 | 0 | 0 | 0
oh_line_8105001_200867338 |  | ABCN | node_8105001_200867238 | node_8105001_200867338 | 121.836 | bal_3P_477AL_4/0AL(N) | 8105001 | no | no |  |  | no |  |  | 0 | 0 | 0 | 0
oh_line_8105001_200867339 |  | ABCN | node_8105001_200867340 | node_8105001_200867339 | 196.588 | bal_3P_477AL_4/0AL(N) | 8105001 | no | no |  |  | no |  |  | 0 | 0 | 0 | 0
oh_line_8105001_200867340 |  | ABCN | node_8105001_200867341 | node_8105001_200867340 | 199.646 | bal_3P_477AL_4/0AL(N) | 8105001 | no | no |  |  | no |  |  | 0 | 0 | 0 | 0
oh_line_8105001_200867341 |  | ABCN | node_8105001_200867342 | node_8105001_200867341 | 212.393 | bal_3P_477AL_4/0AL(N) | 8105001 | no | no |  |  | no |  |  | 0 | 0 | 0 | 0
oh_line_8105001_200867342 |  | ABCN | node_8105001_200867345 | node_8105001_200867342 | 241.039 | bal_3P_477AL_4/0AL(N) | 8105001 | no | no |  |  | no |  |  | 0 | 0 | 0 | 0
oh_line_8105001_200867344 |  | AN | node_8105001_200867342 | node_8105001_200867344 | 257.15 | bal_1P_1/0AA_1/0AA(N) | 8105001 | no | no |  |  | no |  |  | 0 | 0 | 0 | 0
oh_line_8105001_200867345 |  | ABCN | node_8105001_200867346 | node_8105001_200867345 | 253.531 | bal_3P_477AL_4/0AL(N) | 8105001 | no | no |  |  | no |  |  | 0 | 0 | 0 | 0
oh_line_8105001_200867346 |  | ABCN | node_8105001_200867348 | node_8105001_200867346 | 248.465 | bal_3P_477AL_4/0AL(N) | 8105001 | no | no |  |  | no |  |  | 0 | 0 | 0 | 0
oh_line_8105001_200867348 |  | ABCN | node_8105001_200867349 | node_8105001_200867348 | 265.524 | bal_3P_477AL_4/0AL(N) | 8105001 | no | no |  |  | no |  |  | 0 | 0 | 0 | 0
oh_line_8105001_200867349 |  | ABCN | node_8105001_200867350 | node_8105001_200867349 | 210.238 | bal_3P_477AL_4/0AL(N) | 8105001 | no | no |  |  | no |  |  | 0 | 0 | 0 | 0
oh_line_8105001_200867350 |  | ABCN | node_8105001_200965634 | node_8105001_200867350 | 267.763 | bal_3P_477AL_4/0AL(N) | 8105001 | no | no |  |  | no |  |  | 0 | 0 | 0 | 0
oh_line_8105001_200867353 |  | ABCN | node_8105001_200867354 | node_8105001_200867353 | 251.352 | bal_3P_477AL_4/0AL(N) | 8105001 | no | no |  |  | no |  |  | 0 | 0 | 0 | 0
oh_line_8105001_200867354 |  | ABCN | node_8105001_200867355 | node_8105001_200867354 | 279.498 | bal_3P_477AL_4/0AL(N) | 8105001 | no | no |  |  | no |  |  | 0 | 0 | 0 | 0
oh_line_8105001_200867355 |  | ABCN | node_8105001_200867356 | node_8105001_200867355 | 262.194 | bal_3P_477AL_4/0AL(N) | 8105001 | no | no |  |  | no |  |  | 0 | 0 | 0 | 0
oh_line_8105001_200867356 |  | ABCN | node_8105001_200867357 | node_8105001_200867356 | 260.842 | bal_3P_477AL_4/0AL(N) | 8105001 | no | no |  |  | no |  |  | 0 | 0 | 0 | 0
oh_line_8105001_200867357 |  | ABCN | node_8105001_200867358 | node_8105001_200867357 | 286.022 | bal_3P_477AL_4/0AL(N) | 8105001 | no | no |  |  | no |  |  | 0 | 0 | 0 | 0
oh_line_8105001_200867358 |  | ABCN | node_8105001_200867360 | node_8105001_200867358 | 225.427 | bal_3P_477AL_4/0AL(N) | 8105001 | no | no |  |  | no |  |  | 0 | 0 | 0 | 0
oh_line_8105001_200867359 |  | ABCN | node_8105001_200867375 | node_8105001_200867359 | 134.667 | bal_3P_477AL_4/0AL(N) | 8105001 | no | no |  |  | no |  |  | 0 | 0 | 0 | 0
oh_line_8105001_200867360 |  | ABCN | node_8105001_200867361 | node_8105001_200867360 | 254.687 | bal_3P_477AL_4/0AL(N) | 8105001 | no | no |  |  | no |  |  | 0 | 0 | 0 | 0
oh_line_8105001_200867361 |  | ABCN | node_8105001_200867364 | node_intto1_8105001_200867361 | 188.033 | bal_3P_477AL_4/0AL(N) | 8105001 | no | no |  |  | no |  |  | 0 | 0 | 0 | 0
oh_line_8105001_200867364 |  | ABCN | node_8105001_200867365 | node_8105001_200867364 | 179.461 | bal_3P_477AL_4/0AL(N) | 8105001 | no | no |  |  | no |  |  | 0 | 0 | 0 | 0
oh_line_8105001_200867365 |  | ABCN | node_8105001_200867370 | node_8105001_200867365 | 196.433 | bal_3P_477AL_4/0AL(N) | 8105001 | no | no |  |  | no |  |  | 0 | 0 | 0 | 0
oh_line_8105001_200867368 |  | AN | node_8105001_200867365 | node_8105001_200867368 | 83.928 | bal_1P_1/0AA_1/0AA(N) | 8105001 | no | no |  |  | no |  |  | 0 | 0 | 0 | 0
oh_line_8105001_200867370 |  | ABCN | node_8105001_200867372 | node_8105001_200867370 | 212.457 | bal_3P_477AL_4/0AL(N) | 8105001 | no | no |  |  | no |  |  | 0 | 0 | 0 | 0
oh_line_8105001_200867372 |  | ABCN | node_8105001_200867374 | node_8105001_200867372 | 221.912 | bal_3P_477AL_4/0AL(N) | 8105001 | no | no |  |  | no |  |  | 0 | 0 | 0 | 0
oh_line_8105001_200867374 |  | ABCN | node_8105001_200864529 | node_8105001_200867374 | 34.555 | bal_3P_477AL_4/0AL(N) | 8105001 | no | no |  |  | no |  |  | 0 | 0 | 0 | 0
oh_line_8105001_200867375 |  | ABCN | node_8105001_200867377 | node_8105001_200867375 | 111.213 | bal_3P_477AL_4/0AL(N) | 8105001 | no | no |  |  | no |  |  | 0 | 0 | 0 | 0
oh_line_8105001_200867376 |  | AN | node_8105001_200867375 | node_8105001_200867376 | 88.708 | bal_1P_1/0AA_1/0AA(N) | 8105001 | no | no |  |  | no |  |  | 0 | 0 | 0 | 0
oh_line_8105001_200867377 |  | ABCN | node_8105001_200867240 | node_8105001_200867377 | 129.321 | bal_3P_477AL_4/0AL(N) | 8105001 | no | no |  |  | no |  |  | 0 | 0 | 0 | 0
oh_line_8105001_200914889 |  | AD | node_8105001_200867005 | node_8105001_200914889 | 819.384 | bal_1P_1/0AA | 8105001 | no | no |  |  | no |  |  | 0 | 0 | 0 | 0
oh_line_8105001_200965634 |  | ABCN | node_8105001_200867353 | node_8105001_200965634 | 276.447 | bal_3P_477AL_4/0AL(N) | 8105001 | no | no |  |  | no |  |  | 0 | 0 | 0 | 0
oh_line_8105001_200965942 |  | ABCN | node_8105001_200867316 | node_8105001_200965942 | 176.888 | bal_3P_477AL_4/0AL(N) | 8105001 | no | no |  |  | no |  |  | 0 | 0 | 0 | 0
oh_line_8105001_200968830 |  | ABCN | node_8105001_200867311 | node_8105001_200968830 | 155.88 | bal_3P_477AL_4/0AL(N) | 8105001 | no | no |  |  | no |  |  | 0 | 0 | 0 | 0
oh_line_8105001_200973704 |  | AN | node_8105001_200863533 | node_8105001_200973704 | 170.925 | bal_1P_1/0AA_1/0AA(N) | 8105001 | no | no |  |  | no |  |  | 0 | 0 | 0 | 0
oh_line_8105001_200973705 |  | AN | node_8105001_200973704 | node_8105001_200973705 | 164.325 | bal_1P_1/0AA_1/0AA(N) | 8105001 | no | no |  |  | no |  |  | 0 | 0 | 0 | 0
oh_line_8105001_200975575 |  | ABCN | node_8105001_200867250 | node_8105001_200975575 | 321.189 | bal_3P_1/0AA_1/0AA(N) | 8105001 | no | no |  |  | no |  |  | 0 | 0 | 0 | 0
oh_line_8105001_200982758 |  | AN | node_8105001_200862210 | node_8105001_200982758 | 136.925 | bal_1P_1/0AC_1/0AC(N) | 8105001 | no | no |  |  | no |  |  | 0 | 0 | 0 | 0
oh_line_8105001_201004427 |  | ABCN | node_8105001_200862208 | node_8105001_201004427 | 88.546 | bal_3P_1/0AC_1/0AC(N) | 8105001 | no | no |  |  | no |  |  | 0 | 0 | 0 | 0
oh_line_8105001_201009978 |  | AN | node_8105001_200862045 | node_8105001_201009978 | 127.373 | bal_1P_1/0AA_1/0AA(N) | 8105001 | no | no |  |  | no |  |  | 0 | 0 | 0 | 0
oh_line_8105001_201016677 |  | ABCN | node_8105001_200864509 | node_intto1_8105001_201016677 | 247.618 | bal_3P_477AL_4/0AA(N) | 8105001 | no | no |  |  | no |  |  | 0 | 0 | 0 | 0
oh_line_8105001_201054538 |  | ABCN | node_8105001_200862032 | node_8105001_201054538 | 167.601 | bal_3P_477AL_4/0AL(N) | 8105001 | no | no |  |  | no |  |  | 0 | 0 | 0 | 0
oh_line_8105001_201054539 |  | ABCN | node_8105001_200862037 | node_8105001_201054539 | 205.238 | bal_3P_477AL_4/0AL(N) | 8105001 | no | no |  |  | no |  |  | 0 | 0 | 0 | 0
oh_line_8105001_201054990 |  | ABCN | node_8105001_200867317 | node_8105001_201054990 | 189.437 | bal_3P_477AL_4/0AL(N) | 8105001 | no | no |  |  | no |  |  | 0 | 0 | 0 | 0
oh_line_8105001_201056901 |  | AN | node_8105001_200863527 | node_8105001_201056901 | 145.674 | bal_1P_1/0AA_1/0AA(N) | 8105001 | no | no |  |  | no |  |  | 0 | 0 | 0 | 0
oh_line_8105001_201067367 |  | AN | node_8105001_200862200 | node_8105001_201067367 | 331.83 | bal_1P_2AC_2AC(N) | 8105001 | no | no |  |  | no |  |  | 0 | 0 | 0 | 0
oh_line_8105001_311878789 |  | AN | node_8105001_200862039 | node_intto1_8105001_311878789 | 185.723 | bal_1P_2AL_2AL(N) | 8105001 | no | no |  |  | no |  |  | 0 | 0 | 0 | 0
oh_line_8105001_311924695 |  | ABCN | node_8105001_200864508 | node_intto1_8105001_311924695 | 184.789 | bal_3P_477AL_4/0AA(N) | 8105001 | no | no |  |  | no |  |  | 0 | 0 | 0 | 0
oh_line_8105001_312144500 |  | ABCN | node_8105001_200863036 | node_8105001_312144500 | 69.285 | bal_3P_477AL_4/0AL(N) | 8105001 | no | no |  |  | no |  |  | 0 | 0 | 0 | 0
oh_line_TAP_OH_904897 |  | AN | node_8105001_311878789 | node_1369137_929_15290290_1 | 0.033 | unb_TAPWIRE_OH | 8105001 | no | no |  |  | no |  |  | 0 | 0 | 0 | 0
oh_line_TAP_OH_904987 |  | AN | node_8105001_200861183 | node_1370880_072_15288064_209 | 0.033 | unb_TAPWIRE_OH | 8105001 | no | no |  |  | no |  |  | 0 | 0 | 0 | 0
oh_line_TAP_OH_904988 |  | AN | node_8105001_200861184 | node_1370651_365_15288075_335 | 0.033 | unb_TAPWIRE_OH | 8105001 | no | no |  |  | no |  |  | 0 | 0 | 0 | 0
oh_line_TAP_OH_904989 |  | AN | node_8105001_200861186 | node_1370368_556_15287858_757 | 0.033 | unb_TAPWIRE_OH | 8105001 | no | no |  |  | no |  |  | 0 | 0 | 0 | 0
oh_line_TAP_OH_904990 |  | AN | node_8105001_200861191 | node_1369999_627_15287498_886 | 0.033 | unb_TAPWIRE_OH | 8105001 | no | no |  |  | no |  |  | 0 | 0 | 0 | 0
oh_line_TAP_OH_905081 |  | AN | node_8105001_200861444 | node_1375399_373_15281504_306 | 0.033 | unb_TAPWIRE_OH | 8105001 | no | no |  |  | no |  |  | 0 | 0 | 0 | 0
oh_line_TAP_OH_905082 |  | AN | node_8105001_200861445 | node_1376426_615_15278459_618 | 0.033 | unb_TAPWIRE_OH | 8105001 | no | no |  |  | no |  |  | 0 | 0 | 0 | 0
oh_line_TAP_OH_905083 |  | AN | node_8105001_200861451 | node_1376676_173_15277301_182 | 0.033 | unb_TAPWIRE_OH | 8105001 | no | no |  |  | no |  |  | 0 | 0 | 0 | 0
oh_line_TAP_OH_905084 |  | AN | node_8105001_200861452 | node_1375422_802_15281279_762 | 0.033 | unb_TAPWIRE_OH | 8105001 | no | no |  |  | no |  |  | 0 | 0 | 0 | 0
oh_line_TAP_OH_905085 |  | AN | node_8105001_200861454 | node_1375342_431_15281005_026 | 0.033 | unb_TAPWIRE_OH | 8105001 | no | no |  |  | no |  |  | 0 | 0 | 0 | 0
oh_line_TAP_OH_905086 |  | AN | node_8105001_200861456 | node_1375835_22_15280760_525 | 0.033 | unb_TAPWIRE_OH | 8105001 | no | no |  |  | no |  |  | 0 | 0 | 0 | 0
oh_line_TAP_OH_905087 |  | AN | node_8105001_200861457 | node_1376034_943_15280435_196 | 0.033 | unb_TAPWIRE_OH | 8105001 | no | no |  |  | no |  |  | 0 | 0 | 0 | 0
oh_line_TAP_OH_905088 |  | AN | node_8105001_200861458 | node_1376073_121_15280159_7 | 0.033 | unb_TAPWIRE_OH | 8105001 | no | no |  |  | no |  |  | 0 | 0 | 0 | 0
oh_line_TAP_OH_905089 |  | AN | node_8105001_200861461 | node_1376107_207_15279296_303 | 0.033 | unb_TAPWIRE_OH | 8105001 | no | no |  |  | no |  |  | 0 | 0 | 0 | 0
oh_line_TAP_OH_905090 |  | AN | node_8105001_200861466 | node_1375959_881_15278812_177 | 0.033 | unb_TAPWIRE_OH | 8105001 | no | no |  |  | no |  |  | 0 | 0 | 0 | 0
oh_line_TAP_OH_905091 |  | AN | node_8105001_200861468 | node_1376306_388_15278632_08 | 0.033 | unb_TAPWIRE_OH | 8105001 | no | no |  |  | no |  |  | 0 | 0 | 0 | 0
oh_line_TAP_OH_905141 |  | AN | node_8105001_200861657 | node_1371020_422_15292694_364 | 0.033 | unb_TAPWIRE_OH | 8105001 | no | no |  |  | no |  |  | 0 | 0 | 0 | 0
oh_line_TAP_OH_905142 |  | AN | node_8105001_200861664 | node_1370561_784_15293583_961 | 0.033 | unb_TAPWIRE_OH | 8105001 | no | no |  |  | no |  |  | 0 | 0 | 0 | 0
oh_line_TAP_OH_905143 |  | AN | node_8105001_200861670 | node_1370938_221_15293056_083 | 0.033 | unb_TAPWIRE_OH | 8105001 | no | no |  |  | no |  |  | 0 | 0 | 0 | 0
oh_line_TAP_OH_905240 |  | ABCN | node_8105001_200862035 | node_1369762_045_15290113_006 | 0.033 | unb_TAPWIRE_OH | 8105001 | no | no |  |  | no |  |  | 0 | 0 | 0 | 0
oh_line_TAP_OH_905241 |  | ABCN | node_8105001_200862037 | node_1369425_871_15290157_483 | 0.033 | unb_TAPWIRE_OH | 8105001 | no | no |  |  | no |  |  | 0 | 0 | 0 | 0
oh_line_TAP_OH_905242 |  | ABCN | node_8105001_200862045 | node_1368683_713_15290137_066 | 0.033 | unb_TAPWIRE_OH | 8105001 | no | no |  |  | no |  |  | 0 | 0 | 0 | 0
oh_line_TAP_OH_905302 |  | ABCN | node_8105001_200862203 | node_1366203_612_15289601_424 | 0.033 | unb_TAPWIRE_OH | 8105001 | no | no |  |  | no |  |  | 0 | 0 | 0 | 0
oh_line_TAP_OH_905303 |  | AN | node_8105001_200862205 | node_1366010_068_15289326_891 | 0.033 | unb_TAPWIRE_OH | 8105001 | no | no |  |  | no |  |  | 0 | 0 | 0 | 0
oh_line_TAP_OH_905304 |  | ABCN | node_8105001_200862208 | node_1366122_912_15289064_841 | 0.033 | unb_TAPWIRE_OH | 8105001 | no | no |  |  | no |  |  | 0 | 0 | 0 | 0
oh_line_TAP_OH_905305 |  | ABCN | node_8105001_200862211 | node_1365623_696_15289106_284 | 0.033 | unb_TAPWIRE_OH | 8105001 | no | no |  |  | no |  |  | 0 | 0 | 0 | 0
oh_line_TAP_OH_905306 |  | AN | node_8105001_200862212 | node_1366126_346_15288918_793 | 0.033 | unb_TAPWIRE_OH | 8105001 | no | no |  |  | no |  |  | 0 | 0 | 0 | 0
oh_line_TAP_OH_905307 |  | AN | node_8105001_200862214 | node_1366165_249_15288103_466 | 0.033 | unb_TAPWIRE_OH | 8105001 | no | no |  |  | no |  |  | 0 | 0 | 0 | 0
oh_line_TAP_OH_905308 |  | AN | node_8105001_200862216 | node_1366412_04_15288205_683 | 0.033 | unb_TAPWIRE_OH | 8105001 | no | no |  |  | no |  |  | 0 | 0 | 0 | 0
oh_line_TAP_OH_905312 |  | AN | node_8105001_200862236 | node_1370477_345_15293098_303 | 0.033 | unb_TAPWIRE_OH | 8105001 | no | no |  |  | no |  |  | 0 | 0 | 0 | 0
oh_line_TAP_OH_905313 |  | AN | node_8105001_200862237 | node_1370547_875_15292905_12 | 0.033 | unb_TAPWIRE_OH | 8105001 | no | no |  |  | no |  |  | 0 | 0 | 0 | 0
oh_line_TAP_OH_905317 |  | AN | node_8105001_200862255 | node_1371333_904_15292830_575 | 0.033 | unb_TAPWIRE_OH | 8105001 | no | no |  |  | no |  |  | 0 | 0 | 0 | 0
oh_line_TAP_OH_905318 |  | AN | node_8105001_200862259 | node_1371827_879_15292860_14 | 0.033 | unb_TAPWIRE_OH | 8105001 | no | no |  |  | no |  |  | 0 | 0 | 0 | 0
oh_line_TAP_OH_905320 |  | AN | node_8105001_200862268 | node_1371408_223_15292425_368 | 0.033 | unb_TAPWIRE_OH | 8105001 | no | no |  |  | no |  |  | 0 | 0 | 0 | 0
oh_line_TAP_OH_905347 |  | AN | node_8105001_200862358 | node_1371615_678_15293250_751 | 0.033 | unb_TAPWIRE_OH | 8105001 | no | no |  |  | no |  |  | 0 | 0 | 0 | 0
oh_line_TAP_OH_905348 |  | AN | node_8105001_200862365 | node_1371878_159_15293657_579 | 0.033 | unb_TAPWIRE_OH | 8105001 | no | no |  |  | no |  |  | 0 | 0 | 0 | 0
oh_line_TAP_OH_905349 |  | AN | node_8105001_200862367 | node_1371705_547_15293704_265 | 0.033 | unb_TAPWIRE_OH | 8105001 | no | no |  |  | no |  |  | 0 | 0 | 0 | 0
oh_line_TAP_OH_905455 |  | AN | node_8105001_200862681 | node_1371069_143_15293337_838 | 0.033 | unb_TAPWIRE_OH | 8105001 | no | no |  |  | no |  |  | 0 | 0 | 0 | 0
oh_line_TAP_OH_905499 |  | AN | node_8105001_200862910 | node_1370354_038_15290845_166 | 0.033 | unb_TAPWIRE_OH | 8105001 | no | no |  |  | no |  |  | 0 | 0 | 0 | 0
oh_line_TAP_OH_905500 |  | AN | node_8105001_200862916 | node_1370911_625_15291119_147 | 0.033 | unb_TAPWIRE_OH | 8105001 | no | no |  |  | no |  |  | 0 | 0 | 0 | 0
oh_line_TAP_OH_905501 |  | AN | node_8105001_200862918 | node_1370724_9_15291516_689 | 0.033 | unb_TAPWIRE_OH | 8105001 | no | no |  |  | no |  |  | 0 | 0 | 0 | 0
oh_line_TAP_OH_905529 |  | ABCN | node_8105001_200863033 | node_1370135_195_15289614_378 | 0.033 | unb_TAPWIRE_OH | 8105001 | no | no |  |  | no |  |  | 0 | 0 | 0 | 0
oh_line_TAP_OH_905530 |  | AN | node_8105001_200863039 | node_1370179_178_15288958_351 | 0.033 | unb_TAPWIRE_OH | 8105001 | no | no |  |  | no |  |  | 0 | 0 | 0 | 0
oh_line_TAP_OH_905531 |  | ABCN | node_8105001_200863043 | node_1368659_055_15289733_388 | 0.033 | unb_TAPWIRE_OH | 8105001 | no | no |  |  | no |  |  | 0 | 0 | 0 | 0
oh_line_TAP_OH_905532 |  | ABCN | node_8105001_200863046 | node_1369183_836_15289640_444 | 0.033 | unb_TAPWIRE_OH | 8105001 | no | no |  |  | no |  |  | 0 | 0 | 0 | 0
oh_line_TAP_OH_905536 |  | ABCN | node_8105001_200863062 | node_1368422_096_15289814_563 | 0.033 | unb_TAPWIRE_OH | 8105001 | no | no |  |  | no |  |  | 0 | 0 | 0 | 0
oh_line_TAP_OH_905537 |  | ABCN | node_8105001_200863066 | node_1368466_778_15289421_725 | 0.033 | unb_TAPWIRE_OH | 8105001 | no | no |  |  | no |  |  | 0 | 0 | 0 | 0
oh_line_TAP_OH_905538 |  | ABCN | node_8105001_200863069 | node_1368496_288_15288904_598 | 0.033 | unb_TAPWIRE_OH | 8105001 | no | no |  |  | no |  |  | 0 | 0 | 0 | 0
oh_line_TAP_OH_905539 |  | ABCN | node_8105001_200863070 | node_1368469_816_15288729_363 | 0.033 | unb_TAPWIRE_OH | 8105001 | no | no |  |  | no |  |  | 0 | 0 | 0 | 0
oh_line_TAP_OH_905547 |  | AN | node_8105001_200863098 | node_1371526_687_15293516_904 | 0.033 | unb_TAPWIRE_OH | 8105001 | no | no |  |  | no |  |  | 0 | 0 | 0 | 0
oh_line_TAP_OH_905548 |  | AN | node_8105001_200863100 | node_1371240_184_15293768_646 | 0.033 | unb_TAPWIRE_OH | 8105001 | no | no |  |  | no |  |  | 0 | 0 | 0 | 0
oh_line_TAP_OH_905549 |  | AN | node_8105001_200863105 | node_1368810_305_15289430_094 | 0.033 | unb_TAPWIRE_OH | 8105001 | no | no |  |  | no |  |  | 0 | 0 | 0 | 0
oh_line_TAP_OH_905550 |  | AN | node_8105001_200863108 | node_1369325_703_15289350_621 | 0.033 | unb_TAPWIRE_OH | 8105001 | no | no |  |  | no |  |  | 0 | 0 | 0 | 0
oh_line_TAP_OH_905581 |  | AN | node_8105001_200863216 | node_1369617_237_15289312_828 | 0.033 | unb_TAPWIRE_OH | 8105001 | no | no |  |  | no |  |  | 0 | 0 | 0 | 0
oh_line_TAP_OH_905582 |  | AN | node_8105001_200863220 | node_1369643_136_15288955_878 | 0.033 | unb_TAPWIRE_OH | 8105001 | no | no |  |  | no |  |  | 0 | 0 | 0 | 0
oh_line_TAP_OH_905675 |  | AN | node_8105001_200863521 | node_1370675_379_15289466_793 | 0.033 | unb_TAPWIRE_OH | 8105001 | no | no |  |  | no |  |  | 0 | 0 | 0 | 0
oh_line_TAP_OH_905676 |  | AN | node_8105001_200863524 | node_1371186_808_15289487_993 | 0.033 | unb_TAPWIRE_OH | 8105001 | no | no |  |  | no |  |  | 0 | 0 | 0 | 0
oh_line_TAP_OH_905677 |  | AN | node_8105001_200863527 | node_1371574_312_15289502_42 | 0.033 | unb_TAPWIRE_OH | 8105001 | no | no |  |  | no |  |  | 0 | 0 | 0 | 0
oh_line_TAP_OH_905678 |  | AN | node_8105001_200863530 | node_1371117_81_15289038_193 | 0.033 | unb_TAPWIRE_OH | 8105001 | no | no |  |  | no |  |  | 0 | 0 | 0 | 0
oh_line_TAP_OH_905679 |  | AN | node_8105001_200863533 | node_1371133_908_15288563_686 | 0.033 | unb_TAPWIRE_OH | 8105001 | no | no |  |  | no |  |  | 0 | 0 | 0 | 0
oh_line_TAP_OH_905692 |  | AN | node_8105001_200863583 | node_1369324_641_15288965_896 | 0.033 | unb_TAPWIRE_OH | 8105001 | no | no |  |  | no |  |  | 0 | 0 | 0 | 0
oh_line_TAP_OH_905693 |  | AN | node_8105001_200863585 | node_1369563_704_15289128_854 | 0.033 | unb_TAPWIRE_OH | 8105001 | no | no |  |  | no |  |  | 0 | 0 | 0 | 0
oh_line_TAP_OH_905735 |  | AN | node_8105001_200863794 | node_1369428_021_15288770_608 | 0.033 | unb_TAPWIRE_OH | 8105001 | no | no |  |  | no |  |  | 0 | 0 | 0 | 0
oh_line_TAP_OH_905736 |  | AN | node_8105001_200863797 | node_1369149_898_15288578_82 | 0.033 | unb_TAPWIRE_OH | 8105001 | no | no |  |  | no |  |  | 0 | 0 | 0 | 0
oh_line_TAP_OH_905764 |  | AN | node_8105001_200863886 | node_1366900_531_15289504_328 | 0.033 | unb_TAPWIRE_OH | 8105001 | no | no |  |  | no |  |  | 0 | 0 | 0 | 0
oh_line_TAP_OH_905765 |  | AN | node_8105001_200863888 | node_1367939_572_15289804_88 | 0.033 | unb_TAPWIRE_OH | 8105001 | no | no |  |  | no |  |  | 0 | 0 | 0 | 0
oh_line_TAP_OH_905767 |  | AN | node_8105001_200863892 | node_1367040_441_15290117_886 | 0.033 | unb_TAPWIRE_OH | 8105001 | no | no |  |  | no |  |  | 0 | 0 | 0 | 0
oh_line_TAP_OH_905768 |  | AN | node_8105001_200863895 | node_1367480_334_15289753_063 | 0.033 | unb_TAPWIRE_OH | 8105001 | no | no |  |  | no |  |  | 0 | 0 | 0 | 0
oh_line_TAP_OH_905797 |  | ABCN | node_8105001_200863997 | node_1366175_179_15289348_447 | 0.033 | unb_TAPWIRE_OH | 8105001 | no | no |  |  | no |  |  | 0 | 0 | 0 | 0
oh_line_TAP_OH_905798 |  | ABCN | node_8105001_200863998 | node_1367658_944_15289116_543 | 0.033 | unb_TAPWIRE_OH | 8105001 | no | no |  |  | no |  |  | 0 | 0 | 0 | 0
oh_line_TAP_OH_905799 |  | ABCN | node_8105001_200864001 | node_1368171_437_15289310_211 | 0.033 | unb_TAPWIRE_OH | 8105001 | no | no |  |  | no |  |  | 0 | 0 | 0 | 0
oh_line_TAP_OH_905800 |  | ABCN | node_8105001_200864006 | node_1366842_62_15289088_339 | 0.033 | unb_TAPWIRE_OH | 8105001 | no | no |  |  | no |  |  | 0 | 0 | 0 | 0
oh_line_TAP_OH_905801 |  | ABCN | node_8105001_200864007 | node_1366997_233_15289026_433 | 0.033 | unb_TAPWIRE_OH | 8105001 | no | no |  |  | no |  |  | 0 | 0 | 0 | 0
oh_line_TAP_OH_905802 |  | ABCN | node_8105001_200864008 | node_1367215_537_15288975_326 | 0.033 | unb_TAPWIRE_OH | 8105001 | no | no |  |  | no |  |  | 0 | 0 | 0 | 0
oh_line_TAP_OH_905808 |  | AN | node_8105001_200864025 | node_1369840_409_15290430_413 | 0.033 | unb_TAPWIRE_OH | 8105001 | no | no |  |  | no |  |  | 0 | 0 | 0 | 0
oh_line_TAP_OH_905809 |  | AN | node_8105001_200864029 | node_1369707_497_15290666_943 | 0.033 | unb_TAPWIRE_OH | 8105001 | no | no |  |  | no |  |  | 0 | 0 | 0 | 0
oh_line_TAP_OH_905810 |  | AN | node_8105001_200864031 | node_1367536_249_15289306_207 | 0.033 | unb_TAPWIRE_OH | 8105001 | no | no |  |  | no |  |  | 0 | 0 | 0 | 0
oh_line_TAP_OH_905811 |  | AN | node_8105001_200864033 | node_1367764_78_15289552_419 | 0.033 | unb_TAPWIRE_OH | 8105001 | no | no |  |  | no |  |  | 0 | 0 | 0 | 0
oh_line_TAP_OH_905812 |  | AN | node_8105001_200864036 | node_1368291_094_15289532_38 | 0.033 | unb_TAPWIRE_OH | 8105001 | no | no |  |  | no |  |  | 0 | 0 | 0 | 0
oh_line_TAP_OH_905813 |  | AN | node_8105001_200864039 | node_1367106_583_15289620_357 | 0.033 | unb_TAPWIRE_OH | 8105001 | no | no |  |  | no |  |  | 0 | 0 | 0 | 0
oh_line_TAP_OH_905814 |  | AN | node_8105001_200864040 | node_1367088_949_15289828_057 | 0.033 | unb_TAPWIRE_OH | 8105001 | no | no |  |  | no |  |  | 0 | 0 | 0 | 0
oh_line_TAP_OH_905949 |  | ABCN | node_8105001_200864515 | node_1374524_008_15281712_065 | 0.033 | unb_TAPWIRE_OH | 8105001 | no | no |  |  | no |  |  | 0 | 0 | 0 | 0
oh_line_TAP_OH_905950 |  | ABCN | node_8105001_200864516 | node_1374329_523_15281673_247 | 0.033 | unb_TAPWIRE_OH | 8105001 | no | no |  |  | no |  |  | 0 | 0 | 0 | 0
oh_line_TAP_OH_905951 |  | AN | node_8105001_200864522 | node_1373695_518_15281344_283 | 0.033 | unb_TAPWIRE_OH | 8105001 | no | no |  |  | no |  |  | 0 | 0 | 0 | 0
oh_line_TAP_OH_905952 |  | ABCN | node_8105001_200864526 | node_1373036_738_15281868_173 | 0.033 | unb_TAPWIRE_OH | 8105001 | no | no |  |  | no |  |  | 0 | 0 | 0 | 0
oh_line_TAP_OH_905970 |  | AN | node_8105001_200864600 | node_1368085_569_15290046_625 | 0.033 | unb_TAPWIRE_OH | 8105001 | no | no |  |  | no |  |  | 0 | 0 | 0 | 0
oh_line_TAP_OH_905971 |  | AN | node_8105001_200864603 | node_1367532_756_15290135_1 | 0.033 | unb_TAPWIRE_OH | 8105001 | no | no |  |  | no |  |  | 0 | 0 | 0 | 0
oh_line_TAP_OH_905999 |  | AN | node_8105001_200864716 | node_1367188_034_15288558_739 | 0.033 | unb_TAPWIRE_OH | 8105001 | no | no |  |  | no |  |  | 0 | 0 | 0 | 0
oh_line_TAP_OH_906004 |  | AN | node_8105001_200864736 | node_1367530_448_15288684_506 | 0.033 | unb_TAPWIRE_OH | 8105001 | no | no |  |  | no |  |  | 0 | 0 | 0 | 0
oh_line_TAP_OH_906005 |  | AN | node_8105001_200864739 | node_1367974_254_15288952_404 | 0.033 | unb_TAPWIRE_OH | 8105001 | no | no |  |  | no |  |  | 0 | 0 | 0 | 0
oh_line_TAP_OH_906006 |  | AN | node_8105001_200864741 | node_1368365_401_15288970_162 | 0.033 | unb_TAPWIRE_OH | 8105001 | no | no |  |  | no |  |  | 0 | 0 | 0 | 0
oh_line_TAP_OH_906618 |  | AN | node_8105001_200866740 | node_1370456_025_15281236_068 | 0.033 | unb_TAPWIRE_OH | 8105001 | no | no |  |  | no |  |  | 0 | 0 | 0 | 0
oh_line_TAP_OH_906667 |  | AN | node_8105001_200866959 | node_1370125_564_15277931_076 | 0.033 | unb_TAPWIRE_OH | 8105001 | no | no |  |  | no |  |  | 0 | 0 | 0 | 0
oh_line_TAP_OH_906669 |  | AN | node_8105001_200866967 | node_1372109_87_15281209_352 | 0.033 | unb_TAPWIRE_OH | 8105001 | no | no |  |  | no |  |  | 0 | 0 | 0 | 0
oh_line_TAP_OH_906670 |  | AN | node_8105001_200866969 | node_1371924_31_15281094_147 | 0.033 | unb_TAPWIRE_OH | 8105001 | no | no |  |  | no |  |  | 0 | 0 | 0 | 0
oh_line_TAP_OH_906671 |  | AN | node_8105001_200866973 | node_1371361_119_15281172_225 | 0.033 | unb_TAPWIRE_OH | 8105001 | no | no |  |  | no |  |  | 0 | 0 | 0 | 0
oh_line_TAP_OH_906672 |  | AN | node_8105001_200866974 | node_1371458_793_15280816_068 | 0.033 | unb_TAPWIRE_OH | 8105001 | no | no |  |  | no |  |  | 0 | 0 | 0 | 0
oh_line_TAP_OH_906673 |  | AN | node_8105001_200866976 | node_1371102_376_15280572_258 | 0.033 | unb_TAPWIRE_OH | 8105001 | no | no |  |  | no |  |  | 0 | 0 | 0 | 0
oh_line_TAP_OH_906674 |  | AN | node_8105001_200866980 | node_1371394_474_15280021_953 | 0.033 | unb_TAPWIRE_OH | 8105001 | no | no |  |  | no |  |  | 0 | 0 | 0 | 0
oh_line_TAP_OH_906675 |  | AN | node_8105001_200866981 | node_1370959_574_15280162_441 | 0.033 | unb_TAPWIRE_OH | 8105001 | no | no |  |  | no |  |  | 0 | 0 | 0 | 0
oh_line_TAP_OH_906676 |  | AN | node_8105001_200866984 | node_1370705_363_15279748_087 | 0.033 | unb_TAPWIRE_OH | 8105001 | no | no |  |  | no |  |  | 0 | 0 | 0 | 0
oh_line_TAP_OH_906677 |  | AN | node_8105001_200866986 | node_1370489_53_15279319_931 | 0.033 | unb_TAPWIRE_OH | 8105001 | no | no |  |  | no |  |  | 0 | 0 | 0 | 0
oh_line_TAP_OH_906679 |  | AN | node_8105001_200866991 | node_1370094_502_15278627_087 | 0.033 | unb_TAPWIRE_OH | 8105001 | no | no |  |  | no |  |  | 0 | 0 | 0 | 0
oh_line_TAP_OH_906680 |  | AN | node_8105001_200866993 | node_1369965_181_15278293_508 | 0.033 | unb_TAPWIRE_OH | 8105001 | no | no |  |  | no |  |  | 0 | 0 | 0 | 0
oh_line_TAP_OH_906681 |  | AN | node_8105001_200866995 | node_1369802_658_15277862_17 | 0.033 | unb_TAPWIRE_OH | 8105001 | no | no |  |  | no |  |  | 0 | 0 | 0 | 0
oh_line_TAP_OH_906682 |  | AN | node_8105001_200866997 | node_1369782_085_15277620_832 | 0.033 | unb_TAPWIRE_OH | 8105001 | no | no |  |  | no |  |  | 0 | 0 | 0 | 0
oh_line_TAP_OH_906683 |  | AN | node_8105001_200867000 | node_1369194_349_15277216_62 | 0.033 | unb_TAPWIRE_OH | 8105001 | no | no |  |  | no |  |  | 0 | 0 | 0 | 0
oh_line_TAP_OH_906684 |  | AN | node_8105001_200867003 | node_1368988_479_15277032_703 | 0.033 | unb_TAPWIRE_OH | 8105001 | no | no |  |  | no |  |  | 0 | 0 | 0 | 0
oh_line_TAP_OH_906685 |  | AN | node_8105001_200867005 | node_1369040_141_15276518_265 | 0.033 | unb_TAPWIRE_OH | 8105001 | no | no |  |  | no |  |  | 0 | 0 | 0 | 0
oh_line_TAP_OH_906686 |  | AN | node_8105001_200867006 | node_1368716_634_15276981_532 | 0.033 | unb_TAPWIRE_OH | 8105001 | no | no |  |  | no |  |  | 0 | 0 | 0 | 0
oh_line_TAP_OH_906687 |  | AN | node_8105001_200867007 | node_1368443_733_15276808_314 | 0.033 | unb_TAPWIRE_OH | 8105001 | no | no |  |  | no |  |  | 0 | 0 | 0 | 0
oh_line_TAP_OH_906707 |  | AN | node_8105001_200867055 | node_1369254_674_15280742_649 | 0.033 | unb_TAPWIRE_OH | 8105001 | no | no |  |  | no |  |  | 0 | 0 | 0 | 0
oh_line_TAP_OH_906708 |  | AN | node_8105001_200867057 | node_1365758_695_15279898_535 | 0.033 | unb_TAPWIRE_OH | 8105001 | no | no |  |  | no |  |  | 0 | 0 | 0 | 0
oh_line_TAP_OH_906709 |  | AN | node_8105001_200867060 | node_1370644_791_15280881_679 | 0.033 | unb_TAPWIRE_OH | 8105001 | no | no |  |  | no |  |  | 0 | 0 | 0 | 0
oh_line_TAP_OH_906710 |  | AN | node_8105001_200867062 | node_1370198_994_15280810_985 | 0.033 | unb_TAPWIRE_OH | 8105001 | no | no |  |  | no |  |  | 0 | 0 | 0 | 0
oh_line_TAP_OH_906711 |  | AN | node_8105001_200867065 | node_1369485_848_15281000_079 | 0.033 | unb_TAPWIRE_OH | 8105001 | no | no |  |  | no |  |  | 0 | 0 | 0 | 0
oh_line_TAP_OH_906712 |  | AN | node_8105001_200867069 | node_1368724_142_15281085_938 | 0.033 | unb_TAPWIRE_OH | 8105001 | no | no |  |  | no |  |  | 0 | 0 | 0 | 0
oh_line_TAP_OH_906713 |  | AN | node_8105001_200867072 | node_1367972_648_15281037_614 | 0.033 | unb_TAPWIRE_OH | 8105001 | no | no |  |  | no |  |  | 0 | 0 | 0 | 0
oh_line_TAP_OH_906714 |  | AN | node_8105001_200867073 | node_1367622_772_15281083_908 | 0.033 | unb_TAPWIRE_OH | 8105001 | no | no |  |  | no |  |  | 0 | 0 | 0 | 0
oh_line_TAP_OH_906715 |  | AN | node_8105001_200867074 | node_1367604_709_15281215_065 | 0.033 | unb_TAPWIRE_OH | 8105001 | no | no |  |  | no |  |  | 0 | 0 | 0 | 0
oh_line_TAP_OH_906716 |  | AN | node_8105001_200867075 | node_1367270_701_15281163_076 | 0.033 | unb_TAPWIRE_OH | 8105001 | no | no |  |  | no |  |  | 0 | 0 | 0 | 0
oh_line_TAP_OH_906717 |  | AN | node_8105001_200867077 | node_1366962_836_15281180_311 | 0.033 | unb_TAPWIRE_OH | 8105001 | no | no |  |  | no |  |  | 0 | 0 | 0 | 0
oh_line_TAP_OH_906718 |  | AN | node_8105001_200867079 | node_1366617_779_15280950_562 | 0.033 | unb_TAPWIRE_OH | 8105001 | no | no |  |  | no |  |  | 0 | 0 | 0 | 0
oh_line_TAP_OH_906719 |  | AN | node_8105001_200867081 | node_1366511_238_15280607_153 | 0.033 | unb_TAPWIRE_OH | 8105001 | no | no |  |  | no |  |  | 0 | 0 | 0 | 0
oh_line_TAP_OH_906720 |  | AN | node_8105001_200867083 | node_1366373_022_15280121_106 | 0.033 | unb_TAPWIRE_OH | 8105001 | no | no |  |  | no |  |  | 0 | 0 | 0 | 0
oh_line_TAP_OH_906721 |  | AN | node_8105001_200867084 | node_1366265_509_15280772_566 | 0.033 | unb_TAPWIRE_OH | 8105001 | no | no |  |  | no |  |  | 0 | 0 | 0 | 0
oh_line_TAP_OH_906722 |  | AN | node_8105001_200867087 | node_1365896_367_15280481_282 | 0.033 | unb_TAPWIRE_OH | 8105001 | no | no |  |  | no |  |  | 0 | 0 | 0 | 0
oh_line_TAP_OH_906723 |  | AN | node_8105001_200867090 | node_1365488_028_15280412_402 | 0.033 | unb_TAPWIRE_OH | 8105001 | no | no |  |  | no |  |  | 0 | 0 | 0 | 0
oh_line_TAP_OH_906724 |  | AN | node_8105001_200867093 | node_1364920_575_15279961_441 | 0.033 | unb_TAPWIRE_OH | 8105001 | no | no |  |  | no |  |  | 0 | 0 | 0 | 0
oh_line_TAP_OH_906725 |  | AN | node_8105001_200867101 | node_1372476_759_15281222_248 | 0.033 | unb_TAPWIRE_OH | 8105001 | no | no |  |  | no |  |  | 0 | 0 | 0 | 0
oh_line_TAP_OH_906726 |  | AN | node_8105001_200867105 | node_1372969_553_15280497_088 | 0.033 | unb_TAPWIRE_OH | 8105001 | no | no |  |  | no |  |  | 0 | 0 | 0 | 0
oh_line_TAP_OH_906727 |  | AN | node_8105001_200867111 | node_1373215_314_15279823_762 | 0.033 | unb_TAPWIRE_OH | 8105001 | no | no |  |  | no |  |  | 0 | 0 | 0 | 0
oh_line_TAP_OH_906728 |  | AN | node_8105001_200867112 | node_1373110_901_15280042_757 | 0.033 | unb_TAPWIRE_OH | 8105001 | no | no |  |  | no |  |  | 0 | 0 | 0 | 0
oh_line_TAP_OH_906729 |  | AN | node_8105001_200867113 | node_1373046_068_15280349_688 | 0.033 | unb_TAPWIRE_OH | 8105001 | no | no |  |  | no |  |  | 0 | 0 | 0 | 0
oh_line_TAP_OH_906730 |  | AN | node_8105001_200867114 | node_1373168_067_15279690_533 | 0.033 | unb_TAPWIRE_OH | 8105001 | no | no |  |  | no |  |  | 0 | 0 | 0 | 0
oh_line_TAP_OH_906731 |  | AN | node_8105001_200867115 | node_1373447_083_15279569_069 | 0.033 | unb_TAPWIRE_OH | 8105001 | no | no |  |  | no |  |  | 0 | 0 | 0 | 0
oh_line_TAP_OH_906732 |  | AN | node_8105001_200867117 | node_1373413_413_15279390_752 | 0.033 | unb_TAPWIRE_OH | 8105001 | no | no |  |  | no |  |  | 0 | 0 | 0 | 0
oh_line_TAP_OH_906733 |  | AN | node_8105001_200867121 | node_1374161_966_15279125_276 | 0.033 | unb_TAPWIRE_OH | 8105001 | no | no |  |  | no |  |  | 0 | 0 | 0 | 0
oh_line_TAP_OH_906734 |  | AN | node_8105001_200867122 | node_1373466_86_15278741_567 | 0.033 | unb_TAPWIRE_OH | 8105001 | no | no |  |  | no |  |  | 0 | 0 | 0 | 0
oh_line_TAP_OH_906735 |  | AN | node_8105001_200867125 | node_1373480_831_15278218_033 | 0.033 | unb_TAPWIRE_OH | 8105001 | no | no |  |  | no |  |  | 0 | 0 | 0 | 0
oh_line_TAP_OH_906736 |  | AN | node_8105001_200867132 | node_1373614_852_15277163_061 | 0.033 | unb_TAPWIRE_OH | 8105001 | no | no |  |  | no |  |  | 0 | 0 | 0 | 0
oh_line_TAP_OH_906737 |  | AN | node_8105001_200867133 | node_1373626_254_15276952_64 | 0.033 | unb_TAPWIRE_OH | 8105001 | no | no |  |  | no |  |  | 0 | 0 | 0 | 0
oh_line_TAP_OH_906738 |  | AN | node_8105001_200867143 | node_1374295_542_15276036_75 | 0.033 | unb_TAPWIRE_OH | 8105001 | no | no |  |  | no |  |  | 0 | 0 | 0 | 0
oh_line_TAP_OH_906779 |  | ABCN | node_8105001_200867240 | node_1370284_013_15293240_992 | 0.033 | unb_TAPWIRE_OH | 8105001 | no | no |  |  | no |  |  | 0 | 0 | 0 | 0
oh_line_TAP_OH_906784 |  | ABCN | node_8105001_200867260 | node_1370303_754_15292267_25 | 0.033 | unb_TAPWIRE_OH | 8105001 | no | no |  |  | no |  |  | 0 | 0 | 0 | 0
oh_line_TAP_OH_906786 |  | ABCN | node_8105001_200867265 | node_1370323_105_15292034_465 | 0.033 | unb_TAPWIRE_OH | 8105001 | no | no |  |  | no |  |  | 0 | 0 | 0 | 0
oh_line_TAP_OH_906787 |  | AN | node_8105001_200867267 | node_1370593_349_15292044_719 | 0.033 | unb_TAPWIRE_OH | 8105001 | no | no |  |  | no |  |  | 0 | 0 | 0 | 0
oh_line_TAP_OH_906788 |  | ABCN | node_8105001_200867273 | node_1370353_667_15291491_729 | 0.033 | unb_TAPWIRE_OH | 8105001 | no | no |  |  | no |  |  | 0 | 0 | 0 | 0
oh_line_TAP_OH_906790 |  | ABCN | node_8105001_200867284 | node_1370349_772_15290879_676 | 0.033 | unb_TAPWIRE_OH | 8105001 | no | no |  |  | no |  |  | 0 | 0 | 0 | 0
oh_line_TAP_OH_906791 |  | ABCN | node_8105001_200867287 | node_1370323_78_15290497_48 | 0.033 | unb_TAPWIRE_OH | 8105001 | no | no |  |  | no |  |  | 0 | 0 | 0 | 0
oh_line_TAP_OH_906792 |  | ABCN | node_8105001_200867293 | node_1370324_771_15290012_616 | 0.033 | unb_TAPWIRE_OH | 8105001 | no | no |  |  | no |  |  | 0 | 0 | 0 | 0
oh_line_TAP_OH_906793 |  | ABCN | node_8105001_200867297 | node_1370371_964_15289599_262 | 0.033 | unb_TAPWIRE_OH | 8105001 | no | no |  |  | no |  |  | 0 | 0 | 0 | 0
oh_line_TAP_OH_906794 |  | ABCN | node_8105001_200867303 | node_1370658_542_15289227_514 | 0.033 | unb_TAPWIRE_OH | 8105001 | no | no |  |  | no |  |  | 0 | 0 | 0 | 0
oh_line_TAP_OH_906795 |  | ABCN | node_8105001_200867305 | node_1370818_033_15288867_708 | 0.033 | unb_TAPWIRE_OH | 8105001 | no | no |  |  | no |  |  | 0 | 0 | 0 | 0
oh_line_TAP_OH_906796 |  | ABCN | node_8105001_200867308 | node_1370946_77_15288297_132 | 0.033 | unb_TAPWIRE_OH | 8105001 | no | no |  |  | no |  |  | 0 | 0 | 0 | 0
oh_line_TAP_OH_906797 |  | AN | node_8105001_200867314 | node_1371349_899_15287542_886 | 0.033 | unb_TAPWIRE_OH | 8105001 | no | no |  |  | no |  |  | 0 | 0 | 0 | 0
oh_line_TAP_OH_906798 |  | ABCN | node_8105001_200867317 | node_1371481_124_15288000_303 | 0.033 | unb_TAPWIRE_OH | 8105001 | no | no |  |  | no |  |  | 0 | 0 | 0 | 0
oh_line_TAP_OH_906799 |  | ABCN | node_8105001_200867322 | node_1372002_751_15287771_434 | 0.033 | unb_TAPWIRE_OH | 8105001 | no | no |  |  | no |  |  | 0 | 0 | 0 | 0
oh_line_TAP_OH_906800 |  | ABCN | node_8105001_200867326 | node_1371986_032_15287330_764 | 0.033 | unb_TAPWIRE_OH | 8105001 | no | no |  |  | no |  |  | 0 | 0 | 0 | 0
oh_line_TAP_OH_906801 |  | ABCN | node_8105001_200867328 | node_1372033_19_15287144_901 | 0.033 | unb_TAPWIRE_OH | 8105001 | no | no |  |  | no |  |  | 0 | 0 | 0 | 0
oh_line_TAP_OH_906802 |  | AN | node_8105001_200867331 | node_1371647_232_15287032_23 | 0.033 | unb_TAPWIRE_OH | 8105001 | no | no |  |  | no |  |  | 0 | 0 | 0 | 0
oh_line_TAP_OH_906803 |  | AN | node_8105001_200867332 | node_1371353_773_15287008_093 | 0.033 | unb_TAPWIRE_OH | 8105001 | no | no |  |  | no |  |  | 0 | 0 | 0 | 0
oh_line_TAP_OH_906805 |  | ABCN | node_8105001_200867334 | node_1371826_696_15286807_239 | 0.033 | unb_TAPWIRE_OH | 8105001 | no | no |  |  | no |  |  | 0 | 0 | 0 | 0
oh_line_TAP_OH_906806 |  | ABCN | node_8105001_200867335 | node_1371684_642_15286605_914 | 0.033 | unb_TAPWIRE_OH | 8105001 | no | no |  |  | no |  |  | 0 | 0 | 0 | 0
oh_line_TAP_OH_906807 |  | AN | node_8105001_200867336 | node_1371404_086_15286799_948 | 0.033 | unb_TAPWIRE_OH | 8105001 | no | no |  |  | no |  |  | 0 | 0 | 0 | 0
oh_line_TAP_OH_906808 |  | ABCN | node_8105001_200867337 | node_1371513_951_15286451_987 | 0.033 | unb_TAPWIRE_OH | 8105001 | no | no |  |  | no |  |  | 0 | 0 | 0 | 0
oh_line_TAP_OH_906809 |  | ABCN | node_8105001_200867341 | node_1371020_224_15285819_977 | 0.033 | unb_TAPWIRE_OH | 8105001 | no | no |  |  | no |  |  | 0 | 0 | 0 | 0
oh_line_TAP_OH_906810 |  | ABCN | node_8105001_200867342 | node_1370912_76_15285657_716 | 0.033 | unb_TAPWIRE_OH | 8105001 | no | no |  |  | no |  |  | 0 | 0 | 0 | 0
oh_line_TAP_OH_906811 |  | AN | node_8105001_200867344 | node_1370636_558_15285662_891 | 0.033 | unb_TAPWIRE_OH | 8105001 | no | no |  |  | no |  |  | 0 | 0 | 0 | 0
oh_line_TAP_OH_906812 |  | ABCN | node_8105001_200867346 | node_1370831_152_15285130_37 | 0.033 | unb_TAPWIRE_OH | 8105001 | no | no |  |  | no |  |  | 0 | 0 | 0 | 0
oh_line_TAP_OH_906813 |  | ABCN | node_8105001_200867350 | node_1370734_959_15284417_044 | 0.033 | unb_TAPWIRE_OH | 8105001 | no | no |  |  | no |  |  | 0 | 0 | 0 | 0
oh_line_TAP_OH_906814 |  | ABCN | node_8105001_200867353 | node_1370789_208_15283862_159 | 0.033 | unb_TAPWIRE_OH | 8105001 | no | no |  |  | no |  |  | 0 | 0 | 0 | 0
oh_line_TAP_OH_906815 |  | ABCN | node_8105001_200867360 | node_1371382_688_15282380_766 | 0.033 | unb_TAPWIRE_OH | 8105001 | no | no |  |  | no |  |  | 0 | 0 | 0 | 0
oh_line_TAP_OH_906816 |  | ABCN | node_8105001_200867361 | node_1371641_102_15282253_64 | 0.033 | unb_TAPWIRE_OH | 8105001 | no | no |  |  | no |  |  | 0 | 0 | 0 | 0
oh_line_TAP_OH_906817 |  | ABCN | node_8105001_200867365 | node_1371852_948_15282006_626 | 0.033 | unb_TAPWIRE_OH | 8105001 | no | no |  |  | no |  |  | 0 | 0 | 0 | 0
oh_line_TAP_OH_906818 |  | ABCN | node_8105001_200867372 | node_1372179_275_15281798_799 | 0.033 | unb_TAPWIRE_OH | 8105001 | no | no |  |  | no |  |  | 0 | 0 | 0 | 0
oh_line_TAP_OH_906819 |  | AN | node_8105001_200867376 | node_1370258_054_15293593_631 | 0.033 | unb_TAPWIRE_OH | 8105001 | no | no |  |  | no |  |  | 0 | 0 | 0 | 0
oh_line_TAP_OH_923255 |  | ABCN | node_8105001_200965634 | node_1370745_544_15284139_769 | 0.033 | unb_TAPWIRE_OH | 8105001 | no | no |  |  | no |  |  | 0 | 0 | 0 | 0
oh_line_TAP_OH_924692 |  | AN | node_8105001_200973704 | node_1371145_12_15288394_055 | 0.033 | unb_TAPWIRE_OH | 8105001 | no | no |  |  | no |  |  | 0 | 0 | 0 | 0
oh_line_TAP_OH_930041 |  | ABCN | node_8105001_201016677 | node_1374862_512_15281782_219 | 0.033 | unb_TAPWIRE_OH | 8105001 | no | no |  |  | no |  |  | 0 | 0 | 0 | 0
oh_line_TAP_OH_936235 |  | AN | node_8105001_201056901 | node_1371745_28_15289490_785 | 0.033 | unb_TAPWIRE_OH | 8105001 | no | no |  |  | no |  |  | 0 | 0 | 0 | 0
oh_line_TAP_OH_937971 |  | AN | node_8105001_201067367 | node_1366174_269_15288426_941 | 0.033 | unb_TAPWIRE_OH | 8105001 | no | no |  |  | no |  |  | 0 | 0 | 0 | 0
oh_line_TAP_OH_1502032 |  | AN | node_8105001_200867324 | node_1372197_589_15287779_283 | 0.033 | unb_TAPWIRE_OH | 8105001 | no | no |  |  | no |  |  | 0 | 0 | 0 | 0
oh_line_TAP_OH_1653635 |  | ABCN | node_8105001_200867349 | node_1370783_451_15284629_576 | 0.033 | unb_TAPWIRE_OH | 8105001 | no | no |  |  | no |  |  | 0 | 0 | 0 | 0
oh_line_TAP_OH_1700055 |  | AN | node_8105001_200866989 | node_1370488_962_15278820_533 | 0.033 | unb_TAPWIRE_OH | 8105001 | no | no |  |  | no |  |  | 0 | 0 | 0 | 0
oh_line_TAP_OH_2423734 |  | ABCN | node_8105001_200965942 | node_1370532_795_15294144_105 | 0.033 | unb_TAPWIRE_OH | 8105001 | no | no |  |  | no |  |  | 0 | 0 | 0 | 0
oh_line_TAP_OH_2423735 |  | ABCN | node_8105001_200965942 | node_1370533_836_15294170_705 | 0.033 | unb_TAPWIRE_OH | 8105001 | no | no |  |  | no |  |  | 0 | 0 | 0 | 0
oh_line_TAP_OH_2423736 |  | ABCN | node_8105001_200965942 | node_1370526_663_15294118_725 | 0.033 | unb_TAPWIRE_OH | 8105001 | no | no |  |  | no |  |  | 0 | 0 | 0 | 0
oh_line_TAP_OH_2423737 |  | ABCN | node_8105001_200867333 | node_1370453_38_15293801_609 | 0.033 | unb_TAPWIRE_OH | 8105001 | no | no |  |  | no |  |  | 0 | 0 | 0 | 0
oh_line_TAP_OH_2423738 |  | ABCN | node_8105001_200867333 | node_1370454_224_15293828_219 | 0.033 | unb_TAPWIRE_OH | 8105001 | no | no |  |  | no |  |  | 0 | 0 | 0 | 0
oh_line_TAP_OH_2423739 |  | ABCN | node_8105001_200867333 | node_1370447_436_15293776_15 | 0.033 | unb_TAPWIRE_OH | 8105001 | no | no |  |  | no |  |  | 0 | 0 | 0 | 0
oh_line_TAP_OH_2423740 |  | ABCN | node_8105001_200867252 | node_1370174_441_15292620_714 | 0.033 | unb_TAPWIRE_OH | 8105001 | no | no |  |  | no |  |  | 0 | 0 | 0 | 0
oh_line_TAP_OH_2424534 |  | ABCN | node_8105001_200867243 | node_1369982_974_15293211_295 | 0.033 | unb_TAPWIRE_OH | 8105001 | no | no |  |  | no |  |  | 0 | 0 | 0 | 0
oh_line_TAP_OH_2424535 |  | ABCN | node_8105001_200867243 | node_1369963_665_15293205_04 | 0.033 | unb_TAPWIRE_OH | 8105001 | no | no |  |  | no |  |  | 0 | 0 | 0 | 0
oh_line_TAP_OH_2424536 |  | ABCN | node_8105001_200867243 | node_1370002_796_15293210_638 | 0.033 | unb_TAPWIRE_OH | 8105001 | no | no |  |  | no |  |  | 0 | 0 | 0 | 0
oh_line_TAP_OH_2424537 |  | ABCN | node_8105001_200867263 | node_1370487_072_15292181_754 | 0.033 | unb_TAPWIRE_OH | 8105001 | no | no |  |  | no |  |  | 0 | 0 | 0 | 0
oh_line_TAP_OH_2424538 |  | ABCN | node_8105001_200867263 | node_1370482_055_15292207_468 | 0.033 | unb_TAPWIRE_OH | 8105001 | no | no |  |  | no |  |  | 0 | 0 | 0 | 0
oh_line_TAP_OH_2424539 |  | ABCN | node_8105001_200867263 | node_1370486_953_15292155_126 | 0.033 | unb_TAPWIRE_OH | 8105001 | no | no |  |  | no |  |  | 0 | 0 | 0 | 0
oh_line_TAP_OH_2424540 |  | ABCN | node_8105001_200867250 | node_1369904_874_15292833_981 | 0.033 | unb_TAPWIRE_OH | 8105001 | no | no |  |  | no |  |  | 0 | 0 | 0 | 0
oh_line_TAP_OH_2424541 |  | ABCN | node_8105001_200867250 | node_1369891_972_15292824_179 | 0.033 | unb_TAPWIRE_OH | 8105001 | no | no |  |  | no |  |  | 0 | 0 | 0 | 0
oh_line_TAP_OH_2424542 |  | ABCN | node_8105001_200867250 | node_1369916_253_15292842_35 | 0.033 | unb_TAPWIRE_OH | 8105001 | no | no |  |  | no |  |  | 0 | 0 | 0 | 0
oh_line_TAP_OH_2424545 |  | ABCN | node_8105001_200863071 | node_1368525_382_15288547_533 | 0.033 | unb_TAPWIRE_OH | 8105001 | no | no |  |  | no |  |  | 0 | 0 | 0 | 0
oh_line_TAP_OH_2424546 |  | ABCN | node_8105001_200863071 | node_1368531_297_15288536_218 | 0.033 | unb_TAPWIRE_OH | 8105001 | no | no |  |  | no |  |  | 0 | 0 | 0 | 0
oh_line_TAP_OH_2470554 |  | ABCN | node_8105001_200867255 | node_1370217_111_15292603_896 | 0.033 | unb_TAPWIRE_OH | 8105001 | no | no |  |  | no |  |  | 0 | 0 | 0 | 0
oh_line_TAP_OH_2470555 |  | ABCN | node_8105001_200867255 | node_1370228_359_15292594_056 | 0.033 | unb_TAPWIRE_OH | 8105001 | no | no |  |  | no |  |  | 0 | 0 | 0 | 0
oh_line_TAP_OH_2470556 |  | ABCN | node_8105001_200867255 | node_1370203_135_15292601_285 | 0.033 | unb_TAPWIRE_OH | 8105001 | no | no |  |  | no |  |  | 0 | 0 | 0 | 0
oh_line_TAP_OH_2487338 |  | AN | node_8105001_200867078 | node_1366665_968_15281312_069 | 0.033 | unb_TAPWIRE_OH | 8105001 | no | no |  |  | no |  |  | 0 | 0 | 0 | 0
oh_line_TAP_OH_3791430 |  | ABCN | node_8105001_200867259 | node_1370215_514_15292331_02 | 0.033 | unb_TAPWIRE_OH | 8105001 | no | no |  |  | no |  |  | 0 | 0 | 0 | 0
oh_line_TAP_OH_4105515 |  | ABCN | node_8105001_200867318 | node_1371642_181_15287989_645 | 0.033 | unb_TAPWIRE_OH | 8105001 | no | no |  |  | no |  |  | 0 | 0 | 0 | 0
oh_line_TAP_OH_4309126 |  | AN | node_8105001_200866741 | node_1370735_972_15281287_113 | 0.033 | unb_TAPWIRE_OH | 8105001 | no | no |  |  | no |  |  | 0 | 0 | 0 | 0
oh_line_TAP_OH_4843971 |  | AN | node_8105001_200867256 | node_1370030_994_15292551_299 | 0.033 | unb_TAPWIRE_OH | 8105001 | no | no |  |  | no |  |  | 0 | 0 | 0 | 0

## overhead_line_conductor
data_type | static
owner_type | feeder
owner | 8105001
object | overhead_line_conductor
name | groupid | geometric_mean_radius | resistance | diameter | rating_summer_continuous | rating_summer_emergency | rating_winter_continuous | rating_winter_emergency | dcircuit | selected | comments
oh_cond_1/0_AAAC |  | 0.012 | 0.876 | 0.398 | 235 | 235 | 310 | 310 |  | no
oh_cond_1/0_ACSR |  | 0.012 | 0.888 | 0.398 | 265 | 265 | 330 | 330 |  | no
oh_cond_2/0_CU |  | 0.013 | 0.44 | 0.414 | 295 | 295 | 425 | 425 |  | no
oh_cond_2_ACSR |  | 0.01 | 1.41 | 0.325 | 195 | 195 | 245 | 245 |  | no
oh_cond_2_AL |  | 0.009 | 1.14 | 0.292 | 175 | 175 | 210 | 210 |  | no
oh_cond_3_#7_CWD_30% |  | 0.005 | 3.07 | 0.311 | 125 | 125 | 195 | 195 |  | no
oh_cond_4/0_AAAC |  | 0.017 | 0.439 | 0.563 | 365 | 365 | 480 | 480 |  | no
oh_cond_4/0_ACSR |  | 0.017 | 0.445 | 0.563 | 410 | 410 | 515 | 515 |  | no
oh_cond_4/0_AL |  | 0.016 | 0.442 | 0.522 | 365 | 365 | 480 | 480 |  | no
oh_cond_4_CU |  | 0.007 | 1.388 | 0.232 | 140 | 140 | 200 | 200 |  | no
oh_cond_477_MCM_AL |  | 0.025 | 0.198 | 0.792 | 605 | 605 | 810 | 810 |  | no
oh_cond_WP-4/0-CU |  | 0.015 | 0.273 | 0.81 | 340 | 340 | 390 | 390 |  | no

## switch
data_type | static
owner_type | feeder
owner | 8105001
object | switch
name | groupid | phases | fr | to | phase_A_state | phase_B_state | phase_C_state | operating_mode | status | dcircuit | selected | monitored | monitored_fields | class_monitored_fields | played | played_fields | comments
switch_615T693_NO-220416493 |  | ABCN | node_intto1_1370501_025_15294349_359 | node_1370501_025_15294349_359 | CLOSED | CLOSED | CLOSED | INDIVIDUAL |  | 8105001 | no | no |  |  | no
switch_615T693_NO-220416788 |  | ABCN | node_intto1_1368372_702_15290127_439 | node_1368372_702_15290127_439 | CLOSED | CLOSED | CLOSED | INDIVIDUAL |  | 8105001 | no | no |  |  | no
switch_616T615_NO-220416832 |  | ABCN | node_intto1_1375291_807_15281996_659 | node_1375291_807_15281996_659 | CLOSED | CLOSED | CLOSED | INDIVIDUAL |  | 8105001 | no | no |  |  | no
switch_617T615-220416339 |  | ABCN | node_intto1_1375471_955_15282072_422 | node_1375471_955_15282072_422 | CLOSED | CLOSED | CLOSED | INDIVIDUAL |  | 8105001 | no | no |  |  | no
switch_61529-220416831 |  | ABCN | node_intto1_8105001_200864506 | node_8105001_200864506 | CLOSED | CLOSED | CLOSED | INDIVIDUAL |  | 8105001 | no | no |  |  | no
switch_220416456 |  | ABCN | node_intto1_8105001_200867322 | node_8105001_200867322 | CLOSED | CLOSED | CLOSED | INDIVIDUAL |  | 8105001 | no | no |  |  | no
switch_220416458 |  | ABCN | node_intto1_8105001_200867361 | node_8105001_200867361 | CLOSED | CLOSED | CLOSED | INDIVIDUAL |  | 8105001 | no | no |  |  | no
switch_220416464 |  | ABCN | node_intto1_8105001_200867297 | node_8105001_200867297 | CLOSED | CLOSED | CLOSED | INDIVIDUAL |  | 8105001 | no | no |  |  | no
switch_220416476 |  | AD | node_intto1_8105001_200866974 | node_8105001_200866974 | CLOSED | CLOSED | CLOSED | INDIVIDUAL |  | 8105001 | no | no |  |  | no
switch_220416496 |  | ABCN | node_intto1_8105001_200862029 | node_8105001_200862029 | CLOSED | CLOSED | CLOSED | INDIVIDUAL |  | 8105001 | no | no |  |  | no
switch_220416783 |  | ABCN | node_intto1_8105001_200864002 | node_8105001_200864002 | CLOSED | CLOSED | CLOSED | INDIVIDUAL |  | 8105001 | no | no |  |  | no
switch_220416847 |  | AD | node_intto1_8105001_200861664 | node_8105001_200861664 | CLOSED | CLOSED | CLOSED | INDIVIDUAL |  | 8105001 | no | no |  |  | no
switch_310016295 |  | AN | node_intto1_8105001_200861456 | node_8105001_200861456 | CLOSED | CLOSED | CLOSED | INDIVIDUAL |  | 8105001 | no | no |  |  | no
switch_310029231 |  | ABCN | node_intto1_8105001_200867266 | node_8105001_200867266 | CLOSED | CLOSED | CLOSED | INDIVIDUAL |  | 8105001 | no | no |  |  | no
switch_312016829 |  | ABCN | node_intto1_312016829 | node_312016829 | CLOSED | CLOSED | CLOSED | INDIVIDUAL |  | 8105001 | no | no |  |  | no
switch_312016831 |  | ABCN | node_intto1_8105001_311924695 | node_8105001_311924695 | CLOSED | CLOSED | CLOSED | INDIVIDUAL |  | 8105001 | no | no |  |  | no

## transformer
data_type | static
owner_type | feeder
owner | 8105001
object | transformer
name | groupid | phases | fr | to | configuration | climate | aging_constant | use_thermal_model | aging_granularity | dcircuit | selected | monitored | monitored_fields | class_monitored_fields | played | played_fields | comments
transformer_220465174 |  | AN | node_220465174 | node_intto1_220465174 | config_transformer_220465174 |  | 0 |  | 0 | 8105001 | no | no |  |  | no
transformer_220465281 |  | AN | node_220465281 | node_intto1_220465281 | config_transformer_220465281 |  | 0 |  | 0 | 8105001 | no | no |  |  | no

## transformer_configuration
data_type | static
owner_type | feeder
owner | 8105001
object | transformer_configuration
name | groupid | connect_type | install_type | coolant_type | cooling_type | primary_voltage | secondary_voltage | power_rating | powerA_rating | powerB_rating | powerC_rating | impedance | shunt_impedance | core_coil_weight | tank_fittings_weight | oil_volume | rated_winding_time_constant | rated_winding_hot_spot_rise | rated_top_oil_rise | no_load_loss | full_load_loss | reactance_resistance_ratio | installed_insulation_life | dcircuit | selected | comments
config_transformer_220465174 |  | DELTA_GWYE |  |  |  | 4800 | 12470 | 333 | 0 | 0 | 0 | 0.005+0.047j | 0 | 0 | 0 | 0 | 0 | 0 | 0 | 0 | 0 | 10 | 0 |  | no
config_transformer_220465281 |  | DELTA_GWYE |  |  |  | 4800 | 12470 | 333 | 0 | 0 | 0 | 0.005+0.047j | 0 | 0 | 0 | 0 | 0 | 0 | 0 | 0 | 0 | 10 | 0 |  | no

## underground_line
data_type | static
owner_type | feeder
owner | 8105001
object | underground_line
name | groupid | phases | fr | to | length | configuration | dcircuit | selected | monitored | monitored_fields | class_monitored_fields | played | played_fields | comments
und_line_8105001_200859845 |  | AN | node_8105001_200862216 | node_8105001_200859845 | 415.796 | und_1P_2ALURD_2AL(N) | 8105001 | no | no |  |  | no
und_line_8105001_200859846 |  | AN | node_8105001_200859845 | node_8105001_200859846 | 305.899 | und_1P_2ALURD_2AL(N) | 8105001 | no | no |  |  | no
und_line_8105001_200859851 |  | AN | node_8105001_200859845 | node_8105001_200859851 | 384.849 | und_1P_1/0ALURD_1/0AL(N) | 8105001 | no | no |  |  | no
und_line_8105001_200859852 |  | AN | node_8105001_200859851 | node_8105001_200859852 | 300.686 | und_1P_2ALURD_2AL(N) | 8105001 | no | no |  |  | no
und_line_8105001_200859855 |  | AN | node_8105001_200859851 | node_8105001_200859855 | 302.342 | und_1P_1/0ALURD_1/0AL(N) | 8105001 | no | no |  |  | no
und_line_8105001_200859858 |  | AN | node_8105001_201009141 | node_8105001_200859858 | 389.832 | und_1P_1/0ALURD_1/0AL(N) | 8105001 | no | no |  |  | no
und_line_8105001_200859862 |  | AN | node_8105001_200859858 | node_8105001_200859862 | 376.752 | und_1P_2ALURD_2AL(N) | 8105001 | no | no |  |  | no
und_line_8105001_200859966 |  | AN | node_8105001_201037707 | node_8105001_200859966 | 57.47 | und_1P_2ALURD_2AL(N) | 8105001 | no | no |  |  | no
und_line_8105001_200859967 |  | AN | node_8105001_201037707 | node_8105001_200859967 | 202.962 | und_1P_2ALURD_2AL(N) | 8105001 | no | no |  |  | no
und_line_8105001_200859975 |  | AN | node_8105001_200863068 | node_intto1_8105001_200859975 | 227.203 | und_1P_2ALURD_2AL(N) | 8105001 | no | no |  |  | no
und_line_8105001_200859977 |  | AN | node_8105001_201037707 | node_8105001_200859977 | 340.558 | und_1P_2ALURD_2AL(N) | 8105001 | no | no |  |  | no
und_line_8105001_200859990 |  | AN | node_8105001_201008993 | node_8105001_200859990 | 101.972 | und_1P_2ALURD_2AL(N) | 8105001 | no | no |  |  | no
und_line_8105001_200859991 |  | AN | node_8105001_200859990 | node_8105001_200859991 | 181.516 | und_1P_2ALURD_2AL(N) | 8105001 | no | no |  |  | no
und_line_8105001_200859993 |  | AN | node_8105001_200859991 | node_8105001_200859993 | 204.097 | und_1P_2ALURD_2AL(N) | 8105001 | no | no |  |  | no
und_line_8105001_200859995 |  | AN | node_8105001_200859993 | node_8105001_200859995 | 203.086 | und_1P_2ALURD_2AL(N) | 8105001 | no | no |  |  | no
und_line_8105001_200859997 |  | AN | node_8105001_200859995 | node_8105001_200859997 | 296.931 | und_1P_2ALURD_2AL(N) | 8105001 | no | no |  |  | no
und_line_8105001_200860004 |  | AN | node_8105001_201008993 | node_8105001_200860004 | 181.556 | und_1P_2ALURD_2AL(N) | 8105001 | no | no |  |  | no
und_line_8105001_200860007 |  | AN | node_8105001_200860004 | node_8105001_200860007 | 369.708 | und_1P_2ALURD_2AL(N) | 8105001 | no | no |  |  | no
und_line_8105001_200860011 |  | AN | node_8105001_200860007 | node_8105001_200860011 | 401.813 | und_1P_2ALURD_2AL(N) | 8105001 | no | no |  |  | no
und_line_8105001_200860013 |  | AN | node_8105001_200860011 | node_8105001_200860013 | 394.469 | und_1P_2ALURD_2AL(N) | 8105001 | no | no |  |  | no
und_line_8105001_200860017 |  | AN | node_8105001_200860013 | node_8105001_200860017 | 182.125 | und_1P_2ALURD_2AL(N) | 8105001 | no | no |  |  | no
und_line_8105001_200860038 |  | AN | node_8105001_200864716 | node_8105001_200860038 | 163.562 | und_1P_2ALURD_2AL(N) | 8105001 | no | no |  |  | no
und_line_8105001_200860042 |  | AN | node_8105001_200860038 | node_8105001_200860042 | 385.241 | und_1P_2ALURD_2AL(N) | 8105001 | no | no |  |  | no
und_line_8105001_200860044 |  | AN | node_8105001_200860042 | node_8105001_200860044 | 77.576 | und_1P_2ALURD_2AL(N) | 8105001 | no | no |  |  | no
und_line_8105001_200860045 |  | AN | node_8105001_200860044 | node_8105001_200860045 | 105.54 | und_1P_2ALURD_2AL(N) | 8105001 | no | no |  |  | no
und_line_8105001_200860047 |  | AN | node_8105001_200860045 | node_8105001_200860047 | 161.454 | und_1P_2ALURD_2AL(N) | 8105001 | no | no |  |  | no
und_line_8105001_200860049 |  | AN | node_8105001_200860047 | node_8105001_200860049 | 172.212 | und_1P_2ALURD_2AL(N) | 8105001 | no | no |  |  | no
und_line_8105001_200860054 |  | AN | node_8105001_200860038 | node_8105001_200860054 | 224.354 | und_1P_2ALURD_2AL(N) | 8105001 | no | no |  |  | no
und_line_8105001_200860058 |  | AN | node_8105001_200860054 | node_8105001_200860058 | 257.756 | und_1P_2ALURD_2AL(N) | 8105001 | no | no |  |  | no
und_line_8105001_200860061 |  | AN | node_8105001_200860058 | node_8105001_200860061 | 268.476 | und_1P_2ALURD_2AL(N) | 8105001 | no | no |  |  | no
und_line_8105001_200860064 |  | AN | node_8105001_200860061 | node_8105001_200860064 | 248.658 | und_1P_2ALURD_2AL(N) | 8105001 | no | no |  |  | no
und_line_8105001_200860066 |  | AN | node_8105001_200860064 | node_8105001_200860066 | 189.169 | und_1P_2ALURD_2AL(N) | 8105001 | no | no |  |  | no
und_line_8105001_200860070 |  | AN | node_8105001_311878789 | node_8105001_200860070 | 150.017 | und_1P_2ALURD_2AL(N) | 8105001 | no | no |  |  | no
und_line_8105001_200860072 |  | AN | node_8105001_311878796 | node_8105001_200860072 | 322.724 | und_1P_2ALURD_2AL(N) | 8105001 | no | no |  |  | no
und_line_8105001_200860074 |  | AN | node_8105001_200860072 | node_8105001_200860074 | 113.176 | und_1P_2ALURD_2AL(N) | 8105001 | no | no |  |  | no
und_line_8105001_200860087-1 |  | ABCN | node_8105001_200863072 | node_intto1_8105001_200860087 | 254.705 | und_3P_1/0ALURD_1/0AL(N) | 8105001 | no | no |  |  | no
und_line_8105001_200860088 |  | ABCN | node_8105001_200860087 | node_8105001_200860088 | 128.68 | und_3P_1/0ALURD_1/0AL(N) | 8105001 | no | no |  |  | no
und_line_8105001_200860091 |  | ABCN | node_8105001_200860088 | node_8105001_200860091 | 443.637 | und_3P_1/0ALURD_1/0AL(N) | 8105001 | no | no |  |  | no
und_line_8105001_200860093 |  | ABCN | node_8105001_200860091 | node_8105001_200860093 | 261.768 | und_3P_1/0ALURD_1/0AL(N) | 8105001 | no | no |  |  | no
und_line_8105001_200860098 |  | ABCN | node_8105001_200860093 | node_8105001_200860098 | 304.058 | und_3P_1/0ALURD_1/0AL(N) | 8105001 | no | no |  |  | no
und_line_8105001_200860102 |  | ABCN | node_8105001_200860098 | node_8105001_200860102 | 428.169 | und_3P_1/0ALURD_1/0AL(N) | 8105001 | no | no |  |  | no
und_line_8105001_200860104 |  | AN | node_8105001_200860102 | node_8105001_200860104 | 286.831 | und_1P_1/0ALURD_1/0AL(N) | 8105001 | no | no |  |  | no
und_line_8105001_200860113 |  | AN | node_8105001_200860011 | node_8105001_200860113 | 293.368 | und_1P_1/0ALURD_1/0AL(N) | 8105001 | no | no |  |  | no
und_line_8105001_200860116 |  | AN | node_8105001_200860113 | node_8105001_200860116 | 202.951 | und_1P_1/0ALURD_1/0AL(N) | 8105001 | no | no |  |  | no
und_line_8105001_200860141 |  | AN | node_8105001_200860098 | node_8105001_200860141 | 350.935 | und_1P_2ALURD_2AL(N) | 8105001 | no | no |  |  | no
und_line_8105001_200860145 |  | AN | node_8105001_200860141 | node_8105001_200860145 | 199.888 | und_1P_2ALURD_2AL(N) | 8105001 | no | no |  |  | no
und_line_8105001_200860195 |  | AN | node_8105001_200860320 | node_8105001_200860195 | 571.034 | und_1P_2ALURD_2AL(N) | 8105001 | no | no |  |  | no
und_line_8105001_200860204 |  | AN | node_8105001_200860102 | node_8105001_200860204 | 362.212 | und_1P_1/0ALURD_1/0AL(N) | 8105001 | no | no |  |  | no
und_line_8105001_200860209 |  | AN | node_8105001_200860204 | node_8105001_200860209 | 501.66 | und_1P_2ALURD_2AL(N) | 8105001 | no | no |  |  | no
und_line_8105001_200860212 |  | AN | node_8105001_200860104 | node_8105001_200860212 | 364.224 | und_1P_1/0ALURD_1/0AL(N) | 8105001 | no | no |  |  | no
und_line_8105001_200860217 |  | AN | node_8105001_200860212 | node_8105001_200860217 | 321.832 | und_1P_1/0ALURD_1/0AL(N) | 8105001 | no | no |  |  | no
und_line_8105001_200860221 |  | AN | node_8105001_200860217 | node_8105001_200860221 | 355.9 | und_1P_1/0ALURD_1/0AL(N) | 8105001 | no | no |  |  | no
und_line_8105001_200860235 |  | AN | node_8105001_200859845 | node_8105001_200860235 | 57.916 | und_1P_1/0ALURD_1/0AL(N) | 8105001 | no | no |  |  | no
und_line_8105001_200860236 |  | AN | node_8105001_200860235 | node_8105001_200860236 | 365.556 | und_1P_2ALURD_2AL(N) | 8105001 | no | no |  |  | no
und_line_8105001_200860265 |  | AN | node_8105001_200860235 | node_8105001_200860265 | 325.065 | und_1P_2ALURD_2AL(N) | 8105001 | no | no |  |  | no
und_line_8105001_200860270 |  | AN | node_8105001_200860265 | node_8105001_200860270 | 321.753 | und_1P_2ALURD_2AL(N) | 8105001 | no | no |  |  | no
und_line_8105001_200860275 |  | AN | node_8105001_200860270 | node_8105001_200860275 | 410.424 | und_1P_2ALURD_2AL(N) | 8105001 | no | no |  |  | no
und_line_8105001_200860320 |  | AN | node_8105001_200860217 | node_8105001_200860320 | 339.12 | und_1P_2ALURD_2AL(N) | 8105001 | no | no |  |  | no
und_line_8105001_200860325 |  | AN | node_8105001_200860320 | node_8105001_200860325 | 445.727 | und_1P_2ALURD_2AL(N) | 8105001 | no | no |  |  | no
und_line_8105001_200860334 |  | AN | node_8105001_200863526 | node_intto1_8105001_200860334 | 612.465 | und_1P_2ALURD_2AL(N) | 8105001 | no | no |  |  | no
und_line_8105001_200860340 |  | AN | node_8105001_200860334 | node_8105001_200860340 | 483.981 | und_1P_2ALURD_2AL(N) | 8105001 | no | no |  |  | no
und_line_8105001_200860373 |  | AN | node_8105001_201009141 | node_8105001_200860373 | 399.608 | und_1P_1/0ALURD_1/0AL(N) | 8105001 | no | no |  |  | no
und_line_8105001_200860386 |  | AN | node_8105001_201055273 | node_8105001_200860386 | 130.028 | und_1P_2ALURD_2AL(N) | 8105001 | no | no |  |  | no
und_line_8105001_200860389 |  | AN | node_8105001_311978568 | node_8105001_200860389 | 264.67 | und_1P_2ALURD_2AL(N) | 8105001 | no | no |  |  | no
und_line_8105001_200864506 |  | ABCN | node_SOURCE_8105001 | node_intto1_8105001_200864506 | 347.633 | und_3P_750ALURD_750AL(N) | 8105001 | no | no |  |  | no
und_line_8105001_200867056 |  | AN | node_8105001_200867076 | node_intto1_8105001_200867056 | 422.639 | und_1P_2ALURD | 8105001 | no | no |  |  | no
und_line_8105001_200956008 |  | AN | node_8105001_200860389 | node_8105001_200956008 | 54.43 | und_1P_2ALURD_2AL(N) | 8105001 | no | no |  |  | no
und_line_8105001_200973321 |  | AN | node_8105001_200861449 | node_intto1_8105001_200973321 | 332.8 | und_1P_WYECUST | 8105001 | no | no |  |  | no
und_line_8105001_200973528 |  | AN | node_8105001_200860373 | node_8105001_200973528 | 412.765 | und_1P_2ALURD_2AL(N) | 8105001 | no | no |  |  | no
und_line_8105001_200973529 |  | AN | node_8105001_200973528 | node_8105001_200973529 | 130.585 | und_1P_2ALURD_2AL(N) | 8105001 | no | no |  |  | no
und_line_8105001_201004262 |  | AN | node_8105001_200982758 | node_intto1_8105001_201004262 | 164.229 | und_1P_WYECUST | 8105001 | no | no |  |  | no
und_line_8105001_201008993 |  | AN | node_8105001_200864005 | node_intto1_8105001_201008993 | 245.487 | und_1P_2ALURD_2AL(N) | 8105001 | no | no |  |  | no
und_line_8105001_201009141 |  | AN | node_8105001_200859855 | node_8105001_201009141 | 260.766 | und_1P_1/0ALURD_1/0AL(N) | 8105001 | no | no |  |  | no
und_line_8105001_201010065 |  | AN | node_8105001_201009978 | node_intto1_8105001_201010065 | 32.36 | und_1P_WYECUST | 8105001 | no | no |  |  | no
und_line_8105001_201037700 |  | AN | node_8105001_200861445 | node_intto1_8105001_201037700 | 658.517 | und_1P_2ALURD_2AL(N) | 8105001 | no | no |  |  | no
und_line_8105001_201037701 |  | AN | node_8105001_200867368 | node_intto1_8105001_201037701 | 309.808 | und_1P_2ALURD_2AL(N) | 8105001 | no | no |  |  | no
und_line_8105001_201037702 |  | AN | node_8105001_200914889 | node_8105001_201037702 | 1562.373 | und_1P_2ALURD | 8105001 | no | no |  |  | no
und_line_8105001_201037704 |  | AN | node_8105001_200861189 | node_intto1_8105001_201037704 | 248.595 | und_1P_2ALURD_2AL(N) | 8105001 | no | no |  |  | no
und_line_8105001_201037705 |  | AN | node_8105001_200867144 | node_intto1_8105001_201037705 | 281.97 | und_1P_1/0ALURD_1/0AL(N) | 8105001 | no | no |  |  | no
und_line_8105001_201037706 |  | AN | node_8105001_200861459 | node_intto1_8105001_201037706 | 228.299 | und_1P_1/0ALURD_1/0AL(N) | 8105001 | no | no |  |  | no
und_line_8105001_201037707 |  | AN | node_8105001_200859975 | node_8105001_201037707 | 230.009 | und_1P_2ALURD_2AL(N) | 8105001 | no | no |  |  | no
und_line_8105001_201037708 |  | AN | node_8105001_200867138 | node_intto1_8105001_201037708 | 209.002 | und_1P_2ALURD | 8105001 | no | no |  |  | no
und_line_8105001_201037709 |  | AN | node_8105001_200861448 | node_intto1_8105001_201037709 | 231.318 | und_1P_2ALURD_2AL(N) | 8105001 | no | no |  |  | no
und_line_8105001_201037710 |  | AN | node_8105001_200866982 | node_intto1_8105001_201037710 | 358.033 | und_1P_2ALURD | 8105001 | no | no |  |  | no
und_line_8105001_201037711 |  | AN | node_8105001_200867319 | node_intto1_8105001_201037711 | 967.895 | und_1P_2ALURD_2AL(N) | 8105001 | no | no |  |  | no
und_line_8105001_201037712 |  | AN | node_8105001_200861463 | node_intto1_8105001_201037712 | 1806.997 | und_1P_2ALURD_2AL(N) | 8105001 | no | no |  |  | no
und_line_8105001_201037713 |  | AN | node_8105001_201037711 | node_8105001_201037713 | 634.052 | und_1P_2ALURD_2AL(N) | 8105001 | no | no |  |  | no
und_line_8105001_201037716 |  | AN | node_8105001_200861450 | node_intto1_8105001_201037716 | 260.683 | und_1P_2ALURD_2AL(N) | 8105001 | no | no |  |  | no
und_line_8105001_201044228 |  | AN | node_8105001_200860389 | node_8105001_201044228 | 434.44 | und_1P_2ALURD_2AL(N) | 8105001 | no | no |  |  | no
und_line_8105001_201055262 |  | AN | node_8105001_200860195 | node_8105001_201055262 | 194.294 | und_1P_2ALURD_2AL(N) | 8105001 | no | no |  |  | no
und_line_8105001_201055263 |  | AN | node_8105001_200860195 | node_8105001_201055263 | 128.334 | und_1P_2ALURD_2AL(N) | 8105001 | no | no |  |  | no
und_line_8105001_201055264 |  | AN | node_8105001_200860195 | node_8105001_201055264 | 189.637 | und_1P_2ALURD_2AL(N) | 8105001 | no | no |  |  | no
und_line_8105001_201055273 |  | AN | node_8105001_200867319 | node_8105001_201055273 | 29.921 | und_1P_2ALURD_2AL(N) | 8105001 | no | no |  |  | no
und_line_8105001_201056696 |  | ABCN | node_8105001_200867275 | node_intto1_8105001_201056696 | 49.556 | und_3P_2ALURD_2AL(N) | 8105001 | no | no |  |  | no
und_line_8105001_311878780 |  | AN | node_8105001_200860145 | node_8105001_311878780 | 275.494 | und_1P_2ALURD_2AL(N) | 8105001 | no | no |  |  | no
und_line_8105001_311878796 |  | AN | node_8105001_200860070 | node_8105001_311878796 | 124.801 | und_1P_2ALURD_2AL(N) | 8105001 | no | no |  |  | no
und_line_8105001_311978568 |  | AN | node_8105001_200860386 | node_8105001_311978568 | 175.741 | und_1P_2ALURD_2AL(N) | 8105001 | no | no |  |  | no
und_line_TAP_UG_59521 |  | AN | node_8105001_200859846 | node_1366747_29_15287718_549 | 0.033 | und_TAPWIRE_UG | 8105001 | no | no |  |  | no
und_line_TAP_UG_59522 |  | AN | node_8105001_200859852 | node_1366747_618_15287256_401 | 0.033 | und_TAPWIRE_UG | 8105001 | no | no |  |  | no
und_line_TAP_UG_59523 |  | AN | node_8105001_200859855 | node_1366476_401_15287070_144 | 0.033 | und_TAPWIRE_UG | 8105001 | no | no |  |  | no
und_line_TAP_UG_59524 |  | AN | node_8105001_200859858 | node_1366856_705_15286869_137 | 0.033 | und_TAPWIRE_UG | 8105001 | no | no |  |  | no
und_line_TAP_UG_59525 |  | AN | node_8105001_200859862 | node_1367263_066_15286853_969 | 0.033 | und_TAPWIRE_UG | 8105001 | no | no |  |  | no
und_line_TAP_UG_59547 |  | AN | node_8105001_200859975 | node_1368699_215_15289109_315 | 0.033 | und_TAPWIRE_UG | 8105001 | no | no |  |  | no
und_line_TAP_UG_59548 |  | AN | node_8105001_200859977 | node_1368684_156_15288652_459 | 0.033 | und_TAPWIRE_UG | 8105001 | no | no |  |  | no
und_line_TAP_UG_59550 |  | AN | node_8105001_200859990 | node_1366411_333_15288909_473 | 0.033 | und_TAPWIRE_UG | 8105001 | no | no |  |  | no
und_line_TAP_UG_59551 |  | AN | node_8105001_200859991 | node_1366348_253_15288734_722 | 0.033 | und_TAPWIRE_UG | 8105001 | no | no |  |  | no
und_line_TAP_UG_59552 |  | AN | node_8105001_200859993 | node_1366362_747_15288527_563 | 0.033 | und_TAPWIRE_UG | 8105001 | no | no |  |  | no
und_line_TAP_UG_59553 |  | AN | node_8105001_200859995 | node_1366361_668_15288312_045 | 0.033 | und_TAPWIRE_UG | 8105001 | no | no |  |  | no
und_line_TAP_UG_59554 |  | AN | node_8105001_200859997 | node_1366718_24_15288293_088 | 0.033 | und_TAPWIRE_UG | 8105001 | no | no |  |  | no
und_line_TAP_UG_59555 |  | AN | node_8105001_200860004 | node_1366650_691_15288922_017 | 0.033 | und_TAPWIRE_UG | 8105001 | no | no |  |  | no
und_line_TAP_UG_59556 |  | AN | node_8105001_200860007 | node_1366897_799_15288639_823 | 0.033 | und_TAPWIRE_UG | 8105001 | no | no |  |  | no
und_line_TAP_UG_59557 |  | AN | node_8105001_200860011 | node_1366987_405_15288220_322 | 0.033 | und_TAPWIRE_UG | 8105001 | no | no |  |  | no
und_line_TAP_UG_59558 |  | AN | node_8105001_200860013 | node_1367281_11_15287960_728 | 0.033 | und_TAPWIRE_UG | 8105001 | no | no |  |  | no
und_line_TAP_UG_59559 |  | AN | node_8105001_200860017 | node_1367419_449_15287792_157 | 0.033 | und_TAPWIRE_UG | 8105001 | no | no |  |  | no
und_line_TAP_UG_59562 |  | AN | node_8105001_200860038 | node_1367220_261_15288396_166 | 0.033 | und_TAPWIRE_UG | 8105001 | no | no |  |  | no
und_line_TAP_UG_59563 |  | AN | node_8105001_200860042 | node_1367463_865_15288091_821 | 0.033 | und_TAPWIRE_UG | 8105001 | no | no |  |  | no
und_line_TAP_UG_59564 |  | AN | node_8105001_200860045 | node_1367658_004_15288051_811 | 0.033 | und_TAPWIRE_UG | 8105001 | no | no |  |  | no
und_line_TAP_UG_59565 |  | AN | node_8105001_200860047 | node_1367818_433_15288062_581 | 0.033 | und_TAPWIRE_UG | 8105001 | no | no |  |  | no
und_line_TAP_UG_59566 |  | AN | node_8105001_200860049 | node_1368009_368_15288072_757 | 0.033 | und_TAPWIRE_UG | 8105001 | no | no |  |  | no
und_line_TAP_UG_59567 |  | AN | node_8105001_200860054 | node_1367495_046_15288371_851 | 0.033 | und_TAPWIRE_UG | 8105001 | no | no |  |  | no
und_line_TAP_UG_59568 |  | AN | node_8105001_200860058 | node_1367713_049_15288496_231 | 0.033 | und_TAPWIRE_UG | 8105001 | no | no |  |  | no
und_line_TAP_UG_59569 |  | AN | node_8105001_200860061 | node_1367991_621_15288445_709 | 0.033 | und_TAPWIRE_UG | 8105001 | no | no |  |  | no
und_line_TAP_UG_59570 |  | AN | node_8105001_200860064 | node_1368263_712_15288532_919 | 0.033 | und_TAPWIRE_UG | 8105001 | no | no |  |  | no
und_line_TAP_UG_59571 |  | AN | node_8105001_200860066 | node_1368194_621_15288749_515 | 0.033 | und_TAPWIRE_UG | 8105001 | no | no |  |  | no
und_line_TAP_UG_59572 |  | AN | node_8105001_200860070 | node_1369169_259_15290444_433 | 0.033 | und_TAPWIRE_UG | 8105001 | no | no |  |  | no
und_line_TAP_UG_59573 |  | AN | node_8105001_311878796 | node_1369150_036_15290594_544 | 0.033 | und_TAPWIRE_UG | 8105001 | no | no |  |  | no
und_line_TAP_UG_59574 |  | AN | node_8105001_200860072 | node_1368814_187_15290591_652 | 0.033 | und_TAPWIRE_UG | 8105001 | no | no |  |  | no
und_line_TAP_UG_59575 |  | AN | node_8105001_200860074 | node_1368798_007_15290398_337 | 0.033 | und_TAPWIRE_UG | 8105001 | no | no |  |  | no
und_line_TAP_UG_59579 |  | ABCN | node_8105001_200860087 | node_1368317_325_15288279_315 | 0.033 | und_TAPWIRE_UG | 8105001 | no | no |  |  | no
und_line_TAP_UG_59580 |  | ABCN | node_8105001_200860091 | node_1368146_089_15288029_531 | 0.033 | und_TAPWIRE_UG | 8105001 | no | no |  |  | no
und_line_TAP_UG_59581 |  | ABCN | node_8105001_200860093 | node_1368079_627_15287756_176 | 0.033 | und_TAPWIRE_UG | 8105001 | no | no |  |  | no
und_line_TAP_UG_59582 |  | ABCN | node_8105001_200860098 | node_1368225_94_15287477_183 | 0.033 | und_TAPWIRE_UG | 8105001 | no | no |  |  | no
und_line_TAP_UG_59583 |  | ABCN | node_8105001_200860102 | node_1368279_861_15287032_589 | 0.033 | und_TAPWIRE_UG | 8105001 | no | no |  |  | no
und_line_TAP_UG_59584 |  | AN | node_8105001_200860104 | node_1368515_573_15286818_754 | 0.033 | und_TAPWIRE_UG | 8105001 | no | no |  |  | no
und_line_TAP_UG_59589 |  | AN | node_8105001_200860113 | node_1366707_811_15288032_053 | 0.033 | und_TAPWIRE_UG | 8105001 | no | no |  |  | no
und_line_TAP_UG_59590 |  | AN | node_8105001_200860116 | node_1366467_458_15288055_972 | 0.033 | und_TAPWIRE_UG | 8105001 | no | no |  |  | no
und_line_TAP_UG_59595 |  | AN | node_8105001_200860141 | node_1368049_189_15287159_852 | 0.033 | und_TAPWIRE_UG | 8105001 | no | no |  |  | no
und_line_TAP_UG_59596 |  | AN | node_8105001_200860145 | node_1368091_817_15286987_854 | 0.033 | und_TAPWIRE_UG | 8105001 | no | no |  |  | no
und_line_TAP_UG_59597 |  | AN | node_8105001_311878780 | node_1368217_681_15286691_296 | 0.033 | und_TAPWIRE_UG | 8105001 | no | no |  |  | no
und_line_TAP_UG_59606 |  | AN | node_8105001_200860195 | node_1369404_959_15287809_334 | 0.033 | und_TAPWIRE_UG | 8105001 | no | no |  |  | no
und_line_TAP_UG_59608 |  | AN | node_8105001_200860204 | node_1368531_164_15287315_476 | 0.033 | und_TAPWIRE_UG | 8105001 | no | no |  |  | no
und_line_TAP_UG_59609 |  | AN | node_8105001_200860209 | node_1368921_764_15287701_011 | 0.033 | und_TAPWIRE_UG | 8105001 | no | no |  |  | no
und_line_TAP_UG_59610 |  | AN | node_8105001_200860212 | node_1368723_115_15287157_093 | 0.033 | und_TAPWIRE_UG | 8105001 | no | no |  |  | no
und_line_TAP_UG_59611 |  | AN | node_8105001_200860217 | node_1369026_817_15287314_604 | 0.033 | und_TAPWIRE_UG | 8105001 | no | no |  |  | no
und_line_TAP_UG_59612 |  | AN | node_8105001_200860221 | node_1369125_062_15286912_207 | 0.033 | und_TAPWIRE_UG | 8105001 | no | no |  |  | no
und_line_TAP_UG_59615 |  | AN | node_8105001_200860236 | node_1366097_68_15287479_415 | 0.033 | und_TAPWIRE_UG | 8105001 | no | no |  |  | no
und_line_TAP_UG_59618 |  | AN | node_8105001_200860265 | node_1365992_415_15287739_58 | 0.033 | und_TAPWIRE_UG | 8105001 | no | no |  |  | no
und_line_TAP_UG_59619 |  | AN | node_8105001_200860270 | node_1365855_624_15287515_014 | 0.033 | und_TAPWIRE_UG | 8105001 | no | no |  |  | no
und_line_TAP_UG_59620 |  | AN | node_8105001_200860275 | node_1366182_917_15287149_917 | 0.033 | und_TAPWIRE_UG | 8105001 | no | no |  |  | no
und_line_TAP_UG_59634 |  | AN | node_8105001_200860320 | node_1369334_322_15287199_489 | 0.033 | und_TAPWIRE_UG | 8105001 | no | no |  |  | no
und_line_TAP_UG_59635 |  | AN | node_8105001_200860325 | node_1369386_395_15286771_703 | 0.033 | und_TAPWIRE_UG | 8105001 | no | no |  |  | no
und_line_TAP_UG_59636 |  | AN | node_8105001_200860334 | node_1371484_373_15288905_411 | 0.033 | und_TAPWIRE_UG | 8105001 | no | no |  |  | no
und_line_TAP_UG_59637 |  | AN | node_8105001_200860340 | node_1371631_46_15288361_761 | 0.033 | und_TAPWIRE_UG | 8105001 | no | no |  |  | no
und_line_TAP_UG_59644 |  | AN | node_8105001_200860373 | node_1366072_538_15286821_34 | 0.033 | und_TAPWIRE_UG | 8105001 | no | no |  |  | no
und_line_TAP_UG_59645 |  | AN | node_8105001_200860386 | node_1371882_081_15288101_6 | 0.033 | und_TAPWIRE_UG | 8105001 | no | no |  |  | no
und_line_TAP_UG_59646 |  | AN | node_8105001_200860389 | node_1372009_049_15288489_855 | 0.033 | und_TAPWIRE_UG | 8105001 | no | no |  |  | no
und_line_TAP_UG_59694 |  | AN | node_8105001_200867056 | node_1367169_542_15281662_476 | 0.033 | und_TAPWIRE_UG | 8105001 | no | no |  |  | no
und_line_TAP_UG_61789 |  | AN | node_8105001_200973321 | node_1376964_937_15277911_458 | 0.033 | und_TAPWIRE_UG | 8105001 | no | no |  |  | no
und_line_TAP_UG_61895 |  | AN | node_8105001_200973529 | node_1365586_612_15287076_03 | 0.033 | und_TAPWIRE_UG | 8105001 | no | no |  |  | no
und_line_TAP_UG_63367 |  | AN | node_8105001_201004262 | node_1365454_113_15288818_995 | 0.033 | und_TAPWIRE_UG | 8105001 | no | no |  |  | no
und_line_TAP_UG_64004 |  | AN | node_8105001_201010065 | node_1368804_39_15290220_746 | 0.033 | und_TAPWIRE_UG | 8105001 | no | no |  |  | no
und_line_TAP_UG_66586 |  | AN | node_8105001_201037700 | node_1375688_82_15278459_374 | 0.033 | und_TAPWIRE_UG | 8105001 | no | no |  |  | no
und_line_TAP_UG_66587 |  | AN | node_8105001_201037701 | node_1371671_51_15281659_497 | 0.033 | und_TAPWIRE_UG | 8105001 | no | no |  |  | no
und_line_TAP_UG_66588 |  | AN | node_8105001_201037702 | node_1369267_8_15274102_361 | 0.033 | und_TAPWIRE_UG | 8105001 | no | no |  |  | no
und_line_TAP_UG_66590 |  | AN | node_8105001_201037704 | node_1370476_316_15287619_34 | 0.033 | und_TAPWIRE_UG | 8105001 | no | no |  |  | no
und_line_TAP_UG_66591 |  | AN | node_8105001_201037705 | node_1372617_18_15280351_404 | 0.033 | und_TAPWIRE_UG | 8105001 | no | no |  |  | no
und_line_TAP_UG_66592 |  | AN | node_8105001_201037706 | node_1376240_057_15279996_804 | 0.033 | und_TAPWIRE_UG | 8105001 | no | no |  |  | no
und_line_TAP_UG_66593 |  | AN | node_8105001_201037707 | node_1368914_055_15288978_595 | 0.033 | und_TAPWIRE_UG | 8105001 | no | no |  |  | no
und_line_TAP_UG_66594 |  | AN | node_8105001_201037708 | node_1374122_216_15276633_607 | 0.033 | und_TAPWIRE_UG | 8105001 | no | no |  |  | no
und_line_TAP_UG_66595 |  | AN | node_8105001_201037709 | node_1376272_171_15277886_837 | 0.033 | und_TAPWIRE_UG | 8105001 | no | no |  |  | no
und_line_TAP_UG_66596 |  | AN | node_8105001_201037710 | node_1370497_742_15280293_195 | 0.033 | und_TAPWIRE_UG | 8105001 | no | no |  |  | no
und_line_TAP_UG_66597 |  | AN | node_8105001_201037711 | node_1372515_631_15288648_436 | 0.033 | und_TAPWIRE_UG | 8105001 | no | no |  |  | no
und_line_TAP_UG_66598 |  | AN | node_8105001_201037712 | node_1378214_128_15279281_594 | 0.033 | und_TAPWIRE_UG | 8105001 | no | no |  |  | no
und_line_TAP_UG_66599 |  | AN | node_8105001_201037713 | node_1372779_261_15289306_957 | 0.033 | und_TAPWIRE_UG | 8105001 | no | no |  |  | no
und_line_TAP_UG_66602 |  | AN | node_8105001_201037716 | node_1376346_428_15277453_435 | 0.033 | und_TAPWIRE_UG | 8105001 | no | no |  |  | no
und_line_TAP_UG_67940 |  | AN | node_8105001_201044228 | node_1372279_574_15288863_177 | 0.033 | und_TAPWIRE_UG | 8105001 | no | no |  |  | no
und_line_TAP_UG_69068 |  | ABCN | node_8105001_201056696 | node_1370197_516_15291371_211 | 0.033 | und_TAPWIRE_UG | 8105001 | no | no |  |  | no

## underground_line_conductor
data_type | static
owner_type | feeder
owner | 8105001
object | underground_line_conductor
name | groupid | outer_diameter | conductor_gmr | conductor_diameter | conductor_resistance | neutral_gmr | neutral_diameter | neutral_resistance | neutral_strands | insulation_relative_permitivitty | shield_gmr | shield_resistance | rating_summer_continuous | rating_summer_emergency | rating_winter_continuous | rating_winter_emergency | dcircuit | selected | comments
und_cond_1P_1/0ALURD_1/0AL(N) | [12 empty] | 160 | 160 | 180 | 180 |  | no
und_cond_1P_2ALURD | [12 empty] | 125 | 125 | 140 | 140 |  | no
und_cond_1P_2ALURD_2AL(N) | [12 empty] | 125 | 125 | 140 | 140 |  | no
und_cond_1P_WYECUST | [12 empty] | 685 | 685 | 685 | 685 |  | no
und_cond_3P_1/0ALURD_1/0AL(N) | [12 empty] | 160 | 160 | 180 | 180 |  | no
und_cond_3P_2ALURD_2AL(N) | [12 empty] | 125 | 125 | 140 | 140 |  | no
und_cond_3P_750ALURD_750AL(N) | [12 empty] | 475 | 475 | 525 | 525 |  | no
und_cond_TAPWIRE_UG | [12 empty] | 99999999 | 99999999 | 99999999 | 99999999 |  | no