## capacitor
data_type | static
owner_type | feeder
owner | 8105002
object | capacitor
name | groupid | parent | phases | nominal_voltage | pt_phase | phases_connected | switchA | switchB | switchC | control | voltage_set_high | voltage_set_low | VAr_set_high | VAr_set_low | current_set_high | current_set_low | capacitor_A | capacitor_B | capacitor_C | cap_nominal_voltage | time_delay | dwell_time | lockout_time | remote_sense | remote_sense_B | control_level | dcircuit | selected | monitored | monitored_fields | class_monitored_fields | played | played_fields | comments
cap_220369405 |  | node_1372382_795_15293771_139 | ABCN | 0 |  | ABCN | CLOSED | CLOSED | CLOSED | MANUAL | [6 empty] | 150000 | 150000 | 150000 | 7200 | [6 empty] | 8105002 | no | no |  |  | no

## feeder
data_type | static
owner_type | feeder
owner | 8105002
object | feeder
name | transmission_bus | ARC | ADR | slack_bus | nom_voltages | num_nodes | num_ohlines | num_uglines | num_transformers | num_generators | num_pvs | num_storages | num_loads | miles | mw | mvar | losses_mw | losses_mvar | comments | use_feeder_load_shape | load_shape_scale | use_feeder_pv_shape | pv_shape_scale | description | restore_time | griddisconnect_scenario_probability | gridconnect_scenario_probability | use_energy_not_served | VOLL | discount_rate | yearly_load_growth_percent | planning_horizon | enable_traditional_project_deferral | lifetime_of_investment_years | start_year | base_year | year_the_investment_is_committed | revenue_requirement_scaling_factor | discount_rate | inflation_rate_for_investment | traditional_project_invested_capital | periodicity_of_investment_in_years | priority | maximum_total_investment_cost | DER_portfolio_NPV | DER_portfolio_BC_ratio | total_system_energy_avoided_cost_NPV | total_system_capacity_avoided_cost_NPV | total_system_ancillary_services_avoided_cost_NPV | total_system_CO2_avoided_cost_NPV | total_system_loss_of_load_avoided_cost_NPV | total_system_distribution_capacity_avoided_cost_NPV | total_system_investment_and_operational_cost_NPV | feeder_solar_pv_operating_cost_USdollarperkWh | feeder_energy_storage_operating_cost_USdollarperkWh | feeder_distributed_generator_operating_cost_USdollarperkWh | feeder_distributed_generator_CO2_cost_USdollarperkWh | feeder_demand_response_operating_cost_USdollarperkWh | feeder_solar_pv_investment_cost_USdollarperkW | feeder_energy_storage_investment_cost_USdollarperkW | feeder_distributed_generator_investment_cost_USdollarperkW | feeder_demand_response_investment_cost_USdollarperkW
8105002 |  | ts_slack | none | node_SOURCE_8105002 | 2771.281,7199.558 | 592 | 498 | 45 | 2 | 0 | 0 | 0 | 192 | 10.54 | 5.166 | 2.201 | 0 | 0 |  | 0 | 0 | 1 | 0 |  | 0 | 0 | 0 | 0 | 0 | 0 | 0 | 0 | 0 | 0 | 0 | 0 | 0 | 0 | 0 | 0 | 0 | 0 | 0 | 999999999 | 0 | 0 | 0 | 0 | 0 | 0 | 0 | 0 | 0 | 0 | 0 | 0 | 0 | 0 | 0 | 0 | 0 | 0

## fuse
data_type | static
owner_type | feeder
owner | 8105002
object | fuse
name | groupid | phases | fr | to | phase_A_status | phase_B_status | phase_C_status | repair_dist_type | current_limit | mean_replacement_time | status | dcircuit | selected | monitored | monitored_fields | class_monitored_fields | played | played_fields | comments
fuse_220386275 |  | ABCN | node_intto1_8105002_200861955 | node_8105002_200861955 | GOOD | GOOD | GOOD |  | 140 |  |  | 8105002 | no | no |  |  | no
fuse_220386283 |  | AN | node_intto1_8105002_200862338 | node_8105002_200862338 | GOOD | GOOD | GOOD |  | 85 |  |  | 8105002 | no | no |  |  | no
fuse_220386286 |  | ABCN | node_intto1_8105002_201055009 | node_8105002_201055009 | GOOD | GOOD | GOOD |  | 50 |  |  | 8105002 | no | no |  |  | no
fuse_220386287 |  | ABCN | node_intto1_8105002_200861916 | node_8105002_200861916 | GOOD | GOOD | GOOD |  | 100 |  |  | 8105002 | no | no |  |  | no
fuse_220386288 |  | ABCN | node_intto1_8105002_200861889 | node_8105002_200861889 | GOOD | GOOD | GOOD |  | 15 |  |  | 8105002 | no | no |  |  | no
fuse_220386289 |  | ABCN | node_intto1_8105002_200917467 | node_8105002_200917467 | GOOD | GOOD | GOOD |  | 100 |  |  | 8105002 | no | no |  |  | no
fuse_220386290 |  | ABCN | node_intto1_8105002_200859840 | node_8105002_200859840 | GOOD | GOOD | GOOD |  | 15 |  |  | 8105002 | no | no |  |  | no
fuse_220386293 |  | ABCN | node_intto1_8105002_200861087 | node_8105002_200861087 | GOOD | GOOD | GOOD |  | 75 |  |  | 8105002 | no | no |  |  | no
fuse_220386303 |  | ABN | node_intto1_8105002_200863476 | node_8105002_200863476 | GOOD | GOOD | GOOD |  | 85 |  |  | 8105002 | no | no |  |  | no
fuse_220386304 |  | ABCN | node_intto1_8105002_200861079 | node_8105002_200861079 | GOOD | GOOD | GOOD |  | 40 |  |  | 8105002 | no | no |  |  | no
fuse_220386305 |  | AD | node_intto1_8105002_200861069 | node_8105002_200861069 | GOOD | GOOD | GOOD |  | 25 |  |  | 8105002 | no | no |  |  | no
fuse_220386307 |  | ABCN | node_intto1_8105002_200861065 | node_8105002_200861065 | GOOD | GOOD | GOOD |  | 10 |  |  | 8105002 | no | no |  |  | no
fuse_220386308 |  | ABCN | node_intto1_8105002_200861057 | node_8105002_200861057 | GOOD | GOOD | GOOD |  | 125 |  |  | 8105002 | no | no |  |  | no
fuse_220386347 |  | ABN | node_intto1_8105002_200860153 | node_8105002_200860153 | GOOD | GOOD | GOOD |  | 60 |  |  | 8105002 | no | no |  |  | no
fuse_220386391 |  | AN | node_intto1_8105002_200862771 | node_8105002_200862771 | GOOD | GOOD | GOOD |  | 85 |  |  | 8105002 | no | no |  |  | no
fuse_220386576 |  | AN | node_intto1_8105002_200866509 | node_8105002_200866509 | GOOD | GOOD | GOOD |  | 85 |  |  | 8105002 | no | no |  |  | no
fuse_220386580 |  | AN | node_intto1_8105002_200866874 | node_8105002_200866874 | GOOD | GOOD | GOOD |  | 85 |  |  | 8105002 | no | no |  |  | no
fuse_220386581 |  | AN | node_intto1_8105002_200866918 | node_8105002_200866918 | GOOD | GOOD | GOOD |  | 85 |  |  | 8105002 | no | no |  |  | no
fuse_220386582 |  | AN | node_intto1_8105002_200866873 | node_8105002_200866873 | GOOD | GOOD | GOOD |  | 60 |  |  | 8105002 | no | no |  |  | no
fuse_220386584 |  | AN | node_intto1_8105002_200866904 | node_8105002_200866904 | GOOD | GOOD | GOOD |  | 85 |  |  | 8105002 | no | no |  |  | no
fuse_220386586 |  | AN | node_intto1_8105002_200866894 | node_8105002_200866894 | GOOD | GOOD | GOOD |  | 85 |  |  | 8105002 | no | no |  |  | no
fuse_220386589 |  | AN | node_intto1_8105002_200866820 | node_8105002_200866820 | GOOD | GOOD | GOOD |  | 75 |  |  | 8105002 | no | no |  |  | no
fuse_220386593 |  | AN | node_intto1_8105002_200862944 | node_8105002_200862944 | GOOD | GOOD | GOOD |  | 85 |  |  | 8105002 | no | no |  |  | no
fuse_220386668 |  | ABCN | node_intto1_8105002_200864592 | node_8105002_200864592 | GOOD | GOOD | GOOD |  | 75 |  |  | 8105002 | no | no |  |  | no
fuse_220386727 |  | ABCN | node_intto1_8105002_200864128 | node_8105002_200864128 | GOOD | GOOD | GOOD |  | 30 |  |  | 8105002 | no | no |  |  | no
fuse_220386743 |  | ABCN | node_intto1_8105002_200865074 | node_8105002_200865074 | GOOD | GOOD | GOOD |  | 10 |  |  | 8105002 | no | no |  |  | no
fuse_220386780 |  | ABCN | node_intto1_8105002_200864129 | node_8105002_200864129 | GOOD | GOOD | GOOD |  | 100 |  |  | 8105002 | no | no |  |  | no
fuse_220386783 |  | ABCN | node_intto1_8105002_200865061 | node_8105002_200865061 | GOOD | GOOD | GOOD |  | 10 |  |  | 8105002 | no | no |  |  | no
fuse_220386784 |  | ABCN | node_intto1_8105002_200865049 | node_8105002_200865049 | GOOD | GOOD | GOOD |  | 100 |  |  | 8105002 | no | no |  |  | no
fuse_220387890 |  | ABCN | node_intto1_8105002_200866825 | node_8105002_200866825 | GOOD | GOOD | GOOD |  | 100 |  |  | 8105002 | no | no |  |  | no
fuse_220543615 |  | AN | node_intto1_8105002_200978968 | node_8105002_200978968 | GOOD | GOOD | GOOD |  | 40 |  |  | 8105002 | no | no |  |  | no
fuse_220545310 |  | ABCN | node_intto1_8105002_200983596 | node_8105002_200983596 | GOOD | GOOD | GOOD |  | 20 |  |  | 8105002 | no | no |  |  | no
fuse_220577580 |  | ABCN | node_intto1_8105002_201004295 | node_8105002_201004295 | GOOD | GOOD | GOOD |  | 10 |  |  | 8105002 | no | no |  |  | no
fuse_220624814 |  | ABCN | node_intto1_8105002_200861926 | node_8105002_200861926 | GOOD | GOOD | GOOD |  | 65 |  |  | 8105002 | no | no |  |  | no
fuse_220628459 |  | ABCN | node_intto1_8105002_201051535 | node_8105002_201051535 | GOOD | GOOD | GOOD |  | 20 |  |  | 8105002 | no | no |  |  | no
fuse_220654879 |  | ABCN | node_intto1_8105002_200862600 | node_8105002_200862600 | GOOD | GOOD | GOOD |  | 100 |  |  | 8105002 | no | no |  |  | no
fuse_311899699 |  | ABCD | node_intto1_8105002_311899698 | node_8105002_311899698 | GOOD | GOOD | GOOD |  | 300 |  |  | 8105002 | no | no |  |  | no
fuse_311901262 |  | ABCN | node_intto1_8105002_311901261 | node_8105002_311901261 | GOOD | GOOD | GOOD |  | 100 |  |  | 8105002 | no | no |  |  | no
fuse_311907633 |  | ABCN | node_intto1_311907633 | node_311907633 | GOOD | GOOD | GOOD |  | 100 |  |  | 8105002 | no | no |  |  | no
fuse_311998190 |  | AN | node_intto1_8105002_200862950 | node_8105002_200862950 | GOOD | GOOD | GOOD |  | 15 |  |  | 8105002 | no | no |  |  | no

## line_configuration
data_type | static
owner_type | feeder
owner | 8105002
object | line_configuration
name | groupid | conductor_A | conductor_B | conductor_C | conductor_N | spacing | z11 | z12 | z13 | z21 | z22 | z23 | z31 | z32 | z33 | c11 | c12 | c13 | c21 | c22 | c23 | c31 | c32 | c33 | dcircuit | selected | comments
bal_1P_1/0AA |  | oh_cond_1/0_AAAC | oh_cond_1/0_AAAC | oh_cond_1/0_AAAC |  |  | 0.972+1.499j | 0.095+0.781j | 0.095+0.781j | 0.095+0.781j | 0.972+1.499j | 0.095+0.781j | 0.095+0.781j | 0.095+0.781j | 0.972+1.499j | 12.796 | -3.172 | -3.172 | -3.172 | 12.796 | -3.172 | -3.172 | -3.172 | 12.796 |  | no
bal_1P_1/0AA_1/0AA(N) |  | oh_cond_1/0_AAAC | oh_cond_1/0_AAAC | oh_cond_1/0_AAAC | oh_cond_1/0_AAAC |  | 1.078+1.186j | 0.201+0.467j | 0.201+0.467j | 0.201+0.467j | 1.078+1.186j | 0.201+0.467j | 0.201+0.467j | 0.201+0.467j | 1.078+1.186j | 13.243 | -2.726 | -2.726 | -2.726 | 13.243 | -2.726 | -2.726 | -2.726 | 13.243 |  | no
bal_1P_1/0AA_1/0AC(N) |  | oh_cond_1/0_AAAC | oh_cond_1/0_AAAC | oh_cond_1/0_AAAC | oh_cond_1/0_ACSR |  | 1.08+1.187j | 0.203+0.469j | 0.203+0.469j | 0.203+0.469j | 1.08+1.187j | 0.203+0.469j | 0.203+0.469j | 0.203+0.469j | 1.08+1.187j | 13.243 | -2.726 | -2.726 | -2.726 | 13.243 | -2.726 | -2.726 | -2.726 | 13.243 |  | no
bal_1P_1/0AA_2/0CU(N) |  | oh_cond_1/0_AAAC | oh_cond_1/0_AAAC | oh_cond_1/0_AAAC | oh_cond_2/0_CU |  | 1.008+1.127j | 0.131+0.409j | 0.131+0.409j | 0.131+0.409j | 1.008+1.127j | 0.131+0.409j | 0.131+0.409j | 0.131+0.409j | 1.008+1.127j | 13.245 | -2.723 | -2.723 | -2.723 | 13.245 | -2.723 | -2.723 | -2.723 | 13.245 |  | no
bal_1P_1/0AA_2CU(N) |  | oh_cond_1/0_AAAC | oh_cond_1/0_AAAC | oh_cond_1/0_AAAC | oh_cond_2_CU |  | 1.072+1.19j | 0.196+0.471j | 0.196+0.471j | 0.196+0.471j | 1.072+1.19j | 0.196+0.471j | 0.196+0.471j | 0.196+0.471j | 1.072+1.19j | 13.223 | -2.745 | -2.745 | -2.745 | 13.223 | -2.745 | -2.745 | -2.745 | 13.223 |  | no
bal_1P_1/0AA_4/0AC(N) |  | oh_cond_1/0_AAAC | oh_cond_1/0_AAAC | oh_cond_1/0_AAAC | oh_cond_4/0_ACSR |  | 1.012+1.121j | 0.136+0.403j | 0.136+0.403j | 0.136+0.403j | 1.012+1.121j | 0.136+0.403j | 0.136+0.403j | 0.136+0.403j | 1.012+1.121j | 13.267 | -2.702 | -2.702 | -2.702 | 13.267 | -2.702 | -2.702 | -2.702 | 13.267 |  | no
bal_1P_1/0AC_1/0AA(N) |  | oh_cond_1/0_ACSR | oh_cond_1/0_ACSR | oh_cond_1/0_ACSR | oh_cond_1/0_AAAC |  | 1.089+1.184j | 0.201+0.467j | 0.201+0.467j | 0.201+0.467j | 1.089+1.184j | 0.201+0.467j | 0.201+0.467j | 0.201+0.467j | 1.089+1.184j | 13.243 | -2.726 | -2.726 | -2.726 | 13.243 | -2.726 | -2.726 | -2.726 | 13.243 |  | no
bal_1P_1/0AC_1/0AC(N) |  | oh_cond_1/0_ACSR | oh_cond_1/0_ACSR | oh_cond_1/0_ACSR | oh_cond_1/0_ACSR |  | 1.091+1.185j | 0.203+0.469j | 0.203+0.469j | 0.203+0.469j | 1.091+1.185j | 0.203+0.469j | 0.203+0.469j | 0.203+0.469j | 1.091+1.185j | 13.243 | -2.726 | -2.726 | -2.726 | 13.243 | -2.726 | -2.726 | -2.726 | 13.243 |  | no
bal_1P_2/0CU_2/0CU(N) |  | oh_cond_2/0_CU | oh_cond_2/0_CU | oh_cond_2/0_CU | oh_cond_2/0_CU |  | 0.571+1.115j | 0.131+0.409j | 0.131+0.409j | 0.131+0.409j | 0.571+1.115j | 0.131+0.409j | 0.131+0.409j | 0.131+0.409j | 0.571+1.115j | 13.33 | -2.752 | -2.752 | -2.752 | 13.33 | -2.752 | -2.752 | -2.752 | 13.33 |  | no
bal_1P_2AC_2AC(N) |  | oh_cond_2_ACSR | oh_cond_2_ACSR | oh_cond_2_ACSR | oh_cond_2_ACSR |  | 1.645+1.289j | 0.235+0.543j | 0.235+0.543j | 0.235+0.543j | 1.645+1.289j | 0.235+0.543j | 0.235+0.543j | 0.235+0.543j | 1.645+1.289j | 12.813 | -2.597 | -2.597 | -2.597 | 12.813 | -2.597 | -2.597 | -2.597 | 12.813 |  | no
bal_2P_1/0AC_1/0AA(N) |  | oh_cond_1/0_ACSR | oh_cond_1/0_ACSR | oh_cond_1/0_ACSR | oh_cond_1/0_AAAC |  | 1.089+1.184j | 0.201+0.467j | 0.201+0.467j | 0.201+0.467j | 1.089+1.184j | 0.201+0.467j | 0.201+0.467j | 0.201+0.467j | 1.089+1.184j | 13.243 | -2.726 | -2.726 | -2.726 | 13.243 | -2.726 | -2.726 | -2.726 | 13.243 |  | no
bal_2P_1/0AC_4/0AL(N) |  | oh_cond_1/0_ACSR | oh_cond_1/0_ACSR | oh_cond_1/0_ACSR | oh_cond_4/0_AL |  | 1.022+1.12j | 0.134+0.404j | 0.134+0.404j | 0.134+0.404j | 1.022+1.12j | 0.134+0.404j | 0.134+0.404j | 0.134+0.404j | 1.022+1.12j | 13.261 | -2.707 | -2.707 | -2.707 | 13.261 | -2.707 | -2.707 | -2.707 | 13.261 |  | no
bal_3P_1/0AA |  | oh_cond_1/0_AAAC | oh_cond_1/0_AAAC | oh_cond_1/0_AAAC |  |  | 0.972+1.499j | 0.095+0.781j | 0.095+0.781j | 0.095+0.781j | 0.972+1.499j | 0.095+0.781j | 0.095+0.781j | 0.095+0.781j | 0.972+1.499j | 12.796 | -3.172 | -3.172 | -3.172 | 12.796 | -3.172 | -3.172 | -3.172 | 12.796 |  | no
bal_3P_1/0AA_1/0AA(N) |  | oh_cond_1/0_AAAC | oh_cond_1/0_AAAC | oh_cond_1/0_AAAC | oh_cond_1/0_AAAC |  | 1.078+1.186j | 0.201+0.467j | 0.201+0.467j | 0.201+0.467j | 1.078+1.186j | 0.201+0.467j | 0.201+0.467j | 0.201+0.467j | 1.078+1.186j | 13.243 | -2.726 | -2.726 | -2.726 | 13.243 | -2.726 | -2.726 | -2.726 | 13.243 |  | no
bal_3P_1/0AA_4/0AL(N) |  | oh_cond_1/0_AAAC | oh_cond_1/0_AAAC | oh_cond_1/0_AAAC | oh_cond_4/0_AL |  | 1.011+1.123j | 0.134+0.404j | 0.134+0.404j | 0.134+0.404j | 1.011+1.123j | 0.134+0.404j | 0.134+0.404j | 0.134+0.404j | 1.011+1.123j | 13.261 | -2.707 | -2.707 | -2.707 | 13.261 | -2.707 | -2.707 | -2.707 | 13.261 |  | no
bal_3P_1/0AC |  | oh_cond_1/0_ACSR | oh_cond_1/0_ACSR | oh_cond_1/0_ACSR |  |  | 0.983+1.497j | 0.095+0.781j | 0.095+0.781j | 0.095+0.781j | 0.983+1.497j | 0.095+0.781j | 0.095+0.781j | 0.095+0.781j | 0.983+1.497j | 12.796 | -3.172 | -3.172 | -3.172 | 12.796 | -3.172 | -3.172 | -3.172 | 12.796 |  | no
bal_3P_1/0AC_1/0AA(N) |  | oh_cond_1/0_ACSR | oh_cond_1/0_ACSR | oh_cond_1/0_ACSR | oh_cond_1/0_AAAC |  | 1.089+1.184j | 0.201+0.467j | 0.201+0.467j | 0.201+0.467j | 1.089+1.184j | 0.201+0.467j | 0.201+0.467j | 0.201+0.467j | 1.089+1.184j | 13.243 | -2.726 | -2.726 | -2.726 | 13.243 | -2.726 | -2.726 | -2.726 | 13.243 |  | no
bal_3P_1/0AC_1/0AC(N) |  | oh_cond_1/0_ACSR | oh_cond_1/0_ACSR | oh_cond_1/0_ACSR | oh_cond_1/0_ACSR |  | 1.091+1.185j | 0.203+0.469j | 0.203+0.469j | 0.203+0.469j | 1.091+1.185j | 0.203+0.469j | 0.203+0.469j | 0.203+0.469j | 1.091+1.185j | 13.243 | -2.726 | -2.726 | -2.726 | 13.243 | -2.726 | -2.726 | -2.726 | 13.243 |  | no
bal_3P_1/0AC_4/0AC(N) |  | oh_cond_1/0_ACSR | oh_cond_1/0_ACSR | oh_cond_1/0_ACSR | oh_cond_4/0_ACSR |  | 1.024+1.119j | 0.136+0.403j | 0.136+0.403j | 0.136+0.403j | 1.024+1.119j | 0.136+0.403j | 0.136+0.403j | 0.136+0.403j | 1.024+1.119j | 13.267 | -2.702 | -2.702 | -2.702 | 13.267 | -2.702 | -2.702 | -2.702 | 13.267 |  | no
bal_3P_1/0AC_4/0AL(N) |  | oh_cond_1/0_ACSR | oh_cond_1/0_ACSR | oh_cond_1/0_ACSR | oh_cond_4/0_AL |  | 1.022+1.12j | 0.134+0.404j | 0.134+0.404j | 0.134+0.404j | 1.022+1.12j | 0.134+0.404j | 0.134+0.404j | 0.134+0.404j | 1.022+1.12j | 13.261 | -2.707 | -2.707 | -2.707 | 13.261 | -2.707 | -2.707 | -2.707 | 13.261 |  | no
bal_3P_2AC |  | oh_cond_2_ACSR | oh_cond_2_ACSR | oh_cond_2_ACSR |  |  | 1.505+1.527j | 0.095+0.781j | 0.095+0.781j | 0.095+0.781j | 1.505+1.527j | 0.095+0.781j | 0.095+0.781j | 0.095+0.781j | 1.505+1.527j | 12.393 | -3.017 | -3.017 | -3.017 | 12.393 | -3.017 | -3.017 | -3.017 | 12.393 |  | no
bal_3P_2AC_1/0AA(N) |  | oh_cond_2_ACSR | oh_cond_2_ACSR | oh_cond_2_ACSR | oh_cond_1/0_AAAC |  | 1.611+1.214j | 0.201+0.467j | 0.201+0.467j | 0.201+0.467j | 1.611+1.214j | 0.201+0.467j | 0.201+0.467j | 0.201+0.467j | 1.611+1.214j | 12.826 | -2.585 | -2.585 | -2.585 | 12.826 | -2.585 | -2.585 | -2.585 | 12.826 |  | no
bal_3P_2AC_1/0AC(N) |  | oh_cond_2_ACSR | oh_cond_2_ACSR | oh_cond_2_ACSR | oh_cond_1/0_ACSR |  | 1.613+1.215j | 0.203+0.469j | 0.203+0.469j | 0.203+0.469j | 1.613+1.215j | 0.203+0.469j | 0.203+0.469j | 0.203+0.469j | 1.613+1.215j | 12.826 | -2.585 | -2.585 | -2.585 | 12.826 | -2.585 | -2.585 | -2.585 | 12.826 |  | no
bal_3P_2AC_2CU(N) |  | oh_cond_2_ACSR | oh_cond_2_ACSR | oh_cond_2_ACSR | oh_cond_2_CU |  | 1.606+1.218j | 0.196+0.471j | 0.196+0.471j | 0.196+0.471j | 1.606+1.218j | 0.196+0.471j | 0.196+0.471j | 0.196+0.471j | 1.606+1.218j | 12.807 | -2.604 | -2.604 | -2.604 | 12.807 | -2.604 | -2.604 | -2.604 | 12.807 |  | no
bal_3P_2AC_4/0AL(N) |  | oh_cond_2_ACSR | oh_cond_2_ACSR | oh_cond_2_ACSR | oh_cond_4/0_AL |  | 1.544+1.151j | 0.134+0.404j | 0.134+0.404j | 0.134+0.404j | 1.544+1.151j | 0.134+0.404j | 0.134+0.404j | 0.134+0.404j | 1.544+1.151j | 12.844 | -2.567 | -2.567 | -2.567 | 12.844 | -2.567 | -2.567 | -2.567 | 12.844 |  | no
bal_3P_4/0AA |  | oh_cond_4/0_AAAC | oh_cond_4/0_AAAC | oh_cond_4/0_AAAC |  |  | 0.534+1.457j | 0.095+0.781j | 0.095+0.781j | 0.095+0.781j | 0.534+1.457j | 0.095+0.781j | 0.095+0.781j | 0.095+0.781j | 0.534+1.457j | 13.554 | -3.469 | -3.469 | -3.469 | 13.554 | -3.469 | -3.469 | -3.469 | 13.554 |  | no
bal_3P_4/0AC_4/0AL(N) |  | oh_cond_4/0_ACSR | oh_cond_4/0_ACSR | oh_cond_4/0_ACSR | oh_cond_4/0_AL |  | 0.579+1.081j | 0.134+0.404j | 0.134+0.404j | 0.134+0.404j | 0.579+1.081j | 0.134+0.404j | 0.134+0.404j | 0.134+0.404j | 0.579+1.081j | 14.046 | -2.976 | -2.976 | -2.976 | 14.046 | -2.976 | -2.976 | -2.976 | 14.046 |  | no
bal_3P_4/0AL_1/0AA(N) |  | oh_cond_4/0_AL | oh_cond_4/0_AL | oh_cond_4/0_AL | oh_cond_1/0_AAAC |  | 0.643+1.153j | 0.201+0.467j | 0.201+0.467j | 0.201+0.467j | 0.643+1.153j | 0.201+0.467j | 0.201+0.467j | 0.201+0.467j | 0.643+1.153j | 13.848 | -2.934 | -2.934 | -2.934 | 13.848 | -2.934 | -2.934 | -2.934 | 13.848 |  | no
bal_3P_4/0AL_1/0AC(N) |  | oh_cond_4/0_AL | oh_cond_4/0_AL | oh_cond_4/0_AL | oh_cond_1/0_ACSR |  | 0.645+1.154j | 0.203+0.469j | 0.203+0.469j | 0.203+0.469j | 0.645+1.154j | 0.203+0.469j | 0.203+0.469j | 0.203+0.469j | 0.645+1.154j | 13.848 | -2.934 | -2.934 | -2.934 | 13.848 | -2.934 | -2.934 | -2.934 | 13.848 |  | no
bal_3P_4/0AL_4/0AL(N) |  | oh_cond_4/0_AL | oh_cond_4/0_AL | oh_cond_4/0_AL | oh_cond_4/0_AL |  | 0.576+1.089j | 0.134+0.404j | 0.134+0.404j | 0.134+0.404j | 0.576+1.089j | 0.134+0.404j | 0.134+0.404j | 0.134+0.404j | 0.576+1.089j | 13.867 | -2.914 | -2.914 | -2.914 | 13.867 | -2.914 | -2.914 | -2.914 | 13.867 |  | no
bal_3P_477AL_1/0AC(N) |  | oh_cond_477_MCM_AL | oh_cond_477_MCM_AL | oh_cond_477_MCM_AL | oh_cond_1/0_ACSR |  | 0.401+1.098j | 0.203+0.469j | 0.203+0.469j | 0.203+0.469j | 0.401+1.098j | 0.203+0.469j | 0.203+0.469j | 0.203+0.469j | 0.401+1.098j | 14.9 | -3.306 | -3.306 | -3.306 | 14.9 | -3.306 | -3.306 | -3.306 | 14.9 |  | no
bal_3P_477AL_2/0CU(N) |  | oh_cond_477_MCM_AL | oh_cond_477_MCM_AL | oh_cond_477_MCM_AL | oh_cond_2/0_CU |  | 0.329+1.038j | 0.131+0.409j | 0.131+0.409j | 0.131+0.409j | 0.329+1.038j | 0.131+0.409j | 0.131+0.409j | 0.131+0.409j | 0.329+1.038j | 14.903 | -3.303 | -3.303 | -3.303 | 14.903 | -3.303 | -3.303 | -3.303 | 14.903 |  | no
bal_3P_477AL_4/0AA(N) |  | oh_cond_477_MCM_AL | oh_cond_477_MCM_AL | oh_cond_477_MCM_AL | oh_cond_4/0_AAAC |  | 0.332+1.031j | 0.134+0.402j | 0.134+0.402j | 0.134+0.402j | 0.332+1.031j | 0.134+0.402j | 0.134+0.402j | 0.134+0.402j | 0.332+1.031j | 14.927 | -3.279 | -3.279 | -3.279 | 14.927 | -3.279 | -3.279 | -3.279 | 14.927 |  | no
bal_3P_477AL_4/0AC(N) |  | oh_cond_477_MCM_AL | oh_cond_477_MCM_AL | oh_cond_477_MCM_AL | oh_cond_4/0_ACSR |  | 0.334+1.032j | 0.136+0.403j | 0.136+0.403j | 0.136+0.403j | 0.334+1.032j | 0.136+0.403j | 0.136+0.403j | 0.136+0.403j | 0.334+1.032j | 14.927 | -3.279 | -3.279 | -3.279 | 14.927 | -3.279 | -3.279 | -3.279 | 14.927 |  | no
bal_3P_477AL_4/0AL(N) |  | oh_cond_477_MCM_AL | oh_cond_477_MCM_AL | oh_cond_477_MCM_AL | oh_cond_4/0_AL |  | 0.332+1.034j | 0.134+0.404j | 0.134+0.404j | 0.134+0.404j | 0.332+1.034j | 0.134+0.404j | 0.134+0.404j | 0.134+0.404j | 0.332+1.034j | 14.921 | -3.285 | -3.285 | -3.285 | 14.921 | -3.285 | -3.285 | -3.285 | 14.921 |  | no
bal_3P_WYECUST |  | oh_cond_2/0_CU | oh_cond_2/0_CU | oh_cond_2/0_CU | oh_cond_3_#7_CWD_30% |  | 0.66+1.378j | 0.22+0.666j | 0.22+0.666j | 0.22+0.666j | 0.66+1.378j | 0.22+0.666j | 0.22+0.666j | 0.22+0.666j | 0.66+1.378j | 13.24 | -2.712 | -2.712 | -2.712 | 13.24 | -2.712 | -2.712 | -2.712 | 13.24 |  | no
unb_TAPWIRE_OH |  | oh_cond_WP-4/0-CU | oh_cond_WP-4/0-CU | oh_cond_WP-4/0-CU | oh_cond_WP-4/0-CU |  | 0.365+1.097j | 0.093+0.433j | 0.094+0.34j | 0.093+0.433j | 0.368+1.078j | 0.095+0.401j | 0.094+0.34j | 0.095+0.401j | 0.368+1.077j | 14.911 | -4.341 | -1.953 | -4.341 | 15.781 | -3.724 | -1.953 | -3.724 | 14.818 |  | no
und_1P_2ALURD_2AL(N) |  | und_cond_1P_2ALURD_2AL(N) | und_cond_1P_2ALURD_2AL(N) | und_cond_1P_2ALURD_2AL(N) |  |  | 2.379+0.823j | 0.0+0.0j | 0.0+0.0j | 0.0+0.0j | 2.379+0.823j | 0.0+0.0j | 0.0+0.0j | 0.0+0.0j | 2.379+0.823j | 401.497 | 0 | 0 | 0 | 401.497 | 0 | 0 | 0 | 401.497 |  | no
und_1P_WYECUST |  | und_cond_1P_WYECUST | und_cond_1P_WYECUST | und_cond_1P_WYECUST |  |  | 0.179+0.233j | 0.061-0.024j | 0.061-0.024j | 0.061-0.024j | 0.179+0.233j | 0.061-0.024j | 0.061-0.024j | 0.061-0.024j | 0.179+0.233j | 324.124 | 0 | 0 | 0 | 324.124 | 0 | 0 | 0 | 324.124 |  | no
und_2P_2ALURD_2AL(N) |  | und_cond_2P_2ALURD_2AL(N) | und_cond_2P_2ALURD_2AL(N) | und_cond_2P_2ALURD_2AL(N) |  |  | 2.238+0.566j | 0.507+0.168j | 0.507+0.168j | 0.507+0.168j | 2.238+0.566j | 0.507+0.168j | 0.507+0.168j | 0.507+0.168j | 2.238+0.566j | 401.498 | 0 | 0 | 0 | 401.498 | 0 | 0 | 0 | 401.498 |  | no
und_3P_2ALURD_2AL(N) |  | und_cond_3P_2ALURD_2AL(N) | und_cond_3P_2ALURD_2AL(N) | und_cond_3P_2ALURD_2AL(N) |  |  | 2.125+0.49j | 0.384+0.067j | 0.384+0.067j | 0.384+0.067j | 2.125+0.49j | 0.384+0.067j | 0.384+0.067j | 0.384+0.067j | 2.125+0.49j | 401.497 | 0 | 0 | 0 | 401.497 | 0 | 0 | 0 | 401.497 |  | no
und_3P_2CUURD_2CU(N) |  | und_cond_3P_2CUURD_2CU(N) | und_cond_3P_2CUURD_2CU(N) | und_cond_3P_2CUURD_2CU(N) |  |  | 1.344+0.466j | 0.268+0.054j | 0.268+0.054j | 0.268+0.054j | 1.344+0.466j | 0.268+0.054j | 0.268+0.054j | 0.268+0.054j | 1.344+0.466j | 422.002 | 0 | 0 | 0 | 422.002 | 0 | 0 | 0 | 422.002 |  | no
und_3P_4/0ALURD_4/0AL(N) |  | und_cond_3P_4/0ALURD_4/0AL(N) | und_cond_3P_4/0ALURD_4/0AL(N) | und_cond_3P_4/0ALURD_4/0AL(N) |  |  | 0.54+0.256j | 0.113-0.045j | 0.113-0.045j | 0.113-0.045j | 0.54+0.256j | 0.113-0.045j | 0.113-0.045j | 0.113-0.045j | 0.54+0.256j | 617.704 | 0 | 0 | 0 | 617.704 | 0 | 0 | 0 | 617.704 |  | no
und_3P_750ALURD_750AL(N) |  | und_cond_3P_750ALURD_750AL(N) | und_cond_3P_750ALURD_750AL(N) | und_cond_3P_750ALURD_750AL(N) |  |  | 0.338+0.196j | 0.096-0.039j | 0.096-0.039j | 0.096-0.039j | 0.338+0.196j | 0.096-0.039j | 0.096-0.039j | 0.096-0.039j | 0.338+0.196j | 1125.535 | 0 | 0 | 0 | 1125.535 | 0 | 0 | 0 | 1125.535 |  | no
und_3P_WYECUST |  | und_cond_3P_WYECUST | und_cond_3P_WYECUST | und_cond_3P_WYECUST |  |  | 0.179+0.233j | 0.061-0.024j | 0.061-0.024j | 0.061-0.024j | 0.179+0.233j | 0.061-0.024j | 0.061-0.024j | 0.061-0.024j | 0.179+0.233j | 324.124 | 0 | 0 | 0 | 324.124 | 0 | 0 | 0 | 324.124 |  | no
und_TAPWIRE_UG |  | und_cond_TAPWIRE_UG | und_cond_TAPWIRE_UG | und_cond_TAPWIRE_UG |  |  | 0.001+0.001j | 0.0+0.0j | 0.0+0.0j | 0.0+0.0j | 0.001+0.001j | 0.0+0.0j | 0.0+0.0j | 0.0+0.0j | 0.001+0.001j | 0 | 0 | 0 | 0 | 0 | 0 | 0 | 0 | 0 |  | no

## load
data_type | static
owner_type | feeder
owner | 8105002
object | load
name | groupid | parent | bustype | phases | nominal_voltage | load_class | constant_power_A | constant_power_B | constant_power_C | constant_current_A | constant_current_B | constant_current_C | constant_impedance_A | constant_impedance_B | constant_impedance_C | base_power_A | base_power_B | base_power_C | power_pf_A | power_pf_B | power_pf_C | current_pf_A | current_pf_B | current_pf_C | impedance_pf_A | impedance_pf_B | impedance_pf_C | power_fraction_A | power_fraction_B | power_fraction_C | current_fraction_A | current_fraction_B | current_fraction_C | impedance_fraction_A | impedance_fraction_B | impedance_fraction_C | dcircuit | selected | monitored | monitored_fields | class_monitored_fields | played | played_fields | base_kw_A | base_kw_B | base_kw_C | kw_A | kw_B | kw_C | comments | critical_load | dem_resp_lb | dem_resp_ub | dem_resp_shortage_cost | dem_resp_surplus_cost | num_customers
load_220347742 |  | node_1373884_594_15291527_988 |  | ABCN | 0 | NonResidential | 21666.667+9229.961j | 21666.667+9229.961j | 21666.667+9229.961j | 0 | 0 | 0 | [24 empty] | 8105002 | no | no |  |  | no |  | 0 | 0 | 0 | 0 | 0 | 0 |  | 1 | 1 | 1 | 0 | 0 | 0
load_220347822 |  | node_1375221_213_15294631_064 |  | AN | 0 | Residential | 8474.4+3610.079j | 0 | 0 | 0 | 0 | 0 | [24 empty] | 8105002 | no | no |  |  | no |  | 0 | 0 | 0 | 0 | 0 | 0 |  | 1 | 1 | 1 | 0 | 0 | 0
load_220347825 |  | node_1374854_371_15294986_786 |  | AN | 0 | Other | 0 | 0 | 0 | 0 | 0 | 0 | [24 empty] | 8105002 | no | no |  |  | no |  | 0 | 0 | 0 | 0 | 0 | 0 |  | 1 | 1 | 1 | 0 | 0 | 0
load_220347859 |  | node_1373844_881_15291091_582 |  | ABCN | 0 | NonResidential | 32000+13631.943j | 32000+13631.943j | 32000+13631.943j | 0 | 0 | 0 | [24 empty] | 8105002 | no | no |  |  | no |  | 0 | 0 | 0 | 0 | 0 | 0 |  | 1 | 1 | 1 | 0 | 0 | 0
load_220347939 |  | node_1372980_932_15293779_5 |  | AN | 0 | Residential | 5176.8+2205.308j | 0 | 0 | 0 | 0 | 0 | [24 empty] | 8105002 | no | no |  |  | no |  | 0 | 0 | 0 | 0 | 0 | 0 |  | 1 | 1 | 1 | 0 | 0 | 0
load_220347940 |  | node_1374081_039_15295259_308 |  | AN | 0 | Residential | 95443.2+40658.633j | 0 | 0 | 0 | 0 | 0 | [24 empty] | 8105002 | no | no |  |  | no |  | 0 | 0 | 0 | 0 | 0 | 0 |  | 1 | 1 | 1 | 0 | 0 | 0
load_220347941 |  | node_1374530_072_15295263_882 |  | AN | 0 | Residential | 18273.6+7784.521j | 0 | 0 | 0 | 0 | 0 | [24 empty] | 8105002 | no | no |  |  | no |  | 0 | 0 | 0 | 0 | 0 | 0 |  | 1 | 1 | 1 | 0 | 0 | 0
load_220347942 |  | node_1374462_073_15295524_735 |  | AN | 0 | Residential | 15019.2+6398.152j | 0 | 0 | 0 | 0 | 0 | [24 empty] | 8105002 | no | no |  |  | no |  | 0 | 0 | 0 | 0 | 0 | 0 |  | 1 | 1 | 1 | 0 | 0 | 0
load_220347947 |  | node_1375049_471_15296321_549 |  | AN | 0 | NonResidential | 333.333+141.999j | 0 | 0 | 0 | 0 | 0 | [24 empty] | 8105002 | no | no |  |  | no |  | 0 | 0 | 0 | 0 | 0 | 0 |  | 1 | 1 | 1 | 0 | 0 | 0
load_220347948 |  | node_1375044_748_15296295_645 |  | BN | 0 | NonResidential | 0 | 333.333+141.999j | 0 | 0 | 0 | 0 | [24 empty] | 8105002 | no | no |  |  | no |  | 0 | 0 | 0 | 0 | 0 | 0 |  | 1 | 1 | 1 | 0 | 0 | 0
load_220347949 |  | node_1375059_018_15296344_975 |  | CN | 0 | NonResidential | 0 | 0 | 333.333+141.999j | 0 | 0 | 0 | [24 empty] | 8105002 | no | no |  |  | no |  | 0 | 0 | 0 | 0 | 0 | 0 |  | 1 | 1 | 1 | 0 | 0 | 0
load_220347952 |  | node_1375150_361_15296563_095 |  | AN | 0 | Residential | 1238.4+527.556j | 0 | 0 | 0 | 0 | 0 | [24 empty] | 8105002 | no | no |  |  | no |  | 0 | 0 | 0 | 0 | 0 | 0 |  | 1 | 1 | 1 | 0 | 0 | 0
load_220347953 |  | node_1375130_619_15296560_426 |  | BN | 0 | NonResidential | 0 | 1333.333+567.997j | 0 | 0 | 0 | 0 | [24 empty] | 8105002 | no | no |  |  | no |  | 0 | 0 | 0 | 0 | 0 | 0 |  | 1 | 1 | 1 | 0 | 0 | 0
load_220347954 |  | node_1375169_91_15296558_815 |  | CN | 0 | Residential | 0 | 0 | 1238.4+527.556j | 0 | 0 | 0 | [24 empty] | 8105002 | no | no |  |  | no |  | 0 | 0 | 0 | 0 | 0 | 0 |  | 1 | 1 | 1 | 0 | 0 | 0
load_220347958 |  | node_1372747_906_15294561_628 |  | AN | 0 | NonResidential | 4000+1703.993j | 0 | 0 | 0 | 0 | 0 | [24 empty] | 8105002 | no | no |  |  | no |  | 0 | 0 | 0 | 0 | 0 | 0 |  | 1 | 1 | 1 | 0 | 0 | 0
load_220347959 |  | node_1373185_227_15294571_444 |  | AN | 0 | Residential | 49543.2+21105.315j | 0 | 0 | 0 | 0 | 0 | [24 empty] | 8105002 | no | no |  |  | no |  | 0 | 0 | 0 | 0 | 0 | 0 |  | 1 | 1 | 1 | 0 | 0 | 0
load_220347960 |  | node_1373535_191_15295105_366 |  | AN | 0 | Residential | 61610.4+26245.92j | 0 | 0 | 0 | 0 | 0 | [24 empty] | 8105002 | no | no |  |  | no |  | 0 | 0 | 0 | 0 | 0 | 0 |  | 1 | 1 | 1 | 0 | 0 | 0
load_220347961 |  | node_1373727_666_15295209_213 |  | AN | 0 | Residential | 28555.2+12164.464j | 0 | 0 | 0 | 0 | 0 | [24 empty] | 8105002 | no | no |  |  | no |  | 0 | 0 | 0 | 0 | 0 | 0 |  | 1 | 1 | 1 | 0 | 0 | 0
load_220348291 |  | node_1374354_952_15291593_729 |  | AN | 0 | NonResidential | 153000+65177.727j | 0 | 0 | 0 | 0 | 0 | [24 empty] | 8105002 | no | no |  |  | no |  | 0 | 0 | 0 | 0 | 0 | 0 |  | 1 | 1 | 1 | 0 | 0 | 0
load_220348292 |  | node_1374010_856_15291359_059 |  | AN | 0 | NonResidential | 3000+1277.995j | 0 | 0 | 0 | 0 | 0 | [24 empty] | 8105002 | no | no |  |  | no |  | 0 | 0 | 0 | 0 | 0 | 0 |  | 1 | 1 | 1 | 0 | 0 | 0
load_220348293 |  | node_1373991_542_15291364_94 |  | BN | 0 | NonResidential | 0 | 3000+1277.995j | 0 | 0 | 0 | 0 | [24 empty] | 8105002 | no | no |  |  | no |  | 0 | 0 | 0 | 0 | 0 | 0 |  | 1 | 1 | 1 | 0 | 0 | 0
load_220348294 |  | node_1374030_679_15291360_099 |  | CN | 0 | NonResidential | 0 | 0 | 3000+1277.995j | 0 | 0 | 0 | [24 empty] | 8105002 | no | no |  |  | no |  | 0 | 0 | 0 | 0 | 0 | 0 |  | 1 | 1 | 1 | 0 | 0 | 0
load_220348295 |  | node_1373876_3_15291730_97 |  | AN | 0 | NonResidential | 1281.6+545.959j | 0 | 0 | 0 | 0 | 0 | [24 empty] | 8105002 | no | no |  |  | no |  | 0 | 0 | 0 | 0 | 0 | 0 |  | 1 | 1 | 1 | 0 | 0 | 0
load_220348299 |  | node_1373781_17_15291852_691 |  | AN | 0 | Other | 0 | 0 | 0 | 0 | 0 | 0 | [24 empty] | 8105002 | no | no |  |  | no |  | 0 | 0 | 0 | 0 | 0 | 0 |  | 1 | 1 | 1 | 0 | 0 | 0
load_220348300 |  | node_1373813_93_15291953_218 |  | AN | 0 | NonResidential | 7666.667+3265.986j | 0 | 0 | 0 | 0 | 0 | [24 empty] | 8105002 | no | no |  |  | no |  | 0 | 0 | 0 | 0 | 0 | 0 |  | 1 | 1 | 1 | 0 | 0 | 0
load_220348301 |  | node_1373812_277_15291963_914 |  | BN | 0 | NonResidential | 0 | 7666.667+3265.986j | 0 | 0 | 0 | 0 | [24 empty] | 8105002 | no | no |  |  | no |  | 0 | 0 | 0 | 0 | 0 | 0 |  | 1 | 1 | 1 | 0 | 0 | 0
load_220348302 |  | node_1373814_619_15291944_929 |  | CN | 0 | NonResidential | 0 | 0 | 7666.667+3265.986j | 0 | 0 | 0 | [24 empty] | 8105002 | no | no |  |  | no |  | 0 | 0 | 0 | 0 | 0 | 0 |  | 1 | 1 | 1 | 0 | 0 | 0
load_220348303 |  | node_1373324_237_15291815_157 |  | AN | 0 | NonResidential | 554.4+236.173j | 0 | 0 | 0 | 0 | 0 | [24 empty] | 8105002 | no | no |  |  | no |  | 0 | 0 | 0 | 0 | 0 | 0 |  | 1 | 1 | 1 | 0 | 0 | 0
load_220348304 |  | node_1373151_81_15291776_771 |  | AN | 0 | Other | 0 | 0 | 0 | 0 | 0 | 0 | [24 empty] | 8105002 | no | no |  |  | no |  | 0 | 0 | 0 | 0 | 0 | 0 |  | 1 | 1 | 1 | 0 | 0 | 0
load_220348313 |  | node_1375639_292_15291526_363 |  | AN | 0 | NonResidential | 1785.6+760.662j | 0 | 0 | 0 | 0 | 0 | [24 empty] | 8105002 | no | no |  |  | no |  | 0 | 0 | 0 | 0 | 0 | 0 |  | 1 | 1 | 1 | 0 | 0 | 0
load_220348321 |  | node_1375209_201_15291690_303 |  | AN | 0 | NonResidential | 17666.667+7525.969j | 0 | 0 | 0 | 0 | 0 | [24 empty] | 8105002 | no | no |  |  | no |  | 0 | 0 | 0 | 0 | 0 | 0 |  | 1 | 1 | 1 | 0 | 0 | 0
load_220348322 |  | node_1375195_586_15291670_816 |  | BN | 0 | NonResidential | 0 | 17666.667+7525.969j | 0 | 0 | 0 | 0 | [24 empty] | 8105002 | no | no |  |  | no |  | 0 | 0 | 0 | 0 | 0 | 0 |  | 1 | 1 | 1 | 0 | 0 | 0
load_220348323 |  | node_1375226_085_15291704_43 |  | CN | 0 | NonResidential | 0 | 0 | 17666.667+7525.969j | 0 | 0 | 0 | [24 empty] | 8105002 | no | no |  |  | no |  | 0 | 0 | 0 | 0 | 0 | 0 |  | 1 | 1 | 1 | 0 | 0 | 0
load_220348324 |  | node_1374790_053_15291671_256 |  | AN | 0 | NonResidential | 19000+8093.966j | 0 | 0 | 0 | 0 | 0 | [24 empty] | 8105002 | no | no |  |  | no |  | 0 | 0 | 0 | 0 | 0 | 0 |  | 1 | 1 | 1 | 0 | 0 | 0
load_220348327 |  | node_1374517_394_15291709_152 |  | AN | 0 | NonResidential | 7500+3194.987j | 0 | 0 | 0 | 0 | 0 | [24 empty] | 8105002 | no | no |  |  | no |  | 0 | 0 | 0 | 0 | 0 | 0 |  | 1 | 1 | 1 | 0 | 0 | 0
load_220348328 |  | node_1374497_593_15291710_492 |  | AN | 0 | NonResidential | 7500+3194.987j | 0 | 0 | 0 | 0 | 0 | [24 empty] | 8105002 | no | no |  |  | no |  | 0 | 0 | 0 | 0 | 0 | 0 |  | 1 | 1 | 1 | 0 | 0 | 0
load_220348458 |  | node_1372324_7_15293275_062 |  | AN | 0 | Residential | 51242.4+21829.171j | 0 | 0 | 0 | 0 | 0 | [24 empty] | 8105002 | no | no |  |  | no |  | 0 | 0 | 0 | 0 | 0 | 0 |  | 1 | 1 | 1 | 0 | 0 | 0
load_220348459 |  | node_1372279_23_15293000_809 |  | AN | 0 | Residential | 62611.2+26672.26j | 0 | 0 | 0 | 0 | 0 | [24 empty] | 8105002 | no | no |  |  | no |  | 0 | 0 | 0 | 0 | 0 | 0 |  | 1 | 1 | 1 | 0 | 0 | 0
load_220348481 |  | node_1374634_056_15291383_202 |  | AN | 0 | NonResidential | 0 | 0 | 0 | 0 | 0 | 0 | [24 empty] | 8105002 | no | no |  |  | no |  | 0 | 0 | 0 | 0 | 0 | 0 |  | 1 | 1 | 1 | 0 | 0 | 0
load_220348482 |  | node_1374526_968_15291154_071 |  | AN | 0 | Residential | 74354.4+31674.842j | 0 | 0 | 0 | 0 | 0 | [24 empty] | 8105002 | no | no |  |  | no |  | 0 | 0 | 0 | 0 | 0 | 0 |  | 1 | 1 | 1 | 0 | 0 | 0
load_220348579 |  | node_1374812_337_15290677_261 |  | AN | 0 | Residential | 60213.6+25650.886j | 0 | 0 | 0 | 0 | 0 | [24 empty] | 8105002 | no | no |  |  | no |  | 0 | 0 | 0 | 0 | 0 | 0 |  | 1 | 1 | 1 | 0 | 0 | 0
load_220348580 |  | node_1374526_083_15290151_024 |  | AN | 0 | Residential | 68731.2+29279.369j | 0 | 0 | 0 | 0 | 0 | [24 empty] | 8105002 | no | no |  |  | no |  | 0 | 0 | 0 | 0 | 0 | 0 |  | 1 | 1 | 1 | 0 | 0 | 0
load_220348581 |  | node_1375111_232_15291372_749 |  | AN | 0 | NonResidential | 26500+11288.953j | 0 | 0 | 0 | 0 | 0 | [24 empty] | 8105002 | no | no |  |  | no |  | 0 | 0 | 0 | 0 | 0 | 0 |  | 1 | 1 | 1 | 0 | 0 | 0
load_220348582 |  | node_1375105_308_15291347_283 |  | AN | 0 | NonResidential | 26500+11288.953j | 0 | 0 | 0 | 0 | 0 | [24 empty] | 8105002 | no | no |  |  | no |  | 0 | 0 | 0 | 0 | 0 | 0 |  | 1 | 1 | 1 | 0 | 0 | 0
load_220348583 |  | node_1375269_789_15291132_426 |  | AN | 0 | Residential | 48448.8+20639.102j | 0 | 0 | 0 | 0 | 0 | [24 empty] | 8105002 | no | no |  |  | no |  | 0 | 0 | 0 | 0 | 0 | 0 |  | 1 | 1 | 1 | 0 | 0 | 0
load_220348649 |  | node_1372619_544_15294315_662 |  | AN | 0 | NonResidential | 0 | 0 | 0 | 0 | 0 | 0 | [24 empty] | 8105002 | no | no |  |  | no |  | 0 | 0 | 0 | 0 | 0 | 0 |  | 1 | 1 | 1 | 0 | 0 | 0
load_220348650 |  | node_1372121_815_15294459_002 |  | AN | 0 | Residential | 64368+27420.653j | 0 | 0 | 0 | 0 | 0 | [24 empty] | 8105002 | no | no |  |  | no |  | 0 | 0 | 0 | 0 | 0 | 0 |  | 1 | 1 | 1 | 0 | 0 | 0
load_220348696 |  | node_1374667_772_15287548_792 |  | AN | 0 | Residential | 49845.6+21234.137j | 0 | 0 | 0 | 0 | 0 | [24 empty] | 8105002 | no | no |  |  | no |  | 0 | 0 | 0 | 0 | 0 | 0 |  | 1 | 1 | 1 | 0 | 0 | 0
load_220348717 |  | node_1374891_166_15291034_426 |  | AN | 0 | Residential | 33292.8+14182.673j | 0 | 0 | 0 | 0 | 0 | [24 empty] | 8105002 | no | no |  |  | no |  | 0 | 0 | 0 | 0 | 0 | 0 |  | 1 | 1 | 1 | 0 | 0 | 0
load_220348889 |  | node_1373542_295_15294936_17 |  | AN | 0 | Residential | 139636.8+59485.028j | 0 | 0 | 0 | 0 | 0 | [24 empty] | 8105002 | no | no |  |  | no |  | 0 | 0 | 0 | 0 | 0 | 0 |  | 1 | 1 | 1 | 0 | 0 | 0
load_220348890 |  | node_1374176_804_15294743_656 |  | AN | 0 | Residential | 110109.6+46906.493j | 0 | 0 | 0 | 0 | 0 | [24 empty] | 8105002 | no | no |  |  | no |  | 0 | 0 | 0 | 0 | 0 | 0 |  | 1 | 1 | 1 | 0 | 0 | 0
load_220348891 |  | node_1374628_888_15294824_986 |  | AN | 0 | Residential | 110721.6+47167.204j | 0 | 0 | 0 | 0 | 0 | [24 empty] | 8105002 | no | no |  |  | no |  | 0 | 0 | 0 | 0 | 0 | 0 |  | 1 | 1 | 1 | 0 | 0 | 0
load_220349125 |  | node_1376077_892_15292075_495 |  | AN | 0 | NonResidential | 37666.667+16045.933j | 0 | 0 | 0 | 0 | 0 | [24 empty] | 8105002 | no | no |  |  | no |  | 0 | 0 | 0 | 0 | 0 | 0 |  | 1 | 1 | 1 | 0 | 0 | 0
load_220349126 |  | node_1376078_422_15292048_883 |  | BN | 0 | NonResidential | 0 | 37666.667+16045.933j | 0 | 0 | 0 | 0 | [24 empty] | 8105002 | no | no |  |  | no |  | 0 | 0 | 0 | 0 | 0 | 0 |  | 1 | 1 | 1 | 0 | 0 | 0
load_220349127 |  | node_1376072_25_15292100_971 |  | CN | 0 | NonResidential | 0 | 0 | 37666.667+16045.933j | 0 | 0 | 0 | [24 empty] | 8105002 | no | no |  |  | no |  | 0 | 0 | 0 | 0 | 0 | 0 |  | 1 | 1 | 1 | 0 | 0 | 0
load_220349166 |  | node_1373438_172_15293033_2 |  | AN | 0 | Residential | 78559.2+33466.079j | 0 | 0 | 0 | 0 | 0 | [24 empty] | 8105002 | no | no |  |  | no |  | 0 | 0 | 0 | 0 | 0 | 0 |  | 1 | 1 | 1 | 0 | 0 | 0
load_220349167 |  | node_1372995_195_15293005_702 |  | AN | 0 | Residential | 131680.8+56095.786j | 0 | 0 | 0 | 0 | 0 | [24 empty] | 8105002 | no | no |  |  | no |  | 0 | 0 | 0 | 0 | 0 | 0 |  | 1 | 1 | 1 | 0 | 0 | 0
load_220349168 |  | node_1372561_332_15292758_934 |  | AN | 0 | NonResidential | 1368+582.766j | 0 | 0 | 0 | 0 | 0 | [24 empty] | 8105002 | no | no |  |  | no |  | 0 | 0 | 0 | 0 | 0 | 0 |  | 1 | 1 | 1 | 0 | 0 | 0
load_220349169 |  | node_1372686_566_15292592_677 |  | AN | 0 | NonResidential | 252+107.352j | 0 | 0 | 0 | 0 | 0 | [24 empty] | 8105002 | no | no |  |  | no |  | 0 | 0 | 0 | 0 | 0 | 0 |  | 1 | 1 | 1 | 0 | 0 | 0
load_220349310 |  | node_1375582_78_15290997_715 |  | AN | 0 | NonResidential | 42000+17891.925j | 0 | 0 | 0 | 0 | 0 | [24 empty] | 8105002 | no | no |  |  | no |  | 0 | 0 | 0 | 0 | 0 | 0 |  | 1 | 1 | 1 | 0 | 0 | 0
load_220349311 |  | node_1375601_899_15291004_98 |  | BN | 0 | NonResidential | 0 | 42000+17891.925j | 0 | 0 | 0 | 0 | [24 empty] | 8105002 | no | no |  |  | no |  | 0 | 0 | 0 | 0 | 0 | 0 |  | 1 | 1 | 1 | 0 | 0 | 0
load_220349312 |  | node_1375562_947_15290997_328 |  | CN | 0 | NonResidential | 0 | 0 | 42000+17891.925j | 0 | 0 | 0 | [24 empty] | 8105002 | no | no |  |  | no |  | 0 | 0 | 0 | 0 | 0 | 0 |  | 1 | 1 | 1 | 0 | 0 | 0
load_220349313 |  | node_1375669_549_15291284_656 |  | AN | 0 | NonResidential | 42333.333+18033.924j | 0 | 0 | 0 | 0 | 0 | [24 empty] | 8105002 | no | no |  |  | no |  | 0 | 0 | 0 | 0 | 0 | 0 |  | 1 | 1 | 1 | 0 | 0 | 0
load_220349314 |  | node_1375667_664_15291311_145 |  | BN | 0 | NonResidential | 0 | 42333.333+18033.924j | 0 | 0 | 0 | 0 | [24 empty] | 8105002 | no | no |  |  | no |  | 0 | 0 | 0 | 0 | 0 | 0 |  | 1 | 1 | 1 | 0 | 0 | 0
load_220349315 |  | node_1375666_261_15291258_367 |  | CN | 0 | NonResidential | 0 | 0 | 42333.333+18033.924j | 0 | 0 | 0 | [24 empty] | 8105002 | no | no |  |  | no |  | 0 | 0 | 0 | 0 | 0 | 0 |  | 1 | 1 | 1 | 0 | 0 | 0
load_220349461 |  | node_1372681_396_15292511_201 |  | AN | 0 | Other | 0 | 0 | 0 | 0 | 0 | 0 | [24 empty] | 8105002 | no | no |  |  | no |  | 0 | 0 | 0 | 0 | 0 | 0 |  | 1 | 1 | 1 | 0 | 0 | 0
load_220349462 |  | node_1373466_255_15292833_777 |  | AN | 0 | Residential | 19116+8143.382j | 0 | 0 | 0 | 0 | 0 | [24 empty] | 8105002 | no | no |  |  | no |  | 0 | 0 | 0 | 0 | 0 | 0 |  | 1 | 1 | 1 | 0 | 0 | 0
load_220349463 |  | node_1373447_72_15292824_131 |  | BN | 0 | Residential | 0 | 19116+8143.382j | 0 | 0 | 0 | 0 | [24 empty] | 8105002 | no | no |  |  | no |  | 0 | 0 | 0 | 0 | 0 | 0 |  | 1 | 1 | 1 | 0 | 0 | 0
load_220349464 |  | node_1373485_984_15292836_67 |  | CN | 0 | Residential | 0 | 0 | 19116+8143.382j | 0 | 0 | 0 | [24 empty] | 8105002 | no | no |  |  | no |  | 0 | 0 | 0 | 0 | 0 | 0 |  | 1 | 1 | 1 | 0 | 0 | 0
load_220349465 |  | node_1373225_12_15292453_636 |  | AN | 0 | NonResidential | 30000+12779.946j | 0 | 0 | 0 | 0 | 0 | [24 empty] | 8105002 | no | no |  |  | no |  | 0 | 0 | 0 | 0 | 0 | 0 |  | 1 | 1 | 1 | 0 | 0 | 0
load_220349466 |  | node_1373244_313_15292447_103 |  | BN | 0 | NonResidential | 0 | 30000+12779.946j | 0 | 0 | 0 | 0 | [24 empty] | 8105002 | no | no |  |  | no |  | 0 | 0 | 0 | 0 | 0 | 0 |  | 1 | 1 | 1 | 0 | 0 | 0
load_220349467 |  | node_1373207_875_15292466_627 |  | CN | 0 | NonResidential | 0 | 0 | 30000+12779.946j | 0 | 0 | 0 | [24 empty] | 8105002 | no | no |  |  | no |  | 0 | 0 | 0 | 0 | 0 | 0 |  | 1 | 1 | 1 | 0 | 0 | 0
load_220349468 |  | node_1373222_318_15292772_372 |  | AN | 0 | Residential | 56656.8+24135.696j | 0 | 0 | 0 | 0 | 0 | [24 empty] | 8105002 | no | no |  |  | no |  | 0 | 0 | 0 | 0 | 0 | 0 |  | 1 | 1 | 1 | 0 | 0 | 0
load_220349469 |  | node_1373015_675_15292484_613 |  | AN | 0 | Residential | 79156.8+33720.656j | 0 | 0 | 0 | 0 | 0 | [24 empty] | 8105002 | no | no |  |  | no |  | 0 | 0 | 0 | 0 | 0 | 0 |  | 1 | 1 | 1 | 0 | 0 | 0
load_220349494 |  | node_1374140_46_15292120_361 |  | AN | 0 | NonResidential | 13000+5537.977j | 0 | 0 | 0 | 0 | 0 | [24 empty] | 8105002 | no | no |  |  | no |  | 0 | 0 | 0 | 0 | 0 | 0 |  | 1 | 1 | 1 | 0 | 0 | 0
load_220349676 |  | node_1375160_944_15291821_363 |  | AN | 0 | NonResidential | 6000+2555.989j | 0 | 0 | 0 | 0 | 0 | [24 empty] | 8105002 | no | no |  |  | no |  | 0 | 0 | 0 | 0 | 0 | 0 |  | 1 | 1 | 1 | 0 | 0 | 0
load_220349677 |  | node_1375176_51_15291838_006 |  | AN | 0 | NonResidential | 6000+2555.989j | 0 | 0 | 0 | 0 | 0 | [24 empty] | 8105002 | no | no |  |  | no |  | 0 | 0 | 0 | 0 | 0 | 0 |  | 1 | 1 | 1 | 0 | 0 | 0
load_220349678 |  | node_1374973_752_15291852_222 |  | AN | 0 | NonResidential | 37333.333+15903.933j | 0 | 0 | 0 | 0 | 0 | [24 empty] | 8105002 | no | no |  |  | no |  | 0 | 0 | 0 | 0 | 0 | 0 |  | 1 | 1 | 1 | 0 | 0 | 0
load_220349679 |  | node_1374981_853_15291827_992 |  | BN | 0 | NonResidential | 0 | 37333.333+15903.933j | 0 | 0 | 0 | 0 | [24 empty] | 8105002 | no | no |  |  | no |  | 0 | 0 | 0 | 0 | 0 | 0 |  | 1 | 1 | 1 | 0 | 0 | 0
load_220349680 |  | node_1374970_613_15291878_485 |  | CN | 0 | NonResidential | 0 | 0 | 37333.333+15903.933j | 0 | 0 | 0 | [24 empty] | 8105002 | no | no |  |  | no |  | 0 | 0 | 0 | 0 | 0 | 0 |  | 1 | 1 | 1 | 0 | 0 | 0
load_220349681 |  | node_1374806_435_15292063_998 |  | AN | 0 | NonResidential | 20666.667+8803.963j | 0 | 0 | 0 | 0 | 0 | [24 empty] | 8105002 | no | no |  |  | no |  | 0 | 0 | 0 | 0 | 0 | 0 |  | 1 | 1 | 1 | 0 | 0 | 0
load_220349682 |  | node_1374787_159_15292070_088 |  | BN | 0 | NonResidential | 0 | 20666.667+8803.963j | 0 | 0 | 0 | 0 | [24 empty] | 8105002 | no | no |  |  | no |  | 0 | 0 | 0 | 0 | 0 | 0 |  | 1 | 1 | 1 | 0 | 0 | 0
load_220349683 |  | node_1374823_845_15292051_406 |  | CN | 0 | NonResidential | 0 | 0 | 20666.667+8803.963j | 0 | 0 | 0 | [24 empty] | 8105002 | no | no |  |  | no |  | 0 | 0 | 0 | 0 | 0 | 0 |  | 1 | 1 | 1 | 0 | 0 | 0
load_220349687 |  | node_1374605_235_15292067_864 |  | AN | 0 | Other | 0 | 0 | 0 | 0 | 0 | 0 | [24 empty] | 8105002 | no | no |  |  | no |  | 0 | 0 | 0 | 0 | 0 | 0 |  | 1 | 1 | 1 | 0 | 0 | 0
load_220349688 |  | node_1373793_405_15292462_39 |  | AN | 0 | NonResidential | 64666.667+27547.885j | 0 | 0 | 0 | 0 | 0 | [24 empty] | 8105002 | no | no |  |  | no |  | 0 | 0 | 0 | 0 | 0 | 0 |  | 1 | 1 | 1 | 0 | 0 | 0
load_220349689 |  | node_1373790_669_15292435_992 |  | BN | 0 | NonResidential | 0 | 64666.667+27547.885j | 0 | 0 | 0 | 0 | [24 empty] | 8105002 | no | no |  |  | no |  | 0 | 0 | 0 | 0 | 0 | 0 |  | 1 | 1 | 1 | 0 | 0 | 0
load_220349690 |  | node_1373793_111_15292409_59 |  | CN | 0 | NonResidential | 0 | 0 | 64666.667+27547.885j | 0 | 0 | 0 | [24 empty] | 8105002 | no | no |  |  | no |  | 0 | 0 | 0 | 0 | 0 | 0 |  | 1 | 1 | 1 | 0 | 0 | 0
load_220349691 |  | node_1373993_374_15292623_176 |  | AN | 0 | NonResidential | 7333.333+3123.987j | 0 | 0 | 0 | 0 | 0 | [24 empty] | 8105002 | no | no |  |  | no |  | 0 | 0 | 0 | 0 | 0 | 0 |  | 1 | 1 | 1 | 0 | 0 | 0
load_220349692 |  | node_1373979_456_15292642_017 |  | BN | 0 | NonResidential | 0 | 7333.333+3123.987j | 0 | 0 | 0 | 0 | [24 empty] | 8105002 | no | no |  |  | no |  | 0 | 0 | 0 | 0 | 0 | 0 |  | 1 | 1 | 1 | 0 | 0 | 0
load_220349693 |  | node_1374003_161_15292600_107 |  | CN | 0 | NonResidential | 0 | 0 | 7333.333+3123.987j | 0 | 0 | 0 | [24 empty] | 8105002 | no | no |  |  | no |  | 0 | 0 | 0 | 0 | 0 | 0 |  | 1 | 1 | 1 | 0 | 0 | 0
load_220349694 |  | node_1373823_79_15292697_979 |  | AN | 0 | NonResidential | 3607.2+1536.661j | 0 | 0 | 0 | 0 | 0 | [24 empty] | 8105002 | no | no |  |  | no |  | 0 | 0 | 0 | 0 | 0 | 0 |  | 1 | 1 | 1 | 0 | 0 | 0
load_220349695 |  | node_1373718_408_15292860_747 |  | AN | 0 | Other | 0 | 0 | 0 | 0 | 0 | 0 | [24 empty] | 8105002 | no | no |  |  | no |  | 0 | 0 | 0 | 0 | 0 | 0 |  | 1 | 1 | 1 | 0 | 0 | 0
load_220349697 |  | node_1373794_224_15292771_02 |  | AN | 0 | NonResidential | 16666.667+7099.97j | 0 | 0 | 0 | 0 | 0 | [24 empty] | 8105002 | no | no |  |  | no |  | 0 | 0 | 0 | 0 | 0 | 0 |  | 1 | 1 | 1 | 0 | 0 | 0
load_220349698 |  | node_1373800_733_15292796_232 |  | BN | 0 | NonResidential | 0 | 16666.667+7099.97j | 0 | 0 | 0 | 0 | [24 empty] | 8105002 | no | no |  |  | no |  | 0 | 0 | 0 | 0 | 0 | 0 |  | 1 | 1 | 1 | 0 | 0 | 0
load_220349699 |  | node_1373655_937_15292987_294 |  | AN | 0 | NonResidential | 32000+13631.943j | 0 | 0 | 0 | 0 | 0 | [24 empty] | 8105002 | no | no |  |  | no |  | 0 | 0 | 0 | 0 | 0 | 0 |  | 1 | 1 | 1 | 0 | 0 | 0
load_220349700 |  | node_1373641_105_15293004_834 |  | BN | 0 | NonResidential | 0 | 32000+13631.943j | 0 | 0 | 0 | 0 | [24 empty] | 8105002 | no | no |  |  | no |  | 0 | 0 | 0 | 0 | 0 | 0 |  | 1 | 1 | 1 | 0 | 0 | 0
load_220349701 |  | node_1373666_855_15292965_166 |  | CN | 0 | NonResidential | 0 | 0 | 32000+13631.943j | 0 | 0 | 0 | [24 empty] | 8105002 | no | no |  |  | no |  | 0 | 0 | 0 | 0 | 0 | 0 |  | 1 | 1 | 1 | 0 | 0 | 0
load_220349704 |  | node_1372628_211_15293686_908 |  | AN | 0 | Residential | 33588+14308.428j | 0 | 0 | 0 | 0 | 0 | [24 empty] | 8105002 | no | no |  |  | no |  | 0 | 0 | 0 | 0 | 0 | 0 |  | 1 | 1 | 1 | 0 | 0 | 0
load_220349705 |  | node_1372156_244_15293851_592 |  | AN | 0 | Residential | 85053.6+36232.682j | 0 | 0 | 0 | 0 | 0 | [24 empty] | 8105002 | no | no |  |  | no |  | 0 | 0 | 0 | 0 | 0 | 0 |  | 1 | 1 | 1 | 0 | 0 | 0
load_220350077 |  | node_1373830_392_15289247_854 |  | AN | 0 | NonResidential | 727.2+309.786j | 0 | 0 | 0 | 0 | 0 | [24 empty] | 8105002 | no | no |  |  | no |  | 0 | 0 | 0 | 0 | 0 | 0 |  | 1 | 1 | 1 | 0 | 0 | 0
load_220350078 |  | node_1373466_343_15289116_74 |  | AN | 0 | Residential | 4492.8+1913.925j | 0 | 0 | 0 | 0 | 0 | [24 empty] | 8105002 | no | no |  |  | no |  | 0 | 0 | 0 | 0 | 0 | 0 |  | 1 | 1 | 1 | 0 | 0 | 0
load_220350079 |  | node_1372891_421_15289714_892 |  | AN | 0 | Residential | 7545.6+3214.412j | 0 | 0 | 0 | 0 | 0 | [24 empty] | 8105002 | no | no |  |  | no |  | 0 | 0 | 0 | 0 | 0 | 0 |  | 1 | 1 | 1 | 0 | 0 | 0
load_220350080 |  | node_1372559_253_15289478_719 |  | AN | 0 | Residential | 17316+7376.585j | 0 | 0 | 0 | 0 | 0 | [24 empty] | 8105002 | no | no |  |  | no |  | 0 | 0 | 0 | 0 | 0 | 0 |  | 1 | 1 | 1 | 0 | 0 | 0
load_220350158 |  | node_1375373_88_15289085_026 |  | AN | 0 | NonResidential | 11666.667+4969.979j | 0 | 0 | 0 | 0 | 0 | [24 empty] | 8105002 | no | no |  |  | no |  | 0 | 0 | 0 | 0 | 0 | 0 |  | 1 | 1 | 1 | 0 | 0 | 0
load_220350159 |  | node_1375389_763_15289101_121 |  | BN | 0 | NonResidential | 0 | 11666.667+4969.979j | 0 | 0 | 0 | 0 | [24 empty] | 8105002 | no | no |  |  | no |  | 0 | 0 | 0 | 0 | 0 | 0 |  | 1 | 1 | 1 | 0 | 0 | 0
load_220350160 |  | node_1375355_462_15289074_971 |  | CN | 0 | NonResidential | 0 | 0 | 11666.667+4969.979j | 0 | 0 | 0 | [24 empty] | 8105002 | no | no |  |  | no |  | 0 | 0 | 0 | 0 | 0 | 0 |  | 1 | 1 | 1 | 0 | 0 | 0
load_220350187 |  | node_1375839_567_15291777_879 |  | AN | 0 | NonResidential | 6500+2768.988j | 0 | 0 | 0 | 0 | 0 | [24 empty] | 8105002 | no | no |  |  | no |  | 0 | 0 | 0 | 0 | 0 | 0 |  | 1 | 1 | 1 | 0 | 0 | 0
load_220350188 |  | node_1375823_065_15291792_5 |  | AN | 0 | NonResidential | 6500+2768.988j | 0 | 0 | 0 | 0 | 0 | [24 empty] | 8105002 | no | no |  |  | no |  | 0 | 0 | 0 | 0 | 0 | 0 |  | 1 | 1 | 1 | 0 | 0 | 0
load_220350191 |  | node_1374916_071_15293119_71 |  | AN | 0 | NonResidential | 11000+4685.98j | 0 | 0 | 0 | 0 | 0 | [24 empty] | 8105002 | no | no |  |  | no |  | 0 | 0 | 0 | 0 | 0 | 0 |  | 1 | 1 | 1 | 0 | 0 | 0
load_220350192 |  | node_1376158_164_15291777_509 |  | AN | 0 | NonResidential | 49333.333+21015.912j | 0 | 0 | 0 | 0 | 0 | [24 empty] | 8105002 | no | no |  |  | no |  | 0 | 0 | 0 | 0 | 0 | 0 |  | 1 | 1 | 1 | 0 | 0 | 0
load_220350193 |  | node_1376172_307_15291796_306 |  | BN | 0 | NonResidential | 0 | 49333.333+21015.912j | 0 | 0 | 0 | 0 | [24 empty] | 8105002 | no | no |  |  | no |  | 0 | 0 | 0 | 0 | 0 | 0 |  | 1 | 1 | 1 | 0 | 0 | 0
load_220350194 |  | node_1376140_905_15291764_233 |  | CN | 0 | NonResidential | 0 | 0 | 49333.333+21015.912j | 0 | 0 | 0 | [24 empty] | 8105002 | no | no |  |  | no |  | 0 | 0 | 0 | 0 | 0 | 0 |  | 1 | 1 | 1 | 0 | 0 | 0
load_220350195 |  | node_1376235_687_15292018_05 |  | AN | 0 | NonResidential | 8666.667+3691.985j | 0 | 0 | 0 | 0 | 0 | [24 empty] | 8105002 | no | no |  |  | no |  | 0 | 0 | 0 | 0 | 0 | 0 |  | 1 | 1 | 1 | 0 | 0 | 0
load_220350196 |  | node_1376220_582_15292000_655 |  | BN | 0 | NonResidential | 0 | 8666.667+3691.985j | 0 | 0 | 0 | 0 | [24 empty] | 8105002 | no | no |  |  | no |  | 0 | 0 | 0 | 0 | 0 | 0 |  | 1 | 1 | 1 | 0 | 0 | 0
load_220350197 |  | node_1376253_603_15292029_633 |  | CN | 0 | NonResidential | 0 | 0 | 8666.667+3691.985j | 0 | 0 | 0 | [24 empty] | 8105002 | no | no |  |  | no |  | 0 | 0 | 0 | 0 | 0 | 0 |  | 1 | 1 | 1 | 0 | 0 | 0
load_220350198 |  | node_1376594_186_15292029_786 |  | AN | 0 | NonResidential | 46333.333+19737.917j | 0 | 0 | 0 | 0 | 0 | [24 empty] | 8105002 | no | no |  |  | no |  | 0 | 0 | 0 | 0 | 0 | 0 |  | 1 | 1 | 1 | 0 | 0 | 0
load_220350199 |  | node_1376589_136_15292055_489 |  | BN | 0 | NonResidential | 0 | 46333.333+19737.917j | 0 | 0 | 0 | 0 | [24 empty] | 8105002 | no | no |  |  | no |  | 0 | 0 | 0 | 0 | 0 | 0 |  | 1 | 1 | 1 | 0 | 0 | 0
load_220350200 |  | node_1376594_1_15292003_158 |  | CN | 0 | NonResidential | 0 | 0 | 46333.333+19737.917j | 0 | 0 | 0 | [24 empty] | 8105002 | no | no |  |  | no |  | 0 | 0 | 0 | 0 | 0 | 0 |  | 1 | 1 | 1 | 0 | 0 | 0
load_220350213 |  | node_1375146_577_15290218_56 |  | AN | 0 | NonResidential | 4744.8+2021.276j | 0 | 0 | 0 | 0 | 0 | [24 empty] | 8105002 | no | no |  |  | no |  | 0 | 0 | 0 | 0 | 0 | 0 |  | 1 | 1 | 1 | 0 | 0 | 0
load_220350214 |  | node_1374971_333_15289895_095 |  | AN | 0 | Residential | 338.4+144.158j | 0 | 0 | 0 | 0 | 0 | [24 empty] | 8105002 | no | no |  |  | no |  | 0 | 0 | 0 | 0 | 0 | 0 |  | 1 | 1 | 1 | 0 | 0 | 0
load_220350215 |  | node_1374877_969_15289761_911 |  | AN | 0 | Residential | 40363.2+17194.651j | 0 | 0 | 0 | 0 | 0 | [24 empty] | 8105002 | no | no |  |  | no |  | 0 | 0 | 0 | 0 | 0 | 0 |  | 1 | 1 | 1 | 0 | 0 | 0
load_220350216 |  | node_1374736_951_15289681_801 |  | AN | 0 | Residential | 5205.6+2217.576j | 0 | 0 | 0 | 0 | 0 | [24 empty] | 8105002 | no | no |  |  | no |  | 0 | 0 | 0 | 0 | 0 | 0 |  | 1 | 1 | 1 | 0 | 0 | 0
load_220350217 |  | node_1374600_24_15289522_15 |  | AN | 0 | Residential | 9309.6+3965.873j | 0 | 0 | 0 | 0 | 0 | [24 empty] | 8105002 | no | no |  |  | no |  | 0 | 0 | 0 | 0 | 0 | 0 |  | 1 | 1 | 1 | 0 | 0 | 0
load_220350218 |  | node_1374387_67_15289455_693 |  | AN | 0 | Residential | 8337.6+3551.803j | 0 | 0 | 0 | 0 | 0 | [24 empty] | 8105002 | no | no |  |  | no |  | 0 | 0 | 0 | 0 | 0 | 0 |  | 1 | 1 | 1 | 0 | 0 | 0
load_220350219 |  | node_1374168_75_15289337_407 |  | AN | 0 | Residential | 12103.2+5155.942j | 0 | 0 | 0 | 0 | 0 | [24 empty] | 8105002 | no | no |  |  | no |  | 0 | 0 | 0 | 0 | 0 | 0 |  | 1 | 1 | 1 | 0 | 0 | 0
load_220350220 |  | node_1374246_136_15287589_737 |  | AN | 0 | Residential | 5450.4+2321.861j | 0 | 0 | 0 | 0 | 0 | [24 empty] | 8105002 | no | no |  |  | no |  | 0 | 0 | 0 | 0 | 0 | 0 |  | 1 | 1 | 1 | 0 | 0 | 0
load_220350221 |  | node_1373844_395_15287098_082 |  | AN | 0 | Other | 0 | 0 | 0 | 0 | 0 | 0 | [24 empty] | 8105002 | no | no |  |  | no |  | 0 | 0 | 0 | 0 | 0 | 0 |  | 1 | 1 | 1 | 0 | 0 | 0
load_220350221-L-1 |  | node_1373844_395_15287098_082 |  | AN | 0 | Other | 0 | 0 | 0 | 0 | 0 | 0 | [24 empty] | 8105002 | no | no |  |  | no |  | 0 | 0 | 0 | 0 | 0 | 0 |  | 1 | 1 | 1 | 0 | 0 | 0
load_220350222 |  | node_1373616_96_15286420_37 |  | AN | 0 | Residential | 1432.8+610.37j | 0 | 0 | 0 | 0 | 0 | [24 empty] | 8105002 | no | no |  |  | no |  | 0 | 0 | 0 | 0 | 0 | 0 |  | 1 | 1 | 1 | 0 | 0 | 0
load_220350223 |  | node_1373471_399_15286233_817 |  | AN | 0 | Residential | 8784+3741.968j | 0 | 0 | 0 | 0 | 0 | [24 empty] | 8105002 | no | no |  |  | no |  | 0 | 0 | 0 | 0 | 0 | 0 |  | 1 | 1 | 1 | 0 | 0 | 0
load_220350224 |  | node_1373107_456_15286173_788 |  | AN | 0 | Other | 0 | 0 | 0 | 0 | 0 | 0 | [24 empty] | 8105002 | no | no |  |  | no |  | 0 | 0 | 0 | 0 | 0 | 0 |  | 1 | 1 | 1 | 0 | 0 | 0
load_220350225 |  | node_1373529_523_15285605_24 |  | AN | 0 | Residential | 7322.4+3119.329j | 0 | 0 | 0 | 0 | 0 | [24 empty] | 8105002 | no | no |  |  | no |  | 0 | 0 | 0 | 0 | 0 | 0 |  | 1 | 1 | 1 | 0 | 0 | 0
load_220350226 |  | node_1373457_536_15285406_962 |  | AN | 0 | Residential | 15134.4+6447.227j | 0 | 0 | 0 | 0 | 0 | [24 empty] | 8105002 | no | no |  |  | no |  | 0 | 0 | 0 | 0 | 0 | 0 |  | 1 | 1 | 1 | 0 | 0 | 0
load_220350227 |  | node_1373572_209_15284854_155 |  | AN | 0 | Residential | 3564+1518.258j | 0 | 0 | 0 | 0 | 0 | [24 empty] | 8105002 | no | no |  |  | no |  | 0 | 0 | 0 | 0 | 0 | 0 |  | 1 | 1 | 1 | 0 | 0 | 0
load_220350228 |  | node_1373456_098_15284783_833 |  | AN | 0 | Residential | 4824+2055.015j | 0 | 0 | 0 | 0 | 0 | [24 empty] | 8105002 | no | no |  |  | no |  | 0 | 0 | 0 | 0 | 0 | 0 |  | 1 | 1 | 1 | 0 | 0 | 0
load_220350229 |  | node_1373616_227_15284142_136 |  | AN | 0 | Residential | 31327.2+13345.331j | 0 | 0 | 0 | 0 | 0 | [24 empty] | 8105002 | no | no |  |  | no |  | 0 | 0 | 0 | 0 | 0 | 0 |  | 1 | 1 | 1 | 0 | 0 | 0
load_220350231 |  | node_1373563_735_15282999_147 |  | AN | 0 | Residential | 3074.4+1309.689j | 0 | 0 | 0 | 0 | 0 | [24 empty] | 8105002 | no | no |  |  | no |  | 0 | 0 | 0 | 0 | 0 | 0 |  | 1 | 1 | 1 | 0 | 0 | 0
load_220350232 |  | node_1373653_42_15282840_179 |  | AN | 0 | Residential | 3736.8+1591.87j | 0 | 0 | 0 | 0 | 0 | [24 empty] | 8105002 | no | no |  |  | no |  | 0 | 0 | 0 | 0 | 0 | 0 |  | 1 | 1 | 1 | 0 | 0 | 0
load_220350233 |  | node_1373862_82_15282203_444 |  | AN | 0 | Residential | 10324.8+4398.346j | 0 | 0 | 0 | 0 | 0 | [24 empty] | 8105002 | no | no |  |  | no |  | 0 | 0 | 0 | 0 | 0 | 0 |  | 1 | 1 | 1 | 0 | 0 | 0
load_220433835 |  | node_1375311_715_15295199_563 |  | AN | 0 | Residential | 15825.6+6741.677j | 0 | 0 | 0 | 0 | 0 | [24 empty] | 8105002 | no | no |  |  | no |  | 0 | 0 | 0 | 0 | 0 | 0 |  | 1 | 1 | 1 | 0 | 0 | 0
load_220433909 |  | node_1374813_245_15295276_809 |  | AN | 0 | Residential | 6753.6+2877.022j | 0 | 0 | 0 | 0 | 0 | [24 empty] | 8105002 | no | no |  |  | no |  | 0 | 0 | 0 | 0 | 0 | 0 |  | 1 | 1 | 1 | 0 | 0 | 0
load_220466860 |  | node_1373601_554_15291838_494 |  | AN | 0 | NonResidential | 46000+19595.918j | 0 | 0 | 0 | 0 | 0 | [24 empty] | 8105002 | no | no |  |  | no |  | 0 | 0 | 0 | 0 | 0 | 0 |  | 1 | 1 | 1 | 0 | 0 | 0
load_220466861 |  | node_1373581_726_15291838_91 |  | BN | 0 | NonResidential | 0 | 46000+19595.918j | 0 | 0 | 0 | 0 | [24 empty] | 8105002 | no | no |  |  | no |  | 0 | 0 | 0 | 0 | 0 | 0 |  | 1 | 1 | 1 | 0 | 0 | 0
load_220466862 |  | node_1373620_591_15291831_201 |  | CN | 0 | NonResidential | 0 | 0 | 46000+19595.918j | 0 | 0 | 0 | [24 empty] | 8105002 | no | no |  |  | no |  | 0 | 0 | 0 | 0 | 0 | 0 |  | 1 | 1 | 1 | 0 | 0 | 0
load_220475691 |  | node_1374770_231_15291671_978 |  | BN | 0 | NonResidential | 0 | 19000+8093.966j | 0 | 0 | 0 | 0 | [24 empty] | 8105002 | no | no |  |  | no |  | 0 | 0 | 0 | 0 | 0 | 0 |  | 1 | 1 | 1 | 0 | 0 | 0
load_220475692 |  | node_1374809_025_15291663_67 |  | CN | 0 | NonResidential | 0 | 0 | 19000+8093.966j | 0 | 0 | 0 | [24 empty] | 8105002 | no | no |  |  | no |  | 0 | 0 | 0 | 0 | 0 | 0 |  | 1 | 1 | 1 | 0 | 0 | 0
load_220496937 |  | node_1373885_917_15281971_233 |  | AN | 0 | Residential | 15573.6+6634.326j | 0 | 0 | 0 | 0 | 0 | [24 empty] | 8105002 | no | no |  |  | no |  | 0 | 0 | 0 | 0 | 0 | 0 |  | 1 | 1 | 1 | 0 | 0 | 0
load_220527067 |  | node_1373307_275_15292129_092 |  | ABCN | 0 | NonResidential | 35000+14909.938j | 35000+14909.938j | 35000+14909.938j | 0 | 0 | 0 | [24 empty] | 8105002 | no | no |  |  | no |  | 0 | 0 | 0 | 0 | 0 | 0 |  | 1 | 1 | 1 | 0 | 0 | 0
load_220528607 |  | node_1372788_754_15293293_946 |  | ABCN | 0 | NonResidential | 0 | 0 | 0 | 0 | 0 | 0 | [24 empty] | 8105002 | no | no |  |  | no |  | 0 | 0 | 0 | 0 | 0 | 0 |  | 1 | 1 | 1 | 0 | 0 | 0
load_220528684 |  | node_1374028_82_15285485_557 |  | AN | 0 | Residential | 10008+4263.39j | 0 | 0 | 0 | 0 | 0 | [24 empty] | 8105002 | no | no |  |  | no |  | 0 | 0 | 0 | 0 | 0 | 0 |  | 1 | 1 | 1 | 0 | 0 | 0
load_220529927 |  | node_1374326_998_15291876_734 |  | ABCN | 0 | NonResidential | 22333.333+9513.96j | 22333.333+9513.96j | 22333.333+9513.96j | 0 | 0 | 0 | [24 empty] | 8105002 | no | no |  |  | no |  | 0 | 0 | 0 | 0 | 0 | 0 |  | 1 | 1 | 1 | 0 | 0 | 0
load_220530046 |  | node_1372586_079_15293026_492 |  | ABCN | 0 | NonResidential | 54000+23003.904j | 54000+23003.904j | 54000+23003.904j | 0 | 0 | 0 | [24 empty] | 8105002 | no | no |  |  | no |  | 0 | 0 | 0 | 0 | 0 | 0 |  | 1 | 1 | 1 | 0 | 0 | 0
load_220530097 |  | node_1374914_749_15286680_697 |  | AN | 0 | NonResidential | 4000+1703.993j | 0 | 0 | 0 | 0 | 0 | [24 empty] | 8105002 | no | no |  |  | no |  | 0 | 0 | 0 | 0 | 0 | 0 |  | 1 | 1 | 1 | 0 | 0 | 0
load_220530711 |  | node_1374372_385_15292087_827 |  | ABCN | 0 | NonResidential | 33000+14057.941j | 33000+14057.941j | 33000+14057.941j | 0 | 0 | 0 | [24 empty] | 8105002 | no | no |  |  | no |  | 0 | 0 | 0 | 0 | 0 | 0 |  | 1 | 1 | 1 | 0 | 0 | 0
load_220531742 |  | node_1375197_173_15296428_848 |  | AN | 0 | NonResidential | 34000+14483.939j | 0 | 0 | 0 | 0 | 0 | [24 empty] | 8105002 | no | no |  |  | no |  | 0 | 0 | 0 | 0 | 0 | 0 |  | 1 | 1 | 1 | 0 | 0 | 0
load_220537549 |  | node_1373013_393_15291667_379 |  | AN | 0 | NonResidential | 12333.333+5253.978j | 0 | 0 | 0 | 0 | 0 | [24 empty] | 8105002 | no | no |  |  | no |  | 0 | 0 | 0 | 0 | 0 | 0 |  | 1 | 1 | 1 | 0 | 0 | 0
load_220537551 |  | node_1373031_577_15291678_176 |  | BN | 0 | NonResidential | 0 | 12333.333+5253.978j | 0 | 0 | 0 | 0 | [24 empty] | 8105002 | no | no |  |  | no |  | 0 | 0 | 0 | 0 | 0 | 0 |  | 1 | 1 | 1 | 0 | 0 | 0
load_220537552 |  | node_1372993_778_15291663_25 |  | CN | 0 | NonResidential | 0 | 0 | 12333.333+5253.978j | 0 | 0 | 0 | [24 empty] | 8105002 | no | no |  |  | no |  | 0 | 0 | 0 | 0 | 0 | 0 |  | 1 | 1 | 1 | 0 | 0 | 0
load_220543631 |  | node_1373671_183_15283543_893 |  | AN | 0 | Residential | 10080+4294.062j | 0 | 0 | 0 | 0 | 0 | [24 empty] | 8105002 | no | no |  |  | no |  | 0 | 0 | 0 | 0 | 0 | 0 |  | 1 | 1 | 1 | 0 | 0 | 0
load_220543994 |  | node_1373973_133_15283377_258 |  | AN | 0 | Residential | 7898.4+3364.704j | 0 | 0 | 0 | 0 | 0 | [24 empty] | 8105002 | no | no |  |  | no |  | 0 | 0 | 0 | 0 | 0 | 0 |  | 1 | 1 | 1 | 0 | 0 | 0
load_220551460 |  | node_1375639_994_15290718_102 |  | AN | 0 | Residential | 7905.6+3367.771j | 0 | 0 | 0 | 0 | 0 | [24 empty] | 8105002 | no | no |  |  | no |  | 0 | 0 | 0 | 0 | 0 | 0 |  | 1 | 1 | 1 | 0 | 0 | 0
load_220551951 |  | node_1373120_411_15292462_402 |  | AN | 0 | Other | 0 | 0 | 0 | 0 | 0 | 0 | [24 empty] | 8105002 | no | no |  |  | no |  | 0 | 0 | 0 | 0 | 0 | 0 |  | 1 | 1 | 1 | 0 | 0 | 0
load_220552031 |  | node_1375441_423_15291878_773 |  | AN | 0 | Other | 0 | 0 | 0 | 0 | 0 | 0 | [24 empty] | 8105002 | no | no |  |  | no |  | 0 | 0 | 0 | 0 | 0 | 0 |  | 1 | 1 | 1 | 0 | 0 | 0
load_220565914 |  | node_1375397_759_15292252_273 |  | AN | 0 | Other | 0 | 0 | 0 | 0 | 0 | 0 | [24 empty] | 8105002 | no | no |  |  | no |  | 0 | 0 | 0 | 0 | 0 | 0 |  | 1 | 1 | 1 | 0 | 0 | 0
load_220577575 |  | node_1375485_68_15292047_665 |  | AN | 0 | NonResidential | 34666.667+14767.938j | 0 | 0 | 0 | 0 | 0 | [24 empty] | 8105002 | no | no |  |  | no |  | 0 | 0 | 0 | 0 | 0 | 0 |  | 1 | 1 | 1 | 0 | 0 | 0
load_220577576 |  | node_1375490_853_15292073_417 |  | BN | 0 | NonResidential | 0 | 34666.667+14767.938j | 0 | 0 | 0 | 0 | [24 empty] | 8105002 | no | no |  |  | no |  | 0 | 0 | 0 | 0 | 0 | 0 |  | 1 | 1 | 1 | 0 | 0 | 0
load_220577578 |  | node_1375475_727_15292024_542 |  | CN | 0 | NonResidential | 0 | 0 | 34666.667+14767.938j | 0 | 0 | 0 | [24 empty] | 8105002 | no | no |  |  | no |  | 0 | 0 | 0 | 0 | 0 | 0 |  | 1 | 1 | 1 | 0 | 0 | 0
load_220578431 |  | node_1374660_071_15296572_948 |  | AN | 0 | NonResidential | 4000+1703.993j | 0 | 0 | 0 | 0 | 0 | [24 empty] | 8105002 | no | no |  |  | no |  | 0 | 0 | 0 | 0 | 0 | 0 |  | 1 | 1 | 1 | 0 | 0 | 0
load_220620660 |  | node_1375841_088_15291989_697 |  | AN | 0 | Residential | 19468.8+8293.674j | 0 | 0 | 0 | 0 | 0 | [24 empty] | 8105002 | no | no |  |  | no |  | 0 | 0 | 0 | 0 | 0 | 0 |  | 1 | 1 | 1 | 0 | 0 | 0
load_220622898 |  | node_1372809_993_15292117_571 |  | AN | 0 | NonResidential | 2000+851.996j | 0 | 0 | 0 | 0 | 0 | [24 empty] | 8105002 | no | no |  |  | no |  | 0 | 0 | 0 | 0 | 0 | 0 |  | 1 | 1 | 1 | 0 | 0 | 0
load_220624236 |  | node_1376130_352_15291632_703 |  | AN | 0 | Other | 0 | 0 | 0 | 0 | 0 | 0 | [24 empty] | 8105002 | no | no |  |  | no |  | 0 | 0 | 0 | 0 | 0 | 0 |  | 1 | 1 | 1 | 0 | 0 | 0
load_220628494 |  | node_1372674_693_15292184_236 |  | ABCN | 0 | NonResidential | 61333.333+26127.89j | 61333.333+26127.89j | 61333.333+26127.89j | 0 | 0 | 0 | [24 empty] | 8105002 | no | no |  |  | no |  | 0 | 0 | 0 | 0 | 0 | 0 |  | 1 | 1 | 1 | 0 | 0 | 0
load_220647333 |  | node_1375453_96_15290606_592 |  | AN | 0 | Residential | 62618.4+26675.327j | 0 | 0 | 0 | 0 | 0 | [24 empty] | 8105002 | no | no |  |  | no |  | 0 | 0 | 0 | 0 | 0 | 0 |  | 1 | 1 | 1 | 0 | 0 | 0
load_220649932 |  | node_1373256_347_15293279_396 |  | AN | 0 | NonResidential | 3124.8+1331.159j | 0 | 0 | 0 | 0 | 0 | [24 empty] | 8105002 | no | no |  |  | no |  | 0 | 0 | 0 | 0 | 0 | 0 |  | 1 | 1 | 1 | 0 | 0 | 0
load_220649957 |  | node_1375616_31_15291851_554 |  | AN | 0 | NonResidential | 5000+2129.991j | 0 | 0 | 0 | 0 | 0 | [24 empty] | 8105002 | no | no |  |  | no |  | 0 | 0 | 0 | 0 | 0 | 0 |  | 1 | 1 | 1 | 0 | 0 | 0
load_220649958 |  | node_1375635_514_15291858_381 |  | BN | 0 | NonResidential | 0 | 5000+2129.991j | 0 | 0 | 0 | 0 | [24 empty] | 8105002 | no | no |  |  | no |  | 0 | 0 | 0 | 0 | 0 | 0 |  | 1 | 1 | 1 | 0 | 0 | 0
load_220649959 |  | node_1375596_478_15291851_622 |  | CN | 0 | NonResidential | 0 | 0 | 5000+2129.991j | 0 | 0 | 0 | [24 empty] | 8105002 | no | no |  |  | no |  | 0 | 0 | 0 | 0 | 0 | 0 |  | 1 | 1 | 1 | 0 | 0 | 0
load_220653368 |  | node_1374857_497_15295927_722 |  | AN | 0 | Other | 0 | 0 | 0 | 0 | 0 | 0 | [24 empty] | 8105002 | no | no |  |  | no |  | 0 | 0 | 0 | 0 | 0 | 0 |  | 1 | 1 | 1 | 0 | 0 | 0
load_220653491 |  | node_1374716_627_15296013_346 |  | AN | 0 | Residential | 912+388.51j | 0 | 0 | 0 | 0 | 0 | [24 empty] | 8105002 | no | no |  |  | no |  | 0 | 0 | 0 | 0 | 0 | 0 |  | 1 | 1 | 1 | 0 | 0 | 0
load_220653492 |  | node_1374706_781_15295990_142 |  | BN | 0 | NonResidential | 0 | 14000+5963.975j | 0 | 0 | 0 | 0 | [24 empty] | 8105002 | no | no |  |  | no |  | 0 | 0 | 0 | 0 | 0 | 0 |  | 1 | 1 | 1 | 0 | 0 | 0
load_220653493 |  | node_1374730_592_15296032_378 |  | CN | 0 | Residential | 0 | 0 | 912+388.51j | 0 | 0 | 0 | [24 empty] | 8105002 | no | no |  |  | no |  | 0 | 0 | 0 | 0 | 0 | 0 |  | 1 | 1 | 1 | 0 | 0 | 0
load_220657010 |  | node_1375402_561_15291444_269 |  | AN | 0 | NonResidential | 15666.667+6673.972j | 0 | 0 | 0 | 0 | 0 | [24 empty] | 8105002 | no | no |  |  | no |  | 0 | 0 | 0 | 0 | 0 | 0 |  | 1 | 1 | 1 | 0 | 0 | 0
load_220657011 |  | node_1375399_69_15291470_589 |  | BN | 0 | NonResidential | 0 | 15666.667+6673.972j | 0 | 0 | 0 | 0 | [24 empty] | 8105002 | no | no |  |  | no |  | 0 | 0 | 0 | 0 | 0 | 0 |  | 1 | 1 | 1 | 0 | 0 | 0
load_220657012 |  | node_1375400_254_15291417_801 |  | CN | 0 | NonResidential | 0 | 0 | 15666.667+6673.972j | 0 | 0 | 0 | [24 empty] | 8105002 | no | no |  |  | no |  | 0 | 0 | 0 | 0 | 0 | 0 |  | 1 | 1 | 1 | 0 | 0 | 0
load_310017198 |  | node_1373650_348_15289391_259 |  | AN | 0 | Residential | 9878.4+4208.181j | 0 | 0 | 0 | 0 | 0 | [24 empty] | 8105002 | no | no |  |  | no |  | 0 | 0 | 0 | 0 | 0 | 0 |  | 1 | 1 | 1 | 0 | 0 | 0
load_310059679 |  | node_1373783_087_15292748_884 |  | CN | 0 | NonResidential | 0 | 0 | 16666.667+7099.97j | 0 | 0 | 0 | [24 empty] | 8105002 | no | no |  |  | no |  | 0 | 0 | 0 | 0 | 0 | 0 |  | 1 | 1 | 1 | 0 | 0 | 0
load_310059790 |  | node_1373842_798_15292100_856 |  | AN | 0 | NonResidential | 87000+37061.845j | 0 | 0 | 0 | 0 | 0 | [24 empty] | 8105002 | no | no |  |  | no |  | 0 | 0 | 0 | 0 | 0 | 0 |  | 1 | 1 | 1 | 0 | 0 | 0
load_311901265 |  | node_1373123_251_15291966_211 |  | ABCN | 0 | NonResidential | 23000+9797.959j | 23000+9797.959j | 23000+9797.959j | 0 | 0 | 0 | [24 empty] | 8105002 | no | no |  |  | no |  | 0 | 0 | 0 | 0 | 0 | 0 |  | 1 | 1 | 1 | 0 | 0 | 0
load_311903669 |  | node_1372786_28_15291475_909 |  | BN | 0 | Other | 0 | 0 | 0 | 0 | 0 | 0 | [24 empty] | 8105002 | no | no |  |  | no |  | 0 | 0 | 0 | 0 | 0 | 0 |  | 1 | 1 | 1 | 0 | 0 | 0
load_311904118 |  | node_1372816_306_15291481_804 |  | CN | 0 | Other | 0 | 0 | 0 | 0 | 0 | 0 | [24 empty] | 8105002 | no | no |  |  | no |  | 0 | 0 | 0 | 0 | 0 | 0 |  | 1 | 1 | 1 | 0 | 0 | 0
load_311904928 |  | node_1372761_963_15291479_662 |  | AN | 0 | Other | 0 | 0 | 0 | 0 | 0 | 0 | [24 empty] | 8105002 | no | no |  |  | no |  | 0 | 0 | 0 | 0 | 0 | 0 |  | 1 | 1 | 1 | 0 | 0 | 0
load_312008066 |  | node_1374989_047_15287391_676 |  | AN | 0 | Residential | 9295.2+3959.739j | 0 | 0 | 0 | 0 | 0 | [24 empty] | 8105002 | no | no |  |  | no |  | 0 | 0 | 0 | 0 | 0 | 0 |  | 1 | 1 | 1 | 0 | 0 | 0

## node
data_type | static
owner_type | feeder
owner | 8105002
object | node
name | groupid | parent | bustype | phases | nominal_voltage | dcircuit | selected | monitored | monitored_fields | class_monitored_fields | played | played_fields | subsystem | x | y | comments | dist_to_slack
node_1372121_815_15294459_002 |  |  | PQ | AN | 7199.558 | 8105002 | no | no |  |  | no |  |  | 1372121.815 | 15294459.002 |  | -1
node_1372156_244_15293851_592 |  |  | PQ | ABCN | 7199.558 | 8105002 | no | no |  |  | no |  |  | 1372156.244 | 15293851.592 |  | -1
node_1372279_23_15293000_809 |  |  | PQ | AN | 7199.558 | 8105002 | no | no |  |  | no |  |  | 1372279.23 | 15293000.809 |  | -1
node_1372324_7_15293275_062 |  |  | PQ | AN | 7199.558 | 8105002 | no | no |  |  | no |  |  | 1372324.7 | 15293275.062 |  | -1
node_1372382_795_15293771_139 |  |  | PQ | ABCN | 7199.558 | 8105002 | no | no |  |  | no |  |  | 1372382.795 | 15293771.139 |  | -1
node_1372559_253_15289478_719 |  |  | PQ | AN | 7199.558 | 8105002 | no | no |  |  | no |  |  | 1372559.253 | 15289478.719 |  | -1
node_1372561_332_15292758_934 |  |  | PQ | AN | 7199.558 | 8105002 | no | no |  |  | no |  |  | 1372561.332 | 15292758.934 |  | -1
node_1372586_079_15293026_492 |  |  | PQ | ABCN | 7199.558 | 8105002 | no | no |  |  | no |  |  | 1372586.079 | 15293026.492 |  | -1
node_1372619_544_15294315_662 |  |  | PQ | AN | 7199.558 | 8105002 | no | no |  |  | no |  |  | 1372619.544 | 15294315.662 |  | -1
node_1372628_211_15293686_908 |  |  | PQ | ABCN | 7199.558 | 8105002 | no | no |  |  | no |  |  | 1372628.211 | 15293686.908 |  | -1
node_1372674_693_15292184_236 |  |  | PQ | ABCN | 7199.558 | 8105002 | no | no |  |  | no |  |  | 1372674.693 | 15292184.236 |  | -1
node_1372681_396_15292511_201 |  |  | PQ | AN | 7199.558 | 8105002 | no | no |  |  | no |  |  | 1372681.396 | 15292511.201 |  | -1
node_1372686_566_15292592_677 |  |  | PQ | AN | 7199.558 | 8105002 | no | no |  |  | no |  |  | 1372686.566 | 15292592.677 |  | -1
node_1372747_906_15294561_628 |  |  | PQ | ABCN | 2771.281 | 8105002 | no | no |  |  | no |  |  | 1372747.906 | 15294561.628 |  | -1
node_1372761_963_15291479_662 |  |  | PQ | ABCN | 7199.558 | 8105002 | no | no |  |  | no |  |  | 1372761.963 | 15291479.662 |  | -1
node_1372786_28_15291475_909 |  |  | PQ | ABCN | 7199.558 | 8105002 | no | no |  |  | no |  |  | 1372786.28 | 15291475.909 |  | -1
node_1372788_754_15293293_946 |  |  | PQ | ABCN | 7199.558 | 8105002 | no | no |  |  | no |  |  | 1372788.754 | 15293293.946 |  | -1
node_1372809_993_15292117_571 |  |  | PQ | ABCN | 7199.558 | 8105002 | no | no |  |  | no |  |  | 1372809.993 | 15292117.571 |  | -1
node_1372816_306_15291481_804 |  |  | PQ | ABCN | 7199.558 | 8105002 | no | no |  |  | no |  |  | 1372816.306 | 15291481.804 |  | -1
node_1372891_421_15289714_892 |  |  | PQ | AN | 7199.558 | 8105002 | no | no |  |  | no |  |  | 1372891.421 | 15289714.892 |  | -1
node_1372980_932_15293779_5 |  |  | PQ | ABCN | 7199.558 | 8105002 | no | no |  |  | no |  |  | 1372980.932 | 15293779.5 |  | -1
node_1372993_778_15291663_25 |  |  | PQ | ABCN | 7199.558 | 8105002 | no | no |  |  | no |  |  | 1372993.778 | 15291663.25 |  | -1
node_1372995_195_15293005_702 |  |  | PQ | ABCN | 7199.558 | 8105002 | no | no |  |  | no |  |  | 1372995.195 | 15293005.702 |  | -1
node_1373013_393_15291667_379 |  |  | PQ | ABCN | 7199.558 | 8105002 | no | no |  |  | no |  |  | 1373013.393 | 15291667.379 |  | -1
node_1373015_675_15292484_613 |  |  | PQ | AN | 7199.558 | 8105002 | no | no |  |  | no |  |  | 1373015.675 | 15292484.613 |  | -1
node_1373031_577_15291678_176 |  |  | PQ | ABCN | 7199.558 | 8105002 | no | no |  |  | no |  |  | 1373031.577 | 15291678.176 |  | -1
node_1373107_456_15286173_788 |  |  | PQ | AN | 7199.558 | 8105002 | no | no |  |  | no |  |  | 1373107.456 | 15286173.788 |  | -1
node_1373120_411_15292462_402 |  |  | PQ | ABCN | 7199.558 | 8105002 | no | no |  |  | no |  |  | 1373120.411 | 15292462.402 |  | -1
node_1373123_251_15291966_211 |  |  | PQ | ABCN | 7199.558 | 8105002 | no | no |  |  | no |  |  | 1373123.251 | 15291966.211 |  | -1
node_1373151_81_15291776_771 |  |  | PQ | ABCN | 7199.558 | 8105002 | no | no |  |  | no |  |  | 1373151.81 | 15291776.771 |  | -1
node_1373185_227_15294571_444 |  |  | PQ | ABCN | 7199.558 | 8105002 | no | no |  |  | no |  |  | 1373185.227 | 15294571.444 |  | -1
node_1373207_875_15292466_627 |  |  | PQ | ABCN | 7199.558 | 8105002 | no | no |  |  | no |  |  | 1373207.875 | 15292466.627 |  | -1
node_1373222_318_15292772_372 |  |  | PQ | AN | 7199.558 | 8105002 | no | no |  |  | no |  |  | 1373222.318 | 15292772.372 |  | -1
node_1373225_12_15292453_636 |  |  | PQ | ABCN | 7199.558 | 8105002 | no | no |  |  | no |  |  | 1373225.12 | 15292453.636 |  | -1
node_1373244_313_15292447_103 |  |  | PQ | ABCN | 7199.558 | 8105002 | no | no |  |  | no |  |  | 1373244.313 | 15292447.103 |  | -1
node_1373256_347_15293279_396 |  |  | PQ | ABCN | 7199.558 | 8105002 | no | no |  |  | no |  |  | 1373256.347 | 15293279.396 |  | -1
node_1373307_275_15292129_092 |  |  | PQ | ABCN | 7199.558 | 8105002 | no | no |  |  | no |  |  | 1373307.275 | 15292129.092 |  | -1
node_1373324_237_15291815_157 |  |  | PQ | ABCN | 7199.558 | 8105002 | no | no |  |  | no |  |  | 1373324.237 | 15291815.157 |  | -1
node_1373438_172_15293033_2 |  |  | PQ | ABCN | 7199.558 | 8105002 | no | no |  |  | no |  |  | 1373438.172 | 15293033.2 |  | -1
node_1373447_72_15292824_131 |  |  | PQ | ABCN | 7199.558 | 8105002 | no | no |  |  | no |  |  | 1373447.72 | 15292824.131 |  | -1
node_1373456_098_15284783_833 |  |  | PQ | ABCN | 7199.558 | 8105002 | no | no |  |  | no |  |  | 1373456.098 | 15284783.833 |  | -1
node_1373457_536_15285406_962 |  |  | PQ | ABCN | 7199.558 | 8105002 | no | no |  |  | no |  |  | 1373457.536 | 15285406.962 |  | -1
node_1373466_255_15292833_777 |  |  | PQ | ABCN | 7199.558 | 8105002 | no | no |  |  | no |  |  | 1373466.255 | 15292833.777 |  | -1
node_1373466_343_15289116_74 |  |  | PQ | AN | 7199.558 | 8105002 | no | no |  |  | no |  |  | 1373466.343 | 15289116.74 |  | -1
node_1373471_399_15286233_817 |  |  | PQ | ABCN | 7199.558 | 8105002 | no | no |  |  | no |  |  | 1373471.399 | 15286233.817 |  | -1
node_1373485_984_15292836_67 |  |  | PQ | ABCN | 7199.558 | 8105002 | no | no |  |  | no |  |  | 1373485.984 | 15292836.67 |  | -1
node_1373529_523_15285605_24 |  |  | PQ | ABCN | 7199.558 | 8105002 | no | no |  |  | no |  |  | 1373529.523 | 15285605.24 |  | -1
node_1373535_191_15295105_366 |  |  | PQ | ABCN | 7199.558 | 8105002 | no | no |  |  | no |  |  | 1373535.191 | 15295105.366 |  | -1
node_1373542_295_15294936_17 |  |  | PQ | ABN | 7199.558 | 8105002 | no | no |  |  | no |  |  | 1373542.295 | 15294936.17 |  | -1
node_1373563_735_15282999_147 |  |  | PQ | ABCN | 7199.558 | 8105002 | no | no |  |  | no |  |  | 1373563.735 | 15282999.147 |  | -1
node_1373572_209_15284854_155 |  |  | PQ | AN | 7199.558 | 8105002 | no | no |  |  | no |  |  | 1373572.209 | 15284854.155 |  | -1
node_1373581_726_15291838_91 |  |  | PQ | ABCN | 7199.558 | 8105002 | no | no |  |  | no |  |  | 1373581.726 | 15291838.91 |  | -1
node_1373601_554_15291838_494 |  |  | PQ | ABCN | 7199.558 | 8105002 | no | no |  |  | no |  |  | 1373601.554 | 15291838.494 |  | -1
node_1373616_96_15286420_37 |  |  | PQ | ABCN | 7199.558 | 8105002 | no | no |  |  | no |  |  | 1373616.96 | 15286420.37 |  | -1
node_1373616_227_15284142_136 |  |  | PQ | ABCN | 7199.558 | 8105002 | no | no |  |  | no |  |  | 1373616.227 | 15284142.136 |  | -1
node_1373620_591_15291831_201 |  |  | PQ | ABCN | 7199.558 | 8105002 | no | no |  |  | no |  |  | 1373620.591 | 15291831.201 |  | -1
node_1373641_105_15293004_834 |  |  | PQ | ABCN | 7199.558 | 8105002 | no | no |  |  | no |  |  | 1373641.105 | 15293004.834 |  | -1
node_1373650_348_15289391_259 |  |  | PQ | AN | 7199.558 | 8105002 | no | no |  |  | no |  |  | 1373650.348 | 15289391.259 |  | -1
node_1373653_42_15282840_179 |  |  | PQ | ABCN | 7199.558 | 8105002 | no | no |  |  | no |  |  | 1373653.42 | 15282840.179 |  | -1
node_1373655_937_15292987_294 |  |  | PQ | ABCN | 7199.558 | 8105002 | no | no |  |  | no |  |  | 1373655.937 | 15292987.294 |  | -1
node_1373666_855_15292965_166 |  |  | PQ | ABCN | 7199.558 | 8105002 | no | no |  |  | no |  |  | 1373666.855 | 15292965.166 |  | -1
node_1373671_183_15283543_893 |  |  | PQ | ABCN | 7199.558 | 8105002 | no | no |  |  | no |  |  | 1373671.183 | 15283543.893 |  | -1
node_1373718_408_15292860_747 |  |  | PQ | ABCN | 7199.558 | 8105002 | no | no |  |  | no |  |  | 1373718.408 | 15292860.747 |  | -1
node_1373727_666_15295209_213 |  |  | PQ | ABCN | 7199.558 | 8105002 | no | no |  |  | no |  |  | 1373727.666 | 15295209.213 |  | -1
node_1373781_17_15291852_691 |  |  | PQ | ABCN | 7199.558 | 8105002 | no | no |  |  | no |  |  | 1373781.17 | 15291852.691 |  | -1
node_1373783_087_15292748_884 |  |  | PQ | ABCN | 7199.558 | 8105002 | no | no |  |  | no |  |  | 1373783.087 | 15292748.884 |  | -1
node_1373790_669_15292435_992 |  |  | PQ | ABCN | 7199.558 | 8105002 | no | no |  |  | no |  |  | 1373790.669 | 15292435.992 |  | -1
node_1373793_111_15292409_59 |  |  | PQ | ABCN | 7199.558 | 8105002 | no | no |  |  | no |  |  | 1373793.111 | 15292409.59 |  | -1
node_1373793_405_15292462_39 |  |  | PQ | ABCN | 7199.558 | 8105002 | no | no |  |  | no |  |  | 1373793.405 | 15292462.39 |  | -1
node_1373794_224_15292771_02 |  |  | PQ | ABCN | 7199.558 | 8105002 | no | no |  |  | no |  |  | 1373794.224 | 15292771.02 |  | -1
node_1373800_733_15292796_232 |  |  | PQ | ABCN | 7199.558 | 8105002 | no | no |  |  | no |  |  | 1373800.733 | 15292796.232 |  | -1
node_1373812_277_15291963_914 |  |  | PQ | ABCN | 7199.558 | 8105002 | no | no |  |  | no |  |  | 1373812.277 | 15291963.914 |  | -1
node_1373813_93_15291953_218 |  |  | PQ | ABCN | 7199.558 | 8105002 | no | no |  |  | no |  |  | 1373813.93 | 15291953.218 |  | -1
node_1373814_619_15291944_929 |  |  | PQ | ABCN | 7199.558 | 8105002 | no | no |  |  | no |  |  | 1373814.619 | 15291944.929 |  | -1
node_1373823_79_15292697_979 |  |  | PQ | ABCN | 7199.558 | 8105002 | no | no |  |  | no |  |  | 1373823.79 | 15292697.979 |  | -1
node_1373830_392_15289247_854 |  |  | PQ | AN | 7199.558 | 8105002 | no | no |  |  | no |  |  | 1373830.392 | 15289247.854 |  | -1
node_1373842_798_15292100_856 |  |  | PQ | ABCN | 7199.558 | 8105002 | no | no |  |  | no |  |  | 1373842.798 | 15292100.856 |  | -1
node_1373844_395_15287098_082 |  |  | PQ | ABCN | 7199.558 | 8105002 | no | no |  |  | no |  |  | 1373844.395 | 15287098.082 |  | -1
node_1373844_881_15291091_582 |  |  | PQ | ABCN | 7199.558 | 8105002 | no | no |  |  | no |  |  | 1373844.881 | 15291091.582 |  | -1
node_1373862_82_15282203_444 |  |  | PQ | ABCN | 7199.558 | 8105002 | no | no |  |  | no |  |  | 1373862.82 | 15282203.444 |  | -1
node_1373876_3_15291730_97 |  |  | PQ | ABCN | 7199.558 | 8105002 | no | no |  |  | no |  |  | 1373876.3 | 15291730.97 |  | -1
node_1373884_594_15291527_988 |  |  | PQ | ABCN | 7199.558 | 8105002 | no | no |  |  | no |  |  | 1373884.594 | 15291527.988 |  | -1
node_1373885_917_15281971_233 |  |  | PQ | ABCN | 7199.558 | 8105002 | no | no |  |  | no |  |  | 1373885.917 | 15281971.233 |  | -1
node_1373973_133_15283377_258 |  |  | PQ | AN | 7199.558 | 8105002 | no | no |  |  | no |  |  | 1373973.133 | 15283377.258 |  | -1
node_1373979_456_15292642_017 |  |  | PQ | ABCN | 7199.558 | 8105002 | no | no |  |  | no |  |  | 1373979.456 | 15292642.017 |  | -1
node_1373991_542_15291364_94 |  |  | PQ | ABCN | 7199.558 | 8105002 | no | no |  |  | no |  |  | 1373991.542 | 15291364.94 |  | -1
node_1373993_374_15292623_176 |  |  | PQ | ABCN | 7199.558 | 8105002 | no | no |  |  | no |  |  | 1373993.374 | 15292623.176 |  | -1
node_1374003_161_15292600_107 |  |  | PQ | ABCN | 7199.558 | 8105002 | no | no |  |  | no |  |  | 1374003.161 | 15292600.107 |  | -1
node_1374010_856_15291359_059 |  |  | PQ | ABCN | 7199.558 | 8105002 | no | no |  |  | no |  |  | 1374010.856 | 15291359.059 |  | -1
node_1374028_82_15285485_557 |  |  | PQ | AN | 7199.558 | 8105002 | no | no |  |  | no |  |  | 1374028.82 | 15285485.557 |  | -1
node_1374030_679_15291360_099 |  |  | PQ | ABCN | 7199.558 | 8105002 | no | no |  |  | no |  |  | 1374030.679 | 15291360.099 |  | -1
node_1374081_039_15295259_308 |  |  | PQ | ABCN | 7199.558 | 8105002 | no | no |  |  | no |  |  | 1374081.039 | 15295259.308 |  | -1
node_1374140_46_15292120_361 |  |  | PQ | ABCN | 7199.558 | 8105002 | no | no |  |  | no |  |  | 1374140.46 | 15292120.361 |  | -1
node_1374168_75_15289337_407 |  |  | PQ | AN | 7199.558 | 8105002 | no | no |  |  | no |  |  | 1374168.75 | 15289337.407 |  | -1
node_1374176_804_15294743_656 |  |  | PQ | ABN | 7199.558 | 8105002 | no | no |  |  | no |  |  | 1374176.804 | 15294743.656 |  | -1
node_1374246_136_15287589_737 |  |  | PQ | AN | 7199.558 | 8105002 | no | no |  |  | no |  |  | 1374246.136 | 15287589.737 |  | -1
node_1374326_998_15291876_734 |  |  | PQ | ABCN | 7199.558 | 8105002 | no | no |  |  | no |  |  | 1374326.998 | 15291876.734 |  | -1
node_1374354_952_15291593_729 |  |  | PQ | ABCN | 7199.558 | 8105002 | no | no |  |  | no |  |  | 1374354.952 | 15291593.729 |  | -1
node_1374372_385_15292087_827 |  |  | PQ | ABCN | 7199.558 | 8105002 | no | no |  |  | no |  |  | 1374372.385 | 15292087.827 |  | -1
node_1374387_67_15289455_693 |  |  | PQ | ABCN | 7199.558 | 8105002 | no | no |  |  | no |  |  | 1374387.67 | 15289455.693 |  | -1
node_1374462_073_15295524_735 |  |  | PQ | ABCN | 7199.558 | 8105002 | no | no |  |  | no |  |  | 1374462.073 | 15295524.735 |  | -1
node_1374497_593_15291710_492 |  |  | PQ | ABCN | 7199.558 | 8105002 | no | no |  |  | no |  |  | 1374497.593 | 15291710.492 |  | -1
node_1374517_394_15291709_152 |  |  | PQ | ABCN | 7199.558 | 8105002 | no | no |  |  | no |  |  | 1374517.394 | 15291709.152 |  | -1
node_1374526_083_15290151_024 |  |  | PQ | AN | 7199.558 | 8105002 | no | no |  |  | no |  |  | 1374526.083 | 15290151.024 |  | -1
node_1374526_968_15291154_071 |  |  | PQ | AN | 7199.558 | 8105002 | no | no |  |  | no |  |  | 1374526.968 | 15291154.071 |  | -1
node_1374530_072_15295263_882 |  |  | PQ | ABCN | 7199.558 | 8105002 | no | no |  |  | no |  |  | 1374530.072 | 15295263.882 |  | -1
node_1374600_24_15289522_15 |  |  | PQ | ABCN | 7199.558 | 8105002 | no | no |  |  | no |  |  | 1374600.24 | 15289522.15 |  | -1
node_1374605_235_15292067_864 |  |  | PQ | ABCN | 7199.558 | 8105002 | no | no |  |  | no |  |  | 1374605.235 | 15292067.864 |  | -1
node_1374628_888_15294824_986 |  |  | PQ | ABN | 7199.558 | 8105002 | no | no |  |  | no |  |  | 1374628.888 | 15294824.986 |  | -1
node_1374634_056_15291383_202 |  |  | PQ | AN | 7199.558 | 8105002 | no | no |  |  | no |  |  | 1374634.056 | 15291383.202 |  | -1
node_1374660_071_15296572_948 |  |  | PQ | ABCN | 2771.281 | 8105002 | no | no |  |  | no |  |  | 1374660.071 | 15296572.948 |  | -1
node_1374667_772_15287548_792 |  |  | PQ | AN | 7199.558 | 8105002 | no | no |  |  | no |  |  | 1374667.772 | 15287548.792 |  | -1
node_1374706_781_15295990_142 |  |  | PQ | ABCN | 7199.558 | 8105002 | no | no |  |  | no |  |  | 1374706.781 | 15295990.142 |  | -1
node_1374716_627_15296013_346 |  |  | PQ | ABCN | 7199.558 | 8105002 | no | no |  |  | no |  |  | 1374716.627 | 15296013.346 |  | -1
node_1374730_592_15296032_378 |  |  | PQ | ABCN | 7199.558 | 8105002 | no | no |  |  | no |  |  | 1374730.592 | 15296032.378 |  | -1
node_1374736_951_15289681_801 |  |  | PQ | ABCN | 7199.558 | 8105002 | no | no |  |  | no |  |  | 1374736.951 | 15289681.801 |  | -1
node_1374770_231_15291671_978 |  |  | PQ | ABCN | 7199.558 | 8105002 | no | no |  |  | no |  |  | 1374770.231 | 15291671.978 |  | -1
node_1374787_159_15292070_088 |  |  | PQ | ABCN | 7199.558 | 8105002 | no | no |  |  | no |  |  | 1374787.159 | 15292070.088 |  | -1
node_1374790_053_15291671_256 |  |  | PQ | ABCN | 7199.558 | 8105002 | no | no |  |  | no |  |  | 1374790.053 | 15291671.256 |  | -1
node_1374806_435_15292063_998 |  |  | PQ | ABCN | 7199.558 | 8105002 | no | no |  |  | no |  |  | 1374806.435 | 15292063.998 |  | -1
node_1374809_025_15291663_67 |  |  | PQ | ABCN | 7199.558 | 8105002 | no | no |  |  | no |  |  | 1374809.025 | 15291663.67 |  | -1
node_1374812_337_15290677_261 |  |  | PQ | AN | 7199.558 | 8105002 | no | no |  |  | no |  |  | 1374812.337 | 15290677.261 |  | -1
node_1374813_245_15295276_809 |  |  | PQ | AN | 7199.558 | 8105002 | no | no |  |  | no |  |  | 1374813.245 | 15295276.809 |  | -1
node_1374823_845_15292051_406 |  |  | PQ | ABCN | 7199.558 | 8105002 | no | no |  |  | no |  |  | 1374823.845 | 15292051.406 |  | -1
node_1374854_371_15294986_786 |  |  | PQ | AN | 7199.558 | 8105002 | no | no |  |  | no |  |  | 1374854.371 | 15294986.786 |  | -1
node_1374857_497_15295927_722 |  |  | PQ | AN | 7199.558 | 8105002 | no | no |  |  | no |  |  | 1374857.497 | 15295927.722 |  | -1
node_1374877_969_15289761_911 |  |  | PQ | ABCN | 7199.558 | 8105002 | no | no |  |  | no |  |  | 1374877.969 | 15289761.911 |  | -1
node_1374891_166_15291034_426 |  |  | PQ | AN | 7199.558 | 8105002 | no | no |  |  | no |  |  | 1374891.166 | 15291034.426 |  | -1
node_1374914_749_15286680_697 |  |  | PQ | AN | 7199.558 | 8105002 | no | no |  |  | no |  |  | 1374914.749 | 15286680.697 |  | -1
node_1374916_071_15293119_71 |  |  | PQ | AN | 7199.558 | 8105002 | no | no |  |  | no |  |  | 1374916.071 | 15293119.71 |  | -1
node_1374970_613_15291878_485 |  |  | PQ | ABCN | 7199.558 | 8105002 | no | no |  |  | no |  |  | 1374970.613 | 15291878.485 |  | -1
node_1374971_333_15289895_095 |  |  | PQ | ABCN | 7199.558 | 8105002 | no | no |  |  | no |  |  | 1374971.333 | 15289895.095 |  | -1
node_1374973_752_15291852_222 |  |  | PQ | ABCN | 7199.558 | 8105002 | no | no |  |  | no |  |  | 1374973.752 | 15291852.222 |  | -1
node_1374981_853_15291827_992 |  |  | PQ | ABCN | 7199.558 | 8105002 | no | no |  |  | no |  |  | 1374981.853 | 15291827.992 |  | -1
node_1374989_047_15287391_676 |  |  | PQ | AN | 7199.558 | 8105002 | no | no |  |  | no |  |  | 1374989.047 | 15287391.676 |  | -1
node_1375044_748_15296295_645 |  |  | PQ | ABCN | 2771.281 | 8105002 | no | no |  |  | no |  |  | 1375044.748 | 15296295.645 |  | -1
node_1375049_471_15296321_549 |  |  | PQ | ABCN | 2771.281 | 8105002 | no | no |  |  | no |  |  | 1375049.471 | 15296321.549 |  | -1
node_1375059_018_15296344_975 |  |  | PQ | ABCN | 2771.281 | 8105002 | no | no |  |  | no |  |  | 1375059.018 | 15296344.975 |  | -1
node_1375105_308_15291347_283 |  |  | PQ | ABCN | 7199.558 | 8105002 | no | no |  |  | no |  |  | 1375105.308 | 15291347.283 |  | -1
node_1375111_232_15291372_749 |  |  | PQ | ABCN | 7199.558 | 8105002 | no | no |  |  | no |  |  | 1375111.232 | 15291372.749 |  | -1
node_1375130_619_15296560_426 |  |  | PQ | ABCN | 2771.281 | 8105002 | no | no |  |  | no |  |  | 1375130.619 | 15296560.426 |  | -1
node_1375146_577_15290218_56 |  |  | PQ | ABCN | 7199.558 | 8105002 | no | no |  |  | no |  |  | 1375146.577 | 15290218.56 |  | -1
node_1375150_361_15296563_095 |  |  | PQ | ABCN | 2771.281 | 8105002 | no | no |  |  | no |  |  | 1375150.361 | 15296563.095 |  | -1
node_1375160_944_15291821_363 |  |  | PQ | ABCN | 7199.558 | 8105002 | no | no |  |  | no |  |  | 1375160.944 | 15291821.363 |  | -1
node_1375169_91_15296558_815 |  |  | PQ | ABCN | 2771.281 | 8105002 | no | no |  |  | no |  |  | 1375169.91 | 15296558.815 |  | -1
node_1375176_51_15291838_006 |  |  | PQ | ABCN | 7199.558 | 8105002 | no | no |  |  | no |  |  | 1375176.51 | 15291838.006 |  | -1
node_1375195_586_15291670_816 |  |  | PQ | ABCN | 7199.558 | 8105002 | no | no |  |  | no |  |  | 1375195.586 | 15291670.816 |  | -1
node_1375197_173_15296428_848 |  |  | PQ | AN | 2771.281 | 8105002 | no | no |  |  | no |  |  | 1375197.173 | 15296428.848 |  | -1
node_1375209_201_15291690_303 |  |  | PQ | ABCN | 7199.558 | 8105002 | no | no |  |  | no |  |  | 1375209.201 | 15291690.303 |  | -1
node_1375221_213_15294631_064 |  |  | PQ | AN | 7199.558 | 8105002 | no | no |  |  | no |  |  | 1375221.213 | 15294631.064 |  | -1
node_1375226_085_15291704_43 |  |  | PQ | ABCN | 7199.558 | 8105002 | no | no |  |  | no |  |  | 1375226.085 | 15291704.43 |  | -1
node_1375269_789_15291132_426 |  |  | PQ | AN | 7199.558 | 8105002 | no | no |  |  | no |  |  | 1375269.789 | 15291132.426 |  | -1
node_1375311_715_15295199_563 |  |  | PQ | AN | 7199.558 | 8105002 | no | no |  |  | no |  |  | 1375311.715 | 15295199.563 |  | -1
node_1375355_462_15289074_971 |  |  | PQ | ABCN | 7199.558 | 8105002 | no | no |  |  | no |  |  | 1375355.462 | 15289074.971 |  | -1
node_1375373_88_15289085_026 |  |  | PQ | ABCN | 7199.558 | 8105002 | no | no |  |  | no |  |  | 1375373.88 | 15289085.026 |  | -1
node_1375389_763_15289101_121 |  |  | PQ | ABCN | 7199.558 | 8105002 | no | no |  |  | no |  |  | 1375389.763 | 15289101.121 |  | -1
node_1375397_759_15292252_273 |  |  | PQ | AN | 7199.558 | 8105002 | no | no |  |  | no |  |  | 1375397.759 | 15292252.273 |  | -1
node_1375399_69_15291470_589 |  |  | PQ | ABCN | 7199.558 | 8105002 | no | no |  |  | no |  |  | 1375399.69 | 15291470.589 |  | -1
node_1375400_254_15291417_801 |  |  | PQ | ABCN | 7199.558 | 8105002 | no | no |  |  | no |  |  | 1375400.254 | 15291417.801 |  | -1
node_1375402_561_15291444_269 |  |  | PQ | ABCN | 7199.558 | 8105002 | no | no |  |  | no |  |  | 1375402.561 | 15291444.269 |  | -1
node_1375441_423_15291878_773 |  |  | PQ | ABCN | 7199.558 | 8105002 | no | no |  |  | no |  |  | 1375441.423 | 15291878.773 |  | -1
node_1375453_96_15290606_592 |  |  | PQ | ABCN | 7199.558 | 8105002 | no | no |  |  | no |  |  | 1375453.96 | 15290606.592 |  | -1
node_1375475_727_15292024_542 |  |  | PQ | ABCN | 7199.558 | 8105002 | no | no |  |  | no |  |  | 1375475.727 | 15292024.542 |  | -1
node_1375485_68_15292047_665 |  |  | PQ | ABCN | 7199.558 | 8105002 | no | no |  |  | no |  |  | 1375485.68 | 15292047.665 |  | -1
node_1375490_853_15292073_417 |  |  | PQ | ABCN | 7199.558 | 8105002 | no | no |  |  | no |  |  | 1375490.853 | 15292073.417 |  | -1
node_1375562_947_15290997_328 |  |  | PQ | ABCN | 7199.558 | 8105002 | no | no |  |  | no |  |  | 1375562.947 | 15290997.328 |  | -1
node_1375582_78_15290997_715 |  |  | PQ | ABCN | 7199.558 | 8105002 | no | no |  |  | no |  |  | 1375582.78 | 15290997.715 |  | -1
node_1375596_478_15291851_622 |  |  | PQ | ABCN | 7199.558 | 8105002 | no | no |  |  | no |  |  | 1375596.478 | 15291851.622 |  | -1
node_1375601_899_15291004_98 |  |  | PQ | ABCN | 7199.558 | 8105002 | no | no |  |  | no |  |  | 1375601.899 | 15291004.98 |  | -1
node_1375616_31_15291851_554 |  |  | PQ | ABCN | 7199.558 | 8105002 | no | no |  |  | no |  |  | 1375616.31 | 15291851.554 |  | -1
node_1375635_514_15291858_381 |  |  | PQ | ABCN | 7199.558 | 8105002 | no | no |  |  | no |  |  | 1375635.514 | 15291858.381 |  | -1
node_1375639_292_15291526_363 |  |  | PQ | ABCN | 7199.558 | 8105002 | no | no |  |  | no |  |  | 1375639.292 | 15291526.363 |  | -1
node_1375639_994_15290718_102 |  |  | PQ | ABCN | 7199.558 | 8105002 | no | no |  |  | no |  |  | 1375639.994 | 15290718.102 |  | -1
node_1375666_261_15291258_367 |  |  | PQ | ABCN | 7199.558 | 8105002 | no | no |  |  | no |  |  | 1375666.261 | 15291258.367 |  | -1
node_1375667_664_15291311_145 |  |  | PQ | ABCN | 7199.558 | 8105002 | no | no |  |  | no |  |  | 1375667.664 | 15291311.145 |  | -1
node_1375669_549_15291284_656 |  |  | PQ | ABCN | 7199.558 | 8105002 | no | no |  |  | no |  |  | 1375669.549 | 15291284.656 |  | -1
node_1375692_82_15289242_761 |  |  | PQ | ABCN | 7199.558 | 8105002 | no | no |  |  | no |  |  | 1375692.82 | 15289242.761 |  | -1
node_1375823_065_15291792_5 |  |  | PQ | ABCN | 7199.558 | 8105002 | no | no |  |  | no |  |  | 1375823.065 | 15291792.5 |  | -1
node_1375839_567_15291777_879 |  |  | PQ | ABCN | 7199.558 | 8105002 | no | no |  |  | no |  |  | 1375839.567 | 15291777.879 |  | -1
node_1375841_088_15291989_697 |  |  | PQ | ABCN | 7199.558 | 8105002 | no | no |  |  | no |  |  | 1375841.088 | 15291989.697 |  | -1
node_1375891_47_15290023_521 |  |  | PQ | ABCN | 7199.558 | 8105002 | no | no |  |  | no |  |  | 1375891.47 | 15290023.521 |  | -1
node_1376072_25_15292100_971 |  |  | PQ | ABCN | 7199.558 | 8105002 | no | no |  |  | no |  |  | 1376072.25 | 15292100.971 |  | -1
node_1376077_892_15292075_495 |  |  | PQ | ABCN | 7199.558 | 8105002 | no | no |  |  | no |  |  | 1376077.892 | 15292075.495 |  | -1
node_1376078_422_15292048_883 |  |  | PQ | ABCN | 7199.558 | 8105002 | no | no |  |  | no |  |  | 1376078.422 | 15292048.883 |  | -1
node_1376130_352_15291632_703 |  |  | PQ | AN | 7199.558 | 8105002 | no | no |  |  | no |  |  | 1376130.352 | 15291632.703 |  | -1
node_1376140_905_15291764_233 |  |  | PQ | ABCN | 7199.558 | 8105002 | no | no |  |  | no |  |  | 1376140.905 | 15291764.233 |  | -1
node_1376158_164_15291777_509 |  |  | PQ | ABCN | 7199.558 | 8105002 | no | no |  |  | no |  |  | 1376158.164 | 15291777.509 |  | -1
node_1376172_307_15291796_306 |  |  | PQ | ABCN | 7199.558 | 8105002 | no | no |  |  | no |  |  | 1376172.307 | 15291796.306 |  | -1
node_1376220_582_15292000_655 |  |  | PQ | ABCN | 7199.558 | 8105002 | no | no |  |  | no |  |  | 1376220.582 | 15292000.655 |  | -1
node_1376235_687_15292018_05 |  |  | PQ | ABCN | 7199.558 | 8105002 | no | no |  |  | no |  |  | 1376235.687 | 15292018.05 |  | -1
node_1376253_603_15292029_633 |  |  | PQ | ABCN | 7199.558 | 8105002 | no | no |  |  | no |  |  | 1376253.603 | 15292029.633 |  | -1
node_1376589_136_15292055_489 |  |  | PQ | ABCN | 7199.558 | 8105002 | no | no |  |  | no |  |  | 1376589.136 | 15292055.489 |  | -1
node_1376594_1_15292003_158 |  |  | PQ | ABCN | 7199.558 | 8105002 | no | no |  |  | no |  |  | 1376594.1 | 15292003.158 |  | -1
node_1376594_186_15292029_786 |  |  | PQ | ABCN | 7199.558 | 8105002 | no | no |  |  | no |  |  | 1376594.186 | 15292029.786 |  | -1
node_8105002_200859840 |  |  | PQ | ABCN | 7199.558 | 8105002 | no | no |  |  | no |  |  | 1373910.988 | 15291547.456 |  | -1
node_8105002_200860150 |  |  | PQ | AN | 7199.558 | 8105002 | no | no |  |  | no |  |  | 1375197.616 | 15294653.843 |  | -1
node_8105002_200860151 |  |  | PQ | AN | 7199.558 | 8105002 | no | no |  |  | no |  |  | 1375284.607 | 15295181.101 |  | -1
node_8105002_200860152 |  |  | PQ | AN | 7199.558 | 8105002 | no | no |  |  | no |  |  | 1374821.211 | 15295244.994 |  | -1
node_8105002_200860153 |  |  | PQ | ABN | 7199.558 | 8105002 | no | no |  |  | no |  |  | 1374923.138 | 15294915.699 |  | -1
node_8105002_200860154 |  |  | PQ | AN | 7199.558 | 8105002 | no | no |  |  | no |  |  | 1374946.749 | 15294964.463 |  | -1
node_8105002_200860155 |  |  | PQ | AN | 7199.558 | 8105002 | no | no |  |  | no |  |  | 1374881.102 | 15295005.791 |  | -1
node_8105002_200860316 |  |  | PQ | ABCN | 7199.558 | 8105002 | no | no |  |  | no |  |  | 1373824.607 | 15291117.363 |  | -1
node_8105002_200861054 |  |  | PQ | AN | 2771.281 | 8105002 | no | no |  |  | no |  |  | 1375181.692 | 15296399.934 |  | -1
node_8105002_200861056 |  |  | PQ | ABCN | 7199.558 | 8105002 | no | no |  |  | no |  |  | 1373025.228 | 15293674.89 |  | -1
node_8105002_200861057 |  |  | PQ | ABCN | 7199.558 | 8105002 | no | no |  |  | no |  |  | 1373013.723 | 15293778.823 |  | -1
node_8105002_200861058 |  |  | PQ | ABCN | 7199.558 | 8105002 | no | no |  |  | no |  |  | 1374081.118 | 15295292.106 |  | -1
node_8105002_200861059 |  |  | PQ | ABCN | 7199.558 | 8105002 | no | no |  |  | no |  |  | 1374234.078 | 15295285.572 |  | -1
node_8105002_200861060 |  |  | PQ | ABCN | 7199.558 | 8105002 | no | no |  |  | no |  |  | 1374366.902 | 15295283.108 |  | -1
node_8105002_200861061 |  |  | PQ | ABCN | 7199.558 | 8105002 | no | no |  |  | no |  |  | 1374506.069 | 15295286.233 |  | -1
node_8105002_200861062 |  |  | PQ | ABCN | 7199.558 | 8105002 | no | no |  |  | no |  |  | 1374494.608 | 15295520.592 |  | -1
node_8105002_200861063 |  |  | PQ | ABCN | 7199.558 | 8105002 | no | no |  |  | no |  |  | 1374545.058 | 15295682.452 |  | -1
node_8105002_200861064 |  |  | PQ | ABCN | 7199.558 | 8105002 | no | no |  |  | no |  |  | 1374640.573 | 15295807.709 |  | -1
node_8105002_200861065 |  |  | PQ | ABCN | 7199.558 | 8105002 | no | no |  |  | no |  |  | 1374777.075 | 15295952.134 |  | -1
node_8105002_200861067 |  |  | PQ | ABCN | 2771.281 | 8105002 | no | no |  |  | no |  |  | 1374928.946 | 15296061.948 |  | -1
node_8105002_200861068 |  |  | PQ | ABCN | 2771.281 | 8105002 | no | no |  |  | no |  |  | 1375120.252 | 15296285.183 |  | -1
node_8105002_200861069 |  |  | PQ | AD | 2771.281 | 8105002 | no | no |  |  | no |  |  | 1375035.443 | 15296141.76 |  | -1
node_8105002_200861070 |  |  | PQ | ABCD | 2771.281 | 8105002 | no | no |  |  | no |  |  | 1375147.113 | 15296446.387 |  | -1
node_8105002_200861071 |  |  | PQ | ABCD | 2771.281 | 8105002 | no | no |  |  | no |  |  | 1375102.048 | 15296478.818 |  | -1
node_8105002_200861072 |  |  | PQ | ABCD | 2771.281 | 8105002 | no | no |  |  | no |  |  | 1374845.454 | 15296555.785 |  | -1
node_8105002_200861074 |  |  | PQ | ABCN | 2771.281 | 8105002 | no | no |  |  | no |  |  | 1375147.524 | 15296461.14 |  | -1
node_8105002_200861075 |  |  | PQ | ABCN | 7199.558 | 8105002 | no | no |  |  | no |  |  | 1373044.64 | 15293981.257 |  | -1
node_8105002_200861076 |  |  | PQ | ABCN | 7199.558 | 8105002 | no | no |  |  | no |  |  | 1373080.775 | 15294167.29 |  | -1
node_8105002_200861077 |  |  | PQ | ABCN | 7199.558 | 8105002 | no | no |  |  | no |  |  | 1373100.291 | 15294268.602 |  | -1
node_8105002_200861078 |  |  | PQ | ABCN | 7199.558 | 8105002 | no | no |  |  | no |  |  | 1373124.97 | 15294398.544 |  | -1
node_8105002_200861079 |  |  | PQ | ABCN | 7199.558 | 8105002 | no | no |  |  | no |  |  | 1373085.358 | 15294449.412 |  | -1
node_8105002_200861080 |  |  | PQ | ABCD | 2771.281 | 8105002 | no | no |  |  | no |  |  | 1372930.196 | 15294519.295 |  | -1
node_8105002_200861081 |  |  | PQ | ABCN | 2771.281 | 8105002 | no | no |  |  | no |  |  | 1372769.207 | 15294586.567 |  | -1
node_8105002_200861083 |  |  | PQ | ABCN | 7199.558 | 8105002 | no | no |  |  | no |  |  | 1373152.824 | 15294576.516 |  | -1
node_8105002_200861084 |  |  | PQ | ABCN | 7199.558 | 8105002 | no | no |  |  | no |  |  | 1373186.109 | 15294758.583 |  | -1
node_8105002_200861085 |  |  | PQ | ABCN | 7199.558 | 8105002 | no | no |  |  | no |  |  | 1373200.74 | 15294842.624 |  | -1
node_8105002_200861086 |  |  | PQ | ABCN | 7199.558 | 8105002 | no | no |  |  | no |  |  | 1373229.245 | 15294974.486 |  | -1
node_8105002_200861087 |  |  | PQ | ABCN | 7199.558 | 8105002 | no | no |  |  | no |  |  | 1373345.616 | 15295042.076 |  | -1
node_8105002_200861088 |  |  | PQ | ABCN | 7199.558 | 8105002 | no | no |  |  | no |  |  | 1373519.84 | 15295134.35 |  | -1
node_8105002_200861089 |  |  | PQ | ABCN | 7199.558 | 8105002 | no | no |  |  | no |  |  | 1373712.092 | 15295238.078 |  | -1
node_8105002_200861090 |  |  | PQ | ABCN | 7199.558 | 8105002 | no | no |  |  | no |  |  | 1373808.703 | 15295293.003 |  | -1
node_8105002_200861091 |  |  | PQ | ABCN | 7199.558 | 8105002 | no | no |  |  | no |  |  | 1373911.333 | 15295292.516 |  | -1
node_8105002_200861889 |  |  | PQ | ABCN | 7199.558 | 8105002 | no | no |  |  | no |  |  | 1373861.841 | 15292081.033 |  | -1
node_8105002_200861893 |  |  | PQ | ABCN | 7199.558 | 8105002 | no | no |  |  | no |  |  | 1375730.987 | 15291483.61 |  | -1
node_8105002_200861896 |  |  | PQ | ABCN | 7199.558 | 8105002 | no | no |  |  | no |  |  | 1374359.35 | 15291626.231 |  | -1
node_8105002_200861898 |  |  | PQ | ABCN | 7199.558 | 8105002 | no | no |  |  | no |  |  | 1374262.007 | 15291639.557 |  | -1
node_8105002_200861900 |  |  | PQ | ABCN | 7199.558 | 8105002 | no | no |  |  | no |  |  | 1374129.212 | 15291659.764 |  | -1
node_8105002_200861901 |  |  | PQ | ABCN | 7199.558 | 8105002 | no | no |  |  | no |  |  | 1374062.424 | 15291669.484 |  | -1
node_8105002_200861902 |  |  | PQ | ABCN | 7199.558 | 8105002 | no | no |  |  | no |  |  | 1374034.521 | 15291675.299 |  | -1
node_8105002_200861903 |  |  | PQ | ABCN | 7199.558 | 8105002 | no | no |  |  | no |  |  | 1374031.278 | 15291636.177 |  | -1
node_8105002_200861904 |  |  | PQ | ABCN | 7199.558 | 8105002 | no | no |  |  | no |  |  | 1374018.341 | 15291460.631 |  | -1
node_8105002_200861905 |  |  | PQ | ABCN | 7199.558 | 8105002 | no | no |  |  | no |  |  | 1373871.674 | 15291698.5 |  | -1
node_8105002_200861907 |  |  | PQ | ABCN | 7199.558 | 8105002 | no | no |  |  | no |  |  | 1373750.217 | 15291715.845 |  | -1
node_8105002_200861908 |  |  | PQ | ABCN | 7199.558 | 8105002 | no | no |  |  | no |  |  | 1373679.393 | 15291728.768 |  | -1
node_8105002_200861909 |  |  | PQ | ABCN | 7199.558 | 8105002 | no | no |  |  | no |  |  | 1373746.576 | 15291870.615 |  | -1
node_8105002_200861910 |  |  | PQ | ABCN | 7199.558 | 8105002 | no | no |  |  | no |  |  | 1373777.473 | 15291955.36 |  | -1
node_8105002_200861911 |  |  | PQ | ABCN | 7199.558 | 8105002 | no | no |  |  | no |  |  | 1373783.35 | 15291964.185 |  | -1
node_8105002_200861913 |  |  | PQ | ABCN | 7199.558 | 8105002 | no | no |  |  | no |  |  | 1373446.375 | 15291761.399 |  | -1
node_8105002_200861914 |  |  | PQ | ABCN | 7199.558 | 8105002 | no | no |  |  | no |  |  | 1373318.807 | 15291782.812 |  | -1
node_8105002_200861915 |  |  | PQ | ABCN | 7199.558 | 8105002 | no | no |  |  | no |  |  | 1373138.187 | 15291806.606 |  | -1
node_8105002_200861916 |  |  | PQ | ABCN | 7199.558 | 8105002 | no | no |  |  | no |  |  | 1373195.499 | 15291915.045 |  | -1
node_8105002_200861917 |  |  | PQ | ABCN | 7199.558 | 8105002 | no | no |  |  | no |  |  | 1373197.845 | 15292085.033 |  | -1
node_8105002_200861918 |  |  | PQ | ABCN | 7199.558 | 8105002 | no | no |  |  | no |  |  | 1373260.636 | 15292048.816 |  | -1
node_8105002_200861921 |  |  | PQ | ABCN | 7199.558 | 8105002 | no | no |  |  | no |  |  | 1372980.154 | 15291822.434 |  | -1
node_8105002_200861922 |  |  | PQ | ABCN | 7199.558 | 8105002 | no | no |  |  | no |  |  | 1372844.485 | 15291835.045 |  | -1
node_8105002_200861923 |  |  | PQ | ABCN | 7199.558 | 8105002 | no | no |  |  | no |  |  | 1372793.005 | 15291527.152 |  | -1
node_8105002_200861926 |  |  | PQ | ABCN | 7199.558 | 8105002 | no | no |  |  | no |  |  | 1372650.74 | 15291851.575 |  | -1
node_8105002_200861927 |  |  | PQ | ABCN | 7199.558 | 8105002 | no | no |  |  | no |  |  | 1372788.549 | 15291958.47 |  | -1
node_8105002_200861928 |  |  | PQ | ABCN | 7199.558 | 8105002 | no | no |  |  | no |  |  | 1372777.211 | 15292116.547 |  | -1
node_8105002_200861934 |  |  | PQ | ABCN | 7199.558 | 8105002 | no | no |  |  | no |  |  | 1375635.207 | 15291493.821 |  | -1
node_8105002_200861949 |  |  | PQ | ABCN | 7199.558 | 8105002 | no | no |  |  | no |  |  | 1375477.578 | 15291500.823 |  | -1
node_8105002_200861951 |  |  | PQ | ABCN | 7199.558 | 8105002 | no | no |  |  | no |  |  | 1375315.808 | 15291515.479 |  | -1
node_8105002_200861952 |  |  | PQ | ABCN | 7199.558 | 8105002 | no | no |  |  | no |  |  | 1375257.167 | 15291611.643 |  | -1
node_8105002_200861953 |  |  | PQ | ABCN | 7199.558 | 8105002 | no | no |  |  | no |  |  | 1375229.211 | 15291521.122 |  | -1
node_8105002_200861954 |  |  | PQ | ABCN | 7199.558 | 8105002 | no | no |  |  | no |  |  | 1375121.804 | 15291530.216 |  | -1
node_8105002_200861955 |  |  | PQ | ABCN | 7199.558 | 8105002 | no | no |  |  | no |  |  | 1374933.142 | 15291555.597 |  | -1
node_8105002_200861957 |  |  | PQ | ABCN | 7199.558 | 8105002 | no | no |  |  | no |  |  | 1374777.583 | 15291570.525 |  | -1
node_8105002_200861958 |  |  | PQ | ABCN | 7199.558 | 8105002 | no | no |  |  | no |  |  | 1374642.563 | 15291589.087 |  | -1
node_8105002_200861959 |  |  | PQ | ABCN | 7199.558 | 8105002 | no | no |  |  | no |  |  | 1374503.187 | 15291608.821 |  | -1
node_8105002_200862275 |  |  | PQ | AN | 7199.558 | 8105002 | no | no |  |  | no |  |  | 1372443.833 | 15293661.473 |  | -1
node_8105002_200862276 |  |  | PQ | AN | 7199.558 | 8105002 | no | no |  |  | no |  |  | 1372377.298 | 15293520.176 |  | -1
node_8105002_200862277 |  |  | PQ | AN | 7199.558 | 8105002 | no | no |  |  | no |  |  | 1372348.215 | 15293405.674 |  | -1
node_8105002_200862278 |  |  | PQ | AN | 7199.558 | 8105002 | no | no |  |  | no |  |  | 1372357.413 | 15293277.408 |  | -1
node_8105002_200862279 |  |  | PQ | AN | 7199.558 | 8105002 | no | no |  |  | no |  |  | 1372388.592 | 15293136.031 |  | -1
node_8105002_200862280 |  |  | PQ | AN | 7199.558 | 8105002 | no | no |  |  | no |  |  | 1372312.016 | 15292999.96 |  | -1
node_8105002_200862338 |  |  | PQ | AN | 7199.558 | 8105002 | no | no |  |  | no |  |  | 1374615.013 | 15291562.634 |  | -1
node_8105002_200862339 |  |  | PQ | AN | 7199.558 | 8105002 | no | no |  |  | no |  |  | 1374601.588 | 15291387.843 |  | -1
node_8105002_200862341 |  |  | PQ | AN | 7199.558 | 8105002 | no | no |  |  | no |  |  | 1374576.41 | 15291268.132 |  | -1
node_8105002_200862342 |  |  | PQ | AN | 7199.558 | 8105002 | no | no |  |  | no |  |  | 1374559.435 | 15291149.428 |  | -1
node_8105002_200862590 |  |  | PQ | AN | 7199.558 | 8105002 | no | no |  |  | no |  |  | 1374809.433 | 15290644.592 |  | -1
node_8105002_200862591 |  |  | PQ | AN | 7199.558 | 8105002 | no | no |  |  | no |  |  | 1374736.367 | 15290635.704 |  | -1
node_8105002_200862592 |  |  | PQ | AN | 7199.558 | 8105002 | no | no |  |  | no |  |  | 1374686.451 | 15290546.832 |  | -1
node_8105002_200862593 |  |  | PQ | AN | 7199.558 | 8105002 | no | no |  |  | no |  |  | 1374651.986 | 15290460.193 |  | -1
node_8105002_200862594 |  |  | PQ | AN | 7199.558 | 8105002 | no | no |  |  | no |  |  | 1374619.709 | 15290376.249 |  | -1
node_8105002_200862595 |  |  | PQ | AN | 7199.558 | 8105002 | no | no |  |  | no |  |  | 1374588.067 | 15290293.481 |  | -1
node_8105002_200862596 |  |  | PQ | AN | 7199.558 | 8105002 | no | no |  |  | no |  |  | 1374555.873 | 15290164.746 |  | -1
node_8105002_200862600 |  |  | PQ | ABCN | 7199.558 | 8105002 | no | no |  |  | no |  |  | 1375314.743 | 15291309.51 |  | -1
node_8105002_200862601 |  |  | PQ | ABCN | 7199.558 | 8105002 | no | no |  |  | no |  |  | 1375180.156 | 15291330.468 |  | -1
node_8105002_200862603 |  |  | PQ | AN | 7199.558 | 8105002 | no | no |  |  | no |  |  | 1375302.51 | 15291130.194 |  | -1
node_8105002_200862604 |  |  | PQ | AN | 7199.558 | 8105002 | no | no |  |  | no |  |  | 1375294.834 | 15290970.744 |  | -1
node_8105002_200862605 |  |  | PQ | AN | 7199.558 | 8105002 | no | no |  |  | no |  |  | 1375297.857 | 15290806.894 |  | -1
node_8105002_200862606 |  |  | PQ | AN | 7199.558 | 8105002 | no | no |  |  | no |  |  | 1375193.142 | 15290673.125 |  | -1
node_8105002_200862607 |  |  | PQ | AN | 7199.558 | 8105002 | no | no |  |  | no |  |  | 1375110.367 | 15290566.988 |  | -1
node_8105002_200862609 |  |  | PQ | AN | 7199.558 | 8105002 | no | no |  |  | no |  |  | 1375001.743 | 15290544.708 |  | -1
node_8105002_200862610 |  |  | PQ | AN | 7199.558 | 8105002 | no | no |  |  | no |  |  | 1374881.426 | 15290622.448 |  | -1
node_8105002_200862769 |  |  | PQ | AN | 7199.558 | 8105002 | no | no |  |  | no |  |  | 1373020.763 | 15294014.425 |  | -1
node_8105002_200862771 |  |  | PQ | AN | 7199.558 | 8105002 | no | no |  |  | no |  |  | 1372871.862 | 15294087.624 |  | -1
node_8105002_200862772 |  |  | PQ | AN | 7199.558 | 8105002 | no | no |  |  | no |  |  | 1372695.366 | 15294189.657 |  | -1
node_8105002_200862773 |  |  | PQ | AN | 7199.558 | 8105002 | no | no |  |  | no |  |  | 1372595.921 | 15294292.91 |  | -1
node_8105002_200862774 |  |  | PQ | AN | 7199.558 | 8105002 | no | no |  |  | no |  |  | 1372516.187 | 15294378.412 |  | -1
node_8105002_200862775 |  |  | PQ | AN | 7199.558 | 8105002 | no | no |  |  | no |  |  | 1372384.839 | 15294534.823 |  | -1
node_8105002_200862776 |  |  | PQ | AN | 7199.558 | 8105002 | no | no |  |  | no |  |  | 1372221.849 | 15294595.639 |  | -1
node_8105002_200862777 |  |  | PQ | AN | 7199.558 | 8105002 | no | no |  |  | no |  |  | 1372155.517 | 15294547.405 |  | -1
node_8105002_200862778 |  |  | PQ | AN | 7199.558 | 8105002 | no | no |  |  | no |  |  | 1372154.611 | 15294458.667 |  | -1
node_8105002_200862944 |  |  | PQ | AN | 7199.558 | 8105002 | no | no |  |  | no |  |  | 1373955.7 | 15287442.826 |  | -1
node_8105002_200862945 |  |  | PQ | AN | 7199.558 | 8105002 | no | no |  |  | no |  |  | 1374208.62 | 15287462.856 |  | -1
node_8105002_200862946 |  |  | PQ | AN | 7199.558 | 8105002 | no | no |  |  | no |  |  | 1374385.292 | 15287493.391 |  | -1
node_8105002_200862947 |  |  | PQ | AN | 7199.558 | 8105002 | no | no |  |  | no |  |  | 1374520.615 | 15287523.06 |  | -1
node_8105002_200862948 |  |  | PQ | AN | 7199.558 | 8105002 | no | no |  |  | no |  |  | 1374688.132 | 15287527.991 |  | -1
node_8105002_200862950 |  |  | PQ | AN | 7199.558 | 8105002 | no | no |  |  | no |  |  | 1374855.98 | 15287502.89 |  | -1
node_8105002_200863022 |  |  | PQ | AN | 7199.558 | 8105002 | no | no |  |  | no |  |  | 1374873.931 | 15290683.798 |  | -1
node_8105002_200863023 |  |  | PQ | AN | 7199.558 | 8105002 | no | no |  |  | no |  |  | 1374883.384 | 15290856.845 |  | -1
node_8105002_200863024 |  |  | PQ | AN | 7199.558 | 8105002 | no | no |  |  | no |  |  | 1374921.884 | 15291022.933 |  | -1
node_8105002_200863476 |  |  | PQ | ABN | 7199.558 | 8105002 | no | no |  |  | no |  |  | 1373377.859 | 15294874.01 |  | -1
node_8105002_200863477 |  |  | PQ | ABN | 7199.558 | 8105002 | no | no |  |  | no |  |  | 1374726.336 | 15294765.983 |  | -1
node_8105002_200863478 |  |  | PQ | ABN | 7199.558 | 8105002 | no | no |  |  | no |  |  | 1374799.894 | 15294860.29 |  | -1
node_8105002_200863480 |  |  | PQ | ABN | 7199.558 | 8105002 | no | no |  |  | no |  |  | 1373547.177 | 15294903.738 |  | -1
node_8105002_200863484 |  |  | PQ | ABN | 7199.558 | 8105002 | no | no |  |  | no |  |  | 1373743.107 | 15294928.353 |  | -1
node_8105002_200863485 |  |  | PQ | ABN | 7199.558 | 8105002 | no | no |  |  | no |  |  | 1373883.617 | 15294879.307 |  | -1
node_8105002_200863486 |  |  | PQ | ABN | 7199.558 | 8105002 | no | no |  |  | no |  |  | 1374028.467 | 15294789.43 |  | -1
node_8105002_200863487 |  |  | PQ | ABN | 7199.558 | 8105002 | no | no |  |  | no |  |  | 1374179.635 | 15294776.332 |  | -1
node_8105002_200863488 |  |  | PQ | ABN | 7199.558 | 8105002 | no | no |  |  | no |  |  | 1374352.336 | 15294767.485 |  | -1
node_8105002_200863489 |  |  | PQ | ABN | 7199.558 | 8105002 | no | no |  |  | no |  |  | 1374501.652 | 15294758.795 |  | -1
node_8105002_200863490 |  |  | PQ | ABN | 7199.558 | 8105002 | no | no |  |  | no |  |  | 1374628.796 | 15294792.188 |  | -1
node_8105002_200864058 |  |  | PQ | ABCN | 7199.558 | 8105002 | no | no |  |  | no |  |  | 1376002.861 | 15292058.804 |  | -1
node_8105002_200864059 |  |  | PQ | ABCN | 7199.558 | 8105002 | no | no |  |  | no |  |  | 1375828.664 | 15292020.05 |  | -1
node_8105002_200864128 |  |  | PQ | ABCN | 7199.558 | 8105002 | no | no |  |  | no |  |  | 1372582.459 | 15292993.895 |  | -1
node_8105002_200864129 |  |  | PQ | ABCN | 7199.558 | 8105002 | no | no |  |  | no |  |  | 1373440.063 | 15293000.457 |  | -1
node_8105002_200864130 |  |  | PQ | ABCN | 7199.558 | 8105002 | no | no |  |  | no |  |  | 1373383.485 | 15293002.022 |  | -1
node_8105002_200864131 |  |  | PQ | ABCN | 7199.558 | 8105002 | no | no |  |  | no |  |  | 1373155.954 | 15292984.25 |  | -1
node_8105002_200864132 |  |  | PQ | ABCN | 7199.558 | 8105002 | no | no |  |  | no |  |  | 1372997.52 | 15292972.987 |  | -1
node_8105002_200864133 |  |  | PQ | ABCN | 7199.558 | 8105002 | no | no |  |  | no |  |  | 1372837.416 | 15292953.936 |  | -1
node_8105002_200864134 |  |  | PQ | ABCN | 7199.558 | 8105002 | no | no |  |  | no |  |  | 1372576.451 | 15292939.785 |  | -1
node_8105002_200864135 |  |  | PQ | AN | 7199.558 | 8105002 | no | no |  |  | no |  |  | 1372570.025 | 15292915.167 |  | -1
node_8105002_200864136 |  |  | PQ | AN | 7199.558 | 8105002 | no | no |  |  | no |  |  | 1372592.453 | 15292769.285 |  | -1
node_8105002_200864137 |  |  | PQ | AN | 7199.558 | 8105002 | no | no |  |  | no |  |  | 1372671.141 | 15292621.622 |  | -1
node_8105002_200864507 |  |  | PQ | ABCN | 7199.558 | 8105002 | no | no |  |  | no |  |  | 1375139.55 | 15281930.954 |  | -1
node_8105002_200864591 |  |  | PQ | ABCN | 7199.558 | 8105002 | no | no |  |  | no |  |  | 1375387.096 | 15291297.619 |  | -1
node_8105002_200864592 |  |  | PQ | ABCN | 7199.558 | 8105002 | no | no |  |  | no |  |  | 1375557.931 | 15291288.979 |  | -1
node_8105002_200864593 |  |  | PQ | ABCN | 7199.558 | 8105002 | no | no |  |  | no |  |  | 1375557.363 | 15291243.785 |  | -1
node_8105002_200864594 |  |  | PQ | ABCN | 7199.558 | 8105002 | no | no |  |  | no |  |  | 1375609.635 | 15291234.502 |  | -1
node_8105002_200864595 |  |  | PQ | ABCN | 7199.558 | 8105002 | no | no |  |  | no |  |  | 1375564.34 | 15291175.008 |  | -1
node_8105002_200864596 |  |  | PQ | ABCN | 7199.558 | 8105002 | no | no |  |  | no |  |  | 1375572.283 | 15291098.64 |  | -1
node_8105002_200864597 |  |  | PQ | ABCN | 7199.558 | 8105002 | no | no |  |  | no |  |  | 1375593.622 | 15291287.596 |  | -1
node_8105002_200865047 |  |  | PQ | ABCN | 7199.558 | 8105002 | no | no |  |  | no |  |  | 1373665.569 | 15292766.86 |  | -1
node_8105002_200865048 |  |  | PQ | AN | 7199.558 | 8105002 | no | no |  |  | no |  |  | 1372703.125 | 15292498.613 |  | -1
node_8105002_200865049 |  |  | PQ | ABCN | 7199.558 | 8105002 | no | no |  |  | no |  |  | 1373483.787 | 15292734.693 |  | -1
node_8105002_200865050 |  |  | PQ | ABCN | 7199.558 | 8105002 | no | no |  |  | no |  |  | 1373299.021 | 15292698.726 |  | -1
node_8105002_200865051 |  |  | PQ | ABCN | 7199.558 | 8105002 | no | no |  |  | no |  |  | 1373253.696 | 15292548.409 |  | -1
node_8105002_200865052 |  |  | PQ | AN | 7199.558 | 8105002 | no | no |  |  | no |  |  | 1373212.027 | 15292741.231 |  | -1
node_8105002_200865057 |  |  | PQ | AN | 7199.558 | 8105002 | no | no |  |  | no |  |  | 1373185.37 | 15292551.013 |  | -1
node_8105002_200865058 |  |  | PQ | AN | 7199.558 | 8105002 | no | no |  |  | no |  |  | 1373149.131 | 15292530.309 |  | -1
node_8105002_200865059 |  |  | PQ | AN | 7199.558 | 8105002 | no | no |  |  | no |  |  | 1373007.446 | 15292515.578 |  | -1
node_8105002_200865060 |  |  | PQ | AN | 7199.558 | 8105002 | no | no |  |  | no |  |  | 1372897.159 | 15292515.06 |  | -1
node_8105002_200865061 |  |  | PQ | ABCN | 7199.558 | 8105002 | no | no |  |  | no |  |  | 1374297.137 | 15291863.169 |  | -1
node_8105002_200865062 |  |  | PQ | ABCN | 7199.558 | 8105002 | no | no |  |  | no |  |  | 1372786.679 | 15293326.678 |  | -1
node_8105002_200865074 |  |  | PQ | ABCN | 7199.558 | 8105002 | no | no |  |  | no |  |  | 1374404.111 | 15292096.143 |  | -1
node_8105002_200865076 |  |  | PQ | ABCN | 7199.558 | 8105002 | no | no |  |  | no |  |  | 1374193.665 | 15292318.551 |  | -1
node_8105002_200865077 |  |  | PQ | ABCN | 7199.558 | 8105002 | no | no |  |  | no |  |  | 1374216.18 | 15292129.373 |  | -1
node_8105002_200865078 |  |  | PQ | ABCN | 7199.558 | 8105002 | no | no |  |  | no |  |  | 1374220.038 | 15291828.143 |  | -1
node_8105002_200865471 |  |  | PQ | ABCN | 7199.558 | 8105002 | no | no |  |  | no |  |  | 1375437.993 | 15291911.391 |  | -1
node_8105002_200865474 |  |  | PQ | ABCN | 7199.558 | 8105002 | no | no |  |  | no |  |  | 1375306.593 | 15291915.347 |  | -1
node_8105002_200865475 |  |  | PQ | ABCN | 7199.558 | 8105002 | no | no |  |  | no |  |  | 1375122.051 | 15291908.626 |  | -1
node_8105002_200865478 |  |  | PQ | ABCN | 7199.558 | 8105002 | no | no |  |  | no |  |  | 1374977.13 | 15291923.274 |  | -1
node_8105002_200865479 |  |  | PQ | ABCN | 7199.558 | 8105002 | no | no |  |  | no |  |  | 1375046.557 | 15291882.044 |  | -1
node_8105002_200865481 |  |  | PQ | ABCN | 7199.558 | 8105002 | no | no |  |  | no |  |  | 1374904.673 | 15291932.564 |  | -1
node_8105002_200865482 |  |  | PQ | ABCN | 7199.558 | 8105002 | no | no |  |  | no |  |  | 1374779.067 | 15291968.594 |  | -1
node_8105002_200865485 |  |  | PQ | ABCN | 7199.558 | 8105002 | no | no |  |  | no |  |  | 1374593.856 | 15292037.104 |  | -1
node_8105002_200865486 |  |  | PQ | ABCN | 7199.558 | 8105002 | no | no |  |  | no |  |  | 1374451.246 | 15292108.496 |  | -1
node_8105002_200865487 |  |  | PQ | ABCN | 7199.558 | 8105002 | no | no |  |  | no |  |  | 1374312.656 | 15292205.513 |  | -1
node_8105002_200865488 |  |  | PQ | ABCN | 7199.558 | 8105002 | no | no |  |  | no |  |  | 1374061.063 | 15292435.774 |  | -1
node_8105002_200865489 |  |  | PQ | ABCN | 7199.558 | 8105002 | no | no |  |  | no |  |  | 1373866.639 | 15292435.931 |  | -1
node_8105002_200865490 |  |  | PQ | ABCN | 7199.558 | 8105002 | no | no |  |  | no |  |  | 1373932.756 | 15292561.134 |  | -1
node_8105002_200865491 |  |  | PQ | ABCN | 7199.558 | 8105002 | no | no |  |  | no |  |  | 1373797.844 | 15292668.984 |  | -1
node_8105002_200865493 |  |  | PQ | ABCN | 7199.558 | 8105002 | no | no |  |  | no |  |  | 1373706.276 | 15292768.239 |  | -1
node_8105002_200865494 |  |  | PQ | ABCN | 7199.558 | 8105002 | no | no |  |  | no |  |  | 1373698.651 | 15292834.568 |  | -1
node_8105002_200865495 |  |  | PQ | ABCN | 7199.558 | 8105002 | no | no |  |  | no |  |  | 1373726.331 | 15292816.163 |  | -1
node_8105002_200865496 |  |  | PQ | ABCN | 7199.558 | 8105002 | no | no |  |  | no |  |  | 1373595.298 | 15292923.408 |  | -1
node_8105002_200865497 |  |  | PQ | ABCN | 7199.558 | 8105002 | no | no |  |  | no |  |  | 1373508.144 | 15293006.514 |  | -1
node_8105002_200865498 |  |  | PQ | ABCN | 7199.558 | 8105002 | no | no |  |  | no |  |  | 1373371.079 | 15293130.625 |  | -1
node_8105002_200865499 |  |  | PQ | ABCN | 7199.558 | 8105002 | no | no |  |  | no |  |  | 1373234.271 | 15293255.141 |  | -1
node_8105002_200865500 |  |  | PQ | ABCN | 7199.558 | 8105002 | no | no |  |  | no |  |  | 1373151.151 | 15293335.603 |  | -1
node_8105002_200865501 |  |  | PQ | ABCN | 7199.558 | 8105002 | no | no |  |  | no |  |  | 1373057.002 | 15293420.212 |  | -1
node_8105002_200865505 |  |  | PQ | ABCN | 7199.558 | 8105002 | no | no |  |  | no |  |  | 1372910.631 | 15293502.054 |  | -1
node_8105002_200865506 |  |  | PQ | ABCN | 7199.558 | 8105002 | no | no |  |  | no |  |  | 1372761.503 | 15293590.581 |  | -1
node_8105002_200865507 |  |  | PQ | ABCN | 7199.558 | 8105002 | no | no |  |  | no |  |  | 1372725.522 | 15293523.038 |  | -1
node_8105002_200865509 |  |  | PQ | ABCN | 7199.558 | 8105002 | no | no |  |  | no |  |  | 1372614.121 | 15293657.291 |  | -1
node_8105002_200865510 |  |  | PQ | ABCN | 7199.558 | 8105002 | no | no |  |  | no |  |  | 1372469.669 | 15293713.724 |  | -1
node_8105002_200865511 |  |  | PQ | ABCN | 7199.558 | 8105002 | no | no |  |  | no |  |  | 1372378.625 | 15293773.895 |  | -1
node_8105002_200865512 |  |  | PQ | ABCN | 7199.558 | 8105002 | no | no |  |  | no |  |  | 1372175.92 | 15293875.116 |  | -1
node_8105002_200866508 |  |  | PQ | AN | 7199.558 | 8105002 | no | no |  |  | no |  |  | 1373707.836 | 15289052.373 |  | -1
node_8105002_200866509 |  |  | PQ | AN | 7199.558 | 8105002 | no | no |  |  | no |  |  | 1374000.108 | 15289089.478 |  | -1
node_8105002_200866510 |  |  | PQ | AN | 7199.558 | 8105002 | no | no |  |  | no |  |  | 1373900.384 | 15289024.405 |  | -1
node_8105002_200866511 |  |  | PQ | AN | 7199.558 | 8105002 | no | no |  |  | no |  |  | 1373866.765 | 15289239.635 |  | -1
node_8105002_200866512 |  |  | PQ | AN | 7199.558 | 8105002 | no | no |  |  | no |  |  | 1373484.171 | 15289144.269 |  | -1
node_8105002_200866514 |  |  | PQ | AN | 7199.558 | 8105002 | no | no |  |  | no |  |  | 1373608.142 | 15289381.732 |  | -1
node_8105002_200866515 |  |  | PQ | AN | 7199.558 | 8105002 | no | no |  |  | no |  |  | 1373149.536 | 15289697.75 |  | -1
node_8105002_200866516 |  |  | PQ | AN | 7199.558 | 8105002 | no | no |  |  | no |  |  | 1372901.065 | 15289683.545 |  | -1
node_8105002_200866517 |  |  | PQ | AN | 7199.558 | 8105002 | no | no |  |  | no |  |  | 1372587.387 | 15289495.578 |  | -1
node_8105002_200866748 |  |  | PQ | ABCN | 7199.558 | 8105002 | no | no |  |  | no |  |  | 1374985.427 | 15289692.394 |  | -1
node_8105002_200866749 |  |  | PQ | ABCN | 7199.558 | 8105002 | no | no |  |  | no |  |  | 1375059.508 | 15289505.562 |  | -1
node_8105002_200866750 |  |  | PQ | ABCN | 7199.558 | 8105002 | no | no |  |  | no |  |  | 1375269.533 | 15289418.257 |  | -1
node_8105002_200866751 |  |  | PQ | ABCN | 7199.558 | 8105002 | no | no |  |  | no |  |  | 1375482.19 | 15289329.033 |  | -1
node_8105002_200866752 |  |  | PQ | ABCN | 7199.558 | 8105002 | no | no |  |  | no |  |  | 1375435.803 | 15289282.861 |  | -1
node_8105002_200866753 |  |  | PQ | ABCN | 7199.558 | 8105002 | no | no |  |  | no |  |  | 1375336.699 | 15289173.639 |  | -1
node_8105002_200866756 |  |  | PQ | ABCN | 7199.558 | 8105002 | no | no |  |  | no |  |  | 1375179.668 | 15282025.593 |  | -1
node_8105002_200866757 |  |  | PQ | ABCN | 7199.558 | 8105002 | no | no |  |  | no |  |  | 1375124.285 | 15282189.183 |  | -1
node_8105002_200866758 |  |  | PQ | ABCN | 7199.558 | 8105002 | no | no |  |  | no |  |  | 1375063.601 | 15282363.888 |  | -1
node_8105002_200866759 |  |  | PQ | ABCN | 7199.558 | 8105002 | no | no |  |  | no |  |  | 1374885.001 | 15282372.459 |  | -1
node_8105002_200866760 |  |  | PQ | ABCN | 7199.558 | 8105002 | no | no |  |  | no |  |  | 1374875.894 | 15282545.937 |  | -1
node_8105002_200866761 |  |  | PQ | ABCN | 7199.558 | 8105002 | no | no |  |  | no |  |  | 1374578.015 | 15282535.254 |  | -1
node_8105002_200866762 |  |  | PQ | ABCN | 7199.558 | 8105002 | no | no |  |  | no |  |  | 1374319.653 | 15282520.088 |  | -1
node_8105002_200866763 |  |  | PQ | ABCN | 7199.558 | 8105002 | no | no |  |  | no |  |  | 1374021.32 | 15282507.741 |  | -1
node_8105002_200866817 |  |  | PQ | AN | 7199.558 | 8105002 | no | no |  |  | no |  |  | 1375674.717 | 15292923.634 |  | -1
node_8105002_200866818 |  |  | PQ | AN | 7199.558 | 8105002 | no | no |  |  | no |  |  | 1375698.534 | 15292737.276 |  | -1
node_8105002_200866819 |  |  | PQ | AN | 7199.558 | 8105002 | no | no |  |  | no |  |  | 1375718.331 | 15292306.963 |  | -1
node_8105002_200866820 |  |  | PQ | AN | 7199.558 | 8105002 | no | no |  |  | no |  |  | 1375736.547 | 15292147.769 |  | -1
node_8105002_200866821 |  |  | PQ | ABCN | 7199.558 | 8105002 | no | no |  |  | no |  |  | 1375758.378 | 15292040.712 |  | -1
node_8105002_200866822 |  |  | PQ | ABCN | 7199.558 | 8105002 | no | no |  |  | no |  |  | 1375789.53 | 15291700.668 |  | -1
node_8105002_200866823 |  |  | PQ | ABCN | 7199.558 | 8105002 | no | no |  |  | no |  |  | 1375812.446 | 15291456.905 |  | -1
node_8105002_200866824 |  |  | PQ | ABCN | 7199.558 | 8105002 | no | no |  |  | no |  |  | 1375823.602 | 15291417.99 |  | -1
node_8105002_200866825 |  |  | PQ | ABCN | 7199.558 | 8105002 | no | no |  |  | no |  |  | 1375851.48 | 15291189.259 |  | -1
node_8105002_200866826 |  |  | PQ | ABCN | 7199.558 | 8105002 | no | no |  |  | no |  |  | 1375880.938 | 15290995.702 |  | -1
node_8105002_200866833 |  |  | PQ | AN | 7199.558 | 8105002 | no | no |  |  | no |  |  | 1375676.365 | 15293108.658 |  | -1
node_8105002_200866834 |  |  | PQ | AN | 7199.558 | 8105002 | no | no |  |  | no |  |  | 1375614.209 | 15293135.163 |  | -1
node_8105002_200866835 |  |  | PQ | AN | 7199.558 | 8105002 | no | no |  |  | no |  |  | 1375421.114 | 15293124.323 |  | -1
node_8105002_200866836 |  |  | PQ | AN | 7199.558 | 8105002 | no | no |  |  | no |  |  | 1375160.471 | 15293143.594 |  | -1
node_8105002_200866837 |  |  | PQ | AN | 7199.558 | 8105002 | no | no |  |  | no |  |  | 1374948.713 | 15293122.9 |  | -1
node_8105002_200866842 |  |  | PQ | ABCN | 7199.558 | 8105002 | no | no |  |  | no |  |  | 1375842.154 | 15291705.97 |  | -1
node_8105002_200866843 |  |  | PQ | ABCN | 7199.558 | 8105002 | no | no |  |  | no |  |  | 1376112.426 | 15291858.534 |  | -1
node_8105002_200866844 |  |  | PQ | ABCN | 7199.558 | 8105002 | no | no |  |  | no |  |  | 1376276.949 | 15291932.782 |  | -1
node_8105002_200866845 |  |  | PQ | ABCN | 7199.558 | 8105002 | no | no |  |  | no |  |  | 1376395.231 | 15291993.98 |  | -1
node_8105002_200866846 |  |  | PQ | ABCN | 7199.558 | 8105002 | no | no |  |  | no |  |  | 1376518.821 | 15292016.223 |  | -1
node_8105002_200866873 |  |  | PQ | AN | 7199.558 | 8105002 | no | no |  |  | no |  |  | 1374856.432 | 15286675.741 |  | -1
node_8105002_200866874 |  |  | PQ | AN | 7199.558 | 8105002 | no | no |  |  | no |  |  | 1373996.263 | 15285481.591 |  | -1
node_8105002_200866877 |  |  | PQ | ABCN | 7199.558 | 8105002 | no | no |  |  | no |  |  | 1375726.735 | 15290912.494 |  | -1
node_8105002_200866878 |  |  | PQ | ABCN | 7199.558 | 8105002 | no | no |  |  | no |  |  | 1375612.277 | 15290735.638 |  | -1
node_8105002_200866879 |  |  | PQ | ABCN | 7199.558 | 8105002 | no | no |  |  | no |  |  | 1375557.358 | 15290648.835 |  | -1
node_8105002_200866880 |  |  | PQ | ABCN | 7199.558 | 8105002 | no | no |  |  | no |  |  | 1375477.424 | 15290583.675 |  | -1
node_8105002_200866882 |  |  | PQ | ABCN | 7199.558 | 8105002 | no | no |  |  | no |  |  | 1375381.442 | 15290460.082 |  | -1
node_8105002_200866883 |  |  | PQ | ABCN | 7199.558 | 8105002 | no | no |  |  | no |  |  | 1375271.251 | 15290327.12 |  | -1
node_8105002_200866885 |  |  | PQ | ABCN | 7199.558 | 8105002 | no | no |  |  | no |  |  | 1375172.557 | 15290198.542 |  | -1
node_8105002_200866887 |  |  | PQ | ABCN | 7199.558 | 8105002 | no | no |  |  | no |  |  | 1375061.501 | 15290054.966 |  | -1
node_8105002_200866888 |  |  | PQ | ABCN | 7199.558 | 8105002 | no | no |  |  | no |  |  | 1374945.267 | 15289915.002 |  | -1
node_8105002_200866889 |  |  | PQ | ABCN | 7199.558 | 8105002 | no | no |  |  | no |  |  | 1374851.954 | 15289781.884 |  | -1
node_8105002_200866890 |  |  | PQ | ABCN | 7199.558 | 8105002 | no | no |  |  | no |  |  | 1374753.235 | 15289651.926 |  | -1
node_8105002_200866891 |  |  | PQ | ABCN | 7199.558 | 8105002 | no | no |  |  | no |  |  | 1374581.847 | 15289549.305 |  | -1
node_8105002_200866892 |  |  | PQ | ABCN | 7199.558 | 8105002 | no | no |  |  | no |  |  | 1374413.156 | 15289435.049 |  | -1
node_8105002_200866893 |  |  | PQ | ABCN | 7199.558 | 8105002 | no | no |  |  | no |  |  | 1374337.654 | 15289249.355 |  | -1
node_8105002_200866894 |  |  | PQ | AN | 7199.558 | 8105002 | no | no |  |  | no |  |  | 1374197.833 | 15289322.245 |  | -1
node_8105002_200866895 |  |  | PQ | ABCN | 7199.558 | 8105002 | no | no |  |  | no |  |  | 1374248.984 | 15289005.588 |  | -1
node_8105002_200866896 |  |  | PQ | ABCN | 7199.558 | 8105002 | no | no |  |  | no |  |  | 1374171.326 | 15288817.613 |  | -1
node_8105002_200866897 |  |  | PQ | ABCN | 7199.558 | 8105002 | no | no |  |  | no |  |  | 1374099.13 | 15288631.549 |  | -1
node_8105002_200866898 |  |  | PQ | ABCN | 7199.558 | 8105002 | no | no |  |  | no |  |  | 1374026.93 | 15288462.606 |  | -1
node_8105002_200866899 |  |  | PQ | ABCN | 7199.558 | 8105002 | no | no |  |  | no |  |  | 1373954.997 | 15288266.272 |  | -1
node_8105002_200866900 |  |  | PQ | ABCN | 7199.558 | 8105002 | no | no |  |  | no |  |  | 1373877.804 | 15288082.187 |  | -1
node_8105002_200866901 |  |  | PQ | ABCN | 7199.558 | 8105002 | no | no |  |  | no |  |  | 1373869.142 | 15287880.12 |  | -1
node_8105002_200866902 |  |  | PQ | ABCN | 7199.558 | 8105002 | no | no |  |  | no |  |  | 1373864.154 | 15287698.455 |  | -1
node_8105002_200866903 |  |  | PQ | ABCN | 7199.558 | 8105002 | no | no |  |  | no |  |  | 1373854.217 | 15287517.939 |  | -1
node_8105002_200866904 |  |  | PQ | AN | 7199.558 | 8105002 | no | no |  |  | no |  |  | 1373989.807 | 15287536.698 |  | -1
node_8105002_200866905 |  |  | PQ | AN | 7199.558 | 8105002 | no | no |  |  | no |  |  | 1374214.019 | 15287583.091 |  | -1
node_8105002_200866906 |  |  | PQ | ABCN | 7199.558 | 8105002 | no | no |  |  | no |  |  | 1373854.828 | 15287431.036 |  | -1
node_8105002_200866907 |  |  | PQ | ABCN | 7199.558 | 8105002 | no | no |  |  | no |  |  | 1373848.277 | 15287298.793 |  | -1
node_8105002_200866908 |  |  | PQ | ABCN | 7199.558 | 8105002 | no | no |  |  | no |  |  | 1373877.111 | 15287095.768 |  | -1
node_8105002_200866910 |  |  | PQ | ABCN | 7199.558 | 8105002 | no | no |  |  | no |  |  | 1373842.823 | 15286977.558 |  | -1
node_8105002_200866911 |  |  | PQ | ABCN | 7199.558 | 8105002 | no | no |  |  | no |  |  | 1373771.831 | 15286838.085 |  | -1
node_8105002_200866912 |  |  | PQ | ABCN | 7199.558 | 8105002 | no | no |  |  | no |  |  | 1373727.544 | 15286735.126 |  | -1
node_8105002_200866913 |  |  | PQ | ABCN | 7199.558 | 8105002 | no | no |  |  | no |  |  | 1373676.605 | 15286657.657 |  | -1
node_8105002_200866914 |  |  | PQ | ABCN | 7199.558 | 8105002 | no | no |  |  | no |  |  | 1373614.506 | 15286501.561 |  | -1
node_8105002_200866915 |  |  | PQ | ABCN | 7199.558 | 8105002 | no | no |  |  | no |  |  | 1373586.539 | 15286432.628 |  | -1
node_8105002_200866916 |  |  | PQ | ABCN | 7199.558 | 8105002 | no | no |  |  | no |  |  | 1373503.209 | 15286225.826 |  | -1
node_8105002_200866917 |  |  | PQ | ABCN | 7199.558 | 8105002 | no | no |  |  | no |  |  | 1373494.403 | 15286145.475 |  | -1
node_8105002_200866918 |  |  | PQ | AN | 7199.558 | 8105002 | no | no |  |  | no |  |  | 1373293.699 | 15286128.154 |  | -1
node_8105002_200866919 |  |  | PQ | AN | 7199.558 | 8105002 | no | no |  |  | no |  |  | 1373139.311 | 15286165.983 |  | -1
node_8105002_200866920 |  |  | PQ | ABCN | 7199.558 | 8105002 | no | no |  |  | no |  |  | 1373494.46 | 15285967.958 |  | -1
node_8105002_200866921 |  |  | PQ | ABCN | 7199.558 | 8105002 | no | no |  |  | no |  |  | 1373500.778 | 15285788.45 |  | -1
node_8105002_200866922 |  |  | PQ | ABCN | 7199.558 | 8105002 | no | no |  |  | no |  |  | 1373496.742 | 15285606.292 |  | -1
node_8105002_200866923 |  |  | PQ | ABCN | 7199.558 | 8105002 | no | no |  |  | no |  |  | 1373490.328 | 15285406.363 |  | -1
node_8105002_200866924 |  |  | PQ | AN | 7199.558 | 8105002 | no | no |  |  | no |  |  | 1373552.703 | 15285427.554 |  | -1
node_8105002_200866925 |  |  | PQ | ABCN | 7199.558 | 8105002 | no | no |  |  | no |  |  | 1373489.678 | 15285302.88 |  | -1
node_8105002_200866926 |  |  | PQ | ABCN | 7199.558 | 8105002 | no | no |  |  | no |  |  | 1373489.485 | 15285129.779 |  | -1
node_8105002_200866927 |  |  | PQ | ABCN | 7199.558 | 8105002 | no | no |  |  | no |  |  | 1373490.62 | 15284960.359 |  | -1
node_8105002_200866928 |  |  | PQ | AN | 7199.558 | 8105002 | no | no |  |  | no |  |  | 1373559.448 | 15284883.633 |  | -1
node_8105002_200866929 |  |  | PQ | ABCN | 7199.558 | 8105002 | no | no |  |  | no |  |  | 1373488.894 | 15284784.22 |  | -1
node_8105002_200866931 |  |  | PQ | ABCN | 7199.558 | 8105002 | no | no |  |  | no |  |  | 1373494.416 | 15284618.874 |  | -1
node_8105002_200866932 |  |  | PQ | ABCN | 7199.558 | 8105002 | no | no |  |  | no |  |  | 1373495.552 | 15284458.471 |  | -1
node_8105002_200866934 |  |  | PQ | ABCN | 7199.558 | 8105002 | no | no |  |  | no |  |  | 1373573.632 | 15284339.789 |  | -1
node_8105002_200866936 |  |  | PQ | ABCN | 7199.558 | 8105002 | no | no |  |  | no |  |  | 1373583.629 | 15284138.525 |  | -1
node_8105002_200866937 |  |  | PQ | ABCN | 7199.558 | 8105002 | no | no |  |  | no |  |  | 1373604.083 | 15283953.895 |  | -1
node_8105002_200866938 |  |  | PQ | ABCN | 7199.558 | 8105002 | no | no |  |  | no |  |  | 1373622.576 | 15283776.164 |  | -1
node_8105002_200866940 |  |  | PQ | ABCN | 7199.558 | 8105002 | no | no |  |  | no |  |  | 1373638.388 | 15283543.398 |  | -1
node_8105002_200866941 |  |  | PQ | ABCN | 7199.558 | 8105002 | no | no |  |  | no |  |  | 1373641.35 | 15283347.45 |  | -1
node_8105002_200866942 |  |  | PQ | ABCN | 7199.558 | 8105002 | no | no |  |  | no |  |  | 1373630.332 | 15283180.577 |  | -1
node_8105002_200866943 |  |  | PQ | ABCN | 7199.558 | 8105002 | no | no |  |  | no |  |  | 1373596.528 | 15282998.583 |  | -1
node_8105002_200866944 |  |  | PQ | ABCN | 7199.558 | 8105002 | no | no |  |  | no |  |  | 1373621.431 | 15282832.94 |  | -1
node_8105002_200866946 |  |  | PQ | ABCN | 7199.558 | 8105002 | no | no |  |  | no |  |  | 1373685.579 | 15282622.498 |  | -1
node_8105002_200866947 |  |  | PQ | ABCN | 7199.558 | 8105002 | no | no |  |  | no |  |  | 1373729.791 | 15282494.592 |  | -1
node_8105002_200866948 |  |  | PQ | ABCN | 7199.558 | 8105002 | no | no |  |  | no |  |  | 1373765.077 | 15282413.056 |  | -1
node_8105002_200866949 |  |  | PQ | ABCN | 7199.558 | 8105002 | no | no |  |  | no |  |  | 1373831.933 | 15282214.476 |  | -1
node_8105002_200866952 |  |  | PQ | ABCN | 7199.558 | 8105002 | no | no |  |  | no |  |  | 1373918.008 | 15281978.005 |  | -1
node_8105002_200866954 |  |  | PQ | ABCN | 7199.558 | 8105002 | no | no |  |  | no |  |  | 1373933.561 | 15281819.781 |  | -1
node_8105002_200917467 |  |  | PQ | ABCN | 7199.558 | 8105002 | no | no |  |  | no |  |  | 1373759.083 | 15291200.685 |  | -1
node_8105002_200917468 |  |  | PQ | ABCN | 7199.558 | 8105002 | no | no |  |  | no |  |  | 1373934.48 | 15281667.029 |  | -1
node_8105002_200950118 |  |  | PQ | ABCN | 7199.558 | 8105002 | no | no |  |  | no |  |  | 1372992.418 | 15291765.221 |  | -1
node_8105002_200951609 |  |  | PQ | ABCN | 7199.558 | 8105002 | no | no |  |  | no |  |  | 1373589.945 | 15291737.585 |  | -1
node_8105002_200952491 |  |  | PQ | ABCN | 7199.558 | 8105002 | no | no |  |  | no |  |  | 1375794.23 | 15291998.551 |  | -1
node_8105002_200962990 |  |  | PQ | ABCN | 7199.558 | 8105002 | no | no |  |  | no |  |  | 1372779.249 | 15293443.894 |  | -1
node_8105002_200977140 |  |  | PQ | ABCN | 7199.558 | 8105002 | no | no |  |  | no |  |  | 1373195.856 | 15292244.429 |  | -1
node_8105002_200977141 |  |  | PQ | ABCN | 7199.558 | 8105002 | no | no |  |  | no |  |  | 1373197.711 | 15292464.127 |  | -1
node_8105002_200978968 |  |  | PQ | AN | 7199.558 | 8105002 | no | no |  |  | no |  |  | 1373940.466 | 15283374.323 |  | -1
node_8105002_200983596 |  |  | PQ | ABCN | 7199.558 | 8105002 | no | no |  |  | no |  |  | 1373153.2 | 15292463.134 |  | -1
node_8105002_201004294 |  |  | PQ | AN | 7199.558 | 8105002 | no | no |  |  | no |  |  | 1375449.051 | 15292230.181 |  | -1
node_8105002_201004295 |  |  | PQ | ABCN | 7199.558 | 8105002 | no | no |  |  | no |  |  | 1375415.551 | 15292086.254 |  | -1
node_8105002_201010926 |  |  | PQ | ABCN | 2771.281 | 8105002 | no | no |  |  | no |  |  | 1374735.812 | 15296565.936 |  | -1
node_8105002_201025359 |  |  | PQ | ABCN | 7199.558 | 8105002 | no | no |  |  | no |  |  | 1375712.021 | 15292064.736 |  | -1
node_8105002_201025360 |  |  | PQ | ABCN | 7199.558 | 8105002 | no | no |  |  | no |  |  | 1375724.681 | 15291977.946 |  | -1
node_8105002_201025497 |  |  | PQ | ABCN | 7199.558 | 8105002 | no | no |  |  | no |  |  | 1375782.447 | 15291928.966 |  | -1
node_8105002_201027878 |  |  | PQ | ABCN | 7199.558 | 8105002 | no | no |  |  | no |  |  | 1372777.678 | 15292267.478 |  | -1
node_8105002_201042555 |  |  | PQ | AN | 7199.558 | 8105002 | no | no |  |  | no |  |  | 1375849.79 | 15291598.125 |  | -1
node_8105002_201042556 |  |  | PQ | AN | 7199.558 | 8105002 | no | no |  |  | no |  |  | 1376144.83 | 15291589.514 |  | -1
node_8105002_201042557 |  |  | PQ | AN | 7199.558 | 8105002 | no | no |  |  | no |  |  | 1376331.528 | 15291586.076 |  | -1
node_8105002_201042558 |  |  | PQ | AN | 7199.558 | 8105002 | no | no |  |  | no |  |  | 1376503.279 | 15291561.495 |  | -1
node_8105002_201044847 |  |  | PQ | ABCN | 7199.558 | 8105002 | no | no |  |  | no |  |  | 1375607.1 | 15291952.717 |  | -1
node_8105002_201051535 |  |  | PQ | ABCN | 7199.558 | 8105002 | no | no |  |  | no |  |  | 1372713.27 | 15292226.269 |  | -1
node_8105002_201055009 |  |  | PQ | ABCN | 7199.558 | 8105002 | no | no |  |  | no |  |  | 1373290.799 | 15292100.733 |  | -1
node_8105002_201058125 |  |  | PQ | ABCN | 7199.558 | 8105002 | no | no |  |  | no |  |  | 1375848.164 | 15290973.919 |  | -1
node_8105002_201062689 |  |  | PQ | ABCN | 7199.558 | 8105002 | no | no |  |  | no |  |  | 1375307.906 | 15291949.215 |  | -1
node_8105002_201063867 |  |  | PQ | AN | 7199.558 | 8105002 | no | no |  |  | no |  |  | 1374826.113 | 15295937.249 |  | -1
node_8105002_201065565 |  |  | PQ | ABCN | 7199.558 | 8105002 | no | no |  |  | no |  |  | 1375326.594 | 15291442.11 |  | -1
node_8105002_310051073 |  |  | PQ | ABCN | 7199.558 | 8105002 | no | no |  |  | no |  |  | 1373373.861 | 15291642.932 |  | -1
node_8105002_311899697 |  |  | PQ | ABCD | 2771.281 | 8105002 | no | no |  |  | no |  |  | 1375185.38 | 15296375.294 |  | -1
node_8105002_311899698 |  |  | PQ | ABCD | 2771.281 | 8105002 | no | no |  |  | no |  |  | 1375197.095 | 15296372.092 |  | -1
node_8105002_311901261 |  |  | PQ | ABCN | 7199.558 | 8105002 | no | no |  |  | no |  |  | 1373120.013 | 15291953.279 |  | -1
node_8105002_311998186 |  |  | PQ | AN | 7199.558 | 8105002 | no | no |  |  | no |  |  | 1374958.284 | 15287418.496 |  | -1
node_8105002_312153693 |  |  | PQ | ABCN | 7199.558 | 8105002 | no | no |  |  | no |  |  | 1375870.792 | 15289621.17 |  | -1
node_8105002_312153694 |  |  | PQ | ABCN | 7199.558 | 8105002 | no | no |  |  | no |  |  | 1375871.194 | 15289432.06 |  | -1
node_8105002_312153696 |  |  | PQ | ABCN | 7199.558 | 8105002 | no | no |  |  | no |  |  | 1375879.012 | 15289279.562 |  | -1
node_220465397 |  |  | PQ | ABCN | 2771.281 | 8105002 | no | no |  |  | no |  |  | 1374920.147 | 15296055.586 |  | -1
node_311907633 |  |  | PQ | ABCN | 7199.558 | 8105002 | no | no |  |  | no |  |  | 1374910.802 | 15296048.829 |  | -1
node_SOURCE_8105002 |  |  | SWING | ABCN | 7199.558 | 8105002 | no | no |  |  | no |  |  | 1375266.855 | 15282352.006 |  | -1
node_intto1_8105002_200859840 |  |  | PQ | ABCN | 7199.558 | 8105002 | no | no |  |  | no |  |  | 1373910.988 | 15291547.456 |  | -1
node_intto1_8105002_200860153 |  |  | PQ | ABN | 7199.558 | 8105002 | no | no |  |  | no |  |  | 1374923.138 | 15294915.699 |  | -1
node_intto1_8105002_200861057 |  |  | PQ | ABCN | 7199.558 | 8105002 | no | no |  |  | no |  |  | 1373013.723 | 15293778.823 |  | -1
node_intto1_8105002_200861065 |  |  | PQ | ABCN | 7199.558 | 8105002 | no | no |  |  | no |  |  | 1374777.075 | 15295952.134 |  | -1
node_intto1_8105002_200861069 |  |  | PQ | AD | 2771.281 | 8105002 | no | no |  |  | no |  |  | 1375035.443 | 15296141.76 |  | -1
node_intto1_8105002_200861079 |  |  | PQ | ABCN | 7199.558 | 8105002 | no | no |  |  | no |  |  | 1373085.358 | 15294449.412 |  | -1
node_intto1_8105002_200861080 |  |  | PQ | ABCN | 7199.558 | 8105002 | no | no |  |  | no |  |  | 1372930.196 | 15294519.295 |  | -1
node_intto1_8105002_200861081 |  |  | PQ | ABCD | 2771.281 | 8105002 | no | no |  |  | no |  |  | 1372769.207 | 15294586.567 |  | -1
node_intto1_8105002_200861087 |  |  | PQ | ABCN | 7199.558 | 8105002 | no | no |  |  | no |  |  | 1373345.616 | 15295042.076 |  | -1
node_intto1_8105002_200861889 |  |  | PQ | ABCN | 7199.558 | 8105002 | no | no |  |  | no |  |  | 1373861.841 | 15292081.033 |  | -1
node_intto1_8105002_200861916 |  |  | PQ | ABCN | 7199.558 | 8105002 | no | no |  |  | no |  |  | 1373195.499 | 15291915.045 |  | -1
node_intto1_8105002_200861926 |  |  | PQ | ABCN | 7199.558 | 8105002 | no | no |  |  | no |  |  | 1372650.74 | 15291851.575 |  | -1
node_intto1_8105002_200861955 |  |  | PQ | ABCN | 7199.558 | 8105002 | no | no |  |  | no |  |  | 1374933.142 | 15291555.597 |  | -1
node_intto1_8105002_200862338 |  |  | PQ | AN | 7199.558 | 8105002 | no | no |  |  | no |  |  | 1374615.013 | 15291562.634 |  | -1
node_intto1_8105002_200862600 |  |  | PQ | ABCN | 7199.558 | 8105002 | no | no |  |  | no |  |  | 1375314.743 | 15291309.51 |  | -1
node_intto1_8105002_200862603 |  |  | PQ | AN | 7199.558 | 8105002 | no | no |  |  | no |  |  | 1375302.51 | 15291130.194 |  | -1
node_intto1_8105002_200862771 |  |  | PQ | AN | 7199.558 | 8105002 | no | no |  |  | no |  |  | 1372871.862 | 15294087.624 |  | -1
node_intto1_8105002_200862944 |  |  | PQ | AN | 7199.558 | 8105002 | no | no |  |  | no |  |  | 1373955.7 | 15287442.826 |  | -1
node_intto1_8105002_200862950 |  |  | PQ | AN | 7199.558 | 8105002 | no | no |  |  | no |  |  | 1374855.98 | 15287502.89 |  | -1
node_intto1_8105002_200863476 |  |  | PQ | ABN | 7199.558 | 8105002 | no | no |  |  | no |  |  | 1373377.859 | 15294874.01 |  | -1
node_intto1_8105002_200864128 |  |  | PQ | ABCN | 7199.558 | 8105002 | no | no |  |  | no |  |  | 1372582.459 | 15292993.895 |  | -1
node_intto1_8105002_200864129 |  |  | PQ | ABCN | 7199.558 | 8105002 | no | no |  |  | no |  |  | 1373440.063 | 15293000.457 |  | -1
node_intto1_8105002_200864592 |  |  | PQ | ABCN | 7199.558 | 8105002 | no | no |  |  | no |  |  | 1375557.931 | 15291288.979 |  | -1
node_intto1_8105002_200865049 |  |  | PQ | ABCN | 7199.558 | 8105002 | no | no |  |  | no |  |  | 1373483.787 | 15292734.693 |  | -1
node_intto1_8105002_200865061 |  |  | PQ | ABCN | 7199.558 | 8105002 | no | no |  |  | no |  |  | 1374297.137 | 15291863.169 |  | -1
node_intto1_8105002_200865074 |  |  | PQ | ABCN | 7199.558 | 8105002 | no | no |  |  | no |  |  | 1374404.111 | 15292096.143 |  | -1
node_intto1_8105002_200865499 |  |  | PQ | ABCN | 7199.558 | 8105002 | no | no |  |  | no |  |  | 1373234.271 | 15293255.141 |  | -1
node_intto1_8105002_200866509 |  |  | PQ | AN | 7199.558 | 8105002 | no | no |  |  | no |  |  | 1374000.108 | 15289089.478 |  | -1
node_intto1_8105002_200866756 |  |  | PQ | ABCN | 7199.558 | 8105002 | no | no |  |  | no |  |  | 1375179.668 | 15282025.593 |  | -1
node_intto1_8105002_200866820 |  |  | PQ | AN | 7199.558 | 8105002 | no | no |  |  | no |  |  | 1375736.547 | 15292147.769 |  | -1
node_intto1_8105002_200866825 |  |  | PQ | ABCN | 7199.558 | 8105002 | no | no |  |  | no |  |  | 1375851.48 | 15291189.259 |  | -1
node_intto1_8105002_200866873 |  |  | PQ | AN | 7199.558 | 8105002 | no | no |  |  | no |  |  | 1374856.432 | 15286675.741 |  | -1
node_intto1_8105002_200866874 |  |  | PQ | AN | 7199.558 | 8105002 | no | no |  |  | no |  |  | 1373996.263 | 15285481.591 |  | -1
node_intto1_8105002_200866894 |  |  | PQ | AN | 7199.558 | 8105002 | no | no |  |  | no |  |  | 1374197.833 | 15289322.245 |  | -1
node_intto1_8105002_200866904 |  |  | PQ | AN | 7199.558 | 8105002 | no | no |  |  | no |  |  | 1373989.807 | 15287536.698 |  | -1
node_intto1_8105002_200866918 |  |  | PQ | AN | 7199.558 | 8105002 | no | no |  |  | no |  |  | 1373293.699 | 15286128.154 |  | -1
node_intto1_8105002_200917467 |  |  | PQ | ABCN | 7199.558 | 8105002 | no | no |  |  | no |  |  | 1373759.083 | 15291200.685 |  | -1
node_intto1_8105002_200978968 |  |  | PQ | AN | 7199.558 | 8105002 | no | no |  |  | no |  |  | 1373940.466 | 15283374.323 |  | -1
node_intto1_8105002_200983596 |  |  | PQ | ABCN | 7199.558 | 8105002 | no | no |  |  | no |  |  | 1373153.2 | 15292463.134 |  | -1
node_intto1_8105002_201004295 |  |  | PQ | ABCN | 7199.558 | 8105002 | no | no |  |  | no |  |  | 1375415.551 | 15292086.254 |  | -1
node_intto1_8105002_201051535 |  |  | PQ | ABCN | 7199.558 | 8105002 | no | no |  |  | no |  |  | 1372713.27 | 15292226.269 |  | -1
node_intto1_8105002_201055009 |  |  | PQ | ABCN | 7199.558 | 8105002 | no | no |  |  | no |  |  | 1373290.799 | 15292100.733 |  | -1
node_intto1_8105002_201058125 |  |  | PQ | ABCN | 7199.558 | 8105002 | no | no |  |  | no |  |  | 1375848.164 | 15290973.919 |  | -1
node_intto1_8105002_311899698 |  |  | PQ | ABCD | 2771.281 | 8105002 | no | no |  |  | no |  |  | 1375197.095 | 15296372.092 |  | -1
node_intto1_8105002_311901261 |  |  | PQ | ABCN | 7199.558 | 8105002 | no | no |  |  | no |  |  | 1373120.013 | 15291953.279 |  | -1
node_intto1_8105002_311998186 |  |  | PQ | AN | 7199.558 | 8105002 | no | no |  |  | no |  |  | 1374958.284 | 15287418.496 |  | -1
node_intto1_220465397 |  |  | PQ | ABCN | 7199.558 | 8105002 | no | no |  |  | no |  |  | 1374920.147 | 15296055.586 |  | -1
node_intto1_311907633 |  |  | PQ | ABCN | 7199.558 | 8105002 | no | no |  |  | no |  |  | 1374910.802 | 15296048.829 |  | -1

## overhead_line
data_type | static
owner_type | feeder
owner | 8105002
object | overhead_line
name | groupid | phases | fr | to | length | configuration | dcircuit | selected | monitored | monitored_fields | class_monitored_fields | played | played_fields | comments | R | X | B | lim_kw
oh_line_8105002_200861056 |  | ABCN | node_8105002_200865501 | node_8105002_200861056 | 256.653 | bal_3P_4/0AL_1/0AA(N) | 8105002 | no | no |  |  | no |  |  | 0 | 0 | 0 | 0
oh_line_8105002_200861057 |  | ABCN | node_8105002_200861056 | node_intto1_8105002_200861057 | 104.567 | bal_3P_4/0AL_1/0AA(N) | 8105002 | no | no |  |  | no |  |  | 0 | 0 | 0 | 0
oh_line_8105002_200861058 |  | ABCN | node_8105002_200861091 | node_8105002_200861058 | 169.785 | bal_3P_2AC_4/0AL(N) | 8105002 | no | no |  |  | no |  |  | 0 | 0 | 0 | 0
oh_line_8105002_200861059 |  | ABCN | node_8105002_200861058 | node_8105002_200861059 | 153.099 | bal_3P_2AC_4/0AL(N) | 8105002 | no | no |  |  | no |  |  | 0 | 0 | 0 | 0
oh_line_8105002_200861060 |  | ABCN | node_8105002_200861059 | node_8105002_200861060 | 132.847 | bal_3P_2AC_4/0AL(N) | 8105002 | no | no |  |  | no |  |  | 0 | 0 | 0 | 0
oh_line_8105002_200861061 |  | ABCN | node_8105002_200861060 | node_8105002_200861061 | 139.202 | bal_3P_2AC_4/0AL(N) | 8105002 | no | no |  |  | no |  |  | 0 | 0 | 0 | 0
oh_line_8105002_200861062 |  | ABCN | node_8105002_200861061 | node_8105002_200861062 | 234.64 | bal_3P_4/0AL_1/0AA(N) | 8105002 | no | no |  |  | no |  |  | 0 | 0 | 0 | 0
oh_line_8105002_200861063 |  | ABCN | node_8105002_200861062 | node_8105002_200861063 | 169.54 | bal_3P_4/0AL_4/0AL(N) | 8105002 | no | no |  |  | no |  |  | 0 | 0 | 0 | 0
oh_line_8105002_200861064 |  | ABCN | node_8105002_200861063 | node_8105002_200861064 | 157.519 | bal_3P_4/0AL_1/0AA(N) | 8105002 | no | no |  |  | no |  |  | 0 | 0 | 0 | 0
oh_line_8105002_200861065 |  | ABCN | node_8105002_200861064 | node_intto1_8105002_200861065 | 198.724 | bal_3P_4/0AL_1/0AA(N) | 8105002 | no | no |  |  | no |  |  | 0 | 0 | 0 | 0
oh_line_8105002_200861067-1 |  | ABCN | node_220465397 | node_8105002_200861067 | 10.858 | bal_3P_2AC_1/0AC(N) | 8105002 | no | no |  |  | no |  |  | 0 | 0 | 0 | 0
oh_line_8105002_200861067-2 |  | ABCN | node_311907633 | node_intto1_220465397 | 11.532 | bal_3P_2AC_1/0AC(N) | 8105002 | no | no |  |  | no |  |  | 0 | 0 | 0 | 0
oh_line_8105002_200861067-3 |  | ABCN | node_8105002_200861065 | node_intto1_311907633 | 165.024 | bal_3P_2AC_1/0AC(N) | 8105002 | no | no |  |  | no |  |  | 0 | 0 | 0 | 0
oh_line_8105002_200861068 |  | ABCD | node_8105002_200861067 | node_8105002_200861068 | 293.993 | bal_3P_2AC | 8105002 | no | no |  |  | no |  |  | 0 | 0 | 0 | 0
oh_line_8105002_200861069 |  | AD | node_8105002_200861068 | node_intto1_8105002_200861069 | 166.622 | bal_1P_1/0AA | 8105002 | no | no |  |  | no |  |  | 0 | 0 | 0 | 0
oh_line_8105002_200861070 |  | ABCD | node_8105002_200861068 | node_8105002_200861070 | 163.426 | bal_3P_2AC | 8105002 | no | no |  |  | no |  |  | 0 | 0 | 0 | 0
oh_line_8105002_200861071 |  | ABCD | node_8105002_200861070 | node_8105002_200861071 | 55.522 | bal_3P_1/0AA | 8105002 | no | no |  |  | no |  |  | 0 | 0 | 0 | 0
oh_line_8105002_200861072 |  | ABCD | node_8105002_200861071 | node_8105002_200861072 | 267.889 | bal_3P_1/0AA | 8105002 | no | no |  |  | no |  |  | 0 | 0 | 0 | 0
oh_line_8105002_200861074 |  | ABCD | node_8105002_200861070 | node_8105002_200861074 | 14.759 | bal_3P_2AC | 8105002 | no | no |  |  | no |  |  | 0 | 0 | 0 | 0
oh_line_8105002_200861075 |  | ABCN | node_8105002_200861057 | node_8105002_200861075 | 204.782 | bal_3P_4/0AL_1/0AC(N) | 8105002 | no | no |  |  | no |  |  | 0 | 0 | 0 | 0
oh_line_8105002_200861076 |  | ABCN | node_8105002_200861075 | node_8105002_200861076 | 189.51 | bal_3P_2AC_1/0AA(N) | 8105002 | no | no |  |  | no |  |  | 0 | 0 | 0 | 0
oh_line_8105002_200861077 |  | ABCN | node_8105002_200861076 | node_8105002_200861077 | 103.174 | bal_3P_2AC_2CU(N) | 8105002 | no | no |  |  | no |  |  | 0 | 0 | 0 | 0
oh_line_8105002_200861078 |  | ABCN | node_8105002_200861077 | node_8105002_200861078 | 132.265 | bal_3P_2AC_2CU(N) | 8105002 | no | no |  |  | no |  |  | 0 | 0 | 0 | 0
oh_line_8105002_200861079 |  | ABCN | node_8105002_200861078 | node_intto1_8105002_200861079 | 64.473 | bal_3P_1/0AC_1/0AA(N) | 8105002 | no | no |  |  | no |  |  | 0 | 0 | 0 | 0
oh_line_8105002_200861080 |  | ABCN | node_8105002_200861079 | node_intto1_8105002_200861080 | 170.173 | bal_3P_1/0AC_1/0AA(N) | 8105002 | no | no |  |  | no |  |  | 0 | 0 | 0 | 0
oh_line_8105002_200861081 |  | ABCD | node_8105002_200861080 | node_intto1_8105002_200861081 | 174.479 | bal_3P_1/0AC | 8105002 | no | no |  |  | no |  |  | 0 | 0 | 0 | 0
oh_line_8105002_200861083 |  | ABCN | node_8105002_200861078 | node_8105002_200861083 | 180.138 | bal_3P_2AC_4/0AL(N) | 8105002 | no | no |  |  | no |  |  | 0 | 0 | 0 | 0
oh_line_8105002_200861084 |  | ABCN | node_8105002_200861083 | node_8105002_200861084 | 185.085 | bal_3P_2AC_4/0AL(N) | 8105002 | no | no |  |  | no |  |  | 0 | 0 | 0 | 0
oh_line_8105002_200861085 |  | ABCN | node_8105002_200861084 | node_8105002_200861085 | 85.306 | bal_3P_2AC_4/0AL(N) | 8105002 | no | no |  |  | no |  |  | 0 | 0 | 0 | 0
oh_line_8105002_200861086 |  | ABCN | node_8105002_200861085 | node_8105002_200861086 | 134.907 | bal_3P_2AC_1/0AA(N) | 8105002 | no | no |  |  | no |  |  | 0 | 0 | 0 | 0
oh_line_8105002_200861087 |  | ABCN | node_8105002_200861086 | node_intto1_8105002_200861087 | 134.576 | bal_3P_2AC_1/0AA(N) | 8105002 | no | no |  |  | no |  |  | 0 | 0 | 0 | 0
oh_line_8105002_200861088 |  | ABCN | node_8105002_200861087 | node_8105002_200861088 | 197.15 | bal_3P_2AC_4/0AL(N) | 8105002 | no | no |  |  | no |  |  | 0 | 0 | 0 | 0
oh_line_8105002_200861089 |  | ABCN | node_8105002_200861088 | node_8105002_200861089 | 218.45 | bal_3P_2AC_4/0AL(N) | 8105002 | no | no |  |  | no |  |  | 0 | 0 | 0 | 0
oh_line_8105002_200861090 |  | ABCN | node_8105002_200861089 | node_8105002_200861090 | 111.133 | bal_3P_2AC_4/0AL(N) | 8105002 | no | no |  |  | no |  |  | 0 | 0 | 0 | 0
oh_line_8105002_200861091 |  | ABCN | node_8105002_200861090 | node_8105002_200861091 | 102.632 | bal_3P_2AC_4/0AL(N) | 8105002 | no | no |  |  | no |  |  | 0 | 0 | 0 | 0
oh_line_8105002_200861893 |  | ABCN | node_8105002_200866824 | node_8105002_200861893 | 113.506 | bal_3P_477AL_4/0AA(N) | 8105002 | no | no |  |  | no |  |  | 0 | 0 | 0 | 0
oh_line_8105002_200861896 |  | ABCN | node_8105002_200861959 | node_8105002_200861896 | 144.887 | bal_3P_477AL_1/0AC(N) | 8105002 | no | no |  |  | no |  |  | 0 | 0 | 0 | 0
oh_line_8105002_200861898 |  | ABCN | node_8105002_200861896 | node_8105002_200861898 | 98.251 | bal_3P_477AL_4/0AA(N) | 8105002 | no | no |  |  | no |  |  | 0 | 0 | 0 | 0
oh_line_8105002_200861900 |  | ABCN | node_8105002_200861898 | node_8105002_200861900 | 134.324 | bal_3P_477AL_4/0AA(N) | 8105002 | no | no |  |  | no |  |  | 0 | 0 | 0 | 0
oh_line_8105002_200861901 |  | ABCN | node_8105002_200861900 | node_8105002_200861901 | 67.492 | bal_3P_477AL_4/0AC(N) | 8105002 | no | no |  |  | no |  |  | 0 | 0 | 0 | 0
oh_line_8105002_200861902 |  | ABCN | node_8105002_200861901 | node_8105002_200861902 | 28.503 | bal_3P_477AL_4/0AC(N) | 8105002 | no | no |  |  | no |  |  | 0 | 0 | 0 | 0
oh_line_8105002_200861903 |  | ABCN | node_8105002_200861902 | node_8105002_200861903 | 39.256 | bal_3P_1/0AC_1/0AA(N) | 8105002 | no | no |  |  | no |  |  | 0 | 0 | 0 | 0
oh_line_8105002_200861904 |  | ABCN | node_8105002_200861903 | node_8105002_200861904 | 176.022 | bal_3P_1/0AC_1/0AA(N) | 8105002 | no | no |  |  | no |  |  | 0 | 0 | 0 | 0
oh_line_8105002_200861905 |  | ABCN | node_8105002_200861902 | node_8105002_200861905 | 164.491 | bal_3P_477AL_4/0AC(N) | 8105002 | no | no |  |  | no |  |  | 0 | 0 | 0 | 0
oh_line_8105002_200861907 |  | ABCN | node_8105002_200861905 | node_8105002_200861907 | 122.689 | bal_3P_477AL_4/0AL(N) | 8105002 | no | no |  |  | no |  |  | 0 | 0 | 0 | 0
oh_line_8105002_200861908 |  | ABCN | node_8105002_200861907 | node_8105002_200861908 | 71.994 | bal_3P_477AL_4/0AL(N) | 8105002 | no | no |  |  | no |  |  | 0 | 0 | 0 | 0
oh_line_8105002_200861909 |  | ABCN | node_8105002_200861908 | node_8105002_200861909 | 156.953 | bal_3P_1/0AC_1/0AA(N) | 8105002 | no | no |  |  | no |  |  | 0 | 0 | 0 | 0
oh_line_8105002_200861910 |  | ABCN | node_8105002_200861909 | node_8105002_200861910 | 90.201 | bal_3P_4/0AC_4/0AL(N) | 8105002 | no | no |  |  | no |  |  | 0 | 0 | 0 | 0
oh_line_8105002_200861911 |  | ABCN | node_8105002_200861910 | node_8105002_200861911 | 10.603 | bal_3P_1/0AA_1/0AA(N) | 8105002 | no | no |  |  | no |  |  | 0 | 0 | 0 | 0
oh_line_8105002_200861913 |  | ABCN | node_8105002_200951609 | node_8105002_200861913 | 145.532 | bal_3P_477AL_4/0AA(N) | 8105002 | no | no |  |  | no |  |  | 0 | 0 | 0 | 0
oh_line_8105002_200861914 |  | ABCN | node_8105002_200861913 | node_8105002_200861914 | 129.353 | bal_3P_477AL_4/0AA(N) | 8105002 | no | no |  |  | no |  |  | 0 | 0 | 0 | 0
oh_line_8105002_200861915 |  | ABCN | node_8105002_200861914 | node_8105002_200861915 | 182.181 | bal_3P_477AL_4/0AL(N) | 8105002 | no | no |  |  | no |  |  | 0 | 0 | 0 | 0
oh_line_8105002_200861916 |  | ABCN | node_8105002_200861915 | node_intto1_8105002_200861916 | 122.653 | bal_3P_4/0AL_1/0AA(N) | 8105002 | no | no |  |  | no |  |  | 0 | 0 | 0 | 0
oh_line_8105002_200861917 |  | ABCN | node_8105002_200861916 | node_8105002_200861917 | 170.004 | bal_3P_4/0AL_1/0AA(N) | 8105002 | no | no |  |  | no |  |  | 0 | 0 | 0 | 0
oh_line_8105002_200861918 |  | ABCN | node_8105002_200861917 | node_8105002_200861918 | 72.487 | bal_3P_4/0AL_1/0AA(N) | 8105002 | no | no |  |  | no |  |  | 0 | 0 | 0 | 0
oh_line_8105002_200861921 |  | ABCN | node_8105002_200861915 | node_8105002_200861921 | 158.824 | bal_3P_477AL_4/0AL(N) | 8105002 | no | no |  |  | no |  |  | 0 | 0 | 0 | 0
oh_line_8105002_200861922 |  | ABCN | node_8105002_200861921 | node_8105002_200861922 | 136.254 | bal_3P_477AL_4/0AL(N) | 8105002 | no | no |  |  | no |  |  | 0 | 0 | 0 | 0
oh_line_8105002_200861923 |  | ABCN | node_8105002_200861922 | node_8105002_200861923 | 312.168 | bal_3P_1/0AC_1/0AA(N) | 8105002 | no | no |  |  | no |  |  | 0 | 0 | 0 | 0
oh_line_8105002_200861926 |  | ABCN | node_8105002_200861922 | node_intto1_8105002_200861926 | 194.449 | bal_3P_477AL_4/0AL(N) | 8105002 | no | no |  |  | no |  |  | 0 | 0 | 0 | 0
oh_line_8105002_200861927 |  | ABCN | node_8105002_200861926 | node_8105002_200861927 | 174.407 | bal_3P_2AC_1/0AA(N) | 8105002 | no | no |  |  | no |  |  | 0 | 0 | 0 | 0
oh_line_8105002_200861928 |  | ABCN | node_8105002_200861927 | node_8105002_200861928 | 158.483 | bal_3P_2AC_1/0AA(N) | 8105002 | no | no |  |  | no |  |  | 0 | 0 | 0 | 0
oh_line_8105002_200861934 |  | ABCN | node_8105002_200861893 | node_8105002_200861934 | 96.323 | bal_3P_477AL_4/0AA(N) | 8105002 | no | no |  |  | no |  |  | 0 | 0 | 0 | 0
oh_line_8105002_200861949 |  | ABCN | node_8105002_200861934 | node_8105002_200861949 | 157.784 | bal_3P_477AL_4/0AA(N) | 8105002 | no | no |  |  | no |  |  | 0 | 0 | 0 | 0
oh_line_8105002_200861951 |  | ABCN | node_8105002_200861949 | node_8105002_200861951 | 162.433 | bal_3P_477AL_4/0AA(N) | 8105002 | no | no |  |  | no |  |  | 0 | 0 | 0 | 0
oh_line_8105002_200861952 |  | ABCN | node_8105002_200861951 | node_8105002_200861952 | 112.634 | bal_3P_1/0AA_1/0AA(N) | 8105002 | no | no |  |  | no |  |  | 0 | 0 | 0 | 0
oh_line_8105002_200861953 |  | ABCN | node_8105002_200861951 | node_8105002_200861953 | 86.78 | bal_3P_477AL_4/0AL(N) | 8105002 | no | no |  |  | no |  |  | 0 | 0 | 0 | 0
oh_line_8105002_200861954 |  | ABCN | node_8105002_200861953 | node_8105002_200861954 | 107.792 | bal_3P_477AL_4/0AL(N) | 8105002 | no | no |  |  | no |  |  | 0 | 0 | 0 | 0
oh_line_8105002_200861955 |  | ABCN | node_8105002_200861954 | node_intto1_8105002_200861955 | 190.386 | bal_3P_477AL_4/0AL(N) | 8105002 | no | no |  |  | no |  |  | 0 | 0 | 0 | 0
oh_line_8105002_200861957 |  | ABCN | node_8105002_200861955 | node_8105002_200861957 | 156.273 | bal_3P_477AL_2/0CU(N) | 8105002 | no | no |  |  | no |  |  | 0 | 0 | 0 | 0
oh_line_8105002_200861958 |  | ABCN | node_8105002_200861957 | node_8105002_200861958 | 136.29 | bal_3P_477AL_4/0AA(N) | 8105002 | no | no |  |  | no |  |  | 0 | 0 | 0 | 0
oh_line_8105002_200861959 |  | ABCN | node_8105002_200861958 | node_8105002_200861959 | 140.766 | bal_3P_477AL_4/0AA(N) | 8105002 | no | no |  |  | no |  |  | 0 | 0 | 0 | 0
oh_line_8105002_200862275 |  | AN | node_8105002_200865510 | node_8105002_200862275 | 58.289 | bal_1P_1/0AA_1/0AA(N) | 8105002 | no | no |  |  | no |  |  | 0 | 0 | 0 | 0
oh_line_8105002_200862276 |  | AN | node_8105002_200862275 | node_8105002_200862276 | 156.179 | bal_1P_1/0AA_2CU(N) | 8105002 | no | no |  |  | no |  |  | 0 | 0 | 0 | 0
oh_line_8105002_200862277 |  | AN | node_8105002_200862276 | node_8105002_200862277 | 118.138 | bal_1P_1/0AA_2CU(N) | 8105002 | no | no |  |  | no |  |  | 0 | 0 | 0 | 0
oh_line_8105002_200862278 |  | AN | node_8105002_200862277 | node_8105002_200862278 | 128.596 | bal_1P_1/0AA_2CU(N) | 8105002 | no | no |  |  | no |  |  | 0 | 0 | 0 | 0
oh_line_8105002_200862279 |  | AN | node_8105002_200862278 | node_8105002_200862279 | 144.774 | bal_1P_1/0AA_2CU(N) | 8105002 | no | no |  |  | no |  |  | 0 | 0 | 0 | 0
oh_line_8105002_200862280 |  | AN | node_8105002_200862279 | node_8105002_200862280 | 156.138 | bal_1P_1/0AA_2CU(N) | 8105002 | no | no |  |  | no |  |  | 0 | 0 | 0 | 0
oh_line_8105002_200862338 |  | AN | node_8105002_200861958 | node_intto1_8105002_200862338 | 38.193 | bal_1P_1/0AA_1/0AA(N) | 8105002 | no | no |  |  | no |  |  | 0 | 0 | 0 | 0
oh_line_8105002_200862339 |  | AN | node_8105002_200862338 | node_8105002_200862339 | 175.305 | bal_1P_1/0AA_1/0AA(N) | 8105002 | no | no |  |  | no |  |  | 0 | 0 | 0 | 0
oh_line_8105002_200862341 |  | AN | node_8105002_200862339 | node_8105002_200862341 | 122.33 | bal_1P_1/0AA_1/0AA(N) | 8105002 | no | no |  |  | no |  |  | 0 | 0 | 0 | 0
oh_line_8105002_200862342 |  | AN | node_8105002_200862341 | node_8105002_200862342 | 119.912 | bal_1P_1/0AA_1/0AA(N) | 8105002 | no | no |  |  | no |  |  | 0 | 0 | 0 | 0
oh_line_8105002_200862590 |  | AN | node_8105002_200862610 | node_8105002_200862590 | 75.322 | bal_1P_1/0AA_2/0CU(N) | 8105002 | no | no |  |  | no |  |  | 0 | 0 | 0 | 0
oh_line_8105002_200862591 |  | AN | node_8105002_200862590 | node_8105002_200862591 | 73.604 | bal_1P_1/0AA_2/0CU(N) | 8105002 | no | no |  |  | no |  |  | 0 | 0 | 0 | 0
oh_line_8105002_200862592 |  | AN | node_8105002_200862591 | node_8105002_200862592 | 101.93 | bal_1P_1/0AA_2/0CU(N) | 8105002 | no | no |  |  | no |  |  | 0 | 0 | 0 | 0
oh_line_8105002_200862593 |  | AN | node_8105002_200862592 | node_8105002_200862593 | 93.242 | bal_1P_1/0AA_2/0CU(N) | 8105002 | no | no |  |  | no |  |  | 0 | 0 | 0 | 0
oh_line_8105002_200862594 |  | AN | node_8105002_200862593 | node_8105002_200862594 | 89.936 | bal_1P_1/0AA_2/0CU(N) | 8105002 | no | no |  |  | no |  |  | 0 | 0 | 0 | 0
oh_line_8105002_200862595 |  | AN | node_8105002_200862594 | node_8105002_200862595 | 88.61 | bal_1P_1/0AA_2/0CU(N) | 8105002 | no | no |  |  | no |  |  | 0 | 0 | 0 | 0
oh_line_8105002_200862596 |  | AN | node_8105002_200862595 | node_8105002_200862596 | 132.7 | bal_1P_1/0AA_2/0CU(N) | 8105002 | no | no |  |  | no |  |  | 0 | 0 | 0 | 0
oh_line_8105002_200862600 |  | ABCN | node_8105002_201065565 | node_intto1_8105002_200862600 | 133.128 | bal_3P_1/0AA_1/0AA(N) | 8105002 | no | no |  |  | no |  |  | 0 | 0 | 0 | 0
oh_line_8105002_200862601 |  | ABCN | node_8105002_200862600 | node_8105002_200862601 | 136.208 | bal_3P_1/0AA_1/0AA(N) | 8105002 | no | no |  |  | no |  |  | 0 | 0 | 0 | 0
oh_line_8105002_200862603 |  | AN | node_8105002_200862600 | node_intto1_8105002_200862603 | 179.732 | bal_1P_1/0AA_4/0AC(N) | 8105002 | no | no |  |  | no |  |  | 0 | 0 | 0 | 0
oh_line_8105002_200862604 |  | AN | node_8105002_200862603 | node_8105002_200862604 | 159.635 | bal_1P_1/0AA_4/0AC(N) | 8105002 | no | no |  |  | no |  |  | 0 | 0 | 0 | 0
oh_line_8105002_200862605 |  | AN | node_8105002_200862604 | node_8105002_200862605 | 163.878 | bal_1P_1/0AA_4/0AC(N) | 8105002 | no | no |  |  | no |  |  | 0 | 0 | 0 | 0
oh_line_8105002_200862606 |  | AN | node_8105002_200862605 | node_8105002_200862606 | 169.881 | bal_1P_1/0AA_4/0AC(N) | 8105002 | no | no |  |  | no |  |  | 0 | 0 | 0 | 0
oh_line_8105002_200862607 |  | AN | node_8105002_200862606 | node_8105002_200862607 | 134.598 | bal_1P_1/0AA_4/0AC(N) | 8105002 | no | no |  |  | no |  |  | 0 | 0 | 0 | 0
oh_line_8105002_200862609 |  | AN | node_8105002_200862607 | node_8105002_200862609 | 110.885 | bal_1P_1/0AA_2/0CU(N) | 8105002 | no | no |  |  | no |  |  | 0 | 0 | 0 | 0
oh_line_8105002_200862610 |  | AN | node_8105002_200862609 | node_8105002_200862610 | 143.247 | bal_1P_1/0AA_2/0CU(N) | 8105002 | no | no |  |  | no |  |  | 0 | 0 | 0 | 0
oh_line_8105002_200862769 |  | AN | node_8105002_200861075 | node_8105002_200862769 | 40.869 | bal_1P_1/0AC_1/0AA(N) | 8105002 | no | no |  |  | no |  |  | 0 | 0 | 0 | 0
oh_line_8105002_200862771 |  | AN | node_8105002_200862769 | node_intto1_8105002_200862771 | 165.92 | bal_1P_1/0AA_1/0AA(N) | 8105002 | no | no |  |  | no |  |  | 0 | 0 | 0 | 0
oh_line_8105002_200862772 |  | AN | node_8105002_200862771 | node_8105002_200862772 | 203.866 | bal_1P_1/0AA_1/0AA(N) | 8105002 | no | no |  |  | no |  |  | 0 | 0 | 0 | 0
oh_line_8105002_200862773 |  | AN | node_8105002_200862772 | node_8105002_200862773 | 143.356 | bal_1P_1/0AA_1/0AA(N) | 8105002 | no | no |  |  | no |  |  | 0 | 0 | 0 | 0
oh_line_8105002_200862774 |  | AN | node_8105002_200862773 | node_8105002_200862774 | 116.91 | bal_1P_1/0AA_1/0AA(N) | 8105002 | no | no |  |  | no |  |  | 0 | 0 | 0 | 0
oh_line_8105002_200862775 |  | AN | node_8105002_200862774 | node_8105002_200862775 | 204.246 | bal_1P_1/0AA_1/0AA(N) | 8105002 | no | no |  |  | no |  |  | 0 | 0 | 0 | 0
oh_line_8105002_200862776 |  | AN | node_8105002_200862775 | node_8105002_200862776 | 173.966 | bal_1P_1/0AA_1/0AA(N) | 8105002 | no | no |  |  | no |  |  | 0 | 0 | 0 | 0
oh_line_8105002_200862777 |  | AN | node_8105002_200862776 | node_8105002_200862777 | 82.015 | bal_1P_1/0AA_1/0AA(N) | 8105002 | no | no |  |  | no |  |  | 0 | 0 | 0 | 0
oh_line_8105002_200862778 |  | AN | node_8105002_200862777 | node_8105002_200862778 | 88.742 | bal_1P_1/0AA_1/0AA(N) | 8105002 | no | no |  |  | no |  |  | 0 | 0 | 0 | 0
oh_line_8105002_200862944 |  | AN | node_8105002_200866906 | node_intto1_8105002_200862944 | 101.559 | bal_1P_2AC_2AC(N) | 8105002 | no | no |  |  | no |  |  | 0 | 0 | 0 | 0
oh_line_8105002_200862945 |  | AN | node_8105002_200862944 | node_8105002_200862945 | 253.712 | bal_1P_2AC_2AC(N) | 8105002 | no | no |  |  | no |  |  | 0 | 0 | 0 | 0
oh_line_8105002_200862946 |  | AN | node_8105002_200862945 | node_8105002_200862946 | 179.291 | bal_1P_2AC_2AC(N) | 8105002 | no | no |  |  | no |  |  | 0 | 0 | 0 | 0
oh_line_8105002_200862947 |  | AN | node_8105002_200862946 | node_8105002_200862947 | 138.538 | bal_1P_2AC_2AC(N) | 8105002 | no | no |  |  | no |  |  | 0 | 0 | 0 | 0
oh_line_8105002_200862948 |  | AN | node_8105002_200862947 | node_8105002_200862948 | 167.589 | bal_1P_2AC_2AC(N) | 8105002 | no | no |  |  | no |  |  | 0 | 0 | 0 | 0
oh_line_8105002_200862950 |  | AN | node_8105002_200862948 | node_intto1_8105002_200862950 | 169.715 | bal_1P_2AC_2AC(N) | 8105002 | no | no |  |  | no |  |  | 0 | 0 | 0 | 0
oh_line_8105002_200863022 |  | AN | node_8105002_200862610 | node_8105002_200863022 | 61.806 | bal_1P_1/0AC_1/0AC(N) | 8105002 | no | no |  |  | no |  |  | 0 | 0 | 0 | 0
oh_line_8105002_200863023 |  | AN | node_8105002_200863022 | node_8105002_200863023 | 173.305 | bal_1P_1/0AC_1/0AC(N) | 8105002 | no | no |  |  | no |  |  | 0 | 0 | 0 | 0
oh_line_8105002_200863024 |  | AN | node_8105002_200863023 | node_8105002_200863024 | 170.493 | bal_1P_1/0AC_1/0AC(N) | 8105002 | no | no |  |  | no |  |  | 0 | 0 | 0 | 0
oh_line_8105002_200863476 |  | ABN | node_8105002_200861085 | node_intto1_8105002_200863476 | 179.878 | bal_2P_1/0AC_1/0AA(N) | 8105002 | no | no |  |  | no |  |  | 0 | 0 | 0 | 0
oh_line_8105002_200863477 |  | ABN | node_8105002_200863490 | node_8105002_200863477 | 100.999 | bal_2P_1/0AC_4/0AL(N) | 8105002 | no | no |  |  | no |  |  | 0 | 0 | 0 | 0
oh_line_8105002_200863478 |  | ABN | node_8105002_200863477 | node_8105002_200863478 | 119.602 | bal_2P_1/0AC_4/0AL(N) | 8105002 | no | no |  |  | no |  |  | 0 | 0 | 0 | 0
oh_line_8105002_200863480 |  | ABN | node_8105002_200863476 | node_8105002_200863480 | 171.907 | bal_2P_1/0AC_4/0AL(N) | 8105002 | no | no |  |  | no |  |  | 0 | 0 | 0 | 0
oh_line_8105002_200863484 |  | ABN | node_8105002_200863480 | node_8105002_200863484 | 197.47 | bal_2P_1/0AC_4/0AL(N) | 8105002 | no | no |  |  | no |  |  | 0 | 0 | 0 | 0
oh_line_8105002_200863485 |  | ABN | node_8105002_200863484 | node_8105002_200863485 | 148.824 | bal_2P_1/0AC_1/0AA(N) | 8105002 | no | no |  |  | no |  |  | 0 | 0 | 0 | 0
oh_line_8105002_200863486 |  | ABN | node_8105002_200863485 | node_8105002_200863486 | 170.468 | bal_2P_1/0AC_4/0AL(N) | 8105002 | no | no |  |  | no |  |  | 0 | 0 | 0 | 0
oh_line_8105002_200863487 |  | ABN | node_8105002_200863486 | node_8105002_200863487 | 151.734 | bal_2P_1/0AC_4/0AL(N) | 8105002 | no | no |  |  | no |  |  | 0 | 0 | 0 | 0
oh_line_8105002_200863488 |  | ABN | node_8105002_200863487 | node_8105002_200863488 | 172.927 | bal_2P_1/0AC_4/0AL(N) | 8105002 | no | no |  |  | no |  |  | 0 | 0 | 0 | 0
oh_line_8105002_200863489 |  | ABN | node_8105002_200863488 | node_8105002_200863489 | 149.569 | bal_2P_1/0AC_4/0AL(N) | 8105002 | no | no |  |  | no |  |  | 0 | 0 | 0 | 0
oh_line_8105002_200863490 |  | ABN | node_8105002_200863489 | node_8105002_200863490 | 131.456 | bal_2P_1/0AC_4/0AL(N) | 8105002 | no | no |  |  | no |  |  | 0 | 0 | 0 | 0
oh_line_8105002_200864058 |  | ABCN | node_8105002_200864059 | node_8105002_200864058 | 178.455 | bal_3P_477AL_4/0AA(N) | 8105002 | no | no |  |  | no |  |  | 0 | 0 | 0 | 0
oh_line_8105002_200864059 |  | ABCN | node_8105002_200866821 | node_8105002_200864059 | 73.26 | bal_3P_477AL_4/0AA(N) | 8105002 | no | no |  |  | no |  |  | 0 | 0 | 0 | 0
oh_line_8105002_200864129 |  | ABCN | node_8105002_200865497 | node_intto1_8105002_200864129 | 68.35 | bal_3P_1/0AC_1/0AA(N) | 8105002 | no | no |  |  | no |  |  | 0 | 0 | 0 | 0
oh_line_8105002_200864130 |  | ABCN | node_8105002_200864129 | node_8105002_200864130 | 56.6 | bal_3P_1/0AC_4/0AL(N) | 8105002 | no | no |  |  | no |  |  | 0 | 0 | 0 | 0
oh_line_8105002_200864131 |  | ABCN | node_8105002_200864130 | node_8105002_200864131 | 228.224 | bal_3P_1/0AC_4/0AL(N) | 8105002 | no | no |  |  | no |  |  | 0 | 0 | 0 | 0
oh_line_8105002_200864132 |  | ABCN | node_8105002_200864131 | node_8105002_200864132 | 158.834 | bal_3P_1/0AC_4/0AL(N) | 8105002 | no | no |  |  | no |  |  | 0 | 0 | 0 | 0
oh_line_8105002_200864133 |  | ABCN | node_8105002_200864132 | node_8105002_200864133 | 161.234 | bal_3P_1/0AC_1/0AA(N) | 8105002 | no | no |  |  | no |  |  | 0 | 0 | 0 | 0
oh_line_8105002_200864134 |  | ABCN | node_8105002_200864133 | node_8105002_200864134 | 261.348 | bal_3P_1/0AC_1/0AA(N) | 8105002 | no | no |  |  | no |  |  | 0 | 0 | 0 | 0
oh_line_8105002_200864135 |  | AN | node_8105002_200864134 | node_8105002_200864135 | 25.443 | bal_1P_1/0AC_1/0AC(N) | 8105002 | no | no |  |  | no |  |  | 0 | 0 | 0 | 0
oh_line_8105002_200864136 |  | AN | node_8105002_200864135 | node_8105002_200864136 | 147.596 | bal_1P_1/0AC_1/0AC(N) | 8105002 | no | no |  |  | no |  |  | 0 | 0 | 0 | 0
oh_line_8105002_200864137 |  | AN | node_8105002_200864136 | node_8105002_200864137 | 167.321 | bal_1P_1/0AC_1/0AC(N) | 8105002 | no | no |  |  | no |  |  | 0 | 0 | 0 | 0
oh_line_8105002_200864591 |  | ABCN | node_8105002_200862600 | node_8105002_200864591 | 73.323 | bal_3P_1/0AA_1/0AA(N) | 8105002 | no | no |  |  | no |  |  | 0 | 0 | 0 | 0
oh_line_8105002_200864592 |  | ABCN | node_8105002_200864591 | node_intto1_8105002_200864592 | 171.053 | bal_3P_1/0AA_1/0AA(N) | 8105002 | no | no |  |  | no |  |  | 0 | 0 | 0 | 0
oh_line_8105002_200864593 |  | ABCN | node_8105002_200864592 | node_8105002_200864593 | 45.198 | bal_3P_1/0AC_1/0AA(N) | 8105002 | no | no |  |  | no |  |  | 0 | 0 | 0 | 0
oh_line_8105002_200864594 |  | ABCN | node_8105002_200864593 | node_8105002_200864594 | 53.089 | bal_3P_1/0AC_1/0AA(N) | 8105002 | no | no |  |  | no |  |  | 0 | 0 | 0 | 0
oh_line_8105002_200864595 |  | ABCN | node_8105002_200864594 | node_8105002_200864595 | 74.774 | bal_3P_1/0AC_1/0AA(N) | 8105002 | no | no |  |  | no |  |  | 0 | 0 | 0 | 0
oh_line_8105002_200864596 |  | ABCN | node_8105002_200864595 | node_8105002_200864596 | 76.78 | bal_3P_1/0AC_1/0AA(N) | 8105002 | no | no |  |  | no |  |  | 0 | 0 | 0 | 0
oh_line_8105002_200864597 |  | ABCN | node_8105002_200864592 | node_8105002_200864597 | 35.718 | bal_3P_1/0AC_4/0AC(N) | 8105002 | no | no |  |  | no |  |  | 0 | 0 | 0 | 0
oh_line_8105002_200865047 |  | ABCN | node_8105002_200865493 | node_8105002_200865047 | 40.73 | bal_3P_1/0AC_1/0AA(N) | 8105002 | no | no |  |  | no |  |  | 0 | 0 | 0 | 0
oh_line_8105002_200865048 |  | AN | node_8105002_200865060 | node_8105002_200865048 | 194.73 | bal_1P_1/0AC_1/0AC(N) | 8105002 | no | no |  |  | no |  |  | 0 | 0 | 0 | 0
oh_line_8105002_200865049 |  | ABCN | node_8105002_200865047 | node_intto1_8105002_200865049 | 184.607 | bal_3P_1/0AC_1/0AA(N) | 8105002 | no | no |  |  | no |  |  | 0 | 0 | 0 | 0
oh_line_8105002_200865050 |  | ABCN | node_8105002_200865049 | node_8105002_200865050 | 188.234 | bal_3P_1/0AC_1/0AA(N) | 8105002 | no | no |  |  | no |  |  | 0 | 0 | 0 | 0
oh_line_8105002_200865051 |  | ABCN | node_8105002_200865050 | node_8105002_200865051 | 157.002 | bal_3P_1/0AA_1/0AA(N) | 8105002 | no | no |  |  | no |  |  | 0 | 0 | 0 | 0
oh_line_8105002_200865052 |  | AN | node_8105002_200865050 | node_8105002_200865052 | 96.823 | bal_1P_1/0AC_1/0AC(N) | 8105002 | no | no |  |  | no |  |  | 0 | 0 | 0 | 0
oh_line_8105002_200865057 |  | AN | node_8105002_200865052 | node_8105002_200865057 | 192.077 | bal_1P_1/0AC_1/0AC(N) | 8105002 | no | no |  |  | no |  |  | 0 | 0 | 0 | 0
oh_line_8105002_200865058 |  | AN | node_8105002_200865057 | node_8105002_200865058 | 41.736 | bal_1P_1/0AC_1/0AC(N) | 8105002 | no | no |  |  | no |  |  | 0 | 0 | 0 | 0
oh_line_8105002_200865059 |  | AN | node_8105002_200865058 | node_8105002_200865059 | 142.449 | bal_1P_1/0AC_1/0AC(N) | 8105002 | no | no |  |  | no |  |  | 0 | 0 | 0 | 0
oh_line_8105002_200865060 |  | AN | node_8105002_200865059 | node_8105002_200865060 | 110.288 | bal_1P_1/0AC_1/0AC(N) | 8105002 | no | no |  |  | no |  |  | 0 | 0 | 0 | 0
oh_line_8105002_200865076 |  | ABCN | node_8105002_200865487 | node_8105002_200865076 | 164.124 | bal_3P_477AL_4/0AL(N) | 8105002 | no | no |  |  | no |  |  | 0 | 0 | 0 | 0
oh_line_8105002_200865077 |  | ABCN | node_8105002_200865076 | node_8105002_200865077 | 190.514 | bal_3P_1/0AC_1/0AA(N) | 8105002 | no | no |  |  | no |  |  | 0 | 0 | 0 | 0
oh_line_8105002_200865078 |  | ABCN | node_8105002_200865077 | node_8105002_200865078 | 301.255 | bal_3P_1/0AC_1/0AA(N) | 8105002 | no | no |  |  | no |  |  | 0 | 0 | 0 | 0
oh_line_8105002_200865471 |  | ABCN | node_8105002_201044847 | node_8105002_200865471 | 174.084 | bal_3P_477AL_4/0AL(N) | 8105002 | no | no |  |  | no |  |  | 0 | 0 | 0 | 0
oh_line_8105002_200865474 |  | ABCN | node_8105002_200865471 | node_8105002_200865474 | 131.459 | bal_3P_477AL_4/0AA(N) | 8105002 | no | no |  |  | no |  |  | 0 | 0 | 0 | 0
oh_line_8105002_200865475 |  | ABCN | node_8105002_200865474 | node_8105002_200865475 | 184.665 | bal_3P_477AL_4/0AA(N) | 8105002 | no | no |  |  | no |  |  | 0 | 0 | 0 | 0
oh_line_8105002_200865478 |  | ABCN | node_8105002_200865475 | node_8105002_200865478 | 145.659 | bal_3P_477AL_4/0AA(N) | 8105002 | no | no |  |  | no |  |  | 0 | 0 | 0 | 0
oh_line_8105002_200865479 |  | ABCN | node_8105002_200865478 | node_8105002_200865479 | 80.747 | bal_3P_1/0AA_1/0AA(N) | 8105002 | no | no |  |  | no |  |  | 0 | 0 | 0 | 0
oh_line_8105002_200865481 |  | ABCN | node_8105002_200865478 | node_8105002_200865481 | 73.05 | bal_3P_477AL_4/0AA(N) | 8105002 | no | no |  |  | no |  |  | 0 | 0 | 0 | 0
oh_line_8105002_200865482 |  | ABCN | node_8105002_200865481 | node_8105002_200865482 | 130.671 | bal_3P_477AL_4/0AA(N) | 8105002 | no | no |  |  | no |  |  | 0 | 0 | 0 | 0
oh_line_8105002_200865485 |  | ABCN | node_8105002_200865482 | node_8105002_200865485 | 197.476 | bal_3P_477AL_4/0AA(N) | 8105002 | no | no |  |  | no |  |  | 0 | 0 | 0 | 0
oh_line_8105002_200865486 |  | ABCN | node_8105002_200865485 | node_8105002_200865486 | 159.482 | bal_3P_477AL_4/0AL(N) | 8105002 | no | no |  |  | no |  |  | 0 | 0 | 0 | 0
oh_line_8105002_200865487 |  | ABCN | node_8105002_200865486 | node_8105002_200865487 | 169.172 | bal_3P_477AL_4/0AL(N) | 8105002 | no | no |  |  | no |  |  | 0 | 0 | 0 | 0
oh_line_8105002_200865488 |  | ABCN | node_8105002_200865076 | node_8105002_200865488 | 176.987 | bal_3P_477AL_4/0AL(N) | 8105002 | no | no |  |  | no |  |  | 0 | 0 | 0 | 0
oh_line_8105002_200865489 |  | ABCN | node_8105002_200865488 | node_8105002_200865489 | 194.424 | bal_3P_1/0AA_1/0AA(N) | 8105002 | no | no |  |  | no |  |  | 0 | 0 | 0 | 0
oh_line_8105002_200865490 |  | ABCN | node_8105002_200865488 | node_8105002_200865490 | 179.382 | bal_3P_477AL_4/0AL(N) | 8105002 | no | no |  |  | no |  |  | 0 | 0 | 0 | 0
oh_line_8105002_200865491 |  | ABCN | node_8105002_200865490 | node_8105002_200865491 | 172.721 | bal_3P_477AL_4/0AL(N) | 8105002 | no | no |  |  | no |  |  | 0 | 0 | 0 | 0
oh_line_8105002_200865493 |  | ABCN | node_8105002_200865491 | node_8105002_200865493 | 135.042 | bal_3P_477AL_4/0AL(N) | 8105002 | no | no |  |  | no |  |  | 0 | 0 | 0 | 0
oh_line_8105002_200865494 |  | ABCN | node_8105002_200865493 | node_8105002_200865494 | 66.766 | bal_3P_477AL_4/0AL(N) | 8105002 | no | no |  |  | no |  |  | 0 | 0 | 0 | 0
oh_line_8105002_200865495 |  | ABCN | node_8105002_200865494 | node_8105002_200865495 | 33.24 | bal_3P_1/0AA_1/0AA(N) | 8105002 | no | no |  |  | no |  |  | 0 | 0 | 0 | 0
oh_line_8105002_200865496 |  | ABCN | node_8105002_200865494 | node_8105002_200865496 | 136.288 | bal_3P_477AL_4/0AL(N) | 8105002 | no | no |  |  | no |  |  | 0 | 0 | 0 | 0
oh_line_8105002_200865497 |  | ABCN | node_8105002_200865496 | node_8105002_200865497 | 120.427 | bal_3P_477AL_4/0AL(N) | 8105002 | no | no |  |  | no |  |  | 0 | 0 | 0 | 0
oh_line_8105002_200865498 |  | ABCN | node_8105002_200865497 | node_8105002_200865498 | 184.907 | bal_3P_477AL_4/0AL(N) | 8105002 | no | no |  |  | no |  |  | 0 | 0 | 0 | 0
oh_line_8105002_200865499 |  | ABCN | node_8105002_200865498 | node_intto1_8105002_200865499 | 184.988 | bal_3P_477AL_4/0AL(N) | 8105002 | no | no |  |  | no |  |  | 0 | 0 | 0 | 0
oh_line_8105002_200865500 |  | ABCN | node_8105002_200865499 | node_8105002_200865500 | 115.686 | bal_3P_477AL_4/0AL(N) | 8105002 | no | no |  |  | no |  |  | 0 | 0 | 0 | 0
oh_line_8105002_200865501 |  | ABCN | node_8105002_200865500 | node_8105002_200865501 | 126.581 | bal_3P_477AL_4/0AL(N) | 8105002 | no | no |  |  | no |  |  | 0 | 0 | 0 | 0
oh_line_8105002_200865505 |  | ABCN | node_8105002_200865501 | node_8105002_200865505 | 167.697 | bal_3P_477AL_4/0AA(N) | 8105002 | no | no |  |  | no |  |  | 0 | 0 | 0 | 0
oh_line_8105002_200865506 |  | ABCN | node_8105002_200865505 | node_8105002_200865506 | 173.425 | bal_3P_477AL_4/0AC(N) | 8105002 | no | no |  |  | no |  |  | 0 | 0 | 0 | 0
oh_line_8105002_200865507 |  | ABCN | node_8105002_200865506 | node_8105002_200865507 | 76.529 | bal_3P_1/0AC_1/0AC(N) | 8105002 | no | no |  |  | no |  |  | 0 | 0 | 0 | 0
oh_line_8105002_200865509 |  | ABCN | node_8105002_200865506 | node_8105002_200865509 | 161.777 | bal_3P_477AL_4/0AC(N) | 8105002 | no | no |  |  | no |  |  | 0 | 0 | 0 | 0
oh_line_8105002_200865510 |  | ABCN | node_8105002_200865509 | node_8105002_200865510 | 155.083 | bal_3P_477AL_4/0AC(N) | 8105002 | no | no |  |  | no |  |  | 0 | 0 | 0 | 0
oh_line_8105002_200865511-1 |  | ABCN | node_8105002_200865510 | node_1372382_795_15293771_139 | 104.133 | bal_3P_477AL_4/0AC(N) | 8105002 | no | no |  |  | no |  |  | 0 | 0 | 0 | 0
oh_line_8105002_200865511-2 |  | ABCN | node_1372382_795_15293771_139 | node_8105002_200865511 | 4.998 | bal_3P_477AL_4/0AC(N) | 8105002 | no | no |  |  | no |  |  | 0 | 0 | 0 | 0
oh_line_8105002_200865512 |  | ABCN | node_8105002_200865511 | node_8105002_200865512 | 226.572 | bal_3P_477AL_4/0AC(N) | 8105002 | no | no |  |  | no |  |  | 0 | 0 | 0 | 0
oh_line_8105002_200866508 |  | AN | node_8105002_200866510 | node_8105002_200866508 | 194.569 | bal_1P_2AC_2AC(N) | 8105002 | no | no |  |  | no |  |  | 0 | 0 | 0 | 0
oh_line_8105002_200866509 |  | AN | node_8105002_200866895 | node_intto1_8105002_200866509 | 262.635 | bal_1P_2AC_2AC(N) | 8105002 | no | no |  |  | no |  |  | 0 | 0 | 0 | 0
oh_line_8105002_200866510 |  | AN | node_8105002_200866509 | node_8105002_200866510 | 119.077 | bal_1P_2AC_2AC(N) | 8105002 | no | no |  |  | no |  |  | 0 | 0 | 0 | 0
oh_line_8105002_200866511 |  | AN | node_8105002_200866510 | node_8105002_200866511 | 217.84 | bal_1P_2AC_2AC(N) | 8105002 | no | no |  |  | no |  |  | 0 | 0 | 0 | 0
oh_line_8105002_200866512 |  | AN | node_8105002_200866508 | node_8105002_200866512 | 241.808 | bal_1P_2AC_2AC(N) | 8105002 | no | no |  |  | no |  |  | 0 | 0 | 0 | 0
oh_line_8105002_200866514 |  | AN | node_8105002_200866512 | node_8105002_200866514 | 267.876 | bal_1P_2AC_2AC(N) | 8105002 | no | no |  |  | no |  |  | 0 | 0 | 0 | 0
oh_line_8105002_200866515 |  | AN | node_8105002_200866514 | node_8105002_200866515 | 556.945 | bal_1P_2AC_2AC(N) | 8105002 | no | no |  |  | no |  |  | 0 | 0 | 0 | 0
oh_line_8105002_200866516 |  | AN | node_8105002_200866515 | node_8105002_200866516 | 248.876 | bal_1P_2AC_2AC(N) | 8105002 | no | no |  |  | no |  |  | 0 | 0 | 0 | 0
oh_line_8105002_200866517 |  | AN | node_8105002_200866516 | node_8105002_200866517 | 365.685 | bal_1P_2AC_2AC(N) | 8105002 | no | no |  |  | no |  |  | 0 | 0 | 0 | 0
oh_line_8105002_200866748 |  | ABCN | node_8105002_200866890 | node_8105002_200866748 | 235.692 | bal_3P_1/0AA_1/0AA(N) | 8105002 | no | no |  |  | no |  |  | 0 | 0 | 0 | 0
oh_line_8105002_200866749 |  | ABCN | node_8105002_200866748 | node_8105002_200866749 | 200.983 | bal_3P_1/0AA_1/0AA(N) | 8105002 | no | no |  |  | no |  |  | 0 | 0 | 0 | 0
oh_line_8105002_200866750 |  | ABCN | node_8105002_200866749 | node_8105002_200866750 | 227.449 | bal_3P_1/0AA_1/0AA(N) | 8105002 | no | no |  |  | no |  |  | 0 | 0 | 0 | 0
oh_line_8105002_200866751-1 |  | ABCN | node_8105002_200866751 | node_1375692_82_15289242_761 | 227.614 | bal_3P_1/0AA_1/0AA(N) | 8105002 | no | no |  |  | no |  |  | 0 | 0 | 0 | 0
oh_line_8105002_200866751-2 |  | ABCN | node_8105002_200866750 | node_8105002_200866751 | 230.616 | bal_3P_1/0AA_1/0AA(N) | 8105002 | no | no |  |  | no |  |  | 0 | 0 | 0 | 0
oh_line_8105002_200866752 |  | ABCN | node_8105002_200866751 | node_8105002_200866752 | 65.449 | bal_3P_1/0AA_1/0AA(N) | 8105002 | no | no |  |  | no |  |  | 0 | 0 | 0 | 0
oh_line_8105002_200866753 |  | ABCN | node_8105002_200866752 | node_8105002_200866753 | 147.482 | bal_3P_1/0AA_1/0AA(N) | 8105002 | no | no |  |  | no |  |  | 0 | 0 | 0 | 0
oh_line_8105002_200866756 |  | ABCN | node_8105002_200864507 | node_intto1_8105002_200866756 | 102.791 | bal_3P_477AL_4/0AA(N) | 8105002 | no | no |  |  | no |  |  | 0 | 0 | 0 | 0
oh_line_8105002_200866757 |  | ABCN | node_8105002_200866756 | node_8105002_200866757 | 172.711 | bal_3P_477AL_4/0AA(N) | 8105002 | no | no |  |  | no |  |  | 0 | 0 | 0 | 0
oh_line_8105002_200866758 |  | ABCN | node_8105002_200866757 | node_8105002_200866758 | 184.944 | bal_3P_477AL_4/0AA(N) | 8105002 | no | no |  |  | no |  |  | 0 | 0 | 0 | 0
oh_line_8105002_200866759 |  | ABCN | node_8105002_200866758 | node_8105002_200866759 | 178.805 | bal_3P_477AL_4/0AA(N) | 8105002 | no | no |  |  | no |  |  | 0 | 0 | 0 | 0
oh_line_8105002_200866760 |  | ABCN | node_8105002_200866759 | node_8105002_200866760 | 173.717 | bal_3P_477AL_4/0AA(N) | 8105002 | no | no |  |  | no |  |  | 0 | 0 | 0 | 0
oh_line_8105002_200866761 |  | ABCN | node_8105002_200866760 | node_8105002_200866761 | 298.071 | bal_3P_477AL_4/0AA(N) | 8105002 | no | no |  |  | no |  |  | 0 | 0 | 0 | 0
oh_line_8105002_200866762 |  | ABCN | node_8105002_200866761 | node_8105002_200866762 | 258.807 | bal_3P_477AL_4/0AA(N) | 8105002 | no | no |  |  | no |  |  | 0 | 0 | 0 | 0
oh_line_8105002_200866763 |  | ABCN | node_8105002_200866762 | node_8105002_200866763 | 298.588 | bal_3P_477AL_4/0AA(N) | 8105002 | no | no |  |  | no |  |  | 0 | 0 | 0 | 0
oh_line_8105002_200866817 |  | AN | node_8105002_200866818 | node_8105002_200866817 | 187.873 | bal_1P_2/0CU_2/0CU(N) | 8105002 | no | no |  |  | no |  |  | 0 | 0 | 0 | 0
oh_line_8105002_200866818 |  | AN | node_8105002_200866819 | node_8105002_200866818 | 430.769 | bal_1P_2/0CU_2/0CU(N) | 8105002 | no | no |  |  | no |  |  | 0 | 0 | 0 | 0
oh_line_8105002_200866819 |  | AN | node_8105002_200866820 | node_8105002_200866819 | 160.233 | bal_1P_2/0CU_2/0CU(N) | 8105002 | no | no |  |  | no |  |  | 0 | 0 | 0 | 0
oh_line_8105002_200866820 |  | AN | node_8105002_200866821 | node_intto1_8105002_200866820 | 109.26 | bal_1P_1/0AC_1/0AC(N) | 8105002 | no | no |  |  | no |  |  | 0 | 0 | 0 | 0
oh_line_8105002_200866821 |  | ABCN | node_8105002_201025359 | node_8105002_200866821 | 52.212 | bal_3P_477AL_4/0AA(N) | 8105002 | no | no |  |  | no |  |  | 0 | 0 | 0 | 0
oh_line_8105002_200866822 |  | ABCN | node_8105002_200866823 | node_8105002_200866822 | 244.838 | bal_3P_477AL_4/0AA(N) | 8105002 | no | no |  |  | no |  |  | 0 | 0 | 0 | 0
oh_line_8105002_200866823 |  | ABCN | node_8105002_200866824 | node_8105002_200866823 | 40.483 | bal_3P_477AL_4/0AA(N) | 8105002 | no | no |  |  | no |  |  | 0 | 0 | 0 | 0
oh_line_8105002_200866824 |  | ABCN | node_8105002_200866825 | node_8105002_200866824 | 230.423 | bal_3P_477AL_4/0AA(N) | 8105002 | no | no |  |  | no |  |  | 0 | 0 | 0 | 0
oh_line_8105002_200866825 |  | ABCN | node_8105002_200866826 | node_intto1_8105002_200866825 | 195.785 | bal_3P_477AL_4/0AA(N) | 8105002 | no | no |  |  | no |  |  | 0 | 0 | 0 | 0
oh_line_8105002_200866826 |  | ABCN | node_8105002_201058125 | node_8105002_200866826 | 39.353 | bal_3P_477AL_4/0AL(N) | 8105002 | no | no |  |  | no |  |  | 0 | 0 | 0 | 0
oh_line_8105002_200866833 |  | AN | node_8105002_200866817 | node_8105002_200866833 | 185.032 | bal_1P_2/0CU_2/0CU(N) | 8105002 | no | no |  |  | no |  |  | 0 | 0 | 0 | 0
oh_line_8105002_200866834 |  | AN | node_8105002_200866833 | node_8105002_200866834 | 67.572 | bal_1P_1/0AC_1/0AC(N) | 8105002 | no | no |  |  | no |  |  | 0 | 0 | 0 | 0
oh_line_8105002_200866835 |  | AN | node_8105002_200866834 | node_8105002_200866835 | 193.399 | bal_1P_1/0AC_1/0AC(N) | 8105002 | no | no |  |  | no |  |  | 0 | 0 | 0 | 0
oh_line_8105002_200866836 |  | AN | node_8105002_200866835 | node_8105002_200866836 | 261.354 | bal_1P_1/0AC_1/0AC(N) | 8105002 | no | no |  |  | no |  |  | 0 | 0 | 0 | 0
oh_line_8105002_200866837 |  | AN | node_8105002_200866836 | node_8105002_200866837 | 212.767 | bal_1P_1/0AC_1/0AC(N) | 8105002 | no | no |  |  | no |  |  | 0 | 0 | 0 | 0
oh_line_8105002_200866842 |  | ABCN | node_8105002_200866822 | node_8105002_200866842 | 52.891 | bal_3P_1/0AC_1/0AC(N) | 8105002 | no | no |  |  | no |  |  | 0 | 0 | 0 | 0
oh_line_8105002_200866843 |  | ABCN | node_8105002_200866842 | node_8105002_200866843 | 310.358 | bal_3P_1/0AC_1/0AC(N) | 8105002 | no | no |  |  | no |  |  | 0 | 0 | 0 | 0
oh_line_8105002_200866844 |  | ABCN | node_8105002_200866843 | node_8105002_200866844 | 180.501 | bal_3P_1/0AC_1/0AC(N) | 8105002 | no | no |  |  | no |  |  | 0 | 0 | 0 | 0
oh_line_8105002_200866845 |  | ABCN | node_8105002_200866844 | node_8105002_200866845 | 133.176 | bal_3P_1/0AA_1/0AA(N) | 8105002 | no | no |  |  | no |  |  | 0 | 0 | 0 | 0
oh_line_8105002_200866846 |  | ABCN | node_8105002_200866845 | node_8105002_200866846 | 125.575 | bal_3P_1/0AA_1/0AA(N) | 8105002 | no | no |  |  | no |  |  | 0 | 0 | 0 | 0
oh_line_8105002_200866877 |  | ABCN | node_8105002_200866878 | node_8105002_200866877 | 210.662 | bal_3P_477AL_4/0AL(N) | 8105002 | no | no |  |  | no |  |  | 0 | 0 | 0 | 0
oh_line_8105002_200866878 |  | ABCN | node_8105002_200866879 | node_8105002_200866878 | 102.717 | bal_3P_477AL_4/0AL(N) | 8105002 | no | no |  |  | no |  |  | 0 | 0 | 0 | 0
oh_line_8105002_200866879 |  | ABCN | node_8105002_200866880 | node_8105002_200866879 | 103.128 | bal_3P_477AL_4/0AL(N) | 8105002 | no | no |  |  | no |  |  | 0 | 0 | 0 | 0
oh_line_8105002_200866880 |  | ABCN | node_8105002_200866882 | node_8105002_200866880 | 156.486 | bal_3P_477AL_4/0AL(N) | 8105002 | no | no |  |  | no |  |  | 0 | 0 | 0 | 0
oh_line_8105002_200866882 |  | ABCN | node_8105002_200866883 | node_8105002_200866882 | 172.687 | bal_3P_477AL_4/0AL(N) | 8105002 | no | no |  |  | no |  |  | 0 | 0 | 0 | 0
oh_line_8105002_200866883 |  | ABCN | node_8105002_200866885 | node_8105002_200866883 | 162.089 | bal_3P_477AL_4/0AL(N) | 8105002 | no | no |  |  | no |  |  | 0 | 0 | 0 | 0
oh_line_8105002_200866885 |  | ABCN | node_8105002_200866887 | node_8105002_200866885 | 181.515 | bal_3P_477AL_4/0AL(N) | 8105002 | no | no |  |  | no |  |  | 0 | 0 | 0 | 0
oh_line_8105002_200866887 |  | ABCN | node_8105002_200866888 | node_8105002_200866887 | 181.934 | bal_3P_477AL_4/0AL(N) | 8105002 | no | no |  |  | no |  |  | 0 | 0 | 0 | 0
oh_line_8105002_200866888 |  | ABCN | node_8105002_200866889 | node_8105002_200866888 | 162.566 | bal_3P_477AL_4/0AL(N) | 8105002 | no | no |  |  | no |  |  | 0 | 0 | 0 | 0
oh_line_8105002_200866889 |  | ABCN | node_8105002_200866890 | node_8105002_200866889 | 163.201 | bal_3P_477AL_4/0AL(N) | 8105002 | no | no |  |  | no |  |  | 0 | 0 | 0 | 0
oh_line_8105002_200866890 |  | ABCN | node_8105002_200866891 | node_8105002_200866890 | 199.762 | bal_3P_477AL_4/0AL(N) | 8105002 | no | no |  |  | no |  |  | 0 | 0 | 0 | 0
oh_line_8105002_200866891 |  | ABCN | node_8105002_200866892 | node_8105002_200866891 | 203.742 | bal_3P_477AL_4/0AL(N) | 8105002 | no | no |  |  | no |  |  | 0 | 0 | 0 | 0
oh_line_8105002_200866892 |  | ABCN | node_8105002_200866893 | node_8105002_200866892 | 200.456 | bal_3P_477AL_4/0AL(N) | 8105002 | no | no |  |  | no |  |  | 0 | 0 | 0 | 0
oh_line_8105002_200866893 |  | ABCN | node_8105002_200866895 | node_8105002_200866893 | 259.393 | bal_3P_477AL_4/0AL(N) | 8105002 | no | no |  |  | no |  |  | 0 | 0 | 0 | 0
oh_line_8105002_200866894 |  | AN | node_8105002_200866893 | node_intto1_8105002_200866894 | 157.68 | bal_1P_2AC_2AC(N) | 8105002 | no | no |  |  | no |  |  | 0 | 0 | 0 | 0
oh_line_8105002_200866895 |  | ABCN | node_8105002_200866896 | node_8105002_200866895 | 203.385 | bal_3P_477AL_4/0AL(N) | 8105002 | no | no |  |  | no |  |  | 0 | 0 | 0 | 0
oh_line_8105002_200866896 |  | ABCN | node_8105002_200866897 | node_8105002_200866896 | 199.58 | bal_3P_477AL_4/0AL(N) | 8105002 | no | no |  |  | no |  |  | 0 | 0 | 0 | 0
oh_line_8105002_200866897 |  | ABCN | node_8105002_200866898 | node_8105002_200866897 | 183.725 | bal_3P_477AL_4/0AL(N) | 8105002 | no | no |  |  | no |  |  | 0 | 0 | 0 | 0
oh_line_8105002_200866898 |  | ABCN | node_8105002_200866899 | node_8105002_200866898 | 209.096 | bal_3P_477AL_4/0AL(N) | 8105002 | no | no |  |  | no |  |  | 0 | 0 | 0 | 0
oh_line_8105002_200866899 |  | ABCN | node_8105002_200866900 | node_8105002_200866899 | 199.615 | bal_3P_477AL_4/0AL(N) | 8105002 | no | no |  |  | no |  |  | 0 | 0 | 0 | 0
oh_line_8105002_200866900 |  | ABCN | node_8105002_200866901 | node_8105002_200866900 | 202.253 | bal_3P_477AL_4/0AL(N) | 8105002 | no | no |  |  | no |  |  | 0 | 0 | 0 | 0
oh_line_8105002_200866901 |  | ABCN | node_8105002_200866902 | node_8105002_200866901 | 181.733 | bal_3P_477AL_4/0AL(N) | 8105002 | no | no |  |  | no |  |  | 0 | 0 | 0 | 0
oh_line_8105002_200866902 |  | ABCN | node_8105002_200866903 | node_8105002_200866902 | 180.789 | bal_3P_477AL_4/0AL(N) | 8105002 | no | no |  |  | no |  |  | 0 | 0 | 0 | 0
oh_line_8105002_200866903 |  | ABCN | node_8105002_200866906 | node_8105002_200866903 | 86.905 | bal_3P_477AL_4/0AL(N) | 8105002 | no | no |  |  | no |  |  | 0 | 0 | 0 | 0
oh_line_8105002_200866904 |  | AN | node_8105002_200866903 | node_intto1_8105002_200866904 | 136.881 | bal_1P_2AC_2AC(N) | 8105002 | no | no |  |  | no |  |  | 0 | 0 | 0 | 0
oh_line_8105002_200866905 |  | AN | node_8105002_200866904 | node_8105002_200866905 | 228.962 | bal_1P_2AC_2AC(N) | 8105002 | no | no |  |  | no |  |  | 0 | 0 | 0 | 0
oh_line_8105002_200866906 |  | ABCN | node_8105002_200866907 | node_8105002_200866906 | 132.405 | bal_3P_477AL_4/0AL(N) | 8105002 | no | no |  |  | no |  |  | 0 | 0 | 0 | 0
oh_line_8105002_200866907 |  | ABCN | node_8105002_200866908 | node_8105002_200866907 | 205.062 | bal_3P_477AL_4/0AL(N) | 8105002 | no | no |  |  | no |  |  | 0 | 0 | 0 | 0
oh_line_8105002_200866908 |  | ABCN | node_8105002_200866910 | node_8105002_200866908 | 123.083 | bal_3P_477AL_4/0AL(N) | 8105002 | no | no |  |  | no |  |  | 0 | 0 | 0 | 0
oh_line_8105002_200866910 |  | ABCN | node_8105002_200866911 | node_8105002_200866910 | 156.501 | bal_3P_477AL_4/0AL(N) | 8105002 | no | no |  |  | no |  |  | 0 | 0 | 0 | 0
oh_line_8105002_200866911 |  | ABCN | node_8105002_200866912 | node_8105002_200866911 | 112.08 | bal_3P_477AL_4/0AL(N) | 8105002 | no | no |  |  | no |  |  | 0 | 0 | 0 | 0
oh_line_8105002_200866912 |  | ABCN | node_8105002_200866913 | node_8105002_200866912 | 92.715 | bal_3P_477AL_4/0AL(N) | 8105002 | no | no |  |  | no |  |  | 0 | 0 | 0 | 0
oh_line_8105002_200866913 |  | ABCN | node_8105002_200866914 | node_8105002_200866913 | 167.995 | bal_3P_477AL_4/0AL(N) | 8105002 | no | no |  |  | no |  |  | 0 | 0 | 0 | 0
oh_line_8105002_200866914 |  | ABCN | node_8105002_200866915 | node_8105002_200866914 | 74.389 | bal_3P_477AL_4/0AL(N) | 8105002 | no | no |  |  | no |  |  | 0 | 0 | 0 | 0
oh_line_8105002_200866915 |  | ABCN | node_8105002_200866916 | node_8105002_200866915 | 222.96 | bal_3P_477AL_4/0AL(N) | 8105002 | no | no |  |  | no |  |  | 0 | 0 | 0 | 0
oh_line_8105002_200866916 |  | ABCN | node_8105002_200866917 | node_8105002_200866916 | 80.832 | bal_3P_477AL_4/0AL(N) | 8105002 | no | no |  |  | no |  |  | 0 | 0 | 0 | 0
oh_line_8105002_200866917 |  | ABCN | node_8105002_200866920 | node_8105002_200866917 | 177.517 | bal_3P_477AL_4/0AL(N) | 8105002 | no | no |  |  | no |  |  | 0 | 0 | 0 | 0
oh_line_8105002_200866918 |  | AN | node_8105002_200866917 | node_intto1_8105002_200866918 | 201.45 | bal_1P_1/0AC_1/0AC(N) | 8105002 | no | no |  |  | no |  |  | 0 | 0 | 0 | 0
oh_line_8105002_200866919 |  | AN | node_8105002_200866918 | node_8105002_200866919 | 158.954 | bal_1P_1/0AC_1/0AC(N) | 8105002 | no | no |  |  | no |  |  | 0 | 0 | 0 | 0
oh_line_8105002_200866920 |  | ABCN | node_8105002_200866921 | node_8105002_200866920 | 179.618 | bal_3P_477AL_4/0AL(N) | 8105002 | no | no |  |  | no |  |  | 0 | 0 | 0 | 0
oh_line_8105002_200866921 |  | ABCN | node_8105002_200866922 | node_8105002_200866921 | 182.203 | bal_3P_477AL_4/0AL(N) | 8105002 | no | no |  |  | no |  |  | 0 | 0 | 0 | 0
oh_line_8105002_200866922 |  | ABCN | node_8105002_200866923 | node_8105002_200866922 | 200.032 | bal_3P_477AL_4/0AL(N) | 8105002 | no | no |  |  | no |  |  | 0 | 0 | 0 | 0
oh_line_8105002_200866923 |  | ABCN | node_8105002_200866925 | node_8105002_200866923 | 103.485 | bal_3P_477AL_4/0AL(N) | 8105002 | no | no |  |  | no |  |  | 0 | 0 | 0 | 0
oh_line_8105002_200866924 |  | AN | node_8105002_200866923 | node_8105002_200866924 | 65.876 | bal_1P_1/0AA_1/0AA(N) | 8105002 | no | no |  |  | no |  |  | 0 | 0 | 0 | 0
oh_line_8105002_200866925 |  | ABCN | node_8105002_200866926 | node_8105002_200866925 | 173.101 | bal_3P_477AL_4/0AL(N) | 8105002 | no | no |  |  | no |  |  | 0 | 0 | 0 | 0
oh_line_8105002_200866926 |  | ABCN | node_8105002_200866927 | node_8105002_200866926 | 169.424 | bal_3P_477AL_4/0AL(N) | 8105002 | no | no |  |  | no |  |  | 0 | 0 | 0 | 0
oh_line_8105002_200866927 |  | ABCN | node_8105002_200866929 | node_8105002_200866927 | 176.147 | bal_3P_477AL_4/0AL(N) | 8105002 | no | no |  |  | no |  |  | 0 | 0 | 0 | 0
oh_line_8105002_200866928 |  | AN | node_8105002_200866927 | node_8105002_200866928 | 103.074 | bal_1P_1/0AC_1/0AC(N) | 8105002 | no | no |  |  | no |  |  | 0 | 0 | 0 | 0
oh_line_8105002_200866929 |  | ABCN | node_8105002_200866931 | node_8105002_200866929 | 165.438 | bal_3P_477AL_4/0AL(N) | 8105002 | no | no |  |  | no |  |  | 0 | 0 | 0 | 0
oh_line_8105002_200866931 |  | ABCN | node_8105002_200866932 | node_8105002_200866931 | 160.408 | bal_3P_477AL_4/0AL(N) | 8105002 | no | no |  |  | no |  |  | 0 | 0 | 0 | 0
oh_line_8105002_200866932 |  | ABCN | node_8105002_200866934 | node_8105002_200866932 | 142.063 | bal_3P_477AL_4/0AL(N) | 8105002 | no | no |  |  | no |  |  | 0 | 0 | 0 | 0
oh_line_8105002_200866934 |  | ABCN | node_8105002_200866936 | node_8105002_200866934 | 201.512 | bal_3P_477AL_4/0AL(N) | 8105002 | no | no |  |  | no |  |  | 0 | 0 | 0 | 0
oh_line_8105002_200866936 |  | ABCN | node_8105002_200866937 | node_8105002_200866936 | 185.76 | bal_3P_477AL_4/0AL(N) | 8105002 | no | no |  |  | no |  |  | 0 | 0 | 0 | 0
oh_line_8105002_200866937 |  | ABCN | node_8105002_200866938 | node_8105002_200866937 | 178.69 | bal_3P_477AL_4/0AL(N) | 8105002 | no | no |  |  | no |  |  | 0 | 0 | 0 | 0
oh_line_8105002_200866938 |  | ABCN | node_8105002_200866940 | node_8105002_200866938 | 233.303 | bal_3P_477AL_4/0AL(N) | 8105002 | no | no |  |  | no |  |  | 0 | 0 | 0 | 0
oh_line_8105002_200866940 |  | ABCN | node_8105002_200866941 | node_8105002_200866940 | 195.97 | bal_3P_477AL_4/0AL(N) | 8105002 | no | no |  |  | no |  |  | 0 | 0 | 0 | 0
oh_line_8105002_200866941 |  | ABCN | node_8105002_200866942 | node_8105002_200866941 | 167.237 | bal_3P_477AL_4/0AL(N) | 8105002 | no | no |  |  | no |  |  | 0 | 0 | 0 | 0
oh_line_8105002_200866942 |  | ABCN | node_8105002_200866943 | node_8105002_200866942 | 185.107 | bal_3P_477AL_4/0AL(N) | 8105002 | no | no |  |  | no |  |  | 0 | 0 | 0 | 0
oh_line_8105002_200866943 |  | ABCN | node_8105002_200866944 | node_8105002_200866943 | 167.505 | bal_3P_477AL_4/0AL(N) | 8105002 | no | no |  |  | no |  |  | 0 | 0 | 0 | 0
oh_line_8105002_200866944 |  | ABCN | node_8105002_200866946 | node_8105002_200866944 | 220.001 | bal_3P_477AL_4/0AL(N) | 8105002 | no | no |  |  | no |  |  | 0 | 0 | 0 | 0
oh_line_8105002_200866946 |  | ABCN | node_8105002_200866947 | node_8105002_200866946 | 135.331 | bal_3P_477AL_4/0AL(N) | 8105002 | no | no |  |  | no |  |  | 0 | 0 | 0 | 0
oh_line_8105002_200866947 |  | ABCN | node_8105002_200866763 | node_8105002_200866947 | 291.826 | bal_3P_477AL_4/0AA(N) | 8105002 | no | no |  |  | no |  |  | 0 | 0 | 0 | 0
oh_line_8105002_200866948 |  | ABCN | node_8105002_200866947 | node_8105002_200866948 | 88.844 | bal_3P_477AL_4/0AL(N) | 8105002 | no | no |  |  | no |  |  | 0 | 0 | 0 | 0
oh_line_8105002_200866949 |  | ABCN | node_8105002_200866948 | node_8105002_200866949 | 209.533 | bal_3P_477AL_4/0AL(N) | 8105002 | no | no |  |  | no |  |  | 0 | 0 | 0 | 0
oh_line_8105002_200866952 |  | ABCN | node_8105002_200866949 | node_8105002_200866952 | 251.65 | bal_3P_477AL_4/0AL(N) | 8105002 | no | no |  |  | no |  |  | 0 | 0 | 0 | 0
oh_line_8105002_200866954 |  | ABCN | node_8105002_200866952 | node_8105002_200866954 | 158.986 | bal_3P_477AL_4/0AL(N) | 8105002 | no | no |  |  | no |  |  | 0 | 0 | 0 | 0
oh_line_8105002_200917468 |  | ABCN | node_8105002_200866954 | node_8105002_200917468 | 152.756 | bal_3P_477AL_4/0AL(N) | 8105002 | no | no |  |  | no |  |  | 0 | 0 | 0 | 0
oh_line_8105002_200950118 |  | ABCN | node_8105002_200861921 | node_8105002_200950118 | 58.513 | bal_3P_1/0AA_1/0AA(N) | 8105002 | no | no |  |  | no |  |  | 0 | 0 | 0 | 0
oh_line_8105002_200951609 |  | ABCN | node_8105002_200861908 | node_8105002_200951609 | 89.882 | bal_3P_1/0AC_1/0AA(N) | 8105002 | no | no |  |  | no |  |  | 0 | 0 | 0 | 0
oh_line_8105002_200952491 |  | ABCN | node_8105002_200864059 | node_8105002_200952491 | 40.594 | bal_3P_477AL_4/0AA(N) | 8105002 | no | no |  |  | no |  |  | 0 | 0 | 0 | 0
oh_line_8105002_200962990 |  | ABCN | node_8105002_200865507 | node_8105002_200962990 | 95.657 | bal_3P_WYECUST | 8105002 | no | no |  |  | no |  |  | 0 | 0 | 0 | 0
oh_line_8105002_200977140 |  | ABCN | node_8105002_200861917 | node_8105002_200977140 | 159.408 | bal_3P_1/0AA_1/0AA(N) | 8105002 | no | no |  |  | no |  |  | 0 | 0 | 0 | 0
oh_line_8105002_200977141 |  | ABCN | node_8105002_200977140 | node_8105002_200977141 | 219.705 | bal_3P_1/0AA_1/0AA(N) | 8105002 | no | no |  |  | no |  |  | 0 | 0 | 0 | 0
oh_line_8105002_201004294 |  | AN | node_8105002_201004295 | node_8105002_201004294 | 147.774 | bal_1P_1/0AA_1/0AC(N) | 8105002 | no | no |  |  | no |  |  | 0 | 0 | 0 | 0
oh_line_8105002_201004295 |  | ABCN | node_8105002_201062689 | node_intto1_8105002_201004295 | 174.262 | bal_3P_1/0AA_1/0AA(N) | 8105002 | no | no |  |  | no |  |  | 0 | 0 | 0 | 0
oh_line_8105002_201010926 |  | ABCD | node_8105002_200861072 | node_8105002_201010926 | 110.111 | bal_3P_1/0AA | 8105002 | no | no |  |  | no |  |  | 0 | 0 | 0 | 0
oh_line_8105002_201025359 |  | ABCN | node_8105002_201044847 | node_8105002_201025359 | 153.482 | bal_3P_477AL_4/0AA(N) | 8105002 | no | no |  |  | no |  |  | 0 | 0 | 0 | 0
oh_line_8105002_201025360 |  | ABCN | node_8105002_201025497 | node_8105002_201025360 | 75.737 | bal_3P_477AL_4/0AA(N) | 8105002 | no | no |  |  | no |  |  | 0 | 0 | 0 | 0
oh_line_8105002_201025497 |  | ABCN | node_8105002_200866822 | node_8105002_201025497 | 228.408 | bal_3P_477AL_1/0AC(N) | 8105002 | no | no |  |  | no |  |  | 0 | 0 | 0 | 0
oh_line_8105002_201027878 |  | ABCN | node_8105002_200861928 | node_8105002_201027878 | 150.932 | bal_3P_2AC_1/0AA(N) | 8105002 | no | no |  |  | no |  |  | 0 | 0 | 0 | 0
oh_line_8105002_201042555 |  | AN | node_8105002_200866822 | node_8105002_201042555 | 118.938 | bal_1P_1/0AA_1/0AA(N) | 8105002 | no | no |  |  | no |  |  | 0 | 0 | 0 | 0
oh_line_8105002_201042556 |  | AN | node_8105002_201042555 | node_8105002_201042556 | 295.166 | bal_1P_1/0AA_1/0AA(N) | 8105002 | no | no |  |  | no |  |  | 0 | 0 | 0 | 0
oh_line_8105002_201042557 |  | AN | node_8105002_201042556 | node_8105002_201042557 | 186.73 | bal_1P_1/0AA_1/0AA(N) | 8105002 | no | no |  |  | no |  |  | 0 | 0 | 0 | 0
oh_line_8105002_201042558 |  | AN | node_8105002_201042557 | node_8105002_201042558 | 173.501 | bal_1P_1/0AA_1/0AA(N) | 8105002 | no | no |  |  | no |  |  | 0 | 0 | 0 | 0
oh_line_8105002_201044847 |  | ABCN | node_8105002_201025360 | node_8105002_201044847 | 120.257 | bal_3P_477AL_4/0AA(N) | 8105002 | no | no |  |  | no |  |  | 0 | 0 | 0 | 0
oh_line_8105002_201058125 |  | ABCN | node_8105002_200866877 | node_intto1_8105002_201058125 | 136.081 | bal_3P_477AL_4/0AL(N) | 8105002 | no | no |  |  | no |  |  | 0 | 0 | 0 | 0
oh_line_8105002_201062689 |  | ABCN | node_8105002_200865474 | node_8105002_201062689 | 33.894 | bal_3P_1/0AA_1/0AA(N) | 8105002 | no | no |  |  | no |  |  | 0 | 0 | 0 | 0
oh_line_8105002_201063867 |  | AN | node_8105002_200861065 | node_8105002_201063867 | 51.247 | bal_1P_1/0AA_1/0AA(N) | 8105002 | no | no |  |  | no |  |  | 0 | 0 | 0 | 0
oh_line_8105002_201065565 |  | ABCN | node_8105002_200861951 | node_8105002_201065565 | 74.157 | bal_3P_1/0AA_4/0AL(N) | 8105002 | no | no |  |  | no |  |  | 0 | 0 | 0 | 0
oh_line_8105002_311899697 |  | ABCD | node_8105002_200861068 | node_8105002_311899697 | 111.183 | bal_3P_4/0AA | 8105002 | no | no |  |  | no |  |  | 0 | 0 | 0 | 0
oh_line_8105002_311899698 |  | ABCD | node_8105002_311899697 | node_intto1_8105002_311899698 | 12.144 | bal_3P_4/0AA | 8105002 | no | no |  |  | no |  |  | 0 | 0 | 0 | 0
oh_line_8105002_312153692 |  | ABCN | node_8105002_312153693 | node_1375891_47_15290023_521 | 404.6 | bal_3P_1/0AA_1/0AA(N) | 8105002 | no | no |  |  | no |  |  | 0 | 0 | 0 | 0
oh_line_8105002_312153693 |  | ABCN | node_8105002_312153694 | node_8105002_312153693 | 189.11 | bal_3P_1/0AA_1/0AA(N) | 8105002 | no | no |  |  | no |  |  | 0 | 0 | 0 | 0
oh_line_8105002_312153694 |  | ABCN | node_8105002_312153696 | node_8105002_312153694 | 152.699 | bal_3P_1/0AA_1/0AA(N) | 8105002 | no | no |  |  | no |  |  | 0 | 0 | 0 | 0
oh_line_8105002_312153696 |  | ABCN | node_1375692_82_15289242_761 | node_8105002_312153696 | 189.794 | bal_3P_1/0AA_1/0AA(N) | 8105002 | no | no |  |  | no |  |  | 0 | 0 | 0 | 0
oh_line_TAP_OH_904943 |  | ABCN | node_8105002_200861057 | node_1372980_932_15293779_5 | 0.033 | unb_TAPWIRE_OH | 8105002 | no | no |  |  | no |  |  | 0 | 0 | 0 | 0
oh_line_TAP_OH_904944 |  | ABCN | node_8105002_200861058 | node_1374081_039_15295259_308 | 0.033 | unb_TAPWIRE_OH | 8105002 | no | no |  |  | no |  |  | 0 | 0 | 0 | 0
oh_line_TAP_OH_904945 |  | ABCN | node_8105002_200861061 | node_1374530_072_15295263_882 | 0.033 | unb_TAPWIRE_OH | 8105002 | no | no |  |  | no |  |  | 0 | 0 | 0 | 0
oh_line_TAP_OH_904946 |  | ABCN | node_8105002_200861062 | node_1374462_073_15295524_735 | 0.033 | unb_TAPWIRE_OH | 8105002 | no | no |  |  | no |  |  | 0 | 0 | 0 | 0
oh_line_TAP_OH_904950 |  | ABCN | node_8105002_200861081 | node_1372747_906_15294561_628 | 0.033 | unb_TAPWIRE_OH | 8105002 | no | no |  |  | no |  |  | 0 | 0 | 0 | 0
oh_line_TAP_OH_904951 |  | ABCN | node_8105002_200861083 | node_1373185_227_15294571_444 | 0.033 | unb_TAPWIRE_OH | 8105002 | no | no |  |  | no |  |  | 0 | 0 | 0 | 0
oh_line_TAP_OH_904952 |  | ABCN | node_8105002_200861088 | node_1373535_191_15295105_366 | 0.033 | unb_TAPWIRE_OH | 8105002 | no | no |  |  | no |  |  | 0 | 0 | 0 | 0
oh_line_TAP_OH_904953 |  | ABCN | node_8105002_200861089 | node_1373727_666_15295209_213 | 0.033 | unb_TAPWIRE_OH | 8105002 | no | no |  |  | no |  |  | 0 | 0 | 0 | 0
oh_line_TAP_OH_905207 |  | ABCN | node_8105002_200861896 | node_1374354_952_15291593_729 | 0.033 | unb_TAPWIRE_OH | 8105002 | no | no |  |  | no |  |  | 0 | 0 | 0 | 0
oh_line_TAP_OH_905209 |  | ABCN | node_8105002_200861905 | node_1373876_3_15291730_97 | 0.033 | unb_TAPWIRE_OH | 8105002 | no | no |  |  | no |  |  | 0 | 0 | 0 | 0
oh_line_TAP_OH_905210 |  | ABCN | node_8105002_200861909 | node_1373781_17_15291852_691 | 0.033 | unb_TAPWIRE_OH | 8105002 | no | no |  |  | no |  |  | 0 | 0 | 0 | 0
oh_line_TAP_OH_905212 |  | ABCN | node_8105002_200861914 | node_1373324_237_15291815_157 | 0.033 | unb_TAPWIRE_OH | 8105002 | no | no |  |  | no |  |  | 0 | 0 | 0 | 0
oh_line_TAP_OH_905213 |  | ABCN | node_8105002_200861915 | node_1373151_81_15291776_771 | 0.033 | unb_TAPWIRE_OH | 8105002 | no | no |  |  | no |  |  | 0 | 0 | 0 | 0
oh_line_TAP_OH_905215 |  | ABCN | node_8105002_200861928 | node_1372809_993_15292117_571 | 0.033 | unb_TAPWIRE_OH | 8105002 | no | no |  |  | no |  |  | 0 | 0 | 0 | 0
oh_line_TAP_OH_905216 |  | ABCN | node_8105002_200861934 | node_1375639_292_15291526_363 | 0.033 | unb_TAPWIRE_OH | 8105002 | no | no |  |  | no |  |  | 0 | 0 | 0 | 0
oh_line_TAP_OH_905323 |  | AN | node_8105002_200862278 | node_1372324_7_15293275_062 | 0.033 | unb_TAPWIRE_OH | 8105002 | no | no |  |  | no |  |  | 0 | 0 | 0 | 0
oh_line_TAP_OH_905324 |  | AN | node_8105002_200862280 | node_1372279_23_15293000_809 | 0.033 | unb_TAPWIRE_OH | 8105002 | no | no |  |  | no |  |  | 0 | 0 | 0 | 0
oh_line_TAP_OH_905342 |  | AN | node_8105002_200862339 | node_1374634_056_15291383_202 | 0.033 | unb_TAPWIRE_OH | 8105002 | no | no |  |  | no |  |  | 0 | 0 | 0 | 0
oh_line_TAP_OH_905343 |  | AN | node_8105002_200862342 | node_1374526_968_15291154_071 | 0.033 | unb_TAPWIRE_OH | 8105002 | no | no |  |  | no |  |  | 0 | 0 | 0 | 0
oh_line_TAP_OH_905425 |  | AN | node_8105002_200862590 | node_1374812_337_15290677_261 | 0.033 | unb_TAPWIRE_OH | 8105002 | no | no |  |  | no |  |  | 0 | 0 | 0 | 0
oh_line_TAP_OH_905426 |  | AN | node_8105002_200862596 | node_1374526_083_15290151_024 | 0.033 | unb_TAPWIRE_OH | 8105002 | no | no |  |  | no |  |  | 0 | 0 | 0 | 0
oh_line_TAP_OH_905428 |  | AN | node_8105002_200862603 | node_1375269_789_15291132_426 | 0.033 | unb_TAPWIRE_OH | 8105002 | no | no |  |  | no |  |  | 0 | 0 | 0 | 0
oh_line_TAP_OH_905478 |  | AN | node_8105002_200862773 | node_1372619_544_15294315_662 | 0.033 | unb_TAPWIRE_OH | 8105002 | no | no |  |  | no |  |  | 0 | 0 | 0 | 0
oh_line_TAP_OH_905479 |  | AN | node_8105002_200862778 | node_1372121_815_15294459_002 | 0.033 | unb_TAPWIRE_OH | 8105002 | no | no |  |  | no |  |  | 0 | 0 | 0 | 0
oh_line_TAP_OH_905510 |  | AN | node_8105002_200862948 | node_1374667_772_15287548_792 | 0.033 | unb_TAPWIRE_OH | 8105002 | no | no |  |  | no |  |  | 0 | 0 | 0 | 0
oh_line_TAP_OH_905528 |  | AN | node_8105002_200863024 | node_1374891_166_15291034_426 | 0.033 | unb_TAPWIRE_OH | 8105002 | no | no |  |  | no |  |  | 0 | 0 | 0 | 0
oh_line_TAP_OH_905661 |  | ABN | node_8105002_200863480 | node_1373542_295_15294936_17 | 0.033 | unb_TAPWIRE_OH | 8105002 | no | no |  |  | no |  |  | 0 | 0 | 0 | 0
oh_line_TAP_OH_905662 |  | ABN | node_8105002_200863487 | node_1374176_804_15294743_656 | 0.033 | unb_TAPWIRE_OH | 8105002 | no | no |  |  | no |  |  | 0 | 0 | 0 | 0
oh_line_TAP_OH_905663 |  | ABN | node_8105002_200863490 | node_1374628_888_15294824_986 | 0.033 | unb_TAPWIRE_OH | 8105002 | no | no |  |  | no |  |  | 0 | 0 | 0 | 0
oh_line_TAP_OH_905821 |  | ABCN | node_8105002_200864059 | node_1375841_088_15291989_697 | 0.033 | unb_TAPWIRE_OH | 8105002 | no | no |  |  | no |  |  | 0 | 0 | 0 | 0
oh_line_TAP_OH_905842 |  | ABCN | node_8105002_200864129 | node_1373438_172_15293033_2 | 0.033 | unb_TAPWIRE_OH | 8105002 | no | no |  |  | no |  |  | 0 | 0 | 0 | 0
oh_line_TAP_OH_905843 |  | ABCN | node_8105002_200864132 | node_1372995_195_15293005_702 | 0.033 | unb_TAPWIRE_OH | 8105002 | no | no |  |  | no |  |  | 0 | 0 | 0 | 0
oh_line_TAP_OH_905844 |  | AN | node_8105002_200864136 | node_1372561_332_15292758_934 | 0.033 | unb_TAPWIRE_OH | 8105002 | no | no |  |  | no |  |  | 0 | 0 | 0 | 0
oh_line_TAP_OH_905845 |  | AN | node_8105002_200864137 | node_1372686_566_15292592_677 | 0.033 | unb_TAPWIRE_OH | 8105002 | no | no |  |  | no |  |  | 0 | 0 | 0 | 0
oh_line_TAP_OH_906093 |  | AN | node_8105002_200865048 | node_1372681_396_15292511_201 | 0.033 | unb_TAPWIRE_OH | 8105002 | no | no |  |  | no |  |  | 0 | 0 | 0 | 0
oh_line_TAP_OH_906096 |  | AN | node_8105002_200865052 | node_1373222_318_15292772_372 | 0.033 | unb_TAPWIRE_OH | 8105002 | no | no |  |  | no |  |  | 0 | 0 | 0 | 0
oh_line_TAP_OH_906097 |  | AN | node_8105002_200865059 | node_1373015_675_15292484_613 | 0.033 | unb_TAPWIRE_OH | 8105002 | no | no |  |  | no |  |  | 0 | 0 | 0 | 0
oh_line_TAP_OH_906210 |  | ABCN | node_8105002_200865471 | node_1375441_423_15291878_773 | 0.033 | unb_TAPWIRE_OH | 8105002 | no | no |  |  | no |  |  | 0 | 0 | 0 | 0
oh_line_TAP_OH_906215 |  | ABCN | node_8105002_200865485 | node_1374605_235_15292067_864 | 0.033 | unb_TAPWIRE_OH | 8105002 | no | no |  |  | no |  |  | 0 | 0 | 0 | 0
oh_line_TAP_OH_906218 |  | ABCN | node_8105002_200865491 | node_1373823_79_15292697_979 | 0.033 | unb_TAPWIRE_OH | 8105002 | no | no |  |  | no |  |  | 0 | 0 | 0 | 0
oh_line_TAP_OH_906219 |  | ABCN | node_8105002_200865494 | node_1373718_408_15292860_747 | 0.033 | unb_TAPWIRE_OH | 8105002 | no | no |  |  | no |  |  | 0 | 0 | 0 | 0
oh_line_TAP_OH_906222 |  | ABCN | node_8105002_200865499 | node_1373256_347_15293279_396 | 0.033 | unb_TAPWIRE_OH | 8105002 | no | no |  |  | no |  |  | 0 | 0 | 0 | 0
oh_line_TAP_OH_906224 |  | ABCN | node_8105002_200865509 | node_1372628_211_15293686_908 | 0.033 | unb_TAPWIRE_OH | 8105002 | no | no |  |  | no |  |  | 0 | 0 | 0 | 0
oh_line_TAP_OH_906225 |  | ABCN | node_8105002_200865512 | node_1372156_244_15293851_592 | 0.033 | unb_TAPWIRE_OH | 8105002 | no | no |  |  | no |  |  | 0 | 0 | 0 | 0
oh_line_TAP_OH_906552 |  | AN | node_8105002_200866511 | node_1373830_392_15289247_854 | 0.033 | unb_TAPWIRE_OH | 8105002 | no | no |  |  | no |  |  | 0 | 0 | 0 | 0
oh_line_TAP_OH_906553 |  | AN | node_8105002_200866512 | node_1373466_343_15289116_74 | 0.033 | unb_TAPWIRE_OH | 8105002 | no | no |  |  | no |  |  | 0 | 0 | 0 | 0
oh_line_TAP_OH_906554 |  | AN | node_8105002_200866516 | node_1372891_421_15289714_892 | 0.033 | unb_TAPWIRE_OH | 8105002 | no | no |  |  | no |  |  | 0 | 0 | 0 | 0
oh_line_TAP_OH_906555 |  | AN | node_8105002_200866517 | node_1372559_253_15289478_719 | 0.033 | unb_TAPWIRE_OH | 8105002 | no | no |  |  | no |  |  | 0 | 0 | 0 | 0
oh_line_TAP_OH_906637 |  | AN | node_8105002_200866837 | node_1374916_071_15293119_71 | 0.033 | unb_TAPWIRE_OH | 8105002 | no | no |  |  | no |  |  | 0 | 0 | 0 | 0
oh_line_TAP_OH_906643 |  | ABCN | node_8105002_200866878 | node_1375639_994_15290718_102 | 0.033 | unb_TAPWIRE_OH | 8105002 | no | no |  |  | no |  |  | 0 | 0 | 0 | 0
oh_line_TAP_OH_906644 |  | ABCN | node_8105002_200866880 | node_1375453_96_15290606_592 | 0.033 | unb_TAPWIRE_OH | 8105002 | no | no |  |  | no |  |  | 0 | 0 | 0 | 0
oh_line_TAP_OH_906645 |  | ABCN | node_8105002_200866885 | node_1375146_577_15290218_56 | 0.033 | unb_TAPWIRE_OH | 8105002 | no | no |  |  | no |  |  | 0 | 0 | 0 | 0
oh_line_TAP_OH_906646 |  | ABCN | node_8105002_200866888 | node_1374971_333_15289895_095 | 0.033 | unb_TAPWIRE_OH | 8105002 | no | no |  |  | no |  |  | 0 | 0 | 0 | 0
oh_line_TAP_OH_906647 |  | ABCN | node_8105002_200866889 | node_1374877_969_15289761_911 | 0.033 | unb_TAPWIRE_OH | 8105002 | no | no |  |  | no |  |  | 0 | 0 | 0 | 0
oh_line_TAP_OH_906648 |  | ABCN | node_8105002_200866890 | node_1374736_951_15289681_801 | 0.033 | unb_TAPWIRE_OH | 8105002 | no | no |  |  | no |  |  | 0 | 0 | 0 | 0
oh_line_TAP_OH_906649 |  | ABCN | node_8105002_200866891 | node_1374600_24_15289522_15 | 0.033 | unb_TAPWIRE_OH | 8105002 | no | no |  |  | no |  |  | 0 | 0 | 0 | 0
oh_line_TAP_OH_906650 |  | ABCN | node_8105002_200866892 | node_1374387_67_15289455_693 | 0.033 | unb_TAPWIRE_OH | 8105002 | no | no |  |  | no |  |  | 0 | 0 | 0 | 0
oh_line_TAP_OH_906651 |  | AN | node_8105002_200866894 | node_1374168_75_15289337_407 | 0.033 | unb_TAPWIRE_OH | 8105002 | no | no |  |  | no |  |  | 0 | 0 | 0 | 0
oh_line_TAP_OH_906652 |  | AN | node_8105002_200866905 | node_1374246_136_15287589_737 | 0.033 | unb_TAPWIRE_OH | 8105002 | no | no |  |  | no |  |  | 0 | 0 | 0 | 0
oh_line_TAP_OH_906653 |  | ABCN | node_8105002_200866908 | node_1373844_395_15287098_082 | 0.033 | unb_TAPWIRE_OH | 8105002 | no | no |  |  | no |  |  | 0 | 0 | 0 | 0
oh_line_TAP_OH_906654 |  | ABCN | node_8105002_200866915 | node_1373616_96_15286420_37 | 0.033 | unb_TAPWIRE_OH | 8105002 | no | no |  |  | no |  |  | 0 | 0 | 0 | 0
oh_line_TAP_OH_906655 |  | ABCN | node_8105002_200866916 | node_1373471_399_15286233_817 | 0.033 | unb_TAPWIRE_OH | 8105002 | no | no |  |  | no |  |  | 0 | 0 | 0 | 0
oh_line_TAP_OH_906656 |  | AN | node_8105002_200866919 | node_1373107_456_15286173_788 | 0.033 | unb_TAPWIRE_OH | 8105002 | no | no |  |  | no |  |  | 0 | 0 | 0 | 0
oh_line_TAP_OH_906657 |  | ABCN | node_8105002_200866922 | node_1373529_523_15285605_24 | 0.033 | unb_TAPWIRE_OH | 8105002 | no | no |  |  | no |  |  | 0 | 0 | 0 | 0
oh_line_TAP_OH_906658 |  | ABCN | node_8105002_200866923 | node_1373457_536_15285406_962 | 0.033 | unb_TAPWIRE_OH | 8105002 | no | no |  |  | no |  |  | 0 | 0 | 0 | 0
oh_line_TAP_OH_906659 |  | AN | node_8105002_200866928 | node_1373572_209_15284854_155 | 0.033 | unb_TAPWIRE_OH | 8105002 | no | no |  |  | no |  |  | 0 | 0 | 0 | 0
oh_line_TAP_OH_906660 |  | ABCN | node_8105002_200866929 | node_1373456_098_15284783_833 | 0.033 | unb_TAPWIRE_OH | 8105002 | no | no |  |  | no |  |  | 0 | 0 | 0 | 0
oh_line_TAP_OH_906661 |  | ABCN | node_8105002_200866936 | node_1373616_227_15284142_136 | 0.033 | unb_TAPWIRE_OH | 8105002 | no | no |  |  | no |  |  | 0 | 0 | 0 | 0
oh_line_TAP_OH_906662 |  | ABCN | node_8105002_200866940 | node_1373671_183_15283543_893 | 0.033 | unb_TAPWIRE_OH | 8105002 | no | no |  |  | no |  |  | 0 | 0 | 0 | 0
oh_line_TAP_OH_906663 |  | ABCN | node_8105002_200866943 | node_1373563_735_15282999_147 | 0.033 | unb_TAPWIRE_OH | 8105002 | no | no |  |  | no |  |  | 0 | 0 | 0 | 0
oh_line_TAP_OH_906664 |  | ABCN | node_8105002_200866944 | node_1373653_42_15282840_179 | 0.033 | unb_TAPWIRE_OH | 8105002 | no | no |  |  | no |  |  | 0 | 0 | 0 | 0
oh_line_TAP_OH_906665 |  | ABCN | node_8105002_200866949 | node_1373862_82_15282203_444 | 0.033 | unb_TAPWIRE_OH | 8105002 | no | no |  |  | no |  |  | 0 | 0 | 0 | 0
oh_line_TAP_OH_906666 |  | ABCN | node_8105002_200866952 | node_1373885_917_15281971_233 | 0.033 | unb_TAPWIRE_OH | 8105002 | no | no |  |  | no |  |  | 0 | 0 | 0 | 0
oh_line_TAP_OH_927630 |  | AN | node_8105002_201004294 | node_1375397_759_15292252_273 | 0.033 | unb_TAPWIRE_OH | 8105002 | no | no |  |  | no |  |  | 0 | 0 | 0 | 0
oh_line_TAP_OH_934373 |  | AN | node_8105002_201042556 | node_1376130_352_15291632_703 | 0.033 | unb_TAPWIRE_OH | 8105002 | no | no |  |  | no |  |  | 0 | 0 | 0 | 0
oh_line_TAP_OH_937285 |  | AN | node_8105002_201063867 | node_1374857_497_15295927_722 | 0.033 | unb_TAPWIRE_OH | 8105002 | no | no |  |  | no |  |  | 0 | 0 | 0 | 0
oh_line_TAP_OH_1507250 |  | AN | node_8105002_200866514 | node_1373650_348_15289391_259 | 0.033 | unb_TAPWIRE_OH | 8105002 | no | no |  |  | no |  |  | 0 | 0 | 0 | 0
oh_line_TAP_OH_2144120 |  | ABCN | node_8105002_200865490 | node_1373993_374_15292623_176 | 0.033 | unb_TAPWIRE_OH | 8105002 | no | no |  |  | no |  |  | 0 | 0 | 0 | 0
oh_line_TAP_OH_2144121 |  | ABCN | node_8105002_200865490 | node_1373979_456_15292642_017 | 0.033 | unb_TAPWIRE_OH | 8105002 | no | no |  |  | no |  |  | 0 | 0 | 0 | 0
oh_line_TAP_OH_2144122 |  | ABCN | node_8105002_200865490 | node_1374003_161_15292600_107 | 0.033 | unb_TAPWIRE_OH | 8105002 | no | no |  |  | no |  |  | 0 | 0 | 0 | 0
oh_line_TAP_OH_2144123 |  | ABCN | node_8105002_200861959 | node_1374517_394_15291709_152 | 0.033 | unb_TAPWIRE_OH | 8105002 | no | no |  |  | no |  |  | 0 | 0 | 0 | 0
oh_line_TAP_OH_2144124 |  | ABCN | node_8105002_200861959 | node_1374497_593_15291710_492 | 0.033 | unb_TAPWIRE_OH | 8105002 | no | no |  |  | no |  |  | 0 | 0 | 0 | 0
oh_line_TAP_OH_2144125 |  | ABCN | node_8105002_200865482 | node_1374806_435_15292063_998 | 0.033 | unb_TAPWIRE_OH | 8105002 | no | no |  |  | no |  |  | 0 | 0 | 0 | 0
oh_line_TAP_OH_2144126 |  | ABCN | node_8105002_200865482 | node_1374787_159_15292070_088 | 0.033 | unb_TAPWIRE_OH | 8105002 | no | no |  |  | no |  |  | 0 | 0 | 0 | 0
oh_line_TAP_OH_2144127 |  | ABCN | node_8105002_200865482 | node_1374823_845_15292051_406 | 0.033 | unb_TAPWIRE_OH | 8105002 | no | no |  |  | no |  |  | 0 | 0 | 0 | 0
oh_line_TAP_OH_2144128 |  | ABCN | node_8105002_200865495 | node_1373794_224_15292771_02 | 0.033 | unb_TAPWIRE_OH | 8105002 | no | no |  |  | no |  |  | 0 | 0 | 0 | 0
oh_line_TAP_OH_2144129 |  | ABCN | node_8105002_200865495 | node_1373800_733_15292796_232 | 0.033 | unb_TAPWIRE_OH | 8105002 | no | no |  |  | no |  |  | 0 | 0 | 0 | 0
oh_line_TAP_OH_2144130 |  | ABCN | node_8105002_200865495 | node_1373783_087_15292748_884 | 0.033 | unb_TAPWIRE_OH | 8105002 | no | no |  |  | no |  |  | 0 | 0 | 0 | 0
oh_line_TAP_OH_2144134 |  | ABCN | node_8105002_200861904 | node_1374010_856_15291359_059 | 0.033 | unb_TAPWIRE_OH | 8105002 | no | no |  |  | no |  |  | 0 | 0 | 0 | 0
oh_line_TAP_OH_2144135 |  | ABCN | node_8105002_200861904 | node_1374030_679_15291360_099 | 0.033 | unb_TAPWIRE_OH | 8105002 | no | no |  |  | no |  |  | 0 | 0 | 0 | 0
oh_line_TAP_OH_2144136 |  | ABCN | node_8105002_200861904 | node_1373991_542_15291364_94 | 0.033 | unb_TAPWIRE_OH | 8105002 | no | no |  |  | no |  |  | 0 | 0 | 0 | 0
oh_line_TAP_OH_2144137 |  | ABCN | node_8105002_200861923 | node_1372761_963_15291479_662 | 0.033 | unb_TAPWIRE_OH | 8105002 | no | no |  |  | no |  |  | 0 | 0 | 0 | 0
oh_line_TAP_OH_2246920 |  | ABCN | node_8105002_200950118 | node_1373013_393_15291667_379 | 0.033 | unb_TAPWIRE_OH | 8105002 | no | no |  |  | no |  |  | 0 | 0 | 0 | 0
oh_line_TAP_OH_2246921 |  | ABCN | node_8105002_200950118 | node_1373031_577_15291678_176 | 0.033 | unb_TAPWIRE_OH | 8105002 | no | no |  |  | no |  |  | 0 | 0 | 0 | 0
oh_line_TAP_OH_2246922 |  | ABCN | node_8105002_200950118 | node_1372993_778_15291663_25 | 0.033 | unb_TAPWIRE_OH | 8105002 | no | no |  |  | no |  |  | 0 | 0 | 0 | 0
oh_line_TAP_OH_2246923 |  | ABCN | node_8105002_200865489 | node_1373790_669_15292435_992 | 0.033 | unb_TAPWIRE_OH | 8105002 | no | no |  |  | no |  |  | 0 | 0 | 0 | 0
oh_line_TAP_OH_2246924 |  | ABCN | node_8105002_200865489 | node_1373793_111_15292409_59 | 0.033 | unb_TAPWIRE_OH | 8105002 | no | no |  |  | no |  |  | 0 | 0 | 0 | 0
oh_line_TAP_OH_2246925 |  | ABCN | node_8105002_200865489 | node_1373793_405_15292462_39 | 0.033 | unb_TAPWIRE_OH | 8105002 | no | no |  |  | no |  |  | 0 | 0 | 0 | 0
oh_line_TAP_OH_2246926 |  | ABCN | node_8105002_200861952 | node_1375209_201_15291690_303 | 0.033 | unb_TAPWIRE_OH | 8105002 | no | no |  |  | no |  |  | 0 | 0 | 0 | 0
oh_line_TAP_OH_2246927 |  | ABCN | node_8105002_200861952 | node_1375195_586_15291670_816 | 0.033 | unb_TAPWIRE_OH | 8105002 | no | no |  |  | no |  |  | 0 | 0 | 0 | 0
oh_line_TAP_OH_2246928 |  | ABCN | node_8105002_200861952 | node_1375226_085_15291704_43 | 0.033 | unb_TAPWIRE_OH | 8105002 | no | no |  |  | no |  |  | 0 | 0 | 0 | 0
oh_line_TAP_OH_2246929 |  | ABCN | node_8105002_200866753 | node_1375373_88_15289085_026 | 0.033 | unb_TAPWIRE_OH | 8105002 | no | no |  |  | no |  |  | 0 | 0 | 0 | 0
oh_line_TAP_OH_2246930 |  | ABCN | node_8105002_200866753 | node_1375389_763_15289101_121 | 0.033 | unb_TAPWIRE_OH | 8105002 | no | no |  |  | no |  |  | 0 | 0 | 0 | 0
oh_line_TAP_OH_2246931 |  | ABCN | node_8105002_200866753 | node_1375355_462_15289074_971 | 0.033 | unb_TAPWIRE_OH | 8105002 | no | no |  |  | no |  |  | 0 | 0 | 0 | 0
oh_line_TAP_OH_2246932 |  | ABCN | node_8105002_200865496 | node_1373655_937_15292987_294 | 0.033 | unb_TAPWIRE_OH | 8105002 | no | no |  |  | no |  |  | 0 | 0 | 0 | 0
oh_line_TAP_OH_2246933 |  | ABCN | node_8105002_200865496 | node_1373641_105_15293004_834 | 0.033 | unb_TAPWIRE_OH | 8105002 | no | no |  |  | no |  |  | 0 | 0 | 0 | 0
oh_line_TAP_OH_2246934 |  | ABCN | node_8105002_200865496 | node_1373666_855_15292965_166 | 0.033 | unb_TAPWIRE_OH | 8105002 | no | no |  |  | no |  |  | 0 | 0 | 0 | 0
oh_line_TAP_OH_2246935 |  | ABCN | node_8105002_200865051 | node_1373225_12_15292453_636 | 0.033 | unb_TAPWIRE_OH | 8105002 | no | no |  |  | no |  |  | 0 | 0 | 0 | 0
oh_line_TAP_OH_2246936 |  | ABCN | node_8105002_200865051 | node_1373244_313_15292447_103 | 0.033 | unb_TAPWIRE_OH | 8105002 | no | no |  |  | no |  |  | 0 | 0 | 0 | 0
oh_line_TAP_OH_2246937 |  | ABCN | node_8105002_200865051 | node_1373207_875_15292466_627 | 0.033 | unb_TAPWIRE_OH | 8105002 | no | no |  |  | no |  |  | 0 | 0 | 0 | 0
oh_line_TAP_OH_2246938 |  | ABCN | node_8105002_200862601 | node_1375111_232_15291372_749 | 0.033 | unb_TAPWIRE_OH | 8105002 | no | no |  |  | no |  |  | 0 | 0 | 0 | 0
oh_line_TAP_OH_2246939 |  | ABCN | node_8105002_200862601 | node_1375105_308_15291347_283 | 0.033 | unb_TAPWIRE_OH | 8105002 | no | no |  |  | no |  |  | 0 | 0 | 0 | 0
oh_line_TAP_OH_2246940 |  | ABCN | node_8105002_200866844 | node_1376235_687_15292018_05 | 0.033 | unb_TAPWIRE_OH | 8105002 | no | no |  |  | no |  |  | 0 | 0 | 0 | 0
oh_line_TAP_OH_2246941 |  | ABCN | node_8105002_200866844 | node_1376220_582_15292000_655 | 0.033 | unb_TAPWIRE_OH | 8105002 | no | no |  |  | no |  |  | 0 | 0 | 0 | 0
oh_line_TAP_OH_2246942 |  | ABCN | node_8105002_200866844 | node_1376253_603_15292029_633 | 0.033 | unb_TAPWIRE_OH | 8105002 | no | no |  |  | no |  |  | 0 | 0 | 0 | 0
oh_line_TAP_OH_2246943 |  | ABCN | node_8105002_200951609 | node_1373601_554_15291838_494 | 0.033 | unb_TAPWIRE_OH | 8105002 | no | no |  |  | no |  |  | 0 | 0 | 0 | 0
oh_line_TAP_OH_2246944 |  | ABCN | node_8105002_200951609 | node_1373581_726_15291838_91 | 0.033 | unb_TAPWIRE_OH | 8105002 | no | no |  |  | no |  |  | 0 | 0 | 0 | 0
oh_line_TAP_OH_2246945 |  | ABCN | node_8105002_200951609 | node_1373620_591_15291831_201 | 0.033 | unb_TAPWIRE_OH | 8105002 | no | no |  |  | no |  |  | 0 | 0 | 0 | 0
oh_line_TAP_OH_2246952 |  | ABCN | node_8105002_201010926 | node_1374660_071_15296572_948 | 0.033 | unb_TAPWIRE_OH | 8105002 | no | no |  |  | no |  |  | 0 | 0 | 0 | 0
oh_line_TAP_OH_2246954 |  | ABCN | node_8105002_200865077 | node_1374140_46_15292120_361 | 0.033 | unb_TAPWIRE_OH | 8105002 | no | no |  |  | no |  |  | 0 | 0 | 0 | 0
oh_line_TAP_OH_2246956 |  | ABCN | node_8105002_200861910 | node_1373813_93_15291953_218 | 0.033 | unb_TAPWIRE_OH | 8105002 | no | no |  |  | no |  |  | 0 | 0 | 0 | 0
oh_line_TAP_OH_2246957 |  | ABCN | node_8105002_200861910 | node_1373812_277_15291963_914 | 0.033 | unb_TAPWIRE_OH | 8105002 | no | no |  |  | no |  |  | 0 | 0 | 0 | 0
oh_line_TAP_OH_2246958 |  | ABCN | node_8105002_200861910 | node_1373814_619_15291944_929 | 0.033 | unb_TAPWIRE_OH | 8105002 | no | no |  |  | no |  |  | 0 | 0 | 0 | 0
oh_line_TAP_OH_2246959 |  | ABCN | node_8105002_200866822 | node_1375839_567_15291777_879 | 0.033 | unb_TAPWIRE_OH | 8105002 | no | no |  |  | no |  |  | 0 | 0 | 0 | 0
oh_line_TAP_OH_2246960 |  | ABCN | node_8105002_200866822 | node_1375823_065_15291792_5 | 0.033 | unb_TAPWIRE_OH | 8105002 | no | no |  |  | no |  |  | 0 | 0 | 0 | 0
oh_line_TAP_OH_2246961 |  | ABCN | node_8105002_200866846 | node_1376594_186_15292029_786 | 0.033 | unb_TAPWIRE_OH | 8105002 | no | no |  |  | no |  |  | 0 | 0 | 0 | 0
oh_line_TAP_OH_2246962 |  | ABCN | node_8105002_200866846 | node_1376589_136_15292055_489 | 0.033 | unb_TAPWIRE_OH | 8105002 | no | no |  |  | no |  |  | 0 | 0 | 0 | 0
oh_line_TAP_OH_2246963 |  | ABCN | node_8105002_200866846 | node_1376594_1_15292003_158 | 0.033 | unb_TAPWIRE_OH | 8105002 | no | no |  |  | no |  |  | 0 | 0 | 0 | 0
oh_line_TAP_OH_2246964 |  | ABCN | node_8105002_200864596 | node_1375582_78_15290997_715 | 0.033 | unb_TAPWIRE_OH | 8105002 | no | no |  |  | no |  |  | 0 | 0 | 0 | 0
oh_line_TAP_OH_2246965 |  | ABCN | node_8105002_200864596 | node_1375601_899_15291004_98 | 0.033 | unb_TAPWIRE_OH | 8105002 | no | no |  |  | no |  |  | 0 | 0 | 0 | 0
oh_line_TAP_OH_2246966 |  | ABCN | node_8105002_200864596 | node_1375562_947_15290997_328 | 0.033 | unb_TAPWIRE_OH | 8105002 | no | no |  |  | no |  |  | 0 | 0 | 0 | 0
oh_line_TAP_OH_2246967 |  | ABCN | node_8105002_200865475 | node_1375160_944_15291821_363 | 0.033 | unb_TAPWIRE_OH | 8105002 | no | no |  |  | no |  |  | 0 | 0 | 0 | 0
oh_line_TAP_OH_2246968 |  | ABCN | node_8105002_200865475 | node_1375176_51_15291838_006 | 0.033 | unb_TAPWIRE_OH | 8105002 | no | no |  |  | no |  |  | 0 | 0 | 0 | 0
oh_line_TAP_OH_2246969 |  | ABCN | node_8105002_200861957 | node_1374790_053_15291671_256 | 0.033 | unb_TAPWIRE_OH | 8105002 | no | no |  |  | no |  |  | 0 | 0 | 0 | 0
oh_line_TAP_OH_2246970 |  | ABCN | node_8105002_200861957 | node_1374770_231_15291671_978 | 0.033 | unb_TAPWIRE_OH | 8105002 | no | no |  |  | no |  |  | 0 | 0 | 0 | 0
oh_line_TAP_OH_2246971 |  | ABCN | node_8105002_200861957 | node_1374809_025_15291663_67 | 0.033 | unb_TAPWIRE_OH | 8105002 | no | no |  |  | no |  |  | 0 | 0 | 0 | 0
oh_line_TAP_OH_2246972 |  | ABCN | node_8105002_200865049 | node_1373466_255_15292833_777 | 0.033 | unb_TAPWIRE_OH | 8105002 | no | no |  |  | no |  |  | 0 | 0 | 0 | 0
oh_line_TAP_OH_2246973 |  | ABCN | node_8105002_200865049 | node_1373447_72_15292824_131 | 0.033 | unb_TAPWIRE_OH | 8105002 | no | no |  |  | no |  |  | 0 | 0 | 0 | 0
oh_line_TAP_OH_2246974 |  | ABCN | node_8105002_200865049 | node_1373485_984_15292836_67 | 0.033 | unb_TAPWIRE_OH | 8105002 | no | no |  |  | no |  |  | 0 | 0 | 0 | 0
oh_line_TAP_OH_2246975 |  | ABCN | node_8105002_200864058 | node_1376077_892_15292075_495 | 0.033 | unb_TAPWIRE_OH | 8105002 | no | no |  |  | no |  |  | 0 | 0 | 0 | 0
oh_line_TAP_OH_2246976 |  | ABCN | node_8105002_200864058 | node_1376072_25_15292100_971 | 0.033 | unb_TAPWIRE_OH | 8105002 | no | no |  |  | no |  |  | 0 | 0 | 0 | 0
oh_line_TAP_OH_2246977 |  | ABCN | node_8105002_200864058 | node_1376078_422_15292048_883 | 0.033 | unb_TAPWIRE_OH | 8105002 | no | no |  |  | no |  |  | 0 | 0 | 0 | 0
oh_line_TAP_OH_2246978 |  | ABCN | node_8105002_200865479 | node_1374973_752_15291852_222 | 0.033 | unb_TAPWIRE_OH | 8105002 | no | no |  |  | no |  |  | 0 | 0 | 0 | 0
oh_line_TAP_OH_2246979 |  | ABCN | node_8105002_200865479 | node_1374981_853_15291827_992 | 0.033 | unb_TAPWIRE_OH | 8105002 | no | no |  |  | no |  |  | 0 | 0 | 0 | 0
oh_line_TAP_OH_2246980 |  | ABCN | node_8105002_200865479 | node_1374970_613_15291878_485 | 0.033 | unb_TAPWIRE_OH | 8105002 | no | no |  |  | no |  |  | 0 | 0 | 0 | 0
oh_line_TAP_OH_2246981 |  | ABCN | node_8105002_200861068 | node_1375049_471_15296321_549 | 0.033 | unb_TAPWIRE_OH | 8105002 | no | no |  |  | no |  |  | 0 | 0 | 0 | 0
oh_line_TAP_OH_2246982 |  | ABCN | node_8105002_200861068 | node_1375044_748_15296295_645 | 0.033 | unb_TAPWIRE_OH | 8105002 | no | no |  |  | no |  |  | 0 | 0 | 0 | 0
oh_line_TAP_OH_2246983 |  | ABCN | node_8105002_200861068 | node_1375059_018_15296344_975 | 0.033 | unb_TAPWIRE_OH | 8105002 | no | no |  |  | no |  |  | 0 | 0 | 0 | 0
oh_line_TAP_OH_2246984 |  | ABCN | node_8105002_201044847 | node_1375616_31_15291851_554 | 0.033 | unb_TAPWIRE_OH | 8105002 | no | no |  |  | no |  |  | 0 | 0 | 0 | 0
oh_line_TAP_OH_2246985 |  | ABCN | node_8105002_201044847 | node_1375635_514_15291858_381 | 0.033 | unb_TAPWIRE_OH | 8105002 | no | no |  |  | no |  |  | 0 | 0 | 0 | 0
oh_line_TAP_OH_2246986 |  | ABCN | node_8105002_201044847 | node_1375596_478_15291851_622 | 0.033 | unb_TAPWIRE_OH | 8105002 | no | no |  |  | no |  |  | 0 | 0 | 0 | 0
oh_line_TAP_OH_2246987 |  | ABCN | node_8105002_201004295 | node_1375485_68_15292047_665 | 0.033 | unb_TAPWIRE_OH | 8105002 | no | no |  |  | no |  |  | 0 | 0 | 0 | 0
oh_line_TAP_OH_2246988 |  | ABCN | node_8105002_201004295 | node_1375490_853_15292073_417 | 0.033 | unb_TAPWIRE_OH | 8105002 | no | no |  |  | no |  |  | 0 | 0 | 0 | 0
oh_line_TAP_OH_2246989 |  | ABCN | node_8105002_201004295 | node_1375475_727_15292024_542 | 0.033 | unb_TAPWIRE_OH | 8105002 | no | no |  |  | no |  |  | 0 | 0 | 0 | 0
oh_line_TAP_OH_2246990 |  | ABCN | node_8105002_200864597 | node_1375669_549_15291284_656 | 0.033 | unb_TAPWIRE_OH | 8105002 | no | no |  |  | no |  |  | 0 | 0 | 0 | 0
oh_line_TAP_OH_2246991 |  | ABCN | node_8105002_200864597 | node_1375667_664_15291311_145 | 0.033 | unb_TAPWIRE_OH | 8105002 | no | no |  |  | no |  |  | 0 | 0 | 0 | 0
oh_line_TAP_OH_2246992 |  | ABCN | node_8105002_200864597 | node_1375666_261_15291258_367 | 0.033 | unb_TAPWIRE_OH | 8105002 | no | no |  |  | no |  |  | 0 | 0 | 0 | 0
oh_line_TAP_OH_2246993 |  | ABCN | node_8105002_200861074 | node_1375150_361_15296563_095 | 0.033 | unb_TAPWIRE_OH | 8105002 | no | no |  |  | no |  |  | 0 | 0 | 0 | 0
oh_line_TAP_OH_2246994 |  | ABCN | node_8105002_200861074 | node_1375130_619_15296560_426 | 0.033 | unb_TAPWIRE_OH | 8105002 | no | no |  |  | no |  |  | 0 | 0 | 0 | 0
oh_line_TAP_OH_2246995 |  | ABCN | node_8105002_200861074 | node_1375169_91_15296558_815 | 0.033 | unb_TAPWIRE_OH | 8105002 | no | no |  |  | no |  |  | 0 | 0 | 0 | 0
oh_line_TAP_OH_2246996 |  | ABCN | node_8105002_200866843 | node_1376158_164_15291777_509 | 0.033 | unb_TAPWIRE_OH | 8105002 | no | no |  |  | no |  |  | 0 | 0 | 0 | 0
oh_line_TAP_OH_2246997 |  | ABCN | node_8105002_200866843 | node_1376172_307_15291796_306 | 0.033 | unb_TAPWIRE_OH | 8105002 | no | no |  |  | no |  |  | 0 | 0 | 0 | 0
oh_line_TAP_OH_2246998 |  | ABCN | node_8105002_200866843 | node_1376140_905_15291764_233 | 0.033 | unb_TAPWIRE_OH | 8105002 | no | no |  |  | no |  |  | 0 | 0 | 0 | 0
oh_line_TAP_OH_2246999 |  | ABCN | node_8105002_200861065 | node_1374716_627_15296013_346 | 0.033 | unb_TAPWIRE_OH | 8105002 | no | no |  |  | no |  |  | 0 | 0 | 0 | 0
oh_line_TAP_OH_2247000 |  | ABCN | node_8105002_200861065 | node_1374706_781_15295990_142 | 0.033 | unb_TAPWIRE_OH | 8105002 | no | no |  |  | no |  |  | 0 | 0 | 0 | 0
oh_line_TAP_OH_2247001 |  | ABCN | node_8105002_200861065 | node_1374730_592_15296032_378 | 0.033 | unb_TAPWIRE_OH | 8105002 | no | no |  |  | no |  |  | 0 | 0 | 0 | 0
oh_line_TAP_OH_2247002 |  | ABCN | node_8105002_201065565 | node_1375402_561_15291444_269 | 0.033 | unb_TAPWIRE_OH | 8105002 | no | no |  |  | no |  |  | 0 | 0 | 0 | 0
oh_line_TAP_OH_2247003 |  | ABCN | node_8105002_201065565 | node_1375399_69_15291470_589 | 0.033 | unb_TAPWIRE_OH | 8105002 | no | no |  |  | no |  |  | 0 | 0 | 0 | 0
oh_line_TAP_OH_2247004 |  | ABCN | node_8105002_201065565 | node_1375400_254_15291417_801 | 0.033 | unb_TAPWIRE_OH | 8105002 | no | no |  |  | no |  |  | 0 | 0 | 0 | 0
oh_line_TAP_OH_2450542 |  | ABCN | node_8105002_200861923 | node_1372786_28_15291475_909 | 0.033 | unb_TAPWIRE_OH | 8105002 | no | no |  |  | no |  |  | 0 | 0 | 0 | 0
oh_line_TAP_OH_2450543 |  | ABCN | node_8105002_200861923 | node_1372816_306_15291481_804 | 0.033 | unb_TAPWIRE_OH | 8105002 | no | no |  |  | no |  |  | 0 | 0 | 0 | 0

## overhead_line_conductor
data_type | static
owner_type | feeder
owner | 8105002
object | overhead_line_conductor
name | groupid | geometric_mean_radius | resistance | diameter | rating_summer_continuous | rating_summer_emergency | rating_winter_continuous | rating_winter_emergency | dcircuit | selected | comments
oh_cond_1/0_AAAC |  | 0.012 | 0.876 | 0.398 | 235 | 235 | 310 | 310 |  | no
oh_cond_1/0_ACSR |  | 0.012 | 0.888 | 0.398 | 265 | 265 | 330 | 330 |  | no
oh_cond_2/0_CU |  | 0.013 | 0.44 | 0.414 | 295 | 295 | 425 | 425 |  | no
oh_cond_2_ACSR |  | 0.01 | 1.41 | 0.325 | 195 | 195 | 245 | 245 |  | no
oh_cond_2_CU |  | 0.009 | 0.873 | 0.292 | 190 | 190 | 270 | 270 |  | no
oh_cond_3_#7_CWD_30% |  | 0.005 | 3.07 | 0.311 | 125 | 125 | 195 | 195 |  | no
oh_cond_4/0_AAAC |  | 0.017 | 0.439 | 0.563 | 365 | 365 | 480 | 480 |  | no
oh_cond_4/0_ACSR |  | 0.017 | 0.445 | 0.563 | 410 | 410 | 515 | 515 |  | no
oh_cond_4/0_AL |  | 0.016 | 0.442 | 0.522 | 365 | 365 | 480 | 480 |  | no
oh_cond_477_MCM_AL |  | 0.025 | 0.198 | 0.792 | 605 | 605 | 810 | 810 |  | no
oh_cond_WP-4/0-CU |  | 0.015 | 0.273 | 0.81 | 340 | 340 | 390 | 390 |  | no

## switch
data_type | static
owner_type | feeder
owner | 8105002
object | switch
name | groupid | phases | fr | to | phase_A_state | phase_B_state | phase_C_state | operating_mode | status | dcircuit | selected | monitored | monitored_fields | class_monitored_fields | played | played_fields | comments
switch_61629-220416342 |  | ABCN | node_intto1_8105002_200866756 | node_8105002_200866756 | CLOSED | CLOSED | CLOSED | INDIVIDUAL |  | 8105002 | no | no |  |  | no
switch_220416205 |  | ABCN | node_intto1_8105002_200865499 | node_8105002_200865499 | CLOSED | CLOSED | CLOSED | INDIVIDUAL |  | 8105002 | no | no |  |  | no
switch_220416723 |  | AN | node_intto1_8105002_311998186 | node_8105002_311998186 | CLOSED | CLOSED | CLOSED | INDIVIDUAL |  | 8105002 | no | no |  |  | no
switch_220416755 |  | AN | node_intto1_8105002_200862603 | node_8105002_200862603 | CLOSED | CLOSED | CLOSED | INDIVIDUAL |  | 8105002 | no | no |  |  | no
switch_220416822 |  | ABCD | node_intto1_8105002_200861081 | node_8105002_200861081 | CLOSED | CLOSED | CLOSED | INDIVIDUAL |  | 8105002 | no | no |  |  | no
switch_220416925 |  | ABCN | node_intto1_8105002_201058125 | node_8105002_201058125 | CLOSED | CLOSED | CLOSED | INDIVIDUAL |  | 8105002 | no | no |  |  | no

## transformer
data_type | static
owner_type | feeder
owner | 8105002
object | transformer
name | groupid | phases | fr | to | configuration | climate | aging_constant | use_thermal_model | aging_granularity | dcircuit | selected | monitored | monitored_fields | class_monitored_fields | played | played_fields | comments
transformer_220465395 |  | ABCN | node_8105002_200861080 | node_intto1_8105002_200861080 | config_transformer_220465395 |  | 0 |  | 0 | 8105002 | no | no |  |  | no
transformer_220465397 |  | ABCN | node_220465397 | node_intto1_220465397 | config_transformer_220465397 |  | 0 |  | 0 | 8105002 | no | no |  |  | no

## transformer_configuration
data_type | static
owner_type | feeder
owner | 8105002
object | transformer_configuration
name | groupid | connect_type | install_type | coolant_type | cooling_type | primary_voltage | secondary_voltage | power_rating | powerA_rating | powerB_rating | powerC_rating | impedance | shunt_impedance | core_coil_weight | tank_fittings_weight | oil_volume | rated_winding_time_constant | rated_winding_hot_spot_rise | rated_top_oil_rise | no_load_loss | full_load_loss | reactance_resistance_ratio | installed_insulation_life | dcircuit | selected | comments
config_transformer_220465395 |  | DELTA_GWYE |  |  |  | 4800 | 12470 | 501 | 0 | 0 | 0 | 0.004+0.04j | 0 | 0 | 0 | 0 | 0 | 0 | 0 | 0 | 0 | 10 | 0 |  | no
config_transformer_220465397 |  | DELTA_GWYE |  |  |  | 4800 | 12470 | 501 | 0 | 0 | 0 | 0.004+0.04j | 0 | 0 | 0 | 0 | 0 | 0 | 0 | 0 | 0 | 10 | 0 |  | no

## underground_line
data_type | static
owner_type | feeder
owner | 8105002
object | underground_line
name | groupid | phases | fr | to | length | configuration | dcircuit | selected | monitored | monitored_fields | class_monitored_fields | played | played_fields | comments
und_line_8105002_200859840 |  | ABCN | node_8105002_200861903 | node_intto1_8105002_200859840 | 149.469 | und_3P_2CUURD_2CU(N) | 8105002 | no | no |  |  | no
und_line_8105002_200860150 |  | AN | node_8105002_200860153 | node_8105002_200860150 | 379.351 | und_1P_2ALURD_2AL(N) | 8105002 | no | no |  |  | no
und_line_8105002_200860151 |  | AN | node_8105002_200860154 | node_8105002_200860151 | 401.348 | und_1P_2ALURD_2AL(N) | 8105002 | no | no |  |  | no
und_line_8105002_200860152 |  | AN | node_8105002_200860155 | node_8105002_200860152 | 246.587 | und_1P_2ALURD_2AL(N) | 8105002 | no | no |  |  | no
und_line_8105002_200860153 |  | ABN | node_8105002_200863478 | node_intto1_8105002_200860153 | 135.127 | und_2P_2ALURD_2AL(N) | 8105002 | no | no |  |  | no
und_line_8105002_200860154 |  | AN | node_8105002_200860153 | node_8105002_200860154 | 54.179 | und_1P_2ALURD_2AL(N) | 8105002 | no | no |  |  | no
und_line_8105002_200860155 |  | AN | node_8105002_200860154 | node_8105002_200860155 | 77.573 | und_1P_2ALURD_2AL(N) | 8105002 | no | no |  |  | no
und_line_8105002_200860316 |  | ABCN | node_8105002_200917467 | node_8105002_200860316 | 105.999 | und_3P_2ALURD_2AL(N) | 8105002 | no | no |  |  | no
und_line_8105002_200861054 |  | AN | node_8105002_200861068 | node_8105002_200861054 | 130.164 | und_1P_2ALURD_2AL(N) | 8105002 | no | no |  |  | no
und_line_8105002_200861889 |  | ABCN | node_8105002_200861911 | node_intto1_8105002_200861889 | 140.764 | und_3P_WYECUST | 8105002 | no | no |  |  | no
und_line_8105002_200864128 |  | ABCN | node_8105002_200864134 | node_intto1_8105002_200864128 | 54.443 | und_3P_2ALURD_2AL(N) | 8105002 | no | no |  |  | no
und_line_8105002_200864507 |  | ABCN | node_SOURCE_8105002 | node_8105002_200864507 | 439.876 | und_3P_750ALURD_750AL(N) | 8105002 | no | no |  |  | no
und_line_8105002_200865061 |  | ABCN | node_8105002_200865078 | node_intto1_8105002_200865061 | 84.682 | und_3P_2CUURD_2CU(N) | 8105002 | no | no |  |  | no
und_line_8105002_200865062 |  | ABCN | node_8105002_200962990 | node_8105002_200865062 | 117.451 | und_3P_WYECUST | 8105002 | no | no |  |  | no
und_line_8105002_200865074 |  | ABCN | node_8105002_200865486 | node_intto1_8105002_200865074 | 48.727 | und_3P_2ALURD_2AL(N) | 8105002 | no | no |  |  | no
und_line_8105002_200866873 |  | AN | node_8105002_200866912 | node_intto1_8105002_200866873 | 1130.449 | und_1P_2ALURD_2AL(N) | 8105002 | no | no |  |  | no
und_line_8105002_200866874 |  | AN | node_8105002_200866924 | node_intto1_8105002_200866874 | 446.839 | und_1P_2ALURD_2AL(N) | 8105002 | no | no |  |  | no
und_line_8105002_200917467 |  | ABCN | node_8105002_200861907 | node_intto1_8105002_200917467 | 515.236 | und_3P_2ALURD_2AL(N) | 8105002 | no | no |  |  | no
und_line_8105002_200978968 |  | AN | node_8105002_200866941 | node_intto1_8105002_200978968 | 300.321 | und_1P_WYECUST | 8105002 | no | no |  |  | no
und_line_8105002_200983596 |  | ABCN | node_8105002_200977141 | node_intto1_8105002_200983596 | 44.522 | und_3P_WYECUST | 8105002 | no | no |  |  | no
und_line_8105002_201051535 |  | ABCN | node_8105002_201027878 | node_intto1_8105002_201051535 | 76.467 | und_3P_WYECUST | 8105002 | no | no |  |  | no
und_line_8105002_201055009 |  | ABCN | node_8105002_200861918 | node_intto1_8105002_201055009 | 60.043 | und_3P_4/0ALURD_4/0AL(N) | 8105002 | no | no |  |  | no
und_line_8105002_310051073 |  | ABCN | node_8105002_200861913 | node_8105002_310051073 | 138.898 | und_3P_WYECUST | 8105002 | no | no |  |  | no
und_line_8105002_311901261 |  | ABCN | node_8105002_200861916 | node_intto1_8105002_311901261 | 84.617 | und_3P_WYECUST | 8105002 | no | no |  |  | no
und_line_8105002_311998186 |  | AN | node_8105002_200862950 | node_intto1_8105002_311998186 | 132.622 | und_1P_WYECUST | 8105002 | no | no |  |  | no
und_line_TAP_UG_59520 |  | ABCN | node_8105002_200859840 | node_1373884_594_15291527_988 | 0.033 | und_TAPWIRE_UG | 8105002 | no | no |  |  | no
und_line_TAP_UG_59598 |  | AN | node_8105002_200860150 | node_1375221_213_15294631_064 | 0.033 | und_TAPWIRE_UG | 8105002 | no | no |  |  | no
und_line_TAP_UG_59599 |  | AN | node_8105002_200860151 | node_1375311_715_15295199_563 | 0.033 | und_TAPWIRE_UG | 8105002 | no | no |  |  | no
und_line_TAP_UG_59600 |  | AN | node_8105002_200860152 | node_1374813_245_15295276_809 | 0.033 | und_TAPWIRE_UG | 8105002 | no | no |  |  | no
und_line_TAP_UG_59601 |  | AN | node_8105002_200860155 | node_1374854_371_15294986_786 | 0.033 | und_TAPWIRE_UG | 8105002 | no | no |  |  | no
und_line_TAP_UG_59633 |  | ABCN | node_8105002_200860316 | node_1373844_881_15291091_582 | 0.033 | und_TAPWIRE_UG | 8105002 | no | no |  |  | no
und_line_TAP_UG_59648 |  | AN | node_8105002_200861054 | node_1375197_173_15296428_848 | 0.033 | und_TAPWIRE_UG | 8105002 | no | no |  |  | no
und_line_TAP_UG_59676 |  | ABCN | node_8105002_200864128 | node_1372586_079_15293026_492 | 0.033 | und_TAPWIRE_UG | 8105002 | no | no |  |  | no
und_line_TAP_UG_59679 |  | ABCN | node_8105002_200865061 | node_1374326_998_15291876_734 | 0.033 | und_TAPWIRE_UG | 8105002 | no | no |  |  | no
und_line_TAP_UG_59680 |  | ABCN | node_8105002_200865062 | node_1372788_754_15293293_946 | 0.033 | und_TAPWIRE_UG | 8105002 | no | no |  |  | no
und_line_TAP_UG_59685 |  | ABCN | node_8105002_200865074 | node_1374372_385_15292087_827 | 0.033 | und_TAPWIRE_UG | 8105002 | no | no |  |  | no
und_line_TAP_UG_59691 |  | AN | node_8105002_200866873 | node_1374914_749_15286680_697 | 0.033 | und_TAPWIRE_UG | 8105002 | no | no |  |  | no
und_line_TAP_UG_59692 |  | AN | node_8105002_200866874 | node_1374028_82_15285485_557 | 0.033 | und_TAPWIRE_UG | 8105002 | no | no |  |  | no
und_line_TAP_UG_62468 |  | AN | node_8105002_200978968 | node_1373973_133_15283377_258 | 0.033 | und_TAPWIRE_UG | 8105002 | no | no |  |  | no
und_line_TAP_UG_62888 |  | ABCN | node_8105002_200983596 | node_1373120_411_15292462_402 | 0.033 | und_TAPWIRE_UG | 8105002 | no | no |  |  | no
und_line_TAP_UG_68786 |  | ABCN | node_8105002_201051535 | node_1372674_693_15292184_236 | 0.033 | und_TAPWIRE_UG | 8105002 | no | no |  |  | no
und_line_TAP_UG_68931 |  | ABCN | node_8105002_201055009 | node_1373307_275_15292129_092 | 0.033 | und_TAPWIRE_UG | 8105002 | no | no |  |  | no
und_line_TAP_UG_771021 |  | ABCN | node_8105002_200861889 | node_1373842_798_15292100_856 | 0.033 | und_TAPWIRE_UG | 8105002 | no | no |  |  | no
und_line_TAP_UG_1395488 |  | ABCN | node_8105002_311901261 | node_1373123_251_15291966_211 | 0.033 | und_TAPWIRE_UG | 8105002 | no | no |  |  | no
und_line_TAP_UG_1898439 |  | AN | node_8105002_311998186 | node_1374989_047_15287391_676 | 0.033 | und_TAPWIRE_UG | 8105002 | no | no |  |  | no

## underground_line_conductor
data_type | static
owner_type | feeder
owner | 8105002
object | underground_line_conductor
name | groupid | outer_diameter | conductor_gmr | conductor_diameter | conductor_resistance | neutral_gmr | neutral_diameter | neutral_resistance | neutral_strands | insulation_relative_permitivitty | shield_gmr | shield_resistance | rating_summer_continuous | rating_summer_emergency | rating_winter_continuous | rating_winter_emergency | dcircuit | selected | comments
und_cond_1P_2ALURD_2AL(N) | [12 empty] | 125 | 125 | 140 | 140 |  | no
und_cond_1P_WYECUST | [12 empty] | 685 | 685 | 685 | 685 |  | no
und_cond_2P_2ALURD_2AL(N) | [12 empty] | 125 | 125 | 140 | 140 |  | no
und_cond_3P_2ALURD_2AL(N) | [12 empty] | 125 | 125 | 140 | 140 |  | no
und_cond_3P_2CUURD_2CU(N) | [12 empty] | 152 | 152 | 160 | 160 |  | no
und_cond_3P_4/0ALURD_4/0AL(N) | [12 empty] | 297 | 297 | 312 | 312 |  | no
und_cond_3P_750ALURD_750AL(N) | [12 empty] | 475 | 475 | 525 | 525 |  | no
und_cond_3P_WYECUST | [12 empty] | 685 | 685 | 685 | 685 |  | no
und_cond_TAPWIRE_UG | [12 empty] | 99999999 | 99999999 | 99999999 | 99999999 |  | no